## Notes
Category | Name | Notes
Input | TVA Plant Char | Frame CT and aeroderivative plant characteristics
Input | Ancillary Inputs | Ancillary services capability
Input | CC Ramp | Combined cycle fleet ramp rate
Input | CC Summary | Combined cycle fleet capacity and heat rate
Input | CC Monthly Char | Combined cycle fleet plant characteristics
Input | CT Ramp | Combustion turbine ramp rates
Input | CT Anc | Combustion turbine ancillary services
Input | CT Gen Cap | Combustion turbine generation capacity
Input | Anc Serv Req | Ancillary services requirements
Input | Operating Reserves | Operating reserve requirements
Input | # Starts | Number of starts for thermal plants
Input | Start Costs | Start costs of thermal plants
Input | Total Start Costs | Total start costs of thermal plants
Input | Flexible Unit Char | Flexible Resource characteristics
Results | Final Graphs | Flexibility benefit of aeros and batteries

## TVA Plant Char
SERVM variables for flexibility study
Variable | example format | CT_4x_Green | CT_2x_LMS100 | Description
agc_capable | Y/N | Y | Y | Units that can be used to serve regulation up and down should be set to 'Y'. The model will have access to the range between minimum and maximum capacity. The study variable for regulation interval multiplied by the unit's ramp rate (subject to min and max capacity) will determine the unit's contribution to regulation needs.
capmax |  | 937 | 192
capmin |  | 100 | 50
heatrate |  | 10132 | 9350
cstvar |  | 0.55 | 11.09
quickstartunit | Y/N | Y | Y | If a unit can be used to meet quick start reserve requirements, this flag should be set to Y.
non_start_spin_capable | Y/N |  |  | If a generator is able to provide spinning reserves from an offline position, then a user should enter Y. The model will calculate its spin capability based on its ramp rate and count it towards spinning reserve requirements.
ramp_rate_up (MW/min) | 5 | 84 | 60 | Represents the MW/min upward ramp rate of a generator
ramp_rate_down (MW/min) | 5 | 84 | 97 | Represents the MW/min downward ramp rate of a generator
start_minutes | 5 |  | 10 | Used to model generators with start times of less than one hour
strprb | 0.5 |  |  | Start up probability for peaking resources
strttrhrs | 2 |  |  | Determines the time to repair a startup failure for a combustion turbine unit which will be chosen from a distribution of startup repair times.
minimum_uptime (hours) | 4 | 1 | 0.083333 | Represents the number of hours a unit must be in operation before shutting down. Used in setting the hourly dispatch. This variable may need to be adjusted to develop reasonable dispatch patterns. (Hours)
minimum_downtime (hours) | 6 | 1 | 0.083333 | Represents the number of hours a unit must be offline after a shutdown before beginning startup again. Used in setting the unit commitment. This variable may need to be adjusted to develop reasonable commitment and dispatch patterns. (Hours)
maint_rate |  | 0.04 | 0.03
cold_start_cost | 25000 |  |  | The startup cost associated with a cold startup profile ($/start)
cold_startup_gap | 24 |  |  | Represents the maximum number of hours a generator must be offline to define a cold startup
cold_startup_profile | 0;92.25;184.5;276.75 |  |  | Represents the cold startup profile of a generator with a startup time > 1 hour. The values separated by semicolons represent the energy produced during each hour of startup
hot_start_cost | 15000 |  |  | The startup cost associated with a hot startup profile ($/start)
hot_startup_gap | 2 |  |  | Represents the maximum number of hours a generator must be offline to define a hot startup
hot_startup_profile | 0;92.25;184.5;276.75 |  |  | Represents the hot startup profile of a generator with a startup time > 1 hour. The values separated by semicolons represent the energy produced during each hour of startup.
warm_startup_cost | 20000 | 15545 |  | The startup cost associated with a warm startup profile ($/start)
warm_startup_gap | 12 |  |  | Represents the maximum number of hours a generator must be offline to define a warm startup
warm_startup_profile | 0;92.25;184.5;276.75 |  |  | Represents the warm startup profile of a generator with a startup time > 1 hour. The values separated by semicolons represent the energy produced during each hour of startup

## Ancillary Inputs
| Asset Type | Quicstart | AGC Capable | Spin Capable | Regulation Capacity | Spinning Capacity | Primary Reserve Capacity | Secondary Reserve Capacity | Ramp Rate Up/Down (MW/min) | Start Minutes | Min Up Time (hours) | Min Down Time (hours) | Hot Start Gap | Warm Start Gap | Cold Start Gap | Hot Start Cost | Warm Start Cost | Cold Start Cost | Cold Startup Profile
AKC-01 | Combined Cycle | No | Yes | Yes | 41.65 | 124.95 | 83.3 | 165 | 8.33 | N/A | 8 | 6 | 12 | 71 | 72 | 24260.9004 | 29969.3475 | 35677.7947 | 19;44;33;90
AKC-02 | Combined Cycle | No | Yes | Yes | 41.65 | 124.95 | 83.3 | 165 | 8.33 | N/A | 8 | 6 | 12 | 71 | 72 | 24260.9004 | 29969.3475 | 35677.7947 | 19;44;33;90
CAC-01 | Combined Cycle | No | Yes | Yes | 50 | 150 | 100 | 77 | 10 | N/A | 6 | 4 | 12 | 71 | 72 | 4823.0622 | 7716.8995 | 14816.447 | 2;69;134
CAC-02 | Combined Cycle | No | Yes | Yes | 50 | 150 | 100 | 100 | 10 | N/A | 6 | 4 | 12 | 71 | 72 | 4823.0622 | 7716.8995 | 14816.447 | 2;69;134
CAC-03 | Combined Cycle | No | Yes | Yes | 50 | 150 | 100 | 80 | 10 | N/A | 6 | 4 | 12 | 71 | 72 | 4823.0622 | 7716.8995 | 14816.447 | 2;69;134
JSC-01 | Combined Cycle | No | Yes | Yes | 70 | 210 | 140 | 138 | 14 | N/A | 6 | 6 | 12 | 71 | 72 | 6553.0226 | 7781.7144 | 14940.8916 | 12;13;18;100
JSC-02 | Combined Cycle | No | Yes | Yes | 70 | 210 | 140 | 138 | 14 | N/A | 6 | 6 | 12 | 71 | 72 | 6553.0226 | 7781.7144 | 14940.8916 | 12;13;18;100
JSC-03 | Combined Cycle | No | Yes | Yes | 70 | 210 | 140 | 138 | 14 | N/A | 6 | 6 | 12 | 71 | 72 | 6553.0226 | 7781.7144 | 14940.8916 | 12;13;18;100
LCC-01 | Combined Cycle | No | Yes | Yes | 50 | 150 | 100 | 100 | 10 | N/A | 6 | 2 | 12 | 71 | 72 | 7983.1906 | 7983.1906 | 17206.1237 | 8;25;90
LCC-02 | Combined Cycle | No | Yes | Yes | 50 | 150 | 100 | 100 | 10 | N/A | 6 | 2 | 12 | 71 | 72 | 7983.1906 | 7983.1906 | 17206.1237 | 8;25;90
MGC-01 | Combined Cycle | No | Yes | Yes | 60 | 180 | 120 | 200 | 12 | N/A | 6 | 4 | 12 | 71 | 72 | 6103.4986 | 9605.9905 | 18443.5017 | 30;100;165
MGC-02 | Combined Cycle | No | Yes | Yes | 60 | 180 | 120 | 184 | 12 | N/A | 6 | 4 | 12 | 71 | 72 | 6103.4986 | 9605.9905 | 18443.5017 | 30;100;165
MGC-03 | Combined Cycle | No | Yes | Yes | 60 | 180 | 120 | 185 | 12 | N/A | 6 | 4 | 12 | 71 | 72 | 6103.4986 | 9605.9905 | 18443.5017 | 30;100;165
PCC-01 | Combined Cycle | No | Yes | Yes | 135 | 405 | 270 | 259 | 27 | N/A | 6 | 6 | 12 | 71 | 72 | 11565.7655 | 15276.3373 | 27059.2598 | 23;7;118;68;105
PCC-02 | Combined Cycle | No | Yes | Yes | 135 | 405 | 270 | 259 | 27 | N/A | 6 | 6 | 12 | 71 | 72 | 11565.7655 | 15276.3373 | 27059.2598 | 23;7;118;68;105
PCC-03 | Combined Cycle | No | Yes | Yes | 135 | 405 | 270 | 259 | 27 | N/A | 6 | 6 | 12 | 71 | 72 | 11565.7655 | 15276.3373 | 27059.2598 | 23;7;118;68;105
SOC-01 | Combined Cycle | No | Yes | Yes | 50 | 150 | 100 | 80 | 10 | N/A | 6 | 4 | 12 | 71 | 72 | 4823.0622 | 7716.8995 | 14816.447 | 17;18;170
SOC-02 | Combined Cycle | No | Yes | Yes | 50 | 150 | 100 | 103 | 10 | N/A | 6 | 6 | 12 | 71 | 72 | 4823.0622 | 7716.8995 | 14816.447 | 17;18;170
SOC-03 | Combined Cycle | No | Yes | Yes | 50 | 150 | 100 | 103 | 10 | N/A | 6 | 6 | 12 | 71 | 72 | 4823.0622 | 7716.8995 | 14816.447 | 17;18;170
ALF-01 | Coal | No | Yes | Yes | 6.65 | 19.95 | 13.3 | 73 | 1.33 | N/A | 24 | 8 | 71 | N/A | 72 | 18187.54 | N/A | 42434.96 | 45;45;45;45;45
ALF-02 | Coal | No | Yes | Yes | 6.65 | 19.95 | 13.3 | 73 | 1.33 | N/A | 24 | 8 | 71 | N/A | 72 | 18187.54 | N/A | 42434.96 | 45;45;45;45;45
ALF-03 | Coal | No | Yes | Yes | 6.65 | 19.95 | 13.3 | 73 | 1.33 | N/A | 24 | 8 | 71 | N/A | 72 | 18187.54 | N/A | 42434.96 | 45;45;45;45;45
BRF-01 | Coal | No | No | No | 0 | 0 | 30 | 128 | 3 | N/A | 168 | 48 | 71 | N/A | 72 | 66919.59 | N/A | 138483.38 | 30;30;30;30;50;150;300
CUF-01 | Coal | No | No | No | 0 | 0 | 60 | 510 | 6 | N/A | 168 | 48 | 71 | N/A | 72 | 239160.64 | N/A | 452906.24 | 50;50;50;50;150;150;150
CUF-02 | Coal | No | No | No | 0 | 0 | 60 | 510 | 6 | N/A | 168 | 48 | 71 | N/A | 72 | 239160.64 | N/A | 452906.24 | 50;50;50;50;150;150;150
GAF-01 | Coal | No | Yes | Yes | 5 | 15 | 10 | 85 | 1 | N/A | 24 | 8 | 71 | N/A | 72 | 43315.03 | N/A | 88830.06 | 55;60;5
GAF-02 | Coal | No | Yes | Yes | 5 | 15 | 10 | 85 | 1 | N/A | 24 | 8 | 71 | N/A | 72 | 43315.03 | N/A | 88830.06 | 55;60;5
GAF-03 | Coal | No | Yes | Yes | 10 | 30 | 20 | 139 | 2 | N/A | 24 | 8 | 71 | N/A | 72 | 38392.35 | N/A | 72242.52 | 55;60;25
GAF-04 | Coal | No | Yes | Yes | 10 | 30 | 20 | 134 | 2 | N/A | 24 | 8 | 71 | N/A | 72 | 38392.35 | N/A | 72242.52 | 55;60;25
KIF-01 | Coal | No | Yes | Yes | 6.75 | 20.25 | 13.5 | 65 | 1.35 | N/A | 24 | 8 | 71 | N/A | 72 | 21381.21 | N/A | 45110.83 | 25;20;30;30;30
KIF-02 | Coal | No | Yes | Yes | 6.75 | 20.25 | 13.5 | 65 | 1.35 | N/A | 24 | 8 | 71 | N/A | 72 | 21381.21 | N/A | 45110.83 | 25;20;30;30;30
KIF-03 | Coal | No | Yes | Yes | 6.75 | 20.25 | 13.5 | 65 | 1.35 | N/A | 24 | 8 | 71 | N/A | 72 | 21381.21 | N/A | 45110.83 | 25;20;30;30;30
KIF-04 | Coal | No | Yes | Yes | 6.75 | 20.25 | 13.5 | 65 | 1.35 | N/A | 24 | 8 | 71 | N/A | 72 | 21381.21 | N/A | 45110.83 | 25;20;30;30;30
KIF-05 | Coal | No | Yes | Yes | 8 | 24 | 16 | 92 | 1.6 | N/A | 24 | 8 | 71 | N/A | 72 | 29330.71 | N/A | 66879.26 | 30;30;30;30;40
KIF-06 | Coal | No | Yes | Yes | 8 | 24 | 16 | 92 | 1.6 | N/A | 24 | 8 | 71 | N/A | 72 | 29330.71 | N/A | 66879.26 | 30;30;30;30;40
KIF-07 | Coal | No | Yes | Yes | 8 | 24 | 16 | 92 | 1.6 | N/A | 24 | 8 | 71 | N/A | 72 | 29330.71 | N/A | 66879.26 | 30;30;30;30;40
KIF-08 | Coal | No | Yes | Yes | 8 | 24 | 16 | 92 | 1.6 | N/A | 24 | 8 | 71 | N/A | 72 | 29330.71 | N/A | 66879.26 | 30;30;30;30;40
KIF-09 | Coal | No | Yes | Yes | 8 | 24 | 16 | 92 | 1.6 | N/A | 24 | 8 | 71 | N/A | 72 | 29330.71 | N/A | 66879.26 | 30;30;30;30;40
PAF-03 | Coal | No | No | No | 0 | 0 | 50 | 144 | 5 | N/A | 168 | 48 | 71 | N/A | 72 | 146271.31 | N/A | 287532.75 | 60;0;240;150;100;125;125
SHF-01 | Coal | No | Yes | Yes | 15 | 45 | 30 | 67 | 3 | N/A | 24 | 8 | 71 | N/A | 72 | 21344.06 | N/A | 42976.3 | 30;20
SHF-02 | Coal | No | Yes | Yes | 15 | 45 | 30 | 67 | 3 | N/A | 24 | 8 | 71 | N/A | 72 | 21344.06 | N/A | 42976.3 | 30;20
SHF-03 | Coal | No | Yes | Yes | 15 | 45 | 30 | 67 | 3 | N/A | 24 | 8 | 71 | N/A | 72 | 21344.06 | N/A | 42976.3 | 30;20
SHF-04 | Coal | No | Yes | Yes | 15 | 45 | 30 | 67 | 3 | N/A | 24 | 8 | 71 | N/A | 72 | 21344.06 | N/A | 42976.3 | 30;20
SHF-05 | Coal | No | Yes | Yes | 15 | 45 | 30 | 67 | 3 | N/A | 24 | 8 | 71 | N/A | 72 | 21344.06 | N/A | 42976.3 | 30;20
SHF-06 | Coal | No | Yes | Yes | 15 | 45 | 30 | 67 | 3 | N/A | 24 | 8 | 71 | N/A | 72 | 21344.06 | N/A | 42976.3 | 30;20
SHF-07 | Coal | No | Yes | Yes | 15 | 45 | 30 | 67 | 3 | N/A | 24 | 8 | 71 | N/A | 72 | 21344.06 | N/A | 42976.3 | 30;20
SHF-08 | Coal | No | Yes | Yes | 15 | 45 | 30 | 67 | 3 | N/A | 24 | 8 | 71 | N/A | 72 | 21344.06 | N/A | 42976.3 | 30;20
SHF-09 | Coal | No | Yes | Yes | 15 | 45 | 30 | 67 | 3 | N/A | 24 | 8 | 71 | N/A | 72 | 21344.06 | N/A | 42976.3 | 30;20
ALT-01 | Simple Cycle | Yes | Yes | Yes | 5 | 5 | 20 | 20 | 17 | 15 | 1 | 1 |  |  |  | N/A | N/A | 1910.4167
ALT-02 | Simple Cycle | Yes | Yes | Yes | 5 | 5 | 20 | 20 | 17 | 15 | 1 | 1 |  |  |  | N/A | N/A | 1910.4167
ALT-03 | Simple Cycle | Yes | Yes | Yes | 5 | 5 | 20 | 20 | 17 | 15 | 1 | 1 |  |  |  | N/A | N/A | 1910.4167
ALT-04 | Simple Cycle | Yes | Yes | Yes | 5 | 5 | 20 | 20 | 17 | 15 | 1 | 1 |  |  |  | N/A | N/A | 1910.4167
ALT-05 | Simple Cycle | Yes | Yes | Yes | 5 | 5 | 20 | 20 | 17 | 15 | 1 | 1 |  |  |  | N/A | N/A | 1910.4167
ALT-06 | Simple Cycle | Yes | Yes | Yes | 5 | 5 | 20 | 20 | 17 | 15 | 1 | 1 |  |  |  | N/A | N/A | 1910.4167
ALT-07 | Simple Cycle | Yes | Yes | Yes | 5 | 5 | 20 | 20 | 17 | 15 | 1 | 1 |  |  |  | N/A | N/A | 1910.4167
ALT-08 | Simple Cycle | Yes | Yes | Yes | 5 | 5 | 20 | 20 | 17 | 15 | 1 | 1 |  |  |  | N/A | N/A | 1910.4167
ALT-09 | Simple Cycle | Yes | Yes | Yes | 5 | 5 | 20 | 20 | 17 | 15 | 1 | 1 |  |  |  | N/A | N/A | 1910.4167
ALT-10 | Simple Cycle | Yes | Yes | Yes | 5 | 5 | 20 | 20 | 17 | 15 | 1 | 1 |  |  |  | N/A | N/A | 1910.4167
ALT-11 | Simple Cycle | Yes | Yes | Yes | 5 | 5 | 20 | 20 | 17 | 15 | 1 | 1 |  |  |  | N/A | N/A | 1910.4167
ALT-12 | Simple Cycle | Yes | Yes | Yes | 5 | 5 | 20 | 20 | 17 | 15 | 1 | 1 |  |  |  | N/A | N/A | 1910.4167
ALT-13 | Simple Cycle | Yes | Yes | Yes | 5 | 5 | 20 | 20 | 17 | 15 | 1 | 1 |  |  |  | N/A | N/A | 1910.4167
ALT-14 | Simple Cycle | Yes | Yes | Yes | 5 | 5 | 20 | 20 | 17 | 15 | 1 | 1 |  |  |  | N/A | N/A | 1910.4167
ALT-15 | Simple Cycle | Yes | Yes | Yes | 5 | 5 | 20 | 20 | 17 | 15 | 1 | 1 |  |  |  | N/A | N/A | 1910.4167
ALT-16 | Simple Cycle | Yes | Yes | Yes | 5 | 5 | 20 | 20 | 17 | 15 | 1 | 1 |  |  |  | N/A | N/A | 1910.4167
ALT-17 | Simple Cycle | Yes | Yes | Yes | 18 | 18 | 62 | 62 | 14 | 15 | 1 | 1 |  |  |  | N/A | N/A | 2716.6667
ALT-18 | Simple Cycle | Yes | Yes | Yes | 18 | 18 | 62 | 62 | 14 | 15 | 1 | 1 |  |  |  | N/A | N/A | 2716.6667
ALT-19 | Simple Cycle | Yes | Yes | Yes | 18 | 18 | 62 | 62 | 14 | 15 | 1 | 1 |  |  |  | N/A | N/A | 2716.6667
ALT-20 | Simple Cycle | Yes | Yes | Yes | 18 | 18 | 62 | 62 | 14 | 15 | 1 | 1 |  |  |  | N/A | N/A | 2716.6667
BRT-01 | Simple Cycle | No | No | No | 0 | 0 | 124 | 124 | 10.33 | 15 | 2 | 1 |  |  |  | N/A | N/A | 5625
BRT-02 | Simple Cycle | No | No | No | 0 | 0 | 124 | 124 | 10.33 | 15 | 2 | 1 |  |  |  | N/A | N/A | 5625
BRT-03 | Simple Cycle | No | No | No | 0 | 0 | 129 | 129 | 14 | 15 | 1 | 1 |  |  |  | N/A | N/A | 5625
BRT-04 | Simple Cycle | No | No | No | 0 | 0 | 129 | 129 | 14 | 15 | 1 | 1 |  |  |  | N/A | N/A | 5625
COT-01 | Simple Cycle | Yes | Yes | Yes | 17.5 | 17.5 | 61 | 61 | 14 | 15 | 1 | 1 |  |  |  | N/A | N/A | 2716.6667
COT-02 | Simple Cycle | Yes | Yes | Yes | 17.5 | 17.5 | 61 | 61 | 14 | 15 | 1 | 1 |  |  |  | N/A | N/A | 2716.6667
COT-03 | Simple Cycle | Yes | Yes | Yes | 17.5 | 17.5 | 61 | 61 | 14 | 15 | 1 | 1 |  |  |  | N/A | N/A | 2716.6667
COT-04 | Simple Cycle | Yes | Yes | Yes | 17.5 | 17.5 | 61 | 61 | 14 | 15 | 1 | 1 |  |  |  | N/A | N/A | 2716.6667
COT-05 | Simple Cycle | Yes | Yes | Yes | 17.5 | 17.5 | 61 | 61 | 14 | 15 | 1 | 1 |  |  |  | N/A | N/A | 2716.6667
COT-06 | Simple Cycle | Yes | Yes | Yes | 17.5 | 17.5 | 61 | 61 | 14 | 15 | 1 | 1 |  |  |  | N/A | N/A | 2716.6667
COT-07 | Simple Cycle | Yes | Yes | Yes | 17.5 | 17.5 | 61 | 61 | 14 | 15 | 1 | 1 |  |  |  | N/A | N/A | 2716.6667
COT-08 | Simple Cycle | Yes | Yes | Yes | 17.5 | 17.5 | 61 | 61 | 14 | 15 | 1 | 1 |  |  |  | N/A | N/A | 2716.6667
GAT-01 | Simple Cycle | No | No | No | 31 | 31 | 89 | 89 | 10 | 15 | 1 | 1 |  |  |  | N/A | N/A | 4040.625
GAT-02 | Simple Cycle | No | No | No | 31 | 31 | 89 | 89 | 10 | 15 | 1 | 1 |  |  |  | N/A | N/A | 4040.625
GAT-03 | Simple Cycle | No | No | No | 31 | 31 | 89 | 89 | 10 | 15 | 1 | 1 |  |  |  | N/A | N/A | 4040.625
GAT-04 | Simple Cycle | No | No | No | 31 | 31 | 89 | 89 | 10 | 15 | 1 | 1 |  |  |  | N/A | N/A | 4040.625
GAT-05 | Simple Cycle | Yes | Yes | Yes | 14 | 14 | 94 | 94 | 14 | 15 | 1 | 1 |  |  |  | N/A | N/A | 4033.3333
GAT-06 | Simple Cycle | Yes | Yes | Yes | 14 | 14 | 94 | 94 | 14 | 15 | 1 | 1 |  |  |  | N/A | N/A | 4033.3333
GAT-07 | Simple Cycle | Yes | Yes | Yes | 14 | 14 | 94 | 94 | 14 | 15 | 1 | 1 |  |  |  | N/A | N/A | 4033.3333
GAT-08 | Simple Cycle | Yes | Yes | Yes | 14 | 14 | 94 | 94 | 14 | 15 | 1 | 1 |  |  |  | N/A | N/A | 4033.3333
GLT-01 | Simple Cycle | No | No | No | 0 | 0 | 185 | 185 | 17.5 | 15 | 3 | 5 |  |  |  | N/A | N/A | 8218.75
GLT-02 | Simple Cycle | No | No | No | 0 | 0 | 185 | 185 | 17.5 | 15 | 3 | 5 |  |  |  | N/A | N/A | 8218.75
GLT-03 | Simple Cycle | No | No | No | 0 | 0 | 185 | 185 | 15 | 15 | 3 | 5 |  |  |  | N/A | N/A | 8218.75
JOT-01 | Simple Cycle | Yes | Yes | Yes | 12.5 | 12.5 | 63 | 63 | 14 | 15 | 1 | 1 |  |  |  | N/A | N/A | 2979.1667
JOT-02 | Simple Cycle | Yes | Yes | Yes | 12.5 | 12.5 | 63 | 63 | 14 | 15 | 1 | 1 |  |  |  | N/A | N/A | 2979.1667
JOT-03 | Simple Cycle | Yes | Yes | Yes | 12.5 | 12.5 | 63 | 63 | 14 | 15 | 1 | 1 |  |  |  | N/A | N/A | 2979.1667
JOT-04 | Simple Cycle | Yes | Yes | Yes | 12.5 | 12.5 | 63 | 63 | 14 | 15 | 1 | 1 |  |  |  | N/A | N/A | 2979.1667
JOT-05 | Simple Cycle | Yes | Yes | Yes | 12.5 | 12.5 | 63 | 63 | 14 | 15 | 1 | 1 |  |  |  | N/A | N/A | 2979.1667
JOT-06 | Simple Cycle | Yes | Yes | Yes | 12.5 | 12.5 | 63 | 63 | 14 | 15 | 1 | 1 |  |  |  | N/A | N/A | 2979.1667
JOT-07 | Simple Cycle | Yes | Yes | Yes | 12.5 | 12.5 | 63 | 63 | 14 | 15 | 1 | 1 |  |  |  | N/A | N/A | 2979.1667
JOT-08 | Simple Cycle | Yes | Yes | Yes | 12.5 | 12.5 | 63 | 63 | 14 | 15 | 1 | 1 |  |  |  | N/A | N/A | 2979.1667
JOT-09 | Simple Cycle | Yes | Yes | Yes | 12.5 | 12.5 | 63 | 63 | 14 | 15 | 1 | 1 |  |  |  | N/A | N/A | 2979.1667
JOT-10 | Simple Cycle | Yes | Yes | Yes | 12.5 | 12.5 | 63 | 63 | 14 | 15 | 1 | 1 |  |  |  | N/A | N/A | 2979.1667
JOT-11 | Simple Cycle | Yes | Yes | Yes | 12.5 | 12.5 | 63 | 63 | 14 | 15 | 1 | 1 |  |  |  | N/A | N/A | 2979.1667
JOT-12 | Simple Cycle | Yes | Yes | Yes | 12.5 | 12.5 | 63 | 63 | 14 | 15 | 1 | 1 |  |  |  | N/A | N/A | 2979.1667
JOT-13 | Simple Cycle | Yes | Yes | Yes | 12.5 | 12.5 | 63 | 63 | 14 | 15 | 1 | 1 |  |  |  | N/A | N/A | 2979.1667
JOT-14 | Simple Cycle | Yes | Yes | Yes | 12.5 | 12.5 | 63 | 63 | 14 | 15 | 1 | 1 |  |  |  | N/A | N/A | 2979.1667
JOT-15 | Simple Cycle | Yes | Yes | Yes | 12.5 | 12.5 | 63 | 63 | 14 | 15 | 1 | 1 |  |  |  | N/A | N/A | 2979.1667
JOT-16 | Simple Cycle | Yes | Yes | Yes | 12.5 | 12.5 | 63 | 63 | 14 | 15 | 1 | 1 |  |  |  | N/A | N/A | 2979.1667
JOT-17 | Simple Cycle | Yes | Yes | Yes | 15.5 | 15.5 | 94 | 94 | 14 | 15 | 1 | 1 |  |  |  | N/A | N/A | 4033.3333
JOT-18 | Simple Cycle | Yes | Yes | Yes | 15.5 | 15.5 | 94 | 94 | 14 | 15 | 1 | 1 |  |  |  | N/A | N/A | 4033.3333
JOT-19 | Simple Cycle | Yes | Yes | Yes | 15.5 | 15.5 | 94 | 94 | 14 | 15 | 1 | 1 |  |  |  | N/A | N/A | 4033.3333
JOT-20 | Simple Cycle | No | No | No | N/A | N/A | N/A | N/A | 14 | N/A | 1 | 1 |  |  |  | N/A | N/A | 4033.3333
KCT-01 | Simple Cycle | No | No | No | 0 | 0 | 94 | 94 | 14 | 15 | 1 | 1 |  |  |  | N/A | N/A | 4033.3333
KCT-02 | Simple Cycle | No | No | No | 0 | 0 | 94 | 94 | 14 | 15 | 1 | 1 |  |  |  | N/A | N/A | 4033.3333
KCT-03 | Simple Cycle | No | No | No | 0 | 0 | 94 | 94 | 14 | 15 | 1 | 1 |  |  |  | N/A | N/A | 4033.3333
KCT-04 | Simple Cycle | No | No | No | 0 | 0 | 94 | 94 | 14 | 15 | 1 | 1 |  |  |  | N/A | N/A | 4033.3333
LCT-01 | Simple Cycle | Yes | Yes | Yes | 7 | 7 | 94 | 94 | 14 | 15 | 1 | 1 |  |  |  | N/A | N/A | 4033.3333
LCT-02 | Simple Cycle | Yes | Yes | Yes | 7 | 7 | 94 | 94 | 14 | 15 | 1 | 1 |  |  |  | N/A | N/A | 4033.3333
LCT-03 | Simple Cycle | Yes | Yes | Yes | 7 | 7 | 94 | 94 | 14 | 15 | 1 | 1 |  |  |  | N/A | N/A | 4033.3333
LCT-04 | Simple Cycle | Yes | Yes | Yes | 7 | 7 | 94 | 94 | 14 | 15 | 1 | 1 |  |  |  | N/A | N/A | 4033.3333
LCT-05 | Simple Cycle | Yes | Yes | Yes | 7 | 7 | 94 | 94 | 14 | 15 | 1 | 1 |  |  |  | N/A | N/A | 4033.3333
LCT-06 | Simple Cycle | Yes | Yes | Yes | 7 | 7 | 94 | 94 | 14 | 15 | 1 | 1 |  |  |  | N/A | N/A | 4033.3333
LCT-07 | Simple Cycle | Yes | Yes | Yes | 7 | 7 | 94 | 94 | 14 | 15 | 1 | 1 |  |  |  | N/A | N/A | 4033.3333
LCT-08 | Simple Cycle | Yes | Yes | Yes | 7 | 7 | 94 | 94 | 14 | 15 | 1 | 1 |  |  |  | N/A | N/A | 4033.3333
LCT-09 | Simple Cycle | Yes | Yes | Yes | 6.5 | 6.5 | 93 | 93 | 14 | 15 | 1 | 1 |  |  |  | N/A | N/A | 4033.3333
LCT-10 | Simple Cycle | Yes | Yes | Yes | 6.5 | 6.5 | 93 | 93 | 14 | 15 | 1 | 1 |  |  |  | N/A | N/A | 4033.3333
LCT-11 | Simple Cycle | Yes | Yes | Yes | 6.5 | 6.5 | 93 | 93 | 14 | 15 | 1 | 1 |  |  |  | N/A | N/A | 4033.3333
LCT-12 | Simple Cycle | Yes | Yes | Yes | 6.5 | 6.5 | 93 | 93 | 14 | 15 | 1 | 1 |  |  |  | N/A | N/A | 4033.3333
MCT-01 | Simple Cycle | Yes | Yes | Yes | 6.5 | 6.5 | 95 | 95 | 14 | 15 | 1 | 1 |  |  |  | N/A | N/A | 4033.3333
MCT-02 | Simple Cycle | Yes | Yes | Yes | 6.5 | 6.5 | 95 | 95 | 14 | 15 | 1 | 1 |  |  |  | N/A | N/A | 4033.3333
MCT-03 | Simple Cycle | Yes | Yes | Yes | 6.5 | 6.5 | 95 | 95 | 14 | 15 | 1 | 1 |  |  |  | N/A | N/A | 4033.3333
MCT-04 | Simple Cycle | Yes | Yes | Yes | 6.5 | 6.5 | 95 | 95 | 14 | 15 | 1 | 1 |  |  |  | N/A | N/A | 4033.3333
MCT-05 | Simple Cycle | Yes | Yes | Yes | 6.5 | 6.5 | 95 | 95 | 14 | 15 | 1 | 1 |  |  |  | N/A | N/A | 4033.3333
MCT-06 | Simple Cycle | Yes | Yes | Yes | 6.5 | 6.5 | 95 | 95 | 14 | 15 | 1 | 1 |  |  |  | N/A | N/A | 4033.3333
MCT-07 | Simple Cycle | Yes | Yes | Yes | 6.5 | 6.5 | 95 | 95 | 14 | 15 | 1 | 1 |  |  |  | N/A | N/A | 4033.3333
MCT-08 | Simple Cycle | Yes | Yes | Yes | 6.5 | 6.5 | 95 | 95 | 14 | 15 | 1 | 1 |  |  |  | N/A | N/A | 4033.3333

## CC Ramp
Business Unit | Coal & Gas Generation
Forecast Name | CC Operating Constraints
Vintage | FY19 Strategic PSP
Case | Base
Comment | Added PCC, and updated LCC (Ramp Rate), and SCC (unit3 min down time)
Unit | Date | Run up Rate (MW/Hr) | Run up Rate (MW/min) | Ramp Rate (MW/Hr) | Ramp Rate (MW/min) | Min Up Time (Hrs) | Min Down Time (Hrs) | Mean TTR (Hrs) | Min TTR (Hrs) | Max TTR (Hrs)
AKC-01 | 2017-01-01 | 80 | 1.33 | 500 | 8.33 | 8 | 6 | 60 | 8 | 168
AKC-02 | 2017-01-01 | 80 | 1.33 | 500 | 8.33 | 8 | 6 | 60 | 8 | 168
CAC-01 | 2017-01-01 | 77 | 1.28 | 600 | 10 | 6 | 4 | 60 | 8 | 168
CAC-02 | 2017-01-01 | 77 | 1.28 | 600 | 10 | 6 | 4 | 60 | 8 | 168
CAC-03 | 2017-01-01 | 77 | 1.28 | 600 | 10 | 6 | 4 | 60 | 8 | 168
JSC-01 | 2017-01-01 | 124 | 2.07 | 840 | 14 | 6 | 6 | 60 | 8 | 168
JSC-02 | 2017-01-01 | 124 | 2.07 | 840 | 14 | 6 | 6 | 60 | 8 | 168
JSC-03 | 2017-01-01 | 124 | 2.07 | 840 | 14 | 6 | 6 | 60 | 8 | 168
LCC-01 | 2017-01-01 | 60 | 1 | 600 | 10 | 6 | 2 | 60 | 8 | 168
LCC-02 | 2017-01-01 | 60 | 1 | 600 | 10 | 6 | 2 | 60 | 8 | 168
MGC-01 | 2017-01-01 | 59 | 0.98 | 720 | 12 | 6 | 4 | 60 | 8 | 168
MGC-02 | 2017-01-01 | 59 | 0.98 | 720 | 12 | 6 | 4 | 60 | 8 | 168
MGC-03 | 2017-01-01 | 59 | 0.98 | 720 | 12 | 6 | 4 | 60 | 8 | 168
PCC-01 | 2017-01-01 | 193 | 3.22 | 1620 | 27 | 6 | 6 | 60 | 8 | 168
PCC-02 | 2017-01-01 | 193 | 3.22 | 1620 | 27 | 6 | 6 | 60 | 8 | 168
PCC-03 | 2017-01-01 | 193 | 3.22 | 1620 | 27 | 6 | 6 | 60 | 8 | 168
SOC-01 | 2017-01-01 | 78 | 1.3 | 600 | 10 | 6 | 4 | 60 | 8 | 168
SOC-02 | 2017-01-01 | 78 | 1.3 | 600 | 10 | 6 | 4 | 60 | 8 | 168
SOC-03 | 2017-01-01 | 78 | 1.3 | 600 | 10 | 6 | 6 | 60 | 8 | 168
Note on A1: MetaDataHeader
Note on A2: MetaDataHeader
Note on A3: MetaDataHeader
Note on A4: MetaDataHeader
Note on A5: MetaDataHeader

## CC Summary
Business Unit | Coal & Gas Generation
Forecast Name | CC Resources Summary
Vintage | FY19 Strategic PSP
Case | Base
Comment | Updated; Constants - For XML TEST (add 20 years to "End Date" for FY of Fall update)
Unit | Source | Product/Term | Units in Service (PaR) | Start Date (PaR) | End Date (PaR) | Full Load Capacity (MW) (PaR) | Full Load Heat Rate (Btu/kwh) (PaR) | Notes
AKC-01 | Ackerman | 7X24 | 1 | 2014-07-01 | 2037-12-31 | 360.6225 | 6856.25 | "Full Load Capacity" (Column G) is Winter Net Dependable Capacity
AKC-02 | Ackerman | 7X24 | 1 | 2014-07-01 | 2037-12-31 | 360.6225 | 6856.25 | "Full Load Capacity" (Column G) is Winter Net Dependable Capacity
CAC-01 | Caledonia | 7X24 | 1 | 2010-01-01 | 2037-12-31 | 257.8227 | 7099.1778 | "Full Load Capacity" (Column G) is Winter Net Dependable Capacity
CAC-02 | Caledonia | 7X24 | 1 | 2010-01-01 | 2037-12-31 | 280.6729 | 7064.7192 | "Full Load Capacity" (Column G) is Winter Net Dependable Capacity
CAC-03 | Caledonia | 7X24 | 1 | 2010-01-01 | 2037-12-31 | 267.6626 | 7061.899 | "Full Load Capacity" (Column G) is Winter Net Dependable Capacity
JSC-01 | John Sevier | 7X24 | 1 | 2012-06-01 | 2037-12-31 | 274.3242 | 6916.1301 | "Full Load Capacity" (Column G) is Winter Net Dependable Capacity
JSC-02 | John Sevier | 7X24 | 1 | 2012-06-01 | 2037-12-31 | 274.3242 | 6916.1301 | "Full Load Capacity" (Column G) is Winter Net Dependable Capacity
JSC-03 | John Sevier | 7X24 | 1 | 2012-06-01 | 2037-12-31 | 274.3242 | 6916.1301 | "Full Load Capacity" (Column G) is Winter Net Dependable Capacity
LCC-01 | Lagoon Creek | 7X24 | 1 | 2010-10-01 | 2037-12-31 | 268.6151 | 6907.6597 | "Full Load Capacity" (Column G) is Winter Net Dependable Capacity
LCC-02 | Lagoon Creek | 7X24 | 1 | 2010-10-01 | 2037-12-31 | 268.6151 | 6907.6597 | "Full Load Capacity" (Column G) is Winter Net Dependable Capacity
MGC-01 | Magnolia | 7X24 | 1 | 2010-01-01 | 2037-12-31 | 295 | 6796.8075 | "Full Load Capacity" (Column G) is Winter Net Dependable Capacity
MGC-02 | Magnolia | 7X24 | 1 | 2010-01-01 | 2037-12-31 | 295 | 6796.8075 | "Full Load Capacity" (Column G) is Winter Net Dependable Capacity
MGC-03 | Magnolia | 7X24 | 1 | 2010-01-01 | 2037-12-31 | 265 | 6898.2693 | "Full Load Capacity" (Column G) is Winter Net Dependable Capacity
PCC-01 | Paradise | 7X24 | 1 | 2017-04-01 | 2037-12-31 | 335 | 6707.4455 | "Full Load Capacity" (Column G) is Winter Net Dependable Capacity
PCC-02 | Paradise | 7X24 | 1 | 2017-04-01 | 2037-12-31 | 335 | 6707.4455 | "Full Load Capacity" (Column G) is Winter Net Dependable Capacity
PCC-03 | Paradise | 7X24 | 1 | 2017-04-01 | 2037-12-31 | 335 | 6707.4455 | "Full Load Capacity" (Column G) is Winter Net Dependable Capacity
SOC-01 | Southaven | 7X24 | 1 | 2010-01-01 | 2037-12-31 | 252 | 7099.7978 | "Full Load Capacity" (Column G) is Winter Net Dependable Capacity
SOC-02 | Southaven | 7X24 | 1 | 2010-01-01 | 2037-12-31 | 244.3378 | 7159.8344 | "Full Load Capacity" (Column G) is Winter Net Dependable Capacity
SOC-03 | Southaven | 7X24 | 1 | 2010-01-01 | 2037-12-31 | 274.9563 | 6844.6547 | "Full Load Capacity" (Column G) is Winter Net Dependable Capacity
Note on A1: MetaDataHeader
Note on A2: MetaDataHeader
Note on A3: MetaDataHeader
Note on A4: MetaDataHeader
Note on A5: MetaDataHeader

## CC Monthly Char
Business Unit | Coal & Gas Generation
Forecast Name | CC Monthly Operating Characteristics
Vintage | FY19 Strategic PSP
Case | Base
Comment | Added PCC (design data with lower than design minimums based off Plant actual minimum generation), New minimums for AKC and JSC. New MGC-02, CAC-02, and SOC-03 capacities and heat rates following AGP upgrades. Now includes future uprates for current planned AGP upgrade outages. All capacities changed to align with actuals for average expected regional temperature. Updated emission rates. Corrected NET GEN MW, NET CAPPLAN MW, and NET MW columns to reflect total capacity with duct fire.
UNIT | DATE | MONTH NO | FISCAL YR | CALENDAR YR | SEASON | BREAK POINT 1 (MW) | BREAK POINT 2 (MW) | BREAK POINT 3 (MW) | BREAK POINT 4 (MW) | BREAK POINT 5 (MW) | BREAK POINT 6 (MW) | BREAK POINT 1 (BTU/KWH) | BREAK POINT 2 (BTU/KWH) | BREAK POINT 3 (BTU/KWH) | BREAK POINT 4 (BTU/KWH) | BREAK POINT 5 (BTU/KWH) | BREAK POINT 6 (BTU/KWH) | NET GEN MW | NET CAPPLAN MW | NET MW | NET MIN OFF AGC MW | DUCT FIRE MW | CO2 RATE (LB/MMBTU) | NOX RATE (LB/MMBTU) | NET MIN ON AGC MW
AKC-01 | 2016-10-01 | 10 | 2017 | 2016 | Fall | 200.7293 | 243.7523 | 286.7753 | 331.102 | 347.822 |  | 7572.5015 | 7219.8828 | 7019.6865 | 6895.5125 | 6969.5 |  | 347.822 | 347.822 | 347.822 | 200.7293 | 16.72 | 118.8569 | 0.012792 | 200.7293
AKC-01 | 2016-11-01 | 11 | 2017 | 2016 | Fall | 207.9398 | 252.0565 | 296.1733 | 341.6269 | 358.3469 |  | 7497.2121 | 7172.7762 | 6987.4373 | 6877.3633 | 6969.5 |  | 358.3469 | 358.3469 | 358.3469 | 207.9398 | 16.72 | 118.8569 | 0.012792 | 207.9398
AKC-01 | 2016-12-01 | 12 | 2017 | 2016 | Winter | 218.9432 | 264.729 | 310.5148 | 357.6881 | 374.4081 |  | 7330.8874 | 7084.8671 | 6942.9521 | 6857.9846 | 6933 |  | 374.4081 | 374.4081 | 374.4081 | 218.9432 | 16.72 | 118.8569 | 0.012792 | 218.9432
AKC-01 | 2017-01-01 | 1 | 2017 | 2017 | Winter | 220.9535 | 267.0443 | 313.1351 | 360.6225 | 377.3426 |  | 7315.8796 | 7076.1421 | 6936.3514 | 6856.25 | 6933 |  | 377.3426 | 377.3426 | 377.3426 | 220.9535 | 16.72 | 118.8569 | 0.012792 | 220.9535
AKC-01 | 2017-02-01 | 2 | 2017 | 2017 | Winter | 219.6133 | 265.5008 | 311.3882 | 358.6662 | 375.3863 |  | 7325.8267 | 7081.9332 | 6940.7347 | 6857.3391 | 6933 |  | 375.3863 | 375.3863 | 375.3863 | 219.6133 | 16.72 | 118.8569 | 0.012792 | 219.6133
AKC-01 | 2017-03-01 | 3 | 2017 | 2017 | Winter | 212.242 | 257.0113 | 301.7806 | 347.9066 | 364.6266 |  | 7384.8808 | 7115.75 | 6966.0391 | 6867.7677 | 6933 |  | 364.6266 | 364.6266 | 364.6266 | 212.242 | 16.72 | 118.8569 | 0.012792 | 212.242
AKC-01 | 2017-04-01 | 4 | 2017 | 2017 | Spring | 200.7159 | 243.7369 | 286.7578 | 331.0824 | 347.8024 |  | 7572.649 | 7219.9752 | 7019.7496 | 6895.551 | 6969.5 |  | 347.8024 | 347.8024 | 347.8024 | 200.7159 | 16.72 | 118.8569 | 0.012792 | 200.7159
AKC-01 | 2017-05-01 | 5 | 2017 | 2017 | Spring | 195.6096 | 237.856 | 280.1023 | 323.6289 | 340.3489 |  | 7631.0178 | 7256.5833 | 7044.6556 | 6911.346 | 6969.5 |  | 340.3489 | 340.3489 | 340.3489 | 195.6096 | 16.72 | 118.8569 | 0.012792 | 195.6096
AKC-01 | 2017-06-01 | 6 | 2017 | 2017 | Summer | 186.1073 | 226.9123 | 267.7173 | 309.7588 | 326.4787 |  | 7807.0504 | 7350.5241 | 7129.3369 | 6999.9145 | 7006 |  | 326.4787 | 326.4787 | 326.4787 | 186.1073 | 16.72 | 118.8569 | 0.012792 | 186.1073
AKC-01 | 2017-07-01 | 7 | 2017 | 2017 | Summer | 185.4372 | 226.1405 | 266.8438 | 308.7806 | 325.5006 |  | 7818.2596 | 7356.1706 | 7132.9817 | 7001.5505 | 7006 |  | 325.5006 | 325.5006 | 325.5006 | 185.4372 | 16.72 | 118.8569 | 0.012792 | 185.4372
AKC-01 | 2017-08-01 | 8 | 2017 | 2017 | Summer | 185.4372 | 226.1405 | 266.8438 | 308.7806 | 325.5006 |  | 7818.2596 | 7356.1706 | 7132.9817 | 7001.5505 | 7006 |  | 325.5006 | 325.5006 | 325.5006 | 185.4372 | 16.72 | 118.8569 | 0.012792 | 185.4372
AKC-01 | 2017-09-01 | 9 | 2017 | 2017 | Summer | 188.7878 | 229.9994 | 271.2109 | 313.6714 | 330.3913 |  | 7763.7662 | 7328.6956 | 7115.0992 | 6994.3486 | 7006 |  | 330.3913 | 330.3913 | 330.3913 | 188.7878 | 16.72 | 118.8569 | 0.012792 | 188.7878
AKC-01 | 2017-10-01 | 10 | 2018 | 2017 | Fall | 200.7293 | 243.7523 | 286.7753 | 331.102 | 347.822 |  | 7572.5015 | 7219.8828 | 7019.6865 | 6895.5125 | 6969.5 |  | 347.822 | 347.822 | 347.822 | 200.7293 | 16.72 | 118.8569 | 0.012792 | 200.7293
AKC-01 | 2017-11-01 | 11 | 2018 | 2017 | Fall | 207.9398 | 252.0565 | 296.1733 | 341.6269 | 358.3469 |  | 7497.2121 | 7172.7762 | 6987.4373 | 6877.3633 | 6969.5 |  | 358.3469 | 358.3469 | 358.3469 | 207.9398 | 16.72 | 118.8569 | 0.012792 | 207.9398
AKC-01 | 2017-12-01 | 12 | 2018 | 2017 | Winter | 218.9432 | 264.729 | 310.5148 | 357.6881 | 374.4081 |  | 7330.8874 | 7084.8671 | 6942.9521 | 6857.9846 | 6933 |  | 374.4081 | 374.4081 | 374.4081 | 218.9432 | 16.72 | 118.8569 | 0.012792 | 218.9432
AKC-01 | 2018-01-01 | 1 | 2018 | 2018 | Winter | 220.9535 | 267.0443 | 313.1351 | 360.6225 | 377.3426 |  | 7315.8796 | 7076.1421 | 6936.3514 | 6856.25 | 6933 |  | 377.3426 | 377.3426 | 377.3426 | 220.9535 | 16.72 | 118.8569 | 0.012792 | 220.9535
AKC-01 | 2018-02-01 | 2 | 2018 | 2018 | Winter | 219.6133 | 265.5008 | 311.3882 | 358.6662 | 375.3863 |  | 7325.8267 | 7081.9332 | 6940.7347 | 6857.3391 | 6933 |  | 375.3863 | 375.3863 | 375.3863 | 219.6133 | 16.72 | 118.8569 | 0.012792 | 219.6133
AKC-01 | 2018-03-01 | 3 | 2018 | 2018 | Winter | 212.242 | 257.0113 | 301.7806 | 347.9066 | 364.6266 |  | 7384.8808 | 7115.75 | 6966.0391 | 6867.7677 | 6933 |  | 364.6266 | 364.6266 | 364.6266 | 212.242 | 16.72 | 118.8569 | 0.012792 | 212.242
AKC-01 | 2018-04-01 | 4 | 2018 | 2018 | Spring | 200.7159 | 243.7369 | 286.7578 | 331.0824 | 347.8024 |  | 7572.649 | 7219.9752 | 7019.7496 | 6895.551 | 6969.5 |  | 347.8024 | 347.8024 | 347.8024 | 200.7159 | 16.72 | 118.8569 | 0.012792 | 200.7159
AKC-01 | 2018-05-01 | 5 | 2018 | 2018 | Spring | 195.6096 | 237.856 | 280.1023 | 323.6289 | 340.3489 |  | 7631.0178 | 7256.5833 | 7044.6556 | 6911.346 | 6969.5 |  | 340.3489 | 340.3489 | 340.3489 | 195.6096 | 16.72 | 118.8569 | 0.012792 | 195.6096
AKC-01 | 2018-06-01 | 6 | 2018 | 2018 | Summer | 186.1073 | 226.9123 | 267.7173 | 309.7588 | 326.4787 |  | 7807.0504 | 7350.5241 | 7129.3369 | 6999.9145 | 7006 |  | 326.4787 | 326.4787 | 326.4787 | 186.1073 | 16.72 | 118.8569 | 0.012792 | 186.1073
AKC-01 | 2018-07-01 | 7 | 2018 | 2018 | Summer | 185.4372 | 226.1405 | 266.8438 | 308.7806 | 325.5006 |  | 7818.2596 | 7356.1706 | 7132.9817 | 7001.5505 | 7006 |  | 325.5006 | 325.5006 | 325.5006 | 185.4372 | 16.72 | 118.8569 | 0.012792 | 185.4372
AKC-01 | 2018-08-01 | 8 | 2018 | 2018 | Summer | 185.4372 | 226.1405 | 266.8438 | 308.7806 | 325.5006 |  | 7818.2596 | 7356.1706 | 7132.9817 | 7001.5505 | 7006 |  | 325.5006 | 325.5006 | 325.5006 | 185.4372 | 16.72 | 118.8569 | 0.012792 | 185.4372
AKC-01 | 2018-09-01 | 9 | 2018 | 2018 | Summer | 188.7878 | 229.9994 | 271.2109 | 313.6714 | 330.3913 |  | 7763.7662 | 7328.6956 | 7115.0992 | 6994.3486 | 7006 |  | 330.3913 | 330.3913 | 330.3913 | 188.7878 | 16.72 | 118.8569 | 0.012792 | 188.7878
AKC-01 | 2018-10-01 | 10 | 2019 | 2018 | Fall | 200.7293 | 243.7523 | 286.7753 | 331.102 | 347.822 |  | 7572.5015 | 7219.8828 | 7019.6865 | 6895.5125 | 6969.5 |  | 347.822 | 347.822 | 347.822 | 200.7293 | 16.72 | 118.8569 | 0.012792 | 200.7293
AKC-01 | 2018-11-01 | 11 | 2019 | 2018 | Fall | 207.9398 | 252.0565 | 296.1733 | 341.6269 | 358.3469 |  | 7497.2121 | 7172.7762 | 6987.4373 | 6877.3633 | 6969.5 |  | 358.3469 | 358.3469 | 358.3469 | 207.9398 | 16.72 | 118.8569 | 0.012792 | 207.9398
AKC-01 | 2018-12-01 | 12 | 2019 | 2018 | Winter | 218.9432 | 264.729 | 310.5148 | 357.6881 | 374.4081 |  | 7330.8874 | 7084.8671 | 6942.9521 | 6857.9846 | 6933 |  | 374.4081 | 374.4081 | 374.4081 | 218.9432 | 16.72 | 118.8569 | 0.012792 | 218.9432
AKC-01 | 2019-01-01 | 1 | 2019 | 2019 | Winter | 220.9535 | 267.0443 | 313.1351 | 360.6225 | 377.3426 |  | 7315.8796 | 7076.1421 | 6936.3514 | 6856.25 | 6933 |  | 377.3426 | 377.3426 | 377.3426 | 220.9535 | 16.72 | 118.8569 | 0.012792 | 220.9535
AKC-01 | 2019-02-01 | 2 | 2019 | 2019 | Winter | 219.6133 | 265.5008 | 311.3882 | 358.6662 | 375.3863 |  | 7325.8267 | 7081.9332 | 6940.7347 | 6857.3391 | 6933 |  | 375.3863 | 375.3863 | 375.3863 | 219.6133 | 16.72 | 118.8569 | 0.012792 | 219.6133
AKC-01 | 2019-03-01 | 3 | 2019 | 2019 | Winter | 212.242 | 257.0113 | 301.7806 | 347.9066 | 364.6266 |  | 7384.8808 | 7115.75 | 6966.0391 | 6867.7677 | 6933 |  | 364.6266 | 364.6266 | 364.6266 | 212.242 | 16.72 | 118.8569 | 0.012792 | 212.242
AKC-01 | 2019-04-01 | 4 | 2019 | 2019 | Spring | 200.7159 | 243.7369 | 286.7578 | 331.0824 | 347.8024 |  | 7572.649 | 7219.9752 | 7019.7496 | 6895.551 | 6969.5 |  | 347.8024 | 347.8024 | 347.8024 | 200.7159 | 16.72 | 118.8569 | 0.012792 | 200.7159
AKC-01 | 2019-05-01 | 5 | 2019 | 2019 | Spring | 195.6096 | 237.856 | 280.1023 | 323.6289 | 340.3489 |  | 7631.0178 | 7256.5833 | 7044.6556 | 6911.346 | 6969.5 |  | 340.3489 | 340.3489 | 340.3489 | 195.6096 | 16.72 | 118.8569 | 0.012792 | 195.6096
AKC-01 | 2019-06-01 | 6 | 2019 | 2019 | Summer | 186.1073 | 226.9123 | 267.7173 | 309.7588 | 326.4787 |  | 7807.0504 | 7350.5241 | 7129.3369 | 6999.9145 | 7006 |  | 326.4787 | 326.4787 | 326.4787 | 186.1073 | 16.72 | 118.8569 | 0.012792 | 186.1073
AKC-01 | 2019-07-01 | 7 | 2019 | 2019 | Summer | 185.4372 | 226.1405 | 266.8438 | 308.7806 | 325.5006 |  | 7818.2596 | 7356.1706 | 7132.9817 | 7001.5505 | 7006 |  | 325.5006 | 325.5006 | 325.5006 | 185.4372 | 16.72 | 118.8569 | 0.012792 | 185.4372
AKC-01 | 2019-08-01 | 8 | 2019 | 2019 | Summer | 185.4372 | 226.1405 | 266.8438 | 308.7806 | 325.5006 |  | 7818.2596 | 7356.1706 | 7132.9817 | 7001.5505 | 7006 |  | 325.5006 | 325.5006 | 325.5006 | 185.4372 | 16.72 | 118.8569 | 0.012792 | 185.4372
AKC-01 | 2019-09-01 | 9 | 2019 | 2019 | Summer | 188.7878 | 229.9994 | 271.2109 | 313.6714 | 330.3913 |  | 7763.7662 | 7328.6956 | 7115.0992 | 6994.3486 | 7006 |  | 330.3913 | 330.3913 | 330.3913 | 188.7878 | 16.72 | 118.8569 | 0.012792 | 188.7878
AKC-01 | 2019-10-01 | 10 | 2020 | 2019 | Fall | 200.7293 | 243.7523 | 286.7753 | 331.102 | 347.822 |  | 7572.5015 | 7219.8828 | 7019.6865 | 6895.5125 | 6969.5 |  | 347.822 | 347.822 | 347.822 | 200.7293 | 16.72 | 118.8569 | 0.012792 | 200.7293
AKC-01 | 2019-11-01 | 11 | 2020 | 2019 | Fall | 207.9398 | 252.0565 | 296.1733 | 341.6269 | 358.3469 |  | 7497.2121 | 7172.7762 | 6987.4373 | 6877.3633 | 6969.5 |  | 358.3469 | 358.3469 | 358.3469 | 207.9398 | 16.72 | 118.8569 | 0.012792 | 207.9398
AKC-01 | 2019-12-01 | 12 | 2020 | 2019 | Winter | 218.9432 | 264.729 | 310.5148 | 357.6881 | 374.4081 |  | 7330.8874 | 7084.8671 | 6942.9521 | 6857.9846 | 6933 |  | 374.4081 | 374.4081 | 374.4081 | 218.9432 | 16.72 | 118.8569 | 0.012792 | 218.9432
AKC-01 | 2020-01-01 | 1 | 2020 | 2020 | Winter | 220.9535 | 267.0443 | 313.1351 | 360.6225 | 377.3426 |  | 7315.8796 | 7076.1421 | 6936.3514 | 6856.25 | 6933 |  | 377.3426 | 377.3426 | 377.3426 | 220.9535 | 16.72 | 118.8569 | 0.012792 | 220.9535
AKC-01 | 2020-02-01 | 2 | 2020 | 2020 | Winter | 219.6133 | 265.5008 | 311.3882 | 358.6662 | 375.3863 |  | 7325.8267 | 7081.9332 | 6940.7347 | 6857.3391 | 6933 |  | 375.3863 | 375.3863 | 375.3863 | 219.6133 | 16.72 | 118.8569 | 0.012792 | 219.6133
AKC-01 | 2020-03-01 | 3 | 2020 | 2020 | Winter | 212.242 | 257.0113 | 301.7806 | 347.9066 | 364.6266 |  | 7384.8808 | 7115.75 | 6966.0391 | 6867.7677 | 6933 |  | 364.6266 | 364.6266 | 364.6266 | 212.242 | 16.72 | 118.8569 | 0.012792 | 212.242
AKC-01 | 2020-04-01 | 4 | 2020 | 2020 | Spring | 200.7159 | 243.7369 | 286.7578 | 331.0824 | 347.8024 |  | 7572.649 | 7219.9752 | 7019.7496 | 6895.551 | 6969.5 |  | 347.8024 | 347.8024 | 347.8024 | 200.7159 | 16.72 | 118.8569 | 0.012792 | 200.7159
AKC-01 | 2020-05-01 | 5 | 2020 | 2020 | Spring | 195.6096 | 237.856 | 280.1023 | 323.6289 | 340.3489 |  | 7631.0178 | 7256.5833 | 7044.6556 | 6911.346 | 6969.5 |  | 340.3489 | 340.3489 | 340.3489 | 195.6096 | 16.72 | 118.8569 | 0.012792 | 195.6096
AKC-01 | 2020-06-01 | 6 | 2020 | 2020 | Summer | 186.1073 | 226.9123 | 267.7173 | 309.7588 | 326.4787 |  | 7807.0504 | 7350.5241 | 7129.3369 | 6999.9145 | 7006 |  | 326.4787 | 326.4787 | 326.4787 | 186.1073 | 16.72 | 118.8569 | 0.012792 | 186.1073
AKC-01 | 2020-07-01 | 7 | 2020 | 2020 | Summer | 185.4372 | 226.1405 | 266.8438 | 308.7806 | 325.5006 |  | 7818.2596 | 7356.1706 | 7132.9817 | 7001.5505 | 7006 |  | 325.5006 | 325.5006 | 325.5006 | 185.4372 | 16.72 | 118.8569 | 0.012792 | 185.4372
AKC-01 | 2020-08-01 | 8 | 2020 | 2020 | Summer | 185.4372 | 226.1405 | 266.8438 | 308.7806 | 325.5006 |  | 7818.2596 | 7356.1706 | 7132.9817 | 7001.5505 | 7006 |  | 325.5006 | 325.5006 | 325.5006 | 185.4372 | 16.72 | 118.8569 | 0.012792 | 185.4372
AKC-01 | 2020-09-01 | 9 | 2020 | 2020 | Summer | 188.7878 | 229.9994 | 271.2109 | 313.6714 | 330.3913 |  | 7763.7662 | 7328.6956 | 7115.0992 | 6994.3486 | 7006 |  | 330.3913 | 330.3913 | 330.3913 | 188.7878 | 16.72 | 118.8569 | 0.012792 | 188.7878
AKC-01 | 2020-10-01 | 10 | 2021 | 2020 | Fall | 200.7293 | 243.7523 | 286.7753 | 331.102 | 347.822 |  | 7572.5015 | 7219.8828 | 7019.6865 | 6895.5125 | 6969.5 |  | 347.822 | 347.822 | 347.822 | 200.7293 | 16.72 | 118.8569 | 0.012792 | 200.7293
AKC-01 | 2020-11-01 | 11 | 2021 | 2020 | Fall | 207.9398 | 252.0565 | 296.1733 | 341.6269 | 358.3469 |  | 7497.2121 | 7172.7762 | 6987.4373 | 6877.3633 | 6969.5 |  | 358.3469 | 358.3469 | 358.3469 | 207.9398 | 16.72 | 118.8569 | 0.012792 | 207.9398
AKC-01 | 2020-12-01 | 12 | 2021 | 2020 | Winter | 218.9432 | 264.729 | 310.5148 | 357.6881 | 374.4081 |  | 7330.8874 | 7084.8671 | 6942.9521 | 6857.9846 | 6933 |  | 374.4081 | 374.4081 | 374.4081 | 218.9432 | 16.72 | 118.8569 | 0.012792 | 218.9432
AKC-01 | 2021-01-01 | 1 | 2021 | 2021 | Winter | 220.9535 | 267.0443 | 313.1351 | 360.6225 | 377.3426 |  | 7315.8796 | 7076.1421 | 6936.3514 | 6856.25 | 6933 |  | 377.3426 | 377.3426 | 377.3426 | 220.9535 | 16.72 | 118.8569 | 0.012792 | 220.9535
AKC-01 | 2021-02-01 | 2 | 2021 | 2021 | Winter | 219.6133 | 265.5008 | 311.3882 | 358.6662 | 375.3863 |  | 7325.8267 | 7081.9332 | 6940.7347 | 6857.3391 | 6933 |  | 375.3863 | 375.3863 | 375.3863 | 219.6133 | 16.72 | 118.8569 | 0.012792 | 219.6133
AKC-01 | 2021-03-01 | 3 | 2021 | 2021 | Winter | 212.242 | 257.0113 | 301.7806 | 347.9066 | 364.6266 |  | 7384.8808 | 7115.75 | 6966.0391 | 6867.7677 | 6933 |  | 364.6266 | 364.6266 | 364.6266 | 212.242 | 16.72 | 118.8569 | 0.012792 | 212.242
AKC-01 | 2021-04-01 | 4 | 2021 | 2021 | Spring | 200.7159 | 243.7369 | 286.7578 | 331.0824 | 347.8024 |  | 7572.649 | 7219.9752 | 7019.7496 | 6895.551 | 6969.5 |  | 347.8024 | 347.8024 | 347.8024 | 200.7159 | 16.72 | 118.8569 | 0.012792 | 200.7159
AKC-01 | 2021-05-01 | 5 | 2021 | 2021 | Spring | 195.6096 | 237.856 | 280.1023 | 323.6289 | 340.3489 |  | 7631.0178 | 7256.5833 | 7044.6556 | 6911.346 | 6969.5 |  | 340.3489 | 340.3489 | 340.3489 | 195.6096 | 16.72 | 118.8569 | 0.012792 | 195.6096
AKC-01 | 2021-06-01 | 6 | 2021 | 2021 | Summer | 186.1073 | 226.9123 | 267.7173 | 309.7588 | 326.4787 |  | 7807.0504 | 7350.5241 | 7129.3369 | 6999.9145 | 7006 |  | 326.4787 | 326.4787 | 326.4787 | 186.1073 | 16.72 | 118.8569 | 0.012792 | 186.1073
AKC-01 | 2021-07-01 | 7 | 2021 | 2021 | Summer | 185.4372 | 226.1405 | 266.8438 | 308.7806 | 325.5006 |  | 7818.2596 | 7356.1706 | 7132.9817 | 7001.5505 | 7006 |  | 325.5006 | 325.5006 | 325.5006 | 185.4372 | 16.72 | 118.8569 | 0.012792 | 185.4372
AKC-01 | 2021-08-01 | 8 | 2021 | 2021 | Summer | 185.4372 | 226.1405 | 266.8438 | 308.7806 | 325.5006 |  | 7818.2596 | 7356.1706 | 7132.9817 | 7001.5505 | 7006 |  | 325.5006 | 325.5006 | 325.5006 | 185.4372 | 16.72 | 118.8569 | 0.012792 | 185.4372
AKC-01 | 2021-09-01 | 9 | 2021 | 2021 | Summer | 188.7878 | 229.9994 | 271.2109 | 313.6714 | 330.3913 |  | 7763.7662 | 7328.6956 | 7115.0992 | 6994.3486 | 7006 |  | 330.3913 | 330.3913 | 330.3913 | 188.7878 | 16.72 | 118.8569 | 0.012792 | 188.7878
AKC-01 | 2021-10-01 | 10 | 2022 | 2021 | Fall | 200.7293 | 243.7523 | 286.7753 | 331.102 | 347.822 |  | 7572.5015 | 7219.8828 | 7019.6865 | 6895.5125 | 6969.5 |  | 347.822 | 347.822 | 347.822 | 200.7293 | 16.72 | 118.8569 | 0.012792 | 200.7293
AKC-01 | 2021-11-01 | 11 | 2022 | 2021 | Fall | 207.9398 | 252.0565 | 296.1733 | 341.6269 | 358.3469 |  | 7497.2121 | 7172.7762 | 6987.4373 | 6877.3633 | 6969.5 |  | 358.3469 | 358.3469 | 358.3469 | 207.9398 | 16.72 | 118.8569 | 0.012792 | 207.9398
AKC-01 | 2021-12-01 | 12 | 2022 | 2021 | Winter | 218.9432 | 264.729 | 310.5148 | 357.6881 | 374.4081 |  | 7330.8874 | 7084.8671 | 6942.9521 | 6857.9846 | 6933 |  | 374.4081 | 374.4081 | 374.4081 | 218.9432 | 16.72 | 118.8569 | 0.012792 | 218.9432
AKC-01 | 2022-01-01 | 1 | 2022 | 2022 | Winter | 220.9535 | 267.0443 | 313.1351 | 360.6225 | 377.3426 |  | 7315.8796 | 7076.1421 | 6936.3514 | 6856.25 | 6933 |  | 377.3426 | 377.3426 | 377.3426 | 220.9535 | 16.72 | 118.8569 | 0.012792 | 220.9535
AKC-01 | 2022-02-01 | 2 | 2022 | 2022 | Winter | 219.6133 | 265.5008 | 311.3882 | 358.6662 | 375.3863 |  | 7325.8267 | 7081.9332 | 6940.7347 | 6857.3391 | 6933 |  | 375.3863 | 375.3863 | 375.3863 | 219.6133 | 16.72 | 118.8569 | 0.012792 | 219.6133
AKC-01 | 2022-03-01 | 3 | 2022 | 2022 | Winter | 212.242 | 257.0113 | 301.7806 | 347.9066 | 364.6266 |  | 7384.8808 | 7115.75 | 6966.0391 | 6867.7677 | 6933 |  | 364.6266 | 364.6266 | 364.6266 | 212.242 | 16.72 | 118.8569 | 0.012792 | 212.242
AKC-01 | 2022-04-01 | 4 | 2022 | 2022 | Spring | 200.7159 | 243.7369 | 286.7578 | 331.0824 | 347.8024 |  | 7572.649 | 7219.9752 | 7019.7496 | 6895.551 | 6969.5 |  | 347.8024 | 347.8024 | 347.8024 | 200.7159 | 16.72 | 118.8569 | 0.012792 | 200.7159
AKC-01 | 2022-05-01 | 5 | 2022 | 2022 | Spring | 195.6096 | 237.856 | 280.1023 | 323.6289 | 340.3489 |  | 7631.0178 | 7256.5833 | 7044.6556 | 6911.346 | 6969.5 |  | 340.3489 | 340.3489 | 340.3489 | 195.6096 | 16.72 | 118.8569 | 0.012792 | 195.6096
AKC-01 | 2022-06-01 | 6 | 2022 | 2022 | Summer | 186.1073 | 226.9123 | 267.7173 | 309.7588 | 326.4787 |  | 7807.0504 | 7350.5241 | 7129.3369 | 6999.9145 | 7006 |  | 326.4787 | 326.4787 | 326.4787 | 186.1073 | 16.72 | 118.8569 | 0.012792 | 186.1073
AKC-01 | 2022-07-01 | 7 | 2022 | 2022 | Summer | 185.4372 | 226.1405 | 266.8438 | 308.7806 | 325.5006 |  | 7818.2596 | 7356.1706 | 7132.9817 | 7001.5505 | 7006 |  | 325.5006 | 325.5006 | 325.5006 | 185.4372 | 16.72 | 118.8569 | 0.012792 | 185.4372
AKC-01 | 2022-08-01 | 8 | 2022 | 2022 | Summer | 185.4372 | 226.1405 | 266.8438 | 308.7806 | 325.5006 |  | 7818.2596 | 7356.1706 | 7132.9817 | 7001.5505 | 7006 |  | 325.5006 | 325.5006 | 325.5006 | 185.4372 | 16.72 | 118.8569 | 0.012792 | 185.4372
AKC-01 | 2022-09-01 | 9 | 2022 | 2022 | Summer | 188.7878 | 229.9994 | 271.2109 | 313.6714 | 330.3913 |  | 7763.7662 | 7328.6956 | 7115.0992 | 6994.3486 | 7006 |  | 330.3913 | 330.3913 | 330.3913 | 188.7878 | 16.72 | 118.8569 | 0.012792 | 188.7878
AKC-01 | 2022-10-01 | 10 | 2023 | 2022 | Fall | 200.7293 | 243.7523 | 286.7753 | 331.102 | 347.822 |  | 7572.5015 | 7219.8828 | 7019.6865 | 6895.5125 | 6969.5 |  | 347.822 | 347.822 | 347.822 | 200.7293 | 16.72 | 118.8569 | 0.012792 | 200.7293
AKC-01 | 2022-11-01 | 11 | 2023 | 2022 | Fall | 207.9398 | 252.0565 | 296.1733 | 341.6269 | 358.3469 |  | 7497.2121 | 7172.7762 | 6987.4373 | 6877.3633 | 6969.5 |  | 358.3469 | 358.3469 | 358.3469 | 207.9398 | 16.72 | 118.8569 | 0.012792 | 207.9398
AKC-01 | 2022-12-01 | 12 | 2023 | 2022 | Winter | 218.9432 | 264.729 | 310.5148 | 357.6881 | 374.4081 |  | 7330.8874 | 7084.8671 | 6942.9521 | 6857.9846 | 6933 |  | 374.4081 | 374.4081 | 374.4081 | 218.9432 | 16.72 | 118.8569 | 0.012792 | 218.9432
AKC-01 | 2023-01-01 | 1 | 2023 | 2023 | Winter | 220.9535 | 267.0443 | 313.1351 | 360.6225 | 377.3426 |  | 7315.8796 | 7076.1421 | 6936.3514 | 6856.25 | 6933 |  | 377.3426 | 377.3426 | 377.3426 | 220.9535 | 16.72 | 118.8569 | 0.012792 | 220.9535
AKC-01 | 2023-02-01 | 2 | 2023 | 2023 | Winter | 219.6133 | 265.5008 | 311.3882 | 358.6662 | 375.3863 |  | 7325.8267 | 7081.9332 | 6940.7347 | 6857.3391 | 6933 |  | 375.3863 | 375.3863 | 375.3863 | 219.6133 | 16.72 | 118.8569 | 0.012792 | 219.6133
AKC-01 | 2023-03-01 | 3 | 2023 | 2023 | Winter | 212.242 | 257.0113 | 301.7806 | 347.9066 | 364.6266 |  | 7384.8808 | 7115.75 | 6966.0391 | 6867.7677 | 6933 |  | 364.6266 | 364.6266 | 364.6266 | 212.242 | 16.72 | 118.8569 | 0.012792 | 212.242
AKC-01 | 2023-04-01 | 4 | 2023 | 2023 | Spring | 200.7159 | 243.7369 | 286.7578 | 331.0824 | 347.8024 |  | 7572.649 | 7219.9752 | 7019.7496 | 6895.551 | 6969.5 |  | 347.8024 | 347.8024 | 347.8024 | 200.7159 | 16.72 | 118.8569 | 0.012792 | 200.7159
AKC-01 | 2023-05-01 | 5 | 2023 | 2023 | Spring | 195.6096 | 237.856 | 280.1023 | 323.6289 | 340.3489 |  | 7631.0178 | 7256.5833 | 7044.6556 | 6911.346 | 6969.5 |  | 340.3489 | 340.3489 | 340.3489 | 195.6096 | 16.72 | 118.8569 | 0.012792 | 195.6096
AKC-01 | 2023-06-01 | 6 | 2023 | 2023 | Summer | 186.1073 | 226.9123 | 267.7173 | 309.7588 | 326.4787 |  | 7807.0504 | 7350.5241 | 7129.3369 | 6999.9145 | 7006 |  | 326.4787 | 326.4787 | 326.4787 | 186.1073 | 16.72 | 118.8569 | 0.012792 | 186.1073
AKC-01 | 2023-07-01 | 7 | 2023 | 2023 | Summer | 185.4372 | 226.1405 | 266.8438 | 308.7806 | 325.5006 |  | 7818.2596 | 7356.1706 | 7132.9817 | 7001.5505 | 7006 |  | 325.5006 | 325.5006 | 325.5006 | 185.4372 | 16.72 | 118.8569 | 0.012792 | 185.4372
AKC-01 | 2023-08-01 | 8 | 2023 | 2023 | Summer | 185.4372 | 226.1405 | 266.8438 | 308.7806 | 325.5006 |  | 7818.2596 | 7356.1706 | 7132.9817 | 7001.5505 | 7006 |  | 325.5006 | 325.5006 | 325.5006 | 185.4372 | 16.72 | 118.8569 | 0.012792 | 185.4372
AKC-01 | 2023-09-01 | 9 | 2023 | 2023 | Summer | 188.7878 | 229.9994 | 271.2109 | 313.6714 | 330.3913 |  | 7763.7662 | 7328.6956 | 7115.0992 | 6994.3486 | 7006 |  | 330.3913 | 330.3913 | 330.3913 | 188.7878 | 16.72 | 118.8569 | 0.012792 | 188.7878
AKC-01 | 2023-10-01 | 10 | 2024 | 2023 | Fall | 200.7293 | 243.7523 | 286.7753 | 331.102 | 347.822 |  | 7572.5015 | 7219.8828 | 7019.6865 | 6895.5125 | 6969.5 |  | 347.822 | 347.822 | 347.822 | 200.7293 | 16.72 | 118.8569 | 0.012792 | 200.7293
AKC-01 | 2023-11-01 | 11 | 2024 | 2023 | Fall | 207.9398 | 252.0565 | 296.1733 | 341.6269 | 358.3469 |  | 7497.2121 | 7172.7762 | 6987.4373 | 6877.3633 | 6969.5 |  | 358.3469 | 358.3469 | 358.3469 | 207.9398 | 16.72 | 118.8569 | 0.012792 | 207.9398
AKC-01 | 2023-12-01 | 12 | 2024 | 2023 | Winter | 218.9432 | 264.729 | 310.5148 | 357.6881 | 374.4081 |  | 7330.8874 | 7084.8671 | 6942.9521 | 6857.9846 | 6933 |  | 374.4081 | 374.4081 | 374.4081 | 218.9432 | 16.72 | 118.8569 | 0.012792 | 218.9432
AKC-01 | 2024-01-01 | 1 | 2024 | 2024 | Winter | 220.9535 | 267.0443 | 313.1351 | 360.6225 | 377.3426 |  | 7315.8796 | 7076.1421 | 6936.3514 | 6856.25 | 6933 |  | 377.3426 | 377.3426 | 377.3426 | 220.9535 | 16.72 | 118.8569 | 0.012792 | 220.9535
AKC-01 | 2024-02-01 | 2 | 2024 | 2024 | Winter | 219.6133 | 265.5008 | 311.3882 | 358.6662 | 375.3863 |  | 7325.8267 | 7081.9332 | 6940.7347 | 6857.3391 | 6933 |  | 375.3863 | 375.3863 | 375.3863 | 219.6133 | 16.72 | 118.8569 | 0.012792 | 219.6133
AKC-01 | 2024-03-01 | 3 | 2024 | 2024 | Winter | 212.242 | 257.0113 | 301.7806 | 347.9066 | 364.6266 |  | 7384.8808 | 7115.75 | 6966.0391 | 6867.7677 | 6933 |  | 364.6266 | 364.6266 | 364.6266 | 212.242 | 16.72 | 118.8569 | 0.012792 | 212.242
AKC-01 | 2024-04-01 | 4 | 2024 | 2024 | Spring | 200.7159 | 243.7369 | 286.7578 | 331.0824 | 347.8024 |  | 7572.649 | 7219.9752 | 7019.7496 | 6895.551 | 6969.5 |  | 347.8024 | 347.8024 | 347.8024 | 200.7159 | 16.72 | 118.8569 | 0.012792 | 200.7159
AKC-01 | 2024-05-01 | 5 | 2024 | 2024 | Spring | 195.6096 | 237.856 | 280.1023 | 323.6289 | 340.3489 |  | 7631.0178 | 7256.5833 | 7044.6556 | 6911.346 | 6969.5 |  | 340.3489 | 340.3489 | 340.3489 | 195.6096 | 16.72 | 118.8569 | 0.012792 | 195.6096
AKC-01 | 2024-06-01 | 6 | 2024 | 2024 | Summer | 186.1073 | 226.9123 | 267.7173 | 309.7588 | 326.4787 |  | 7807.0504 | 7350.5241 | 7129.3369 | 6999.9145 | 7006 |  | 326.4787 | 326.4787 | 326.4787 | 186.1073 | 16.72 | 118.8569 | 0.012792 | 186.1073
AKC-01 | 2024-07-01 | 7 | 2024 | 2024 | Summer | 185.4372 | 226.1405 | 266.8438 | 308.7806 | 325.5006 |  | 7818.2596 | 7356.1706 | 7132.9817 | 7001.5505 | 7006 |  | 325.5006 | 325.5006 | 325.5006 | 185.4372 | 16.72 | 118.8569 | 0.012792 | 185.4372
AKC-01 | 2024-08-01 | 8 | 2024 | 2024 | Summer | 185.4372 | 226.1405 | 266.8438 | 308.7806 | 325.5006 |  | 7818.2596 | 7356.1706 | 7132.9817 | 7001.5505 | 7006 |  | 325.5006 | 325.5006 | 325.5006 | 185.4372 | 16.72 | 118.8569 | 0.012792 | 185.4372
AKC-01 | 2024-09-01 | 9 | 2024 | 2024 | Summer | 188.7878 | 229.9994 | 271.2109 | 313.6714 | 330.3913 |  | 7763.7662 | 7328.6956 | 7115.0992 | 6994.3486 | 7006 |  | 330.3913 | 330.3913 | 330.3913 | 188.7878 | 16.72 | 118.8569 | 0.012792 | 188.7878
AKC-01 | 2024-10-01 | 10 | 2025 | 2024 | Fall | 200.7293 | 243.7523 | 286.7753 | 331.102 | 347.822 |  | 7572.5015 | 7219.8828 | 7019.6865 | 6895.5125 | 6969.5 |  | 347.822 | 347.822 | 347.822 | 200.7293 | 16.72 | 118.8569 | 0.012792 | 200.7293
AKC-01 | 2024-11-01 | 11 | 2025 | 2024 | Fall | 207.9398 | 252.0565 | 296.1733 | 341.6269 | 358.3469 |  | 7497.2121 | 7172.7762 | 6987.4373 | 6877.3633 | 6969.5 |  | 358.3469 | 358.3469 | 358.3469 | 207.9398 | 16.72 | 118.8569 | 0.012792 | 207.9398
AKC-01 | 2024-12-01 | 12 | 2025 | 2024 | Winter | 218.9432 | 264.729 | 310.5148 | 357.6881 | 374.4081 |  | 7330.8874 | 7084.8671 | 6942.9521 | 6857.9846 | 6933 |  | 374.4081 | 374.4081 | 374.4081 | 218.9432 | 16.72 | 118.8569 | 0.012792 | 218.9432
AKC-01 | 2025-01-01 | 1 | 2025 | 2025 | Winter | 220.9535 | 267.0443 | 313.1351 | 360.6225 | 377.3426 |  | 7315.8796 | 7076.1421 | 6936.3514 | 6856.25 | 6933 |  | 377.3426 | 377.3426 | 377.3426 | 220.9535 | 16.72 | 118.8569 | 0.012792 | 220.9535
AKC-01 | 2025-02-01 | 2 | 2025 | 2025 | Winter | 219.6133 | 265.5008 | 311.3882 | 358.6662 | 375.3863 |  | 7325.8267 | 7081.9332 | 6940.7347 | 6857.3391 | 6933 |  | 375.3863 | 375.3863 | 375.3863 | 219.6133 | 16.72 | 118.8569 | 0.012792 | 219.6133
AKC-01 | 2025-03-01 | 3 | 2025 | 2025 | Winter | 212.242 | 257.0113 | 301.7806 | 347.9066 | 364.6266 |  | 7384.8808 | 7115.75 | 6966.0391 | 6867.7677 | 6933 |  | 364.6266 | 364.6266 | 364.6266 | 212.242 | 16.72 | 118.8569 | 0.012792 | 212.242
AKC-01 | 2025-04-01 | 4 | 2025 | 2025 | Spring | 200.7159 | 243.7369 | 286.7578 | 331.0824 | 347.8024 |  | 7572.649 | 7219.9752 | 7019.7496 | 6895.551 | 6969.5 |  | 347.8024 | 347.8024 | 347.8024 | 200.7159 | 16.72 | 118.8569 | 0.012792 | 200.7159
AKC-01 | 2025-05-01 | 5 | 2025 | 2025 | Spring | 195.6096 | 237.856 | 280.1023 | 323.6289 | 340.3489 |  | 7631.0178 | 7256.5833 | 7044.6556 | 6911.346 | 6969.5 |  | 340.3489 | 340.3489 | 340.3489 | 195.6096 | 16.72 | 118.8569 | 0.012792 | 195.6096
AKC-01 | 2025-06-01 | 6 | 2025 | 2025 | Summer | 186.1073 | 226.9123 | 267.7173 | 309.7588 | 326.4787 |  | 7807.0504 | 7350.5241 | 7129.3369 | 6999.9145 | 7006 |  | 326.4787 | 326.4787 | 326.4787 | 186.1073 | 16.72 | 118.8569 | 0.012792 | 186.1073
AKC-01 | 2025-07-01 | 7 | 2025 | 2025 | Summer | 185.4372 | 226.1405 | 266.8438 | 308.7806 | 325.5006 |  | 7818.2596 | 7356.1706 | 7132.9817 | 7001.5505 | 7006 |  | 325.5006 | 325.5006 | 325.5006 | 185.4372 | 16.72 | 118.8569 | 0.012792 | 185.4372
AKC-01 | 2025-08-01 | 8 | 2025 | 2025 | Summer | 185.4372 | 226.1405 | 266.8438 | 308.7806 | 325.5006 |  | 7818.2596 | 7356.1706 | 7132.9817 | 7001.5505 | 7006 |  | 325.5006 | 325.5006 | 325.5006 | 185.4372 | 16.72 | 118.8569 | 0.012792 | 185.4372
AKC-01 | 2025-09-01 | 9 | 2025 | 2025 | Summer | 188.7878 | 229.9994 | 271.2109 | 313.6714 | 330.3913 |  | 7763.7662 | 7328.6956 | 7115.0992 | 6994.3486 | 7006 |  | 330.3913 | 330.3913 | 330.3913 | 188.7878 | 16.72 | 118.8569 | 0.012792 | 188.7878
AKC-01 | 2025-10-01 | 10 | 2026 | 2025 | Fall | 200.7293 | 243.7523 | 286.7753 | 331.102 | 347.822 |  | 7572.5015 | 7219.8828 | 7019.6865 | 6895.5125 | 6969.5 |  | 347.822 | 347.822 | 347.822 | 200.7293 | 16.72 | 118.8569 | 0.012792 | 200.7293
AKC-01 | 2025-11-01 | 11 | 2026 | 2025 | Fall | 207.9398 | 252.0565 | 296.1733 | 341.6269 | 358.3469 |  | 7497.2121 | 7172.7762 | 6987.4373 | 6877.3633 | 6969.5 |  | 358.3469 | 358.3469 | 358.3469 | 207.9398 | 16.72 | 118.8569 | 0.012792 | 207.9398
AKC-01 | 2025-12-01 | 12 | 2026 | 2025 | Winter | 218.9432 | 264.729 | 310.5148 | 357.6881 | 374.4081 |  | 7330.8874 | 7084.8671 | 6942.9521 | 6857.9846 | 6933 |  | 374.4081 | 374.4081 | 374.4081 | 218.9432 | 16.72 | 118.8569 | 0.012792 | 218.9432
AKC-01 | 2026-01-01 | 1 | 2026 | 2026 | Winter | 220.9535 | 267.0443 | 313.1351 | 360.6225 | 377.3426 |  | 7315.8796 | 7076.1421 | 6936.3514 | 6856.25 | 6933 |  | 377.3426 | 377.3426 | 377.3426 | 220.9535 | 16.72 | 118.8569 | 0.012792 | 220.9535
AKC-01 | 2026-02-01 | 2 | 2026 | 2026 | Winter | 219.6133 | 265.5008 | 311.3882 | 358.6662 | 375.3863 |  | 7325.8267 | 7081.9332 | 6940.7347 | 6857.3391 | 6933 |  | 375.3863 | 375.3863 | 375.3863 | 219.6133 | 16.72 | 118.8569 | 0.012792 | 219.6133
AKC-01 | 2026-03-01 | 3 | 2026 | 2026 | Winter | 212.242 | 257.0113 | 301.7806 | 347.9066 | 364.6266 |  | 7384.8808 | 7115.75 | 6966.0391 | 6867.7677 | 6933 |  | 364.6266 | 364.6266 | 364.6266 | 212.242 | 16.72 | 118.8569 | 0.012792 | 212.242
AKC-01 | 2026-04-01 | 4 | 2026 | 2026 | Spring | 200.7159 | 243.7369 | 286.7578 | 331.0824 | 347.8024 |  | 7572.649 | 7219.9752 | 7019.7496 | 6895.551 | 6969.5 |  | 347.8024 | 347.8024 | 347.8024 | 200.7159 | 16.72 | 118.8569 | 0.012792 | 200.7159
AKC-01 | 2026-05-01 | 5 | 2026 | 2026 | Spring | 195.6096 | 237.856 | 280.1023 | 323.6289 | 340.3489 |  | 7631.0178 | 7256.5833 | 7044.6556 | 6911.346 | 6969.5 |  | 340.3489 | 340.3489 | 340.3489 | 195.6096 | 16.72 | 118.8569 | 0.012792 | 195.6096
AKC-01 | 2026-06-01 | 6 | 2026 | 2026 | Summer | 186.1073 | 226.9123 | 267.7173 | 309.7588 | 326.4787 |  | 7807.0504 | 7350.5241 | 7129.3369 | 6999.9145 | 7006 |  | 326.4787 | 326.4787 | 326.4787 | 186.1073 | 16.72 | 118.8569 | 0.012792 | 186.1073
AKC-01 | 2026-07-01 | 7 | 2026 | 2026 | Summer | 185.4372 | 226.1405 | 266.8438 | 308.7806 | 325.5006 |  | 7818.2596 | 7356.1706 | 7132.9817 | 7001.5505 | 7006 |  | 325.5006 | 325.5006 | 325.5006 | 185.4372 | 16.72 | 118.8569 | 0.012792 | 185.4372
AKC-01 | 2026-08-01 | 8 | 2026 | 2026 | Summer | 185.4372 | 226.1405 | 266.8438 | 308.7806 | 325.5006 |  | 7818.2596 | 7356.1706 | 7132.9817 | 7001.5505 | 7006 |  | 325.5006 | 325.5006 | 325.5006 | 185.4372 | 16.72 | 118.8569 | 0.012792 | 185.4372
AKC-01 | 2026-09-01 | 9 | 2026 | 2026 | Summer | 188.7878 | 229.9994 | 271.2109 | 313.6714 | 330.3913 |  | 7763.7662 | 7328.6956 | 7115.0992 | 6994.3486 | 7006 |  | 330.3913 | 330.3913 | 330.3913 | 188.7878 | 16.72 | 118.8569 | 0.012792 | 188.7878
AKC-01 | 2026-10-01 | 10 | 2027 | 2026 | Fall | 200.7293 | 243.7523 | 286.7753 | 331.102 | 347.822 |  | 7572.5015 | 7219.8828 | 7019.6865 | 6895.5125 | 6969.5 |  | 347.822 | 347.822 | 347.822 | 200.7293 | 16.72 | 118.8569 | 0.012792 | 200.7293
AKC-01 | 2026-11-01 | 11 | 2027 | 2026 | Fall | 207.9398 | 252.0565 | 296.1733 | 341.6269 | 358.3469 |  | 7497.2121 | 7172.7762 | 6987.4373 | 6877.3633 | 6969.5 |  | 358.3469 | 358.3469 | 358.3469 | 207.9398 | 16.72 | 118.8569 | 0.012792 | 207.9398
AKC-01 | 2026-12-01 | 12 | 2027 | 2026 | Winter | 218.9432 | 264.729 | 310.5148 | 357.6881 | 374.4081 |  | 7330.8874 | 7084.8671 | 6942.9521 | 6857.9846 | 6933 |  | 374.4081 | 374.4081 | 374.4081 | 218.9432 | 16.72 | 118.8569 | 0.012792 | 218.9432
AKC-01 | 2027-01-01 | 1 | 2027 | 2027 | Winter | 220.9535 | 267.0443 | 313.1351 | 360.6225 | 377.3426 |  | 7315.8796 | 7076.1421 | 6936.3514 | 6856.25 | 6933 |  | 377.3426 | 377.3426 | 377.3426 | 220.9535 | 16.72 | 118.8569 | 0.012792 | 220.9535
AKC-01 | 2027-02-01 | 2 | 2027 | 2027 | Winter | 219.6133 | 265.5008 | 311.3882 | 358.6662 | 375.3863 |  | 7325.8267 | 7081.9332 | 6940.7347 | 6857.3391 | 6933 |  | 375.3863 | 375.3863 | 375.3863 | 219.6133 | 16.72 | 118.8569 | 0.012792 | 219.6133
AKC-01 | 2027-03-01 | 3 | 2027 | 2027 | Winter | 212.242 | 257.0113 | 301.7806 | 347.9066 | 364.6266 |  | 7384.8808 | 7115.75 | 6966.0391 | 6867.7677 | 6933 |  | 364.6266 | 364.6266 | 364.6266 | 212.242 | 16.72 | 118.8569 | 0.012792 | 212.242
AKC-01 | 2027-04-01 | 4 | 2027 | 2027 | Spring | 200.7159 | 243.7369 | 286.7578 | 331.0824 | 347.8024 |  | 7572.649 | 7219.9752 | 7019.7496 | 6895.551 | 6969.5 |  | 347.8024 | 347.8024 | 347.8024 | 200.7159 | 16.72 | 118.8569 | 0.012792 | 200.7159
AKC-01 | 2027-05-01 | 5 | 2027 | 2027 | Spring | 195.6096 | 237.856 | 280.1023 | 323.6289 | 340.3489 |  | 7631.0178 | 7256.5833 | 7044.6556 | 6911.346 | 6969.5 |  | 340.3489 | 340.3489 | 340.3489 | 195.6096 | 16.72 | 118.8569 | 0.012792 | 195.6096
AKC-01 | 2027-06-01 | 6 | 2027 | 2027 | Summer | 186.1073 | 226.9123 | 267.7173 | 309.7588 | 326.4787 |  | 7807.0504 | 7350.5241 | 7129.3369 | 6999.9145 | 7006 |  | 326.4787 | 326.4787 | 326.4787 | 186.1073 | 16.72 | 118.8569 | 0.012792 | 186.1073
AKC-01 | 2027-07-01 | 7 | 2027 | 2027 | Summer | 185.4372 | 226.1405 | 266.8438 | 308.7806 | 325.5006 |  | 7818.2596 | 7356.1706 | 7132.9817 | 7001.5505 | 7006 |  | 325.5006 | 325.5006 | 325.5006 | 185.4372 | 16.72 | 118.8569 | 0.012792 | 185.4372
AKC-01 | 2027-08-01 | 8 | 2027 | 2027 | Summer | 185.4372 | 226.1405 | 266.8438 | 308.7806 | 325.5006 |  | 7818.2596 | 7356.1706 | 7132.9817 | 7001.5505 | 7006 |  | 325.5006 | 325.5006 | 325.5006 | 185.4372 | 16.72 | 118.8569 | 0.012792 | 185.4372
AKC-01 | 2027-09-01 | 9 | 2027 | 2027 | Summer | 188.7878 | 229.9994 | 271.2109 | 313.6714 | 330.3913 |  | 7763.7662 | 7328.6956 | 7115.0992 | 6994.3486 | 7006 |  | 330.3913 | 330.3913 | 330.3913 | 188.7878 | 16.72 | 118.8569 | 0.012792 | 188.7878
AKC-01 | 2027-10-01 | 10 | 2028 | 2027 | Fall | 200.7293 | 243.7523 | 286.7753 | 331.102 | 347.822 |  | 7572.5015 | 7219.8828 | 7019.6865 | 6895.5125 | 6969.5 |  | 347.822 | 347.822 | 347.822 | 200.7293 | 16.72 | 118.8569 | 0.012792 | 200.7293
AKC-01 | 2027-11-01 | 11 | 2028 | 2027 | Fall | 207.9398 | 252.0565 | 296.1733 | 341.6269 | 358.3469 |  | 7497.2121 | 7172.7762 | 6987.4373 | 6877.3633 | 6969.5 |  | 358.3469 | 358.3469 | 358.3469 | 207.9398 | 16.72 | 118.8569 | 0.012792 | 207.9398
AKC-01 | 2027-12-01 | 12 | 2028 | 2027 | Winter | 218.9432 | 264.729 | 310.5148 | 357.6881 | 374.4081 |  | 7330.8874 | 7084.8671 | 6942.9521 | 6857.9846 | 6933 |  | 374.4081 | 374.4081 | 374.4081 | 218.9432 | 16.72 | 118.8569 | 0.012792 | 218.9432
AKC-01 | 2028-01-01 | 1 | 2028 | 2028 | Winter | 220.9535 | 267.0443 | 313.1351 | 360.6225 | 377.3426 |  | 7315.8796 | 7076.1421 | 6936.3514 | 6856.25 | 6933 |  | 377.3426 | 377.3426 | 377.3426 | 220.9535 | 16.72 | 118.8569 | 0.012792 | 220.9535
AKC-01 | 2028-02-01 | 2 | 2028 | 2028 | Winter | 219.6133 | 265.5008 | 311.3882 | 358.6662 | 375.3863 |  | 7325.8267 | 7081.9332 | 6940.7347 | 6857.3391 | 6933 |  | 375.3863 | 375.3863 | 375.3863 | 219.6133 | 16.72 | 118.8569 | 0.012792 | 219.6133
AKC-01 | 2028-03-01 | 3 | 2028 | 2028 | Winter | 212.242 | 257.0113 | 301.7806 | 347.9066 | 364.6266 |  | 7384.8808 | 7115.75 | 6966.0391 | 6867.7677 | 6933 |  | 364.6266 | 364.6266 | 364.6266 | 212.242 | 16.72 | 118.8569 | 0.012792 | 212.242
AKC-01 | 2028-04-01 | 4 | 2028 | 2028 | Spring | 200.7159 | 243.7369 | 286.7578 | 331.0824 | 347.8024 |  | 7572.649 | 7219.9752 | 7019.7496 | 6895.551 | 6969.5 |  | 347.8024 | 347.8024 | 347.8024 | 200.7159 | 16.72 | 118.8569 | 0.012792 | 200.7159
AKC-01 | 2028-05-01 | 5 | 2028 | 2028 | Spring | 195.6096 | 237.856 | 280.1023 | 323.6289 | 340.3489 |  | 7631.0178 | 7256.5833 | 7044.6556 | 6911.346 | 6969.5 |  | 340.3489 | 340.3489 | 340.3489 | 195.6096 | 16.72 | 118.8569 | 0.012792 | 195.6096
AKC-01 | 2028-06-01 | 6 | 2028 | 2028 | Summer | 186.1073 | 226.9123 | 267.7173 | 309.7588 | 326.4787 |  | 7807.0504 | 7350.5241 | 7129.3369 | 6999.9145 | 7006 |  | 326.4787 | 326.4787 | 326.4787 | 186.1073 | 16.72 | 118.8569 | 0.012792 | 186.1073
AKC-01 | 2028-07-01 | 7 | 2028 | 2028 | Summer | 185.4372 | 226.1405 | 266.8438 | 308.7806 | 325.5006 |  | 7818.2596 | 7356.1706 | 7132.9817 | 7001.5505 | 7006 |  | 325.5006 | 325.5006 | 325.5006 | 185.4372 | 16.72 | 118.8569 | 0.012792 | 185.4372
AKC-01 | 2028-08-01 | 8 | 2028 | 2028 | Summer | 185.4372 | 226.1405 | 266.8438 | 308.7806 | 325.5006 |  | 7818.2596 | 7356.1706 | 7132.9817 | 7001.5505 | 7006 |  | 325.5006 | 325.5006 | 325.5006 | 185.4372 | 16.72 | 118.8569 | 0.012792 | 185.4372
AKC-01 | 2028-09-01 | 9 | 2028 | 2028 | Summer | 188.7878 | 229.9994 | 271.2109 | 313.6714 | 330.3913 |  | 7763.7662 | 7328.6956 | 7115.0992 | 6994.3486 | 7006 |  | 330.3913 | 330.3913 | 330.3913 | 188.7878 | 16.72 | 118.8569 | 0.012792 | 188.7878
AKC-01 | 2028-10-01 | 10 | 2029 | 2028 | Fall | 200.7293 | 243.7523 | 286.7753 | 331.102 | 347.822 |  | 7572.5015 | 7219.8828 | 7019.6865 | 6895.5125 | 6969.5 |  | 347.822 | 347.822 | 347.822 | 200.7293 | 16.72 | 118.8569 | 0.012792 | 200.7293
AKC-01 | 2028-11-01 | 11 | 2029 | 2028 | Fall | 207.9398 | 252.0565 | 296.1733 | 341.6269 | 358.3469 |  | 7497.2121 | 7172.7762 | 6987.4373 | 6877.3633 | 6969.5 |  | 358.3469 | 358.3469 | 358.3469 | 207.9398 | 16.72 | 118.8569 | 0.012792 | 207.9398
AKC-01 | 2028-12-01 | 12 | 2029 | 2028 | Winter | 218.9432 | 264.729 | 310.5148 | 357.6881 | 374.4081 |  | 7330.8874 | 7084.8671 | 6942.9521 | 6857.9846 | 6933 |  | 374.4081 | 374.4081 | 374.4081 | 218.9432 | 16.72 | 118.8569 | 0.012792 | 218.9432
AKC-01 | 2029-01-01 | 1 | 2029 | 2029 | Winter | 220.9535 | 267.0443 | 313.1351 | 360.6225 | 377.3426 |  | 7315.8796 | 7076.1421 | 6936.3514 | 6856.25 | 6933 |  | 377.3426 | 377.3426 | 377.3426 | 220.9535 | 16.72 | 118.8569 | 0.012792 | 220.9535
AKC-01 | 2029-02-01 | 2 | 2029 | 2029 | Winter | 219.6133 | 265.5008 | 311.3882 | 358.6662 | 375.3863 |  | 7325.8267 | 7081.9332 | 6940.7347 | 6857.3391 | 6933 |  | 375.3863 | 375.3863 | 375.3863 | 219.6133 | 16.72 | 118.8569 | 0.012792 | 219.6133
AKC-01 | 2029-03-01 | 3 | 2029 | 2029 | Winter | 212.242 | 257.0113 | 301.7806 | 347.9066 | 364.6266 |  | 7384.8808 | 7115.75 | 6966.0391 | 6867.7677 | 6933 |  | 364.6266 | 364.6266 | 364.6266 | 212.242 | 16.72 | 118.8569 | 0.012792 | 212.242
AKC-01 | 2029-04-01 | 4 | 2029 | 2029 | Spring | 200.7159 | 243.7369 | 286.7578 | 331.0824 | 347.8024 |  | 7572.649 | 7219.9752 | 7019.7496 | 6895.551 | 6969.5 |  | 347.8024 | 347.8024 | 347.8024 | 200.7159 | 16.72 | 118.8569 | 0.012792 | 200.7159
AKC-01 | 2029-05-01 | 5 | 2029 | 2029 | Spring | 195.6096 | 237.856 | 280.1023 | 323.6289 | 340.3489 |  | 7631.0178 | 7256.5833 | 7044.6556 | 6911.346 | 6969.5 |  | 340.3489 | 340.3489 | 340.3489 | 195.6096 | 16.72 | 118.8569 | 0.012792 | 195.6096
AKC-01 | 2029-06-01 | 6 | 2029 | 2029 | Summer | 186.1073 | 226.9123 | 267.7173 | 309.7588 | 326.4787 |  | 7807.0504 | 7350.5241 | 7129.3369 | 6999.9145 | 7006 |  | 326.4787 | 326.4787 | 326.4787 | 186.1073 | 16.72 | 118.8569 | 0.012792 | 186.1073
AKC-01 | 2029-07-01 | 7 | 2029 | 2029 | Summer | 185.4372 | 226.1405 | 266.8438 | 308.7806 | 325.5006 |  | 7818.2596 | 7356.1706 | 7132.9817 | 7001.5505 | 7006 |  | 325.5006 | 325.5006 | 325.5006 | 185.4372 | 16.72 | 118.8569 | 0.012792 | 185.4372
AKC-01 | 2029-08-01 | 8 | 2029 | 2029 | Summer | 185.4372 | 226.1405 | 266.8438 | 308.7806 | 325.5006 |  | 7818.2596 | 7356.1706 | 7132.9817 | 7001.5505 | 7006 |  | 325.5006 | 325.5006 | 325.5006 | 185.4372 | 16.72 | 118.8569 | 0.012792 | 185.4372
AKC-01 | 2029-09-01 | 9 | 2029 | 2029 | Summer | 188.7878 | 229.9994 | 271.2109 | 313.6714 | 330.3913 |  | 7763.7662 | 7328.6956 | 7115.0992 | 6994.3486 | 7006 |  | 330.3913 | 330.3913 | 330.3913 | 188.7878 | 16.72 | 118.8569 | 0.012792 | 188.7878
AKC-01 | 2029-10-01 | 10 | 2030 | 2029 | Fall | 200.7293 | 243.7523 | 286.7753 | 331.102 | 347.822 |  | 7572.5015 | 7219.8828 | 7019.6865 | 6895.5125 | 6969.5 |  | 347.822 | 347.822 | 347.822 | 200.7293 | 16.72 | 118.8569 | 0.012792 | 200.7293
AKC-01 | 2029-11-01 | 11 | 2030 | 2029 | Fall | 207.9398 | 252.0565 | 296.1733 | 341.6269 | 358.3469 |  | 7497.2121 | 7172.7762 | 6987.4373 | 6877.3633 | 6969.5 |  | 358.3469 | 358.3469 | 358.3469 | 207.9398 | 16.72 | 118.8569 | 0.012792 | 207.9398
AKC-01 | 2029-12-01 | 12 | 2030 | 2029 | Winter | 218.9432 | 264.729 | 310.5148 | 357.6881 | 374.4081 |  | 7330.8874 | 7084.8671 | 6942.9521 | 6857.9846 | 6933 |  | 374.4081 | 374.4081 | 374.4081 | 218.9432 | 16.72 | 118.8569 | 0.012792 | 218.9432
AKC-01 | 2030-01-01 | 1 | 2030 | 2030 | Winter | 220.9535 | 267.0443 | 313.1351 | 360.6225 | 377.3426 |  | 7315.8796 | 7076.1421 | 6936.3514 | 6856.25 | 6933 |  | 377.3426 | 377.3426 | 377.3426 | 220.9535 | 16.72 | 118.8569 | 0.012792 | 220.9535
AKC-01 | 2030-02-01 | 2 | 2030 | 2030 | Winter | 219.6133 | 265.5008 | 311.3882 | 358.6662 | 375.3863 |  | 7325.8267 | 7081.9332 | 6940.7347 | 6857.3391 | 6933 |  | 375.3863 | 375.3863 | 375.3863 | 219.6133 | 16.72 | 118.8569 | 0.012792 | 219.6133
AKC-01 | 2030-03-01 | 3 | 2030 | 2030 | Winter | 212.242 | 257.0113 | 301.7806 | 347.9066 | 364.6266 |  | 7384.8808 | 7115.75 | 6966.0391 | 6867.7677 | 6933 |  | 364.6266 | 364.6266 | 364.6266 | 212.242 | 16.72 | 118.8569 | 0.012792 | 212.242
AKC-01 | 2030-04-01 | 4 | 2030 | 2030 | Spring | 200.7159 | 243.7369 | 286.7578 | 331.0824 | 347.8024 |  | 7572.649 | 7219.9752 | 7019.7496 | 6895.551 | 6969.5 |  | 347.8024 | 347.8024 | 347.8024 | 200.7159 | 16.72 | 118.8569 | 0.012792 | 200.7159
AKC-01 | 2030-05-01 | 5 | 2030 | 2030 | Spring | 195.6096 | 237.856 | 280.1023 | 323.6289 | 340.3489 |  | 7631.0178 | 7256.5833 | 7044.6556 | 6911.346 | 6969.5 |  | 340.3489 | 340.3489 | 340.3489 | 195.6096 | 16.72 | 118.8569 | 0.012792 | 195.6096
AKC-01 | 2030-06-01 | 6 | 2030 | 2030 | Summer | 186.1073 | 226.9123 | 267.7173 | 309.7588 | 326.4787 |  | 7807.0504 | 7350.5241 | 7129.3369 | 6999.9145 | 7006 |  | 326.4787 | 326.4787 | 326.4787 | 186.1073 | 16.72 | 118.8569 | 0.012792 | 186.1073
AKC-01 | 2030-07-01 | 7 | 2030 | 2030 | Summer | 185.4372 | 226.1405 | 266.8438 | 308.7806 | 325.5006 |  | 7818.2596 | 7356.1706 | 7132.9817 | 7001.5505 | 7006 |  | 325.5006 | 325.5006 | 325.5006 | 185.4372 | 16.72 | 118.8569 | 0.012792 | 185.4372
AKC-01 | 2030-08-01 | 8 | 2030 | 2030 | Summer | 185.4372 | 226.1405 | 266.8438 | 308.7806 | 325.5006 |  | 7818.2596 | 7356.1706 | 7132.9817 | 7001.5505 | 7006 |  | 325.5006 | 325.5006 | 325.5006 | 185.4372 | 16.72 | 118.8569 | 0.012792 | 185.4372
AKC-01 | 2030-09-01 | 9 | 2030 | 2030 | Summer | 188.7878 | 229.9994 | 271.2109 | 313.6714 | 330.3913 |  | 7763.7662 | 7328.6956 | 7115.0992 | 6994.3486 | 7006 |  | 330.3913 | 330.3913 | 330.3913 | 188.7878 | 16.72 | 118.8569 | 0.012792 | 188.7878
AKC-01 | 2030-10-01 | 10 | 2031 | 2030 | Fall | 200.7293 | 243.7523 | 286.7753 | 331.102 | 347.822 |  | 7572.5015 | 7219.8828 | 7019.6865 | 6895.5125 | 6969.5 |  | 347.822 | 347.822 | 347.822 | 200.7293 | 16.72 | 118.8569 | 0.012792 | 200.7293
AKC-01 | 2030-11-01 | 11 | 2031 | 2030 | Fall | 207.9398 | 252.0565 | 296.1733 | 341.6269 | 358.3469 |  | 7497.2121 | 7172.7762 | 6987.4373 | 6877.3633 | 6969.5 |  | 358.3469 | 358.3469 | 358.3469 | 207.9398 | 16.72 | 118.8569 | 0.012792 | 207.9398
AKC-01 | 2030-12-01 | 12 | 2031 | 2030 | Winter | 218.9432 | 264.729 | 310.5148 | 357.6881 | 374.4081 |  | 7330.8874 | 7084.8671 | 6942.9521 | 6857.9846 | 6933 |  | 374.4081 | 374.4081 | 374.4081 | 218.9432 | 16.72 | 118.8569 | 0.012792 | 218.9432
AKC-01 | 2031-01-01 | 1 | 2031 | 2031 | Winter | 220.9535 | 267.0443 | 313.1351 | 360.6225 | 377.3426 |  | 7315.8796 | 7076.1421 | 6936.3514 | 6856.25 | 6933 |  | 377.3426 | 377.3426 | 377.3426 | 220.9535 | 16.72 | 118.8569 | 0.012792 | 220.9535
AKC-01 | 2031-02-01 | 2 | 2031 | 2031 | Winter | 219.6133 | 265.5008 | 311.3882 | 358.6662 | 375.3863 |  | 7325.8267 | 7081.9332 | 6940.7347 | 6857.3391 | 6933 |  | 375.3863 | 375.3863 | 375.3863 | 219.6133 | 16.72 | 118.8569 | 0.012792 | 219.6133
AKC-01 | 2031-03-01 | 3 | 2031 | 2031 | Winter | 212.242 | 257.0113 | 301.7806 | 347.9066 | 364.6266 |  | 7384.8808 | 7115.75 | 6966.0391 | 6867.7677 | 6933 |  | 364.6266 | 364.6266 | 364.6266 | 212.242 | 16.72 | 118.8569 | 0.012792 | 212.242
AKC-01 | 2031-04-01 | 4 | 2031 | 2031 | Spring | 200.7159 | 243.7369 | 286.7578 | 331.0824 | 347.8024 |  | 7572.649 | 7219.9752 | 7019.7496 | 6895.551 | 6969.5 |  | 347.8024 | 347.8024 | 347.8024 | 200.7159 | 16.72 | 118.8569 | 0.012792 | 200.7159
AKC-01 | 2031-05-01 | 5 | 2031 | 2031 | Spring | 195.6096 | 237.856 | 280.1023 | 323.6289 | 340.3489 |  | 7631.0178 | 7256.5833 | 7044.6556 | 6911.346 | 6969.5 |  | 340.3489 | 340.3489 | 340.3489 | 195.6096 | 16.72 | 118.8569 | 0.012792 | 195.6096
AKC-01 | 2031-06-01 | 6 | 2031 | 2031 | Summer | 186.1073 | 226.9123 | 267.7173 | 309.7588 | 326.4787 |  | 7807.0504 | 7350.5241 | 7129.3369 | 6999.9145 | 7006 |  | 326.4787 | 326.4787 | 326.4787 | 186.1073 | 16.72 | 118.8569 | 0.012792 | 186.1073
AKC-01 | 2031-07-01 | 7 | 2031 | 2031 | Summer | 185.4372 | 226.1405 | 266.8438 | 308.7806 | 325.5006 |  | 7818.2596 | 7356.1706 | 7132.9817 | 7001.5505 | 7006 |  | 325.5006 | 325.5006 | 325.5006 | 185.4372 | 16.72 | 118.8569 | 0.012792 | 185.4372
AKC-01 | 2031-08-01 | 8 | 2031 | 2031 | Summer | 185.4372 | 226.1405 | 266.8438 | 308.7806 | 325.5006 |  | 7818.2596 | 7356.1706 | 7132.9817 | 7001.5505 | 7006 |  | 325.5006 | 325.5006 | 325.5006 | 185.4372 | 16.72 | 118.8569 | 0.012792 | 185.4372
AKC-01 | 2031-09-01 | 9 | 2031 | 2031 | Summer | 188.7878 | 229.9994 | 271.2109 | 313.6714 | 330.3913 |  | 7763.7662 | 7328.6956 | 7115.0992 | 6994.3486 | 7006 |  | 330.3913 | 330.3913 | 330.3913 | 188.7878 | 16.72 | 118.8569 | 0.012792 | 188.7878
AKC-01 | 2031-10-01 | 10 | 2032 | 2031 | Fall | 200.7293 | 243.7523 | 286.7753 | 331.102 | 347.822 |  | 7572.5015 | 7219.8828 | 7019.6865 | 6895.5125 | 6969.5 |  | 347.822 | 347.822 | 347.822 | 200.7293 | 16.72 | 118.8569 | 0.012792 | 200.7293
AKC-01 | 2031-11-01 | 11 | 2032 | 2031 | Fall | 207.9398 | 252.0565 | 296.1733 | 341.6269 | 358.3469 |  | 7497.2121 | 7172.7762 | 6987.4373 | 6877.3633 | 6969.5 |  | 358.3469 | 358.3469 | 358.3469 | 207.9398 | 16.72 | 118.8569 | 0.012792 | 207.9398
AKC-01 | 2031-12-01 | 12 | 2032 | 2031 | Winter | 218.9432 | 264.729 | 310.5148 | 357.6881 | 374.4081 |  | 7330.8874 | 7084.8671 | 6942.9521 | 6857.9846 | 6933 |  | 374.4081 | 374.4081 | 374.4081 | 218.9432 | 16.72 | 118.8569 | 0.012792 | 218.9432
AKC-01 | 2032-01-01 | 1 | 2032 | 2032 | Winter | 220.9535 | 267.0443 | 313.1351 | 360.6225 | 377.3426 |  | 7315.8796 | 7076.1421 | 6936.3514 | 6856.25 | 6933 |  | 377.3426 | 377.3426 | 377.3426 | 220.9535 | 16.72 | 118.8569 | 0.012792 | 220.9535
AKC-01 | 2032-02-01 | 2 | 2032 | 2032 | Winter | 219.6133 | 265.5008 | 311.3882 | 358.6662 | 375.3863 |  | 7325.8267 | 7081.9332 | 6940.7347 | 6857.3391 | 6933 |  | 375.3863 | 375.3863 | 375.3863 | 219.6133 | 16.72 | 118.8569 | 0.012792 | 219.6133
AKC-01 | 2032-03-01 | 3 | 2032 | 2032 | Winter | 212.242 | 257.0113 | 301.7806 | 347.9066 | 364.6266 |  | 7384.8808 | 7115.75 | 6966.0391 | 6867.7677 | 6933 |  | 364.6266 | 364.6266 | 364.6266 | 212.242 | 16.72 | 118.8569 | 0.012792 | 212.242
AKC-01 | 2032-04-01 | 4 | 2032 | 2032 | Spring | 200.7159 | 243.7369 | 286.7578 | 331.0824 | 347.8024 |  | 7572.649 | 7219.9752 | 7019.7496 | 6895.551 | 6969.5 |  | 347.8024 | 347.8024 | 347.8024 | 200.7159 | 16.72 | 118.8569 | 0.012792 | 200.7159
AKC-01 | 2032-05-01 | 5 | 2032 | 2032 | Spring | 195.6096 | 237.856 | 280.1023 | 323.6289 | 340.3489 |  | 7631.0178 | 7256.5833 | 7044.6556 | 6911.346 | 6969.5 |  | 340.3489 | 340.3489 | 340.3489 | 195.6096 | 16.72 | 118.8569 | 0.012792 | 195.6096
AKC-01 | 2032-06-01 | 6 | 2032 | 2032 | Summer | 186.1073 | 226.9123 | 267.7173 | 309.7588 | 326.4787 |  | 7807.0504 | 7350.5241 | 7129.3369 | 6999.9145 | 7006 |  | 326.4787 | 326.4787 | 326.4787 | 186.1073 | 16.72 | 118.8569 | 0.012792 | 186.1073
AKC-01 | 2032-07-01 | 7 | 2032 | 2032 | Summer | 185.4372 | 226.1405 | 266.8438 | 308.7806 | 325.5006 |  | 7818.2596 | 7356.1706 | 7132.9817 | 7001.5505 | 7006 |  | 325.5006 | 325.5006 | 325.5006 | 185.4372 | 16.72 | 118.8569 | 0.012792 | 185.4372
AKC-01 | 2032-08-01 | 8 | 2032 | 2032 | Summer | 185.4372 | 226.1405 | 266.8438 | 308.7806 | 325.5006 |  | 7818.2596 | 7356.1706 | 7132.9817 | 7001.5505 | 7006 |  | 325.5006 | 325.5006 | 325.5006 | 185.4372 | 16.72 | 118.8569 | 0.012792 | 185.4372
AKC-01 | 2032-09-01 | 9 | 2032 | 2032 | Summer | 188.7878 | 229.9994 | 271.2109 | 313.6714 | 330.3913 |  | 7763.7662 | 7328.6956 | 7115.0992 | 6994.3486 | 7006 |  | 330.3913 | 330.3913 | 330.3913 | 188.7878 | 16.72 | 118.8569 | 0.012792 | 188.7878
AKC-01 | 2032-10-01 | 10 | 2033 | 2032 | Fall | 200.7293 | 243.7523 | 286.7753 | 331.102 | 347.822 |  | 7572.5015 | 7219.8828 | 7019.6865 | 6895.5125 | 6969.5 |  | 347.822 | 347.822 | 347.822 | 200.7293 | 16.72 | 118.8569 | 0.012792 | 200.7293
AKC-01 | 2032-11-01 | 11 | 2033 | 2032 | Fall | 207.9398 | 252.0565 | 296.1733 | 341.6269 | 358.3469 |  | 7497.2121 | 7172.7762 | 6987.4373 | 6877.3633 | 6969.5 |  | 358.3469 | 358.3469 | 358.3469 | 207.9398 | 16.72 | 118.8569 | 0.012792 | 207.9398
AKC-01 | 2032-12-01 | 12 | 2033 | 2032 | Winter | 218.9432 | 264.729 | 310.5148 | 357.6881 | 374.4081 |  | 7330.8874 | 7084.8671 | 6942.9521 | 6857.9846 | 6933 |  | 374.4081 | 374.4081 | 374.4081 | 218.9432 | 16.72 | 118.8569 | 0.012792 | 218.9432
AKC-01 | 2033-01-01 | 1 | 2033 | 2033 | Winter | 220.9535 | 267.0443 | 313.1351 | 360.6225 | 377.3426 |  | 7315.8796 | 7076.1421 | 6936.3514 | 6856.25 | 6933 |  | 377.3426 | 377.3426 | 377.3426 | 220.9535 | 16.72 | 118.8569 | 0.012792 | 220.9535
AKC-01 | 2033-02-01 | 2 | 2033 | 2033 | Winter | 219.6133 | 265.5008 | 311.3882 | 358.6662 | 375.3863 |  | 7325.8267 | 7081.9332 | 6940.7347 | 6857.3391 | 6933 |  | 375.3863 | 375.3863 | 375.3863 | 219.6133 | 16.72 | 118.8569 | 0.012792 | 219.6133
AKC-01 | 2033-03-01 | 3 | 2033 | 2033 | Winter | 212.242 | 257.0113 | 301.7806 | 347.9066 | 364.6266 |  | 7384.8808 | 7115.75 | 6966.0391 | 6867.7677 | 6933 |  | 364.6266 | 364.6266 | 364.6266 | 212.242 | 16.72 | 118.8569 | 0.012792 | 212.242
AKC-01 | 2033-04-01 | 4 | 2033 | 2033 | Spring | 200.7159 | 243.7369 | 286.7578 | 331.0824 | 347.8024 |  | 7572.649 | 7219.9752 | 7019.7496 | 6895.551 | 6969.5 |  | 347.8024 | 347.8024 | 347.8024 | 200.7159 | 16.72 | 118.8569 | 0.012792 | 200.7159
AKC-01 | 2033-05-01 | 5 | 2033 | 2033 | Spring | 195.6096 | 237.856 | 280.1023 | 323.6289 | 340.3489 |  | 7631.0178 | 7256.5833 | 7044.6556 | 6911.346 | 6969.5 |  | 340.3489 | 340.3489 | 340.3489 | 195.6096 | 16.72 | 118.8569 | 0.012792 | 195.6096
AKC-01 | 2033-06-01 | 6 | 2033 | 2033 | Summer | 186.1073 | 226.9123 | 267.7173 | 309.7588 | 326.4787 |  | 7807.0504 | 7350.5241 | 7129.3369 | 6999.9145 | 7006 |  | 326.4787 | 326.4787 | 326.4787 | 186.1073 | 16.72 | 118.8569 | 0.012792 | 186.1073
AKC-01 | 2033-07-01 | 7 | 2033 | 2033 | Summer | 185.4372 | 226.1405 | 266.8438 | 308.7806 | 325.5006 |  | 7818.2596 | 7356.1706 | 7132.9817 | 7001.5505 | 7006 |  | 325.5006 | 325.5006 | 325.5006 | 185.4372 | 16.72 | 118.8569 | 0.012792 | 185.4372
AKC-01 | 2033-08-01 | 8 | 2033 | 2033 | Summer | 185.4372 | 226.1405 | 266.8438 | 308.7806 | 325.5006 |  | 7818.2596 | 7356.1706 | 7132.9817 | 7001.5505 | 7006 |  | 325.5006 | 325.5006 | 325.5006 | 185.4372 | 16.72 | 118.8569 | 0.012792 | 185.4372
AKC-01 | 2033-09-01 | 9 | 2033 | 2033 | Summer | 188.7878 | 229.9994 | 271.2109 | 313.6714 | 330.3913 |  | 7763.7662 | 7328.6956 | 7115.0992 | 6994.3486 | 7006 |  | 330.3913 | 330.3913 | 330.3913 | 188.7878 | 16.72 | 118.8569 | 0.012792 | 188.7878
AKC-01 | 2033-10-01 | 10 | 2034 | 2033 | Fall | 200.7293 | 243.7523 | 286.7753 | 331.102 | 347.822 |  | 7572.5015 | 7219.8828 | 7019.6865 | 6895.5125 | 6969.5 |  | 347.822 | 347.822 | 347.822 | 200.7293 | 16.72 | 118.8569 | 0.012792 | 200.7293
AKC-01 | 2033-11-01 | 11 | 2034 | 2033 | Fall | 207.9398 | 252.0565 | 296.1733 | 341.6269 | 358.3469 |  | 7497.2121 | 7172.7762 | 6987.4373 | 6877.3633 | 6969.5 |  | 358.3469 | 358.3469 | 358.3469 | 207.9398 | 16.72 | 118.8569 | 0.012792 | 207.9398
AKC-01 | 2033-12-01 | 12 | 2034 | 2033 | Winter | 218.9432 | 264.729 | 310.5148 | 357.6881 | 374.4081 |  | 7330.8874 | 7084.8671 | 6942.9521 | 6857.9846 | 6933 |  | 374.4081 | 374.4081 | 374.4081 | 218.9432 | 16.72 | 118.8569 | 0.012792 | 218.9432
AKC-01 | 2034-01-01 | 1 | 2034 | 2034 | Winter | 220.9535 | 267.0443 | 313.1351 | 360.6225 | 377.3426 |  | 7315.8796 | 7076.1421 | 6936.3514 | 6856.25 | 6933 |  | 377.3426 | 377.3426 | 377.3426 | 220.9535 | 16.72 | 118.8569 | 0.012792 | 220.9535
AKC-01 | 2034-02-01 | 2 | 2034 | 2034 | Winter | 219.6133 | 265.5008 | 311.3882 | 358.6662 | 375.3863 |  | 7325.8267 | 7081.9332 | 6940.7347 | 6857.3391 | 6933 |  | 375.3863 | 375.3863 | 375.3863 | 219.6133 | 16.72 | 118.8569 | 0.012792 | 219.6133
AKC-01 | 2034-03-01 | 3 | 2034 | 2034 | Winter | 212.242 | 257.0113 | 301.7806 | 347.9066 | 364.6266 |  | 7384.8808 | 7115.75 | 6966.0391 | 6867.7677 | 6933 |  | 364.6266 | 364.6266 | 364.6266 | 212.242 | 16.72 | 118.8569 | 0.012792 | 212.242
AKC-01 | 2034-04-01 | 4 | 2034 | 2034 | Spring | 200.7159 | 243.7369 | 286.7578 | 331.0824 | 347.8024 |  | 7572.649 | 7219.9752 | 7019.7496 | 6895.551 | 6969.5 |  | 347.8024 | 347.8024 | 347.8024 | 200.7159 | 16.72 | 118.8569 | 0.012792 | 200.7159
AKC-01 | 2034-05-01 | 5 | 2034 | 2034 | Spring | 195.6096 | 237.856 | 280.1023 | 323.6289 | 340.3489 |  | 7631.0178 | 7256.5833 | 7044.6556 | 6911.346 | 6969.5 |  | 340.3489 | 340.3489 | 340.3489 | 195.6096 | 16.72 | 118.8569 | 0.012792 | 195.6096
AKC-01 | 2034-06-01 | 6 | 2034 | 2034 | Summer | 186.1073 | 226.9123 | 267.7173 | 309.7588 | 326.4787 |  | 7807.0504 | 7350.5241 | 7129.3369 | 6999.9145 | 7006 |  | 326.4787 | 326.4787 | 326.4787 | 186.1073 | 16.72 | 118.8569 | 0.012792 | 186.1073
AKC-01 | 2034-07-01 | 7 | 2034 | 2034 | Summer | 185.4372 | 226.1405 | 266.8438 | 308.7806 | 325.5006 |  | 7818.2596 | 7356.1706 | 7132.9817 | 7001.5505 | 7006 |  | 325.5006 | 325.5006 | 325.5006 | 185.4372 | 16.72 | 118.8569 | 0.012792 | 185.4372
AKC-01 | 2034-08-01 | 8 | 2034 | 2034 | Summer | 185.4372 | 226.1405 | 266.8438 | 308.7806 | 325.5006 |  | 7818.2596 | 7356.1706 | 7132.9817 | 7001.5505 | 7006 |  | 325.5006 | 325.5006 | 325.5006 | 185.4372 | 16.72 | 118.8569 | 0.012792 | 185.4372
AKC-01 | 2034-09-01 | 9 | 2034 | 2034 | Summer | 188.7878 | 229.9994 | 271.2109 | 313.6714 | 330.3913 |  | 7763.7662 | 7328.6956 | 7115.0992 | 6994.3486 | 7006 |  | 330.3913 | 330.3913 | 330.3913 | 188.7878 | 16.72 | 118.8569 | 0.012792 | 188.7878
AKC-01 | 2034-10-01 | 10 | 2035 | 2034 | Fall | 200.7293 | 243.7523 | 286.7753 | 331.102 | 347.822 |  | 7572.5015 | 7219.8828 | 7019.6865 | 6895.5125 | 6969.5 |  | 347.822 | 347.822 | 347.822 | 200.7293 | 16.72 | 118.8569 | 0.012792 | 200.7293
AKC-01 | 2034-11-01 | 11 | 2035 | 2034 | Fall | 207.9398 | 252.0565 | 296.1733 | 341.6269 | 358.3469 |  | 7497.2121 | 7172.7762 | 6987.4373 | 6877.3633 | 6969.5 |  | 358.3469 | 358.3469 | 358.3469 | 207.9398 | 16.72 | 118.8569 | 0.012792 | 207.9398
AKC-01 | 2034-12-01 | 12 | 2035 | 2034 | Winter | 218.9432 | 264.729 | 310.5148 | 357.6881 | 374.4081 |  | 7330.8874 | 7084.8671 | 6942.9521 | 6857.9846 | 6933 |  | 374.4081 | 374.4081 | 374.4081 | 218.9432 | 16.72 | 118.8569 | 0.012792 | 218.9432
AKC-01 | 2035-01-01 | 1 | 2035 | 2035 | Winter | 220.9535 | 267.0443 | 313.1351 | 360.6225 | 377.3426 |  | 7315.8796 | 7076.1421 | 6936.3514 | 6856.25 | 6933 |  | 377.3426 | 377.3426 | 377.3426 | 220.9535 | 16.72 | 118.8569 | 0.012792 | 220.9535
AKC-01 | 2035-02-01 | 2 | 2035 | 2035 | Winter | 219.6133 | 265.5008 | 311.3882 | 358.6662 | 375.3863 |  | 7325.8267 | 7081.9332 | 6940.7347 | 6857.3391 | 6933 |  | 375.3863 | 375.3863 | 375.3863 | 219.6133 | 16.72 | 118.8569 | 0.012792 | 219.6133
AKC-01 | 2035-03-01 | 3 | 2035 | 2035 | Winter | 212.242 | 257.0113 | 301.7806 | 347.9066 | 364.6266 |  | 7384.8808 | 7115.75 | 6966.0391 | 6867.7677 | 6933 |  | 364.6266 | 364.6266 | 364.6266 | 212.242 | 16.72 | 118.8569 | 0.012792 | 212.242
AKC-01 | 2035-04-01 | 4 | 2035 | 2035 | Spring | 200.7159 | 243.7369 | 286.7578 | 331.0824 | 347.8024 |  | 7572.649 | 7219.9752 | 7019.7496 | 6895.551 | 6969.5 |  | 347.8024 | 347.8024 | 347.8024 | 200.7159 | 16.72 | 118.8569 | 0.012792 | 200.7159
AKC-01 | 2035-05-01 | 5 | 2035 | 2035 | Spring | 195.6096 | 237.856 | 280.1023 | 323.6289 | 340.3489 |  | 7631.0178 | 7256.5833 | 7044.6556 | 6911.346 | 6969.5 |  | 340.3489 | 340.3489 | 340.3489 | 195.6096 | 16.72 | 118.8569 | 0.012792 | 195.6096
AKC-01 | 2035-06-01 | 6 | 2035 | 2035 | Summer | 186.1073 | 226.9123 | 267.7173 | 309.7588 | 326.4787 |  | 7807.0504 | 7350.5241 | 7129.3369 | 6999.9145 | 7006 |  | 326.4787 | 326.4787 | 326.4787 | 186.1073 | 16.72 | 118.8569 | 0.012792 | 186.1073
AKC-01 | 2035-07-01 | 7 | 2035 | 2035 | Summer | 185.4372 | 226.1405 | 266.8438 | 308.7806 | 325.5006 |  | 7818.2596 | 7356.1706 | 7132.9817 | 7001.5505 | 7006 |  | 325.5006 | 325.5006 | 325.5006 | 185.4372 | 16.72 | 118.8569 | 0.012792 | 185.4372
AKC-01 | 2035-08-01 | 8 | 2035 | 2035 | Summer | 185.4372 | 226.1405 | 266.8438 | 308.7806 | 325.5006 |  | 7818.2596 | 7356.1706 | 7132.9817 | 7001.5505 | 7006 |  | 325.5006 | 325.5006 | 325.5006 | 185.4372 | 16.72 | 118.8569 | 0.012792 | 185.4372
AKC-01 | 2035-09-01 | 9 | 2035 | 2035 | Summer | 188.7878 | 229.9994 | 271.2109 | 313.6714 | 330.3913 |  | 7763.7662 | 7328.6956 | 7115.0992 | 6994.3486 | 7006 |  | 330.3913 | 330.3913 | 330.3913 | 188.7878 | 16.72 | 118.8569 | 0.012792 | 188.7878
AKC-01 | 2035-10-01 | 10 | 2036 | 2035 | Fall | 200.7293 | 243.7523 | 286.7753 | 331.102 | 347.822 |  | 7572.5015 | 7219.8828 | 7019.6865 | 6895.5125 | 6969.5 |  | 347.822 | 347.822 | 347.822 | 200.7293 | 16.72 | 118.8569 | 0.012792 | 200.7293
AKC-01 | 2035-11-01 | 11 | 2036 | 2035 | Fall | 207.9398 | 252.0565 | 296.1733 | 341.6269 | 358.3469 |  | 7497.2121 | 7172.7762 | 6987.4373 | 6877.3633 | 6969.5 |  | 358.3469 | 358.3469 | 358.3469 | 207.9398 | 16.72 | 118.8569 | 0.012792 | 207.9398
AKC-01 | 2035-12-01 | 12 | 2036 | 2035 | Winter | 218.9432 | 264.729 | 310.5148 | 357.6881 | 374.4081 |  | 7330.8874 | 7084.8671 | 6942.9521 | 6857.9846 | 6933 |  | 374.4081 | 374.4081 | 374.4081 | 218.9432 | 16.72 | 118.8569 | 0.012792 | 218.9432
AKC-01 | 2036-01-01 | 1 | 2036 | 2036 | Winter | 220.9535 | 267.0443 | 313.1351 | 360.6225 | 377.3426 |  | 7315.8796 | 7076.1421 | 6936.3514 | 6856.25 | 6933 |  | 377.3426 | 377.3426 | 377.3426 | 220.9535 | 16.72 | 118.8569 | 0.012792 | 220.9535
AKC-01 | 2036-02-01 | 2 | 2036 | 2036 | Winter | 219.6133 | 265.5008 | 311.3882 | 358.6662 | 375.3863 |  | 7325.8267 | 7081.9332 | 6940.7347 | 6857.3391 | 6933 |  | 375.3863 | 375.3863 | 375.3863 | 219.6133 | 16.72 | 118.8569 | 0.012792 | 219.6133
AKC-01 | 2036-03-01 | 3 | 2036 | 2036 | Winter | 212.242 | 257.0113 | 301.7806 | 347.9066 | 364.6266 |  | 7384.8808 | 7115.75 | 6966.0391 | 6867.7677 | 6933 |  | 364.6266 | 364.6266 | 364.6266 | 212.242 | 16.72 | 118.8569 | 0.012792 | 212.242
AKC-01 | 2036-04-01 | 4 | 2036 | 2036 | Spring | 200.7159 | 243.7369 | 286.7578 | 331.0824 | 347.8024 |  | 7572.649 | 7219.9752 | 7019.7496 | 6895.551 | 6969.5 |  | 347.8024 | 347.8024 | 347.8024 | 200.7159 | 16.72 | 118.8569 | 0.012792 | 200.7159
AKC-01 | 2036-05-01 | 5 | 2036 | 2036 | Spring | 195.6096 | 237.856 | 280.1023 | 323.6289 | 340.3489 |  | 7631.0178 | 7256.5833 | 7044.6556 | 6911.346 | 6969.5 |  | 340.3489 | 340.3489 | 340.3489 | 195.6096 | 16.72 | 118.8569 | 0.012792 | 195.6096
AKC-01 | 2036-06-01 | 6 | 2036 | 2036 | Summer | 186.1073 | 226.9123 | 267.7173 | 309.7588 | 326.4787 |  | 7807.0504 | 7350.5241 | 7129.3369 | 6999.9145 | 7006 |  | 326.4787 | 326.4787 | 326.4787 | 186.1073 | 16.72 | 118.8569 | 0.012792 | 186.1073
AKC-01 | 2036-07-01 | 7 | 2036 | 2036 | Summer | 185.4372 | 226.1405 | 266.8438 | 308.7806 | 325.5006 |  | 7818.2596 | 7356.1706 | 7132.9817 | 7001.5505 | 7006 |  | 325.5006 | 325.5006 | 325.5006 | 185.4372 | 16.72 | 118.8569 | 0.012792 | 185.4372
AKC-01 | 2036-08-01 | 8 | 2036 | 2036 | Summer | 185.4372 | 226.1405 | 266.8438 | 308.7806 | 325.5006 |  | 7818.2596 | 7356.1706 | 7132.9817 | 7001.5505 | 7006 |  | 325.5006 | 325.5006 | 325.5006 | 185.4372 | 16.72 | 118.8569 | 0.012792 | 185.4372
AKC-01 | 2036-09-01 | 9 | 2036 | 2036 | Summer | 188.7878 | 229.9994 | 271.2109 | 313.6714 | 330.3913 |  | 7763.7662 | 7328.6956 | 7115.0992 | 6994.3486 | 7006 |  | 330.3913 | 330.3913 | 330.3913 | 188.7878 | 16.72 | 118.8569 | 0.012792 | 188.7878
AKC-01 | 2036-10-01 | 10 | 2037 | 2036 | Fall | 200.7293 | 243.7523 | 286.7753 | 331.102 | 347.822 |  | 7572.5015 | 7219.8828 | 7019.6865 | 6895.5125 | 6969.5 |  | 347.822 | 347.822 | 347.822 | 200.7293 | 16.72 | 118.8569 | 0.012792 | 200.7293
AKC-01 | 2036-11-01 | 11 | 2037 | 2036 | Fall | 207.9398 | 252.0565 | 296.1733 | 341.6269 | 358.3469 |  | 7497.2121 | 7172.7762 | 6987.4373 | 6877.3633 | 6969.5 |  | 358.3469 | 358.3469 | 358.3469 | 207.9398 | 16.72 | 118.8569 | 0.012792 | 207.9398
AKC-01 | 2036-12-01 | 12 | 2037 | 2036 | Winter | 218.9432 | 264.729 | 310.5148 | 357.6881 | 374.4081 |  | 7330.8874 | 7084.8671 | 6942.9521 | 6857.9846 | 6933 |  | 374.4081 | 374.4081 | 374.4081 | 218.9432 | 16.72 | 118.8569 | 0.012792 | 218.9432
AKC-01 | 2037-01-01 | 1 | 2037 | 2037 | Winter | 220.9535 | 267.0443 | 313.1351 | 360.6225 | 377.3426 |  | 7315.8796 | 7076.1421 | 6936.3514 | 6856.25 | 6933 |  | 377.3426 | 377.3426 | 377.3426 | 220.9535 | 16.72 | 118.8569 | 0.012792 | 220.9535
AKC-01 | 2037-02-01 | 2 | 2037 | 2037 | Winter | 219.6133 | 265.5008 | 311.3882 | 358.6662 | 375.3863 |  | 7325.8267 | 7081.9332 | 6940.7347 | 6857.3391 | 6933 |  | 375.3863 | 375.3863 | 375.3863 | 219.6133 | 16.72 | 118.8569 | 0.012792 | 219.6133
AKC-01 | 2037-03-01 | 3 | 2037 | 2037 | Winter | 212.242 | 257.0113 | 301.7806 | 347.9066 | 364.6266 |  | 7384.8808 | 7115.75 | 6966.0391 | 6867.7677 | 6933 |  | 364.6266 | 364.6266 | 364.6266 | 212.242 | 16.72 | 118.8569 | 0.012792 | 212.242
AKC-01 | 2037-04-01 | 4 | 2037 | 2037 | Spring | 200.7159 | 243.7369 | 286.7578 | 331.0824 | 347.8024 |  | 7572.649 | 7219.9752 | 7019.7496 | 6895.551 | 6969.5 |  | 347.8024 | 347.8024 | 347.8024 | 200.7159 | 16.72 | 118.8569 | 0.012792 | 200.7159
AKC-01 | 2037-05-01 | 5 | 2037 | 2037 | Spring | 195.6096 | 237.856 | 280.1023 | 323.6289 | 340.3489 |  | 7631.0178 | 7256.5833 | 7044.6556 | 6911.346 | 6969.5 |  | 340.3489 | 340.3489 | 340.3489 | 195.6096 | 16.72 | 118.8569 | 0.012792 | 195.6096
AKC-01 | 2037-06-01 | 6 | 2037 | 2037 | Summer | 186.1073 | 226.9123 | 267.7173 | 309.7588 | 326.4787 |  | 7807.0504 | 7350.5241 | 7129.3369 | 6999.9145 | 7006 |  | 326.4787 | 326.4787 | 326.4787 | 186.1073 | 16.72 | 118.8569 | 0.012792 | 186.1073
AKC-01 | 2037-07-01 | 7 | 2037 | 2037 | Summer | 185.4372 | 226.1405 | 266.8438 | 308.7806 | 325.5006 |  | 7818.2596 | 7356.1706 | 7132.9817 | 7001.5505 | 7006 |  | 325.5006 | 325.5006 | 325.5006 | 185.4372 | 16.72 | 118.8569 | 0.012792 | 185.4372
AKC-01 | 2037-08-01 | 8 | 2037 | 2037 | Summer | 185.4372 | 226.1405 | 266.8438 | 308.7806 | 325.5006 |  | 7818.2596 | 7356.1706 | 7132.9817 | 7001.5505 | 7006 |  | 325.5006 | 325.5006 | 325.5006 | 185.4372 | 16.72 | 118.8569 | 0.012792 | 185.4372
AKC-01 | 2037-09-01 | 9 | 2037 | 2037 | Summer | 188.7878 | 229.9994 | 271.2109 | 313.6714 | 330.3913 |  | 7763.7662 | 7328.6956 | 7115.0992 | 6994.3486 | 7006 |  | 330.3913 | 330.3913 | 330.3913 | 188.7878 | 16.72 | 118.8569 | 0.012792 | 188.7878
AKC-01 | 2037-10-01 | 10 | 2038 | 2037 | Fall | 200.7293 | 243.7523 | 286.7753 | 331.102 | 347.822 |  | 7572.5015 | 7219.8828 | 7019.6865 | 6895.5125 | 6969.5 |  | 347.822 | 347.822 | 347.822 | 200.7293 | 16.72 | 118.8569 | 0.012792 | 200.7293
AKC-01 | 2037-11-01 | 11 | 2038 | 2037 | Fall | 207.9398 | 252.0565 | 296.1733 | 341.6269 | 358.3469 |  | 7497.2121 | 7172.7762 | 6987.4373 | 6877.3633 | 6969.5 |  | 358.3469 | 358.3469 | 358.3469 | 207.9398 | 16.72 | 118.8569 | 0.012792 | 207.9398
AKC-01 | 2037-12-01 | 12 | 2038 | 2037 | Winter | 218.9432 | 264.729 | 310.5148 | 357.6881 | 374.4081 |  | 7330.8874 | 7084.8671 | 6942.9521 | 6857.9846 | 6933 |  | 374.4081 | 374.4081 | 374.4081 | 218.9432 | 16.72 | 118.8569 | 0.012792 | 218.9432
AKC-01 | 2038-01-01 | 1 | 2038 | 2038 | Winter | 220.9535 | 267.0443 | 313.1351 | 360.6225 | 377.3426 |  | 7315.8796 | 7076.1421 | 6936.3514 | 6856.25 | 6933 |  | 377.3426 | 377.3426 | 377.3426 | 220.9535 | 16.72 | 118.8569 | 0.012792 | 220.9535
AKC-01 | 2038-02-01 | 2 | 2038 | 2038 | Winter | 219.6133 | 265.5008 | 311.3882 | 358.6662 | 375.3863 |  | 7325.8267 | 7081.9332 | 6940.7347 | 6857.3391 | 6933 |  | 375.3863 | 375.3863 | 375.3863 | 219.6133 | 16.72 | 118.8569 | 0.012792 | 219.6133
AKC-01 | 2038-03-01 | 3 | 2038 | 2038 | Winter | 212.242 | 257.0113 | 301.7806 | 347.9066 | 364.6266 |  | 7384.8808 | 7115.75 | 6966.0391 | 6867.7677 | 6933 |  | 364.6266 | 364.6266 | 364.6266 | 212.242 | 16.72 | 118.8569 | 0.012792 | 212.242
AKC-01 | 2038-04-01 | 4 | 2038 | 2038 | Spring | 200.7159 | 243.7369 | 286.7578 | 331.0824 | 347.8024 |  | 7572.649 | 7219.9752 | 7019.7496 | 6895.551 | 6969.5 |  | 347.8024 | 347.8024 | 347.8024 | 200.7159 | 16.72 | 118.8569 | 0.012792 | 200.7159
AKC-01 | 2038-05-01 | 5 | 2038 | 2038 | Spring | 195.6096 | 237.856 | 280.1023 | 323.6289 | 340.3489 |  | 7631.0178 | 7256.5833 | 7044.6556 | 6911.346 | 6969.5 |  | 340.3489 | 340.3489 | 340.3489 | 195.6096 | 16.72 | 118.8569 | 0.012792 | 195.6096
AKC-01 | 2038-06-01 | 6 | 2038 | 2038 | Summer | 186.1073 | 226.9123 | 267.7173 | 309.7588 | 326.4787 |  | 7807.0504 | 7350.5241 | 7129.3369 | 6999.9145 | 7006 |  | 326.4787 | 326.4787 | 326.4787 | 186.1073 | 16.72 | 118.8569 | 0.012792 | 186.1073
AKC-01 | 2038-07-01 | 7 | 2038 | 2038 | Summer | 185.4372 | 226.1405 | 266.8438 | 308.7806 | 325.5006 |  | 7818.2596 | 7356.1706 | 7132.9817 | 7001.5505 | 7006 |  | 325.5006 | 325.5006 | 325.5006 | 185.4372 | 16.72 | 118.8569 | 0.012792 | 185.4372
AKC-01 | 2038-08-01 | 8 | 2038 | 2038 | Summer | 185.4372 | 226.1405 | 266.8438 | 308.7806 | 325.5006 |  | 7818.2596 | 7356.1706 | 7132.9817 | 7001.5505 | 7006 |  | 325.5006 | 325.5006 | 325.5006 | 185.4372 | 16.72 | 118.8569 | 0.012792 | 185.4372
AKC-01 | 2038-09-01 | 9 | 2038 | 2038 | Summer | 188.7878 | 229.9994 | 271.2109 | 313.6714 | 330.3913 |  | 7763.7662 | 7328.6956 | 7115.0992 | 6994.3486 | 7006 |  | 330.3913 | 330.3913 | 330.3913 | 188.7878 | 16.72 | 118.8569 | 0.012792 | 188.7878
AKC-01 | 2038-10-01 | 10 | 2039 | 2038 | Fall | 200.7293 | 243.7523 | 286.7753 | 331.102 | 347.822 |  | 7572.5015 | 7219.8828 | 7019.6865 | 6895.5125 | 6969.5 |  | 347.822 | 347.822 | 347.822 | 200.7293 | 16.72 | 118.8569 | 0.012792 | 200.7293
AKC-01 | 2038-11-01 | 11 | 2039 | 2038 | Fall | 207.9398 | 252.0565 | 296.1733 | 341.6269 | 358.3469 |  | 7497.2121 | 7172.7762 | 6987.4373 | 6877.3633 | 6969.5 |  | 358.3469 | 358.3469 | 358.3469 | 207.9398 | 16.72 | 118.8569 | 0.012792 | 207.9398
AKC-01 | 2038-12-01 | 12 | 2039 | 2038 | Winter | 218.9432 | 264.729 | 310.5148 | 357.6881 | 374.4081 |  | 7330.8874 | 7084.8671 | 6942.9521 | 6857.9846 | 6933 |  | 374.4081 | 374.4081 | 374.4081 | 218.9432 | 16.72 | 118.8569 | 0.012792 | 218.9432
AKC-01 | 2039-01-01 | 1 | 2039 | 2039 | Winter | 220.9535 | 267.0443 | 313.1351 | 360.6225 | 377.3426 |  | 7315.8796 | 7076.1421 | 6936.3514 | 6856.25 | 6933 |  | 377.3426 | 377.3426 | 377.3426 | 220.9535 | 16.72 | 118.8569 | 0.012792 | 220.9535
AKC-01 | 2039-02-01 | 2 | 2039 | 2039 | Winter | 219.6133 | 265.5008 | 311.3882 | 358.6662 | 375.3863 |  | 7325.8267 | 7081.9332 | 6940.7347 | 6857.3391 | 6933 |  | 375.3863 | 375.3863 | 375.3863 | 219.6133 | 16.72 | 118.8569 | 0.012792 | 219.6133
AKC-01 | 2039-03-01 | 3 | 2039 | 2039 | Winter | 212.242 | 257.0113 | 301.7806 | 347.9066 | 364.6266 |  | 7384.8808 | 7115.75 | 6966.0391 | 6867.7677 | 6933 |  | 364.6266 | 364.6266 | 364.6266 | 212.242 | 16.72 | 118.8569 | 0.012792 | 212.242
AKC-01 | 2039-04-01 | 4 | 2039 | 2039 | Spring | 200.7159 | 243.7369 | 286.7578 | 331.0824 | 347.8024 |  | 7572.649 | 7219.9752 | 7019.7496 | 6895.551 | 6969.5 |  | 347.8024 | 347.8024 | 347.8024 | 200.7159 | 16.72 | 118.8569 | 0.012792 | 200.7159
AKC-01 | 2039-05-01 | 5 | 2039 | 2039 | Spring | 195.6096 | 237.856 | 280.1023 | 323.6289 | 340.3489 |  | 7631.0178 | 7256.5833 | 7044.6556 | 6911.346 | 6969.5 |  | 340.3489 | 340.3489 | 340.3489 | 195.6096 | 16.72 | 118.8569 | 0.012792 | 195.6096
AKC-01 | 2039-06-01 | 6 | 2039 | 2039 | Summer | 186.1073 | 226.9123 | 267.7173 | 309.7588 | 326.4787 |  | 7807.0504 | 7350.5241 | 7129.3369 | 6999.9145 | 7006 |  | 326.4787 | 326.4787 | 326.4787 | 186.1073 | 16.72 | 118.8569 | 0.012792 | 186.1073
AKC-01 | 2039-07-01 | 7 | 2039 | 2039 | Summer | 185.4372 | 226.1405 | 266.8438 | 308.7806 | 325.5006 |  | 7818.2596 | 7356.1706 | 7132.9817 | 7001.5505 | 7006 |  | 325.5006 | 325.5006 | 325.5006 | 185.4372 | 16.72 | 118.8569 | 0.012792 | 185.4372
AKC-01 | 2039-08-01 | 8 | 2039 | 2039 | Summer | 185.4372 | 226.1405 | 266.8438 | 308.7806 | 325.5006 |  | 7818.2596 | 7356.1706 | 7132.9817 | 7001.5505 | 7006 |  | 325.5006 | 325.5006 | 325.5006 | 185.4372 | 16.72 | 118.8569 | 0.012792 | 185.4372
AKC-01 | 2039-09-01 | 9 | 2039 | 2039 | Summer | 188.7878 | 229.9994 | 271.2109 | 313.6714 | 330.3913 |  | 7763.7662 | 7328.6956 | 7115.0992 | 6994.3486 | 7006 |  | 330.3913 | 330.3913 | 330.3913 | 188.7878 | 16.72 | 118.8569 | 0.012792 | 188.7878
AKC-01 | 2039-10-01 | 10 | 2040 | 2039 | Fall | 200.7293 | 243.7523 | 286.7753 | 331.102 | 347.822 |  | 7572.5015 | 7219.8828 | 7019.6865 | 6895.5125 | 6969.5 |  | 347.822 | 347.822 | 347.822 | 200.7293 | 16.72 | 118.8569 | 0.012792 | 200.7293
AKC-01 | 2039-11-01 | 11 | 2040 | 2039 | Fall | 207.9398 | 252.0565 | 296.1733 | 341.6269 | 358.3469 |  | 7497.2121 | 7172.7762 | 6987.4373 | 6877.3633 | 6969.5 |  | 358.3469 | 358.3469 | 358.3469 | 207.9398 | 16.72 | 118.8569 | 0.012792 | 207.9398
AKC-01 | 2039-12-01 | 12 | 2040 | 2039 | Winter | 218.9432 | 264.729 | 310.5148 | 357.6881 | 374.4081 |  | 7330.8874 | 7084.8671 | 6942.9521 | 6857.9846 | 6933 |  | 374.4081 | 374.4081 | 374.4081 | 218.9432 | 16.72 | 118.8569 | 0.012792 | 218.9432
AKC-01 | 2040-01-01 | 1 | 2040 | 2040 | Winter | 220.9535 | 267.0443 | 313.1351 | 360.6225 | 377.3426 |  | 7315.8796 | 7076.1421 | 6936.3514 | 6856.25 | 6933 |  | 377.3426 | 377.3426 | 377.3426 | 220.9535 | 16.72 | 118.8569 | 0.012792 | 220.9535
AKC-01 | 2040-02-01 | 2 | 2040 | 2040 | Winter | 219.6133 | 265.5008 | 311.3882 | 358.6662 | 375.3863 |  | 7325.8267 | 7081.9332 | 6940.7347 | 6857.3391 | 6933 |  | 375.3863 | 375.3863 | 375.3863 | 219.6133 | 16.72 | 118.8569 | 0.012792 | 219.6133
AKC-01 | 2040-03-01 | 3 | 2040 | 2040 | Winter | 212.242 | 257.0113 | 301.7806 | 347.9066 | 364.6266 |  | 7384.8808 | 7115.75 | 6966.0391 | 6867.7677 | 6933 |  | 364.6266 | 364.6266 | 364.6266 | 212.242 | 16.72 | 118.8569 | 0.012792 | 212.242
AKC-01 | 2040-04-01 | 4 | 2040 | 2040 | Spring | 200.7159 | 243.7369 | 286.7578 | 331.0824 | 347.8024 |  | 7572.649 | 7219.9752 | 7019.7496 | 6895.551 | 6969.5 |  | 347.8024 | 347.8024 | 347.8024 | 200.7159 | 16.72 | 118.8569 | 0.012792 | 200.7159
AKC-01 | 2040-05-01 | 5 | 2040 | 2040 | Spring | 195.6096 | 237.856 | 280.1023 | 323.6289 | 340.3489 |  | 7631.0178 | 7256.5833 | 7044.6556 | 6911.346 | 6969.5 |  | 340.3489 | 340.3489 | 340.3489 | 195.6096 | 16.72 | 118.8569 | 0.012792 | 195.6096
AKC-01 | 2040-06-01 | 6 | 2040 | 2040 | Summer | 186.1073 | 226.9123 | 267.7173 | 309.7588 | 326.4787 |  | 7807.0504 | 7350.5241 | 7129.3369 | 6999.9145 | 7006 |  | 326.4787 | 326.4787 | 326.4787 | 186.1073 | 16.72 | 118.8569 | 0.012792 | 186.1073
AKC-01 | 2040-07-01 | 7 | 2040 | 2040 | Summer | 185.4372 | 226.1405 | 266.8438 | 308.7806 | 325.5006 |  | 7818.2596 | 7356.1706 | 7132.9817 | 7001.5505 | 7006 |  | 325.5006 | 325.5006 | 325.5006 | 185.4372 | 16.72 | 118.8569 | 0.012792 | 185.4372
AKC-01 | 2040-08-01 | 8 | 2040 | 2040 | Summer | 185.4372 | 226.1405 | 266.8438 | 308.7806 | 325.5006 |  | 7818.2596 | 7356.1706 | 7132.9817 | 7001.5505 | 7006 |  | 325.5006 | 325.5006 | 325.5006 | 185.4372 | 16.72 | 118.8569 | 0.012792 | 185.4372
AKC-01 | 2040-09-01 | 9 | 2040 | 2040 | Summer | 188.7878 | 229.9994 | 271.2109 | 313.6714 | 330.3913 |  | 7763.7662 | 7328.6956 | 7115.0992 | 6994.3486 | 7006 |  | 330.3913 | 330.3913 | 330.3913 | 188.7878 | 16.72 | 118.8569 | 0.012792 | 188.7878
AKC-01 | 2040-10-01 | 10 | 2041 | 2040 | Fall | 200.7293 | 243.7523 | 286.7753 | 331.102 | 347.822 |  | 7572.5015 | 7219.8828 | 7019.6865 | 6895.5125 | 6969.5 |  | 347.822 | 347.822 | 347.822 | 200.7293 | 16.72 | 118.8569 | 0.012792 | 200.7293
AKC-01 | 2040-11-01 | 11 | 2041 | 2040 | Fall | 207.9398 | 252.0565 | 296.1733 | 341.6269 | 358.3469 |  | 7497.2121 | 7172.7762 | 6987.4373 | 6877.3633 | 6969.5 |  | 358.3469 | 358.3469 | 358.3469 | 207.9398 | 16.72 | 118.8569 | 0.012792 | 207.9398
AKC-01 | 2040-12-01 | 12 | 2041 | 2040 | Winter | 218.9432 | 264.729 | 310.5148 | 357.6881 | 374.4081 |  | 7330.8874 | 7084.8671 | 6942.9521 | 6857.9846 | 6933 |  | 374.4081 | 374.4081 | 374.4081 | 218.9432 | 16.72 | 118.8569 | 0.012792 | 218.9432
AKC-01 | 2041-01-01 | 1 | 2041 | 2041 | Winter | 220.9535 | 267.0443 | 313.1351 | 360.6225 | 377.3426 |  | 7315.8796 | 7076.1421 | 6936.3514 | 6856.25 | 6933 |  | 377.3426 | 377.3426 | 377.3426 | 220.9535 | 16.72 | 118.8569 | 0.012792 | 220.9535
AKC-01 | 2041-02-01 | 2 | 2041 | 2041 | Winter | 219.6133 | 265.5008 | 311.3882 | 358.6662 | 375.3863 |  | 7325.8267 | 7081.9332 | 6940.7347 | 6857.3391 | 6933 |  | 375.3863 | 375.3863 | 375.3863 | 219.6133 | 16.72 | 118.8569 | 0.012792 | 219.6133
AKC-01 | 2041-03-01 | 3 | 2041 | 2041 | Winter | 212.242 | 257.0113 | 301.7806 | 347.9066 | 364.6266 |  | 7384.8808 | 7115.75 | 6966.0391 | 6867.7677 | 6933 |  | 364.6266 | 364.6266 | 364.6266 | 212.242 | 16.72 | 118.8569 | 0.012792 | 212.242
AKC-01 | 2041-04-01 | 4 | 2041 | 2041 | Spring | 200.7159 | 243.7369 | 286.7578 | 331.0824 | 347.8024 |  | 7572.649 | 7219.9752 | 7019.7496 | 6895.551 | 6969.5 |  | 347.8024 | 347.8024 | 347.8024 | 200.7159 | 16.72 | 118.8569 | 0.012792 | 200.7159
AKC-01 | 2041-05-01 | 5 | 2041 | 2041 | Spring | 195.6096 | 237.856 | 280.1023 | 323.6289 | 340.3489 |  | 7631.0178 | 7256.5833 | 7044.6556 | 6911.346 | 6969.5 |  | 340.3489 | 340.3489 | 340.3489 | 195.6096 | 16.72 | 118.8569 | 0.012792 | 195.6096
AKC-01 | 2041-06-01 | 6 | 2041 | 2041 | Summer | 186.1073 | 226.9123 | 267.7173 | 309.7588 | 326.4787 |  | 7807.0504 | 7350.5241 | 7129.3369 | 6999.9145 | 7006 |  | 326.4787 | 326.4787 | 326.4787 | 186.1073 | 16.72 | 118.8569 | 0.012792 | 186.1073
AKC-01 | 2041-07-01 | 7 | 2041 | 2041 | Summer | 185.4372 | 226.1405 | 266.8438 | 308.7806 | 325.5006 |  | 7818.2596 | 7356.1706 | 7132.9817 | 7001.5505 | 7006 |  | 325.5006 | 325.5006 | 325.5006 | 185.4372 | 16.72 | 118.8569 | 0.012792 | 185.4372
AKC-01 | 2041-08-01 | 8 | 2041 | 2041 | Summer | 185.4372 | 226.1405 | 266.8438 | 308.7806 | 325.5006 |  | 7818.2596 | 7356.1706 | 7132.9817 | 7001.5505 | 7006 |  | 325.5006 | 325.5006 | 325.5006 | 185.4372 | 16.72 | 118.8569 | 0.012792 | 185.4372
AKC-01 | 2041-09-01 | 9 | 2041 | 2041 | Summer | 188.7878 | 229.9994 | 271.2109 | 313.6714 | 330.3913 |  | 7763.7662 | 7328.6956 | 7115.0992 | 6994.3486 | 7006 |  | 330.3913 | 330.3913 | 330.3913 | 188.7878 | 16.72 | 118.8569 | 0.012792 | 188.7878
AKC-01 | 2041-10-01 | 10 | 2042 | 2041 | Fall | 200.7293 | 243.7523 | 286.7753 | 331.102 | 347.822 |  | 7572.5015 | 7219.8828 | 7019.6865 | 6895.5125 | 6969.5 |  | 347.822 | 347.822 | 347.822 | 200.7293 | 16.72 | 118.8569 | 0.012792 | 200.7293
AKC-01 | 2041-11-01 | 11 | 2042 | 2041 | Fall | 207.9398 | 252.0565 | 296.1733 | 341.6269 | 358.3469 |  | 7497.2121 | 7172.7762 | 6987.4373 | 6877.3633 | 6969.5 |  | 358.3469 | 358.3469 | 358.3469 | 207.9398 | 16.72 | 118.8569 | 0.012792 | 207.9398
AKC-01 | 2041-12-01 | 12 | 2042 | 2041 | Winter | 218.9432 | 264.729 | 310.5148 | 357.6881 | 374.4081 |  | 7330.8874 | 7084.8671 | 6942.9521 | 6857.9846 | 6933 |  | 374.4081 | 374.4081 | 374.4081 | 218.9432 | 16.72 | 118.8569 | 0.012792 | 218.9432
AKC-01 | 2042-01-01 | 1 | 2042 | 2042 | Winter | 220.9535 | 267.0443 | 313.1351 | 360.6225 | 377.3426 |  | 7315.8796 | 7076.1421 | 6936.3514 | 6856.25 | 6933 |  | 377.3426 | 377.3426 | 377.3426 | 220.9535 | 16.72 | 118.8569 | 0.012792 | 220.9535
AKC-01 | 2042-02-01 | 2 | 2042 | 2042 | Winter | 219.6133 | 265.5008 | 311.3882 | 358.6662 | 375.3863 |  | 7325.8267 | 7081.9332 | 6940.7347 | 6857.3391 | 6933 |  | 375.3863 | 375.3863 | 375.3863 | 219.6133 | 16.72 | 118.8569 | 0.012792 | 219.6133
AKC-01 | 2042-03-01 | 3 | 2042 | 2042 | Winter | 212.242 | 257.0113 | 301.7806 | 347.9066 | 364.6266 |  | 7384.8808 | 7115.75 | 6966.0391 | 6867.7677 | 6933 |  | 364.6266 | 364.6266 | 364.6266 | 212.242 | 16.72 | 118.8569 | 0.012792 | 212.242
AKC-01 | 2042-04-01 | 4 | 2042 | 2042 | Spring | 200.7159 | 243.7369 | 286.7578 | 331.0824 | 347.8024 |  | 7572.649 | 7219.9752 | 7019.7496 | 6895.551 | 6969.5 |  | 347.8024 | 347.8024 | 347.8024 | 200.7159 | 16.72 | 118.8569 | 0.012792 | 200.7159
AKC-01 | 2042-05-01 | 5 | 2042 | 2042 | Spring | 195.6096 | 237.856 | 280.1023 | 323.6289 | 340.3489 |  | 7631.0178 | 7256.5833 | 7044.6556 | 6911.346 | 6969.5 |  | 340.3489 | 340.3489 | 340.3489 | 195.6096 | 16.72 | 118.8569 | 0.012792 | 195.6096
AKC-01 | 2042-06-01 | 6 | 2042 | 2042 | Summer | 186.1073 | 226.9123 | 267.7173 | 309.7588 | 326.4787 |  | 7807.0504 | 7350.5241 | 7129.3369 | 6999.9145 | 7006 |  | 326.4787 | 326.4787 | 326.4787 | 186.1073 | 16.72 | 118.8569 | 0.012792 | 186.1073
AKC-01 | 2042-07-01 | 7 | 2042 | 2042 | Summer | 185.4372 | 226.1405 | 266.8438 | 308.7806 | 325.5006 |  | 7818.2596 | 7356.1706 | 7132.9817 | 7001.5505 | 7006 |  | 325.5006 | 325.5006 | 325.5006 | 185.4372 | 16.72 | 118.8569 | 0.012792 | 185.4372
AKC-01 | 2042-08-01 | 8 | 2042 | 2042 | Summer | 185.4372 | 226.1405 | 266.8438 | 308.7806 | 325.5006 |  | 7818.2596 | 7356.1706 | 7132.9817 | 7001.5505 | 7006 |  | 325.5006 | 325.5006 | 325.5006 | 185.4372 | 16.72 | 118.8569 | 0.012792 | 185.4372
AKC-01 | 2042-09-01 | 9 | 2042 | 2042 | Summer | 188.7878 | 229.9994 | 271.2109 | 313.6714 | 330.3913 |  | 7763.7662 | 7328.6956 | 7115.0992 | 6994.3486 | 7006 |  | 330.3913 | 330.3913 | 330.3913 | 188.7878 | 16.72 | 118.8569 | 0.012792 | 188.7878
AKC-01 | 2042-10-01 | 10 | 2043 | 2042 | Fall | 200.7293 | 243.7523 | 286.7753 | 331.102 | 347.822 |  | 7572.5015 | 7219.8828 | 7019.6865 | 6895.5125 | 6969.5 |  | 347.822 | 347.822 | 347.822 | 200.7293 | 16.72 | 118.8569 | 0.012792 | 200.7293
AKC-01 | 2042-11-01 | 11 | 2043 | 2042 | Fall | 207.9398 | 252.0565 | 296.1733 | 341.6269 | 358.3469 |  | 7497.2121 | 7172.7762 | 6987.4373 | 6877.3633 | 6969.5 |  | 358.3469 | 358.3469 | 358.3469 | 207.9398 | 16.72 | 118.8569 | 0.012792 | 207.9398
AKC-01 | 2042-12-01 | 12 | 2043 | 2042 | Winter | 218.9432 | 264.729 | 310.5148 | 357.6881 | 374.4081 |  | 7330.8874 | 7084.8671 | 6942.9521 | 6857.9846 | 6933 |  | 374.4081 | 374.4081 | 374.4081 | 218.9432 | 16.72 | 118.8569 | 0.012792 | 218.9432
AKC-01 | 2043-01-01 | 1 | 2043 | 2043 | Winter | 220.9535 | 267.0443 | 313.1351 | 360.6225 | 377.3426 |  | 7315.8796 | 7076.1421 | 6936.3514 | 6856.25 | 6933 |  | 377.3426 | 377.3426 | 377.3426 | 220.9535 | 16.72 | 118.8569 | 0.012792 | 220.9535
AKC-01 | 2043-02-01 | 2 | 2043 | 2043 | Winter | 219.6133 | 265.5008 | 311.3882 | 358.6662 | 375.3863 |  | 7325.8267 | 7081.9332 | 6940.7347 | 6857.3391 | 6933 |  | 375.3863 | 375.3863 | 375.3863 | 219.6133 | 16.72 | 118.8569 | 0.012792 | 219.6133
AKC-01 | 2043-03-01 | 3 | 2043 | 2043 | Winter | 212.242 | 257.0113 | 301.7806 | 347.9066 | 364.6266 |  | 7384.8808 | 7115.75 | 6966.0391 | 6867.7677 | 6933 |  | 364.6266 | 364.6266 | 364.6266 | 212.242 | 16.72 | 118.8569 | 0.012792 | 212.242
AKC-01 | 2043-04-01 | 4 | 2043 | 2043 | Spring | 200.7159 | 243.7369 | 286.7578 | 331.0824 | 347.8024 |  | 7572.649 | 7219.9752 | 7019.7496 | 6895.551 | 6969.5 |  | 347.8024 | 347.8024 | 347.8024 | 200.7159 | 16.72 | 118.8569 | 0.012792 | 200.7159
AKC-01 | 2043-05-01 | 5 | 2043 | 2043 | Spring | 195.6096 | 237.856 | 280.1023 | 323.6289 | 340.3489 |  | 7631.0178 | 7256.5833 | 7044.6556 | 6911.346 | 6969.5 |  | 340.3489 | 340.3489 | 340.3489 | 195.6096 | 16.72 | 118.8569 | 0.012792 | 195.6096
AKC-01 | 2043-06-01 | 6 | 2043 | 2043 | Summer | 186.1073 | 226.9123 | 267.7173 | 309.7588 | 326.4787 |  | 7807.0504 | 7350.5241 | 7129.3369 | 6999.9145 | 7006 |  | 326.4787 | 326.4787 | 326.4787 | 186.1073 | 16.72 | 118.8569 | 0.012792 | 186.1073
AKC-01 | 2043-07-01 | 7 | 2043 | 2043 | Summer | 185.4372 | 226.1405 | 266.8438 | 308.7806 | 325.5006 |  | 7818.2596 | 7356.1706 | 7132.9817 | 7001.5505 | 7006 |  | 325.5006 | 325.5006 | 325.5006 | 185.4372 | 16.72 | 118.8569 | 0.012792 | 185.4372
AKC-01 | 2043-08-01 | 8 | 2043 | 2043 | Summer | 185.4372 | 226.1405 | 266.8438 | 308.7806 | 325.5006 |  | 7818.2596 | 7356.1706 | 7132.9817 | 7001.5505 | 7006 |  | 325.5006 | 325.5006 | 325.5006 | 185.4372 | 16.72 | 118.8569 | 0.012792 | 185.4372
AKC-01 | 2043-09-01 | 9 | 2043 | 2043 | Summer | 188.7878 | 229.9994 | 271.2109 | 313.6714 | 330.3913 |  | 7763.7662 | 7328.6956 | 7115.0992 | 6994.3486 | 7006 |  | 330.3913 | 330.3913 | 330.3913 | 188.7878 | 16.72 | 118.8569 | 0.012792 | 188.7878
AKC-01 | 2043-10-01 | 10 | 2044 | 2043 | Fall | 200.7293 | 243.7523 | 286.7753 | 331.102 | 347.822 |  | 7572.5015 | 7219.8828 | 7019.6865 | 6895.5125 | 6969.5 |  | 347.822 | 347.822 | 347.822 | 200.7293 | 16.72 | 118.8569 | 0.012792 | 200.7293
AKC-01 | 2043-11-01 | 11 | 2044 | 2043 | Fall | 207.9398 | 252.0565 | 296.1733 | 341.6269 | 358.3469 |  | 7497.2121 | 7172.7762 | 6987.4373 | 6877.3633 | 6969.5 |  | 358.3469 | 358.3469 | 358.3469 | 207.9398 | 16.72 | 118.8569 | 0.012792 | 207.9398
AKC-01 | 2043-12-01 | 12 | 2044 | 2043 | Winter | 218.9432 | 264.729 | 310.5148 | 357.6881 | 374.4081 |  | 7330.8874 | 7084.8671 | 6942.9521 | 6857.9846 | 6933 |  | 374.4081 | 374.4081 | 374.4081 | 218.9432 | 16.72 | 118.8569 | 0.012792 | 218.9432
AKC-01 | 2044-01-01 | 1 | 2044 | 2044 | Winter | 220.9535 | 267.0443 | 313.1351 | 360.6225 | 377.3426 |  | 7315.8796 | 7076.1421 | 6936.3514 | 6856.25 | 6933 |  | 377.3426 | 377.3426 | 377.3426 | 220.9535 | 16.72 | 118.8569 | 0.012792 | 220.9535
AKC-01 | 2044-02-01 | 2 | 2044 | 2044 | Winter | 219.6133 | 265.5008 | 311.3882 | 358.6662 | 375.3863 |  | 7325.8267 | 7081.9332 | 6940.7347 | 6857.3391 | 6933 |  | 375.3863 | 375.3863 | 375.3863 | 219.6133 | 16.72 | 118.8569 | 0.012792 | 219.6133
AKC-01 | 2044-03-01 | 3 | 2044 | 2044 | Winter | 212.242 | 257.0113 | 301.7806 | 347.9066 | 364.6266 |  | 7384.8808 | 7115.75 | 6966.0391 | 6867.7677 | 6933 |  | 364.6266 | 364.6266 | 364.6266 | 212.242 | 16.72 | 118.8569 | 0.012792 | 212.242
AKC-01 | 2044-04-01 | 4 | 2044 | 2044 | Spring | 200.7159 | 243.7369 | 286.7578 | 331.0824 | 347.8024 |  | 7572.649 | 7219.9752 | 7019.7496 | 6895.551 | 6969.5 |  | 347.8024 | 347.8024 | 347.8024 | 200.7159 | 16.72 | 118.8569 | 0.012792 | 200.7159
AKC-01 | 2044-05-01 | 5 | 2044 | 2044 | Spring | 195.6096 | 237.856 | 280.1023 | 323.6289 | 340.3489 |  | 7631.0178 | 7256.5833 | 7044.6556 | 6911.346 | 6969.5 |  | 340.3489 | 340.3489 | 340.3489 | 195.6096 | 16.72 | 118.8569 | 0.012792 | 195.6096
AKC-01 | 2044-06-01 | 6 | 2044 | 2044 | Summer | 186.1073 | 226.9123 | 267.7173 | 309.7588 | 326.4787 |  | 7807.0504 | 7350.5241 | 7129.3369 | 6999.9145 | 7006 |  | 326.4787 | 326.4787 | 326.4787 | 186.1073 | 16.72 | 118.8569 | 0.012792 | 186.1073
AKC-01 | 2044-07-01 | 7 | 2044 | 2044 | Summer | 185.4372 | 226.1405 | 266.8438 | 308.7806 | 325.5006 |  | 7818.2596 | 7356.1706 | 7132.9817 | 7001.5505 | 7006 |  | 325.5006 | 325.5006 | 325.5006 | 185.4372 | 16.72 | 118.8569 | 0.012792 | 185.4372
AKC-01 | 2044-08-01 | 8 | 2044 | 2044 | Summer | 185.4372 | 226.1405 | 266.8438 | 308.7806 | 325.5006 |  | 7818.2596 | 7356.1706 | 7132.9817 | 7001.5505 | 7006 |  | 325.5006 | 325.5006 | 325.5006 | 185.4372 | 16.72 | 118.8569 | 0.012792 | 185.4372
AKC-01 | 2044-09-01 | 9 | 2044 | 2044 | Summer | 188.7878 | 229.9994 | 271.2109 | 313.6714 | 330.3913 |  | 7763.7662 | 7328.6956 | 7115.0992 | 6994.3486 | 7006 |  | 330.3913 | 330.3913 | 330.3913 | 188.7878 | 16.72 | 118.8569 | 0.012792 | 188.7878
AKC-01 | 2044-10-01 | 10 | 2045 | 2044 | Fall | 200.7293 | 243.7523 | 286.7753 | 331.102 | 347.822 |  | 7572.5015 | 7219.8828 | 7019.6865 | 6895.5125 | 6969.5 |  | 347.822 | 347.822 | 347.822 | 200.7293 | 16.72 | 118.8569 | 0.012792 | 200.7293
AKC-01 | 2044-11-01 | 11 | 2045 | 2044 | Fall | 207.9398 | 252.0565 | 296.1733 | 341.6269 | 358.3469 |  | 7497.2121 | 7172.7762 | 6987.4373 | 6877.3633 | 6969.5 |  | 358.3469 | 358.3469 | 358.3469 | 207.9398 | 16.72 | 118.8569 | 0.012792 | 207.9398
AKC-01 | 2044-12-01 | 12 | 2045 | 2044 | Winter | 218.9432 | 264.729 | 310.5148 | 357.6881 | 374.4081 |  | 7330.8874 | 7084.8671 | 6942.9521 | 6857.9846 | 6933 |  | 374.4081 | 374.4081 | 374.4081 | 218.9432 | 16.72 | 118.8569 | 0.012792 | 218.9432
AKC-01 | 2045-01-01 | 1 | 2045 | 2045 | Winter | 220.9535 | 267.0443 | 313.1351 | 360.6225 | 377.3426 |  | 7315.8796 | 7076.1421 | 6936.3514 | 6856.25 | 6933 |  | 377.3426 | 377.3426 | 377.3426 | 220.9535 | 16.72 | 118.8569 | 0.012792 | 220.9535
AKC-01 | 2045-02-01 | 2 | 2045 | 2045 | Winter | 219.6133 | 265.5008 | 311.3882 | 358.6662 | 375.3863 |  | 7325.8267 | 7081.9332 | 6940.7347 | 6857.3391 | 6933 |  | 375.3863 | 375.3863 | 375.3863 | 219.6133 | 16.72 | 118.8569 | 0.012792 | 219.6133
AKC-01 | 2045-03-01 | 3 | 2045 | 2045 | Winter | 212.242 | 257.0113 | 301.7806 | 347.9066 | 364.6266 |  | 7384.8808 | 7115.75 | 6966.0391 | 6867.7677 | 6933 |  | 364.6266 | 364.6266 | 364.6266 | 212.242 | 16.72 | 118.8569 | 0.012792 | 212.242
AKC-01 | 2045-04-01 | 4 | 2045 | 2045 | Spring | 200.7159 | 243.7369 | 286.7578 | 331.0824 | 347.8024 |  | 7572.649 | 7219.9752 | 7019.7496 | 6895.551 | 6969.5 |  | 347.8024 | 347.8024 | 347.8024 | 200.7159 | 16.72 | 118.8569 | 0.012792 | 200.7159
AKC-01 | 2045-05-01 | 5 | 2045 | 2045 | Spring | 195.6096 | 237.856 | 280.1023 | 323.6289 | 340.3489 |  | 7631.0178 | 7256.5833 | 7044.6556 | 6911.346 | 6969.5 |  | 340.3489 | 340.3489 | 340.3489 | 195.6096 | 16.72 | 118.8569 | 0.012792 | 195.6096
AKC-01 | 2045-06-01 | 6 | 2045 | 2045 | Summer | 186.1073 | 226.9123 | 267.7173 | 309.7588 | 326.4787 |  | 7807.0504 | 7350.5241 | 7129.3369 | 6999.9145 | 7006 |  | 326.4787 | 326.4787 | 326.4787 | 186.1073 | 16.72 | 118.8569 | 0.012792 | 186.1073
AKC-01 | 2045-07-01 | 7 | 2045 | 2045 | Summer | 185.4372 | 226.1405 | 266.8438 | 308.7806 | 325.5006 |  | 7818.2596 | 7356.1706 | 7132.9817 | 7001.5505 | 7006 |  | 325.5006 | 325.5006 | 325.5006 | 185.4372 | 16.72 | 118.8569 | 0.012792 | 185.4372
AKC-01 | 2045-08-01 | 8 | 2045 | 2045 | Summer | 185.4372 | 226.1405 | 266.8438 | 308.7806 | 325.5006 |  | 7818.2596 | 7356.1706 | 7132.9817 | 7001.5505 | 7006 |  | 325.5006 | 325.5006 | 325.5006 | 185.4372 | 16.72 | 118.8569 | 0.012792 | 185.4372
AKC-01 | 2045-09-01 | 9 | 2045 | 2045 | Summer | 188.7878 | 229.9994 | 271.2109 | 313.6714 | 330.3913 |  | 7763.7662 | 7328.6956 | 7115.0992 | 6994.3486 | 7006 |  | 330.3913 | 330.3913 | 330.3913 | 188.7878 | 16.72 | 118.8569 | 0.012792 | 188.7878
AKC-01 | 2045-10-01 | 10 | 2046 | 2045 | Fall | 200.7293 | 243.7523 | 286.7753 | 331.102 | 347.822 |  | 7572.5015 | 7219.8828 | 7019.6865 | 6895.5125 | 6969.5 |  | 347.822 | 347.822 | 347.822 | 200.7293 | 16.72 | 118.8569 | 0.012792 | 200.7293
AKC-01 | 2045-11-01 | 11 | 2046 | 2045 | Fall | 207.9398 | 252.0565 | 296.1733 | 341.6269 | 358.3469 |  | 7497.2121 | 7172.7762 | 6987.4373 | 6877.3633 | 6969.5 |  | 358.3469 | 358.3469 | 358.3469 | 207.9398 | 16.72 | 118.8569 | 0.012792 | 207.9398
AKC-01 | 2045-12-01 | 12 | 2046 | 2045 | Winter | 218.9432 | 264.729 | 310.5148 | 357.6881 | 374.4081 |  | 7330.8874 | 7084.8671 | 6942.9521 | 6857.9846 | 6933 |  | 374.4081 | 374.4081 | 374.4081 | 218.9432 | 16.72 | 118.8569 | 0.012792 | 218.9432
AKC-01 | 2046-01-01 | 1 | 2046 | 2046 | Winter | 220.9535 | 267.0443 | 313.1351 | 360.6225 | 377.3426 |  | 7315.8796 | 7076.1421 | 6936.3514 | 6856.25 | 6933 |  | 377.3426 | 377.3426 | 377.3426 | 220.9535 | 16.72 | 118.8569 | 0.012792 | 220.9535
AKC-01 | 2046-02-01 | 2 | 2046 | 2046 | Winter | 219.6133 | 265.5008 | 311.3882 | 358.6662 | 375.3863 |  | 7325.8267 | 7081.9332 | 6940.7347 | 6857.3391 | 6933 |  | 375.3863 | 375.3863 | 375.3863 | 219.6133 | 16.72 | 118.8569 | 0.012792 | 219.6133
AKC-01 | 2046-03-01 | 3 | 2046 | 2046 | Winter | 212.242 | 257.0113 | 301.7806 | 347.9066 | 364.6266 |  | 7384.8808 | 7115.75 | 6966.0391 | 6867.7677 | 6933 |  | 364.6266 | 364.6266 | 364.6266 | 212.242 | 16.72 | 118.8569 | 0.012792 | 212.242
AKC-01 | 2046-04-01 | 4 | 2046 | 2046 | Spring | 200.7159 | 243.7369 | 286.7578 | 331.0824 | 347.8024 |  | 7572.649 | 7219.9752 | 7019.7496 | 6895.551 | 6969.5 |  | 347.8024 | 347.8024 | 347.8024 | 200.7159 | 16.72 | 118.8569 | 0.012792 | 200.7159
AKC-01 | 2046-05-01 | 5 | 2046 | 2046 | Spring | 195.6096 | 237.856 | 280.1023 | 323.6289 | 340.3489 |  | 7631.0178 | 7256.5833 | 7044.6556 | 6911.346 | 6969.5 |  | 340.3489 | 340.3489 | 340.3489 | 195.6096 | 16.72 | 118.8569 | 0.012792 | 195.6096
AKC-01 | 2046-06-01 | 6 | 2046 | 2046 | Summer | 186.1073 | 226.9123 | 267.7173 | 309.7588 | 326.4787 |  | 7807.0504 | 7350.5241 | 7129.3369 | 6999.9145 | 7006 |  | 326.4787 | 326.4787 | 326.4787 | 186.1073 | 16.72 | 118.8569 | 0.012792 | 186.1073
AKC-01 | 2046-07-01 | 7 | 2046 | 2046 | Summer | 185.4372 | 226.1405 | 266.8438 | 308.7806 | 325.5006 |  | 7818.2596 | 7356.1706 | 7132.9817 | 7001.5505 | 7006 |  | 325.5006 | 325.5006 | 325.5006 | 185.4372 | 16.72 | 118.8569 | 0.012792 | 185.4372
AKC-01 | 2046-08-01 | 8 | 2046 | 2046 | Summer | 185.4372 | 226.1405 | 266.8438 | 308.7806 | 325.5006 |  | 7818.2596 | 7356.1706 | 7132.9817 | 7001.5505 | 7006 |  | 325.5006 | 325.5006 | 325.5006 | 185.4372 | 16.72 | 118.8569 | 0.012792 | 185.4372
AKC-01 | 2046-09-01 | 9 | 2046 | 2046 | Summer | 188.7878 | 229.9994 | 271.2109 | 313.6714 | 330.3913 |  | 7763.7662 | 7328.6956 | 7115.0992 | 6994.3486 | 7006 |  | 330.3913 | 330.3913 | 330.3913 | 188.7878 | 16.72 | 118.8569 | 0.012792 | 188.7878
AKC-02 | 2016-10-01 | 10 | 2017 | 2016 | Fall | 200.7293 | 243.7523 | 286.7753 | 331.102 | 347.822 |  | 7572.5015 | 7219.8828 | 7019.6865 | 6895.5125 | 6969.5 |  | 347.822 | 347.822 | 347.822 | 200.7293 | 16.72 | 118.8569 | 0.012792 | 200.7293
AKC-02 | 2016-11-01 | 11 | 2017 | 2016 | Fall | 207.9398 | 252.0565 | 296.1733 | 341.6269 | 358.3469 |  | 7497.2121 | 7172.7762 | 6987.4373 | 6877.3633 | 6969.5 |  | 358.3469 | 358.3469 | 358.3469 | 207.9398 | 16.72 | 118.8569 | 0.012792 | 207.9398
AKC-02 | 2016-12-01 | 12 | 2017 | 2016 | Winter | 218.9432 | 264.729 | 310.5148 | 357.6881 | 374.4081 |  | 7330.8874 | 7084.8671 | 6942.9521 | 6857.9846 | 6933 |  | 374.4081 | 374.4081 | 374.4081 | 218.9432 | 16.72 | 118.8569 | 0.012792 | 218.9432
AKC-02 | 2017-01-01 | 1 | 2017 | 2017 | Winter | 220.9535 | 267.0443 | 313.1351 | 360.6225 | 377.3426 |  | 7315.8796 | 7076.1421 | 6936.3514 | 6856.25 | 6933 |  | 377.3426 | 377.3426 | 377.3426 | 220.9535 | 16.72 | 118.8569 | 0.012792 | 220.9535
AKC-02 | 2017-02-01 | 2 | 2017 | 2017 | Winter | 219.6133 | 265.5008 | 311.3882 | 358.6662 | 375.3863 |  | 7325.8267 | 7081.9332 | 6940.7347 | 6857.3391 | 6933 |  | 375.3863 | 375.3863 | 375.3863 | 219.6133 | 16.72 | 118.8569 | 0.012792 | 219.6133
AKC-02 | 2017-03-01 | 3 | 2017 | 2017 | Winter | 212.242 | 257.0113 | 301.7806 | 347.9066 | 364.6266 |  | 7384.8808 | 7115.75 | 6966.0391 | 6867.7677 | 6933 |  | 364.6266 | 364.6266 | 364.6266 | 212.242 | 16.72 | 118.8569 | 0.012792 | 212.242
AKC-02 | 2017-04-01 | 4 | 2017 | 2017 | Spring | 200.7159 | 243.7369 | 286.7578 | 331.0824 | 347.8024 |  | 7572.649 | 7219.9752 | 7019.7496 | 6895.551 | 6969.5 |  | 347.8024 | 347.8024 | 347.8024 | 200.7159 | 16.72 | 118.8569 | 0.012792 | 200.7159
AKC-02 | 2017-05-01 | 5 | 2017 | 2017 | Spring | 195.6096 | 237.856 | 280.1023 | 323.6289 | 340.3489 |  | 7631.0178 | 7256.5833 | 7044.6556 | 6911.346 | 6969.5 |  | 340.3489 | 340.3489 | 340.3489 | 195.6096 | 16.72 | 118.8569 | 0.012792 | 195.6096
AKC-02 | 2017-06-01 | 6 | 2017 | 2017 | Summer | 186.1073 | 226.9123 | 267.7173 | 309.7588 | 326.4787 |  | 7807.0504 | 7350.5241 | 7129.3369 | 6999.9145 | 7006 |  | 326.4787 | 326.4787 | 326.4787 | 186.1073 | 16.72 | 118.8569 | 0.012792 | 186.1073
AKC-02 | 2017-07-01 | 7 | 2017 | 2017 | Summer | 185.4372 | 226.1405 | 266.8438 | 308.7806 | 325.5006 |  | 7818.2596 | 7356.1706 | 7132.9817 | 7001.5505 | 7006 |  | 325.5006 | 325.5006 | 325.5006 | 185.4372 | 16.72 | 118.8569 | 0.012792 | 185.4372
AKC-02 | 2017-08-01 | 8 | 2017 | 2017 | Summer | 185.4372 | 226.1405 | 266.8438 | 308.7806 | 325.5006 |  | 7818.2596 | 7356.1706 | 7132.9817 | 7001.5505 | 7006 |  | 325.5006 | 325.5006 | 325.5006 | 185.4372 | 16.72 | 118.8569 | 0.012792 | 185.4372
AKC-02 | 2017-09-01 | 9 | 2017 | 2017 | Summer | 188.7878 | 229.9994 | 271.2109 | 313.6714 | 330.3913 |  | 7763.7662 | 7328.6956 | 7115.0992 | 6994.3486 | 7006 |  | 330.3913 | 330.3913 | 330.3913 | 188.7878 | 16.72 | 118.8569 | 0.012792 | 188.7878
AKC-02 | 2017-10-01 | 10 | 2018 | 2017 | Fall | 200.7293 | 243.7523 | 286.7753 | 331.102 | 347.822 |  | 7572.5015 | 7219.8828 | 7019.6865 | 6895.5125 | 6969.5 |  | 347.822 | 347.822 | 347.822 | 200.7293 | 16.72 | 118.8569 | 0.012792 | 200.7293
AKC-02 | 2017-11-01 | 11 | 2018 | 2017 | Fall | 207.9398 | 252.0565 | 296.1733 | 341.6269 | 358.3469 |  | 7497.2121 | 7172.7762 | 6987.4373 | 6877.3633 | 6969.5 |  | 358.3469 | 358.3469 | 358.3469 | 207.9398 | 16.72 | 118.8569 | 0.012792 | 207.9398
AKC-02 | 2017-12-01 | 12 | 2018 | 2017 | Winter | 218.9432 | 264.729 | 310.5148 | 357.6881 | 374.4081 |  | 7330.8874 | 7084.8671 | 6942.9521 | 6857.9846 | 6933 |  | 374.4081 | 374.4081 | 374.4081 | 218.9432 | 16.72 | 118.8569 | 0.012792 | 218.9432
AKC-02 | 2018-01-01 | 1 | 2018 | 2018 | Winter | 220.9535 | 267.0443 | 313.1351 | 360.6225 | 377.3426 |  | 7315.8796 | 7076.1421 | 6936.3514 | 6856.25 | 6933 |  | 377.3426 | 377.3426 | 377.3426 | 220.9535 | 16.72 | 118.8569 | 0.012792 | 220.9535
AKC-02 | 2018-02-01 | 2 | 2018 | 2018 | Winter | 219.6133 | 265.5008 | 311.3882 | 358.6662 | 375.3863 |  | 7325.8267 | 7081.9332 | 6940.7347 | 6857.3391 | 6933 |  | 375.3863 | 375.3863 | 375.3863 | 219.6133 | 16.72 | 118.8569 | 0.012792 | 219.6133
AKC-02 | 2018-03-01 | 3 | 2018 | 2018 | Winter | 212.242 | 257.0113 | 301.7806 | 347.9066 | 364.6266 |  | 7384.8808 | 7115.75 | 6966.0391 | 6867.7677 | 6933 |  | 364.6266 | 364.6266 | 364.6266 | 212.242 | 16.72 | 118.8569 | 0.012792 | 212.242
AKC-02 | 2018-04-01 | 4 | 2018 | 2018 | Spring | 200.7159 | 243.7369 | 286.7578 | 331.0824 | 347.8024 |  | 7572.649 | 7219.9752 | 7019.7496 | 6895.551 | 6969.5 |  | 347.8024 | 347.8024 | 347.8024 | 200.7159 | 16.72 | 118.8569 | 0.012792 | 200.7159
AKC-02 | 2018-05-01 | 5 | 2018 | 2018 | Spring | 195.6096 | 237.856 | 280.1023 | 323.6289 | 340.3489 |  | 7631.0178 | 7256.5833 | 7044.6556 | 6911.346 | 6969.5 |  | 340.3489 | 340.3489 | 340.3489 | 195.6096 | 16.72 | 118.8569 | 0.012792 | 195.6096
AKC-02 | 2018-06-01 | 6 | 2018 | 2018 | Summer | 186.1073 | 226.9123 | 267.7173 | 309.7588 | 326.4787 |  | 7807.0504 | 7350.5241 | 7129.3369 | 6999.9145 | 7006 |  | 326.4787 | 326.4787 | 326.4787 | 186.1073 | 16.72 | 118.8569 | 0.012792 | 186.1073
AKC-02 | 2018-07-01 | 7 | 2018 | 2018 | Summer | 185.4372 | 226.1405 | 266.8438 | 308.7806 | 325.5006 |  | 7818.2596 | 7356.1706 | 7132.9817 | 7001.5505 | 7006 |  | 325.5006 | 325.5006 | 325.5006 | 185.4372 | 16.72 | 118.8569 | 0.012792 | 185.4372
AKC-02 | 2018-08-01 | 8 | 2018 | 2018 | Summer | 185.4372 | 226.1405 | 266.8438 | 308.7806 | 325.5006 |  | 7818.2596 | 7356.1706 | 7132.9817 | 7001.5505 | 7006 |  | 325.5006 | 325.5006 | 325.5006 | 185.4372 | 16.72 | 118.8569 | 0.012792 | 185.4372
AKC-02 | 2018-09-01 | 9 | 2018 | 2018 | Summer | 188.7878 | 229.9994 | 271.2109 | 313.6714 | 330.3913 |  | 7763.7662 | 7328.6956 | 7115.0992 | 6994.3486 | 7006 |  | 330.3913 | 330.3913 | 330.3913 | 188.7878 | 16.72 | 118.8569 | 0.012792 | 188.7878
AKC-02 | 2018-10-01 | 10 | 2019 | 2018 | Fall | 200.7293 | 243.7523 | 286.7753 | 331.102 | 347.822 |  | 7572.5015 | 7219.8828 | 7019.6865 | 6895.5125 | 6969.5 |  | 347.822 | 347.822 | 347.822 | 200.7293 | 16.72 | 118.8569 | 0.012792 | 200.7293
AKC-02 | 2018-11-01 | 11 | 2019 | 2018 | Fall | 207.9398 | 252.0565 | 296.1733 | 341.6269 | 358.3469 |  | 7497.2121 | 7172.7762 | 6987.4373 | 6877.3633 | 6969.5 |  | 358.3469 | 358.3469 | 358.3469 | 207.9398 | 16.72 | 118.8569 | 0.012792 | 207.9398
AKC-02 | 2018-12-01 | 12 | 2019 | 2018 | Winter | 218.9432 | 264.729 | 310.5148 | 357.6881 | 374.4081 |  | 7330.8874 | 7084.8671 | 6942.9521 | 6857.9846 | 6933 |  | 374.4081 | 374.4081 | 374.4081 | 218.9432 | 16.72 | 118.8569 | 0.012792 | 218.9432
AKC-02 | 2019-01-01 | 1 | 2019 | 2019 | Winter | 220.9535 | 267.0443 | 313.1351 | 360.6225 | 377.3426 |  | 7315.8796 | 7076.1421 | 6936.3514 | 6856.25 | 6933 |  | 377.3426 | 377.3426 | 377.3426 | 220.9535 | 16.72 | 118.8569 | 0.012792 | 220.9535
AKC-02 | 2019-02-01 | 2 | 2019 | 2019 | Winter | 219.6133 | 265.5008 | 311.3882 | 358.6662 | 375.3863 |  | 7325.8267 | 7081.9332 | 6940.7347 | 6857.3391 | 6933 |  | 375.3863 | 375.3863 | 375.3863 | 219.6133 | 16.72 | 118.8569 | 0.012792 | 219.6133
AKC-02 | 2019-03-01 | 3 | 2019 | 2019 | Winter | 212.242 | 257.0113 | 301.7806 | 347.9066 | 364.6266 |  | 7384.8808 | 7115.75 | 6966.0391 | 6867.7677 | 6933 |  | 364.6266 | 364.6266 | 364.6266 | 212.242 | 16.72 | 118.8569 | 0.012792 | 212.242
AKC-02 | 2019-04-01 | 4 | 2019 | 2019 | Spring | 200.7159 | 243.7369 | 286.7578 | 331.0824 | 347.8024 |  | 7572.649 | 7219.9752 | 7019.7496 | 6895.551 | 6969.5 |  | 347.8024 | 347.8024 | 347.8024 | 200.7159 | 16.72 | 118.8569 | 0.012792 | 200.7159
AKC-02 | 2019-05-01 | 5 | 2019 | 2019 | Spring | 195.6096 | 237.856 | 280.1023 | 323.6289 | 340.3489 |  | 7631.0178 | 7256.5833 | 7044.6556 | 6911.346 | 6969.5 |  | 340.3489 | 340.3489 | 340.3489 | 195.6096 | 16.72 | 118.8569 | 0.012792 | 195.6096
AKC-02 | 2019-06-01 | 6 | 2019 | 2019 | Summer | 186.1073 | 226.9123 | 267.7173 | 309.7588 | 326.4787 |  | 7807.0504 | 7350.5241 | 7129.3369 | 6999.9145 | 7006 |  | 326.4787 | 326.4787 | 326.4787 | 186.1073 | 16.72 | 118.8569 | 0.012792 | 186.1073
AKC-02 | 2019-07-01 | 7 | 2019 | 2019 | Summer | 185.4372 | 226.1405 | 266.8438 | 308.7806 | 325.5006 |  | 7818.2596 | 7356.1706 | 7132.9817 | 7001.5505 | 7006 |  | 325.5006 | 325.5006 | 325.5006 | 185.4372 | 16.72 | 118.8569 | 0.012792 | 185.4372
AKC-02 | 2019-08-01 | 8 | 2019 | 2019 | Summer | 185.4372 | 226.1405 | 266.8438 | 308.7806 | 325.5006 |  | 7818.2596 | 7356.1706 | 7132.9817 | 7001.5505 | 7006 |  | 325.5006 | 325.5006 | 325.5006 | 185.4372 | 16.72 | 118.8569 | 0.012792 | 185.4372
AKC-02 | 2019-09-01 | 9 | 2019 | 2019 | Summer | 188.7878 | 229.9994 | 271.2109 | 313.6714 | 330.3913 |  | 7763.7662 | 7328.6956 | 7115.0992 | 6994.3486 | 7006 |  | 330.3913 | 330.3913 | 330.3913 | 188.7878 | 16.72 | 118.8569 | 0.012792 | 188.7878
AKC-02 | 2019-10-01 | 10 | 2020 | 2019 | Fall | 200.7293 | 243.7523 | 286.7753 | 331.102 | 347.822 |  | 7572.5015 | 7219.8828 | 7019.6865 | 6895.5125 | 6969.5 |  | 347.822 | 347.822 | 347.822 | 200.7293 | 16.72 | 118.8569 | 0.012792 | 200.7293
AKC-02 | 2019-11-01 | 11 | 2020 | 2019 | Fall | 207.9398 | 252.0565 | 296.1733 | 341.6269 | 358.3469 |  | 7497.2121 | 7172.7762 | 6987.4373 | 6877.3633 | 6969.5 |  | 358.3469 | 358.3469 | 358.3469 | 207.9398 | 16.72 | 118.8569 | 0.012792 | 207.9398
AKC-02 | 2019-12-01 | 12 | 2020 | 2019 | Winter | 218.9432 | 264.729 | 310.5148 | 357.6881 | 374.4081 |  | 7330.8874 | 7084.8671 | 6942.9521 | 6857.9846 | 6933 |  | 374.4081 | 374.4081 | 374.4081 | 218.9432 | 16.72 | 118.8569 | 0.012792 | 218.9432
AKC-02 | 2020-01-01 | 1 | 2020 | 2020 | Winter | 220.9535 | 267.0443 | 313.1351 | 360.6225 | 377.3426 |  | 7315.8796 | 7076.1421 | 6936.3514 | 6856.25 | 6933 |  | 377.3426 | 377.3426 | 377.3426 | 220.9535 | 16.72 | 118.8569 | 0.012792 | 220.9535
AKC-02 | 2020-02-01 | 2 | 2020 | 2020 | Winter | 219.6133 | 265.5008 | 311.3882 | 358.6662 | 375.3863 |  | 7325.8267 | 7081.9332 | 6940.7347 | 6857.3391 | 6933 |  | 375.3863 | 375.3863 | 375.3863 | 219.6133 | 16.72 | 118.8569 | 0.012792 | 219.6133
AKC-02 | 2020-03-01 | 3 | 2020 | 2020 | Winter | 212.242 | 257.0113 | 301.7806 | 347.9066 | 364.6266 |  | 7384.8808 | 7115.75 | 6966.0391 | 6867.7677 | 6933 |  | 364.6266 | 364.6266 | 364.6266 | 212.242 | 16.72 | 118.8569 | 0.012792 | 212.242
AKC-02 | 2020-04-01 | 4 | 2020 | 2020 | Spring | 200.7159 | 243.7369 | 286.7578 | 331.0824 | 347.8024 |  | 7572.649 | 7219.9752 | 7019.7496 | 6895.551 | 6969.5 |  | 347.8024 | 347.8024 | 347.8024 | 200.7159 | 16.72 | 118.8569 | 0.012792 | 200.7159
AKC-02 | 2020-05-01 | 5 | 2020 | 2020 | Spring | 195.6096 | 237.856 | 280.1023 | 323.6289 | 340.3489 |  | 7631.0178 | 7256.5833 | 7044.6556 | 6911.346 | 6969.5 |  | 340.3489 | 340.3489 | 340.3489 | 195.6096 | 16.72 | 118.8569 | 0.012792 | 195.6096
AKC-02 | 2020-06-01 | 6 | 2020 | 2020 | Summer | 186.1073 | 226.9123 | 267.7173 | 309.7588 | 326.4787 |  | 7807.0504 | 7350.5241 | 7129.3369 | 6999.9145 | 7006 |  | 326.4787 | 326.4787 | 326.4787 | 186.1073 | 16.72 | 118.8569 | 0.012792 | 186.1073
AKC-02 | 2020-07-01 | 7 | 2020 | 2020 | Summer | 185.4372 | 226.1405 | 266.8438 | 308.7806 | 325.5006 |  | 7818.2596 | 7356.1706 | 7132.9817 | 7001.5505 | 7006 |  | 325.5006 | 325.5006 | 325.5006 | 185.4372 | 16.72 | 118.8569 | 0.012792 | 185.4372
AKC-02 | 2020-08-01 | 8 | 2020 | 2020 | Summer | 185.4372 | 226.1405 | 266.8438 | 308.7806 | 325.5006 |  | 7818.2596 | 7356.1706 | 7132.9817 | 7001.5505 | 7006 |  | 325.5006 | 325.5006 | 325.5006 | 185.4372 | 16.72 | 118.8569 | 0.012792 | 185.4372
AKC-02 | 2020-09-01 | 9 | 2020 | 2020 | Summer | 188.7878 | 229.9994 | 271.2109 | 313.6714 | 330.3913 |  | 7763.7662 | 7328.6956 | 7115.0992 | 6994.3486 | 7006 |  | 330.3913 | 330.3913 | 330.3913 | 188.7878 | 16.72 | 118.8569 | 0.012792 | 188.7878
AKC-02 | 2020-10-01 | 10 | 2021 | 2020 | Fall | 200.7293 | 243.7523 | 286.7753 | 331.102 | 347.822 |  | 7572.5015 | 7219.8828 | 7019.6865 | 6895.5125 | 6969.5 |  | 347.822 | 347.822 | 347.822 | 200.7293 | 16.72 | 118.8569 | 0.012792 | 200.7293
AKC-02 | 2020-11-01 | 11 | 2021 | 2020 | Fall | 207.9398 | 252.0565 | 296.1733 | 341.6269 | 358.3469 |  | 7497.2121 | 7172.7762 | 6987.4373 | 6877.3633 | 6969.5 |  | 358.3469 | 358.3469 | 358.3469 | 207.9398 | 16.72 | 118.8569 | 0.012792 | 207.9398
AKC-02 | 2020-12-01 | 12 | 2021 | 2020 | Winter | 218.9432 | 264.729 | 310.5148 | 357.6881 | 374.4081 |  | 7330.8874 | 7084.8671 | 6942.9521 | 6857.9846 | 6933 |  | 374.4081 | 374.4081 | 374.4081 | 218.9432 | 16.72 | 118.8569 | 0.012792 | 218.9432
AKC-02 | 2021-01-01 | 1 | 2021 | 2021 | Winter | 220.9535 | 267.0443 | 313.1351 | 360.6225 | 377.3426 |  | 7315.8796 | 7076.1421 | 6936.3514 | 6856.25 | 6933 |  | 377.3426 | 377.3426 | 377.3426 | 220.9535 | 16.72 | 118.8569 | 0.012792 | 220.9535
AKC-02 | 2021-02-01 | 2 | 2021 | 2021 | Winter | 219.6133 | 265.5008 | 311.3882 | 358.6662 | 375.3863 |  | 7325.8267 | 7081.9332 | 6940.7347 | 6857.3391 | 6933 |  | 375.3863 | 375.3863 | 375.3863 | 219.6133 | 16.72 | 118.8569 | 0.012792 | 219.6133
AKC-02 | 2021-03-01 | 3 | 2021 | 2021 | Winter | 212.242 | 257.0113 | 301.7806 | 347.9066 | 364.6266 |  | 7384.8808 | 7115.75 | 6966.0391 | 6867.7677 | 6933 |  | 364.6266 | 364.6266 | 364.6266 | 212.242 | 16.72 | 118.8569 | 0.012792 | 212.242
AKC-02 | 2021-04-01 | 4 | 2021 | 2021 | Spring | 200.7159 | 243.7369 | 286.7578 | 331.0824 | 347.8024 |  | 7572.649 | 7219.9752 | 7019.7496 | 6895.551 | 6969.5 |  | 347.8024 | 347.8024 | 347.8024 | 200.7159 | 16.72 | 118.8569 | 0.012792 | 200.7159
AKC-02 | 2021-05-01 | 5 | 2021 | 2021 | Spring | 195.6096 | 237.856 | 280.1023 | 323.6289 | 340.3489 |  | 7631.0178 | 7256.5833 | 7044.6556 | 6911.346 | 6969.5 |  | 340.3489 | 340.3489 | 340.3489 | 195.6096 | 16.72 | 118.8569 | 0.012792 | 195.6096
AKC-02 | 2021-06-01 | 6 | 2021 | 2021 | Summer | 186.1073 | 226.9123 | 267.7173 | 309.7588 | 326.4787 |  | 7807.0504 | 7350.5241 | 7129.3369 | 6999.9145 | 7006 |  | 326.4787 | 326.4787 | 326.4787 | 186.1073 | 16.72 | 118.8569 | 0.012792 | 186.1073
AKC-02 | 2021-07-01 | 7 | 2021 | 2021 | Summer | 185.4372 | 226.1405 | 266.8438 | 308.7806 | 325.5006 |  | 7818.2596 | 7356.1706 | 7132.9817 | 7001.5505 | 7006 |  | 325.5006 | 325.5006 | 325.5006 | 185.4372 | 16.72 | 118.8569 | 0.012792 | 185.4372
AKC-02 | 2021-08-01 | 8 | 2021 | 2021 | Summer | 185.4372 | 226.1405 | 266.8438 | 308.7806 | 325.5006 |  | 7818.2596 | 7356.1706 | 7132.9817 | 7001.5505 | 7006 |  | 325.5006 | 325.5006 | 325.5006 | 185.4372 | 16.72 | 118.8569 | 0.012792 | 185.4372
AKC-02 | 2021-09-01 | 9 | 2021 | 2021 | Summer | 188.7878 | 229.9994 | 271.2109 | 313.6714 | 330.3913 |  | 7763.7662 | 7328.6956 | 7115.0992 | 6994.3486 | 7006 |  | 330.3913 | 330.3913 | 330.3913 | 188.7878 | 16.72 | 118.8569 | 0.012792 | 188.7878
AKC-02 | 2021-10-01 | 10 | 2022 | 2021 | Fall | 200.7293 | 243.7523 | 286.7753 | 331.102 | 347.822 |  | 7572.5015 | 7219.8828 | 7019.6865 | 6895.5125 | 6969.5 |  | 347.822 | 347.822 | 347.822 | 200.7293 | 16.72 | 118.8569 | 0.012792 | 200.7293
AKC-02 | 2021-11-01 | 11 | 2022 | 2021 | Fall | 207.9398 | 252.0565 | 296.1733 | 341.6269 | 358.3469 |  | 7497.2121 | 7172.7762 | 6987.4373 | 6877.3633 | 6969.5 |  | 358.3469 | 358.3469 | 358.3469 | 207.9398 | 16.72 | 118.8569 | 0.012792 | 207.9398
AKC-02 | 2021-12-01 | 12 | 2022 | 2021 | Winter | 218.9432 | 264.729 | 310.5148 | 357.6881 | 374.4081 |  | 7330.8874 | 7084.8671 | 6942.9521 | 6857.9846 | 6933 |  | 374.4081 | 374.4081 | 374.4081 | 218.9432 | 16.72 | 118.8569 | 0.012792 | 218.9432
AKC-02 | 2022-01-01 | 1 | 2022 | 2022 | Winter | 220.9535 | 267.0443 | 313.1351 | 360.6225 | 377.3426 |  | 7315.8796 | 7076.1421 | 6936.3514 | 6856.25 | 6933 |  | 377.3426 | 377.3426 | 377.3426 | 220.9535 | 16.72 | 118.8569 | 0.012792 | 220.9535
AKC-02 | 2022-02-01 | 2 | 2022 | 2022 | Winter | 219.6133 | 265.5008 | 311.3882 | 358.6662 | 375.3863 |  | 7325.8267 | 7081.9332 | 6940.7347 | 6857.3391 | 6933 |  | 375.3863 | 375.3863 | 375.3863 | 219.6133 | 16.72 | 118.8569 | 0.012792 | 219.6133
AKC-02 | 2022-03-01 | 3 | 2022 | 2022 | Winter | 212.242 | 257.0113 | 301.7806 | 347.9066 | 364.6266 |  | 7384.8808 | 7115.75 | 6966.0391 | 6867.7677 | 6933 |  | 364.6266 | 364.6266 | 364.6266 | 212.242 | 16.72 | 118.8569 | 0.012792 | 212.242
AKC-02 | 2022-04-01 | 4 | 2022 | 2022 | Spring | 200.7159 | 243.7369 | 286.7578 | 331.0824 | 347.8024 |  | 7572.649 | 7219.9752 | 7019.7496 | 6895.551 | 6969.5 |  | 347.8024 | 347.8024 | 347.8024 | 200.7159 | 16.72 | 118.8569 | 0.012792 | 200.7159
AKC-02 | 2022-05-01 | 5 | 2022 | 2022 | Spring | 195.6096 | 237.856 | 280.1023 | 323.6289 | 340.3489 |  | 7631.0178 | 7256.5833 | 7044.6556 | 6911.346 | 6969.5 |  | 340.3489 | 340.3489 | 340.3489 | 195.6096 | 16.72 | 118.8569 | 0.012792 | 195.6096
AKC-02 | 2022-06-01 | 6 | 2022 | 2022 | Summer | 186.1073 | 226.9123 | 267.7173 | 309.7588 | 326.4787 |  | 7807.0504 | 7350.5241 | 7129.3369 | 6999.9145 | 7006 |  | 326.4787 | 326.4787 | 326.4787 | 186.1073 | 16.72 | 118.8569 | 0.012792 | 186.1073
AKC-02 | 2022-07-01 | 7 | 2022 | 2022 | Summer | 185.4372 | 226.1405 | 266.8438 | 308.7806 | 325.5006 |  | 7818.2596 | 7356.1706 | 7132.9817 | 7001.5505 | 7006 |  | 325.5006 | 325.5006 | 325.5006 | 185.4372 | 16.72 | 118.8569 | 0.012792 | 185.4372
AKC-02 | 2022-08-01 | 8 | 2022 | 2022 | Summer | 185.4372 | 226.1405 | 266.8438 | 308.7806 | 325.5006 |  | 7818.2596 | 7356.1706 | 7132.9817 | 7001.5505 | 7006 |  | 325.5006 | 325.5006 | 325.5006 | 185.4372 | 16.72 | 118.8569 | 0.012792 | 185.4372
AKC-02 | 2022-09-01 | 9 | 2022 | 2022 | Summer | 188.7878 | 229.9994 | 271.2109 | 313.6714 | 330.3913 |  | 7763.7662 | 7328.6956 | 7115.0992 | 6994.3486 | 7006 |  | 330.3913 | 330.3913 | 330.3913 | 188.7878 | 16.72 | 118.8569 | 0.012792 | 188.7878
AKC-02 | 2022-10-01 | 10 | 2023 | 2022 | Fall | 200.7293 | 243.7523 | 286.7753 | 331.102 | 347.822 |  | 7572.5015 | 7219.8828 | 7019.6865 | 6895.5125 | 6969.5 |  | 347.822 | 347.822 | 347.822 | 200.7293 | 16.72 | 118.8569 | 0.012792 | 200.7293
AKC-02 | 2022-11-01 | 11 | 2023 | 2022 | Fall | 207.9398 | 252.0565 | 296.1733 | 341.6269 | 358.3469 |  | 7497.2121 | 7172.7762 | 6987.4373 | 6877.3633 | 6969.5 |  | 358.3469 | 358.3469 | 358.3469 | 207.9398 | 16.72 | 118.8569 | 0.012792 | 207.9398
AKC-02 | 2022-12-01 | 12 | 2023 | 2022 | Winter | 218.9432 | 264.729 | 310.5148 | 357.6881 | 374.4081 |  | 7330.8874 | 7084.8671 | 6942.9521 | 6857.9846 | 6933 |  | 374.4081 | 374.4081 | 374.4081 | 218.9432 | 16.72 | 118.8569 | 0.012792 | 218.9432
AKC-02 | 2023-01-01 | 1 | 2023 | 2023 | Winter | 220.9535 | 267.0443 | 313.1351 | 360.6225 | 377.3426 |  | 7315.8796 | 7076.1421 | 6936.3514 | 6856.25 | 6933 |  | 377.3426 | 377.3426 | 377.3426 | 220.9535 | 16.72 | 118.8569 | 0.012792 | 220.9535
AKC-02 | 2023-02-01 | 2 | 2023 | 2023 | Winter | 219.6133 | 265.5008 | 311.3882 | 358.6662 | 375.3863 |  | 7325.8267 | 7081.9332 | 6940.7347 | 6857.3391 | 6933 |  | 375.3863 | 375.3863 | 375.3863 | 219.6133 | 16.72 | 118.8569 | 0.012792 | 219.6133
AKC-02 | 2023-03-01 | 3 | 2023 | 2023 | Winter | 212.242 | 257.0113 | 301.7806 | 347.9066 | 364.6266 |  | 7384.8808 | 7115.75 | 6966.0391 | 6867.7677 | 6933 |  | 364.6266 | 364.6266 | 364.6266 | 212.242 | 16.72 | 118.8569 | 0.012792 | 212.242
AKC-02 | 2023-04-01 | 4 | 2023 | 2023 | Spring | 200.7159 | 243.7369 | 286.7578 | 331.0824 | 347.8024 |  | 7572.649 | 7219.9752 | 7019.7496 | 6895.551 | 6969.5 |  | 347.8024 | 347.8024 | 347.8024 | 200.7159 | 16.72 | 118.8569 | 0.012792 | 200.7159
AKC-02 | 2023-05-01 | 5 | 2023 | 2023 | Spring | 195.6096 | 237.856 | 280.1023 | 323.6289 | 340.3489 |  | 7631.0178 | 7256.5833 | 7044.6556 | 6911.346 | 6969.5 |  | 340.3489 | 340.3489 | 340.3489 | 195.6096 | 16.72 | 118.8569 | 0.012792 | 195.6096
AKC-02 | 2023-06-01 | 6 | 2023 | 2023 | Summer | 186.1073 | 226.9123 | 267.7173 | 309.7588 | 326.4787 |  | 7807.0504 | 7350.5241 | 7129.3369 | 6999.9145 | 7006 |  | 326.4787 | 326.4787 | 326.4787 | 186.1073 | 16.72 | 118.8569 | 0.012792 | 186.1073
AKC-02 | 2023-07-01 | 7 | 2023 | 2023 | Summer | 185.4372 | 226.1405 | 266.8438 | 308.7806 | 325.5006 |  | 7818.2596 | 7356.1706 | 7132.9817 | 7001.5505 | 7006 |  | 325.5006 | 325.5006 | 325.5006 | 185.4372 | 16.72 | 118.8569 | 0.012792 | 185.4372
AKC-02 | 2023-08-01 | 8 | 2023 | 2023 | Summer | 185.4372 | 226.1405 | 266.8438 | 308.7806 | 325.5006 |  | 7818.2596 | 7356.1706 | 7132.9817 | 7001.5505 | 7006 |  | 325.5006 | 325.5006 | 325.5006 | 185.4372 | 16.72 | 118.8569 | 0.012792 | 185.4372
AKC-02 | 2023-09-01 | 9 | 2023 | 2023 | Summer | 188.7878 | 229.9994 | 271.2109 | 313.6714 | 330.3913 |  | 7763.7662 | 7328.6956 | 7115.0992 | 6994.3486 | 7006 |  | 330.3913 | 330.3913 | 330.3913 | 188.7878 | 16.72 | 118.8569 | 0.012792 | 188.7878
AKC-02 | 2023-10-01 | 10 | 2024 | 2023 | Fall | 200.7293 | 243.7523 | 286.7753 | 331.102 | 347.822 |  | 7572.5015 | 7219.8828 | 7019.6865 | 6895.5125 | 6969.5 |  | 347.822 | 347.822 | 347.822 | 200.7293 | 16.72 | 118.8569 | 0.012792 | 200.7293
AKC-02 | 2023-11-01 | 11 | 2024 | 2023 | Fall | 207.9398 | 252.0565 | 296.1733 | 341.6269 | 358.3469 |  | 7497.2121 | 7172.7762 | 6987.4373 | 6877.3633 | 6969.5 |  | 358.3469 | 358.3469 | 358.3469 | 207.9398 | 16.72 | 118.8569 | 0.012792 | 207.9398
AKC-02 | 2023-12-01 | 12 | 2024 | 2023 | Winter | 218.9432 | 264.729 | 310.5148 | 357.6881 | 374.4081 |  | 7330.8874 | 7084.8671 | 6942.9521 | 6857.9846 | 6933 |  | 374.4081 | 374.4081 | 374.4081 | 218.9432 | 16.72 | 118.8569 | 0.012792 | 218.9432
AKC-02 | 2024-01-01 | 1 | 2024 | 2024 | Winter | 220.9535 | 267.0443 | 313.1351 | 360.6225 | 377.3426 |  | 7315.8796 | 7076.1421 | 6936.3514 | 6856.25 | 6933 |  | 377.3426 | 377.3426 | 377.3426 | 220.9535 | 16.72 | 118.8569 | 0.012792 | 220.9535
AKC-02 | 2024-02-01 | 2 | 2024 | 2024 | Winter | 219.6133 | 265.5008 | 311.3882 | 358.6662 | 375.3863 |  | 7325.8267 | 7081.9332 | 6940.7347 | 6857.3391 | 6933 |  | 375.3863 | 375.3863 | 375.3863 | 219.6133 | 16.72 | 118.8569 | 0.012792 | 219.6133
AKC-02 | 2024-03-01 | 3 | 2024 | 2024 | Winter | 212.242 | 257.0113 | 301.7806 | 347.9066 | 364.6266 |  | 7384.8808 | 7115.75 | 6966.0391 | 6867.7677 | 6933 |  | 364.6266 | 364.6266 | 364.6266 | 212.242 | 16.72 | 118.8569 | 0.012792 | 212.242
AKC-02 | 2024-04-01 | 4 | 2024 | 2024 | Spring | 200.7159 | 243.7369 | 286.7578 | 331.0824 | 347.8024 |  | 7572.649 | 7219.9752 | 7019.7496 | 6895.551 | 6969.5 |  | 347.8024 | 347.8024 | 347.8024 | 200.7159 | 16.72 | 118.8569 | 0.012792 | 200.7159
AKC-02 | 2024-05-01 | 5 | 2024 | 2024 | Spring | 195.6096 | 237.856 | 280.1023 | 323.6289 | 340.3489 |  | 7631.0178 | 7256.5833 | 7044.6556 | 6911.346 | 6969.5 |  | 340.3489 | 340.3489 | 340.3489 | 195.6096 | 16.72 | 118.8569 | 0.012792 | 195.6096
AKC-02 | 2024-06-01 | 6 | 2024 | 2024 | Summer | 186.1073 | 226.9123 | 267.7173 | 309.7588 | 326.4787 |  | 7807.0504 | 7350.5241 | 7129.3369 | 6999.9145 | 7006 |  | 326.4787 | 326.4787 | 326.4787 | 186.1073 | 16.72 | 118.8569 | 0.012792 | 186.1073
AKC-02 | 2024-07-01 | 7 | 2024 | 2024 | Summer | 185.4372 | 226.1405 | 266.8438 | 308.7806 | 325.5006 |  | 7818.2596 | 7356.1706 | 7132.9817 | 7001.5505 | 7006 |  | 325.5006 | 325.5006 | 325.5006 | 185.4372 | 16.72 | 118.8569 | 0.012792 | 185.4372
AKC-02 | 2024-08-01 | 8 | 2024 | 2024 | Summer | 185.4372 | 226.1405 | 266.8438 | 308.7806 | 325.5006 |  | 7818.2596 | 7356.1706 | 7132.9817 | 7001.5505 | 7006 |  | 325.5006 | 325.5006 | 325.5006 | 185.4372 | 16.72 | 118.8569 | 0.012792 | 185.4372
AKC-02 | 2024-09-01 | 9 | 2024 | 2024 | Summer | 188.7878 | 229.9994 | 271.2109 | 313.6714 | 330.3913 |  | 7763.7662 | 7328.6956 | 7115.0992 | 6994.3486 | 7006 |  | 330.3913 | 330.3913 | 330.3913 | 188.7878 | 16.72 | 118.8569 | 0.012792 | 188.7878
AKC-02 | 2024-10-01 | 10 | 2025 | 2024 | Fall | 200.7293 | 243.7523 | 286.7753 | 331.102 | 347.822 |  | 7572.5015 | 7219.8828 | 7019.6865 | 6895.5125 | 6969.5 |  | 347.822 | 347.822 | 347.822 | 200.7293 | 16.72 | 118.8569 | 0.012792 | 200.7293
AKC-02 | 2024-11-01 | 11 | 2025 | 2024 | Fall | 207.9398 | 252.0565 | 296.1733 | 341.6269 | 358.3469 |  | 7497.2121 | 7172.7762 | 6987.4373 | 6877.3633 | 6969.5 |  | 358.3469 | 358.3469 | 358.3469 | 207.9398 | 16.72 | 118.8569 | 0.012792 | 207.9398
AKC-02 | 2024-12-01 | 12 | 2025 | 2024 | Winter | 218.9432 | 264.729 | 310.5148 | 357.6881 | 374.4081 |  | 7330.8874 | 7084.8671 | 6942.9521 | 6857.9846 | 6933 |  | 374.4081 | 374.4081 | 374.4081 | 218.9432 | 16.72 | 118.8569 | 0.012792 | 218.9432
AKC-02 | 2025-01-01 | 1 | 2025 | 2025 | Winter | 220.9535 | 267.0443 | 313.1351 | 360.6225 | 377.3426 |  | 7315.8796 | 7076.1421 | 6936.3514 | 6856.25 | 6933 |  | 377.3426 | 377.3426 | 377.3426 | 220.9535 | 16.72 | 118.8569 | 0.012792 | 220.9535
AKC-02 | 2025-02-01 | 2 | 2025 | 2025 | Winter | 219.6133 | 265.5008 | 311.3882 | 358.6662 | 375.3863 |  | 7325.8267 | 7081.9332 | 6940.7347 | 6857.3391 | 6933 |  | 375.3863 | 375.3863 | 375.3863 | 219.6133 | 16.72 | 118.8569 | 0.012792 | 219.6133
AKC-02 | 2025-03-01 | 3 | 2025 | 2025 | Winter | 212.242 | 257.0113 | 301.7806 | 347.9066 | 364.6266 |  | 7384.8808 | 7115.75 | 6966.0391 | 6867.7677 | 6933 |  | 364.6266 | 364.6266 | 364.6266 | 212.242 | 16.72 | 118.8569 | 0.012792 | 212.242
AKC-02 | 2025-04-01 | 4 | 2025 | 2025 | Spring | 200.7159 | 243.7369 | 286.7578 | 331.0824 | 347.8024 |  | 7572.649 | 7219.9752 | 7019.7496 | 6895.551 | 6969.5 |  | 347.8024 | 347.8024 | 347.8024 | 200.7159 | 16.72 | 118.8569 | 0.012792 | 200.7159
AKC-02 | 2025-05-01 | 5 | 2025 | 2025 | Spring | 195.6096 | 237.856 | 280.1023 | 323.6289 | 340.3489 |  | 7631.0178 | 7256.5833 | 7044.6556 | 6911.346 | 6969.5 |  | 340.3489 | 340.3489 | 340.3489 | 195.6096 | 16.72 | 118.8569 | 0.012792 | 195.6096
AKC-02 | 2025-06-01 | 6 | 2025 | 2025 | Summer | 186.1073 | 226.9123 | 267.7173 | 309.7588 | 326.4787 |  | 7807.0504 | 7350.5241 | 7129.3369 | 6999.9145 | 7006 |  | 326.4787 | 326.4787 | 326.4787 | 186.1073 | 16.72 | 118.8569 | 0.012792 | 186.1073
AKC-02 | 2025-07-01 | 7 | 2025 | 2025 | Summer | 185.4372 | 226.1405 | 266.8438 | 308.7806 | 325.5006 |  | 7818.2596 | 7356.1706 | 7132.9817 | 7001.5505 | 7006 |  | 325.5006 | 325.5006 | 325.5006 | 185.4372 | 16.72 | 118.8569 | 0.012792 | 185.4372
AKC-02 | 2025-08-01 | 8 | 2025 | 2025 | Summer | 185.4372 | 226.1405 | 266.8438 | 308.7806 | 325.5006 |  | 7818.2596 | 7356.1706 | 7132.9817 | 7001.5505 | 7006 |  | 325.5006 | 325.5006 | 325.5006 | 185.4372 | 16.72 | 118.8569 | 0.012792 | 185.4372
AKC-02 | 2025-09-01 | 9 | 2025 | 2025 | Summer | 188.7878 | 229.9994 | 271.2109 | 313.6714 | 330.3913 |  | 7763.7662 | 7328.6956 | 7115.0992 | 6994.3486 | 7006 |  | 330.3913 | 330.3913 | 330.3913 | 188.7878 | 16.72 | 118.8569 | 0.012792 | 188.7878
AKC-02 | 2025-10-01 | 10 | 2026 | 2025 | Fall | 200.7293 | 243.7523 | 286.7753 | 331.102 | 347.822 |  | 7572.5015 | 7219.8828 | 7019.6865 | 6895.5125 | 6969.5 |  | 347.822 | 347.822 | 347.822 | 200.7293 | 16.72 | 118.8569 | 0.012792 | 200.7293
AKC-02 | 2025-11-01 | 11 | 2026 | 2025 | Fall | 207.9398 | 252.0565 | 296.1733 | 341.6269 | 358.3469 |  | 7497.2121 | 7172.7762 | 6987.4373 | 6877.3633 | 6969.5 |  | 358.3469 | 358.3469 | 358.3469 | 207.9398 | 16.72 | 118.8569 | 0.012792 | 207.9398
AKC-02 | 2025-12-01 | 12 | 2026 | 2025 | Winter | 218.9432 | 264.729 | 310.5148 | 357.6881 | 374.4081 |  | 7330.8874 | 7084.8671 | 6942.9521 | 6857.9846 | 6933 |  | 374.4081 | 374.4081 | 374.4081 | 218.9432 | 16.72 | 118.8569 | 0.012792 | 218.9432
AKC-02 | 2026-01-01 | 1 | 2026 | 2026 | Winter | 220.9535 | 267.0443 | 313.1351 | 360.6225 | 377.3426 |  | 7315.8796 | 7076.1421 | 6936.3514 | 6856.25 | 6933 |  | 377.3426 | 377.3426 | 377.3426 | 220.9535 | 16.72 | 118.8569 | 0.012792 | 220.9535
AKC-02 | 2026-02-01 | 2 | 2026 | 2026 | Winter | 219.6133 | 265.5008 | 311.3882 | 358.6662 | 375.3863 |  | 7325.8267 | 7081.9332 | 6940.7347 | 6857.3391 | 6933 |  | 375.3863 | 375.3863 | 375.3863 | 219.6133 | 16.72 | 118.8569 | 0.012792 | 219.6133
AKC-02 | 2026-03-01 | 3 | 2026 | 2026 | Winter | 212.242 | 257.0113 | 301.7806 | 347.9066 | 364.6266 |  | 7384.8808 | 7115.75 | 6966.0391 | 6867.7677 | 6933 |  | 364.6266 | 364.6266 | 364.6266 | 212.242 | 16.72 | 118.8569 | 0.012792 | 212.242
AKC-02 | 2026-04-01 | 4 | 2026 | 2026 | Spring | 200.7159 | 243.7369 | 286.7578 | 331.0824 | 347.8024 |  | 7572.649 | 7219.9752 | 7019.7496 | 6895.551 | 6969.5 |  | 347.8024 | 347.8024 | 347.8024 | 200.7159 | 16.72 | 118.8569 | 0.012792 | 200.7159
AKC-02 | 2026-05-01 | 5 | 2026 | 2026 | Spring | 195.6096 | 237.856 | 280.1023 | 323.6289 | 340.3489 |  | 7631.0178 | 7256.5833 | 7044.6556 | 6911.346 | 6969.5 |  | 340.3489 | 340.3489 | 340.3489 | 195.6096 | 16.72 | 118.8569 | 0.012792 | 195.6096
AKC-02 | 2026-06-01 | 6 | 2026 | 2026 | Summer | 186.1073 | 226.9123 | 267.7173 | 309.7588 | 326.4787 |  | 7807.0504 | 7350.5241 | 7129.3369 | 6999.9145 | 7006 |  | 326.4787 | 326.4787 | 326.4787 | 186.1073 | 16.72 | 118.8569 | 0.012792 | 186.1073
AKC-02 | 2026-07-01 | 7 | 2026 | 2026 | Summer | 185.4372 | 226.1405 | 266.8438 | 308.7806 | 325.5006 |  | 7818.2596 | 7356.1706 | 7132.9817 | 7001.5505 | 7006 |  | 325.5006 | 325.5006 | 325.5006 | 185.4372 | 16.72 | 118.8569 | 0.012792 | 185.4372
AKC-02 | 2026-08-01 | 8 | 2026 | 2026 | Summer | 185.4372 | 226.1405 | 266.8438 | 308.7806 | 325.5006 |  | 7818.2596 | 7356.1706 | 7132.9817 | 7001.5505 | 7006 |  | 325.5006 | 325.5006 | 325.5006 | 185.4372 | 16.72 | 118.8569 | 0.012792 | 185.4372
AKC-02 | 2026-09-01 | 9 | 2026 | 2026 | Summer | 188.7878 | 229.9994 | 271.2109 | 313.6714 | 330.3913 |  | 7763.7662 | 7328.6956 | 7115.0992 | 6994.3486 | 7006 |  | 330.3913 | 330.3913 | 330.3913 | 188.7878 | 16.72 | 118.8569 | 0.012792 | 188.7878
AKC-02 | 2026-10-01 | 10 | 2027 | 2026 | Fall | 200.7293 | 243.7523 | 286.7753 | 331.102 | 347.822 |  | 7572.5015 | 7219.8828 | 7019.6865 | 6895.5125 | 6969.5 |  | 347.822 | 347.822 | 347.822 | 200.7293 | 16.72 | 118.8569 | 0.012792 | 200.7293
AKC-02 | 2026-11-01 | 11 | 2027 | 2026 | Fall | 207.9398 | 252.0565 | 296.1733 | 341.6269 | 358.3469 |  | 7497.2121 | 7172.7762 | 6987.4373 | 6877.3633 | 6969.5 |  | 358.3469 | 358.3469 | 358.3469 | 207.9398 | 16.72 | 118.8569 | 0.012792 | 207.9398
AKC-02 | 2026-12-01 | 12 | 2027 | 2026 | Winter | 218.9432 | 264.729 | 310.5148 | 357.6881 | 374.4081 |  | 7330.8874 | 7084.8671 | 6942.9521 | 6857.9846 | 6933 |  | 374.4081 | 374.4081 | 374.4081 | 218.9432 | 16.72 | 118.8569 | 0.012792 | 218.9432
AKC-02 | 2027-01-01 | 1 | 2027 | 2027 | Winter | 220.9535 | 267.0443 | 313.1351 | 360.6225 | 377.3426 |  | 7315.8796 | 7076.1421 | 6936.3514 | 6856.25 | 6933 |  | 377.3426 | 377.3426 | 377.3426 | 220.9535 | 16.72 | 118.8569 | 0.012792 | 220.9535
AKC-02 | 2027-02-01 | 2 | 2027 | 2027 | Winter | 219.6133 | 265.5008 | 311.3882 | 358.6662 | 375.3863 |  | 7325.8267 | 7081.9332 | 6940.7347 | 6857.3391 | 6933 |  | 375.3863 | 375.3863 | 375.3863 | 219.6133 | 16.72 | 118.8569 | 0.012792 | 219.6133
AKC-02 | 2027-03-01 | 3 | 2027 | 2027 | Winter | 212.242 | 257.0113 | 301.7806 | 347.9066 | 364.6266 |  | 7384.8808 | 7115.75 | 6966.0391 | 6867.7677 | 6933 |  | 364.6266 | 364.6266 | 364.6266 | 212.242 | 16.72 | 118.8569 | 0.012792 | 212.242
AKC-02 | 2027-04-01 | 4 | 2027 | 2027 | Spring | 200.7159 | 243.7369 | 286.7578 | 331.0824 | 347.8024 |  | 7572.649 | 7219.9752 | 7019.7496 | 6895.551 | 6969.5 |  | 347.8024 | 347.8024 | 347.8024 | 200.7159 | 16.72 | 118.8569 | 0.012792 | 200.7159
AKC-02 | 2027-05-01 | 5 | 2027 | 2027 | Spring | 195.6096 | 237.856 | 280.1023 | 323.6289 | 340.3489 |  | 7631.0178 | 7256.5833 | 7044.6556 | 6911.346 | 6969.5 |  | 340.3489 | 340.3489 | 340.3489 | 195.6096 | 16.72 | 118.8569 | 0.012792 | 195.6096
AKC-02 | 2027-06-01 | 6 | 2027 | 2027 | Summer | 186.1073 | 226.9123 | 267.7173 | 309.7588 | 326.4787 |  | 7807.0504 | 7350.5241 | 7129.3369 | 6999.9145 | 7006 |  | 326.4787 | 326.4787 | 326.4787 | 186.1073 | 16.72 | 118.8569 | 0.012792 | 186.1073
AKC-02 | 2027-07-01 | 7 | 2027 | 2027 | Summer | 185.4372 | 226.1405 | 266.8438 | 308.7806 | 325.5006 |  | 7818.2596 | 7356.1706 | 7132.9817 | 7001.5505 | 7006 |  | 325.5006 | 325.5006 | 325.5006 | 185.4372 | 16.72 | 118.8569 | 0.012792 | 185.4372
AKC-02 | 2027-08-01 | 8 | 2027 | 2027 | Summer | 185.4372 | 226.1405 | 266.8438 | 308.7806 | 325.5006 |  | 7818.2596 | 7356.1706 | 7132.9817 | 7001.5505 | 7006 |  | 325.5006 | 325.5006 | 325.5006 | 185.4372 | 16.72 | 118.8569 | 0.012792 | 185.4372
AKC-02 | 2027-09-01 | 9 | 2027 | 2027 | Summer | 188.7878 | 229.9994 | 271.2109 | 313.6714 | 330.3913 |  | 7763.7662 | 7328.6956 | 7115.0992 | 6994.3486 | 7006 |  | 330.3913 | 330.3913 | 330.3913 | 188.7878 | 16.72 | 118.8569 | 0.012792 | 188.7878
AKC-02 | 2027-10-01 | 10 | 2028 | 2027 | Fall | 200.7293 | 243.7523 | 286.7753 | 331.102 | 347.822 |  | 7572.5015 | 7219.8828 | 7019.6865 | 6895.5125 | 6969.5 |  | 347.822 | 347.822 | 347.822 | 200.7293 | 16.72 | 118.8569 | 0.012792 | 200.7293
AKC-02 | 2027-11-01 | 11 | 2028 | 2027 | Fall | 207.9398 | 252.0565 | 296.1733 | 341.6269 | 358.3469 |  | 7497.2121 | 7172.7762 | 6987.4373 | 6877.3633 | 6969.5 |  | 358.3469 | 358.3469 | 358.3469 | 207.9398 | 16.72 | 118.8569 | 0.012792 | 207.9398
AKC-02 | 2027-12-01 | 12 | 2028 | 2027 | Winter | 218.9432 | 264.729 | 310.5148 | 357.6881 | 374.4081 |  | 7330.8874 | 7084.8671 | 6942.9521 | 6857.9846 | 6933 |  | 374.4081 | 374.4081 | 374.4081 | 218.9432 | 16.72 | 118.8569 | 0.012792 | 218.9432
AKC-02 | 2028-01-01 | 1 | 2028 | 2028 | Winter | 220.9535 | 267.0443 | 313.1351 | 360.6225 | 377.3426 |  | 7315.8796 | 7076.1421 | 6936.3514 | 6856.25 | 6933 |  | 377.3426 | 377.3426 | 377.3426 | 220.9535 | 16.72 | 118.8569 | 0.012792 | 220.9535
AKC-02 | 2028-02-01 | 2 | 2028 | 2028 | Winter | 219.6133 | 265.5008 | 311.3882 | 358.6662 | 375.3863 |  | 7325.8267 | 7081.9332 | 6940.7347 | 6857.3391 | 6933 |  | 375.3863 | 375.3863 | 375.3863 | 219.6133 | 16.72 | 118.8569 | 0.012792 | 219.6133
AKC-02 | 2028-03-01 | 3 | 2028 | 2028 | Winter | 212.242 | 257.0113 | 301.7806 | 347.9066 | 364.6266 |  | 7384.8808 | 7115.75 | 6966.0391 | 6867.7677 | 6933 |  | 364.6266 | 364.6266 | 364.6266 | 212.242 | 16.72 | 118.8569 | 0.012792 | 212.242
AKC-02 | 2028-04-01 | 4 | 2028 | 2028 | Spring | 200.7159 | 243.7369 | 286.7578 | 331.0824 | 347.8024 |  | 7572.649 | 7219.9752 | 7019.7496 | 6895.551 | 6969.5 |  | 347.8024 | 347.8024 | 347.8024 | 200.7159 | 16.72 | 118.8569 | 0.012792 | 200.7159
AKC-02 | 2028-05-01 | 5 | 2028 | 2028 | Spring | 195.6096 | 237.856 | 280.1023 | 323.6289 | 340.3489 |  | 7631.0178 | 7256.5833 | 7044.6556 | 6911.346 | 6969.5 |  | 340.3489 | 340.3489 | 340.3489 | 195.6096 | 16.72 | 118.8569 | 0.012792 | 195.6096
AKC-02 | 2028-06-01 | 6 | 2028 | 2028 | Summer | 186.1073 | 226.9123 | 267.7173 | 309.7588 | 326.4787 |  | 7807.0504 | 7350.5241 | 7129.3369 | 6999.9145 | 7006 |  | 326.4787 | 326.4787 | 326.4787 | 186.1073 | 16.72 | 118.8569 | 0.012792 | 186.1073
AKC-02 | 2028-07-01 | 7 | 2028 | 2028 | Summer | 185.4372 | 226.1405 | 266.8438 | 308.7806 | 325.5006 |  | 7818.2596 | 7356.1706 | 7132.9817 | 7001.5505 | 7006 |  | 325.5006 | 325.5006 | 325.5006 | 185.4372 | 16.72 | 118.8569 | 0.012792 | 185.4372
AKC-02 | 2028-08-01 | 8 | 2028 | 2028 | Summer | 185.4372 | 226.1405 | 266.8438 | 308.7806 | 325.5006 |  | 7818.2596 | 7356.1706 | 7132.9817 | 7001.5505 | 7006 |  | 325.5006 | 325.5006 | 325.5006 | 185.4372 | 16.72 | 118.8569 | 0.012792 | 185.4372
AKC-02 | 2028-09-01 | 9 | 2028 | 2028 | Summer | 188.7878 | 229.9994 | 271.2109 | 313.6714 | 330.3913 |  | 7763.7662 | 7328.6956 | 7115.0992 | 6994.3486 | 7006 |  | 330.3913 | 330.3913 | 330.3913 | 188.7878 | 16.72 | 118.8569 | 0.012792 | 188.7878
AKC-02 | 2028-10-01 | 10 | 2029 | 2028 | Fall | 200.7293 | 243.7523 | 286.7753 | 331.102 | 347.822 |  | 7572.5015 | 7219.8828 | 7019.6865 | 6895.5125 | 6969.5 |  | 347.822 | 347.822 | 347.822 | 200.7293 | 16.72 | 118.8569 | 0.012792 | 200.7293
AKC-02 | 2028-11-01 | 11 | 2029 | 2028 | Fall | 207.9398 | 252.0565 | 296.1733 | 341.6269 | 358.3469 |  | 7497.2121 | 7172.7762 | 6987.4373 | 6877.3633 | 6969.5 |  | 358.3469 | 358.3469 | 358.3469 | 207.9398 | 16.72 | 118.8569 | 0.012792 | 207.9398
AKC-02 | 2028-12-01 | 12 | 2029 | 2028 | Winter | 218.9432 | 264.729 | 310.5148 | 357.6881 | 374.4081 |  | 7330.8874 | 7084.8671 | 6942.9521 | 6857.9846 | 6933 |  | 374.4081 | 374.4081 | 374.4081 | 218.9432 | 16.72 | 118.8569 | 0.012792 | 218.9432
AKC-02 | 2029-01-01 | 1 | 2029 | 2029 | Winter | 220.9535 | 267.0443 | 313.1351 | 360.6225 | 377.3426 |  | 7315.8796 | 7076.1421 | 6936.3514 | 6856.25 | 6933 |  | 377.3426 | 377.3426 | 377.3426 | 220.9535 | 16.72 | 118.8569 | 0.012792 | 220.9535
AKC-02 | 2029-02-01 | 2 | 2029 | 2029 | Winter | 219.6133 | 265.5008 | 311.3882 | 358.6662 | 375.3863 |  | 7325.8267 | 7081.9332 | 6940.7347 | 6857.3391 | 6933 |  | 375.3863 | 375.3863 | 375.3863 | 219.6133 | 16.72 | 118.8569 | 0.012792 | 219.6133
AKC-02 | 2029-03-01 | 3 | 2029 | 2029 | Winter | 212.242 | 257.0113 | 301.7806 | 347.9066 | 364.6266 |  | 7384.8808 | 7115.75 | 6966.0391 | 6867.7677 | 6933 |  | 364.6266 | 364.6266 | 364.6266 | 212.242 | 16.72 | 118.8569 | 0.012792 | 212.242
AKC-02 | 2029-04-01 | 4 | 2029 | 2029 | Spring | 200.7159 | 243.7369 | 286.7578 | 331.0824 | 347.8024 |  | 7572.649 | 7219.9752 | 7019.7496 | 6895.551 | 6969.5 |  | 347.8024 | 347.8024 | 347.8024 | 200.7159 | 16.72 | 118.8569 | 0.012792 | 200.7159
AKC-02 | 2029-05-01 | 5 | 2029 | 2029 | Spring | 195.6096 | 237.856 | 280.1023 | 323.6289 | 340.3489 |  | 7631.0178 | 7256.5833 | 7044.6556 | 6911.346 | 6969.5 |  | 340.3489 | 340.3489 | 340.3489 | 195.6096 | 16.72 | 118.8569 | 0.012792 | 195.6096
AKC-02 | 2029-06-01 | 6 | 2029 | 2029 | Summer | 186.1073 | 226.9123 | 267.7173 | 309.7588 | 326.4787 |  | 7807.0504 | 7350.5241 | 7129.3369 | 6999.9145 | 7006 |  | 326.4787 | 326.4787 | 326.4787 | 186.1073 | 16.72 | 118.8569 | 0.012792 | 186.1073
AKC-02 | 2029-07-01 | 7 | 2029 | 2029 | Summer | 185.4372 | 226.1405 | 266.8438 | 308.7806 | 325.5006 |  | 7818.2596 | 7356.1706 | 7132.9817 | 7001.5505 | 7006 |  | 325.5006 | 325.5006 | 325.5006 | 185.4372 | 16.72 | 118.8569 | 0.012792 | 185.4372
AKC-02 | 2029-08-01 | 8 | 2029 | 2029 | Summer | 185.4372 | 226.1405 | 266.8438 | 308.7806 | 325.5006 |  | 7818.2596 | 7356.1706 | 7132.9817 | 7001.5505 | 7006 |  | 325.5006 | 325.5006 | 325.5006 | 185.4372 | 16.72 | 118.8569 | 0.012792 | 185.4372
AKC-02 | 2029-09-01 | 9 | 2029 | 2029 | Summer | 188.7878 | 229.9994 | 271.2109 | 313.6714 | 330.3913 |  | 7763.7662 | 7328.6956 | 7115.0992 | 6994.3486 | 7006 |  | 330.3913 | 330.3913 | 330.3913 | 188.7878 | 16.72 | 118.8569 | 0.012792 | 188.7878
AKC-02 | 2029-10-01 | 10 | 2030 | 2029 | Fall | 200.7293 | 243.7523 | 286.7753 | 331.102 | 347.822 |  | 7572.5015 | 7219.8828 | 7019.6865 | 6895.5125 | 6969.5 |  | 347.822 | 347.822 | 347.822 | 200.7293 | 16.72 | 118.8569 | 0.012792 | 200.7293
AKC-02 | 2029-11-01 | 11 | 2030 | 2029 | Fall | 207.9398 | 252.0565 | 296.1733 | 341.6269 | 358.3469 |  | 7497.2121 | 7172.7762 | 6987.4373 | 6877.3633 | 6969.5 |  | 358.3469 | 358.3469 | 358.3469 | 207.9398 | 16.72 | 118.8569 | 0.012792 | 207.9398
AKC-02 | 2029-12-01 | 12 | 2030 | 2029 | Winter | 218.9432 | 264.729 | 310.5148 | 357.6881 | 374.4081 |  | 7330.8874 | 7084.8671 | 6942.9521 | 6857.9846 | 6933 |  | 374.4081 | 374.4081 | 374.4081 | 218.9432 | 16.72 | 118.8569 | 0.012792 | 218.9432
AKC-02 | 2030-01-01 | 1 | 2030 | 2030 | Winter | 220.9535 | 267.0443 | 313.1351 | 360.6225 | 377.3426 |  | 7315.8796 | 7076.1421 | 6936.3514 | 6856.25 | 6933 |  | 377.3426 | 377.3426 | 377.3426 | 220.9535 | 16.72 | 118.8569 | 0.012792 | 220.9535
AKC-02 | 2030-02-01 | 2 | 2030 | 2030 | Winter | 219.6133 | 265.5008 | 311.3882 | 358.6662 | 375.3863 |  | 7325.8267 | 7081.9332 | 6940.7347 | 6857.3391 | 6933 |  | 375.3863 | 375.3863 | 375.3863 | 219.6133 | 16.72 | 118.8569 | 0.012792 | 219.6133
AKC-02 | 2030-03-01 | 3 | 2030 | 2030 | Winter | 212.242 | 257.0113 | 301.7806 | 347.9066 | 364.6266 |  | 7384.8808 | 7115.75 | 6966.0391 | 6867.7677 | 6933 |  | 364.6266 | 364.6266 | 364.6266 | 212.242 | 16.72 | 118.8569 | 0.012792 | 212.242
AKC-02 | 2030-04-01 | 4 | 2030 | 2030 | Spring | 200.7159 | 243.7369 | 286.7578 | 331.0824 | 347.8024 |  | 7572.649 | 7219.9752 | 7019.7496 | 6895.551 | 6969.5 |  | 347.8024 | 347.8024 | 347.8024 | 200.7159 | 16.72 | 118.8569 | 0.012792 | 200.7159
AKC-02 | 2030-05-01 | 5 | 2030 | 2030 | Spring | 195.6096 | 237.856 | 280.1023 | 323.6289 | 340.3489 |  | 7631.0178 | 7256.5833 | 7044.6556 | 6911.346 | 6969.5 |  | 340.3489 | 340.3489 | 340.3489 | 195.6096 | 16.72 | 118.8569 | 0.012792 | 195.6096
AKC-02 | 2030-06-01 | 6 | 2030 | 2030 | Summer | 186.1073 | 226.9123 | 267.7173 | 309.7588 | 326.4787 |  | 7807.0504 | 7350.5241 | 7129.3369 | 6999.9145 | 7006 |  | 326.4787 | 326.4787 | 326.4787 | 186.1073 | 16.72 | 118.8569 | 0.012792 | 186.1073
AKC-02 | 2030-07-01 | 7 | 2030 | 2030 | Summer | 185.4372 | 226.1405 | 266.8438 | 308.7806 | 325.5006 |  | 7818.2596 | 7356.1706 | 7132.9817 | 7001.5505 | 7006 |  | 325.5006 | 325.5006 | 325.5006 | 185.4372 | 16.72 | 118.8569 | 0.012792 | 185.4372
AKC-02 | 2030-08-01 | 8 | 2030 | 2030 | Summer | 185.4372 | 226.1405 | 266.8438 | 308.7806 | 325.5006 |  | 7818.2596 | 7356.1706 | 7132.9817 | 7001.5505 | 7006 |  | 325.5006 | 325.5006 | 325.5006 | 185.4372 | 16.72 | 118.8569 | 0.012792 | 185.4372
AKC-02 | 2030-09-01 | 9 | 2030 | 2030 | Summer | 188.7878 | 229.9994 | 271.2109 | 313.6714 | 330.3913 |  | 7763.7662 | 7328.6956 | 7115.0992 | 6994.3486 | 7006 |  | 330.3913 | 330.3913 | 330.3913 | 188.7878 | 16.72 | 118.8569 | 0.012792 | 188.7878
AKC-02 | 2030-10-01 | 10 | 2031 | 2030 | Fall | 200.7293 | 243.7523 | 286.7753 | 331.102 | 347.822 |  | 7572.5015 | 7219.8828 | 7019.6865 | 6895.5125 | 6969.5 |  | 347.822 | 347.822 | 347.822 | 200.7293 | 16.72 | 118.8569 | 0.012792 | 200.7293
AKC-02 | 2030-11-01 | 11 | 2031 | 2030 | Fall | 207.9398 | 252.0565 | 296.1733 | 341.6269 | 358.3469 |  | 7497.2121 | 7172.7762 | 6987.4373 | 6877.3633 | 6969.5 |  | 358.3469 | 358.3469 | 358.3469 | 207.9398 | 16.72 | 118.8569 | 0.012792 | 207.9398
AKC-02 | 2030-12-01 | 12 | 2031 | 2030 | Winter | 218.9432 | 264.729 | 310.5148 | 357.6881 | 374.4081 |  | 7330.8874 | 7084.8671 | 6942.9521 | 6857.9846 | 6933 |  | 374.4081 | 374.4081 | 374.4081 | 218.9432 | 16.72 | 118.8569 | 0.012792 | 218.9432
AKC-02 | 2031-01-01 | 1 | 2031 | 2031 | Winter | 220.9535 | 267.0443 | 313.1351 | 360.6225 | 377.3426 |  | 7315.8796 | 7076.1421 | 6936.3514 | 6856.25 | 6933 |  | 377.3426 | 377.3426 | 377.3426 | 220.9535 | 16.72 | 118.8569 | 0.012792 | 220.9535
AKC-02 | 2031-02-01 | 2 | 2031 | 2031 | Winter | 219.6133 | 265.5008 | 311.3882 | 358.6662 | 375.3863 |  | 7325.8267 | 7081.9332 | 6940.7347 | 6857.3391 | 6933 |  | 375.3863 | 375.3863 | 375.3863 | 219.6133 | 16.72 | 118.8569 | 0.012792 | 219.6133
AKC-02 | 2031-03-01 | 3 | 2031 | 2031 | Winter | 212.242 | 257.0113 | 301.7806 | 347.9066 | 364.6266 |  | 7384.8808 | 7115.75 | 6966.0391 | 6867.7677 | 6933 |  | 364.6266 | 364.6266 | 364.6266 | 212.242 | 16.72 | 118.8569 | 0.012792 | 212.242
AKC-02 | 2031-04-01 | 4 | 2031 | 2031 | Spring | 200.7159 | 243.7369 | 286.7578 | 331.0824 | 347.8024 |  | 7572.649 | 7219.9752 | 7019.7496 | 6895.551 | 6969.5 |  | 347.8024 | 347.8024 | 347.8024 | 200.7159 | 16.72 | 118.8569 | 0.012792 | 200.7159
AKC-02 | 2031-05-01 | 5 | 2031 | 2031 | Spring | 195.6096 | 237.856 | 280.1023 | 323.6289 | 340.3489 |  | 7631.0178 | 7256.5833 | 7044.6556 | 6911.346 | 6969.5 |  | 340.3489 | 340.3489 | 340.3489 | 195.6096 | 16.72 | 118.8569 | 0.012792 | 195.6096
AKC-02 | 2031-06-01 | 6 | 2031 | 2031 | Summer | 186.1073 | 226.9123 | 267.7173 | 309.7588 | 326.4787 |  | 7807.0504 | 7350.5241 | 7129.3369 | 6999.9145 | 7006 |  | 326.4787 | 326.4787 | 326.4787 | 186.1073 | 16.72 | 118.8569 | 0.012792 | 186.1073
AKC-02 | 2031-07-01 | 7 | 2031 | 2031 | Summer | 185.4372 | 226.1405 | 266.8438 | 308.7806 | 325.5006 |  | 7818.2596 | 7356.1706 | 7132.9817 | 7001.5505 | 7006 |  | 325.5006 | 325.5006 | 325.5006 | 185.4372 | 16.72 | 118.8569 | 0.012792 | 185.4372
AKC-02 | 2031-08-01 | 8 | 2031 | 2031 | Summer | 185.4372 | 226.1405 | 266.8438 | 308.7806 | 325.5006 |  | 7818.2596 | 7356.1706 | 7132.9817 | 7001.5505 | 7006 |  | 325.5006 | 325.5006 | 325.5006 | 185.4372 | 16.72 | 118.8569 | 0.012792 | 185.4372
AKC-02 | 2031-09-01 | 9 | 2031 | 2031 | Summer | 188.7878 | 229.9994 | 271.2109 | 313.6714 | 330.3913 |  | 7763.7662 | 7328.6956 | 7115.0992 | 6994.3486 | 7006 |  | 330.3913 | 330.3913 | 330.3913 | 188.7878 | 16.72 | 118.8569 | 0.012792 | 188.7878
AKC-02 | 2031-10-01 | 10 | 2032 | 2031 | Fall | 200.7293 | 243.7523 | 286.7753 | 331.102 | 347.822 |  | 7572.5015 | 7219.8828 | 7019.6865 | 6895.5125 | 6969.5 |  | 347.822 | 347.822 | 347.822 | 200.7293 | 16.72 | 118.8569 | 0.012792 | 200.7293
AKC-02 | 2031-11-01 | 11 | 2032 | 2031 | Fall | 207.9398 | 252.0565 | 296.1733 | 341.6269 | 358.3469 |  | 7497.2121 | 7172.7762 | 6987.4373 | 6877.3633 | 6969.5 |  | 358.3469 | 358.3469 | 358.3469 | 207.9398 | 16.72 | 118.8569 | 0.012792 | 207.9398
AKC-02 | 2031-12-01 | 12 | 2032 | 2031 | Winter | 218.9432 | 264.729 | 310.5148 | 357.6881 | 374.4081 |  | 7330.8874 | 7084.8671 | 6942.9521 | 6857.9846 | 6933 |  | 374.4081 | 374.4081 | 374.4081 | 218.9432 | 16.72 | 118.8569 | 0.012792 | 218.9432
AKC-02 | 2032-01-01 | 1 | 2032 | 2032 | Winter | 220.9535 | 267.0443 | 313.1351 | 360.6225 | 377.3426 |  | 7315.8796 | 7076.1421 | 6936.3514 | 6856.25 | 6933 |  | 377.3426 | 377.3426 | 377.3426 | 220.9535 | 16.72 | 118.8569 | 0.012792 | 220.9535
AKC-02 | 2032-02-01 | 2 | 2032 | 2032 | Winter | 219.6133 | 265.5008 | 311.3882 | 358.6662 | 375.3863 |  | 7325.8267 | 7081.9332 | 6940.7347 | 6857.3391 | 6933 |  | 375.3863 | 375.3863 | 375.3863 | 219.6133 | 16.72 | 118.8569 | 0.012792 | 219.6133
AKC-02 | 2032-03-01 | 3 | 2032 | 2032 | Winter | 212.242 | 257.0113 | 301.7806 | 347.9066 | 364.6266 |  | 7384.8808 | 7115.75 | 6966.0391 | 6867.7677 | 6933 |  | 364.6266 | 364.6266 | 364.6266 | 212.242 | 16.72 | 118.8569 | 0.012792 | 212.242
AKC-02 | 2032-04-01 | 4 | 2032 | 2032 | Spring | 200.7159 | 243.7369 | 286.7578 | 331.0824 | 347.8024 |  | 7572.649 | 7219.9752 | 7019.7496 | 6895.551 | 6969.5 |  | 347.8024 | 347.8024 | 347.8024 | 200.7159 | 16.72 | 118.8569 | 0.012792 | 200.7159
AKC-02 | 2032-05-01 | 5 | 2032 | 2032 | Spring | 195.6096 | 237.856 | 280.1023 | 323.6289 | 340.3489 |  | 7631.0178 | 7256.5833 | 7044.6556 | 6911.346 | 6969.5 |  | 340.3489 | 340.3489 | 340.3489 | 195.6096 | 16.72 | 118.8569 | 0.012792 | 195.6096
AKC-02 | 2032-06-01 | 6 | 2032 | 2032 | Summer | 186.1073 | 226.9123 | 267.7173 | 309.7588 | 326.4787 |  | 7807.0504 | 7350.5241 | 7129.3369 | 6999.9145 | 7006 |  | 326.4787 | 326.4787 | 326.4787 | 186.1073 | 16.72 | 118.8569 | 0.012792 | 186.1073
AKC-02 | 2032-07-01 | 7 | 2032 | 2032 | Summer | 185.4372 | 226.1405 | 266.8438 | 308.7806 | 325.5006 |  | 7818.2596 | 7356.1706 | 7132.9817 | 7001.5505 | 7006 |  | 325.5006 | 325.5006 | 325.5006 | 185.4372 | 16.72 | 118.8569 | 0.012792 | 185.4372
AKC-02 | 2032-08-01 | 8 | 2032 | 2032 | Summer | 185.4372 | 226.1405 | 266.8438 | 308.7806 | 325.5006 |  | 7818.2596 | 7356.1706 | 7132.9817 | 7001.5505 | 7006 |  | 325.5006 | 325.5006 | 325.5006 | 185.4372 | 16.72 | 118.8569 | 0.012792 | 185.4372
AKC-02 | 2032-09-01 | 9 | 2032 | 2032 | Summer | 188.7878 | 229.9994 | 271.2109 | 313.6714 | 330.3913 |  | 7763.7662 | 7328.6956 | 7115.0992 | 6994.3486 | 7006 |  | 330.3913 | 330.3913 | 330.3913 | 188.7878 | 16.72 | 118.8569 | 0.012792 | 188.7878
AKC-02 | 2032-10-01 | 10 | 2033 | 2032 | Fall | 200.7293 | 243.7523 | 286.7753 | 331.102 | 347.822 |  | 7572.5015 | 7219.8828 | 7019.6865 | 6895.5125 | 6969.5 |  | 347.822 | 347.822 | 347.822 | 200.7293 | 16.72 | 118.8569 | 0.012792 | 200.7293
AKC-02 | 2032-11-01 | 11 | 2033 | 2032 | Fall | 207.9398 | 252.0565 | 296.1733 | 341.6269 | 358.3469 |  | 7497.2121 | 7172.7762 | 6987.4373 | 6877.3633 | 6969.5 |  | 358.3469 | 358.3469 | 358.3469 | 207.9398 | 16.72 | 118.8569 | 0.012792 | 207.9398
AKC-02 | 2032-12-01 | 12 | 2033 | 2032 | Winter | 218.9432 | 264.729 | 310.5148 | 357.6881 | 374.4081 |  | 7330.8874 | 7084.8671 | 6942.9521 | 6857.9846 | 6933 |  | 374.4081 | 374.4081 | 374.4081 | 218.9432 | 16.72 | 118.8569 | 0.012792 | 218.9432
AKC-02 | 2033-01-01 | 1 | 2033 | 2033 | Winter | 220.9535 | 267.0443 | 313.1351 | 360.6225 | 377.3426 |  | 7315.8796 | 7076.1421 | 6936.3514 | 6856.25 | 6933 |  | 377.3426 | 377.3426 | 377.3426 | 220.9535 | 16.72 | 118.8569 | 0.012792 | 220.9535
AKC-02 | 2033-02-01 | 2 | 2033 | 2033 | Winter | 219.6133 | 265.5008 | 311.3882 | 358.6662 | 375.3863 |  | 7325.8267 | 7081.9332 | 6940.7347 | 6857.3391 | 6933 |  | 375.3863 | 375.3863 | 375.3863 | 219.6133 | 16.72 | 118.8569 | 0.012792 | 219.6133
AKC-02 | 2033-03-01 | 3 | 2033 | 2033 | Winter | 212.242 | 257.0113 | 301.7806 | 347.9066 | 364.6266 |  | 7384.8808 | 7115.75 | 6966.0391 | 6867.7677 | 6933 |  | 364.6266 | 364.6266 | 364.6266 | 212.242 | 16.72 | 118.8569 | 0.012792 | 212.242
AKC-02 | 2033-04-01 | 4 | 2033 | 2033 | Spring | 200.7159 | 243.7369 | 286.7578 | 331.0824 | 347.8024 |  | 7572.649 | 7219.9752 | 7019.7496 | 6895.551 | 6969.5 |  | 347.8024 | 347.8024 | 347.8024 | 200.7159 | 16.72 | 118.8569 | 0.012792 | 200.7159
AKC-02 | 2033-05-01 | 5 | 2033 | 2033 | Spring | 195.6096 | 237.856 | 280.1023 | 323.6289 | 340.3489 |  | 7631.0178 | 7256.5833 | 7044.6556 | 6911.346 | 6969.5 |  | 340.3489 | 340.3489 | 340.3489 | 195.6096 | 16.72 | 118.8569 | 0.012792 | 195.6096
AKC-02 | 2033-06-01 | 6 | 2033 | 2033 | Summer | 186.1073 | 226.9123 | 267.7173 | 309.7588 | 326.4787 |  | 7807.0504 | 7350.5241 | 7129.3369 | 6999.9145 | 7006 |  | 326.4787 | 326.4787 | 326.4787 | 186.1073 | 16.72 | 118.8569 | 0.012792 | 186.1073
AKC-02 | 2033-07-01 | 7 | 2033 | 2033 | Summer | 185.4372 | 226.1405 | 266.8438 | 308.7806 | 325.5006 |  | 7818.2596 | 7356.1706 | 7132.9817 | 7001.5505 | 7006 |  | 325.5006 | 325.5006 | 325.5006 | 185.4372 | 16.72 | 118.8569 | 0.012792 | 185.4372
AKC-02 | 2033-08-01 | 8 | 2033 | 2033 | Summer | 185.4372 | 226.1405 | 266.8438 | 308.7806 | 325.5006 |  | 7818.2596 | 7356.1706 | 7132.9817 | 7001.5505 | 7006 |  | 325.5006 | 325.5006 | 325.5006 | 185.4372 | 16.72 | 118.8569 | 0.012792 | 185.4372
AKC-02 | 2033-09-01 | 9 | 2033 | 2033 | Summer | 188.7878 | 229.9994 | 271.2109 | 313.6714 | 330.3913 |  | 7763.7662 | 7328.6956 | 7115.0992 | 6994.3486 | 7006 |  | 330.3913 | 330.3913 | 330.3913 | 188.7878 | 16.72 | 118.8569 | 0.012792 | 188.7878
AKC-02 | 2033-10-01 | 10 | 2034 | 2033 | Fall | 200.7293 | 243.7523 | 286.7753 | 331.102 | 347.822 |  | 7572.5015 | 7219.8828 | 7019.6865 | 6895.5125 | 6969.5 |  | 347.822 | 347.822 | 347.822 | 200.7293 | 16.72 | 118.8569 | 0.012792 | 200.7293
AKC-02 | 2033-11-01 | 11 | 2034 | 2033 | Fall | 207.9398 | 252.0565 | 296.1733 | 341.6269 | 358.3469 |  | 7497.2121 | 7172.7762 | 6987.4373 | 6877.3633 | 6969.5 |  | 358.3469 | 358.3469 | 358.3469 | 207.9398 | 16.72 | 118.8569 | 0.012792 | 207.9398
AKC-02 | 2033-12-01 | 12 | 2034 | 2033 | Winter | 218.9432 | 264.729 | 310.5148 | 357.6881 | 374.4081 |  | 7330.8874 | 7084.8671 | 6942.9521 | 6857.9846 | 6933 |  | 374.4081 | 374.4081 | 374.4081 | 218.9432 | 16.72 | 118.8569 | 0.012792 | 218.9432
AKC-02 | 2034-01-01 | 1 | 2034 | 2034 | Winter | 220.9535 | 267.0443 | 313.1351 | 360.6225 | 377.3426 |  | 7315.8796 | 7076.1421 | 6936.3514 | 6856.25 | 6933 |  | 377.3426 | 377.3426 | 377.3426 | 220.9535 | 16.72 | 118.8569 | 0.012792 | 220.9535
AKC-02 | 2034-02-01 | 2 | 2034 | 2034 | Winter | 219.6133 | 265.5008 | 311.3882 | 358.6662 | 375.3863 |  | 7325.8267 | 7081.9332 | 6940.7347 | 6857.3391 | 6933 |  | 375.3863 | 375.3863 | 375.3863 | 219.6133 | 16.72 | 118.8569 | 0.012792 | 219.6133
AKC-02 | 2034-03-01 | 3 | 2034 | 2034 | Winter | 212.242 | 257.0113 | 301.7806 | 347.9066 | 364.6266 |  | 7384.8808 | 7115.75 | 6966.0391 | 6867.7677 | 6933 |  | 364.6266 | 364.6266 | 364.6266 | 212.242 | 16.72 | 118.8569 | 0.012792 | 212.242
AKC-02 | 2034-04-01 | 4 | 2034 | 2034 | Spring | 200.7159 | 243.7369 | 286.7578 | 331.0824 | 347.8024 |  | 7572.649 | 7219.9752 | 7019.7496 | 6895.551 | 6969.5 |  | 347.8024 | 347.8024 | 347.8024 | 200.7159 | 16.72 | 118.8569 | 0.012792 | 200.7159
AKC-02 | 2034-05-01 | 5 | 2034 | 2034 | Spring | 195.6096 | 237.856 | 280.1023 | 323.6289 | 340.3489 |  | 7631.0178 | 7256.5833 | 7044.6556 | 6911.346 | 6969.5 |  | 340.3489 | 340.3489 | 340.3489 | 195.6096 | 16.72 | 118.8569 | 0.012792 | 195.6096
AKC-02 | 2034-06-01 | 6 | 2034 | 2034 | Summer | 186.1073 | 226.9123 | 267.7173 | 309.7588 | 326.4787 |  | 7807.0504 | 7350.5241 | 7129.3369 | 6999.9145 | 7006 |  | 326.4787 | 326.4787 | 326.4787 | 186.1073 | 16.72 | 118.8569 | 0.012792 | 186.1073
AKC-02 | 2034-07-01 | 7 | 2034 | 2034 | Summer | 185.4372 | 226.1405 | 266.8438 | 308.7806 | 325.5006 |  | 7818.2596 | 7356.1706 | 7132.9817 | 7001.5505 | 7006 |  | 325.5006 | 325.5006 | 325.5006 | 185.4372 | 16.72 | 118.8569 | 0.012792 | 185.4372
AKC-02 | 2034-08-01 | 8 | 2034 | 2034 | Summer | 185.4372 | 226.1405 | 266.8438 | 308.7806 | 325.5006 |  | 7818.2596 | 7356.1706 | 7132.9817 | 7001.5505 | 7006 |  | 325.5006 | 325.5006 | 325.5006 | 185.4372 | 16.72 | 118.8569 | 0.012792 | 185.4372
AKC-02 | 2034-09-01 | 9 | 2034 | 2034 | Summer | 188.7878 | 229.9994 | 271.2109 | 313.6714 | 330.3913 |  | 7763.7662 | 7328.6956 | 7115.0992 | 6994.3486 | 7006 |  | 330.3913 | 330.3913 | 330.3913 | 188.7878 | 16.72 | 118.8569 | 0.012792 | 188.7878
AKC-02 | 2034-10-01 | 10 | 2035 | 2034 | Fall | 200.7293 | 243.7523 | 286.7753 | 331.102 | 347.822 |  | 7572.5015 | 7219.8828 | 7019.6865 | 6895.5125 | 6969.5 |  | 347.822 | 347.822 | 347.822 | 200.7293 | 16.72 | 118.8569 | 0.012792 | 200.7293
AKC-02 | 2034-11-01 | 11 | 2035 | 2034 | Fall | 207.9398 | 252.0565 | 296.1733 | 341.6269 | 358.3469 |  | 7497.2121 | 7172.7762 | 6987.4373 | 6877.3633 | 6969.5 |  | 358.3469 | 358.3469 | 358.3469 | 207.9398 | 16.72 | 118.8569 | 0.012792 | 207.9398
AKC-02 | 2034-12-01 | 12 | 2035 | 2034 | Winter | 218.9432 | 264.729 | 310.5148 | 357.6881 | 374.4081 |  | 7330.8874 | 7084.8671 | 6942.9521 | 6857.9846 | 6933 |  | 374.4081 | 374.4081 | 374.4081 | 218.9432 | 16.72 | 118.8569 | 0.012792 | 218.9432
AKC-02 | 2035-01-01 | 1 | 2035 | 2035 | Winter | 220.9535 | 267.0443 | 313.1351 | 360.6225 | 377.3426 |  | 7315.8796 | 7076.1421 | 6936.3514 | 6856.25 | 6933 |  | 377.3426 | 377.3426 | 377.3426 | 220.9535 | 16.72 | 118.8569 | 0.012792 | 220.9535
AKC-02 | 2035-02-01 | 2 | 2035 | 2035 | Winter | 219.6133 | 265.5008 | 311.3882 | 358.6662 | 375.3863 |  | 7325.8267 | 7081.9332 | 6940.7347 | 6857.3391 | 6933 |  | 375.3863 | 375.3863 | 375.3863 | 219.6133 | 16.72 | 118.8569 | 0.012792 | 219.6133
AKC-02 | 2035-03-01 | 3 | 2035 | 2035 | Winter | 212.242 | 257.0113 | 301.7806 | 347.9066 | 364.6266 |  | 7384.8808 | 7115.75 | 6966.0391 | 6867.7677 | 6933 |  | 364.6266 | 364.6266 | 364.6266 | 212.242 | 16.72 | 118.8569 | 0.012792 | 212.242
AKC-02 | 2035-04-01 | 4 | 2035 | 2035 | Spring | 200.7159 | 243.7369 | 286.7578 | 331.0824 | 347.8024 |  | 7572.649 | 7219.9752 | 7019.7496 | 6895.551 | 6969.5 |  | 347.8024 | 347.8024 | 347.8024 | 200.7159 | 16.72 | 118.8569 | 0.012792 | 200.7159
AKC-02 | 2035-05-01 | 5 | 2035 | 2035 | Spring | 195.6096 | 237.856 | 280.1023 | 323.6289 | 340.3489 |  | 7631.0178 | 7256.5833 | 7044.6556 | 6911.346 | 6969.5 |  | 340.3489 | 340.3489 | 340.3489 | 195.6096 | 16.72 | 118.8569 | 0.012792 | 195.6096
AKC-02 | 2035-06-01 | 6 | 2035 | 2035 | Summer | 186.1073 | 226.9123 | 267.7173 | 309.7588 | 326.4787 |  | 7807.0504 | 7350.5241 | 7129.3369 | 6999.9145 | 7006 |  | 326.4787 | 326.4787 | 326.4787 | 186.1073 | 16.72 | 118.8569 | 0.012792 | 186.1073
AKC-02 | 2035-07-01 | 7 | 2035 | 2035 | Summer | 185.4372 | 226.1405 | 266.8438 | 308.7806 | 325.5006 |  | 7818.2596 | 7356.1706 | 7132.9817 | 7001.5505 | 7006 |  | 325.5006 | 325.5006 | 325.5006 | 185.4372 | 16.72 | 118.8569 | 0.012792 | 185.4372
AKC-02 | 2035-08-01 | 8 | 2035 | 2035 | Summer | 185.4372 | 226.1405 | 266.8438 | 308.7806 | 325.5006 |  | 7818.2596 | 7356.1706 | 7132.9817 | 7001.5505 | 7006 |  | 325.5006 | 325.5006 | 325.5006 | 185.4372 | 16.72 | 118.8569 | 0.012792 | 185.4372
AKC-02 | 2035-09-01 | 9 | 2035 | 2035 | Summer | 188.7878 | 229.9994 | 271.2109 | 313.6714 | 330.3913 |  | 7763.7662 | 7328.6956 | 7115.0992 | 6994.3486 | 7006 |  | 330.3913 | 330.3913 | 330.3913 | 188.7878 | 16.72 | 118.8569 | 0.012792 | 188.7878
AKC-02 | 2035-10-01 | 10 | 2036 | 2035 | Fall | 200.7293 | 243.7523 | 286.7753 | 331.102 | 347.822 |  | 7572.5015 | 7219.8828 | 7019.6865 | 6895.5125 | 6969.5 |  | 347.822 | 347.822 | 347.822 | 200.7293 | 16.72 | 118.8569 | 0.012792 | 200.7293
AKC-02 | 2035-11-01 | 11 | 2036 | 2035 | Fall | 207.9398 | 252.0565 | 296.1733 | 341.6269 | 358.3469 |  | 7497.2121 | 7172.7762 | 6987.4373 | 6877.3633 | 6969.5 |  | 358.3469 | 358.3469 | 358.3469 | 207.9398 | 16.72 | 118.8569 | 0.012792 | 207.9398
AKC-02 | 2035-12-01 | 12 | 2036 | 2035 | Winter | 218.9432 | 264.729 | 310.5148 | 357.6881 | 374.4081 |  | 7330.8874 | 7084.8671 | 6942.9521 | 6857.9846 | 6933 |  | 374.4081 | 374.4081 | 374.4081 | 218.9432 | 16.72 | 118.8569 | 0.012792 | 218.9432
AKC-02 | 2036-01-01 | 1 | 2036 | 2036 | Winter | 220.9535 | 267.0443 | 313.1351 | 360.6225 | 377.3426 |  | 7315.8796 | 7076.1421 | 6936.3514 | 6856.25 | 6933 |  | 377.3426 | 377.3426 | 377.3426 | 220.9535 | 16.72 | 118.8569 | 0.012792 | 220.9535
AKC-02 | 2036-02-01 | 2 | 2036 | 2036 | Winter | 219.6133 | 265.5008 | 311.3882 | 358.6662 | 375.3863 |  | 7325.8267 | 7081.9332 | 6940.7347 | 6857.3391 | 6933 |  | 375.3863 | 375.3863 | 375.3863 | 219.6133 | 16.72 | 118.8569 | 0.012792 | 219.6133
AKC-02 | 2036-03-01 | 3 | 2036 | 2036 | Winter | 212.242 | 257.0113 | 301.7806 | 347.9066 | 364.6266 |  | 7384.8808 | 7115.75 | 6966.0391 | 6867.7677 | 6933 |  | 364.6266 | 364.6266 | 364.6266 | 212.242 | 16.72 | 118.8569 | 0.012792 | 212.242
AKC-02 | 2036-04-01 | 4 | 2036 | 2036 | Spring | 200.7159 | 243.7369 | 286.7578 | 331.0824 | 347.8024 |  | 7572.649 | 7219.9752 | 7019.7496 | 6895.551 | 6969.5 |  | 347.8024 | 347.8024 | 347.8024 | 200.7159 | 16.72 | 118.8569 | 0.012792 | 200.7159
AKC-02 | 2036-05-01 | 5 | 2036 | 2036 | Spring | 195.6096 | 237.856 | 280.1023 | 323.6289 | 340.3489 |  | 7631.0178 | 7256.5833 | 7044.6556 | 6911.346 | 6969.5 |  | 340.3489 | 340.3489 | 340.3489 | 195.6096 | 16.72 | 118.8569 | 0.012792 | 195.6096
AKC-02 | 2036-06-01 | 6 | 2036 | 2036 | Summer | 186.1073 | 226.9123 | 267.7173 | 309.7588 | 326.4787 |  | 7807.0504 | 7350.5241 | 7129.3369 | 6999.9145 | 7006 |  | 326.4787 | 326.4787 | 326.4787 | 186.1073 | 16.72 | 118.8569 | 0.012792 | 186.1073
AKC-02 | 2036-07-01 | 7 | 2036 | 2036 | Summer | 185.4372 | 226.1405 | 266.8438 | 308.7806 | 325.5006 |  | 7818.2596 | 7356.1706 | 7132.9817 | 7001.5505 | 7006 |  | 325.5006 | 325.5006 | 325.5006 | 185.4372 | 16.72 | 118.8569 | 0.012792 | 185.4372
AKC-02 | 2036-08-01 | 8 | 2036 | 2036 | Summer | 185.4372 | 226.1405 | 266.8438 | 308.7806 | 325.5006 |  | 7818.2596 | 7356.1706 | 7132.9817 | 7001.5505 | 7006 |  | 325.5006 | 325.5006 | 325.5006 | 185.4372 | 16.72 | 118.8569 | 0.012792 | 185.4372
AKC-02 | 2036-09-01 | 9 | 2036 | 2036 | Summer | 188.7878 | 229.9994 | 271.2109 | 313.6714 | 330.3913 |  | 7763.7662 | 7328.6956 | 7115.0992 | 6994.3486 | 7006 |  | 330.3913 | 330.3913 | 330.3913 | 188.7878 | 16.72 | 118.8569 | 0.012792 | 188.7878
AKC-02 | 2036-10-01 | 10 | 2037 | 2036 | Fall | 200.7293 | 243.7523 | 286.7753 | 331.102 | 347.822 |  | 7572.5015 | 7219.8828 | 7019.6865 | 6895.5125 | 6969.5 |  | 347.822 | 347.822 | 347.822 | 200.7293 | 16.72 | 118.8569 | 0.012792 | 200.7293
AKC-02 | 2036-11-01 | 11 | 2037 | 2036 | Fall | 207.9398 | 252.0565 | 296.1733 | 341.6269 | 358.3469 |  | 7497.2121 | 7172.7762 | 6987.4373 | 6877.3633 | 6969.5 |  | 358.3469 | 358.3469 | 358.3469 | 207.9398 | 16.72 | 118.8569 | 0.012792 | 207.9398
AKC-02 | 2036-12-01 | 12 | 2037 | 2036 | Winter | 218.9432 | 264.729 | 310.5148 | 357.6881 | 374.4081 |  | 7330.8874 | 7084.8671 | 6942.9521 | 6857.9846 | 6933 |  | 374.4081 | 374.4081 | 374.4081 | 218.9432 | 16.72 | 118.8569 | 0.012792 | 218.9432
AKC-02 | 2037-01-01 | 1 | 2037 | 2037 | Winter | 220.9535 | 267.0443 | 313.1351 | 360.6225 | 377.3426 |  | 7315.8796 | 7076.1421 | 6936.3514 | 6856.25 | 6933 |  | 377.3426 | 377.3426 | 377.3426 | 220.9535 | 16.72 | 118.8569 | 0.012792 | 220.9535
AKC-02 | 2037-02-01 | 2 | 2037 | 2037 | Winter | 219.6133 | 265.5008 | 311.3882 | 358.6662 | 375.3863 |  | 7325.8267 | 7081.9332 | 6940.7347 | 6857.3391 | 6933 |  | 375.3863 | 375.3863 | 375.3863 | 219.6133 | 16.72 | 118.8569 | 0.012792 | 219.6133
AKC-02 | 2037-03-01 | 3 | 2037 | 2037 | Winter | 212.242 | 257.0113 | 301.7806 | 347.9066 | 364.6266 |  | 7384.8808 | 7115.75 | 6966.0391 | 6867.7677 | 6933 |  | 364.6266 | 364.6266 | 364.6266 | 212.242 | 16.72 | 118.8569 | 0.012792 | 212.242
AKC-02 | 2037-04-01 | 4 | 2037 | 2037 | Spring | 200.7159 | 243.7369 | 286.7578 | 331.0824 | 347.8024 |  | 7572.649 | 7219.9752 | 7019.7496 | 6895.551 | 6969.5 |  | 347.8024 | 347.8024 | 347.8024 | 200.7159 | 16.72 | 118.8569 | 0.012792 | 200.7159
AKC-02 | 2037-05-01 | 5 | 2037 | 2037 | Spring | 195.6096 | 237.856 | 280.1023 | 323.6289 | 340.3489 |  | 7631.0178 | 7256.5833 | 7044.6556 | 6911.346 | 6969.5 |  | 340.3489 | 340.3489 | 340.3489 | 195.6096 | 16.72 | 118.8569 | 0.012792 | 195.6096
AKC-02 | 2037-06-01 | 6 | 2037 | 2037 | Summer | 186.1073 | 226.9123 | 267.7173 | 309.7588 | 326.4787 |  | 7807.0504 | 7350.5241 | 7129.3369 | 6999.9145 | 7006 |  | 326.4787 | 326.4787 | 326.4787 | 186.1073 | 16.72 | 118.8569 | 0.012792 | 186.1073
AKC-02 | 2037-07-01 | 7 | 2037 | 2037 | Summer | 185.4372 | 226.1405 | 266.8438 | 308.7806 | 325.5006 |  | 7818.2596 | 7356.1706 | 7132.9817 | 7001.5505 | 7006 |  | 325.5006 | 325.5006 | 325.5006 | 185.4372 | 16.72 | 118.8569 | 0.012792 | 185.4372
AKC-02 | 2037-08-01 | 8 | 2037 | 2037 | Summer | 185.4372 | 226.1405 | 266.8438 | 308.7806 | 325.5006 |  | 7818.2596 | 7356.1706 | 7132.9817 | 7001.5505 | 7006 |  | 325.5006 | 325.5006 | 325.5006 | 185.4372 | 16.72 | 118.8569 | 0.012792 | 185.4372
AKC-02 | 2037-09-01 | 9 | 2037 | 2037 | Summer | 188.7878 | 229.9994 | 271.2109 | 313.6714 | 330.3913 |  | 7763.7662 | 7328.6956 | 7115.0992 | 6994.3486 | 7006 |  | 330.3913 | 330.3913 | 330.3913 | 188.7878 | 16.72 | 118.8569 | 0.012792 | 188.7878
AKC-02 | 2037-10-01 | 10 | 2038 | 2037 | Fall | 200.7293 | 243.7523 | 286.7753 | 331.102 | 347.822 |  | 7572.5015 | 7219.8828 | 7019.6865 | 6895.5125 | 6969.5 |  | 347.822 | 347.822 | 347.822 | 200.7293 | 16.72 | 118.8569 | 0.012792 | 200.7293
AKC-02 | 2037-11-01 | 11 | 2038 | 2037 | Fall | 207.9398 | 252.0565 | 296.1733 | 341.6269 | 358.3469 |  | 7497.2121 | 7172.7762 | 6987.4373 | 6877.3633 | 6969.5 |  | 358.3469 | 358.3469 | 358.3469 | 207.9398 | 16.72 | 118.8569 | 0.012792 | 207.9398
AKC-02 | 2037-12-01 | 12 | 2038 | 2037 | Winter | 218.9432 | 264.729 | 310.5148 | 357.6881 | 374.4081 |  | 7330.8874 | 7084.8671 | 6942.9521 | 6857.9846 | 6933 |  | 374.4081 | 374.4081 | 374.4081 | 218.9432 | 16.72 | 118.8569 | 0.012792 | 218.9432
AKC-02 | 2038-01-01 | 1 | 2038 | 2038 | Winter | 220.9535 | 267.0443 | 313.1351 | 360.6225 | 377.3426 |  | 7315.8796 | 7076.1421 | 6936.3514 | 6856.25 | 6933 |  | 377.3426 | 377.3426 | 377.3426 | 220.9535 | 16.72 | 118.8569 | 0.012792 | 220.9535
AKC-02 | 2038-02-01 | 2 | 2038 | 2038 | Winter | 219.6133 | 265.5008 | 311.3882 | 358.6662 | 375.3863 |  | 7325.8267 | 7081.9332 | 6940.7347 | 6857.3391 | 6933 |  | 375.3863 | 375.3863 | 375.3863 | 219.6133 | 16.72 | 118.8569 | 0.012792 | 219.6133
AKC-02 | 2038-03-01 | 3 | 2038 | 2038 | Winter | 212.242 | 257.0113 | 301.7806 | 347.9066 | 364.6266 |  | 7384.8808 | 7115.75 | 6966.0391 | 6867.7677 | 6933 |  | 364.6266 | 364.6266 | 364.6266 | 212.242 | 16.72 | 118.8569 | 0.012792 | 212.242
AKC-02 | 2038-04-01 | 4 | 2038 | 2038 | Spring | 200.7159 | 243.7369 | 286.7578 | 331.0824 | 347.8024 |  | 7572.649 | 7219.9752 | 7019.7496 | 6895.551 | 6969.5 |  | 347.8024 | 347.8024 | 347.8024 | 200.7159 | 16.72 | 118.8569 | 0.012792 | 200.7159
AKC-02 | 2038-05-01 | 5 | 2038 | 2038 | Spring | 195.6096 | 237.856 | 280.1023 | 323.6289 | 340.3489 |  | 7631.0178 | 7256.5833 | 7044.6556 | 6911.346 | 6969.5 |  | 340.3489 | 340.3489 | 340.3489 | 195.6096 | 16.72 | 118.8569 | 0.012792 | 195.6096
AKC-02 | 2038-06-01 | 6 | 2038 | 2038 | Summer | 186.1073 | 226.9123 | 267.7173 | 309.7588 | 326.4787 |  | 7807.0504 | 7350.5241 | 7129.3369 | 6999.9145 | 7006 |  | 326.4787 | 326.4787 | 326.4787 | 186.1073 | 16.72 | 118.8569 | 0.012792 | 186.1073
AKC-02 | 2038-07-01 | 7 | 2038 | 2038 | Summer | 185.4372 | 226.1405 | 266.8438 | 308.7806 | 325.5006 |  | 7818.2596 | 7356.1706 | 7132.9817 | 7001.5505 | 7006 |  | 325.5006 | 325.5006 | 325.5006 | 185.4372 | 16.72 | 118.8569 | 0.012792 | 185.4372
AKC-02 | 2038-08-01 | 8 | 2038 | 2038 | Summer | 185.4372 | 226.1405 | 266.8438 | 308.7806 | 325.5006 |  | 7818.2596 | 7356.1706 | 7132.9817 | 7001.5505 | 7006 |  | 325.5006 | 325.5006 | 325.5006 | 185.4372 | 16.72 | 118.8569 | 0.012792 | 185.4372
AKC-02 | 2038-09-01 | 9 | 2038 | 2038 | Summer | 188.7878 | 229.9994 | 271.2109 | 313.6714 | 330.3913 |  | 7763.7662 | 7328.6956 | 7115.0992 | 6994.3486 | 7006 |  | 330.3913 | 330.3913 | 330.3913 | 188.7878 | 16.72 | 118.8569 | 0.012792 | 188.7878
AKC-02 | 2038-10-01 | 10 | 2039 | 2038 | Fall | 200.7293 | 243.7523 | 286.7753 | 331.102 | 347.822 |  | 7572.5015 | 7219.8828 | 7019.6865 | 6895.5125 | 6969.5 |  | 347.822 | 347.822 | 347.822 | 200.7293 | 16.72 | 118.8569 | 0.012792 | 200.7293
AKC-02 | 2038-11-01 | 11 | 2039 | 2038 | Fall | 207.9398 | 252.0565 | 296.1733 | 341.6269 | 358.3469 |  | 7497.2121 | 7172.7762 | 6987.4373 | 6877.3633 | 6969.5 |  | 358.3469 | 358.3469 | 358.3469 | 207.9398 | 16.72 | 118.8569 | 0.012792 | 207.9398
AKC-02 | 2038-12-01 | 12 | 2039 | 2038 | Winter | 218.9432 | 264.729 | 310.5148 | 357.6881 | 374.4081 |  | 7330.8874 | 7084.8671 | 6942.9521 | 6857.9846 | 6933 |  | 374.4081 | 374.4081 | 374.4081 | 218.9432 | 16.72 | 118.8569 | 0.012792 | 218.9432
AKC-02 | 2039-01-01 | 1 | 2039 | 2039 | Winter | 220.9535 | 267.0443 | 313.1351 | 360.6225 | 377.3426 |  | 7315.8796 | 7076.1421 | 6936.3514 | 6856.25 | 6933 |  | 377.3426 | 377.3426 | 377.3426 | 220.9535 | 16.72 | 118.8569 | 0.012792 | 220.9535
AKC-02 | 2039-02-01 | 2 | 2039 | 2039 | Winter | 219.6133 | 265.5008 | 311.3882 | 358.6662 | 375.3863 |  | 7325.8267 | 7081.9332 | 6940.7347 | 6857.3391 | 6933 |  | 375.3863 | 375.3863 | 375.3863 | 219.6133 | 16.72 | 118.8569 | 0.012792 | 219.6133
AKC-02 | 2039-03-01 | 3 | 2039 | 2039 | Winter | 212.242 | 257.0113 | 301.7806 | 347.9066 | 364.6266 |  | 7384.8808 | 7115.75 | 6966.0391 | 6867.7677 | 6933 |  | 364.6266 | 364.6266 | 364.6266 | 212.242 | 16.72 | 118.8569 | 0.012792 | 212.242
AKC-02 | 2039-04-01 | 4 | 2039 | 2039 | Spring | 200.7159 | 243.7369 | 286.7578 | 331.0824 | 347.8024 |  | 7572.649 | 7219.9752 | 7019.7496 | 6895.551 | 6969.5 |  | 347.8024 | 347.8024 | 347.8024 | 200.7159 | 16.72 | 118.8569 | 0.012792 | 200.7159
AKC-02 | 2039-05-01 | 5 | 2039 | 2039 | Spring | 195.6096 | 237.856 | 280.1023 | 323.6289 | 340.3489 |  | 7631.0178 | 7256.5833 | 7044.6556 | 6911.346 | 6969.5 |  | 340.3489 | 340.3489 | 340.3489 | 195.6096 | 16.72 | 118.8569 | 0.012792 | 195.6096
AKC-02 | 2039-06-01 | 6 | 2039 | 2039 | Summer | 186.1073 | 226.9123 | 267.7173 | 309.7588 | 326.4787 |  | 7807.0504 | 7350.5241 | 7129.3369 | 6999.9145 | 7006 |  | 326.4787 | 326.4787 | 326.4787 | 186.1073 | 16.72 | 118.8569 | 0.012792 | 186.1073
AKC-02 | 2039-07-01 | 7 | 2039 | 2039 | Summer | 185.4372 | 226.1405 | 266.8438 | 308.7806 | 325.5006 |  | 7818.2596 | 7356.1706 | 7132.9817 | 7001.5505 | 7006 |  | 325.5006 | 325.5006 | 325.5006 | 185.4372 | 16.72 | 118.8569 | 0.012792 | 185.4372
AKC-02 | 2039-08-01 | 8 | 2039 | 2039 | Summer | 185.4372 | 226.1405 | 266.8438 | 308.7806 | 325.5006 |  | 7818.2596 | 7356.1706 | 7132.9817 | 7001.5505 | 7006 |  | 325.5006 | 325.5006 | 325.5006 | 185.4372 | 16.72 | 118.8569 | 0.012792 | 185.4372
AKC-02 | 2039-09-01 | 9 | 2039 | 2039 | Summer | 188.7878 | 229.9994 | 271.2109 | 313.6714 | 330.3913 |  | 7763.7662 | 7328.6956 | 7115.0992 | 6994.3486 | 7006 |  | 330.3913 | 330.3913 | 330.3913 | 188.7878 | 16.72 | 118.8569 | 0.012792 | 188.7878
AKC-02 | 2039-10-01 | 10 | 2040 | 2039 | Fall | 200.7293 | 243.7523 | 286.7753 | 331.102 | 347.822 |  | 7572.5015 | 7219.8828 | 7019.6865 | 6895.5125 | 6969.5 |  | 347.822 | 347.822 | 347.822 | 200.7293 | 16.72 | 118.8569 | 0.012792 | 200.7293
AKC-02 | 2039-11-01 | 11 | 2040 | 2039 | Fall | 207.9398 | 252.0565 | 296.1733 | 341.6269 | 358.3469 |  | 7497.2121 | 7172.7762 | 6987.4373 | 6877.3633 | 6969.5 |  | 358.3469 | 358.3469 | 358.3469 | 207.9398 | 16.72 | 118.8569 | 0.012792 | 207.9398
AKC-02 | 2039-12-01 | 12 | 2040 | 2039 | Winter | 218.9432 | 264.729 | 310.5148 | 357.6881 | 374.4081 |  | 7330.8874 | 7084.8671 | 6942.9521 | 6857.9846 | 6933 |  | 374.4081 | 374.4081 | 374.4081 | 218.9432 | 16.72 | 118.8569 | 0.012792 | 218.9432
AKC-02 | 2040-01-01 | 1 | 2040 | 2040 | Winter | 220.9535 | 267.0443 | 313.1351 | 360.6225 | 377.3426 |  | 7315.8796 | 7076.1421 | 6936.3514 | 6856.25 | 6933 |  | 377.3426 | 377.3426 | 377.3426 | 220.9535 | 16.72 | 118.8569 | 0.012792 | 220.9535
AKC-02 | 2040-02-01 | 2 | 2040 | 2040 | Winter | 219.6133 | 265.5008 | 311.3882 | 358.6662 | 375.3863 |  | 7325.8267 | 7081.9332 | 6940.7347 | 6857.3391 | 6933 |  | 375.3863 | 375.3863 | 375.3863 | 219.6133 | 16.72 | 118.8569 | 0.012792 | 219.6133
AKC-02 | 2040-03-01 | 3 | 2040 | 2040 | Winter | 212.242 | 257.0113 | 301.7806 | 347.9066 | 364.6266 |  | 7384.8808 | 7115.75 | 6966.0391 | 6867.7677 | 6933 |  | 364.6266 | 364.6266 | 364.6266 | 212.242 | 16.72 | 118.8569 | 0.012792 | 212.242
AKC-02 | 2040-04-01 | 4 | 2040 | 2040 | Spring | 200.7159 | 243.7369 | 286.7578 | 331.0824 | 347.8024 |  | 7572.649 | 7219.9752 | 7019.7496 | 6895.551 | 6969.5 |  | 347.8024 | 347.8024 | 347.8024 | 200.7159 | 16.72 | 118.8569 | 0.012792 | 200.7159
AKC-02 | 2040-05-01 | 5 | 2040 | 2040 | Spring | 195.6096 | 237.856 | 280.1023 | 323.6289 | 340.3489 |  | 7631.0178 | 7256.5833 | 7044.6556 | 6911.346 | 6969.5 |  | 340.3489 | 340.3489 | 340.3489 | 195.6096 | 16.72 | 118.8569 | 0.012792 | 195.6096
AKC-02 | 2040-06-01 | 6 | 2040 | 2040 | Summer | 186.1073 | 226.9123 | 267.7173 | 309.7588 | 326.4787 |  | 7807.0504 | 7350.5241 | 7129.3369 | 6999.9145 | 7006 |  | 326.4787 | 326.4787 | 326.4787 | 186.1073 | 16.72 | 118.8569 | 0.012792 | 186.1073
AKC-02 | 2040-07-01 | 7 | 2040 | 2040 | Summer | 185.4372 | 226.1405 | 266.8438 | 308.7806 | 325.5006 |  | 7818.2596 | 7356.1706 | 7132.9817 | 7001.5505 | 7006 |  | 325.5006 | 325.5006 | 325.5006 | 185.4372 | 16.72 | 118.8569 | 0.012792 | 185.4372
AKC-02 | 2040-08-01 | 8 | 2040 | 2040 | Summer | 185.4372 | 226.1405 | 266.8438 | 308.7806 | 325.5006 |  | 7818.2596 | 7356.1706 | 7132.9817 | 7001.5505 | 7006 |  | 325.5006 | 325.5006 | 325.5006 | 185.4372 | 16.72 | 118.8569 | 0.012792 | 185.4372
AKC-02 | 2040-09-01 | 9 | 2040 | 2040 | Summer | 188.7878 | 229.9994 | 271.2109 | 313.6714 | 330.3913 |  | 7763.7662 | 7328.6956 | 7115.0992 | 6994.3486 | 7006 |  | 330.3913 | 330.3913 | 330.3913 | 188.7878 | 16.72 | 118.8569 | 0.012792 | 188.7878
AKC-02 | 2040-10-01 | 10 | 2041 | 2040 | Fall | 200.7293 | 243.7523 | 286.7753 | 331.102 | 347.822 |  | 7572.5015 | 7219.8828 | 7019.6865 | 6895.5125 | 6969.5 |  | 347.822 | 347.822 | 347.822 | 200.7293 | 16.72 | 118.8569 | 0.012792 | 200.7293
AKC-02 | 2040-11-01 | 11 | 2041 | 2040 | Fall | 207.9398 | 252.0565 | 296.1733 | 341.6269 | 358.3469 |  | 7497.2121 | 7172.7762 | 6987.4373 | 6877.3633 | 6969.5 |  | 358.3469 | 358.3469 | 358.3469 | 207.9398 | 16.72 | 118.8569 | 0.012792 | 207.9398
AKC-02 | 2040-12-01 | 12 | 2041 | 2040 | Winter | 218.9432 | 264.729 | 310.5148 | 357.6881 | 374.4081 |  | 7330.8874 | 7084.8671 | 6942.9521 | 6857.9846 | 6933 |  | 374.4081 | 374.4081 | 374.4081 | 218.9432 | 16.72 | 118.8569 | 0.012792 | 218.9432
AKC-02 | 2041-01-01 | 1 | 2041 | 2041 | Winter | 220.9535 | 267.0443 | 313.1351 | 360.6225 | 377.3426 |  | 7315.8796 | 7076.1421 | 6936.3514 | 6856.25 | 6933 |  | 377.3426 | 377.3426 | 377.3426 | 220.9535 | 16.72 | 118.8569 | 0.012792 | 220.9535
AKC-02 | 2041-02-01 | 2 | 2041 | 2041 | Winter | 219.6133 | 265.5008 | 311.3882 | 358.6662 | 375.3863 |  | 7325.8267 | 7081.9332 | 6940.7347 | 6857.3391 | 6933 |  | 375.3863 | 375.3863 | 375.3863 | 219.6133 | 16.72 | 118.8569 | 0.012792 | 219.6133
AKC-02 | 2041-03-01 | 3 | 2041 | 2041 | Winter | 212.242 | 257.0113 | 301.7806 | 347.9066 | 364.6266 |  | 7384.8808 | 7115.75 | 6966.0391 | 6867.7677 | 6933 |  | 364.6266 | 364.6266 | 364.6266 | 212.242 | 16.72 | 118.8569 | 0.012792 | 212.242
AKC-02 | 2041-04-01 | 4 | 2041 | 2041 | Spring | 200.7159 | 243.7369 | 286.7578 | 331.0824 | 347.8024 |  | 7572.649 | 7219.9752 | 7019.7496 | 6895.551 | 6969.5 |  | 347.8024 | 347.8024 | 347.8024 | 200.7159 | 16.72 | 118.8569 | 0.012792 | 200.7159
AKC-02 | 2041-05-01 | 5 | 2041 | 2041 | Spring | 195.6096 | 237.856 | 280.1023 | 323.6289 | 340.3489 |  | 7631.0178 | 7256.5833 | 7044.6556 | 6911.346 | 6969.5 |  | 340.3489 | 340.3489 | 340.3489 | 195.6096 | 16.72 | 118.8569 | 0.012792 | 195.6096
AKC-02 | 2041-06-01 | 6 | 2041 | 2041 | Summer | 186.1073 | 226.9123 | 267.7173 | 309.7588 | 326.4787 |  | 7807.0504 | 7350.5241 | 7129.3369 | 6999.9145 | 7006 |  | 326.4787 | 326.4787 | 326.4787 | 186.1073 | 16.72 | 118.8569 | 0.012792 | 186.1073
AKC-02 | 2041-07-01 | 7 | 2041 | 2041 | Summer | 185.4372 | 226.1405 | 266.8438 | 308.7806 | 325.5006 |  | 7818.2596 | 7356.1706 | 7132.9817 | 7001.5505 | 7006 |  | 325.5006 | 325.5006 | 325.5006 | 185.4372 | 16.72 | 118.8569 | 0.012792 | 185.4372
AKC-02 | 2041-08-01 | 8 | 2041 | 2041 | Summer | 185.4372 | 226.1405 | 266.8438 | 308.7806 | 325.5006 |  | 7818.2596 | 7356.1706 | 7132.9817 | 7001.5505 | 7006 |  | 325.5006 | 325.5006 | 325.5006 | 185.4372 | 16.72 | 118.8569 | 0.012792 | 185.4372
AKC-02 | 2041-09-01 | 9 | 2041 | 2041 | Summer | 188.7878 | 229.9994 | 271.2109 | 313.6714 | 330.3913 |  | 7763.7662 | 7328.6956 | 7115.0992 | 6994.3486 | 7006 |  | 330.3913 | 330.3913 | 330.3913 | 188.7878 | 16.72 | 118.8569 | 0.012792 | 188.7878
AKC-02 | 2041-10-01 | 10 | 2042 | 2041 | Fall | 200.7293 | 243.7523 | 286.7753 | 331.102 | 347.822 |  | 7572.5015 | 7219.8828 | 7019.6865 | 6895.5125 | 6969.5 |  | 347.822 | 347.822 | 347.822 | 200.7293 | 16.72 | 118.8569 | 0.012792 | 200.7293
AKC-02 | 2041-11-01 | 11 | 2042 | 2041 | Fall | 207.9398 | 252.0565 | 296.1733 | 341.6269 | 358.3469 |  | 7497.2121 | 7172.7762 | 6987.4373 | 6877.3633 | 6969.5 |  | 358.3469 | 358.3469 | 358.3469 | 207.9398 | 16.72 | 118.8569 | 0.012792 | 207.9398
AKC-02 | 2041-12-01 | 12 | 2042 | 2041 | Winter | 218.9432 | 264.729 | 310.5148 | 357.6881 | 374.4081 |  | 7330.8874 | 7084.8671 | 6942.9521 | 6857.9846 | 6933 |  | 374.4081 | 374.4081 | 374.4081 | 218.9432 | 16.72 | 118.8569 | 0.012792 | 218.9432
AKC-02 | 2042-01-01 | 1 | 2042 | 2042 | Winter | 220.9535 | 267.0443 | 313.1351 | 360.6225 | 377.3426 |  | 7315.8796 | 7076.1421 | 6936.3514 | 6856.25 | 6933 |  | 377.3426 | 377.3426 | 377.3426 | 220.9535 | 16.72 | 118.8569 | 0.012792 | 220.9535
AKC-02 | 2042-02-01 | 2 | 2042 | 2042 | Winter | 219.6133 | 265.5008 | 311.3882 | 358.6662 | 375.3863 |  | 7325.8267 | 7081.9332 | 6940.7347 | 6857.3391 | 6933 |  | 375.3863 | 375.3863 | 375.3863 | 219.6133 | 16.72 | 118.8569 | 0.012792 | 219.6133
AKC-02 | 2042-03-01 | 3 | 2042 | 2042 | Winter | 212.242 | 257.0113 | 301.7806 | 347.9066 | 364.6266 |  | 7384.8808 | 7115.75 | 6966.0391 | 6867.7677 | 6933 |  | 364.6266 | 364.6266 | 364.6266 | 212.242 | 16.72 | 118.8569 | 0.012792 | 212.242
AKC-02 | 2042-04-01 | 4 | 2042 | 2042 | Spring | 200.7159 | 243.7369 | 286.7578 | 331.0824 | 347.8024 |  | 7572.649 | 7219.9752 | 7019.7496 | 6895.551 | 6969.5 |  | 347.8024 | 347.8024 | 347.8024 | 200.7159 | 16.72 | 118.8569 | 0.012792 | 200.7159
AKC-02 | 2042-05-01 | 5 | 2042 | 2042 | Spring | 195.6096 | 237.856 | 280.1023 | 323.6289 | 340.3489 |  | 7631.0178 | 7256.5833 | 7044.6556 | 6911.346 | 6969.5 |  | 340.3489 | 340.3489 | 340.3489 | 195.6096 | 16.72 | 118.8569 | 0.012792 | 195.6096
AKC-02 | 2042-06-01 | 6 | 2042 | 2042 | Summer | 186.1073 | 226.9123 | 267.7173 | 309.7588 | 326.4787 |  | 7807.0504 | 7350.5241 | 7129.3369 | 6999.9145 | 7006 |  | 326.4787 | 326.4787 | 326.4787 | 186.1073 | 16.72 | 118.8569 | 0.012792 | 186.1073
AKC-02 | 2042-07-01 | 7 | 2042 | 2042 | Summer | 185.4372 | 226.1405 | 266.8438 | 308.7806 | 325.5006 |  | 7818.2596 | 7356.1706 | 7132.9817 | 7001.5505 | 7006 |  | 325.5006 | 325.5006 | 325.5006 | 185.4372 | 16.72 | 118.8569 | 0.012792 | 185.4372
AKC-02 | 2042-08-01 | 8 | 2042 | 2042 | Summer | 185.4372 | 226.1405 | 266.8438 | 308.7806 | 325.5006 |  | 7818.2596 | 7356.1706 | 7132.9817 | 7001.5505 | 7006 |  | 325.5006 | 325.5006 | 325.5006 | 185.4372 | 16.72 | 118.8569 | 0.012792 | 185.4372
AKC-02 | 2042-09-01 | 9 | 2042 | 2042 | Summer | 188.7878 | 229.9994 | 271.2109 | 313.6714 | 330.3913 |  | 7763.7662 | 7328.6956 | 7115.0992 | 6994.3486 | 7006 |  | 330.3913 | 330.3913 | 330.3913 | 188.7878 | 16.72 | 118.8569 | 0.012792 | 188.7878
AKC-02 | 2042-10-01 | 10 | 2043 | 2042 | Fall | 200.7293 | 243.7523 | 286.7753 | 331.102 | 347.822 |  | 7572.5015 | 7219.8828 | 7019.6865 | 6895.5125 | 6969.5 |  | 347.822 | 347.822 | 347.822 | 200.7293 | 16.72 | 118.8569 | 0.012792 | 200.7293
AKC-02 | 2042-11-01 | 11 | 2043 | 2042 | Fall | 207.9398 | 252.0565 | 296.1733 | 341.6269 | 358.3469 |  | 7497.2121 | 7172.7762 | 6987.4373 | 6877.3633 | 6969.5 |  | 358.3469 | 358.3469 | 358.3469 | 207.9398 | 16.72 | 118.8569 | 0.012792 | 207.9398
AKC-02 | 2042-12-01 | 12 | 2043 | 2042 | Winter | 218.9432 | 264.729 | 310.5148 | 357.6881 | 374.4081 |  | 7330.8874 | 7084.8671 | 6942.9521 | 6857.9846 | 6933 |  | 374.4081 | 374.4081 | 374.4081 | 218.9432 | 16.72 | 118.8569 | 0.012792 | 218.9432
AKC-02 | 2043-01-01 | 1 | 2043 | 2043 | Winter | 220.9535 | 267.0443 | 313.1351 | 360.6225 | 377.3426 |  | 7315.8796 | 7076.1421 | 6936.3514 | 6856.25 | 6933 |  | 377.3426 | 377.3426 | 377.3426 | 220.9535 | 16.72 | 118.8569 | 0.012792 | 220.9535
AKC-02 | 2043-02-01 | 2 | 2043 | 2043 | Winter | 219.6133 | 265.5008 | 311.3882 | 358.6662 | 375.3863 |  | 7325.8267 | 7081.9332 | 6940.7347 | 6857.3391 | 6933 |  | 375.3863 | 375.3863 | 375.3863 | 219.6133 | 16.72 | 118.8569 | 0.012792 | 219.6133
AKC-02 | 2043-03-01 | 3 | 2043 | 2043 | Winter | 212.242 | 257.0113 | 301.7806 | 347.9066 | 364.6266 |  | 7384.8808 | 7115.75 | 6966.0391 | 6867.7677 | 6933 |  | 364.6266 | 364.6266 | 364.6266 | 212.242 | 16.72 | 118.8569 | 0.012792 | 212.242
AKC-02 | 2043-04-01 | 4 | 2043 | 2043 | Spring | 200.7159 | 243.7369 | 286.7578 | 331.0824 | 347.8024 |  | 7572.649 | 7219.9752 | 7019.7496 | 6895.551 | 6969.5 |  | 347.8024 | 347.8024 | 347.8024 | 200.7159 | 16.72 | 118.8569 | 0.012792 | 200.7159
AKC-02 | 2043-05-01 | 5 | 2043 | 2043 | Spring | 195.6096 | 237.856 | 280.1023 | 323.6289 | 340.3489 |  | 7631.0178 | 7256.5833 | 7044.6556 | 6911.346 | 6969.5 |  | 340.3489 | 340.3489 | 340.3489 | 195.6096 | 16.72 | 118.8569 | 0.012792 | 195.6096
AKC-02 | 2043-06-01 | 6 | 2043 | 2043 | Summer | 186.1073 | 226.9123 | 267.7173 | 309.7588 | 326.4787 |  | 7807.0504 | 7350.5241 | 7129.3369 | 6999.9145 | 7006 |  | 326.4787 | 326.4787 | 326.4787 | 186.1073 | 16.72 | 118.8569 | 0.012792 | 186.1073
AKC-02 | 2043-07-01 | 7 | 2043 | 2043 | Summer | 185.4372 | 226.1405 | 266.8438 | 308.7806 | 325.5006 |  | 7818.2596 | 7356.1706 | 7132.9817 | 7001.5505 | 7006 |  | 325.5006 | 325.5006 | 325.5006 | 185.4372 | 16.72 | 118.8569 | 0.012792 | 185.4372
AKC-02 | 2043-08-01 | 8 | 2043 | 2043 | Summer | 185.4372 | 226.1405 | 266.8438 | 308.7806 | 325.5006 |  | 7818.2596 | 7356.1706 | 7132.9817 | 7001.5505 | 7006 |  | 325.5006 | 325.5006 | 325.5006 | 185.4372 | 16.72 | 118.8569 | 0.012792 | 185.4372
AKC-02 | 2043-09-01 | 9 | 2043 | 2043 | Summer | 188.7878 | 229.9994 | 271.2109 | 313.6714 | 330.3913 |  | 7763.7662 | 7328.6956 | 7115.0992 | 6994.3486 | 7006 |  | 330.3913 | 330.3913 | 330.3913 | 188.7878 | 16.72 | 118.8569 | 0.012792 | 188.7878
AKC-02 | 2043-10-01 | 10 | 2044 | 2043 | Fall | 200.7293 | 243.7523 | 286.7753 | 331.102 | 347.822 |  | 7572.5015 | 7219.8828 | 7019.6865 | 6895.5125 | 6969.5 |  | 347.822 | 347.822 | 347.822 | 200.7293 | 16.72 | 118.8569 | 0.012792 | 200.7293
AKC-02 | 2043-11-01 | 11 | 2044 | 2043 | Fall | 207.9398 | 252.0565 | 296.1733 | 341.6269 | 358.3469 |  | 7497.2121 | 7172.7762 | 6987.4373 | 6877.3633 | 6969.5 |  | 358.3469 | 358.3469 | 358.3469 | 207.9398 | 16.72 | 118.8569 | 0.012792 | 207.9398
AKC-02 | 2043-12-01 | 12 | 2044 | 2043 | Winter | 218.9432 | 264.729 | 310.5148 | 357.6881 | 374.4081 |  | 7330.8874 | 7084.8671 | 6942.9521 | 6857.9846 | 6933 |  | 374.4081 | 374.4081 | 374.4081 | 218.9432 | 16.72 | 118.8569 | 0.012792 | 218.9432
AKC-02 | 2044-01-01 | 1 | 2044 | 2044 | Winter | 220.9535 | 267.0443 | 313.1351 | 360.6225 | 377.3426 |  | 7315.8796 | 7076.1421 | 6936.3514 | 6856.25 | 6933 |  | 377.3426 | 377.3426 | 377.3426 | 220.9535 | 16.72 | 118.8569 | 0.012792 | 220.9535
AKC-02 | 2044-02-01 | 2 | 2044 | 2044 | Winter | 219.6133 | 265.5008 | 311.3882 | 358.6662 | 375.3863 |  | 7325.8267 | 7081.9332 | 6940.7347 | 6857.3391 | 6933 |  | 375.3863 | 375.3863 | 375.3863 | 219.6133 | 16.72 | 118.8569 | 0.012792 | 219.6133
AKC-02 | 2044-03-01 | 3 | 2044 | 2044 | Winter | 212.242 | 257.0113 | 301.7806 | 347.9066 | 364.6266 |  | 7384.8808 | 7115.75 | 6966.0391 | 6867.7677 | 6933 |  | 364.6266 | 364.6266 | 364.6266 | 212.242 | 16.72 | 118.8569 | 0.012792 | 212.242
AKC-02 | 2044-04-01 | 4 | 2044 | 2044 | Spring | 200.7159 | 243.7369 | 286.7578 | 331.0824 | 347.8024 |  | 7572.649 | 7219.9752 | 7019.7496 | 6895.551 | 6969.5 |  | 347.8024 | 347.8024 | 347.8024 | 200.7159 | 16.72 | 118.8569 | 0.012792 | 200.7159
AKC-02 | 2044-05-01 | 5 | 2044 | 2044 | Spring | 195.6096 | 237.856 | 280.1023 | 323.6289 | 340.3489 |  | 7631.0178 | 7256.5833 | 7044.6556 | 6911.346 | 6969.5 |  | 340.3489 | 340.3489 | 340.3489 | 195.6096 | 16.72 | 118.8569 | 0.012792 | 195.6096
AKC-02 | 2044-06-01 | 6 | 2044 | 2044 | Summer | 186.1073 | 226.9123 | 267.7173 | 309.7588 | 326.4787 |  | 7807.0504 | 7350.5241 | 7129.3369 | 6999.9145 | 7006 |  | 326.4787 | 326.4787 | 326.4787 | 186.1073 | 16.72 | 118.8569 | 0.012792 | 186.1073
AKC-02 | 2044-07-01 | 7 | 2044 | 2044 | Summer | 185.4372 | 226.1405 | 266.8438 | 308.7806 | 325.5006 |  | 7818.2596 | 7356.1706 | 7132.9817 | 7001.5505 | 7006 |  | 325.5006 | 325.5006 | 325.5006 | 185.4372 | 16.72 | 118.8569 | 0.012792 | 185.4372
AKC-02 | 2044-08-01 | 8 | 2044 | 2044 | Summer | 185.4372 | 226.1405 | 266.8438 | 308.7806 | 325.5006 |  | 7818.2596 | 7356.1706 | 7132.9817 | 7001.5505 | 7006 |  | 325.5006 | 325.5006 | 325.5006 | 185.4372 | 16.72 | 118.8569 | 0.012792 | 185.4372
AKC-02 | 2044-09-01 | 9 | 2044 | 2044 | Summer | 188.7878 | 229.9994 | 271.2109 | 313.6714 | 330.3913 |  | 7763.7662 | 7328.6956 | 7115.0992 | 6994.3486 | 7006 |  | 330.3913 | 330.3913 | 330.3913 | 188.7878 | 16.72 | 118.8569 | 0.012792 | 188.7878
AKC-02 | 2044-10-01 | 10 | 2045 | 2044 | Fall | 200.7293 | 243.7523 | 286.7753 | 331.102 | 347.822 |  | 7572.5015 | 7219.8828 | 7019.6865 | 6895.5125 | 6969.5 |  | 347.822 | 347.822 | 347.822 | 200.7293 | 16.72 | 118.8569 | 0.012792 | 200.7293
AKC-02 | 2044-11-01 | 11 | 2045 | 2044 | Fall | 207.9398 | 252.0565 | 296.1733 | 341.6269 | 358.3469 |  | 7497.2121 | 7172.7762 | 6987.4373 | 6877.3633 | 6969.5 |  | 358.3469 | 358.3469 | 358.3469 | 207.9398 | 16.72 | 118.8569 | 0.012792 | 207.9398
AKC-02 | 2044-12-01 | 12 | 2045 | 2044 | Winter | 218.9432 | 264.729 | 310.5148 | 357.6881 | 374.4081 |  | 7330.8874 | 7084.8671 | 6942.9521 | 6857.9846 | 6933 |  | 374.4081 | 374.4081 | 374.4081 | 218.9432 | 16.72 | 118.8569 | 0.012792 | 218.9432
AKC-02 | 2045-01-01 | 1 | 2045 | 2045 | Winter | 220.9535 | 267.0443 | 313.1351 | 360.6225 | 377.3426 |  | 7315.8796 | 7076.1421 | 6936.3514 | 6856.25 | 6933 |  | 377.3426 | 377.3426 | 377.3426 | 220.9535 | 16.72 | 118.8569 | 0.012792 | 220.9535
AKC-02 | 2045-02-01 | 2 | 2045 | 2045 | Winter | 219.6133 | 265.5008 | 311.3882 | 358.6662 | 375.3863 |  | 7325.8267 | 7081.9332 | 6940.7347 | 6857.3391 | 6933 |  | 375.3863 | 375.3863 | 375.3863 | 219.6133 | 16.72 | 118.8569 | 0.012792 | 219.6133
AKC-02 | 2045-03-01 | 3 | 2045 | 2045 | Winter | 212.242 | 257.0113 | 301.7806 | 347.9066 | 364.6266 |  | 7384.8808 | 7115.75 | 6966.0391 | 6867.7677 | 6933 |  | 364.6266 | 364.6266 | 364.6266 | 212.242 | 16.72 | 118.8569 | 0.012792 | 212.242
AKC-02 | 2045-04-01 | 4 | 2045 | 2045 | Spring | 200.7159 | 243.7369 | 286.7578 | 331.0824 | 347.8024 |  | 7572.649 | 7219.9752 | 7019.7496 | 6895.551 | 6969.5 |  | 347.8024 | 347.8024 | 347.8024 | 200.7159 | 16.72 | 118.8569 | 0.012792 | 200.7159
AKC-02 | 2045-05-01 | 5 | 2045 | 2045 | Spring | 195.6096 | 237.856 | 280.1023 | 323.6289 | 340.3489 |  | 7631.0178 | 7256.5833 | 7044.6556 | 6911.346 | 6969.5 |  | 340.3489 | 340.3489 | 340.3489 | 195.6096 | 16.72 | 118.8569 | 0.012792 | 195.6096
AKC-02 | 2045-06-01 | 6 | 2045 | 2045 | Summer | 186.1073 | 226.9123 | 267.7173 | 309.7588 | 326.4787 |  | 7807.0504 | 7350.5241 | 7129.3369 | 6999.9145 | 7006 |  | 326.4787 | 326.4787 | 326.4787 | 186.1073 | 16.72 | 118.8569 | 0.012792 | 186.1073
AKC-02 | 2045-07-01 | 7 | 2045 | 2045 | Summer | 185.4372 | 226.1405 | 266.8438 | 308.7806 | 325.5006 |  | 7818.2596 | 7356.1706 | 7132.9817 | 7001.5505 | 7006 |  | 325.5006 | 325.5006 | 325.5006 | 185.4372 | 16.72 | 118.8569 | 0.012792 | 185.4372
AKC-02 | 2045-08-01 | 8 | 2045 | 2045 | Summer | 185.4372 | 226.1405 | 266.8438 | 308.7806 | 325.5006 |  | 7818.2596 | 7356.1706 | 7132.9817 | 7001.5505 | 7006 |  | 325.5006 | 325.5006 | 325.5006 | 185.4372 | 16.72 | 118.8569 | 0.012792 | 185.4372
AKC-02 | 2045-09-01 | 9 | 2045 | 2045 | Summer | 188.7878 | 229.9994 | 271.2109 | 313.6714 | 330.3913 |  | 7763.7662 | 7328.6956 | 7115.0992 | 6994.3486 | 7006 |  | 330.3913 | 330.3913 | 330.3913 | 188.7878 | 16.72 | 118.8569 | 0.012792 | 188.7878
AKC-02 | 2045-10-01 | 10 | 2046 | 2045 | Fall | 200.7293 | 243.7523 | 286.7753 | 331.102 | 347.822 |  | 7572.5015 | 7219.8828 | 7019.6865 | 6895.5125 | 6969.5 |  | 347.822 | 347.822 | 347.822 | 200.7293 | 16.72 | 118.8569 | 0.012792 | 200.7293
AKC-02 | 2045-11-01 | 11 | 2046 | 2045 | Fall | 207.9398 | 252.0565 | 296.1733 | 341.6269 | 358.3469 |  | 7497.2121 | 7172.7762 | 6987.4373 | 6877.3633 | 6969.5 |  | 358.3469 | 358.3469 | 358.3469 | 207.9398 | 16.72 | 118.8569 | 0.012792 | 207.9398
AKC-02 | 2045-12-01 | 12 | 2046 | 2045 | Winter | 218.9432 | 264.729 | 310.5148 | 357.6881 | 374.4081 |  | 7330.8874 | 7084.8671 | 6942.9521 | 6857.9846 | 6933 |  | 374.4081 | 374.4081 | 374.4081 | 218.9432 | 16.72 | 118.8569 | 0.012792 | 218.9432
AKC-02 | 2046-01-01 | 1 | 2046 | 2046 | Winter | 220.9535 | 267.0443 | 313.1351 | 360.6225 | 377.3426 |  | 7315.8796 | 7076.1421 | 6936.3514 | 6856.25 | 6933 |  | 377.3426 | 377.3426 | 377.3426 | 220.9535 | 16.72 | 118.8569 | 0.012792 | 220.9535
AKC-02 | 2046-02-01 | 2 | 2046 | 2046 | Winter | 219.6133 | 265.5008 | 311.3882 | 358.6662 | 375.3863 |  | 7325.8267 | 7081.9332 | 6940.7347 | 6857.3391 | 6933 |  | 375.3863 | 375.3863 | 375.3863 | 219.6133 | 16.72 | 118.8569 | 0.012792 | 219.6133
AKC-02 | 2046-03-01 | 3 | 2046 | 2046 | Winter | 212.242 | 257.0113 | 301.7806 | 347.9066 | 364.6266 |  | 7384.8808 | 7115.75 | 6966.0391 | 6867.7677 | 6933 |  | 364.6266 | 364.6266 | 364.6266 | 212.242 | 16.72 | 118.8569 | 0.012792 | 212.242
AKC-02 | 2046-04-01 | 4 | 2046 | 2046 | Spring | 200.7159 | 243.7369 | 286.7578 | 331.0824 | 347.8024 |  | 7572.649 | 7219.9752 | 7019.7496 | 6895.551 | 6969.5 |  | 347.8024 | 347.8024 | 347.8024 | 200.7159 | 16.72 | 118.8569 | 0.012792 | 200.7159
AKC-02 | 2046-05-01 | 5 | 2046 | 2046 | Spring | 195.6096 | 237.856 | 280.1023 | 323.6289 | 340.3489 |  | 7631.0178 | 7256.5833 | 7044.6556 | 6911.346 | 6969.5 |  | 340.3489 | 340.3489 | 340.3489 | 195.6096 | 16.72 | 118.8569 | 0.012792 | 195.6096
AKC-02 | 2046-06-01 | 6 | 2046 | 2046 | Summer | 186.1073 | 226.9123 | 267.7173 | 309.7588 | 326.4787 |  | 7807.0504 | 7350.5241 | 7129.3369 | 6999.9145 | 7006 |  | 326.4787 | 326.4787 | 326.4787 | 186.1073 | 16.72 | 118.8569 | 0.012792 | 186.1073
AKC-02 | 2046-07-01 | 7 | 2046 | 2046 | Summer | 185.4372 | 226.1405 | 266.8438 | 308.7806 | 325.5006 |  | 7818.2596 | 7356.1706 | 7132.9817 | 7001.5505 | 7006 |  | 325.5006 | 325.5006 | 325.5006 | 185.4372 | 16.72 | 118.8569 | 0.012792 | 185.4372
AKC-02 | 2046-08-01 | 8 | 2046 | 2046 | Summer | 185.4372 | 226.1405 | 266.8438 | 308.7806 | 325.5006 |  | 7818.2596 | 7356.1706 | 7132.9817 | 7001.5505 | 7006 |  | 325.5006 | 325.5006 | 325.5006 | 185.4372 | 16.72 | 118.8569 | 0.012792 | 185.4372
AKC-02 | 2046-09-01 | 9 | 2046 | 2046 | Summer | 188.7878 | 229.9994 | 271.2109 | 313.6714 | 330.3913 |  | 7763.7662 | 7328.6956 | 7115.0992 | 6994.3486 | 7006 |  | 330.3913 | 330.3913 | 330.3913 | 188.7878 | 16.72 | 118.8569 | 0.012792 | 188.7878
CAC-01 | 2016-10-01 | 10 | 2017 | 2016 | Fall | 205 | 217.8929 | 230.7858 | 244.0694 | 261.4189 |  | 7322.2247 | 7206.8506 | 7154.9875 | 7126.4963 | 7232 |  | 261.4189 | 261.4189 | 261.4189 | 205 | 17.3494 | 118.8577 | 0.010431 | 205
CAC-01 | 2016-11-01 | 11 | 2017 | 2016 | Fall | 205 | 219.511 | 234.0221 | 248.9728 | 268.6406 |  | 7322.2247 | 7197.917 | 7146.7246 | 7118.6426 | 7232 |  | 268.6406 | 268.6406 | 268.6406 | 205 | 19.6677 | 118.8577 | 0.010431 | 205
CAC-01 | 2016-12-01 | 12 | 2017 | 2016 | Winter | 205 | 221.9803 | 238.9607 | 256.4555 | 279.6611 |  | 7307.539 | 7189.4695 | 7131.194 | 7100.7848 | 7248 |  | 279.6611 | 279.6611 | 279.6611 | 205 | 23.2055 | 118.8577 | 0.010431 | 205
CAC-01 | 2017-01-01 | 1 | 2017 | 2017 | Winter | 205 | 222.4315 | 239.863 | 257.8227 | 281.6746 |  | 7307.539 | 7187.3295 | 7129.0817 | 7099.1778 | 7248 |  | 281.6746 | 281.6746 | 281.6746 | 205 | 23.8519 | 118.8577 | 0.010431 | 205
CAC-01 | 2017-02-01 | 2 | 2017 | 2017 | Winter | 205 | 222.1307 | 239.2614 | 256.9113 | 280.3323 |  | 7307.539 | 7188.7517 | 7130.4816 | 7100.2382 | 7248 |  | 280.3323 | 280.3323 | 280.3323 | 205 | 23.421 | 118.8577 | 0.010431 | 205
CAC-01 | 2017-03-01 | 3 | 2017 | 2017 | Winter | 205 | 220.4765 | 235.953 | 251.8985 | 272.9495 |  | 7307.539 | 7196.9038 | 7138.8014 | 7106.862 | 7248 |  | 272.9495 | 272.9495 | 272.9495 | 205 | 21.051 | 118.8577 | 0.010431 | 205
CAC-01 | 2017-04-01 | 4 | 2017 | 2017 | Spring | 205 | 217.8899 | 230.7798 | 244.0603 | 261.4054 |  | 7322.2247 | 7206.8681 | 7155.004 | 7126.5121 | 7232 |  | 261.4054 | 261.4054 | 261.4054 | 205 | 17.3451 | 118.8577 | 0.010431 | 205
CAC-01 | 2017-05-01 | 5 | 2017 | 2017 | Spring | 205 | 216.744 | 228.488 | 240.5878 | 256.2912 |  | 7322.2247 | 7213.7748 | 7161.6718 | 7132.8111 | 7232 |  | 256.2912 | 256.2912 | 256.2912 | 205 | 15.7033 | 118.8577 | 0.010431 | 205
CAC-01 | 2017-06-01 | 6 | 2017 | 2017 | Summer | 205 | 214.6115 | 224.2231 | 234.1259 | 246.7741 |  | 7345.9642 | 7235.1747 | 7179.6098 | 7149.4237 | 7244 |  | 246.7741 | 246.7741 | 246.7741 | 205 | 12.6482 | 118.8577 | 0.010431 | 205
CAC-01 | 2017-07-01 | 7 | 2017 | 2017 | Summer | 205 | 214.4612 | 223.9223 | 233.6702 | 246.1029 |  | 7345.9642 | 7236.3739 | 7180.8662 | 7150.3717 | 7244 |  | 246.1029 | 246.1029 | 246.1029 | 205 | 12.4327 | 118.8577 | 0.010431 | 205
CAC-01 | 2017-08-01 | 8 | 2017 | 2017 | Summer | 205 | 214.4612 | 223.9223 | 233.6702 | 246.1029 |  | 7345.9642 | 7236.3739 | 7180.8662 | 7150.3717 | 7244 |  | 246.1029 | 246.1029 | 246.1029 | 205 | 12.4327 | 118.8577 | 0.010431 | 205
CAC-01 | 2017-09-01 | 9 | 2017 | 2017 | Summer | 205 | 215.2131 | 225.4262 | 235.9487 | 249.4587 |  | 7345.9642 | 7230.5063 | 7174.8134 | 7146.0872 | 7244 |  | 249.4587 | 249.4587 | 249.4587 | 205 | 13.51 | 118.8577 | 0.010431 | 205
CAC-01 | 2017-10-01 | 10 | 2018 | 2017 | Fall | 205 | 217.8929 | 230.7858 | 244.0694 | 261.4189 |  | 7322.2247 | 7206.8506 | 7154.9875 | 7126.4963 | 7232 |  | 261.4189 | 261.4189 | 261.4189 | 205 | 17.3494 | 118.8577 | 0.010431 | 205
CAC-01 | 2017-11-01 | 11 | 2018 | 2017 | Fall | 205 | 219.511 | 234.0221 | 248.9728 | 268.6406 |  | 7322.2247 | 7197.917 | 7146.7246 | 7118.6426 | 7232 |  | 268.6406 | 268.6406 | 268.6406 | 205 | 19.6677 | 118.8577 | 0.010431 | 205
CAC-01 | 2017-12-01 | 12 | 2018 | 2017 | Winter | 205 | 221.9803 | 238.9607 | 256.4555 | 279.6611 |  | 7307.539 | 7189.4695 | 7131.194 | 7100.7848 | 7248 |  | 279.6611 | 279.6611 | 279.6611 | 205 | 23.2055 | 118.8577 | 0.010431 | 205
CAC-01 | 2018-01-01 | 1 | 2018 | 2018 | Winter | 205 | 222.4315 | 239.863 | 257.8227 | 281.6746 |  | 7307.539 | 7187.3295 | 7129.0817 | 7099.1778 | 7248 |  | 281.6746 | 281.6746 | 281.6746 | 205 | 23.8519 | 118.8577 | 0.010431 | 205
CAC-01 | 2018-02-01 | 2 | 2018 | 2018 | Winter | 205 | 222.1307 | 239.2614 | 256.9113 | 280.3323 |  | 7307.539 | 7188.7517 | 7130.4816 | 7100.2382 | 7248 |  | 280.3323 | 280.3323 | 280.3323 | 205 | 23.421 | 118.8577 | 0.010431 | 205
CAC-01 | 2018-03-01 | 3 | 2018 | 2018 | Winter | 205 | 220.4765 | 235.953 | 251.8985 | 272.9495 |  | 7307.539 | 7196.9038 | 7138.8014 | 7106.862 | 7248 |  | 272.9495 | 272.9495 | 272.9495 | 205 | 21.051 | 118.8577 | 0.010431 | 205
CAC-01 | 2018-04-01 | 4 | 2018 | 2018 | Spring | 205 | 217.8899 | 230.7798 | 244.0603 | 261.4054 |  | 7322.2247 | 7206.8681 | 7155.004 | 7126.5121 | 7232 |  | 261.4054 | 261.4054 | 261.4054 | 205 | 17.3451 | 118.8577 | 0.010431 | 205
CAC-01 | 2018-05-01 | 5 | 2018 | 2018 | Spring | 205 | 220.947 | 236.8941 | 253.3244 | 274.0635 |  | 7376.8804 | 7263.5697 | 7174.3014 | 7103.5478 | 7222.1736 |  | 274.0635 | 274.0635 | 274.0635 | 205 | 20.7391 | 118.8577 | 0.010431 | 205
CAC-01 | 2018-06-01 | 6 | 2018 | 2018 | Summer | 205 | 217.5633 | 230.1265 | 243.0705 | 262.6371 |  | 7389.2351 | 7293.0266 | 7214.3667 | 7149.1885 | 7289.0299 |  | 262.6371 | 262.6371 | 262.6371 | 205 | 19.5666 | 118.8577 | 0.010431 | 205
CAC-01 | 2018-07-01 | 7 | 2018 | 2018 | Summer | 205 | 217.3246 | 229.6492 | 242.3473 | 261.8313 |  | 7389.2351 | 7294.6802 | 7217.0679 | 7152.4248 | 7289.0299 |  | 261.8313 | 261.8313 | 261.8313 | 205 | 19.4839 | 118.8577 | 0.010431 | 205
CAC-01 | 2018-08-01 | 8 | 2018 | 2018 | Summer | 205 | 217.3246 | 229.6492 | 242.3473 | 261.8313 |  | 7389.2351 | 7294.6802 | 7217.0679 | 7152.4248 | 7289.0299 |  | 261.8313 | 261.8313 | 261.8313 | 205 | 19.4839 | 118.8577 | 0.010431 | 205
CAC-01 | 2018-09-01 | 9 | 2018 | 2018 | Summer | 205 | 218.5178 | 232.0356 | 245.963 | 265.8603 |  | 7389.2351 | 7286.4745 | 7203.778 | 7136.7214 | 7289.0299 |  | 265.8603 | 265.8603 | 265.8603 | 205 | 19.8974 | 118.8577 | 0.010431 | 205
CAC-01 | 2018-10-01 | 10 | 2019 | 2018 | Fall | 205 | 222.7702 | 240.5404 | 258.849 | 280.2199 |  | 7376.8804 | 7252.2503 | 7156.8017 | 7084.4864 | 7222.1736 |  | 280.2199 | 280.2199 | 280.2199 | 205 | 21.3708 | 118.8577 | 0.010431 | 205
CAC-01 | 2018-11-01 | 11 | 2019 | 2018 | Fall | 205 | 225.3378 | 245.6757 | 266.6298 | 288.8904 |  | 7376.8804 | 7236.8191 | 7133.8977 | 7061.9415 | 7222.1736 |  | 288.8904 | 288.8904 | 288.8904 | 205 | 22.2605 | 118.8577 | 0.010431 | 205
CAC-01 | 2018-12-01 | 12 | 2019 | 2018 | Winter | 205 | 229.2562 | 253.5123 | 278.5035 | 302.1218 |  | 7352.1192 | 7214.2192 | 7123.6277 | 7067.7097 | 7215.1632 |  | 302.1218 | 302.1218 | 302.1218 | 205 | 23.6183 | 118.8577 | 0.010431 | 205
CAC-01 | 2019-01-01 | 1 | 2019 | 2019 | Winter | 205 | 229.9721 | 254.9441 | 280.6729 | 304.5392 |  | 7352.1192 | 7210.9665 | 7119.4242 | 7064.7192 | 7215.1632 |  | 304.5392 | 304.5392 | 304.5392 | 205 | 23.8663 | 118.8577 | 0.010431 | 205
CAC-01 | 2019-02-01 | 2 | 2019 | 2019 | Winter | 205 | 229.4948 | 253.9896 | 279.2267 | 302.9276 |  | 7352.1192 | 7213.1305 | 7122.2133 | 7066.6764 | 7215.1632 |  | 302.9276 | 302.9276 | 302.9276 | 205 | 23.701 | 118.8577 | 0.010431 | 205
CAC-01 | 2019-03-01 | 3 | 2019 | 2019 | Winter | 205 | 226.8699 | 248.7397 | 271.2723 | 294.0637 |  | 7352.1192 | 7225.3531 | 7138.5076 | 7079.962 | 7215.1632 |  | 294.0637 | 294.0637 | 294.0637 | 205 | 22.7914 | 118.8577 | 0.010431 | 205
CAC-01 | 2019-04-01 | 4 | 2019 | 2019 | Spring | 205 | 222.7654 | 240.5308 | 258.8346 | 280.2037 |  | 7376.8804 | 7252.2795 | 7156.8462 | 7084.5331 | 7222.1736 |  | 280.2037 | 280.2037 | 280.2037 | 205 | 21.3692 | 118.8577 | 0.010431 | 205
CAC-01 | 2019-05-01 | 5 | 2019 | 2019 | Spring | 205 | 220.947 | 236.8941 | 253.3244 | 274.0635 |  | 7376.8804 | 7263.5697 | 7174.3014 | 7103.5478 | 7222.1736 |  | 274.0635 | 274.0635 | 274.0635 | 205 | 20.7391 | 118.8577 | 0.010431 | 205
CAC-01 | 2019-06-01 | 6 | 2019 | 2019 | Summer | 205 | 217.5633 | 230.1265 | 243.0705 | 262.6371 |  | 7389.2351 | 7293.0266 | 7214.3667 | 7149.1885 | 7289.0299 |  | 262.6371 | 262.6371 | 262.6371 | 205 | 19.5666 | 118.8577 | 0.010431 | 205
CAC-01 | 2019-07-01 | 7 | 2019 | 2019 | Summer | 205 | 217.3246 | 229.6492 | 242.3473 | 261.8313 |  | 7389.2351 | 7294.6802 | 7217.0679 | 7152.4248 | 7289.0299 |  | 261.8313 | 261.8313 | 261.8313 | 205 | 19.4839 | 118.8577 | 0.010431 | 205
CAC-01 | 2019-08-01 | 8 | 2019 | 2019 | Summer | 205 | 217.3246 | 229.6492 | 242.3473 | 261.8313 |  | 7389.2351 | 7294.6802 | 7217.0679 | 7152.4248 | 7289.0299 |  | 261.8313 | 261.8313 | 261.8313 | 205 | 19.4839 | 118.8577 | 0.010431 | 205
CAC-01 | 2019-09-01 | 9 | 2019 | 2019 | Summer | 205 | 218.5178 | 232.0356 | 245.963 | 265.8603 |  | 7389.2351 | 7286.4745 | 7203.778 | 7136.7214 | 7289.0299 |  | 265.8603 | 265.8603 | 265.8603 | 205 | 19.8974 | 118.8577 | 0.010431 | 205
CAC-01 | 2019-10-01 | 10 | 2020 | 2019 | Fall | 205 | 222.7702 | 240.5404 | 258.849 | 280.2199 |  | 7376.8804 | 7252.2503 | 7156.8017 | 7084.4864 | 7222.1736 |  | 280.2199 | 280.2199 | 280.2199 | 205 | 21.3708 | 118.8577 | 0.010431 | 205
CAC-01 | 2019-11-01 | 11 | 2020 | 2019 | Fall | 205 | 225.3378 | 245.6757 | 266.6298 | 288.8904 |  | 7376.8804 | 7236.8191 | 7133.8977 | 7061.9415 | 7222.1736 |  | 288.8904 | 288.8904 | 288.8904 | 205 | 22.2605 | 118.8577 | 0.010431 | 205
CAC-01 | 2019-12-01 | 12 | 2020 | 2019 | Winter | 205 | 229.2562 | 253.5123 | 278.5035 | 302.1218 |  | 7352.1192 | 7214.2192 | 7123.6277 | 7067.7097 | 7215.1632 |  | 302.1218 | 302.1218 | 302.1218 | 205 | 23.6183 | 118.8577 | 0.010431 | 205
CAC-01 | 2020-01-01 | 1 | 2020 | 2020 | Winter | 205 | 229.9721 | 254.9441 | 280.6729 | 304.5392 |  | 7352.1192 | 7210.9665 | 7119.4242 | 7064.7192 | 7215.1632 |  | 304.5392 | 304.5392 | 304.5392 | 205 | 23.8663 | 118.8577 | 0.010431 | 205
CAC-01 | 2020-02-01 | 2 | 2020 | 2020 | Winter | 205 | 229.4948 | 253.9896 | 279.2267 | 302.9276 |  | 7352.1192 | 7213.1305 | 7122.2133 | 7066.6764 | 7215.1632 |  | 302.9276 | 302.9276 | 302.9276 | 205 | 23.701 | 118.8577 | 0.010431 | 205
CAC-01 | 2020-03-01 | 3 | 2020 | 2020 | Winter | 205 | 226.8699 | 248.7397 | 271.2723 | 294.0637 |  | 7352.1192 | 7225.3531 | 7138.5076 | 7079.962 | 7215.1632 |  | 294.0637 | 294.0637 | 294.0637 | 205 | 22.7914 | 118.8577 | 0.010431 | 205
CAC-01 | 2020-04-01 | 4 | 2020 | 2020 | Spring | 205 | 222.7654 | 240.5308 | 258.8346 | 280.2037 |  | 7376.8804 | 7252.2795 | 7156.8462 | 7084.5331 | 7222.1736 |  | 280.2037 | 280.2037 | 280.2037 | 205 | 21.3692 | 118.8577 | 0.010431 | 205
CAC-01 | 2020-05-01 | 5 | 2020 | 2020 | Spring | 205 | 220.947 | 236.8941 | 253.3244 | 274.0635 |  | 7376.8804 | 7263.5697 | 7174.3014 | 7103.5478 | 7222.1736 |  | 274.0635 | 274.0635 | 274.0635 | 205 | 20.7391 | 118.8577 | 0.010431 | 205
CAC-01 | 2020-06-01 | 6 | 2020 | 2020 | Summer | 205 | 217.5633 | 230.1265 | 243.0705 | 262.6371 |  | 7389.2351 | 7293.0266 | 7214.3667 | 7149.1885 | 7289.0299 |  | 262.6371 | 262.6371 | 262.6371 | 205 | 19.5666 | 118.8577 | 0.010431 | 205
CAC-01 | 2020-07-01 | 7 | 2020 | 2020 | Summer | 205 | 217.3246 | 229.6492 | 242.3473 | 261.8313 |  | 7389.2351 | 7294.6802 | 7217.0679 | 7152.4248 | 7289.0299 |  | 261.8313 | 261.8313 | 261.8313 | 205 | 19.4839 | 118.8577 | 0.010431 | 205
CAC-01 | 2020-08-01 | 8 | 2020 | 2020 | Summer | 205 | 217.3246 | 229.6492 | 242.3473 | 261.8313 |  | 7389.2351 | 7294.6802 | 7217.0679 | 7152.4248 | 7289.0299 |  | 261.8313 | 261.8313 | 261.8313 | 205 | 19.4839 | 118.8577 | 0.010431 | 205
CAC-01 | 2020-09-01 | 9 | 2020 | 2020 | Summer | 205 | 218.5178 | 232.0356 | 245.963 | 265.8603 |  | 7389.2351 | 7286.4745 | 7203.778 | 7136.7214 | 7289.0299 |  | 265.8603 | 265.8603 | 265.8603 | 205 | 19.8974 | 118.8577 | 0.010431 | 205
CAC-01 | 2020-10-01 | 10 | 2021 | 2020 | Fall | 205 | 222.7702 | 240.5404 | 258.849 | 280.2199 |  | 7376.8804 | 7252.2503 | 7156.8017 | 7084.4864 | 7222.1736 |  | 280.2199 | 280.2199 | 280.2199 | 205 | 21.3708 | 118.8577 | 0.010431 | 205
CAC-01 | 2020-11-01 | 11 | 2021 | 2020 | Fall | 205 | 225.3378 | 245.6757 | 266.6298 | 288.8904 |  | 7376.8804 | 7236.8191 | 7133.8977 | 7061.9415 | 7222.1736 |  | 288.8904 | 288.8904 | 288.8904 | 205 | 22.2605 | 118.8577 | 0.010431 | 205
CAC-01 | 2020-12-01 | 12 | 2021 | 2020 | Winter | 205 | 229.2562 | 253.5123 | 278.5035 | 302.1218 |  | 7352.1192 | 7214.2192 | 7123.6277 | 7067.7097 | 7215.1632 |  | 302.1218 | 302.1218 | 302.1218 | 205 | 23.6183 | 118.8577 | 0.010431 | 205
CAC-01 | 2021-01-01 | 1 | 2021 | 2021 | Winter | 205 | 229.9721 | 254.9441 | 280.6729 | 304.5392 |  | 7352.1192 | 7210.9665 | 7119.4242 | 7064.7192 | 7215.1632 |  | 304.5392 | 304.5392 | 304.5392 | 205 | 23.8663 | 118.8577 | 0.010431 | 205
CAC-01 | 2021-02-01 | 2 | 2021 | 2021 | Winter | 205 | 229.4948 | 253.9896 | 279.2267 | 302.9276 |  | 7352.1192 | 7213.1305 | 7122.2133 | 7066.6764 | 7215.1632 |  | 302.9276 | 302.9276 | 302.9276 | 205 | 23.701 | 118.8577 | 0.010431 | 205
CAC-01 | 2021-03-01 | 3 | 2021 | 2021 | Winter | 205 | 226.8699 | 248.7397 | 271.2723 | 294.0637 |  | 7352.1192 | 7225.3531 | 7138.5076 | 7079.962 | 7215.1632 |  | 294.0637 | 294.0637 | 294.0637 | 205 | 22.7914 | 118.8577 | 0.010431 | 205
CAC-01 | 2021-04-01 | 4 | 2021 | 2021 | Spring | 205 | 222.7654 | 240.5308 | 258.8346 | 280.2037 |  | 7376.8804 | 7252.2795 | 7156.8462 | 7084.5331 | 7222.1736 |  | 280.2037 | 280.2037 | 280.2037 | 205 | 21.3692 | 118.8577 | 0.010431 | 205
CAC-01 | 2021-05-01 | 5 | 2021 | 2021 | Spring | 205 | 220.947 | 236.8941 | 253.3244 | 274.0635 |  | 7376.8804 | 7263.5697 | 7174.3014 | 7103.5478 | 7222.1736 |  | 274.0635 | 274.0635 | 274.0635 | 205 | 20.7391 | 118.8577 | 0.010431 | 205
CAC-01 | 2021-06-01 | 6 | 2021 | 2021 | Summer | 205 | 217.5633 | 230.1265 | 243.0705 | 262.6371 |  | 7389.2351 | 7293.0266 | 7214.3667 | 7149.1885 | 7289.0299 |  | 262.6371 | 262.6371 | 262.6371 | 205 | 19.5666 | 118.8577 | 0.010431 | 205
CAC-01 | 2021-07-01 | 7 | 2021 | 2021 | Summer | 205 | 217.3246 | 229.6492 | 242.3473 | 261.8313 |  | 7389.2351 | 7294.6802 | 7217.0679 | 7152.4248 | 7289.0299 |  | 261.8313 | 261.8313 | 261.8313 | 205 | 19.4839 | 118.8577 | 0.010431 | 205
CAC-01 | 2021-08-01 | 8 | 2021 | 2021 | Summer | 205 | 217.3246 | 229.6492 | 242.3473 | 261.8313 |  | 7389.2351 | 7294.6802 | 7217.0679 | 7152.4248 | 7289.0299 |  | 261.8313 | 261.8313 | 261.8313 | 205 | 19.4839 | 118.8577 | 0.010431 | 205
CAC-01 | 2021-09-01 | 9 | 2021 | 2021 | Summer | 205 | 218.5178 | 232.0356 | 245.963 | 265.8603 |  | 7389.2351 | 7286.4745 | 7203.778 | 7136.7214 | 7289.0299 |  | 265.8603 | 265.8603 | 265.8603 | 205 | 19.8974 | 118.8577 | 0.010431 | 205
CAC-01 | 2021-10-01 | 10 | 2022 | 2021 | Fall | 205 | 222.7702 | 240.5404 | 258.849 | 280.2199 |  | 7376.8804 | 7252.2503 | 7156.8017 | 7084.4864 | 7222.1736 |  | 280.2199 | 280.2199 | 280.2199 | 205 | 21.3708 | 118.8577 | 0.010431 | 205
CAC-01 | 2021-11-01 | 11 | 2022 | 2021 | Fall | 205 | 225.3378 | 245.6757 | 266.6298 | 288.8904 |  | 7376.8804 | 7236.8191 | 7133.8977 | 7061.9415 | 7222.1736 |  | 288.8904 | 288.8904 | 288.8904 | 205 | 22.2605 | 118.8577 | 0.010431 | 205
CAC-01 | 2021-12-01 | 12 | 2022 | 2021 | Winter | 205 | 229.2562 | 253.5123 | 278.5035 | 302.1218 |  | 7352.1192 | 7214.2192 | 7123.6277 | 7067.7097 | 7215.1632 |  | 302.1218 | 302.1218 | 302.1218 | 205 | 23.6183 | 118.8577 | 0.010431 | 205
CAC-01 | 2022-01-01 | 1 | 2022 | 2022 | Winter | 205 | 229.9721 | 254.9441 | 280.6729 | 304.5392 |  | 7352.1192 | 7210.9665 | 7119.4242 | 7064.7192 | 7215.1632 |  | 304.5392 | 304.5392 | 304.5392 | 205 | 23.8663 | 118.8577 | 0.010431 | 205
CAC-01 | 2022-02-01 | 2 | 2022 | 2022 | Winter | 205 | 229.4948 | 253.9896 | 279.2267 | 302.9276 |  | 7352.1192 | 7213.1305 | 7122.2133 | 7066.6764 | 7215.1632 |  | 302.9276 | 302.9276 | 302.9276 | 205 | 23.701 | 118.8577 | 0.010431 | 205
CAC-01 | 2022-03-01 | 3 | 2022 | 2022 | Winter | 205 | 226.8699 | 248.7397 | 271.2723 | 294.0637 |  | 7352.1192 | 7225.3531 | 7138.5076 | 7079.962 | 7215.1632 |  | 294.0637 | 294.0637 | 294.0637 | 205 | 22.7914 | 118.8577 | 0.010431 | 205
CAC-01 | 2022-04-01 | 4 | 2022 | 2022 | Spring | 205 | 222.7654 | 240.5308 | 258.8346 | 280.2037 |  | 7376.8804 | 7252.2795 | 7156.8462 | 7084.5331 | 7222.1736 |  | 280.2037 | 280.2037 | 280.2037 | 205 | 21.3692 | 118.8577 | 0.010431 | 205
CAC-01 | 2022-05-01 | 5 | 2022 | 2022 | Spring | 205 | 220.947 | 236.8941 | 253.3244 | 274.0635 |  | 7376.8804 | 7263.5697 | 7174.3014 | 7103.5478 | 7222.1736 |  | 274.0635 | 274.0635 | 274.0635 | 205 | 20.7391 | 118.8577 | 0.010431 | 205
CAC-01 | 2022-06-01 | 6 | 2022 | 2022 | Summer | 205 | 217.5633 | 230.1265 | 243.0705 | 262.6371 |  | 7389.2351 | 7293.0266 | 7214.3667 | 7149.1885 | 7289.0299 |  | 262.6371 | 262.6371 | 262.6371 | 205 | 19.5666 | 118.8577 | 0.010431 | 205
CAC-01 | 2022-07-01 | 7 | 2022 | 2022 | Summer | 205 | 217.3246 | 229.6492 | 242.3473 | 261.8313 |  | 7389.2351 | 7294.6802 | 7217.0679 | 7152.4248 | 7289.0299 |  | 261.8313 | 261.8313 | 261.8313 | 205 | 19.4839 | 118.8577 | 0.010431 | 205
CAC-01 | 2022-08-01 | 8 | 2022 | 2022 | Summer | 205 | 217.3246 | 229.6492 | 242.3473 | 261.8313 |  | 7389.2351 | 7294.6802 | 7217.0679 | 7152.4248 | 7289.0299 |  | 261.8313 | 261.8313 | 261.8313 | 205 | 19.4839 | 118.8577 | 0.010431 | 205
CAC-01 | 2022-09-01 | 9 | 2022 | 2022 | Summer | 205 | 218.5178 | 232.0356 | 245.963 | 265.8603 |  | 7389.2351 | 7286.4745 | 7203.778 | 7136.7214 | 7289.0299 |  | 265.8603 | 265.8603 | 265.8603 | 205 | 19.8974 | 118.8577 | 0.010431 | 205
CAC-01 | 2022-10-01 | 10 | 2023 | 2022 | Fall | 205 | 222.7702 | 240.5404 | 258.849 | 280.2199 |  | 7376.8804 | 7252.2503 | 7156.8017 | 7084.4864 | 7222.1736 |  | 280.2199 | 280.2199 | 280.2199 | 205 | 21.3708 | 118.8577 | 0.010431 | 205
CAC-01 | 2022-11-01 | 11 | 2023 | 2022 | Fall | 205 | 225.3378 | 245.6757 | 266.6298 | 288.8904 |  | 7376.8804 | 7236.8191 | 7133.8977 | 7061.9415 | 7222.1736 |  | 288.8904 | 288.8904 | 288.8904 | 205 | 22.2605 | 118.8577 | 0.010431 | 205
CAC-01 | 2022-12-01 | 12 | 2023 | 2022 | Winter | 205 | 229.2562 | 253.5123 | 278.5035 | 302.1218 |  | 7352.1192 | 7214.2192 | 7123.6277 | 7067.7097 | 7215.1632 |  | 302.1218 | 302.1218 | 302.1218 | 205 | 23.6183 | 118.8577 | 0.010431 | 205
CAC-01 | 2023-01-01 | 1 | 2023 | 2023 | Winter | 205 | 229.9721 | 254.9441 | 280.6729 | 304.5392 |  | 7352.1192 | 7210.9665 | 7119.4242 | 7064.7192 | 7215.1632 |  | 304.5392 | 304.5392 | 304.5392 | 205 | 23.8663 | 118.8577 | 0.010431 | 205
CAC-01 | 2023-02-01 | 2 | 2023 | 2023 | Winter | 205 | 229.4948 | 253.9896 | 279.2267 | 302.9276 |  | 7352.1192 | 7213.1305 | 7122.2133 | 7066.6764 | 7215.1632 |  | 302.9276 | 302.9276 | 302.9276 | 205 | 23.701 | 118.8577 | 0.010431 | 205
CAC-01 | 2023-03-01 | 3 | 2023 | 2023 | Winter | 205 | 226.8699 | 248.7397 | 271.2723 | 294.0637 |  | 7352.1192 | 7225.3531 | 7138.5076 | 7079.962 | 7215.1632 |  | 294.0637 | 294.0637 | 294.0637 | 205 | 22.7914 | 118.8577 | 0.010431 | 205
CAC-01 | 2023-04-01 | 4 | 2023 | 2023 | Spring | 205 | 222.7654 | 240.5308 | 258.8346 | 280.2037 |  | 7376.8804 | 7252.2795 | 7156.8462 | 7084.5331 | 7222.1736 |  | 280.2037 | 280.2037 | 280.2037 | 205 | 21.3692 | 118.8577 | 0.010431 | 205
CAC-01 | 2023-05-01 | 5 | 2023 | 2023 | Spring | 205 | 220.947 | 236.8941 | 253.3244 | 274.0635 |  | 7376.8804 | 7263.5697 | 7174.3014 | 7103.5478 | 7222.1736 |  | 274.0635 | 274.0635 | 274.0635 | 205 | 20.7391 | 118.8577 | 0.010431 | 205
CAC-01 | 2023-06-01 | 6 | 2023 | 2023 | Summer | 205 | 217.5633 | 230.1265 | 243.0705 | 262.6371 |  | 7389.2351 | 7293.0266 | 7214.3667 | 7149.1885 | 7289.0299 |  | 262.6371 | 262.6371 | 262.6371 | 205 | 19.5666 | 118.8577 | 0.010431 | 205
CAC-01 | 2023-07-01 | 7 | 2023 | 2023 | Summer | 205 | 217.3246 | 229.6492 | 242.3473 | 261.8313 |  | 7389.2351 | 7294.6802 | 7217.0679 | 7152.4248 | 7289.0299 |  | 261.8313 | 261.8313 | 261.8313 | 205 | 19.4839 | 118.8577 | 0.010431 | 205
CAC-01 | 2023-08-01 | 8 | 2023 | 2023 | Summer | 205 | 217.3246 | 229.6492 | 242.3473 | 261.8313 |  | 7389.2351 | 7294.6802 | 7217.0679 | 7152.4248 | 7289.0299 |  | 261.8313 | 261.8313 | 261.8313 | 205 | 19.4839 | 118.8577 | 0.010431 | 205
CAC-01 | 2023-09-01 | 9 | 2023 | 2023 | Summer | 205 | 218.5178 | 232.0356 | 245.963 | 265.8603 |  | 7389.2351 | 7286.4745 | 7203.778 | 7136.7214 | 7289.0299 |  | 265.8603 | 265.8603 | 265.8603 | 205 | 19.8974 | 118.8577 | 0.010431 | 205
CAC-01 | 2023-10-01 | 10 | 2024 | 2023 | Fall | 205 | 222.7702 | 240.5404 | 258.849 | 280.2199 |  | 7376.8804 | 7252.2503 | 7156.8017 | 7084.4864 | 7222.1736 |  | 280.2199 | 280.2199 | 280.2199 | 205 | 21.3708 | 118.8577 | 0.010431 | 205
CAC-01 | 2023-11-01 | 11 | 2024 | 2023 | Fall | 205 | 225.3378 | 245.6757 | 266.6298 | 288.8904 |  | 7376.8804 | 7236.8191 | 7133.8977 | 7061.9415 | 7222.1736 |  | 288.8904 | 288.8904 | 288.8904 | 205 | 22.2605 | 118.8577 | 0.010431 | 205
CAC-01 | 2023-12-01 | 12 | 2024 | 2023 | Winter | 205 | 229.2562 | 253.5123 | 278.5035 | 302.1218 |  | 7352.1192 | 7214.2192 | 7123.6277 | 7067.7097 | 7215.1632 |  | 302.1218 | 302.1218 | 302.1218 | 205 | 23.6183 | 118.8577 | 0.010431 | 205
CAC-01 | 2024-01-01 | 1 | 2024 | 2024 | Winter | 205 | 229.9721 | 254.9441 | 280.6729 | 304.5392 |  | 7352.1192 | 7210.9665 | 7119.4242 | 7064.7192 | 7215.1632 |  | 304.5392 | 304.5392 | 304.5392 | 205 | 23.8663 | 118.8577 | 0.010431 | 205
CAC-01 | 2024-02-01 | 2 | 2024 | 2024 | Winter | 205 | 229.4948 | 253.9896 | 279.2267 | 302.9276 |  | 7352.1192 | 7213.1305 | 7122.2133 | 7066.6764 | 7215.1632 |  | 302.9276 | 302.9276 | 302.9276 | 205 | 23.701 | 118.8577 | 0.010431 | 205
CAC-01 | 2024-03-01 | 3 | 2024 | 2024 | Winter | 205 | 226.8699 | 248.7397 | 271.2723 | 294.0637 |  | 7352.1192 | 7225.3531 | 7138.5076 | 7079.962 | 7215.1632 |  | 294.0637 | 294.0637 | 294.0637 | 205 | 22.7914 | 118.8577 | 0.010431 | 205
CAC-01 | 2024-04-01 | 4 | 2024 | 2024 | Spring | 205 | 222.7654 | 240.5308 | 258.8346 | 280.2037 |  | 7376.8804 | 7252.2795 | 7156.8462 | 7084.5331 | 7222.1736 |  | 280.2037 | 280.2037 | 280.2037 | 205 | 21.3692 | 118.8577 | 0.010431 | 205
CAC-01 | 2024-05-01 | 5 | 2024 | 2024 | Spring | 205 | 220.947 | 236.8941 | 253.3244 | 274.0635 |  | 7376.8804 | 7263.5697 | 7174.3014 | 7103.5478 | 7222.1736 |  | 274.0635 | 274.0635 | 274.0635 | 205 | 20.7391 | 118.8577 | 0.010431 | 205
CAC-01 | 2024-06-01 | 6 | 2024 | 2024 | Summer | 205 | 217.5633 | 230.1265 | 243.0705 | 262.6371 |  | 7389.2351 | 7293.0266 | 7214.3667 | 7149.1885 | 7289.0299 |  | 262.6371 | 262.6371 | 262.6371 | 205 | 19.5666 | 118.8577 | 0.010431 | 205
CAC-01 | 2024-07-01 | 7 | 2024 | 2024 | Summer | 205 | 217.3246 | 229.6492 | 242.3473 | 261.8313 |  | 7389.2351 | 7294.6802 | 7217.0679 | 7152.4248 | 7289.0299 |  | 261.8313 | 261.8313 | 261.8313 | 205 | 19.4839 | 118.8577 | 0.010431 | 205
CAC-01 | 2024-08-01 | 8 | 2024 | 2024 | Summer | 205 | 217.3246 | 229.6492 | 242.3473 | 261.8313 |  | 7389.2351 | 7294.6802 | 7217.0679 | 7152.4248 | 7289.0299 |  | 261.8313 | 261.8313 | 261.8313 | 205 | 19.4839 | 118.8577 | 0.010431 | 205
CAC-01 | 2024-09-01 | 9 | 2024 | 2024 | Summer | 205 | 218.5178 | 232.0356 | 245.963 | 265.8603 |  | 7389.2351 | 7286.4745 | 7203.778 | 7136.7214 | 7289.0299 |  | 265.8603 | 265.8603 | 265.8603 | 205 | 19.8974 | 118.8577 | 0.010431 | 205
CAC-01 | 2024-10-01 | 10 | 2025 | 2024 | Fall | 205 | 222.7702 | 240.5404 | 258.849 | 280.2199 |  | 7376.8804 | 7252.2503 | 7156.8017 | 7084.4864 | 7222.1736 |  | 280.2199 | 280.2199 | 280.2199 | 205 | 21.3708 | 118.8577 | 0.010431 | 205
CAC-01 | 2024-11-01 | 11 | 2025 | 2024 | Fall | 205 | 225.3378 | 245.6757 | 266.6298 | 288.8904 |  | 7376.8804 | 7236.8191 | 7133.8977 | 7061.9415 | 7222.1736 |  | 288.8904 | 288.8904 | 288.8904 | 205 | 22.2605 | 118.8577 | 0.010431 | 205
CAC-01 | 2024-12-01 | 12 | 2025 | 2024 | Winter | 205 | 229.2562 | 253.5123 | 278.5035 | 302.1218 |  | 7352.1192 | 7214.2192 | 7123.6277 | 7067.7097 | 7215.1632 |  | 302.1218 | 302.1218 | 302.1218 | 205 | 23.6183 | 118.8577 | 0.010431 | 205
CAC-01 | 2025-01-01 | 1 | 2025 | 2025 | Winter | 205 | 229.9721 | 254.9441 | 280.6729 | 304.5392 |  | 7352.1192 | 7210.9665 | 7119.4242 | 7064.7192 | 7215.1632 |  | 304.5392 | 304.5392 | 304.5392 | 205 | 23.8663 | 118.8577 | 0.010431 | 205
CAC-01 | 2025-02-01 | 2 | 2025 | 2025 | Winter | 205 | 229.4948 | 253.9896 | 279.2267 | 302.9276 |  | 7352.1192 | 7213.1305 | 7122.2133 | 7066.6764 | 7215.1632 |  | 302.9276 | 302.9276 | 302.9276 | 205 | 23.701 | 118.8577 | 0.010431 | 205
CAC-01 | 2025-03-01 | 3 | 2025 | 2025 | Winter | 205 | 226.8699 | 248.7397 | 271.2723 | 294.0637 |  | 7352.1192 | 7225.3531 | 7138.5076 | 7079.962 | 7215.1632 |  | 294.0637 | 294.0637 | 294.0637 | 205 | 22.7914 | 118.8577 | 0.010431 | 205
CAC-01 | 2025-04-01 | 4 | 2025 | 2025 | Spring | 205 | 222.7654 | 240.5308 | 258.8346 | 280.2037 |  | 7376.8804 | 7252.2795 | 7156.8462 | 7084.5331 | 7222.1736 |  | 280.2037 | 280.2037 | 280.2037 | 205 | 21.3692 | 118.8577 | 0.010431 | 205
CAC-01 | 2025-05-01 | 5 | 2025 | 2025 | Spring | 205 | 220.947 | 236.8941 | 253.3244 | 274.0635 |  | 7376.8804 | 7263.5697 | 7174.3014 | 7103.5478 | 7222.1736 |  | 274.0635 | 274.0635 | 274.0635 | 205 | 20.7391 | 118.8577 | 0.010431 | 205
CAC-01 | 2025-06-01 | 6 | 2025 | 2025 | Summer | 205 | 217.5633 | 230.1265 | 243.0705 | 262.6371 |  | 7389.2351 | 7293.0266 | 7214.3667 | 7149.1885 | 7289.0299 |  | 262.6371 | 262.6371 | 262.6371 | 205 | 19.5666 | 118.8577 | 0.010431 | 205
CAC-01 | 2025-07-01 | 7 | 2025 | 2025 | Summer | 205 | 217.3246 | 229.6492 | 242.3473 | 261.8313 |  | 7389.2351 | 7294.6802 | 7217.0679 | 7152.4248 | 7289.0299 |  | 261.8313 | 261.8313 | 261.8313 | 205 | 19.4839 | 118.8577 | 0.010431 | 205
CAC-01 | 2025-08-01 | 8 | 2025 | 2025 | Summer | 205 | 217.3246 | 229.6492 | 242.3473 | 261.8313 |  | 7389.2351 | 7294.6802 | 7217.0679 | 7152.4248 | 7289.0299 |  | 261.8313 | 261.8313 | 261.8313 | 205 | 19.4839 | 118.8577 | 0.010431 | 205
CAC-01 | 2025-09-01 | 9 | 2025 | 2025 | Summer | 205 | 218.5178 | 232.0356 | 245.963 | 265.8603 |  | 7389.2351 | 7286.4745 | 7203.778 | 7136.7214 | 7289.0299 |  | 265.8603 | 265.8603 | 265.8603 | 205 | 19.8974 | 118.8577 | 0.010431 | 205
CAC-01 | 2025-10-01 | 10 | 2026 | 2025 | Fall | 205 | 222.7702 | 240.5404 | 258.849 | 280.2199 |  | 7376.8804 | 7252.2503 | 7156.8017 | 7084.4864 | 7222.1736 |  | 280.2199 | 280.2199 | 280.2199 | 205 | 21.3708 | 118.8577 | 0.010431 | 205
CAC-01 | 2025-11-01 | 11 | 2026 | 2025 | Fall | 205 | 225.3378 | 245.6757 | 266.6298 | 288.8904 |  | 7376.8804 | 7236.8191 | 7133.8977 | 7061.9415 | 7222.1736 |  | 288.8904 | 288.8904 | 288.8904 | 205 | 22.2605 | 118.8577 | 0.010431 | 205
CAC-01 | 2025-12-01 | 12 | 2026 | 2025 | Winter | 205 | 229.2562 | 253.5123 | 278.5035 | 302.1218 |  | 7352.1192 | 7214.2192 | 7123.6277 | 7067.7097 | 7215.1632 |  | 302.1218 | 302.1218 | 302.1218 | 205 | 23.6183 | 118.8577 | 0.010431 | 205
CAC-01 | 2026-01-01 | 1 | 2026 | 2026 | Winter | 205 | 229.9721 | 254.9441 | 280.6729 | 304.5392 |  | 7352.1192 | 7210.9665 | 7119.4242 | 7064.7192 | 7215.1632 |  | 304.5392 | 304.5392 | 304.5392 | 205 | 23.8663 | 118.8577 | 0.010431 | 205
CAC-01 | 2026-02-01 | 2 | 2026 | 2026 | Winter | 205 | 229.4948 | 253.9896 | 279.2267 | 302.9276 |  | 7352.1192 | 7213.1305 | 7122.2133 | 7066.6764 | 7215.1632 |  | 302.9276 | 302.9276 | 302.9276 | 205 | 23.701 | 118.8577 | 0.010431 | 205
CAC-01 | 2026-03-01 | 3 | 2026 | 2026 | Winter | 205 | 226.8699 | 248.7397 | 271.2723 | 294.0637 |  | 7352.1192 | 7225.3531 | 7138.5076 | 7079.962 | 7215.1632 |  | 294.0637 | 294.0637 | 294.0637 | 205 | 22.7914 | 118.8577 | 0.010431 | 205
CAC-01 | 2026-04-01 | 4 | 2026 | 2026 | Spring | 205 | 222.7654 | 240.5308 | 258.8346 | 280.2037 |  | 7376.8804 | 7252.2795 | 7156.8462 | 7084.5331 | 7222.1736 |  | 280.2037 | 280.2037 | 280.2037 | 205 | 21.3692 | 118.8577 | 0.010431 | 205
CAC-01 | 2026-05-01 | 5 | 2026 | 2026 | Spring | 205 | 220.947 | 236.8941 | 253.3244 | 274.0635 |  | 7376.8804 | 7263.5697 | 7174.3014 | 7103.5478 | 7222.1736 |  | 274.0635 | 274.0635 | 274.0635 | 205 | 20.7391 | 118.8577 | 0.010431 | 205
CAC-01 | 2026-06-01 | 6 | 2026 | 2026 | Summer | 205 | 217.5633 | 230.1265 | 243.0705 | 262.6371 |  | 7389.2351 | 7293.0266 | 7214.3667 | 7149.1885 | 7289.0299 |  | 262.6371 | 262.6371 | 262.6371 | 205 | 19.5666 | 118.8577 | 0.010431 | 205
CAC-01 | 2026-07-01 | 7 | 2026 | 2026 | Summer | 205 | 217.3246 | 229.6492 | 242.3473 | 261.8313 |  | 7389.2351 | 7294.6802 | 7217.0679 | 7152.4248 | 7289.0299 |  | 261.8313 | 261.8313 | 261.8313 | 205 | 19.4839 | 118.8577 | 0.010431 | 205
CAC-01 | 2026-08-01 | 8 | 2026 | 2026 | Summer | 205 | 217.3246 | 229.6492 | 242.3473 | 261.8313 |  | 7389.2351 | 7294.6802 | 7217.0679 | 7152.4248 | 7289.0299 |  | 261.8313 | 261.8313 | 261.8313 | 205 | 19.4839 | 118.8577 | 0.010431 | 205
CAC-01 | 2026-09-01 | 9 | 2026 | 2026 | Summer | 205 | 218.5178 | 232.0356 | 245.963 | 265.8603 |  | 7389.2351 | 7286.4745 | 7203.778 | 7136.7214 | 7289.0299 |  | 265.8603 | 265.8603 | 265.8603 | 205 | 19.8974 | 118.8577 | 0.010431 | 205
CAC-01 | 2026-10-01 | 10 | 2027 | 2026 | Fall | 205 | 222.7702 | 240.5404 | 258.849 | 280.2199 |  | 7376.8804 | 7252.2503 | 7156.8017 | 7084.4864 | 7222.1736 |  | 280.2199 | 280.2199 | 280.2199 | 205 | 21.3708 | 118.8577 | 0.010431 | 205
CAC-01 | 2026-11-01 | 11 | 2027 | 2026 | Fall | 205 | 225.3378 | 245.6757 | 266.6298 | 288.8904 |  | 7376.8804 | 7236.8191 | 7133.8977 | 7061.9415 | 7222.1736 |  | 288.8904 | 288.8904 | 288.8904 | 205 | 22.2605 | 118.8577 | 0.010431 | 205
CAC-01 | 2026-12-01 | 12 | 2027 | 2026 | Winter | 205 | 229.2562 | 253.5123 | 278.5035 | 302.1218 |  | 7352.1192 | 7214.2192 | 7123.6277 | 7067.7097 | 7215.1632 |  | 302.1218 | 302.1218 | 302.1218 | 205 | 23.6183 | 118.8577 | 0.010431 | 205
CAC-01 | 2027-01-01 | 1 | 2027 | 2027 | Winter | 205 | 229.9721 | 254.9441 | 280.6729 | 304.5392 |  | 7352.1192 | 7210.9665 | 7119.4242 | 7064.7192 | 7215.1632 |  | 304.5392 | 304.5392 | 304.5392 | 205 | 23.8663 | 118.8577 | 0.010431 | 205
CAC-01 | 2027-02-01 | 2 | 2027 | 2027 | Winter | 205 | 229.4948 | 253.9896 | 279.2267 | 302.9276 |  | 7352.1192 | 7213.1305 | 7122.2133 | 7066.6764 | 7215.1632 |  | 302.9276 | 302.9276 | 302.9276 | 205 | 23.701 | 118.8577 | 0.010431 | 205
CAC-01 | 2027-03-01 | 3 | 2027 | 2027 | Winter | 205 | 226.8699 | 248.7397 | 271.2723 | 294.0637 |  | 7352.1192 | 7225.3531 | 7138.5076 | 7079.962 | 7215.1632 |  | 294.0637 | 294.0637 | 294.0637 | 205 | 22.7914 | 118.8577 | 0.010431 | 205
CAC-01 | 2027-04-01 | 4 | 2027 | 2027 | Spring | 205 | 222.7654 | 240.5308 | 258.8346 | 280.2037 |  | 7376.8804 | 7252.2795 | 7156.8462 | 7084.5331 | 7222.1736 |  | 280.2037 | 280.2037 | 280.2037 | 205 | 21.3692 | 118.8577 | 0.010431 | 205
CAC-01 | 2027-05-01 | 5 | 2027 | 2027 | Spring | 205 | 220.947 | 236.8941 | 253.3244 | 274.0635 |  | 7376.8804 | 7263.5697 | 7174.3014 | 7103.5478 | 7222.1736 |  | 274.0635 | 274.0635 | 274.0635 | 205 | 20.7391 | 118.8577 | 0.010431 | 205
CAC-01 | 2027-06-01 | 6 | 2027 | 2027 | Summer | 205 | 217.5633 | 230.1265 | 243.0705 | 262.6371 |  | 7389.2351 | 7293.0266 | 7214.3667 | 7149.1885 | 7289.0299 |  | 262.6371 | 262.6371 | 262.6371 | 205 | 19.5666 | 118.8577 | 0.010431 | 205
CAC-01 | 2027-07-01 | 7 | 2027 | 2027 | Summer | 205 | 217.3246 | 229.6492 | 242.3473 | 261.8313 |  | 7389.2351 | 7294.6802 | 7217.0679 | 7152.4248 | 7289.0299 |  | 261.8313 | 261.8313 | 261.8313 | 205 | 19.4839 | 118.8577 | 0.010431 | 205
CAC-01 | 2027-08-01 | 8 | 2027 | 2027 | Summer | 205 | 217.3246 | 229.6492 | 242.3473 | 261.8313 |  | 7389.2351 | 7294.6802 | 7217.0679 | 7152.4248 | 7289.0299 |  | 261.8313 | 261.8313 | 261.8313 | 205 | 19.4839 | 118.8577 | 0.010431 | 205
CAC-01 | 2027-09-01 | 9 | 2027 | 2027 | Summer | 205 | 218.5178 | 232.0356 | 245.963 | 265.8603 |  | 7389.2351 | 7286.4745 | 7203.778 | 7136.7214 | 7289.0299 |  | 265.8603 | 265.8603 | 265.8603 | 205 | 19.8974 | 118.8577 | 0.010431 | 205
CAC-01 | 2027-10-01 | 10 | 2028 | 2027 | Fall | 205 | 222.7702 | 240.5404 | 258.849 | 280.2199 |  | 7376.8804 | 7252.2503 | 7156.8017 | 7084.4864 | 7222.1736 |  | 280.2199 | 280.2199 | 280.2199 | 205 | 21.3708 | 118.8577 | 0.010431 | 205
CAC-01 | 2027-11-01 | 11 | 2028 | 2027 | Fall | 205 | 225.3378 | 245.6757 | 266.6298 | 288.8904 |  | 7376.8804 | 7236.8191 | 7133.8977 | 7061.9415 | 7222.1736 |  | 288.8904 | 288.8904 | 288.8904 | 205 | 22.2605 | 118.8577 | 0.010431 | 205
CAC-01 | 2027-12-01 | 12 | 2028 | 2027 | Winter | 205 | 229.2562 | 253.5123 | 278.5035 | 302.1218 |  | 7352.1192 | 7214.2192 | 7123.6277 | 7067.7097 | 7215.1632 |  | 302.1218 | 302.1218 | 302.1218 | 205 | 23.6183 | 118.8577 | 0.010431 | 205
CAC-01 | 2028-01-01 | 1 | 2028 | 2028 | Winter | 205 | 229.9721 | 254.9441 | 280.6729 | 304.5392 |  | 7352.1192 | 7210.9665 | 7119.4242 | 7064.7192 | 7215.1632 |  | 304.5392 | 304.5392 | 304.5392 | 205 | 23.8663 | 118.8577 | 0.010431 | 205
CAC-01 | 2028-02-01 | 2 | 2028 | 2028 | Winter | 205 | 229.4948 | 253.9896 | 279.2267 | 302.9276 |  | 7352.1192 | 7213.1305 | 7122.2133 | 7066.6764 | 7215.1632 |  | 302.9276 | 302.9276 | 302.9276 | 205 | 23.701 | 118.8577 | 0.010431 | 205
CAC-01 | 2028-03-01 | 3 | 2028 | 2028 | Winter | 205 | 226.8699 | 248.7397 | 271.2723 | 294.0637 |  | 7352.1192 | 7225.3531 | 7138.5076 | 7079.962 | 7215.1632 |  | 294.0637 | 294.0637 | 294.0637 | 205 | 22.7914 | 118.8577 | 0.010431 | 205
CAC-01 | 2028-04-01 | 4 | 2028 | 2028 | Spring | 205 | 222.7654 | 240.5308 | 258.8346 | 280.2037 |  | 7376.8804 | 7252.2795 | 7156.8462 | 7084.5331 | 7222.1736 |  | 280.2037 | 280.2037 | 280.2037 | 205 | 21.3692 | 118.8577 | 0.010431 | 205
CAC-01 | 2028-05-01 | 5 | 2028 | 2028 | Spring | 205 | 220.947 | 236.8941 | 253.3244 | 274.0635 |  | 7376.8804 | 7263.5697 | 7174.3014 | 7103.5478 | 7222.1736 |  | 274.0635 | 274.0635 | 274.0635 | 205 | 20.7391 | 118.8577 | 0.010431 | 205
CAC-01 | 2028-06-01 | 6 | 2028 | 2028 | Summer | 205 | 217.5633 | 230.1265 | 243.0705 | 262.6371 |  | 7389.2351 | 7293.0266 | 7214.3667 | 7149.1885 | 7289.0299 |  | 262.6371 | 262.6371 | 262.6371 | 205 | 19.5666 | 118.8577 | 0.010431 | 205
CAC-01 | 2028-07-01 | 7 | 2028 | 2028 | Summer | 205 | 217.3246 | 229.6492 | 242.3473 | 261.8313 |  | 7389.2351 | 7294.6802 | 7217.0679 | 7152.4248 | 7289.0299 |  | 261.8313 | 261.8313 | 261.8313 | 205 | 19.4839 | 118.8577 | 0.010431 | 205
CAC-01 | 2028-08-01 | 8 | 2028 | 2028 | Summer | 205 | 217.3246 | 229.6492 | 242.3473 | 261.8313 |  | 7389.2351 | 7294.6802 | 7217.0679 | 7152.4248 | 7289.0299 |  | 261.8313 | 261.8313 | 261.8313 | 205 | 19.4839 | 118.8577 | 0.010431 | 205
CAC-01 | 2028-09-01 | 9 | 2028 | 2028 | Summer | 205 | 218.5178 | 232.0356 | 245.963 | 265.8603 |  | 7389.2351 | 7286.4745 | 7203.778 | 7136.7214 | 7289.0299 |  | 265.8603 | 265.8603 | 265.8603 | 205 | 19.8974 | 118.8577 | 0.010431 | 205
CAC-01 | 2028-10-01 | 10 | 2029 | 2028 | Fall | 205 | 222.7702 | 240.5404 | 258.849 | 280.2199 |  | 7376.8804 | 7252.2503 | 7156.8017 | 7084.4864 | 7222.1736 |  | 280.2199 | 280.2199 | 280.2199 | 205 | 21.3708 | 118.8577 | 0.010431 | 205
CAC-01 | 2028-11-01 | 11 | 2029 | 2028 | Fall | 205 | 225.3378 | 245.6757 | 266.6298 | 288.8904 |  | 7376.8804 | 7236.8191 | 7133.8977 | 7061.9415 | 7222.1736 |  | 288.8904 | 288.8904 | 288.8904 | 205 | 22.2605 | 118.8577 | 0.010431 | 205
CAC-01 | 2028-12-01 | 12 | 2029 | 2028 | Winter | 205 | 229.2562 | 253.5123 | 278.5035 | 302.1218 |  | 7352.1192 | 7214.2192 | 7123.6277 | 7067.7097 | 7215.1632 |  | 302.1218 | 302.1218 | 302.1218 | 205 | 23.6183 | 118.8577 | 0.010431 | 205
CAC-01 | 2029-01-01 | 1 | 2029 | 2029 | Winter | 205 | 229.9721 | 254.9441 | 280.6729 | 304.5392 |  | 7352.1192 | 7210.9665 | 7119.4242 | 7064.7192 | 7215.1632 |  | 304.5392 | 304.5392 | 304.5392 | 205 | 23.8663 | 118.8577 | 0.010431 | 205
CAC-01 | 2029-02-01 | 2 | 2029 | 2029 | Winter | 205 | 229.4948 | 253.9896 | 279.2267 | 302.9276 |  | 7352.1192 | 7213.1305 | 7122.2133 | 7066.6764 | 7215.1632 |  | 302.9276 | 302.9276 | 302.9276 | 205 | 23.701 | 118.8577 | 0.010431 | 205
CAC-01 | 2029-03-01 | 3 | 2029 | 2029 | Winter | 205 | 226.8699 | 248.7397 | 271.2723 | 294.0637 |  | 7352.1192 | 7225.3531 | 7138.5076 | 7079.962 | 7215.1632 |  | 294.0637 | 294.0637 | 294.0637 | 205 | 22.7914 | 118.8577 | 0.010431 | 205
CAC-01 | 2029-04-01 | 4 | 2029 | 2029 | Spring | 205 | 222.7654 | 240.5308 | 258.8346 | 280.2037 |  | 7376.8804 | 7252.2795 | 7156.8462 | 7084.5331 | 7222.1736 |  | 280.2037 | 280.2037 | 280.2037 | 205 | 21.3692 | 118.8577 | 0.010431 | 205
CAC-01 | 2029-05-01 | 5 | 2029 | 2029 | Spring | 205 | 220.947 | 236.8941 | 253.3244 | 274.0635 |  | 7376.8804 | 7263.5697 | 7174.3014 | 7103.5478 | 7222.1736 |  | 274.0635 | 274.0635 | 274.0635 | 205 | 20.7391 | 118.8577 | 0.010431 | 205
CAC-01 | 2029-06-01 | 6 | 2029 | 2029 | Summer | 205 | 217.5633 | 230.1265 | 243.0705 | 262.6371 |  | 7389.2351 | 7293.0266 | 7214.3667 | 7149.1885 | 7289.0299 |  | 262.6371 | 262.6371 | 262.6371 | 205 | 19.5666 | 118.8577 | 0.010431 | 205
CAC-01 | 2029-07-01 | 7 | 2029 | 2029 | Summer | 205 | 217.3246 | 229.6492 | 242.3473 | 261.8313 |  | 7389.2351 | 7294.6802 | 7217.0679 | 7152.4248 | 7289.0299 |  | 261.8313 | 261.8313 | 261.8313 | 205 | 19.4839 | 118.8577 | 0.010431 | 205
CAC-01 | 2029-08-01 | 8 | 2029 | 2029 | Summer | 205 | 217.3246 | 229.6492 | 242.3473 | 261.8313 |  | 7389.2351 | 7294.6802 | 7217.0679 | 7152.4248 | 7289.0299 |  | 261.8313 | 261.8313 | 261.8313 | 205 | 19.4839 | 118.8577 | 0.010431 | 205
CAC-01 | 2029-09-01 | 9 | 2029 | 2029 | Summer | 205 | 218.5178 | 232.0356 | 245.963 | 265.8603 |  | 7389.2351 | 7286.4745 | 7203.778 | 7136.7214 | 7289.0299 |  | 265.8603 | 265.8603 | 265.8603 | 205 | 19.8974 | 118.8577 | 0.010431 | 205
CAC-01 | 2029-10-01 | 10 | 2030 | 2029 | Fall | 205 | 222.7702 | 240.5404 | 258.849 | 280.2199 |  | 7376.8804 | 7252.2503 | 7156.8017 | 7084.4864 | 7222.1736 |  | 280.2199 | 280.2199 | 280.2199 | 205 | 21.3708 | 118.8577 | 0.010431 | 205
CAC-01 | 2029-11-01 | 11 | 2030 | 2029 | Fall | 205 | 225.3378 | 245.6757 | 266.6298 | 288.8904 |  | 7376.8804 | 7236.8191 | 7133.8977 | 7061.9415 | 7222.1736 |  | 288.8904 | 288.8904 | 288.8904 | 205 | 22.2605 | 118.8577 | 0.010431 | 205
CAC-01 | 2029-12-01 | 12 | 2030 | 2029 | Winter | 205 | 229.2562 | 253.5123 | 278.5035 | 302.1218 |  | 7352.1192 | 7214.2192 | 7123.6277 | 7067.7097 | 7215.1632 |  | 302.1218 | 302.1218 | 302.1218 | 205 | 23.6183 | 118.8577 | 0.010431 | 205
CAC-01 | 2030-01-01 | 1 | 2030 | 2030 | Winter | 205 | 229.9721 | 254.9441 | 280.6729 | 304.5392 |  | 7352.1192 | 7210.9665 | 7119.4242 | 7064.7192 | 7215.1632 |  | 304.5392 | 304.5392 | 304.5392 | 205 | 23.8663 | 118.8577 | 0.010431 | 205
CAC-01 | 2030-02-01 | 2 | 2030 | 2030 | Winter | 205 | 229.4948 | 253.9896 | 279.2267 | 302.9276 |  | 7352.1192 | 7213.1305 | 7122.2133 | 7066.6764 | 7215.1632 |  | 302.9276 | 302.9276 | 302.9276 | 205 | 23.701 | 118.8577 | 0.010431 | 205
CAC-01 | 2030-03-01 | 3 | 2030 | 2030 | Winter | 205 | 226.8699 | 248.7397 | 271.2723 | 294.0637 |  | 7352.1192 | 7225.3531 | 7138.5076 | 7079.962 | 7215.1632 |  | 294.0637 | 294.0637 | 294.0637 | 205 | 22.7914 | 118.8577 | 0.010431 | 205
CAC-01 | 2030-04-01 | 4 | 2030 | 2030 | Spring | 205 | 222.7654 | 240.5308 | 258.8346 | 280.2037 |  | 7376.8804 | 7252.2795 | 7156.8462 | 7084.5331 | 7222.1736 |  | 280.2037 | 280.2037 | 280.2037 | 205 | 21.3692 | 118.8577 | 0.010431 | 205
CAC-01 | 2030-05-01 | 5 | 2030 | 2030 | Spring | 205 | 220.947 | 236.8941 | 253.3244 | 274.0635 |  | 7376.8804 | 7263.5697 | 7174.3014 | 7103.5478 | 7222.1736 |  | 274.0635 | 274.0635 | 274.0635 | 205 | 20.7391 | 118.8577 | 0.010431 | 205
CAC-01 | 2030-06-01 | 6 | 2030 | 2030 | Summer | 205 | 217.5633 | 230.1265 | 243.0705 | 262.6371 |  | 7389.2351 | 7293.0266 | 7214.3667 | 7149.1885 | 7289.0299 |  | 262.6371 | 262.6371 | 262.6371 | 205 | 19.5666 | 118.8577 | 0.010431 | 205
CAC-01 | 2030-07-01 | 7 | 2030 | 2030 | Summer | 205 | 217.3246 | 229.6492 | 242.3473 | 261.8313 |  | 7389.2351 | 7294.6802 | 7217.0679 | 7152.4248 | 7289.0299 |  | 261.8313 | 261.8313 | 261.8313 | 205 | 19.4839 | 118.8577 | 0.010431 | 205
CAC-01 | 2030-08-01 | 8 | 2030 | 2030 | Summer | 205 | 217.3246 | 229.6492 | 242.3473 | 261.8313 |  | 7389.2351 | 7294.6802 | 7217.0679 | 7152.4248 | 7289.0299 |  | 261.8313 | 261.8313 | 261.8313 | 205 | 19.4839 | 118.8577 | 0.010431 | 205
CAC-01 | 2030-09-01 | 9 | 2030 | 2030 | Summer | 205 | 218.5178 | 232.0356 | 245.963 | 265.8603 |  | 7389.2351 | 7286.4745 | 7203.778 | 7136.7214 | 7289.0299 |  | 265.8603 | 265.8603 | 265.8603 | 205 | 19.8974 | 118.8577 | 0.010431 | 205
CAC-01 | 2030-10-01 | 10 | 2031 | 2030 | Fall | 205 | 222.7702 | 240.5404 | 258.849 | 280.2199 |  | 7376.8804 | 7252.2503 | 7156.8017 | 7084.4864 | 7222.1736 |  | 280.2199 | 280.2199 | 280.2199 | 205 | 21.3708 | 118.8577 | 0.010431 | 205
CAC-01 | 2030-11-01 | 11 | 2031 | 2030 | Fall | 205 | 225.3378 | 245.6757 | 266.6298 | 288.8904 |  | 7376.8804 | 7236.8191 | 7133.8977 | 7061.9415 | 7222.1736 |  | 288.8904 | 288.8904 | 288.8904 | 205 | 22.2605 | 118.8577 | 0.010431 | 205
CAC-01 | 2030-12-01 | 12 | 2031 | 2030 | Winter | 205 | 229.2562 | 253.5123 | 278.5035 | 302.1218 |  | 7352.1192 | 7214.2192 | 7123.6277 | 7067.7097 | 7215.1632 |  | 302.1218 | 302.1218 | 302.1218 | 205 | 23.6183 | 118.8577 | 0.010431 | 205
CAC-01 | 2031-01-01 | 1 | 2031 | 2031 | Winter | 205 | 229.9721 | 254.9441 | 280.6729 | 304.5392 |  | 7352.1192 | 7210.9665 | 7119.4242 | 7064.7192 | 7215.1632 |  | 304.5392 | 304.5392 | 304.5392 | 205 | 23.8663 | 118.8577 | 0.010431 | 205
CAC-01 | 2031-02-01 | 2 | 2031 | 2031 | Winter | 205 | 229.4948 | 253.9896 | 279.2267 | 302.9276 |  | 7352.1192 | 7213.1305 | 7122.2133 | 7066.6764 | 7215.1632 |  | 302.9276 | 302.9276 | 302.9276 | 205 | 23.701 | 118.8577 | 0.010431 | 205
CAC-01 | 2031-03-01 | 3 | 2031 | 2031 | Winter | 205 | 226.8699 | 248.7397 | 271.2723 | 294.0637 |  | 7352.1192 | 7225.3531 | 7138.5076 | 7079.962 | 7215.1632 |  | 294.0637 | 294.0637 | 294.0637 | 205 | 22.7914 | 118.8577 | 0.010431 | 205
CAC-01 | 2031-04-01 | 4 | 2031 | 2031 | Spring | 205 | 222.7654 | 240.5308 | 258.8346 | 280.2037 |  | 7376.8804 | 7252.2795 | 7156.8462 | 7084.5331 | 7222.1736 |  | 280.2037 | 280.2037 | 280.2037 | 205 | 21.3692 | 118.8577 | 0.010431 | 205
CAC-01 | 2031-05-01 | 5 | 2031 | 2031 | Spring | 205 | 220.947 | 236.8941 | 253.3244 | 274.0635 |  | 7376.8804 | 7263.5697 | 7174.3014 | 7103.5478 | 7222.1736 |  | 274.0635 | 274.0635 | 274.0635 | 205 | 20.7391 | 118.8577 | 0.010431 | 205
CAC-01 | 2031-06-01 | 6 | 2031 | 2031 | Summer | 205 | 217.5633 | 230.1265 | 243.0705 | 262.6371 |  | 7389.2351 | 7293.0266 | 7214.3667 | 7149.1885 | 7289.0299 |  | 262.6371 | 262.6371 | 262.6371 | 205 | 19.5666 | 118.8577 | 0.010431 | 205
CAC-01 | 2031-07-01 | 7 | 2031 | 2031 | Summer | 205 | 217.3246 | 229.6492 | 242.3473 | 261.8313 |  | 7389.2351 | 7294.6802 | 7217.0679 | 7152.4248 | 7289.0299 |  | 261.8313 | 261.8313 | 261.8313 | 205 | 19.4839 | 118.8577 | 0.010431 | 205
CAC-01 | 2031-08-01 | 8 | 2031 | 2031 | Summer | 205 | 217.3246 | 229.6492 | 242.3473 | 261.8313 |  | 7389.2351 | 7294.6802 | 7217.0679 | 7152.4248 | 7289.0299 |  | 261.8313 | 261.8313 | 261.8313 | 205 | 19.4839 | 118.8577 | 0.010431 | 205
CAC-01 | 2031-09-01 | 9 | 2031 | 2031 | Summer | 205 | 218.5178 | 232.0356 | 245.963 | 265.8603 |  | 7389.2351 | 7286.4745 | 7203.778 | 7136.7214 | 7289.0299 |  | 265.8603 | 265.8603 | 265.8603 | 205 | 19.8974 | 118.8577 | 0.010431 | 205
CAC-01 | 2031-10-01 | 10 | 2032 | 2031 | Fall | 205 | 222.7702 | 240.5404 | 258.849 | 280.2199 |  | 7376.8804 | 7252.2503 | 7156.8017 | 7084.4864 | 7222.1736 |  | 280.2199 | 280.2199 | 280.2199 | 205 | 21.3708 | 118.8577 | 0.010431 | 205
CAC-01 | 2031-11-01 | 11 | 2032 | 2031 | Fall | 205 | 225.3378 | 245.6757 | 266.6298 | 288.8904 |  | 7376.8804 | 7236.8191 | 7133.8977 | 7061.9415 | 7222.1736 |  | 288.8904 | 288.8904 | 288.8904 | 205 | 22.2605 | 118.8577 | 0.010431 | 205
CAC-01 | 2031-12-01 | 12 | 2032 | 2031 | Winter | 205 | 229.2562 | 253.5123 | 278.5035 | 302.1218 |  | 7352.1192 | 7214.2192 | 7123.6277 | 7067.7097 | 7215.1632 |  | 302.1218 | 302.1218 | 302.1218 | 205 | 23.6183 | 118.8577 | 0.010431 | 205
CAC-01 | 2032-01-01 | 1 | 2032 | 2032 | Winter | 205 | 229.9721 | 254.9441 | 280.6729 | 304.5392 |  | 7352.1192 | 7210.9665 | 7119.4242 | 7064.7192 | 7215.1632 |  | 304.5392 | 304.5392 | 304.5392 | 205 | 23.8663 | 118.8577 | 0.010431 | 205
CAC-01 | 2032-02-01 | 2 | 2032 | 2032 | Winter | 205 | 229.4948 | 253.9896 | 279.2267 | 302.9276 |  | 7352.1192 | 7213.1305 | 7122.2133 | 7066.6764 | 7215.1632 |  | 302.9276 | 302.9276 | 302.9276 | 205 | 23.701 | 118.8577 | 0.010431 | 205
CAC-01 | 2032-03-01 | 3 | 2032 | 2032 | Winter | 205 | 226.8699 | 248.7397 | 271.2723 | 294.0637 |  | 7352.1192 | 7225.3531 | 7138.5076 | 7079.962 | 7215.1632 |  | 294.0637 | 294.0637 | 294.0637 | 205 | 22.7914 | 118.8577 | 0.010431 | 205
CAC-01 | 2032-04-01 | 4 | 2032 | 2032 | Spring | 205 | 222.7654 | 240.5308 | 258.8346 | 280.2037 |  | 7376.8804 | 7252.2795 | 7156.8462 | 7084.5331 | 7222.1736 |  | 280.2037 | 280.2037 | 280.2037 | 205 | 21.3692 | 118.8577 | 0.010431 | 205
CAC-01 | 2032-05-01 | 5 | 2032 | 2032 | Spring | 205 | 220.947 | 236.8941 | 253.3244 | 274.0635 |  | 7376.8804 | 7263.5697 | 7174.3014 | 7103.5478 | 7222.1736 |  | 274.0635 | 274.0635 | 274.0635 | 205 | 20.7391 | 118.8577 | 0.010431 | 205
CAC-01 | 2032-06-01 | 6 | 2032 | 2032 | Summer | 205 | 217.5633 | 230.1265 | 243.0705 | 262.6371 |  | 7389.2351 | 7293.0266 | 7214.3667 | 7149.1885 | 7289.0299 |  | 262.6371 | 262.6371 | 262.6371 | 205 | 19.5666 | 118.8577 | 0.010431 | 205
CAC-01 | 2032-07-01 | 7 | 2032 | 2032 | Summer | 205 | 217.3246 | 229.6492 | 242.3473 | 261.8313 |  | 7389.2351 | 7294.6802 | 7217.0679 | 7152.4248 | 7289.0299 |  | 261.8313 | 261.8313 | 261.8313 | 205 | 19.4839 | 118.8577 | 0.010431 | 205
CAC-01 | 2032-08-01 | 8 | 2032 | 2032 | Summer | 205 | 217.3246 | 229.6492 | 242.3473 | 261.8313 |  | 7389.2351 | 7294.6802 | 7217.0679 | 7152.4248 | 7289.0299 |  | 261.8313 | 261.8313 | 261.8313 | 205 | 19.4839 | 118.8577 | 0.010431 | 205
CAC-01 | 2032-09-01 | 9 | 2032 | 2032 | Summer | 205 | 218.5178 | 232.0356 | 245.963 | 265.8603 |  | 7389.2351 | 7286.4745 | 7203.778 | 7136.7214 | 7289.0299 |  | 265.8603 | 265.8603 | 265.8603 | 205 | 19.8974 | 118.8577 | 0.010431 | 205
CAC-01 | 2032-10-01 | 10 | 2033 | 2032 | Fall | 205 | 222.7702 | 240.5404 | 258.849 | 280.2199 |  | 7376.8804 | 7252.2503 | 7156.8017 | 7084.4864 | 7222.1736 |  | 280.2199 | 280.2199 | 280.2199 | 205 | 21.3708 | 118.8577 | 0.010431 | 205
CAC-01 | 2032-11-01 | 11 | 2033 | 2032 | Fall | 205 | 225.3378 | 245.6757 | 266.6298 | 288.8904 |  | 7376.8804 | 7236.8191 | 7133.8977 | 7061.9415 | 7222.1736 |  | 288.8904 | 288.8904 | 288.8904 | 205 | 22.2605 | 118.8577 | 0.010431 | 205
CAC-01 | 2032-12-01 | 12 | 2033 | 2032 | Winter | 205 | 229.2562 | 253.5123 | 278.5035 | 302.1218 |  | 7352.1192 | 7214.2192 | 7123.6277 | 7067.7097 | 7215.1632 |  | 302.1218 | 302.1218 | 302.1218 | 205 | 23.6183 | 118.8577 | 0.010431 | 205
CAC-01 | 2033-01-01 | 1 | 2033 | 2033 | Winter | 205 | 229.9721 | 254.9441 | 280.6729 | 304.5392 |  | 7352.1192 | 7210.9665 | 7119.4242 | 7064.7192 | 7215.1632 |  | 304.5392 | 304.5392 | 304.5392 | 205 | 23.8663 | 118.8577 | 0.010431 | 205
CAC-01 | 2033-02-01 | 2 | 2033 | 2033 | Winter | 205 | 229.4948 | 253.9896 | 279.2267 | 302.9276 |  | 7352.1192 | 7213.1305 | 7122.2133 | 7066.6764 | 7215.1632 |  | 302.9276 | 302.9276 | 302.9276 | 205 | 23.701 | 118.8577 | 0.010431 | 205
CAC-01 | 2033-03-01 | 3 | 2033 | 2033 | Winter | 205 | 226.8699 | 248.7397 | 271.2723 | 294.0637 |  | 7352.1192 | 7225.3531 | 7138.5076 | 7079.962 | 7215.1632 |  | 294.0637 | 294.0637 | 294.0637 | 205 | 22.7914 | 118.8577 | 0.010431 | 205
CAC-01 | 2033-04-01 | 4 | 2033 | 2033 | Spring | 205 | 222.7654 | 240.5308 | 258.8346 | 280.2037 |  | 7376.8804 | 7252.2795 | 7156.8462 | 7084.5331 | 7222.1736 |  | 280.2037 | 280.2037 | 280.2037 | 205 | 21.3692 | 118.8577 | 0.010431 | 205
CAC-01 | 2033-05-01 | 5 | 2033 | 2033 | Spring | 205 | 220.947 | 236.8941 | 253.3244 | 274.0635 |  | 7376.8804 | 7263.5697 | 7174.3014 | 7103.5478 | 7222.1736 |  | 274.0635 | 274.0635 | 274.0635 | 205 | 20.7391 | 118.8577 | 0.010431 | 205
CAC-01 | 2033-06-01 | 6 | 2033 | 2033 | Summer | 205 | 217.5633 | 230.1265 | 243.0705 | 262.6371 |  | 7389.2351 | 7293.0266 | 7214.3667 | 7149.1885 | 7289.0299 |  | 262.6371 | 262.6371 | 262.6371 | 205 | 19.5666 | 118.8577 | 0.010431 | 205
CAC-01 | 2033-07-01 | 7 | 2033 | 2033 | Summer | 205 | 217.3246 | 229.6492 | 242.3473 | 261.8313 |  | 7389.2351 | 7294.6802 | 7217.0679 | 7152.4248 | 7289.0299 |  | 261.8313 | 261.8313 | 261.8313 | 205 | 19.4839 | 118.8577 | 0.010431 | 205
CAC-01 | 2033-08-01 | 8 | 2033 | 2033 | Summer | 205 | 217.3246 | 229.6492 | 242.3473 | 261.8313 |  | 7389.2351 | 7294.6802 | 7217.0679 | 7152.4248 | 7289.0299 |  | 261.8313 | 261.8313 | 261.8313 | 205 | 19.4839 | 118.8577 | 0.010431 | 205
CAC-01 | 2033-09-01 | 9 | 2033 | 2033 | Summer | 205 | 218.5178 | 232.0356 | 245.963 | 265.8603 |  | 7389.2351 | 7286.4745 | 7203.778 | 7136.7214 | 7289.0299 |  | 265.8603 | 265.8603 | 265.8603 | 205 | 19.8974 | 118.8577 | 0.010431 | 205
CAC-01 | 2033-10-01 | 10 | 2034 | 2033 | Fall | 205 | 222.7702 | 240.5404 | 258.849 | 280.2199 |  | 7376.8804 | 7252.2503 | 7156.8017 | 7084.4864 | 7222.1736 |  | 280.2199 | 280.2199 | 280.2199 | 205 | 21.3708 | 118.8577 | 0.010431 | 205
CAC-01 | 2033-11-01 | 11 | 2034 | 2033 | Fall | 205 | 225.3378 | 245.6757 | 266.6298 | 288.8904 |  | 7376.8804 | 7236.8191 | 7133.8977 | 7061.9415 | 7222.1736 |  | 288.8904 | 288.8904 | 288.8904 | 205 | 22.2605 | 118.8577 | 0.010431 | 205
CAC-01 | 2033-12-01 | 12 | 2034 | 2033 | Winter | 205 | 229.2562 | 253.5123 | 278.5035 | 302.1218 |  | 7352.1192 | 7214.2192 | 7123.6277 | 7067.7097 | 7215.1632 |  | 302.1218 | 302.1218 | 302.1218 | 205 | 23.6183 | 118.8577 | 0.010431 | 205
CAC-01 | 2034-01-01 | 1 | 2034 | 2034 | Winter | 205 | 229.9721 | 254.9441 | 280.6729 | 304.5392 |  | 7352.1192 | 7210.9665 | 7119.4242 | 7064.7192 | 7215.1632 |  | 304.5392 | 304.5392 | 304.5392 | 205 | 23.8663 | 118.8577 | 0.010431 | 205
CAC-01 | 2034-02-01 | 2 | 2034 | 2034 | Winter | 205 | 229.4948 | 253.9896 | 279.2267 | 302.9276 |  | 7352.1192 | 7213.1305 | 7122.2133 | 7066.6764 | 7215.1632 |  | 302.9276 | 302.9276 | 302.9276 | 205 | 23.701 | 118.8577 | 0.010431 | 205
CAC-01 | 2034-03-01 | 3 | 2034 | 2034 | Winter | 205 | 226.8699 | 248.7397 | 271.2723 | 294.0637 |  | 7352.1192 | 7225.3531 | 7138.5076 | 7079.962 | 7215.1632 |  | 294.0637 | 294.0637 | 294.0637 | 205 | 22.7914 | 118.8577 | 0.010431 | 205
CAC-01 | 2034-04-01 | 4 | 2034 | 2034 | Spring | 205 | 222.7654 | 240.5308 | 258.8346 | 280.2037 |  | 7376.8804 | 7252.2795 | 7156.8462 | 7084.5331 | 7222.1736 |  | 280.2037 | 280.2037 | 280.2037 | 205 | 21.3692 | 118.8577 | 0.010431 | 205
CAC-01 | 2034-05-01 | 5 | 2034 | 2034 | Spring | 205 | 220.947 | 236.8941 | 253.3244 | 274.0635 |  | 7376.8804 | 7263.5697 | 7174.3014 | 7103.5478 | 7222.1736 |  | 274.0635 | 274.0635 | 274.0635 | 205 | 20.7391 | 118.8577 | 0.010431 | 205
CAC-01 | 2034-06-01 | 6 | 2034 | 2034 | Summer | 205 | 217.5633 | 230.1265 | 243.0705 | 262.6371 |  | 7389.2351 | 7293.0266 | 7214.3667 | 7149.1885 | 7289.0299 |  | 262.6371 | 262.6371 | 262.6371 | 205 | 19.5666 | 118.8577 | 0.010431 | 205
CAC-01 | 2034-07-01 | 7 | 2034 | 2034 | Summer | 205 | 217.3246 | 229.6492 | 242.3473 | 261.8313 |  | 7389.2351 | 7294.6802 | 7217.0679 | 7152.4248 | 7289.0299 |  | 261.8313 | 261.8313 | 261.8313 | 205 | 19.4839 | 118.8577 | 0.010431 | 205
CAC-01 | 2034-08-01 | 8 | 2034 | 2034 | Summer | 205 | 217.3246 | 229.6492 | 242.3473 | 261.8313 |  | 7389.2351 | 7294.6802 | 7217.0679 | 7152.4248 | 7289.0299 |  | 261.8313 | 261.8313 | 261.8313 | 205 | 19.4839 | 118.8577 | 0.010431 | 205
CAC-01 | 2034-09-01 | 9 | 2034 | 2034 | Summer | 205 | 218.5178 | 232.0356 | 245.963 | 265.8603 |  | 7389.2351 | 7286.4745 | 7203.778 | 7136.7214 | 7289.0299 |  | 265.8603 | 265.8603 | 265.8603 | 205 | 19.8974 | 118.8577 | 0.010431 | 205
CAC-01 | 2034-10-01 | 10 | 2035 | 2034 | Fall | 205 | 222.7702 | 240.5404 | 258.849 | 280.2199 |  | 7376.8804 | 7252.2503 | 7156.8017 | 7084.4864 | 7222.1736 |  | 280.2199 | 280.2199 | 280.2199 | 205 | 21.3708 | 118.8577 | 0.010431 | 205
CAC-01 | 2034-11-01 | 11 | 2035 | 2034 | Fall | 205 | 225.3378 | 245.6757 | 266.6298 | 288.8904 |  | 7376.8804 | 7236.8191 | 7133.8977 | 7061.9415 | 7222.1736 |  | 288.8904 | 288.8904 | 288.8904 | 205 | 22.2605 | 118.8577 | 0.010431 | 205
CAC-01 | 2034-12-01 | 12 | 2035 | 2034 | Winter | 205 | 229.2562 | 253.5123 | 278.5035 | 302.1218 |  | 7352.1192 | 7214.2192 | 7123.6277 | 7067.7097 | 7215.1632 |  | 302.1218 | 302.1218 | 302.1218 | 205 | 23.6183 | 118.8577 | 0.010431 | 205
CAC-01 | 2035-01-01 | 1 | 2035 | 2035 | Winter | 205 | 229.9721 | 254.9441 | 280.6729 | 304.5392 |  | 7352.1192 | 7210.9665 | 7119.4242 | 7064.7192 | 7215.1632 |  | 304.5392 | 304.5392 | 304.5392 | 205 | 23.8663 | 118.8577 | 0.010431 | 205
CAC-01 | 2035-02-01 | 2 | 2035 | 2035 | Winter | 205 | 229.4948 | 253.9896 | 279.2267 | 302.9276 |  | 7352.1192 | 7213.1305 | 7122.2133 | 7066.6764 | 7215.1632 |  | 302.9276 | 302.9276 | 302.9276 | 205 | 23.701 | 118.8577 | 0.010431 | 205
CAC-01 | 2035-03-01 | 3 | 2035 | 2035 | Winter | 205 | 226.8699 | 248.7397 | 271.2723 | 294.0637 |  | 7352.1192 | 7225.3531 | 7138.5076 | 7079.962 | 7215.1632 |  | 294.0637 | 294.0637 | 294.0637 | 205 | 22.7914 | 118.8577 | 0.010431 | 205
CAC-01 | 2035-04-01 | 4 | 2035 | 2035 | Spring | 205 | 222.7654 | 240.5308 | 258.8346 | 280.2037 |  | 7376.8804 | 7252.2795 | 7156.8462 | 7084.5331 | 7222.1736 |  | 280.2037 | 280.2037 | 280.2037 | 205 | 21.3692 | 118.8577 | 0.010431 | 205
CAC-01 | 2035-05-01 | 5 | 2035 | 2035 | Spring | 205 | 220.947 | 236.8941 | 253.3244 | 274.0635 |  | 7376.8804 | 7263.5697 | 7174.3014 | 7103.5478 | 7222.1736 |  | 274.0635 | 274.0635 | 274.0635 | 205 | 20.7391 | 118.8577 | 0.010431 | 205
CAC-01 | 2035-06-01 | 6 | 2035 | 2035 | Summer | 205 | 217.5633 | 230.1265 | 243.0705 | 262.6371 |  | 7389.2351 | 7293.0266 | 7214.3667 | 7149.1885 | 7289.0299 |  | 262.6371 | 262.6371 | 262.6371 | 205 | 19.5666 | 118.8577 | 0.010431 | 205
CAC-01 | 2035-07-01 | 7 | 2035 | 2035 | Summer | 205 | 217.3246 | 229.6492 | 242.3473 | 261.8313 |  | 7389.2351 | 7294.6802 | 7217.0679 | 7152.4248 | 7289.0299 |  | 261.8313 | 261.8313 | 261.8313 | 205 | 19.4839 | 118.8577 | 0.010431 | 205
CAC-01 | 2035-08-01 | 8 | 2035 | 2035 | Summer | 205 | 217.3246 | 229.6492 | 242.3473 | 261.8313 |  | 7389.2351 | 7294.6802 | 7217.0679 | 7152.4248 | 7289.0299 |  | 261.8313 | 261.8313 | 261.8313 | 205 | 19.4839 | 118.8577 | 0.010431 | 205
CAC-01 | 2035-09-01 | 9 | 2035 | 2035 | Summer | 205 | 218.5178 | 232.0356 | 245.963 | 265.8603 |  | 7389.2351 | 7286.4745 | 7203.778 | 7136.7214 | 7289.0299 |  | 265.8603 | 265.8603 | 265.8603 | 205 | 19.8974 | 118.8577 | 0.010431 | 205
CAC-01 | 2035-10-01 | 10 | 2036 | 2035 | Fall | 205 | 222.7702 | 240.5404 | 258.849 | 280.2199 |  | 7376.8804 | 7252.2503 | 7156.8017 | 7084.4864 | 7222.1736 |  | 280.2199 | 280.2199 | 280.2199 | 205 | 21.3708 | 118.8577 | 0.010431 | 205
CAC-01 | 2035-11-01 | 11 | 2036 | 2035 | Fall | 205 | 225.3378 | 245.6757 | 266.6298 | 288.8904 |  | 7376.8804 | 7236.8191 | 7133.8977 | 7061.9415 | 7222.1736 |  | 288.8904 | 288.8904 | 288.8904 | 205 | 22.2605 | 118.8577 | 0.010431 | 205
CAC-01 | 2035-12-01 | 12 | 2036 | 2035 | Winter | 205 | 229.2562 | 253.5123 | 278.5035 | 302.1218 |  | 7352.1192 | 7214.2192 | 7123.6277 | 7067.7097 | 7215.1632 |  | 302.1218 | 302.1218 | 302.1218 | 205 | 23.6183 | 118.8577 | 0.010431 | 205
CAC-01 | 2036-01-01 | 1 | 2036 | 2036 | Winter | 205 | 229.9721 | 254.9441 | 280.6729 | 304.5392 |  | 7352.1192 | 7210.9665 | 7119.4242 | 7064.7192 | 7215.1632 |  | 304.5392 | 304.5392 | 304.5392 | 205 | 23.8663 | 118.8577 | 0.010431 | 205
CAC-01 | 2036-02-01 | 2 | 2036 | 2036 | Winter | 205 | 229.4948 | 253.9896 | 279.2267 | 302.9276 |  | 7352.1192 | 7213.1305 | 7122.2133 | 7066.6764 | 7215.1632 |  | 302.9276 | 302.9276 | 302.9276 | 205 | 23.701 | 118.8577 | 0.010431 | 205
CAC-01 | 2036-03-01 | 3 | 2036 | 2036 | Winter | 205 | 226.8699 | 248.7397 | 271.2723 | 294.0637 |  | 7352.1192 | 7225.3531 | 7138.5076 | 7079.962 | 7215.1632 |  | 294.0637 | 294.0637 | 294.0637 | 205 | 22.7914 | 118.8577 | 0.010431 | 205
CAC-01 | 2036-04-01 | 4 | 2036 | 2036 | Spring | 205 | 222.7654 | 240.5308 | 258.8346 | 280.2037 |  | 7376.8804 | 7252.2795 | 7156.8462 | 7084.5331 | 7222.1736 |  | 280.2037 | 280.2037 | 280.2037 | 205 | 21.3692 | 118.8577 | 0.010431 | 205
CAC-01 | 2036-05-01 | 5 | 2036 | 2036 | Spring | 205 | 220.947 | 236.8941 | 253.3244 | 274.0635 |  | 7376.8804 | 7263.5697 | 7174.3014 | 7103.5478 | 7222.1736 |  | 274.0635 | 274.0635 | 274.0635 | 205 | 20.7391 | 118.8577 | 0.010431 | 205
CAC-01 | 2036-06-01 | 6 | 2036 | 2036 | Summer | 205 | 217.5633 | 230.1265 | 243.0705 | 262.6371 |  | 7389.2351 | 7293.0266 | 7214.3667 | 7149.1885 | 7289.0299 |  | 262.6371 | 262.6371 | 262.6371 | 205 | 19.5666 | 118.8577 | 0.010431 | 205
CAC-01 | 2036-07-01 | 7 | 2036 | 2036 | Summer | 205 | 217.3246 | 229.6492 | 242.3473 | 261.8313 |  | 7389.2351 | 7294.6802 | 7217.0679 | 7152.4248 | 7289.0299 |  | 261.8313 | 261.8313 | 261.8313 | 205 | 19.4839 | 118.8577 | 0.010431 | 205
CAC-01 | 2036-08-01 | 8 | 2036 | 2036 | Summer | 205 | 217.3246 | 229.6492 | 242.3473 | 261.8313 |  | 7389.2351 | 7294.6802 | 7217.0679 | 7152.4248 | 7289.0299 |  | 261.8313 | 261.8313 | 261.8313 | 205 | 19.4839 | 118.8577 | 0.010431 | 205
CAC-01 | 2036-09-01 | 9 | 2036 | 2036 | Summer | 205 | 218.5178 | 232.0356 | 245.963 | 265.8603 |  | 7389.2351 | 7286.4745 | 7203.778 | 7136.7214 | 7289.0299 |  | 265.8603 | 265.8603 | 265.8603 | 205 | 19.8974 | 118.8577 | 0.010431 | 205
CAC-01 | 2036-10-01 | 10 | 2037 | 2036 | Fall | 205 | 222.7702 | 240.5404 | 258.849 | 280.2199 |  | 7376.8804 | 7252.2503 | 7156.8017 | 7084.4864 | 7222.1736 |  | 280.2199 | 280.2199 | 280.2199 | 205 | 21.3708 | 118.8577 | 0.010431 | 205
CAC-01 | 2036-11-01 | 11 | 2037 | 2036 | Fall | 205 | 225.3378 | 245.6757 | 266.6298 | 288.8904 |  | 7376.8804 | 7236.8191 | 7133.8977 | 7061.9415 | 7222.1736 |  | 288.8904 | 288.8904 | 288.8904 | 205 | 22.2605 | 118.8577 | 0.010431 | 205
CAC-01 | 2036-12-01 | 12 | 2037 | 2036 | Winter | 205 | 229.2562 | 253.5123 | 278.5035 | 302.1218 |  | 7352.1192 | 7214.2192 | 7123.6277 | 7067.7097 | 7215.1632 |  | 302.1218 | 302.1218 | 302.1218 | 205 | 23.6183 | 118.8577 | 0.010431 | 205
CAC-01 | 2037-01-01 | 1 | 2037 | 2037 | Winter | 205 | 229.9721 | 254.9441 | 280.6729 | 304.5392 |  | 7352.1192 | 7210.9665 | 7119.4242 | 7064.7192 | 7215.1632 |  | 304.5392 | 304.5392 | 304.5392 | 205 | 23.8663 | 118.8577 | 0.010431 | 205
CAC-01 | 2037-02-01 | 2 | 2037 | 2037 | Winter | 205 | 229.4948 | 253.9896 | 279.2267 | 302.9276 |  | 7352.1192 | 7213.1305 | 7122.2133 | 7066.6764 | 7215.1632 |  | 302.9276 | 302.9276 | 302.9276 | 205 | 23.701 | 118.8577 | 0.010431 | 205
CAC-01 | 2037-03-01 | 3 | 2037 | 2037 | Winter | 205 | 226.8699 | 248.7397 | 271.2723 | 294.0637 |  | 7352.1192 | 7225.3531 | 7138.5076 | 7079.962 | 7215.1632 |  | 294.0637 | 294.0637 | 294.0637 | 205 | 22.7914 | 118.8577 | 0.010431 | 205
CAC-01 | 2037-04-01 | 4 | 2037 | 2037 | Spring | 205 | 222.7654 | 240.5308 | 258.8346 | 280.2037 |  | 7376.8804 | 7252.2795 | 7156.8462 | 7084.5331 | 7222.1736 |  | 280.2037 | 280.2037 | 280.2037 | 205 | 21.3692 | 118.8577 | 0.010431 | 205
CAC-01 | 2037-05-01 | 5 | 2037 | 2037 | Spring | 205 | 220.947 | 236.8941 | 253.3244 | 274.0635 |  | 7376.8804 | 7263.5697 | 7174.3014 | 7103.5478 | 7222.1736 |  | 274.0635 | 274.0635 | 274.0635 | 205 | 20.7391 | 118.8577 | 0.010431 | 205
CAC-01 | 2037-06-01 | 6 | 2037 | 2037 | Summer | 205 | 217.5633 | 230.1265 | 243.0705 | 262.6371 |  | 7389.2351 | 7293.0266 | 7214.3667 | 7149.1885 | 7289.0299 |  | 262.6371 | 262.6371 | 262.6371 | 205 | 19.5666 | 118.8577 | 0.010431 | 205
CAC-01 | 2037-07-01 | 7 | 2037 | 2037 | Summer | 205 | 217.3246 | 229.6492 | 242.3473 | 261.8313 |  | 7389.2351 | 7294.6802 | 7217.0679 | 7152.4248 | 7289.0299 |  | 261.8313 | 261.8313 | 261.8313 | 205 | 19.4839 | 118.8577 | 0.010431 | 205
CAC-01 | 2037-08-01 | 8 | 2037 | 2037 | Summer | 205 | 217.3246 | 229.6492 | 242.3473 | 261.8313 |  | 7389.2351 | 7294.6802 | 7217.0679 | 7152.4248 | 7289.0299 |  | 261.8313 | 261.8313 | 261.8313 | 205 | 19.4839 | 118.8577 | 0.010431 | 205
CAC-01 | 2037-09-01 | 9 | 2037 | 2037 | Summer | 205 | 218.5178 | 232.0356 | 245.963 | 265.8603 |  | 7389.2351 | 7286.4745 | 7203.778 | 7136.7214 | 7289.0299 |  | 265.8603 | 265.8603 | 265.8603 | 205 | 19.8974 | 118.8577 | 0.010431 | 205
CAC-01 | 2037-10-01 | 10 | 2038 | 2037 | Fall | 205 | 222.7702 | 240.5404 | 258.849 | 280.2199 |  | 7376.8804 | 7252.2503 | 7156.8017 | 7084.4864 | 7222.1736 |  | 280.2199 | 280.2199 | 280.2199 | 205 | 21.3708 | 118.8577 | 0.010431 | 205
CAC-01 | 2037-11-01 | 11 | 2038 | 2037 | Fall | 205 | 225.3378 | 245.6757 | 266.6298 | 288.8904 |  | 7376.8804 | 7236.8191 | 7133.8977 | 7061.9415 | 7222.1736 |  | 288.8904 | 288.8904 | 288.8904 | 205 | 22.2605 | 118.8577 | 0.010431 | 205
CAC-01 | 2037-12-01 | 12 | 2038 | 2037 | Winter | 205 | 229.2562 | 253.5123 | 278.5035 | 302.1218 |  | 7352.1192 | 7214.2192 | 7123.6277 | 7067.7097 | 7215.1632 |  | 302.1218 | 302.1218 | 302.1218 | 205 | 23.6183 | 118.8577 | 0.010431 | 205
CAC-01 | 2038-01-01 | 1 | 2038 | 2038 | Winter | 205 | 229.9721 | 254.9441 | 280.6729 | 304.5392 |  | 7352.1192 | 7210.9665 | 7119.4242 | 7064.7192 | 7215.1632 |  | 304.5392 | 304.5392 | 304.5392 | 205 | 23.8663 | 118.8577 | 0.010431 | 205
CAC-01 | 2038-02-01 | 2 | 2038 | 2038 | Winter | 205 | 229.4948 | 253.9896 | 279.2267 | 302.9276 |  | 7352.1192 | 7213.1305 | 7122.2133 | 7066.6764 | 7215.1632 |  | 302.9276 | 302.9276 | 302.9276 | 205 | 23.701 | 118.8577 | 0.010431 | 205
CAC-01 | 2038-03-01 | 3 | 2038 | 2038 | Winter | 205 | 226.8699 | 248.7397 | 271.2723 | 294.0637 |  | 7352.1192 | 7225.3531 | 7138.5076 | 7079.962 | 7215.1632 |  | 294.0637 | 294.0637 | 294.0637 | 205 | 22.7914 | 118.8577 | 0.010431 | 205
CAC-01 | 2038-04-01 | 4 | 2038 | 2038 | Spring | 205 | 222.7654 | 240.5308 | 258.8346 | 280.2037 |  | 7376.8804 | 7252.2795 | 7156.8462 | 7084.5331 | 7222.1736 |  | 280.2037 | 280.2037 | 280.2037 | 205 | 21.3692 | 118.8577 | 0.010431 | 205
CAC-01 | 2038-05-01 | 5 | 2038 | 2038 | Spring | 205 | 220.947 | 236.8941 | 253.3244 | 274.0635 |  | 7376.8804 | 7263.5697 | 7174.3014 | 7103.5478 | 7222.1736 |  | 274.0635 | 274.0635 | 274.0635 | 205 | 20.7391 | 118.8577 | 0.010431 | 205
CAC-01 | 2038-06-01 | 6 | 2038 | 2038 | Summer | 205 | 217.5633 | 230.1265 | 243.0705 | 262.6371 |  | 7389.2351 | 7293.0266 | 7214.3667 | 7149.1885 | 7289.0299 |  | 262.6371 | 262.6371 | 262.6371 | 205 | 19.5666 | 118.8577 | 0.010431 | 205
CAC-01 | 2038-07-01 | 7 | 2038 | 2038 | Summer | 205 | 217.3246 | 229.6492 | 242.3473 | 261.8313 |  | 7389.2351 | 7294.6802 | 7217.0679 | 7152.4248 | 7289.0299 |  | 261.8313 | 261.8313 | 261.8313 | 205 | 19.4839 | 118.8577 | 0.010431 | 205
CAC-01 | 2038-08-01 | 8 | 2038 | 2038 | Summer | 205 | 217.3246 | 229.6492 | 242.3473 | 261.8313 |  | 7389.2351 | 7294.6802 | 7217.0679 | 7152.4248 | 7289.0299 |  | 261.8313 | 261.8313 | 261.8313 | 205 | 19.4839 | 118.8577 | 0.010431 | 205
CAC-01 | 2038-09-01 | 9 | 2038 | 2038 | Summer | 205 | 218.5178 | 232.0356 | 245.963 | 265.8603 |  | 7389.2351 | 7286.4745 | 7203.778 | 7136.7214 | 7289.0299 |  | 265.8603 | 265.8603 | 265.8603 | 205 | 19.8974 | 118.8577 | 0.010431 | 205
CAC-01 | 2038-10-01 | 10 | 2039 | 2038 | Fall | 205 | 222.7702 | 240.5404 | 258.849 | 280.2199 |  | 7376.8804 | 7252.2503 | 7156.8017 | 7084.4864 | 7222.1736 |  | 280.2199 | 280.2199 | 280.2199 | 205 | 21.3708 | 118.8577 | 0.010431 | 205
CAC-01 | 2038-11-01 | 11 | 2039 | 2038 | Fall | 205 | 225.3378 | 245.6757 | 266.6298 | 288.8904 |  | 7376.8804 | 7236.8191 | 7133.8977 | 7061.9415 | 7222.1736 |  | 288.8904 | 288.8904 | 288.8904 | 205 | 22.2605 | 118.8577 | 0.010431 | 205
CAC-01 | 2038-12-01 | 12 | 2039 | 2038 | Winter | 205 | 229.2562 | 253.5123 | 278.5035 | 302.1218 |  | 7352.1192 | 7214.2192 | 7123.6277 | 7067.7097 | 7215.1632 |  | 302.1218 | 302.1218 | 302.1218 | 205 | 23.6183 | 118.8577 | 0.010431 | 205
CAC-01 | 2039-01-01 | 1 | 2039 | 2039 | Winter | 205 | 229.9721 | 254.9441 | 280.6729 | 304.5392 |  | 7352.1192 | 7210.9665 | 7119.4242 | 7064.7192 | 7215.1632 |  | 304.5392 | 304.5392 | 304.5392 | 205 | 23.8663 | 118.8577 | 0.010431 | 205
CAC-01 | 2039-02-01 | 2 | 2039 | 2039 | Winter | 205 | 229.4948 | 253.9896 | 279.2267 | 302.9276 |  | 7352.1192 | 7213.1305 | 7122.2133 | 7066.6764 | 7215.1632 |  | 302.9276 | 302.9276 | 302.9276 | 205 | 23.701 | 118.8577 | 0.010431 | 205
CAC-01 | 2039-03-01 | 3 | 2039 | 2039 | Winter | 205 | 226.8699 | 248.7397 | 271.2723 | 294.0637 |  | 7352.1192 | 7225.3531 | 7138.5076 | 7079.962 | 7215.1632 |  | 294.0637 | 294.0637 | 294.0637 | 205 | 22.7914 | 118.8577 | 0.010431 | 205
CAC-01 | 2039-04-01 | 4 | 2039 | 2039 | Spring | 205 | 222.7654 | 240.5308 | 258.8346 | 280.2037 |  | 7376.8804 | 7252.2795 | 7156.8462 | 7084.5331 | 7222.1736 |  | 280.2037 | 280.2037 | 280.2037 | 205 | 21.3692 | 118.8577 | 0.010431 | 205
CAC-01 | 2039-05-01 | 5 | 2039 | 2039 | Spring | 205 | 220.947 | 236.8941 | 253.3244 | 274.0635 |  | 7376.8804 | 7263.5697 | 7174.3014 | 7103.5478 | 7222.1736 |  | 274.0635 | 274.0635 | 274.0635 | 205 | 20.7391 | 118.8577 | 0.010431 | 205
CAC-01 | 2039-06-01 | 6 | 2039 | 2039 | Summer | 205 | 217.5633 | 230.1265 | 243.0705 | 262.6371 |  | 7389.2351 | 7293.0266 | 7214.3667 | 7149.1885 | 7289.0299 |  | 262.6371 | 262.6371 | 262.6371 | 205 | 19.5666 | 118.8577 | 0.010431 | 205
CAC-01 | 2039-07-01 | 7 | 2039 | 2039 | Summer | 205 | 217.3246 | 229.6492 | 242.3473 | 261.8313 |  | 7389.2351 | 7294.6802 | 7217.0679 | 7152.4248 | 7289.0299 |  | 261.8313 | 261.8313 | 261.8313 | 205 | 19.4839 | 118.8577 | 0.010431 | 205
CAC-01 | 2039-08-01 | 8 | 2039 | 2039 | Summer | 205 | 217.3246 | 229.6492 | 242.3473 | 261.8313 |  | 7389.2351 | 7294.6802 | 7217.0679 | 7152.4248 | 7289.0299 |  | 261.8313 | 261.8313 | 261.8313 | 205 | 19.4839 | 118.8577 | 0.010431 | 205
CAC-01 | 2039-09-01 | 9 | 2039 | 2039 | Summer | 205 | 218.5178 | 232.0356 | 245.963 | 265.8603 |  | 7389.2351 | 7286.4745 | 7203.778 | 7136.7214 | 7289.0299 |  | 265.8603 | 265.8603 | 265.8603 | 205 | 19.8974 | 118.8577 | 0.010431 | 205
CAC-01 | 2039-10-01 | 10 | 2040 | 2039 | Fall | 205 | 222.7702 | 240.5404 | 258.849 | 280.2199 |  | 7376.8804 | 7252.2503 | 7156.8017 | 7084.4864 | 7222.1736 |  | 280.2199 | 280.2199 | 280.2199 | 205 | 21.3708 | 118.8577 | 0.010431 | 205
CAC-01 | 2039-11-01 | 11 | 2040 | 2039 | Fall | 205 | 225.3378 | 245.6757 | 266.6298 | 288.8904 |  | 7376.8804 | 7236.8191 | 7133.8977 | 7061.9415 | 7222.1736 |  | 288.8904 | 288.8904 | 288.8904 | 205 | 22.2605 | 118.8577 | 0.010431 | 205
CAC-01 | 2039-12-01 | 12 | 2040 | 2039 | Winter | 205 | 229.2562 | 253.5123 | 278.5035 | 302.1218 |  | 7352.1192 | 7214.2192 | 7123.6277 | 7067.7097 | 7215.1632 |  | 302.1218 | 302.1218 | 302.1218 | 205 | 23.6183 | 118.8577 | 0.010431 | 205
CAC-01 | 2040-01-01 | 1 | 2040 | 2040 | Winter | 205 | 229.9721 | 254.9441 | 280.6729 | 304.5392 |  | 7352.1192 | 7210.9665 | 7119.4242 | 7064.7192 | 7215.1632 |  | 304.5392 | 304.5392 | 304.5392 | 205 | 23.8663 | 118.8577 | 0.010431 | 205
CAC-01 | 2040-02-01 | 2 | 2040 | 2040 | Winter | 205 | 229.4948 | 253.9896 | 279.2267 | 302.9276 |  | 7352.1192 | 7213.1305 | 7122.2133 | 7066.6764 | 7215.1632 |  | 302.9276 | 302.9276 | 302.9276 | 205 | 23.701 | 118.8577 | 0.010431 | 205
CAC-01 | 2040-03-01 | 3 | 2040 | 2040 | Winter | 205 | 226.8699 | 248.7397 | 271.2723 | 294.0637 |  | 7352.1192 | 7225.3531 | 7138.5076 | 7079.962 | 7215.1632 |  | 294.0637 | 294.0637 | 294.0637 | 205 | 22.7914 | 118.8577 | 0.010431 | 205
CAC-01 | 2040-04-01 | 4 | 2040 | 2040 | Spring | 205 | 222.7654 | 240.5308 | 258.8346 | 280.2037 |  | 7376.8804 | 7252.2795 | 7156.8462 | 7084.5331 | 7222.1736 |  | 280.2037 | 280.2037 | 280.2037 | 205 | 21.3692 | 118.8577 | 0.010431 | 205
CAC-01 | 2040-05-01 | 5 | 2040 | 2040 | Spring | 205 | 220.947 | 236.8941 | 253.3244 | 274.0635 |  | 7376.8804 | 7263.5697 | 7174.3014 | 7103.5478 | 7222.1736 |  | 274.0635 | 274.0635 | 274.0635 | 205 | 20.7391 | 118.8577 | 0.010431 | 205
CAC-01 | 2040-06-01 | 6 | 2040 | 2040 | Summer | 205 | 217.5633 | 230.1265 | 243.0705 | 262.6371 |  | 7389.2351 | 7293.0266 | 7214.3667 | 7149.1885 | 7289.0299 |  | 262.6371 | 262.6371 | 262.6371 | 205 | 19.5666 | 118.8577 | 0.010431 | 205
CAC-01 | 2040-07-01 | 7 | 2040 | 2040 | Summer | 205 | 217.3246 | 229.6492 | 242.3473 | 261.8313 |  | 7389.2351 | 7294.6802 | 7217.0679 | 7152.4248 | 7289.0299 |  | 261.8313 | 261.8313 | 261.8313 | 205 | 19.4839 | 118.8577 | 0.010431 | 205
CAC-01 | 2040-08-01 | 8 | 2040 | 2040 | Summer | 205 | 217.3246 | 229.6492 | 242.3473 | 261.8313 |  | 7389.2351 | 7294.6802 | 7217.0679 | 7152.4248 | 7289.0299 |  | 261.8313 | 261.8313 | 261.8313 | 205 | 19.4839 | 118.8577 | 0.010431 | 205
CAC-01 | 2040-09-01 | 9 | 2040 | 2040 | Summer | 205 | 218.5178 | 232.0356 | 245.963 | 265.8603 |  | 7389.2351 | 7286.4745 | 7203.778 | 7136.7214 | 7289.0299 |  | 265.8603 | 265.8603 | 265.8603 | 205 | 19.8974 | 118.8577 | 0.010431 | 205
CAC-01 | 2040-10-01 | 10 | 2041 | 2040 | Fall | 205 | 222.7702 | 240.5404 | 258.849 | 280.2199 |  | 7376.8804 | 7252.2503 | 7156.8017 | 7084.4864 | 7222.1736 |  | 280.2199 | 280.2199 | 280.2199 | 205 | 21.3708 | 118.8577 | 0.010431 | 205
CAC-01 | 2040-11-01 | 11 | 2041 | 2040 | Fall | 205 | 225.3378 | 245.6757 | 266.6298 | 288.8904 |  | 7376.8804 | 7236.8191 | 7133.8977 | 7061.9415 | 7222.1736 |  | 288.8904 | 288.8904 | 288.8904 | 205 | 22.2605 | 118.8577 | 0.010431 | 205
CAC-01 | 2040-12-01 | 12 | 2041 | 2040 | Winter | 205 | 229.2562 | 253.5123 | 278.5035 | 302.1218 |  | 7352.1192 | 7214.2192 | 7123.6277 | 7067.7097 | 7215.1632 |  | 302.1218 | 302.1218 | 302.1218 | 205 | 23.6183 | 118.8577 | 0.010431 | 205
CAC-01 | 2041-01-01 | 1 | 2041 | 2041 | Winter | 205 | 229.9721 | 254.9441 | 280.6729 | 304.5392 |  | 7352.1192 | 7210.9665 | 7119.4242 | 7064.7192 | 7215.1632 |  | 304.5392 | 304.5392 | 304.5392 | 205 | 23.8663 | 118.8577 | 0.010431 | 205
CAC-01 | 2041-02-01 | 2 | 2041 | 2041 | Winter | 205 | 229.4948 | 253.9896 | 279.2267 | 302.9276 |  | 7352.1192 | 7213.1305 | 7122.2133 | 7066.6764 | 7215.1632 |  | 302.9276 | 302.9276 | 302.9276 | 205 | 23.701 | 118.8577 | 0.010431 | 205
CAC-01 | 2041-03-01 | 3 | 2041 | 2041 | Winter | 205 | 226.8699 | 248.7397 | 271.2723 | 294.0637 |  | 7352.1192 | 7225.3531 | 7138.5076 | 7079.962 | 7215.1632 |  | 294.0637 | 294.0637 | 294.0637 | 205 | 22.7914 | 118.8577 | 0.010431 | 205
CAC-01 | 2041-04-01 | 4 | 2041 | 2041 | Spring | 205 | 222.7654 | 240.5308 | 258.8346 | 280.2037 |  | 7376.8804 | 7252.2795 | 7156.8462 | 7084.5331 | 7222.1736 |  | 280.2037 | 280.2037 | 280.2037 | 205 | 21.3692 | 118.8577 | 0.010431 | 205
CAC-01 | 2041-05-01 | 5 | 2041 | 2041 | Spring | 205 | 220.947 | 236.8941 | 253.3244 | 274.0635 |  | 7376.8804 | 7263.5697 | 7174.3014 | 7103.5478 | 7222.1736 |  | 274.0635 | 274.0635 | 274.0635 | 205 | 20.7391 | 118.8577 | 0.010431 | 205
CAC-01 | 2041-06-01 | 6 | 2041 | 2041 | Summer | 205 | 217.5633 | 230.1265 | 243.0705 | 262.6371 |  | 7389.2351 | 7293.0266 | 7214.3667 | 7149.1885 | 7289.0299 |  | 262.6371 | 262.6371 | 262.6371 | 205 | 19.5666 | 118.8577 | 0.010431 | 205
CAC-01 | 2041-07-01 | 7 | 2041 | 2041 | Summer | 205 | 217.3246 | 229.6492 | 242.3473 | 261.8313 |  | 7389.2351 | 7294.6802 | 7217.0679 | 7152.4248 | 7289.0299 |  | 261.8313 | 261.8313 | 261.8313 | 205 | 19.4839 | 118.8577 | 0.010431 | 205
CAC-01 | 2041-08-01 | 8 | 2041 | 2041 | Summer | 205 | 217.3246 | 229.6492 | 242.3473 | 261.8313 |  | 7389.2351 | 7294.6802 | 7217.0679 | 7152.4248 | 7289.0299 |  | 261.8313 | 261.8313 | 261.8313 | 205 | 19.4839 | 118.8577 | 0.010431 | 205
CAC-01 | 2041-09-01 | 9 | 2041 | 2041 | Summer | 205 | 218.5178 | 232.0356 | 245.963 | 265.8603 |  | 7389.2351 | 7286.4745 | 7203.778 | 7136.7214 | 7289.0299 |  | 265.8603 | 265.8603 | 265.8603 | 205 | 19.8974 | 118.8577 | 0.010431 | 205
CAC-01 | 2041-10-01 | 10 | 2042 | 2041 | Fall | 205 | 222.7702 | 240.5404 | 258.849 | 280.2199 |  | 7376.8804 | 7252.2503 | 7156.8017 | 7084.4864 | 7222.1736 |  | 280.2199 | 280.2199 | 280.2199 | 205 | 21.3708 | 118.8577 | 0.010431 | 205
CAC-01 | 2041-11-01 | 11 | 2042 | 2041 | Fall | 205 | 225.3378 | 245.6757 | 266.6298 | 288.8904 |  | 7376.8804 | 7236.8191 | 7133.8977 | 7061.9415 | 7222.1736 |  | 288.8904 | 288.8904 | 288.8904 | 205 | 22.2605 | 118.8577 | 0.010431 | 205
CAC-01 | 2041-12-01 | 12 | 2042 | 2041 | Winter | 205 | 229.2562 | 253.5123 | 278.5035 | 302.1218 |  | 7352.1192 | 7214.2192 | 7123.6277 | 7067.7097 | 7215.1632 |  | 302.1218 | 302.1218 | 302.1218 | 205 | 23.6183 | 118.8577 | 0.010431 | 205
CAC-01 | 2042-01-01 | 1 | 2042 | 2042 | Winter | 205 | 229.9721 | 254.9441 | 280.6729 | 304.5392 |  | 7352.1192 | 7210.9665 | 7119.4242 | 7064.7192 | 7215.1632 |  | 304.5392 | 304.5392 | 304.5392 | 205 | 23.8663 | 118.8577 | 0.010431 | 205
CAC-01 | 2042-02-01 | 2 | 2042 | 2042 | Winter | 205 | 229.4948 | 253.9896 | 279.2267 | 302.9276 |  | 7352.1192 | 7213.1305 | 7122.2133 | 7066.6764 | 7215.1632 |  | 302.9276 | 302.9276 | 302.9276 | 205 | 23.701 | 118.8577 | 0.010431 | 205
CAC-01 | 2042-03-01 | 3 | 2042 | 2042 | Winter | 205 | 226.8699 | 248.7397 | 271.2723 | 294.0637 |  | 7352.1192 | 7225.3531 | 7138.5076 | 7079.962 | 7215.1632 |  | 294.0637 | 294.0637 | 294.0637 | 205 | 22.7914 | 118.8577 | 0.010431 | 205
CAC-01 | 2042-04-01 | 4 | 2042 | 2042 | Spring | 205 | 222.7654 | 240.5308 | 258.8346 | 280.2037 |  | 7376.8804 | 7252.2795 | 7156.8462 | 7084.5331 | 7222.1736 |  | 280.2037 | 280.2037 | 280.2037 | 205 | 21.3692 | 118.8577 | 0.010431 | 205
CAC-01 | 2042-05-01 | 5 | 2042 | 2042 | Spring | 205 | 220.947 | 236.8941 | 253.3244 | 274.0635 |  | 7376.8804 | 7263.5697 | 7174.3014 | 7103.5478 | 7222.1736 |  | 274.0635 | 274.0635 | 274.0635 | 205 | 20.7391 | 118.8577 | 0.010431 | 205
CAC-01 | 2042-06-01 | 6 | 2042 | 2042 | Summer | 205 | 217.5633 | 230.1265 | 243.0705 | 262.6371 |  | 7389.2351 | 7293.0266 | 7214.3667 | 7149.1885 | 7289.0299 |  | 262.6371 | 262.6371 | 262.6371 | 205 | 19.5666 | 118.8577 | 0.010431 | 205
CAC-01 | 2042-07-01 | 7 | 2042 | 2042 | Summer | 205 | 217.3246 | 229.6492 | 242.3473 | 261.8313 |  | 7389.2351 | 7294.6802 | 7217.0679 | 7152.4248 | 7289.0299 |  | 261.8313 | 261.8313 | 261.8313 | 205 | 19.4839 | 118.8577 | 0.010431 | 205
CAC-01 | 2042-08-01 | 8 | 2042 | 2042 | Summer | 205 | 217.3246 | 229.6492 | 242.3473 | 261.8313 |  | 7389.2351 | 7294.6802 | 7217.0679 | 7152.4248 | 7289.0299 |  | 261.8313 | 261.8313 | 261.8313 | 205 | 19.4839 | 118.8577 | 0.010431 | 205
CAC-01 | 2042-09-01 | 9 | 2042 | 2042 | Summer | 205 | 218.5178 | 232.0356 | 245.963 | 265.8603 |  | 7389.2351 | 7286.4745 | 7203.778 | 7136.7214 | 7289.0299 |  | 265.8603 | 265.8603 | 265.8603 | 205 | 19.8974 | 118.8577 | 0.010431 | 205
CAC-01 | 2042-10-01 | 10 | 2043 | 2042 | Fall | 205 | 222.7702 | 240.5404 | 258.849 | 280.2199 |  | 7376.8804 | 7252.2503 | 7156.8017 | 7084.4864 | 7222.1736 |  | 280.2199 | 280.2199 | 280.2199 | 205 | 21.3708 | 118.8577 | 0.010431 | 205
CAC-01 | 2042-11-01 | 11 | 2043 | 2042 | Fall | 205 | 225.3378 | 245.6757 | 266.6298 | 288.8904 |  | 7376.8804 | 7236.8191 | 7133.8977 | 7061.9415 | 7222.1736 |  | 288.8904 | 288.8904 | 288.8904 | 205 | 22.2605 | 118.8577 | 0.010431 | 205
CAC-01 | 2042-12-01 | 12 | 2043 | 2042 | Winter | 205 | 229.2562 | 253.5123 | 278.5035 | 302.1218 |  | 7352.1192 | 7214.2192 | 7123.6277 | 7067.7097 | 7215.1632 |  | 302.1218 | 302.1218 | 302.1218 | 205 | 23.6183 | 118.8577 | 0.010431 | 205
CAC-01 | 2043-01-01 | 1 | 2043 | 2043 | Winter | 205 | 229.9721 | 254.9441 | 280.6729 | 304.5392 |  | 7352.1192 | 7210.9665 | 7119.4242 | 7064.7192 | 7215.1632 |  | 304.5392 | 304.5392 | 304.5392 | 205 | 23.8663 | 118.8577 | 0.010431 | 205
CAC-01 | 2043-02-01 | 2 | 2043 | 2043 | Winter | 205 | 229.4948 | 253.9896 | 279.2267 | 302.9276 |  | 7352.1192 | 7213.1305 | 7122.2133 | 7066.6764 | 7215.1632 |  | 302.9276 | 302.9276 | 302.9276 | 205 | 23.701 | 118.8577 | 0.010431 | 205
CAC-01 | 2043-03-01 | 3 | 2043 | 2043 | Winter | 205 | 226.8699 | 248.7397 | 271.2723 | 294.0637 |  | 7352.1192 | 7225.3531 | 7138.5076 | 7079.962 | 7215.1632 |  | 294.0637 | 294.0637 | 294.0637 | 205 | 22.7914 | 118.8577 | 0.010431 | 205
CAC-01 | 2043-04-01 | 4 | 2043 | 2043 | Spring | 205 | 222.7654 | 240.5308 | 258.8346 | 280.2037 |  | 7376.8804 | 7252.2795 | 7156.8462 | 7084.5331 | 7222.1736 |  | 280.2037 | 280.2037 | 280.2037 | 205 | 21.3692 | 118.8577 | 0.010431 | 205
CAC-01 | 2043-05-01 | 5 | 2043 | 2043 | Spring | 205 | 220.947 | 236.8941 | 253.3244 | 274.0635 |  | 7376.8804 | 7263.5697 | 7174.3014 | 7103.5478 | 7222.1736 |  | 274.0635 | 274.0635 | 274.0635 | 205 | 20.7391 | 118.8577 | 0.010431 | 205
CAC-01 | 2043-06-01 | 6 | 2043 | 2043 | Summer | 205 | 217.5633 | 230.1265 | 243.0705 | 262.6371 |  | 7389.2351 | 7293.0266 | 7214.3667 | 7149.1885 | 7289.0299 |  | 262.6371 | 262.6371 | 262.6371 | 205 | 19.5666 | 118.8577 | 0.010431 | 205
CAC-01 | 2043-07-01 | 7 | 2043 | 2043 | Summer | 205 | 217.3246 | 229.6492 | 242.3473 | 261.8313 |  | 7389.2351 | 7294.6802 | 7217.0679 | 7152.4248 | 7289.0299 |  | 261.8313 | 261.8313 | 261.8313 | 205 | 19.4839 | 118.8577 | 0.010431 | 205
CAC-01 | 2043-08-01 | 8 | 2043 | 2043 | Summer | 205 | 217.3246 | 229.6492 | 242.3473 | 261.8313 |  | 7389.2351 | 7294.6802 | 7217.0679 | 7152.4248 | 7289.0299 |  | 261.8313 | 261.8313 | 261.8313 | 205 | 19.4839 | 118.8577 | 0.010431 | 205
CAC-01 | 2043-09-01 | 9 | 2043 | 2043 | Summer | 205 | 218.5178 | 232.0356 | 245.963 | 265.8603 |  | 7389.2351 | 7286.4745 | 7203.778 | 7136.7214 | 7289.0299 |  | 265.8603 | 265.8603 | 265.8603 | 205 | 19.8974 | 118.8577 | 0.010431 | 205
CAC-01 | 2043-10-01 | 10 | 2044 | 2043 | Fall | 205 | 222.7702 | 240.5404 | 258.849 | 280.2199 |  | 7376.8804 | 7252.2503 | 7156.8017 | 7084.4864 | 7222.1736 |  | 280.2199 | 280.2199 | 280.2199 | 205 | 21.3708 | 118.8577 | 0.010431 | 205
CAC-01 | 2043-11-01 | 11 | 2044 | 2043 | Fall | 205 | 225.3378 | 245.6757 | 266.6298 | 288.8904 |  | 7376.8804 | 7236.8191 | 7133.8977 | 7061.9415 | 7222.1736 |  | 288.8904 | 288.8904 | 288.8904 | 205 | 22.2605 | 118.8577 | 0.010431 | 205
CAC-01 | 2043-12-01 | 12 | 2044 | 2043 | Winter | 205 | 229.2562 | 253.5123 | 278.5035 | 302.1218 |  | 7352.1192 | 7214.2192 | 7123.6277 | 7067.7097 | 7215.1632 |  | 302.1218 | 302.1218 | 302.1218 | 205 | 23.6183 | 118.8577 | 0.010431 | 205
CAC-01 | 2044-01-01 | 1 | 2044 | 2044 | Winter | 205 | 229.9721 | 254.9441 | 280.6729 | 304.5392 |  | 7352.1192 | 7210.9665 | 7119.4242 | 7064.7192 | 7215.1632 |  | 304.5392 | 304.5392 | 304.5392 | 205 | 23.8663 | 118.8577 | 0.010431 | 205
CAC-01 | 2044-02-01 | 2 | 2044 | 2044 | Winter | 205 | 229.4948 | 253.9896 | 279.2267 | 302.9276 |  | 7352.1192 | 7213.1305 | 7122.2133 | 7066.6764 | 7215.1632 |  | 302.9276 | 302.9276 | 302.9276 | 205 | 23.701 | 118.8577 | 0.010431 | 205
CAC-01 | 2044-03-01 | 3 | 2044 | 2044 | Winter | 205 | 226.8699 | 248.7397 | 271.2723 | 294.0637 |  | 7352.1192 | 7225.3531 | 7138.5076 | 7079.962 | 7215.1632 |  | 294.0637 | 294.0637 | 294.0637 | 205 | 22.7914 | 118.8577 | 0.010431 | 205
CAC-01 | 2044-04-01 | 4 | 2044 | 2044 | Spring | 205 | 222.7654 | 240.5308 | 258.8346 | 280.2037 |  | 7376.8804 | 7252.2795 | 7156.8462 | 7084.5331 | 7222.1736 |  | 280.2037 | 280.2037 | 280.2037 | 205 | 21.3692 | 118.8577 | 0.010431 | 205
CAC-01 | 2044-05-01 | 5 | 2044 | 2044 | Spring | 205 | 220.947 | 236.8941 | 253.3244 | 274.0635 |  | 7376.8804 | 7263.5697 | 7174.3014 | 7103.5478 | 7222.1736 |  | 274.0635 | 274.0635 | 274.0635 | 205 | 20.7391 | 118.8577 | 0.010431 | 205
CAC-01 | 2044-06-01 | 6 | 2044 | 2044 | Summer | 205 | 217.5633 | 230.1265 | 243.0705 | 262.6371 |  | 7389.2351 | 7293.0266 | 7214.3667 | 7149.1885 | 7289.0299 |  | 262.6371 | 262.6371 | 262.6371 | 205 | 19.5666 | 118.8577 | 0.010431 | 205
CAC-01 | 2044-07-01 | 7 | 2044 | 2044 | Summer | 205 | 217.3246 | 229.6492 | 242.3473 | 261.8313 |  | 7389.2351 | 7294.6802 | 7217.0679 | 7152.4248 | 7289.0299 |  | 261.8313 | 261.8313 | 261.8313 | 205 | 19.4839 | 118.8577 | 0.010431 | 205
CAC-01 | 2044-08-01 | 8 | 2044 | 2044 | Summer | 205 | 217.3246 | 229.6492 | 242.3473 | 261.8313 |  | 7389.2351 | 7294.6802 | 7217.0679 | 7152.4248 | 7289.0299 |  | 261.8313 | 261.8313 | 261.8313 | 205 | 19.4839 | 118.8577 | 0.010431 | 205
CAC-01 | 2044-09-01 | 9 | 2044 | 2044 | Summer | 205 | 218.5178 | 232.0356 | 245.963 | 265.8603 |  | 7389.2351 | 7286.4745 | 7203.778 | 7136.7214 | 7289.0299 |  | 265.8603 | 265.8603 | 265.8603 | 205 | 19.8974 | 118.8577 | 0.010431 | 205
CAC-01 | 2044-10-01 | 10 | 2045 | 2044 | Fall | 205 | 222.7702 | 240.5404 | 258.849 | 280.2199 |  | 7376.8804 | 7252.2503 | 7156.8017 | 7084.4864 | 7222.1736 |  | 280.2199 | 280.2199 | 280.2199 | 205 | 21.3708 | 118.8577 | 0.010431 | 205
CAC-01 | 2044-11-01 | 11 | 2045 | 2044 | Fall | 205 | 225.3378 | 245.6757 | 266.6298 | 288.8904 |  | 7376.8804 | 7236.8191 | 7133.8977 | 7061.9415 | 7222.1736 |  | 288.8904 | 288.8904 | 288.8904 | 205 | 22.2605 | 118.8577 | 0.010431 | 205
CAC-01 | 2044-12-01 | 12 | 2045 | 2044 | Winter | 205 | 229.2562 | 253.5123 | 278.5035 | 302.1218 |  | 7352.1192 | 7214.2192 | 7123.6277 | 7067.7097 | 7215.1632 |  | 302.1218 | 302.1218 | 302.1218 | 205 | 23.6183 | 118.8577 | 0.010431 | 205
CAC-01 | 2045-01-01 | 1 | 2045 | 2045 | Winter | 205 | 229.9721 | 254.9441 | 280.6729 | 304.5392 |  | 7352.1192 | 7210.9665 | 7119.4242 | 7064.7192 | 7215.1632 |  | 304.5392 | 304.5392 | 304.5392 | 205 | 23.8663 | 118.8577 | 0.010431 | 205
CAC-01 | 2045-02-01 | 2 | 2045 | 2045 | Winter | 205 | 229.4948 | 253.9896 | 279.2267 | 302.9276 |  | 7352.1192 | 7213.1305 | 7122.2133 | 7066.6764 | 7215.1632 |  | 302.9276 | 302.9276 | 302.9276 | 205 | 23.701 | 118.8577 | 0.010431 | 205
CAC-01 | 2045-03-01 | 3 | 2045 | 2045 | Winter | 205 | 226.8699 | 248.7397 | 271.2723 | 294.0637 |  | 7352.1192 | 7225.3531 | 7138.5076 | 7079.962 | 7215.1632 |  | 294.0637 | 294.0637 | 294.0637 | 205 | 22.7914 | 118.8577 | 0.010431 | 205
CAC-01 | 2045-04-01 | 4 | 2045 | 2045 | Spring | 205 | 222.7654 | 240.5308 | 258.8346 | 280.2037 |  | 7376.8804 | 7252.2795 | 7156.8462 | 7084.5331 | 7222.1736 |  | 280.2037 | 280.2037 | 280.2037 | 205 | 21.3692 | 118.8577 | 0.010431 | 205
CAC-01 | 2045-05-01 | 5 | 2045 | 2045 | Spring | 205 | 220.947 | 236.8941 | 253.3244 | 274.0635 |  | 7376.8804 | 7263.5697 | 7174.3014 | 7103.5478 | 7222.1736 |  | 274.0635 | 274.0635 | 274.0635 | 205 | 20.7391 | 118.8577 | 0.010431 | 205
CAC-01 | 2045-06-01 | 6 | 2045 | 2045 | Summer | 205 | 217.5633 | 230.1265 | 243.0705 | 262.6371 |  | 7389.2351 | 7293.0266 | 7214.3667 | 7149.1885 | 7289.0299 |  | 262.6371 | 262.6371 | 262.6371 | 205 | 19.5666 | 118.8577 | 0.010431 | 205
CAC-01 | 2045-07-01 | 7 | 2045 | 2045 | Summer | 205 | 217.3246 | 229.6492 | 242.3473 | 261.8313 |  | 7389.2351 | 7294.6802 | 7217.0679 | 7152.4248 | 7289.0299 |  | 261.8313 | 261.8313 | 261.8313 | 205 | 19.4839 | 118.8577 | 0.010431 | 205
CAC-01 | 2045-08-01 | 8 | 2045 | 2045 | Summer | 205 | 217.3246 | 229.6492 | 242.3473 | 261.8313 |  | 7389.2351 | 7294.6802 | 7217.0679 | 7152.4248 | 7289.0299 |  | 261.8313 | 261.8313 | 261.8313 | 205 | 19.4839 | 118.8577 | 0.010431 | 205
CAC-01 | 2045-09-01 | 9 | 2045 | 2045 | Summer | 205 | 218.5178 | 232.0356 | 245.963 | 265.8603 |  | 7389.2351 | 7286.4745 | 7203.778 | 7136.7214 | 7289.0299 |  | 265.8603 | 265.8603 | 265.8603 | 205 | 19.8974 | 118.8577 | 0.010431 | 205
CAC-01 | 2045-10-01 | 10 | 2046 | 2045 | Fall | 205 | 222.7702 | 240.5404 | 258.849 | 280.2199 |  | 7376.8804 | 7252.2503 | 7156.8017 | 7084.4864 | 7222.1736 |  | 280.2199 | 280.2199 | 280.2199 | 205 | 21.3708 | 118.8577 | 0.010431 | 205
CAC-01 | 2045-11-01 | 11 | 2046 | 2045 | Fall | 205 | 225.3378 | 245.6757 | 266.6298 | 288.8904 |  | 7376.8804 | 7236.8191 | 7133.8977 | 7061.9415 | 7222.1736 |  | 288.8904 | 288.8904 | 288.8904 | 205 | 22.2605 | 118.8577 | 0.010431 | 205
CAC-01 | 2045-12-01 | 12 | 2046 | 2045 | Winter | 205 | 229.2562 | 253.5123 | 278.5035 | 302.1218 |  | 7352.1192 | 7214.2192 | 7123.6277 | 7067.7097 | 7215.1632 |  | 302.1218 | 302.1218 | 302.1218 | 205 | 23.6183 | 118.8577 | 0.010431 | 205
CAC-01 | 2046-01-01 | 1 | 2046 | 2046 | Winter | 205 | 229.9721 | 254.9441 | 280.6729 | 304.5392 |  | 7352.1192 | 7210.9665 | 7119.4242 | 7064.7192 | 7215.1632 |  | 304.5392 | 304.5392 | 304.5392 | 205 | 23.8663 | 118.8577 | 0.010431 | 205
CAC-01 | 2046-02-01 | 2 | 2046 | 2046 | Winter | 205 | 229.4948 | 253.9896 | 279.2267 | 302.9276 |  | 7352.1192 | 7213.1305 | 7122.2133 | 7066.6764 | 7215.1632 |  | 302.9276 | 302.9276 | 302.9276 | 205 | 23.701 | 118.8577 | 0.010431 | 205
CAC-01 | 2046-03-01 | 3 | 2046 | 2046 | Winter | 205 | 226.8699 | 248.7397 | 271.2723 | 294.0637 |  | 7352.1192 | 7225.3531 | 7138.5076 | 7079.962 | 7215.1632 |  | 294.0637 | 294.0637 | 294.0637 | 205 | 22.7914 | 118.8577 | 0.010431 | 205
CAC-01 | 2046-04-01 | 4 | 2046 | 2046 | Spring | 205 | 222.7654 | 240.5308 | 258.8346 | 280.2037 |  | 7376.8804 | 7252.2795 | 7156.8462 | 7084.5331 | 7222.1736 |  | 280.2037 | 280.2037 | 280.2037 | 205 | 21.3692 | 118.8577 | 0.010431 | 205
CAC-01 | 2046-05-01 | 5 | 2046 | 2046 | Spring | 205 | 220.947 | 236.8941 | 253.3244 | 274.0635 |  | 7376.8804 | 7263.5697 | 7174.3014 | 7103.5478 | 7222.1736 |  | 274.0635 | 274.0635 | 274.0635 | 205 | 20.7391 | 118.8577 | 0.010431 | 205
CAC-01 | 2046-06-01 | 6 | 2046 | 2046 | Summer | 205 | 217.5633 | 230.1265 | 243.0705 | 262.6371 |  | 7389.2351 | 7293.0266 | 7214.3667 | 7149.1885 | 7289.0299 |  | 262.6371 | 262.6371 | 262.6371 | 205 | 19.5666 | 118.8577 | 0.010431 | 205
CAC-01 | 2046-07-01 | 7 | 2046 | 2046 | Summer | 205 | 217.3246 | 229.6492 | 242.3473 | 261.8313 |  | 7389.2351 | 7294.6802 | 7217.0679 | 7152.4248 | 7289.0299 |  | 261.8313 | 261.8313 | 261.8313 | 205 | 19.4839 | 118.8577 | 0.010431 | 205
CAC-01 | 2046-08-01 | 8 | 2046 | 2046 | Summer | 205 | 217.3246 | 229.6492 | 242.3473 | 261.8313 |  | 7389.2351 | 7294.6802 | 7217.0679 | 7152.4248 | 7289.0299 |  | 261.8313 | 261.8313 | 261.8313 | 205 | 19.4839 | 118.8577 | 0.010431 | 205
CAC-01 | 2046-09-01 | 9 | 2046 | 2046 | Summer | 205 | 218.5178 | 232.0356 | 245.963 | 265.8603 |  | 7389.2351 | 7286.4745 | 7203.778 | 7136.7214 | 7289.0299 |  | 265.8603 | 265.8603 | 265.8603 | 205 | 19.8974 | 118.8577 | 0.010431 | 205
CAC-02 | 2016-10-01 | 10 | 2017 | 2016 | Fall | 205 | 222.7702 | 240.5404 | 258.849 | 280.2199 |  | 7376.8804 | 7252.2503 | 7156.8017 | 7084.4864 | 7222.1736 |  | 280.2199 | 280.2199 | 280.2199 | 205 | 21.3708 | 118.8577 | 0.010431 | 205
CAC-02 | 2016-11-01 | 11 | 2017 | 2016 | Fall | 205 | 225.3378 | 245.6757 | 266.6298 | 288.8904 |  | 7376.8804 | 7236.8191 | 7133.8977 | 7061.9415 | 7222.1736 |  | 288.8904 | 288.8904 | 288.8904 | 205 | 22.2605 | 118.8577 | 0.010431 | 205
CAC-02 | 2016-12-01 | 12 | 2017 | 2016 | Winter | 205 | 229.2562 | 253.5123 | 278.5035 | 302.1218 |  | 7352.1192 | 7214.2192 | 7123.6277 | 7067.7097 | 7215.1632 |  | 302.1218 | 302.1218 | 302.1218 | 205 | 23.6183 | 118.8577 | 0.010431 | 205
CAC-02 | 2017-01-01 | 1 | 2017 | 2017 | Winter | 205 | 229.9721 | 254.9441 | 280.6729 | 304.5392 |  | 7352.1192 | 7210.9665 | 7119.4242 | 7064.7192 | 7215.1632 |  | 304.5392 | 304.5392 | 304.5392 | 205 | 23.8663 | 118.8577 | 0.010431 | 205
CAC-02 | 2017-02-01 | 2 | 2017 | 2017 | Winter | 205 | 229.4948 | 253.9896 | 279.2267 | 302.9276 |  | 7352.1192 | 7213.1305 | 7122.2133 | 7066.6764 | 7215.1632 |  | 302.9276 | 302.9276 | 302.9276 | 205 | 23.701 | 118.8577 | 0.010431 | 205
CAC-02 | 2017-03-01 | 3 | 2017 | 2017 | Winter | 205 | 226.8699 | 248.7397 | 271.2723 | 294.0637 |  | 7352.1192 | 7225.3531 | 7138.5076 | 7079.962 | 7215.1632 |  | 294.0637 | 294.0637 | 294.0637 | 205 | 22.7914 | 118.8577 | 0.010431 | 205
CAC-02 | 2017-04-01 | 4 | 2017 | 2017 | Spring | 205 | 222.7654 | 240.5308 | 258.8346 | 280.2037 |  | 7376.8804 | 7252.2795 | 7156.8462 | 7084.5331 | 7222.1736 |  | 280.2037 | 280.2037 | 280.2037 | 205 | 21.3692 | 118.8577 | 0.010431 | 205
CAC-02 | 2017-05-01 | 5 | 2017 | 2017 | Spring | 205 | 220.947 | 236.8941 | 253.3244 | 274.0635 |  | 7376.8804 | 7263.5697 | 7174.3014 | 7103.5478 | 7222.1736 |  | 274.0635 | 274.0635 | 274.0635 | 205 | 20.7391 | 118.8577 | 0.010431 | 205
CAC-02 | 2017-06-01 | 6 | 2017 | 2017 | Summer | 205 | 217.5633 | 230.1265 | 243.0705 | 262.6371 |  | 7389.2351 | 7293.0266 | 7214.3667 | 7149.1885 | 7289.0299 |  | 262.6371 | 262.6371 | 262.6371 | 205 | 19.5666 | 118.8577 | 0.010431 | 205
CAC-02 | 2017-07-01 | 7 | 2017 | 2017 | Summer | 205 | 217.3246 | 229.6492 | 242.3473 | 261.8313 |  | 7389.2351 | 7294.6802 | 7217.0679 | 7152.4248 | 7289.0299 |  | 261.8313 | 261.8313 | 261.8313 | 205 | 19.4839 | 118.8577 | 0.010431 | 205
CAC-02 | 2017-08-01 | 8 | 2017 | 2017 | Summer | 205 | 217.3246 | 229.6492 | 242.3473 | 261.8313 |  | 7389.2351 | 7294.6802 | 7217.0679 | 7152.4248 | 7289.0299 |  | 261.8313 | 261.8313 | 261.8313 | 205 | 19.4839 | 118.8577 | 0.010431 | 205
CAC-02 | 2017-09-01 | 9 | 2017 | 2017 | Summer | 205 | 218.5178 | 232.0356 | 245.963 | 265.8603 |  | 7389.2351 | 7286.4745 | 7203.778 | 7136.7214 | 7289.0299 |  | 265.8603 | 265.8603 | 265.8603 | 205 | 19.8974 | 118.8577 | 0.010431 | 205
CAC-02 | 2017-10-01 | 10 | 2018 | 2017 | Fall | 205 | 222.7702 | 240.5404 | 258.849 | 280.2199 |  | 7376.8804 | 7252.2503 | 7156.8017 | 7084.4864 | 7222.1736 |  | 280.2199 | 280.2199 | 280.2199 | 205 | 21.3708 | 118.8577 | 0.010431 | 205
CAC-02 | 2017-11-01 | 11 | 2018 | 2017 | Fall | 205 | 225.3378 | 245.6757 | 266.6298 | 288.8904 |  | 7376.8804 | 7236.8191 | 7133.8977 | 7061.9415 | 7222.1736 |  | 288.8904 | 288.8904 | 288.8904 | 205 | 22.2605 | 118.8577 | 0.010431 | 205
CAC-02 | 2017-12-01 | 12 | 2018 | 2017 | Winter | 205 | 229.2562 | 253.5123 | 278.5035 | 302.1218 |  | 7352.1192 | 7214.2192 | 7123.6277 | 7067.7097 | 7215.1632 |  | 302.1218 | 302.1218 | 302.1218 | 205 | 23.6183 | 118.8577 | 0.010431 | 205
CAC-02 | 2018-01-01 | 1 | 2018 | 2018 | Winter | 205 | 229.9721 | 254.9441 | 280.6729 | 304.5392 |  | 7352.1192 | 7210.9665 | 7119.4242 | 7064.7192 | 7215.1632 |  | 304.5392 | 304.5392 | 304.5392 | 205 | 23.8663 | 118.8577 | 0.010431 | 205
CAC-02 | 2018-02-01 | 2 | 2018 | 2018 | Winter | 205 | 229.4948 | 253.9896 | 279.2267 | 302.9276 |  | 7352.1192 | 7213.1305 | 7122.2133 | 7066.6764 | 7215.1632 |  | 302.9276 | 302.9276 | 302.9276 | 205 | 23.701 | 118.8577 | 0.010431 | 205
CAC-02 | 2018-03-01 | 3 | 2018 | 2018 | Winter | 205 | 226.8699 | 248.7397 | 271.2723 | 294.0637 |  | 7352.1192 | 7225.3531 | 7138.5076 | 7079.962 | 7215.1632 |  | 294.0637 | 294.0637 | 294.0637 | 205 | 22.7914 | 118.8577 | 0.010431 | 205
CAC-02 | 2018-04-01 | 4 | 2018 | 2018 | Spring | 205 | 222.7654 | 240.5308 | 258.8346 | 280.2037 |  | 7376.8804 | 7252.2795 | 7156.8462 | 7084.5331 | 7222.1736 |  | 280.2037 | 280.2037 | 280.2037 | 205 | 21.3692 | 118.8577 | 0.010431 | 205
CAC-02 | 2018-05-01 | 5 | 2018 | 2018 | Spring | 205 | 220.947 | 236.8941 | 253.3244 | 274.0635 |  | 7376.8804 | 7263.5697 | 7174.3014 | 7103.5478 | 7222.1736 |  | 274.0635 | 274.0635 | 274.0635 | 205 | 20.7391 | 118.8577 | 0.010431 | 205
CAC-02 | 2018-06-01 | 6 | 2018 | 2018 | Summer | 205 | 217.5633 | 230.1265 | 243.0705 | 262.6371 |  | 7389.2351 | 7293.0266 | 7214.3667 | 7149.1885 | 7289.0299 |  | 262.6371 | 262.6371 | 262.6371 | 205 | 19.5666 | 118.8577 | 0.010431 | 205
CAC-02 | 2018-07-01 | 7 | 2018 | 2018 | Summer | 205 | 217.3246 | 229.6492 | 242.3473 | 261.8313 |  | 7389.2351 | 7294.6802 | 7217.0679 | 7152.4248 | 7289.0299 |  | 261.8313 | 261.8313 | 261.8313 | 205 | 19.4839 | 118.8577 | 0.010431 | 205
CAC-02 | 2018-08-01 | 8 | 2018 | 2018 | Summer | 205 | 217.3246 | 229.6492 | 242.3473 | 261.8313 |  | 7389.2351 | 7294.6802 | 7217.0679 | 7152.4248 | 7289.0299 |  | 261.8313 | 261.8313 | 261.8313 | 205 | 19.4839 | 118.8577 | 0.010431 | 205
CAC-02 | 2018-09-01 | 9 | 2018 | 2018 | Summer | 205 | 218.5178 | 232.0356 | 245.963 | 265.8603 |  | 7389.2351 | 7286.4745 | 7203.778 | 7136.7214 | 7289.0299 |  | 265.8603 | 265.8603 | 265.8603 | 205 | 19.8974 | 118.8577 | 0.010431 | 205
CAC-02 | 2018-10-01 | 10 | 2019 | 2018 | Fall | 205 | 222.7702 | 240.5404 | 258.849 | 280.2199 |  | 7376.8804 | 7252.2503 | 7156.8017 | 7084.4864 | 7222.1736 |  | 280.2199 | 280.2199 | 280.2199 | 205 | 21.3708 | 118.8577 | 0.010431 | 205
CAC-02 | 2018-11-01 | 11 | 2019 | 2018 | Fall | 205 | 225.3378 | 245.6757 | 266.6298 | 288.8904 |  | 7376.8804 | 7236.8191 | 7133.8977 | 7061.9415 | 7222.1736 |  | 288.8904 | 288.8904 | 288.8904 | 205 | 22.2605 | 118.8577 | 0.010431 | 205
CAC-02 | 2018-12-01 | 12 | 2019 | 2018 | Winter | 205 | 229.2562 | 253.5123 | 278.5035 | 302.1218 |  | 7352.1192 | 7214.2192 | 7123.6277 | 7067.7097 | 7215.1632 |  | 302.1218 | 302.1218 | 302.1218 | 205 | 23.6183 | 118.8577 | 0.010431 | 205
CAC-02 | 2019-01-01 | 1 | 2019 | 2019 | Winter | 205 | 229.9721 | 254.9441 | 280.6729 | 304.5392 |  | 7352.1192 | 7210.9665 | 7119.4242 | 7064.7192 | 7215.1632 |  | 304.5392 | 304.5392 | 304.5392 | 205 | 23.8663 | 118.8577 | 0.010431 | 205
CAC-02 | 2019-02-01 | 2 | 2019 | 2019 | Winter | 205 | 229.4948 | 253.9896 | 279.2267 | 302.9276 |  | 7352.1192 | 7213.1305 | 7122.2133 | 7066.6764 | 7215.1632 |  | 302.9276 | 302.9276 | 302.9276 | 205 | 23.701 | 118.8577 | 0.010431 | 205
CAC-02 | 2019-03-01 | 3 | 2019 | 2019 | Winter | 205 | 226.8699 | 248.7397 | 271.2723 | 294.0637 |  | 7352.1192 | 7225.3531 | 7138.5076 | 7079.962 | 7215.1632 |  | 294.0637 | 294.0637 | 294.0637 | 205 | 22.7914 | 118.8577 | 0.010431 | 205
CAC-02 | 2019-04-01 | 4 | 2019 | 2019 | Spring | 205 | 222.7654 | 240.5308 | 258.8346 | 280.2037 |  | 7376.8804 | 7252.2795 | 7156.8462 | 7084.5331 | 7222.1736 |  | 280.2037 | 280.2037 | 280.2037 | 205 | 21.3692 | 118.8577 | 0.010431 | 205
CAC-02 | 2019-05-01 | 5 | 2019 | 2019 | Spring | 205 | 220.947 | 236.8941 | 253.3244 | 274.0635 |  | 7376.8804 | 7263.5697 | 7174.3014 | 7103.5478 | 7222.1736 |  | 274.0635 | 274.0635 | 274.0635 | 205 | 20.7391 | 118.8577 | 0.010431 | 205
CAC-02 | 2019-06-01 | 6 | 2019 | 2019 | Summer | 205 | 217.5633 | 230.1265 | 243.0705 | 262.6371 |  | 7389.2351 | 7293.0266 | 7214.3667 | 7149.1885 | 7289.0299 |  | 262.6371 | 262.6371 | 262.6371 | 205 | 19.5666 | 118.8577 | 0.010431 | 205
CAC-02 | 2019-07-01 | 7 | 2019 | 2019 | Summer | 205 | 217.3246 | 229.6492 | 242.3473 | 261.8313 |  | 7389.2351 | 7294.6802 | 7217.0679 | 7152.4248 | 7289.0299 |  | 261.8313 | 261.8313 | 261.8313 | 205 | 19.4839 | 118.8577 | 0.010431 | 205
CAC-02 | 2019-08-01 | 8 | 2019 | 2019 | Summer | 205 | 217.3246 | 229.6492 | 242.3473 | 261.8313 |  | 7389.2351 | 7294.6802 | 7217.0679 | 7152.4248 | 7289.0299 |  | 261.8313 | 261.8313 | 261.8313 | 205 | 19.4839 | 118.8577 | 0.010431 | 205
CAC-02 | 2019-09-01 | 9 | 2019 | 2019 | Summer | 205 | 218.5178 | 232.0356 | 245.963 | 265.8603 |  | 7389.2351 | 7286.4745 | 7203.778 | 7136.7214 | 7289.0299 |  | 265.8603 | 265.8603 | 265.8603 | 205 | 19.8974 | 118.8577 | 0.010431 | 205
CAC-02 | 2019-10-01 | 10 | 2020 | 2019 | Fall | 205 | 222.7702 | 240.5404 | 258.849 | 280.2199 |  | 7376.8804 | 7252.2503 | 7156.8017 | 7084.4864 | 7222.1736 |  | 280.2199 | 280.2199 | 280.2199 | 205 | 21.3708 | 118.8577 | 0.010431 | 205
CAC-02 | 2019-11-01 | 11 | 2020 | 2019 | Fall | 205 | 225.3378 | 245.6757 | 266.6298 | 288.8904 |  | 7376.8804 | 7236.8191 | 7133.8977 | 7061.9415 | 7222.1736 |  | 288.8904 | 288.8904 | 288.8904 | 205 | 22.2605 | 118.8577 | 0.010431 | 205
CAC-02 | 2019-12-01 | 12 | 2020 | 2019 | Winter | 205 | 229.2562 | 253.5123 | 278.5035 | 302.1218 |  | 7352.1192 | 7214.2192 | 7123.6277 | 7067.7097 | 7215.1632 |  | 302.1218 | 302.1218 | 302.1218 | 205 | 23.6183 | 118.8577 | 0.010431 | 205
CAC-02 | 2020-01-01 | 1 | 2020 | 2020 | Winter | 205 | 229.9721 | 254.9441 | 280.6729 | 304.5392 |  | 7352.1192 | 7210.9665 | 7119.4242 | 7064.7192 | 7215.1632 |  | 304.5392 | 304.5392 | 304.5392 | 205 | 23.8663 | 118.8577 | 0.010431 | 205
CAC-02 | 2020-02-01 | 2 | 2020 | 2020 | Winter | 205 | 229.4948 | 253.9896 | 279.2267 | 302.9276 |  | 7352.1192 | 7213.1305 | 7122.2133 | 7066.6764 | 7215.1632 |  | 302.9276 | 302.9276 | 302.9276 | 205 | 23.701 | 118.8577 | 0.010431 | 205
CAC-02 | 2020-03-01 | 3 | 2020 | 2020 | Winter | 205 | 226.8699 | 248.7397 | 271.2723 | 294.0637 |  | 7352.1192 | 7225.3531 | 7138.5076 | 7079.962 | 7215.1632 |  | 294.0637 | 294.0637 | 294.0637 | 205 | 22.7914 | 118.8577 | 0.010431 | 205
CAC-02 | 2020-04-01 | 4 | 2020 | 2020 | Spring | 205 | 222.7654 | 240.5308 | 258.8346 | 280.2037 |  | 7376.8804 | 7252.2795 | 7156.8462 | 7084.5331 | 7222.1736 |  | 280.2037 | 280.2037 | 280.2037 | 205 | 21.3692 | 118.8577 | 0.010431 | 205
CAC-02 | 2020-05-01 | 5 | 2020 | 2020 | Spring | 205 | 220.947 | 236.8941 | 253.3244 | 274.0635 |  | 7376.8804 | 7263.5697 | 7174.3014 | 7103.5478 | 7222.1736 |  | 274.0635 | 274.0635 | 274.0635 | 205 | 20.7391 | 118.8577 | 0.010431 | 205
CAC-02 | 2020-06-01 | 6 | 2020 | 2020 | Summer | 205 | 217.5633 | 230.1265 | 243.0705 | 262.6371 |  | 7389.2351 | 7293.0266 | 7214.3667 | 7149.1885 | 7289.0299 |  | 262.6371 | 262.6371 | 262.6371 | 205 | 19.5666 | 118.8577 | 0.010431 | 205
CAC-02 | 2020-07-01 | 7 | 2020 | 2020 | Summer | 205 | 217.3246 | 229.6492 | 242.3473 | 261.8313 |  | 7389.2351 | 7294.6802 | 7217.0679 | 7152.4248 | 7289.0299 |  | 261.8313 | 261.8313 | 261.8313 | 205 | 19.4839 | 118.8577 | 0.010431 | 205
CAC-02 | 2020-08-01 | 8 | 2020 | 2020 | Summer | 205 | 217.3246 | 229.6492 | 242.3473 | 261.8313 |  | 7389.2351 | 7294.6802 | 7217.0679 | 7152.4248 | 7289.0299 |  | 261.8313 | 261.8313 | 261.8313 | 205 | 19.4839 | 118.8577 | 0.010431 | 205
CAC-02 | 2020-09-01 | 9 | 2020 | 2020 | Summer | 205 | 218.5178 | 232.0356 | 245.963 | 265.8603 |  | 7389.2351 | 7286.4745 | 7203.778 | 7136.7214 | 7289.0299 |  | 265.8603 | 265.8603 | 265.8603 | 205 | 19.8974 | 118.8577 | 0.010431 | 205
CAC-02 | 2020-10-01 | 10 | 2021 | 2020 | Fall | 205 | 222.7702 | 240.5404 | 258.849 | 280.2199 |  | 7376.8804 | 7252.2503 | 7156.8017 | 7084.4864 | 7222.1736 |  | 280.2199 | 280.2199 | 280.2199 | 205 | 21.3708 | 118.8577 | 0.010431 | 205
CAC-02 | 2020-11-01 | 11 | 2021 | 2020 | Fall | 205 | 225.3378 | 245.6757 | 266.6298 | 288.8904 |  | 7376.8804 | 7236.8191 | 7133.8977 | 7061.9415 | 7222.1736 |  | 288.8904 | 288.8904 | 288.8904 | 205 | 22.2605 | 118.8577 | 0.010431 | 205
CAC-02 | 2020-12-01 | 12 | 2021 | 2020 | Winter | 205 | 229.2562 | 253.5123 | 278.5035 | 302.1218 |  | 7352.1192 | 7214.2192 | 7123.6277 | 7067.7097 | 7215.1632 |  | 302.1218 | 302.1218 | 302.1218 | 205 | 23.6183 | 118.8577 | 0.010431 | 205
CAC-02 | 2021-01-01 | 1 | 2021 | 2021 | Winter | 205 | 229.9721 | 254.9441 | 280.6729 | 304.5392 |  | 7352.1192 | 7210.9665 | 7119.4242 | 7064.7192 | 7215.1632 |  | 304.5392 | 304.5392 | 304.5392 | 205 | 23.8663 | 118.8577 | 0.010431 | 205
CAC-02 | 2021-02-01 | 2 | 2021 | 2021 | Winter | 205 | 229.4948 | 253.9896 | 279.2267 | 302.9276 |  | 7352.1192 | 7213.1305 | 7122.2133 | 7066.6764 | 7215.1632 |  | 302.9276 | 302.9276 | 302.9276 | 205 | 23.701 | 118.8577 | 0.010431 | 205
CAC-02 | 2021-03-01 | 3 | 2021 | 2021 | Winter | 205 | 226.8699 | 248.7397 | 271.2723 | 294.0637 |  | 7352.1192 | 7225.3531 | 7138.5076 | 7079.962 | 7215.1632 |  | 294.0637 | 294.0637 | 294.0637 | 205 | 22.7914 | 118.8577 | 0.010431 | 205
CAC-02 | 2021-04-01 | 4 | 2021 | 2021 | Spring | 205 | 222.7654 | 240.5308 | 258.8346 | 280.2037 |  | 7376.8804 | 7252.2795 | 7156.8462 | 7084.5331 | 7222.1736 |  | 280.2037 | 280.2037 | 280.2037 | 205 | 21.3692 | 118.8577 | 0.010431 | 205
CAC-02 | 2021-05-01 | 5 | 2021 | 2021 | Spring | 205 | 220.947 | 236.8941 | 253.3244 | 274.0635 |  | 7376.8804 | 7263.5697 | 7174.3014 | 7103.5478 | 7222.1736 |  | 274.0635 | 274.0635 | 274.0635 | 205 | 20.7391 | 118.8577 | 0.010431 | 205
CAC-02 | 2021-06-01 | 6 | 2021 | 2021 | Summer | 205 | 217.5633 | 230.1265 | 243.0705 | 262.6371 |  | 7389.2351 | 7293.0266 | 7214.3667 | 7149.1885 | 7289.0299 |  | 262.6371 | 262.6371 | 262.6371 | 205 | 19.5666 | 118.8577 | 0.010431 | 205
CAC-02 | 2021-07-01 | 7 | 2021 | 2021 | Summer | 205 | 217.3246 | 229.6492 | 242.3473 | 261.8313 |  | 7389.2351 | 7294.6802 | 7217.0679 | 7152.4248 | 7289.0299 |  | 261.8313 | 261.8313 | 261.8313 | 205 | 19.4839 | 118.8577 | 0.010431 | 205
CAC-02 | 2021-08-01 | 8 | 2021 | 2021 | Summer | 205 | 217.3246 | 229.6492 | 242.3473 | 261.8313 |  | 7389.2351 | 7294.6802 | 7217.0679 | 7152.4248 | 7289.0299 |  | 261.8313 | 261.8313 | 261.8313 | 205 | 19.4839 | 118.8577 | 0.010431 | 205
CAC-02 | 2021-09-01 | 9 | 2021 | 2021 | Summer | 205 | 218.5178 | 232.0356 | 245.963 | 265.8603 |  | 7389.2351 | 7286.4745 | 7203.778 | 7136.7214 | 7289.0299 |  | 265.8603 | 265.8603 | 265.8603 | 205 | 19.8974 | 118.8577 | 0.010431 | 205
CAC-02 | 2021-10-01 | 10 | 2022 | 2021 | Fall | 205 | 222.7702 | 240.5404 | 258.849 | 280.2199 |  | 7376.8804 | 7252.2503 | 7156.8017 | 7084.4864 | 7222.1736 |  | 280.2199 | 280.2199 | 280.2199 | 205 | 21.3708 | 118.8577 | 0.010431 | 205
CAC-02 | 2021-11-01 | 11 | 2022 | 2021 | Fall | 205 | 225.3378 | 245.6757 | 266.6298 | 288.8904 |  | 7376.8804 | 7236.8191 | 7133.8977 | 7061.9415 | 7222.1736 |  | 288.8904 | 288.8904 | 288.8904 | 205 | 22.2605 | 118.8577 | 0.010431 | 205
CAC-02 | 2021-12-01 | 12 | 2022 | 2021 | Winter | 205 | 229.2562 | 253.5123 | 278.5035 | 302.1218 |  | 7352.1192 | 7214.2192 | 7123.6277 | 7067.7097 | 7215.1632 |  | 302.1218 | 302.1218 | 302.1218 | 205 | 23.6183 | 118.8577 | 0.010431 | 205
CAC-02 | 2022-01-01 | 1 | 2022 | 2022 | Winter | 205 | 229.9721 | 254.9441 | 280.6729 | 304.5392 |  | 7352.1192 | 7210.9665 | 7119.4242 | 7064.7192 | 7215.1632 |  | 304.5392 | 304.5392 | 304.5392 | 205 | 23.8663 | 118.8577 | 0.010431 | 205
CAC-02 | 2022-02-01 | 2 | 2022 | 2022 | Winter | 205 | 229.4948 | 253.9896 | 279.2267 | 302.9276 |  | 7352.1192 | 7213.1305 | 7122.2133 | 7066.6764 | 7215.1632 |  | 302.9276 | 302.9276 | 302.9276 | 205 | 23.701 | 118.8577 | 0.010431 | 205
CAC-02 | 2022-03-01 | 3 | 2022 | 2022 | Winter | 205 | 226.8699 | 248.7397 | 271.2723 | 294.0637 |  | 7352.1192 | 7225.3531 | 7138.5076 | 7079.962 | 7215.1632 |  | 294.0637 | 294.0637 | 294.0637 | 205 | 22.7914 | 118.8577 | 0.010431 | 205
CAC-02 | 2022-04-01 | 4 | 2022 | 2022 | Spring | 205 | 222.7654 | 240.5308 | 258.8346 | 280.2037 |  | 7376.8804 | 7252.2795 | 7156.8462 | 7084.5331 | 7222.1736 |  | 280.2037 | 280.2037 | 280.2037 | 205 | 21.3692 | 118.8577 | 0.010431 | 205
CAC-02 | 2022-05-01 | 5 | 2022 | 2022 | Spring | 205 | 220.947 | 236.8941 | 253.3244 | 274.0635 |  | 7376.8804 | 7263.5697 | 7174.3014 | 7103.5478 | 7222.1736 |  | 274.0635 | 274.0635 | 274.0635 | 205 | 20.7391 | 118.8577 | 0.010431 | 205
CAC-02 | 2022-06-01 | 6 | 2022 | 2022 | Summer | 205 | 217.5633 | 230.1265 | 243.0705 | 262.6371 |  | 7389.2351 | 7293.0266 | 7214.3667 | 7149.1885 | 7289.0299 |  | 262.6371 | 262.6371 | 262.6371 | 205 | 19.5666 | 118.8577 | 0.010431 | 205
CAC-02 | 2022-07-01 | 7 | 2022 | 2022 | Summer | 205 | 217.3246 | 229.6492 | 242.3473 | 261.8313 |  | 7389.2351 | 7294.6802 | 7217.0679 | 7152.4248 | 7289.0299 |  | 261.8313 | 261.8313 | 261.8313 | 205 | 19.4839 | 118.8577 | 0.010431 | 205
CAC-02 | 2022-08-01 | 8 | 2022 | 2022 | Summer | 205 | 217.3246 | 229.6492 | 242.3473 | 261.8313 |  | 7389.2351 | 7294.6802 | 7217.0679 | 7152.4248 | 7289.0299 |  | 261.8313 | 261.8313 | 261.8313 | 205 | 19.4839 | 118.8577 | 0.010431 | 205
CAC-02 | 2022-09-01 | 9 | 2022 | 2022 | Summer | 205 | 218.5178 | 232.0356 | 245.963 | 265.8603 |  | 7389.2351 | 7286.4745 | 7203.778 | 7136.7214 | 7289.0299 |  | 265.8603 | 265.8603 | 265.8603 | 205 | 19.8974 | 118.8577 | 0.010431 | 205
CAC-02 | 2022-10-01 | 10 | 2023 | 2022 | Fall | 205 | 222.7702 | 240.5404 | 258.849 | 280.2199 |  | 7376.8804 | 7252.2503 | 7156.8017 | 7084.4864 | 7222.1736 |  | 280.2199 | 280.2199 | 280.2199 | 205 | 21.3708 | 118.8577 | 0.010431 | 205
CAC-02 | 2022-11-01 | 11 | 2023 | 2022 | Fall | 205 | 225.3378 | 245.6757 | 266.6298 | 288.8904 |  | 7376.8804 | 7236.8191 | 7133.8977 | 7061.9415 | 7222.1736 |  | 288.8904 | 288.8904 | 288.8904 | 205 | 22.2605 | 118.8577 | 0.010431 | 205
CAC-02 | 2022-12-01 | 12 | 2023 | 2022 | Winter | 205 | 229.2562 | 253.5123 | 278.5035 | 302.1218 |  | 7352.1192 | 7214.2192 | 7123.6277 | 7067.7097 | 7215.1632 |  | 302.1218 | 302.1218 | 302.1218 | 205 | 23.6183 | 118.8577 | 0.010431 | 205
CAC-02 | 2023-01-01 | 1 | 2023 | 2023 | Winter | 205 | 229.9721 | 254.9441 | 280.6729 | 304.5392 |  | 7352.1192 | 7210.9665 | 7119.4242 | 7064.7192 | 7215.1632 |  | 304.5392 | 304.5392 | 304.5392 | 205 | 23.8663 | 118.8577 | 0.010431 | 205
CAC-02 | 2023-02-01 | 2 | 2023 | 2023 | Winter | 205 | 229.4948 | 253.9896 | 279.2267 | 302.9276 |  | 7352.1192 | 7213.1305 | 7122.2133 | 7066.6764 | 7215.1632 |  | 302.9276 | 302.9276 | 302.9276 | 205 | 23.701 | 118.8577 | 0.010431 | 205
CAC-02 | 2023-03-01 | 3 | 2023 | 2023 | Winter | 205 | 226.8699 | 248.7397 | 271.2723 | 294.0637 |  | 7352.1192 | 7225.3531 | 7138.5076 | 7079.962 | 7215.1632 |  | 294.0637 | 294.0637 | 294.0637 | 205 | 22.7914 | 118.8577 | 0.010431 | 205
CAC-02 | 2023-04-01 | 4 | 2023 | 2023 | Spring | 205 | 222.7654 | 240.5308 | 258.8346 | 280.2037 |  | 7376.8804 | 7252.2795 | 7156.8462 | 7084.5331 | 7222.1736 |  | 280.2037 | 280.2037 | 280.2037 | 205 | 21.3692 | 118.8577 | 0.010431 | 205
CAC-02 | 2023-05-01 | 5 | 2023 | 2023 | Spring | 205 | 220.947 | 236.8941 | 253.3244 | 274.0635 |  | 7376.8804 | 7263.5697 | 7174.3014 | 7103.5478 | 7222.1736 |  | 274.0635 | 274.0635 | 274.0635 | 205 | 20.7391 | 118.8577 | 0.010431 | 205
CAC-02 | 2023-06-01 | 6 | 2023 | 2023 | Summer | 205 | 217.5633 | 230.1265 | 243.0705 | 262.6371 |  | 7389.2351 | 7293.0266 | 7214.3667 | 7149.1885 | 7289.0299 |  | 262.6371 | 262.6371 | 262.6371 | 205 | 19.5666 | 118.8577 | 0.010431 | 205
CAC-02 | 2023-07-01 | 7 | 2023 | 2023 | Summer | 205 | 217.3246 | 229.6492 | 242.3473 | 261.8313 |  | 7389.2351 | 7294.6802 | 7217.0679 | 7152.4248 | 7289.0299 |  | 261.8313 | 261.8313 | 261.8313 | 205 | 19.4839 | 118.8577 | 0.010431 | 205
CAC-02 | 2023-08-01 | 8 | 2023 | 2023 | Summer | 205 | 217.3246 | 229.6492 | 242.3473 | 261.8313 |  | 7389.2351 | 7294.6802 | 7217.0679 | 7152.4248 | 7289.0299 |  | 261.8313 | 261.8313 | 261.8313 | 205 | 19.4839 | 118.8577 | 0.010431 | 205
CAC-02 | 2023-09-01 | 9 | 2023 | 2023 | Summer | 205 | 218.5178 | 232.0356 | 245.963 | 265.8603 |  | 7389.2351 | 7286.4745 | 7203.778 | 7136.7214 | 7289.0299 |  | 265.8603 | 265.8603 | 265.8603 | 205 | 19.8974 | 118.8577 | 0.010431 | 205
CAC-02 | 2023-10-01 | 10 | 2024 | 2023 | Fall | 205 | 222.7702 | 240.5404 | 258.849 | 280.2199 |  | 7376.8804 | 7252.2503 | 7156.8017 | 7084.4864 | 7222.1736 |  | 280.2199 | 280.2199 | 280.2199 | 205 | 21.3708 | 118.8577 | 0.010431 | 205
CAC-02 | 2023-11-01 | 11 | 2024 | 2023 | Fall | 205 | 225.3378 | 245.6757 | 266.6298 | 288.8904 |  | 7376.8804 | 7236.8191 | 7133.8977 | 7061.9415 | 7222.1736 |  | 288.8904 | 288.8904 | 288.8904 | 205 | 22.2605 | 118.8577 | 0.010431 | 205
CAC-02 | 2023-12-01 | 12 | 2024 | 2023 | Winter | 205 | 229.2562 | 253.5123 | 278.5035 | 302.1218 |  | 7352.1192 | 7214.2192 | 7123.6277 | 7067.7097 | 7215.1632 |  | 302.1218 | 302.1218 | 302.1218 | 205 | 23.6183 | 118.8577 | 0.010431 | 205
CAC-02 | 2024-01-01 | 1 | 2024 | 2024 | Winter | 205 | 229.9721 | 254.9441 | 280.6729 | 304.5392 |  | 7352.1192 | 7210.9665 | 7119.4242 | 7064.7192 | 7215.1632 |  | 304.5392 | 304.5392 | 304.5392 | 205 | 23.8663 | 118.8577 | 0.010431 | 205
CAC-02 | 2024-02-01 | 2 | 2024 | 2024 | Winter | 205 | 229.4948 | 253.9896 | 279.2267 | 302.9276 |  | 7352.1192 | 7213.1305 | 7122.2133 | 7066.6764 | 7215.1632 |  | 302.9276 | 302.9276 | 302.9276 | 205 | 23.701 | 118.8577 | 0.010431 | 205
CAC-02 | 2024-03-01 | 3 | 2024 | 2024 | Winter | 205 | 226.8699 | 248.7397 | 271.2723 | 294.0637 |  | 7352.1192 | 7225.3531 | 7138.5076 | 7079.962 | 7215.1632 |  | 294.0637 | 294.0637 | 294.0637 | 205 | 22.7914 | 118.8577 | 0.010431 | 205
CAC-02 | 2024-04-01 | 4 | 2024 | 2024 | Spring | 205 | 222.7654 | 240.5308 | 258.8346 | 280.2037 |  | 7376.8804 | 7252.2795 | 7156.8462 | 7084.5331 | 7222.1736 |  | 280.2037 | 280.2037 | 280.2037 | 205 | 21.3692 | 118.8577 | 0.010431 | 205
CAC-02 | 2024-05-01 | 5 | 2024 | 2024 | Spring | 205 | 220.947 | 236.8941 | 253.3244 | 274.0635 |  | 7376.8804 | 7263.5697 | 7174.3014 | 7103.5478 | 7222.1736 |  | 274.0635 | 274.0635 | 274.0635 | 205 | 20.7391 | 118.8577 | 0.010431 | 205
CAC-02 | 2024-06-01 | 6 | 2024 | 2024 | Summer | 205 | 217.5633 | 230.1265 | 243.0705 | 262.6371 |  | 7389.2351 | 7293.0266 | 7214.3667 | 7149.1885 | 7289.0299 |  | 262.6371 | 262.6371 | 262.6371 | 205 | 19.5666 | 118.8577 | 0.010431 | 205
CAC-02 | 2024-07-01 | 7 | 2024 | 2024 | Summer | 205 | 217.3246 | 229.6492 | 242.3473 | 261.8313 |  | 7389.2351 | 7294.6802 | 7217.0679 | 7152.4248 | 7289.0299 |  | 261.8313 | 261.8313 | 261.8313 | 205 | 19.4839 | 118.8577 | 0.010431 | 205
CAC-02 | 2024-08-01 | 8 | 2024 | 2024 | Summer | 205 | 217.3246 | 229.6492 | 242.3473 | 261.8313 |  | 7389.2351 | 7294.6802 | 7217.0679 | 7152.4248 | 7289.0299 |  | 261.8313 | 261.8313 | 261.8313 | 205 | 19.4839 | 118.8577 | 0.010431 | 205
CAC-02 | 2024-09-01 | 9 | 2024 | 2024 | Summer | 205 | 218.5178 | 232.0356 | 245.963 | 265.8603 |  | 7389.2351 | 7286.4745 | 7203.778 | 7136.7214 | 7289.0299 |  | 265.8603 | 265.8603 | 265.8603 | 205 | 19.8974 | 118.8577 | 0.010431 | 205
CAC-02 | 2024-10-01 | 10 | 2025 | 2024 | Fall | 205 | 222.7702 | 240.5404 | 258.849 | 280.2199 |  | 7376.8804 | 7252.2503 | 7156.8017 | 7084.4864 | 7222.1736 |  | 280.2199 | 280.2199 | 280.2199 | 205 | 21.3708 | 118.8577 | 0.010431 | 205
CAC-02 | 2024-11-01 | 11 | 2025 | 2024 | Fall | 205 | 225.3378 | 245.6757 | 266.6298 | 288.8904 |  | 7376.8804 | 7236.8191 | 7133.8977 | 7061.9415 | 7222.1736 |  | 288.8904 | 288.8904 | 288.8904 | 205 | 22.2605 | 118.8577 | 0.010431 | 205
CAC-02 | 2024-12-01 | 12 | 2025 | 2024 | Winter | 205 | 229.2562 | 253.5123 | 278.5035 | 302.1218 |  | 7352.1192 | 7214.2192 | 7123.6277 | 7067.7097 | 7215.1632 |  | 302.1218 | 302.1218 | 302.1218 | 205 | 23.6183 | 118.8577 | 0.010431 | 205
CAC-02 | 2025-01-01 | 1 | 2025 | 2025 | Winter | 205 | 229.9721 | 254.9441 | 280.6729 | 304.5392 |  | 7352.1192 | 7210.9665 | 7119.4242 | 7064.7192 | 7215.1632 |  | 304.5392 | 304.5392 | 304.5392 | 205 | 23.8663 | 118.8577 | 0.010431 | 205
CAC-02 | 2025-02-01 | 2 | 2025 | 2025 | Winter | 205 | 229.4948 | 253.9896 | 279.2267 | 302.9276 |  | 7352.1192 | 7213.1305 | 7122.2133 | 7066.6764 | 7215.1632 |  | 302.9276 | 302.9276 | 302.9276 | 205 | 23.701 | 118.8577 | 0.010431 | 205
CAC-02 | 2025-03-01 | 3 | 2025 | 2025 | Winter | 205 | 226.8699 | 248.7397 | 271.2723 | 294.0637 |  | 7352.1192 | 7225.3531 | 7138.5076 | 7079.962 | 7215.1632 |  | 294.0637 | 294.0637 | 294.0637 | 205 | 22.7914 | 118.8577 | 0.010431 | 205
CAC-02 | 2025-04-01 | 4 | 2025 | 2025 | Spring | 205 | 222.7654 | 240.5308 | 258.8346 | 280.2037 |  | 7376.8804 | 7252.2795 | 7156.8462 | 7084.5331 | 7222.1736 |  | 280.2037 | 280.2037 | 280.2037 | 205 | 21.3692 | 118.8577 | 0.010431 | 205
CAC-02 | 2025-05-01 | 5 | 2025 | 2025 | Spring | 205 | 220.947 | 236.8941 | 253.3244 | 274.0635 |  | 7376.8804 | 7263.5697 | 7174.3014 | 7103.5478 | 7222.1736 |  | 274.0635 | 274.0635 | 274.0635 | 205 | 20.7391 | 118.8577 | 0.010431 | 205
CAC-02 | 2025-06-01 | 6 | 2025 | 2025 | Summer | 205 | 217.5633 | 230.1265 | 243.0705 | 262.6371 |  | 7389.2351 | 7293.0266 | 7214.3667 | 7149.1885 | 7289.0299 |  | 262.6371 | 262.6371 | 262.6371 | 205 | 19.5666 | 118.8577 | 0.010431 | 205
CAC-02 | 2025-07-01 | 7 | 2025 | 2025 | Summer | 205 | 217.3246 | 229.6492 | 242.3473 | 261.8313 |  | 7389.2351 | 7294.6802 | 7217.0679 | 7152.4248 | 7289.0299 |  | 261.8313 | 261.8313 | 261.8313 | 205 | 19.4839 | 118.8577 | 0.010431 | 205
CAC-02 | 2025-08-01 | 8 | 2025 | 2025 | Summer | 205 | 217.3246 | 229.6492 | 242.3473 | 261.8313 |  | 7389.2351 | 7294.6802 | 7217.0679 | 7152.4248 | 7289.0299 |  | 261.8313 | 261.8313 | 261.8313 | 205 | 19.4839 | 118.8577 | 0.010431 | 205
CAC-02 | 2025-09-01 | 9 | 2025 | 2025 | Summer | 205 | 218.5178 | 232.0356 | 245.963 | 265.8603 |  | 7389.2351 | 7286.4745 | 7203.778 | 7136.7214 | 7289.0299 |  | 265.8603 | 265.8603 | 265.8603 | 205 | 19.8974 | 118.8577 | 0.010431 | 205
CAC-02 | 2025-10-01 | 10 | 2026 | 2025 | Fall | 205 | 222.7702 | 240.5404 | 258.849 | 280.2199 |  | 7376.8804 | 7252.2503 | 7156.8017 | 7084.4864 | 7222.1736 |  | 280.2199 | 280.2199 | 280.2199 | 205 | 21.3708 | 118.8577 | 0.010431 | 205
CAC-02 | 2025-11-01 | 11 | 2026 | 2025 | Fall | 205 | 225.3378 | 245.6757 | 266.6298 | 288.8904 |  | 7376.8804 | 7236.8191 | 7133.8977 | 7061.9415 | 7222.1736 |  | 288.8904 | 288.8904 | 288.8904 | 205 | 22.2605 | 118.8577 | 0.010431 | 205
CAC-02 | 2025-12-01 | 12 | 2026 | 2025 | Winter | 205 | 229.2562 | 253.5123 | 278.5035 | 302.1218 |  | 7352.1192 | 7214.2192 | 7123.6277 | 7067.7097 | 7215.1632 |  | 302.1218 | 302.1218 | 302.1218 | 205 | 23.6183 | 118.8577 | 0.010431 | 205
CAC-02 | 2026-01-01 | 1 | 2026 | 2026 | Winter | 205 | 229.9721 | 254.9441 | 280.6729 | 304.5392 |  | 7352.1192 | 7210.9665 | 7119.4242 | 7064.7192 | 7215.1632 |  | 304.5392 | 304.5392 | 304.5392 | 205 | 23.8663 | 118.8577 | 0.010431 | 205
CAC-02 | 2026-02-01 | 2 | 2026 | 2026 | Winter | 205 | 229.4948 | 253.9896 | 279.2267 | 302.9276 |  | 7352.1192 | 7213.1305 | 7122.2133 | 7066.6764 | 7215.1632 |  | 302.9276 | 302.9276 | 302.9276 | 205 | 23.701 | 118.8577 | 0.010431 | 205
CAC-02 | 2026-03-01 | 3 | 2026 | 2026 | Winter | 205 | 226.8699 | 248.7397 | 271.2723 | 294.0637 |  | 7352.1192 | 7225.3531 | 7138.5076 | 7079.962 | 7215.1632 |  | 294.0637 | 294.0637 | 294.0637 | 205 | 22.7914 | 118.8577 | 0.010431 | 205
CAC-02 | 2026-04-01 | 4 | 2026 | 2026 | Spring | 205 | 222.7654 | 240.5308 | 258.8346 | 280.2037 |  | 7376.8804 | 7252.2795 | 7156.8462 | 7084.5331 | 7222.1736 |  | 280.2037 | 280.2037 | 280.2037 | 205 | 21.3692 | 118.8577 | 0.010431 | 205
CAC-02 | 2026-05-01 | 5 | 2026 | 2026 | Spring | 205 | 220.947 | 236.8941 | 253.3244 | 274.0635 |  | 7376.8804 | 7263.5697 | 7174.3014 | 7103.5478 | 7222.1736 |  | 274.0635 | 274.0635 | 274.0635 | 205 | 20.7391 | 118.8577 | 0.010431 | 205
CAC-02 | 2026-06-01 | 6 | 2026 | 2026 | Summer | 205 | 217.5633 | 230.1265 | 243.0705 | 262.6371 |  | 7389.2351 | 7293.0266 | 7214.3667 | 7149.1885 | 7289.0299 |  | 262.6371 | 262.6371 | 262.6371 | 205 | 19.5666 | 118.8577 | 0.010431 | 205
CAC-02 | 2026-07-01 | 7 | 2026 | 2026 | Summer | 205 | 217.3246 | 229.6492 | 242.3473 | 261.8313 |  | 7389.2351 | 7294.6802 | 7217.0679 | 7152.4248 | 7289.0299 |  | 261.8313 | 261.8313 | 261.8313 | 205 | 19.4839 | 118.8577 | 0.010431 | 205
CAC-02 | 2026-08-01 | 8 | 2026 | 2026 | Summer | 205 | 217.3246 | 229.6492 | 242.3473 | 261.8313 |  | 7389.2351 | 7294.6802 | 7217.0679 | 7152.4248 | 7289.0299 |  | 261.8313 | 261.8313 | 261.8313 | 205 | 19.4839 | 118.8577 | 0.010431 | 205
CAC-02 | 2026-09-01 | 9 | 2026 | 2026 | Summer | 205 | 218.5178 | 232.0356 | 245.963 | 265.8603 |  | 7389.2351 | 7286.4745 | 7203.778 | 7136.7214 | 7289.0299 |  | 265.8603 | 265.8603 | 265.8603 | 205 | 19.8974 | 118.8577 | 0.010431 | 205
CAC-02 | 2026-10-01 | 10 | 2027 | 2026 | Fall | 205 | 222.7702 | 240.5404 | 258.849 | 280.2199 |  | 7376.8804 | 7252.2503 | 7156.8017 | 7084.4864 | 7222.1736 |  | 280.2199 | 280.2199 | 280.2199 | 205 | 21.3708 | 118.8577 | 0.010431 | 205
CAC-02 | 2026-11-01 | 11 | 2027 | 2026 | Fall | 205 | 225.3378 | 245.6757 | 266.6298 | 288.8904 |  | 7376.8804 | 7236.8191 | 7133.8977 | 7061.9415 | 7222.1736 |  | 288.8904 | 288.8904 | 288.8904 | 205 | 22.2605 | 118.8577 | 0.010431 | 205
CAC-02 | 2026-12-01 | 12 | 2027 | 2026 | Winter | 205 | 229.2562 | 253.5123 | 278.5035 | 302.1218 |  | 7352.1192 | 7214.2192 | 7123.6277 | 7067.7097 | 7215.1632 |  | 302.1218 | 302.1218 | 302.1218 | 205 | 23.6183 | 118.8577 | 0.010431 | 205
CAC-02 | 2027-01-01 | 1 | 2027 | 2027 | Winter | 205 | 229.9721 | 254.9441 | 280.6729 | 304.5392 |  | 7352.1192 | 7210.9665 | 7119.4242 | 7064.7192 | 7215.1632 |  | 304.5392 | 304.5392 | 304.5392 | 205 | 23.8663 | 118.8577 | 0.010431 | 205
CAC-02 | 2027-02-01 | 2 | 2027 | 2027 | Winter | 205 | 229.4948 | 253.9896 | 279.2267 | 302.9276 |  | 7352.1192 | 7213.1305 | 7122.2133 | 7066.6764 | 7215.1632 |  | 302.9276 | 302.9276 | 302.9276 | 205 | 23.701 | 118.8577 | 0.010431 | 205
CAC-02 | 2027-03-01 | 3 | 2027 | 2027 | Winter | 205 | 226.8699 | 248.7397 | 271.2723 | 294.0637 |  | 7352.1192 | 7225.3531 | 7138.5076 | 7079.962 | 7215.1632 |  | 294.0637 | 294.0637 | 294.0637 | 205 | 22.7914 | 118.8577 | 0.010431 | 205
CAC-02 | 2027-04-01 | 4 | 2027 | 2027 | Spring | 205 | 222.7654 | 240.5308 | 258.8346 | 280.2037 |  | 7376.8804 | 7252.2795 | 7156.8462 | 7084.5331 | 7222.1736 |  | 280.2037 | 280.2037 | 280.2037 | 205 | 21.3692 | 118.8577 | 0.010431 | 205
CAC-02 | 2027-05-01 | 5 | 2027 | 2027 | Spring | 205 | 220.947 | 236.8941 | 253.3244 | 274.0635 |  | 7376.8804 | 7263.5697 | 7174.3014 | 7103.5478 | 7222.1736 |  | 274.0635 | 274.0635 | 274.0635 | 205 | 20.7391 | 118.8577 | 0.010431 | 205
CAC-02 | 2027-06-01 | 6 | 2027 | 2027 | Summer | 205 | 217.5633 | 230.1265 | 243.0705 | 262.6371 |  | 7389.2351 | 7293.0266 | 7214.3667 | 7149.1885 | 7289.0299 |  | 262.6371 | 262.6371 | 262.6371 | 205 | 19.5666 | 118.8577 | 0.010431 | 205
CAC-02 | 2027-07-01 | 7 | 2027 | 2027 | Summer | 205 | 217.3246 | 229.6492 | 242.3473 | 261.8313 |  | 7389.2351 | 7294.6802 | 7217.0679 | 7152.4248 | 7289.0299 |  | 261.8313 | 261.8313 | 261.8313 | 205 | 19.4839 | 118.8577 | 0.010431 | 205
CAC-02 | 2027-08-01 | 8 | 2027 | 2027 | Summer | 205 | 217.3246 | 229.6492 | 242.3473 | 261.8313 |  | 7389.2351 | 7294.6802 | 7217.0679 | 7152.4248 | 7289.0299 |  | 261.8313 | 261.8313 | 261.8313 | 205 | 19.4839 | 118.8577 | 0.010431 | 205
CAC-02 | 2027-09-01 | 9 | 2027 | 2027 | Summer | 205 | 218.5178 | 232.0356 | 245.963 | 265.8603 |  | 7389.2351 | 7286.4745 | 7203.778 | 7136.7214 | 7289.0299 |  | 265.8603 | 265.8603 | 265.8603 | 205 | 19.8974 | 118.8577 | 0.010431 | 205
CAC-02 | 2027-10-01 | 10 | 2028 | 2027 | Fall | 205 | 222.7702 | 240.5404 | 258.849 | 280.2199 |  | 7376.8804 | 7252.2503 | 7156.8017 | 7084.4864 | 7222.1736 |  | 280.2199 | 280.2199 | 280.2199 | 205 | 21.3708 | 118.8577 | 0.010431 | 205
CAC-02 | 2027-11-01 | 11 | 2028 | 2027 | Fall | 205 | 225.3378 | 245.6757 | 266.6298 | 288.8904 |  | 7376.8804 | 7236.8191 | 7133.8977 | 7061.9415 | 7222.1736 |  | 288.8904 | 288.8904 | 288.8904 | 205 | 22.2605 | 118.8577 | 0.010431 | 205
CAC-02 | 2027-12-01 | 12 | 2028 | 2027 | Winter | 205 | 229.2562 | 253.5123 | 278.5035 | 302.1218 |  | 7352.1192 | 7214.2192 | 7123.6277 | 7067.7097 | 7215.1632 |  | 302.1218 | 302.1218 | 302.1218 | 205 | 23.6183 | 118.8577 | 0.010431 | 205
CAC-02 | 2028-01-01 | 1 | 2028 | 2028 | Winter | 205 | 229.9721 | 254.9441 | 280.6729 | 304.5392 |  | 7352.1192 | 7210.9665 | 7119.4242 | 7064.7192 | 7215.1632 |  | 304.5392 | 304.5392 | 304.5392 | 205 | 23.8663 | 118.8577 | 0.010431 | 205
CAC-02 | 2028-02-01 | 2 | 2028 | 2028 | Winter | 205 | 229.4948 | 253.9896 | 279.2267 | 302.9276 |  | 7352.1192 | 7213.1305 | 7122.2133 | 7066.6764 | 7215.1632 |  | 302.9276 | 302.9276 | 302.9276 | 205 | 23.701 | 118.8577 | 0.010431 | 205
CAC-02 | 2028-03-01 | 3 | 2028 | 2028 | Winter | 205 | 226.8699 | 248.7397 | 271.2723 | 294.0637 |  | 7352.1192 | 7225.3531 | 7138.5076 | 7079.962 | 7215.1632 |  | 294.0637 | 294.0637 | 294.0637 | 205 | 22.7914 | 118.8577 | 0.010431 | 205
CAC-02 | 2028-04-01 | 4 | 2028 | 2028 | Spring | 205 | 222.7654 | 240.5308 | 258.8346 | 280.2037 |  | 7376.8804 | 7252.2795 | 7156.8462 | 7084.5331 | 7222.1736 |  | 280.2037 | 280.2037 | 280.2037 | 205 | 21.3692 | 118.8577 | 0.010431 | 205
CAC-02 | 2028-05-01 | 5 | 2028 | 2028 | Spring | 205 | 220.947 | 236.8941 | 253.3244 | 274.0635 |  | 7376.8804 | 7263.5697 | 7174.3014 | 7103.5478 | 7222.1736 |  | 274.0635 | 274.0635 | 274.0635 | 205 | 20.7391 | 118.8577 | 0.010431 | 205
CAC-02 | 2028-06-01 | 6 | 2028 | 2028 | Summer | 205 | 217.5633 | 230.1265 | 243.0705 | 262.6371 |  | 7389.2351 | 7293.0266 | 7214.3667 | 7149.1885 | 7289.0299 |  | 262.6371 | 262.6371 | 262.6371 | 205 | 19.5666 | 118.8577 | 0.010431 | 205
CAC-02 | 2028-07-01 | 7 | 2028 | 2028 | Summer | 205 | 217.3246 | 229.6492 | 242.3473 | 261.8313 |  | 7389.2351 | 7294.6802 | 7217.0679 | 7152.4248 | 7289.0299 |  | 261.8313 | 261.8313 | 261.8313 | 205 | 19.4839 | 118.8577 | 0.010431 | 205
CAC-02 | 2028-08-01 | 8 | 2028 | 2028 | Summer | 205 | 217.3246 | 229.6492 | 242.3473 | 261.8313 |  | 7389.2351 | 7294.6802 | 7217.0679 | 7152.4248 | 7289.0299 |  | 261.8313 | 261.8313 | 261.8313 | 205 | 19.4839 | 118.8577 | 0.010431 | 205
CAC-02 | 2028-09-01 | 9 | 2028 | 2028 | Summer | 205 | 218.5178 | 232.0356 | 245.963 | 265.8603 |  | 7389.2351 | 7286.4745 | 7203.778 | 7136.7214 | 7289.0299 |  | 265.8603 | 265.8603 | 265.8603 | 205 | 19.8974 | 118.8577 | 0.010431 | 205
CAC-02 | 2028-10-01 | 10 | 2029 | 2028 | Fall | 205 | 222.7702 | 240.5404 | 258.849 | 280.2199 |  | 7376.8804 | 7252.2503 | 7156.8017 | 7084.4864 | 7222.1736 |  | 280.2199 | 280.2199 | 280.2199 | 205 | 21.3708 | 118.8577 | 0.010431 | 205
CAC-02 | 2028-11-01 | 11 | 2029 | 2028 | Fall | 205 | 225.3378 | 245.6757 | 266.6298 | 288.8904 |  | 7376.8804 | 7236.8191 | 7133.8977 | 7061.9415 | 7222.1736 |  | 288.8904 | 288.8904 | 288.8904 | 205 | 22.2605 | 118.8577 | 0.010431 | 205
CAC-02 | 2028-12-01 | 12 | 2029 | 2028 | Winter | 205 | 229.2562 | 253.5123 | 278.5035 | 302.1218 |  | 7352.1192 | 7214.2192 | 7123.6277 | 7067.7097 | 7215.1632 |  | 302.1218 | 302.1218 | 302.1218 | 205 | 23.6183 | 118.8577 | 0.010431 | 205
CAC-02 | 2029-01-01 | 1 | 2029 | 2029 | Winter | 205 | 229.9721 | 254.9441 | 280.6729 | 304.5392 |  | 7352.1192 | 7210.9665 | 7119.4242 | 7064.7192 | 7215.1632 |  | 304.5392 | 304.5392 | 304.5392 | 205 | 23.8663 | 118.8577 | 0.010431 | 205
CAC-02 | 2029-02-01 | 2 | 2029 | 2029 | Winter | 205 | 229.4948 | 253.9896 | 279.2267 | 302.9276 |  | 7352.1192 | 7213.1305 | 7122.2133 | 7066.6764 | 7215.1632 |  | 302.9276 | 302.9276 | 302.9276 | 205 | 23.701 | 118.8577 | 0.010431 | 205
CAC-02 | 2029-03-01 | 3 | 2029 | 2029 | Winter | 205 | 226.8699 | 248.7397 | 271.2723 | 294.0637 |  | 7352.1192 | 7225.3531 | 7138.5076 | 7079.962 | 7215.1632 |  | 294.0637 | 294.0637 | 294.0637 | 205 | 22.7914 | 118.8577 | 0.010431 | 205
CAC-02 | 2029-04-01 | 4 | 2029 | 2029 | Spring | 205 | 222.7654 | 240.5308 | 258.8346 | 280.2037 |  | 7376.8804 | 7252.2795 | 7156.8462 | 7084.5331 | 7222.1736 |  | 280.2037 | 280.2037 | 280.2037 | 205 | 21.3692 | 118.8577 | 0.010431 | 205
CAC-02 | 2029-05-01 | 5 | 2029 | 2029 | Spring | 205 | 220.947 | 236.8941 | 253.3244 | 274.0635 |  | 7376.8804 | 7263.5697 | 7174.3014 | 7103.5478 | 7222.1736 |  | 274.0635 | 274.0635 | 274.0635 | 205 | 20.7391 | 118.8577 | 0.010431 | 205
CAC-02 | 2029-06-01 | 6 | 2029 | 2029 | Summer | 205 | 217.5633 | 230.1265 | 243.0705 | 262.6371 |  | 7389.2351 | 7293.0266 | 7214.3667 | 7149.1885 | 7289.0299 |  | 262.6371 | 262.6371 | 262.6371 | 205 | 19.5666 | 118.8577 | 0.010431 | 205
CAC-02 | 2029-07-01 | 7 | 2029 | 2029 | Summer | 205 | 217.3246 | 229.6492 | 242.3473 | 261.8313 |  | 7389.2351 | 7294.6802 | 7217.0679 | 7152.4248 | 7289.0299 |  | 261.8313 | 261.8313 | 261.8313 | 205 | 19.4839 | 118.8577 | 0.010431 | 205
CAC-02 | 2029-08-01 | 8 | 2029 | 2029 | Summer | 205 | 217.3246 | 229.6492 | 242.3473 | 261.8313 |  | 7389.2351 | 7294.6802 | 7217.0679 | 7152.4248 | 7289.0299 |  | 261.8313 | 261.8313 | 261.8313 | 205 | 19.4839 | 118.8577 | 0.010431 | 205
CAC-02 | 2029-09-01 | 9 | 2029 | 2029 | Summer | 205 | 218.5178 | 232.0356 | 245.963 | 265.8603 |  | 7389.2351 | 7286.4745 | 7203.778 | 7136.7214 | 7289.0299 |  | 265.8603 | 265.8603 | 265.8603 | 205 | 19.8974 | 118.8577 | 0.010431 | 205
CAC-02 | 2029-10-01 | 10 | 2030 | 2029 | Fall | 205 | 222.7702 | 240.5404 | 258.849 | 280.2199 |  | 7376.8804 | 7252.2503 | 7156.8017 | 7084.4864 | 7222.1736 |  | 280.2199 | 280.2199 | 280.2199 | 205 | 21.3708 | 118.8577 | 0.010431 | 205
CAC-02 | 2029-11-01 | 11 | 2030 | 2029 | Fall | 205 | 225.3378 | 245.6757 | 266.6298 | 288.8904 |  | 7376.8804 | 7236.8191 | 7133.8977 | 7061.9415 | 7222.1736 |  | 288.8904 | 288.8904 | 288.8904 | 205 | 22.2605 | 118.8577 | 0.010431 | 205
CAC-02 | 2029-12-01 | 12 | 2030 | 2029 | Winter | 205 | 229.2562 | 253.5123 | 278.5035 | 302.1218 |  | 7352.1192 | 7214.2192 | 7123.6277 | 7067.7097 | 7215.1632 |  | 302.1218 | 302.1218 | 302.1218 | 205 | 23.6183 | 118.8577 | 0.010431 | 205
CAC-02 | 2030-01-01 | 1 | 2030 | 2030 | Winter | 205 | 229.9721 | 254.9441 | 280.6729 | 304.5392 |  | 7352.1192 | 7210.9665 | 7119.4242 | 7064.7192 | 7215.1632 |  | 304.5392 | 304.5392 | 304.5392 | 205 | 23.8663 | 118.8577 | 0.010431 | 205
CAC-02 | 2030-02-01 | 2 | 2030 | 2030 | Winter | 205 | 229.4948 | 253.9896 | 279.2267 | 302.9276 |  | 7352.1192 | 7213.1305 | 7122.2133 | 7066.6764 | 7215.1632 |  | 302.9276 | 302.9276 | 302.9276 | 205 | 23.701 | 118.8577 | 0.010431 | 205
CAC-02 | 2030-03-01 | 3 | 2030 | 2030 | Winter | 205 | 226.8699 | 248.7397 | 271.2723 | 294.0637 |  | 7352.1192 | 7225.3531 | 7138.5076 | 7079.962 | 7215.1632 |  | 294.0637 | 294.0637 | 294.0637 | 205 | 22.7914 | 118.8577 | 0.010431 | 205
CAC-02 | 2030-04-01 | 4 | 2030 | 2030 | Spring | 205 | 222.7654 | 240.5308 | 258.8346 | 280.2037 |  | 7376.8804 | 7252.2795 | 7156.8462 | 7084.5331 | 7222.1736 |  | 280.2037 | 280.2037 | 280.2037 | 205 | 21.3692 | 118.8577 | 0.010431 | 205
CAC-02 | 2030-05-01 | 5 | 2030 | 2030 | Spring | 205 | 220.947 | 236.8941 | 253.3244 | 274.0635 |  | 7376.8804 | 7263.5697 | 7174.3014 | 7103.5478 | 7222.1736 |  | 274.0635 | 274.0635 | 274.0635 | 205 | 20.7391 | 118.8577 | 0.010431 | 205
CAC-02 | 2030-06-01 | 6 | 2030 | 2030 | Summer | 205 | 217.5633 | 230.1265 | 243.0705 | 262.6371 |  | 7389.2351 | 7293.0266 | 7214.3667 | 7149.1885 | 7289.0299 |  | 262.6371 | 262.6371 | 262.6371 | 205 | 19.5666 | 118.8577 | 0.010431 | 205
CAC-02 | 2030-07-01 | 7 | 2030 | 2030 | Summer | 205 | 217.3246 | 229.6492 | 242.3473 | 261.8313 |  | 7389.2351 | 7294.6802 | 7217.0679 | 7152.4248 | 7289.0299 |  | 261.8313 | 261.8313 | 261.8313 | 205 | 19.4839 | 118.8577 | 0.010431 | 205
CAC-02 | 2030-08-01 | 8 | 2030 | 2030 | Summer | 205 | 217.3246 | 229.6492 | 242.3473 | 261.8313 |  | 7389.2351 | 7294.6802 | 7217.0679 | 7152.4248 | 7289.0299 |  | 261.8313 | 261.8313 | 261.8313 | 205 | 19.4839 | 118.8577 | 0.010431 | 205
CAC-02 | 2030-09-01 | 9 | 2030 | 2030 | Summer | 205 | 218.5178 | 232.0356 | 245.963 | 265.8603 |  | 7389.2351 | 7286.4745 | 7203.778 | 7136.7214 | 7289.0299 |  | 265.8603 | 265.8603 | 265.8603 | 205 | 19.8974 | 118.8577 | 0.010431 | 205
CAC-02 | 2030-10-01 | 10 | 2031 | 2030 | Fall | 205 | 222.7702 | 240.5404 | 258.849 | 280.2199 |  | 7376.8804 | 7252.2503 | 7156.8017 | 7084.4864 | 7222.1736 |  | 280.2199 | 280.2199 | 280.2199 | 205 | 21.3708 | 118.8577 | 0.010431 | 205
CAC-02 | 2030-11-01 | 11 | 2031 | 2030 | Fall | 205 | 225.3378 | 245.6757 | 266.6298 | 288.8904 |  | 7376.8804 | 7236.8191 | 7133.8977 | 7061.9415 | 7222.1736 |  | 288.8904 | 288.8904 | 288.8904 | 205 | 22.2605 | 118.8577 | 0.010431 | 205
CAC-02 | 2030-12-01 | 12 | 2031 | 2030 | Winter | 205 | 229.2562 | 253.5123 | 278.5035 | 302.1218 |  | 7352.1192 | 7214.2192 | 7123.6277 | 7067.7097 | 7215.1632 |  | 302.1218 | 302.1218 | 302.1218 | 205 | 23.6183 | 118.8577 | 0.010431 | 205
CAC-02 | 2031-01-01 | 1 | 2031 | 2031 | Winter | 205 | 229.9721 | 254.9441 | 280.6729 | 304.5392 |  | 7352.1192 | 7210.9665 | 7119.4242 | 7064.7192 | 7215.1632 |  | 304.5392 | 304.5392 | 304.5392 | 205 | 23.8663 | 118.8577 | 0.010431 | 205
CAC-02 | 2031-02-01 | 2 | 2031 | 2031 | Winter | 205 | 229.4948 | 253.9896 | 279.2267 | 302.9276 |  | 7352.1192 | 7213.1305 | 7122.2133 | 7066.6764 | 7215.1632 |  | 302.9276 | 302.9276 | 302.9276 | 205 | 23.701 | 118.8577 | 0.010431 | 205
CAC-02 | 2031-03-01 | 3 | 2031 | 2031 | Winter | 205 | 226.8699 | 248.7397 | 271.2723 | 294.0637 |  | 7352.1192 | 7225.3531 | 7138.5076 | 7079.962 | 7215.1632 |  | 294.0637 | 294.0637 | 294.0637 | 205 | 22.7914 | 118.8577 | 0.010431 | 205
CAC-02 | 2031-04-01 | 4 | 2031 | 2031 | Spring | 205 | 222.7654 | 240.5308 | 258.8346 | 280.2037 |  | 7376.8804 | 7252.2795 | 7156.8462 | 7084.5331 | 7222.1736 |  | 280.2037 | 280.2037 | 280.2037 | 205 | 21.3692 | 118.8577 | 0.010431 | 205
CAC-02 | 2031-05-01 | 5 | 2031 | 2031 | Spring | 205 | 220.947 | 236.8941 | 253.3244 | 274.0635 |  | 7376.8804 | 7263.5697 | 7174.3014 | 7103.5478 | 7222.1736 |  | 274.0635 | 274.0635 | 274.0635 | 205 | 20.7391 | 118.8577 | 0.010431 | 205
CAC-02 | 2031-06-01 | 6 | 2031 | 2031 | Summer | 205 | 217.5633 | 230.1265 | 243.0705 | 262.6371 |  | 7389.2351 | 7293.0266 | 7214.3667 | 7149.1885 | 7289.0299 |  | 262.6371 | 262.6371 | 262.6371 | 205 | 19.5666 | 118.8577 | 0.010431 | 205
CAC-02 | 2031-07-01 | 7 | 2031 | 2031 | Summer | 205 | 217.3246 | 229.6492 | 242.3473 | 261.8313 |  | 7389.2351 | 7294.6802 | 7217.0679 | 7152.4248 | 7289.0299 |  | 261.8313 | 261.8313 | 261.8313 | 205 | 19.4839 | 118.8577 | 0.010431 | 205
CAC-02 | 2031-08-01 | 8 | 2031 | 2031 | Summer | 205 | 217.3246 | 229.6492 | 242.3473 | 261.8313 |  | 7389.2351 | 7294.6802 | 7217.0679 | 7152.4248 | 7289.0299 |  | 261.8313 | 261.8313 | 261.8313 | 205 | 19.4839 | 118.8577 | 0.010431 | 205
CAC-02 | 2031-09-01 | 9 | 2031 | 2031 | Summer | 205 | 218.5178 | 232.0356 | 245.963 | 265.8603 |  | 7389.2351 | 7286.4745 | 7203.778 | 7136.7214 | 7289.0299 |  | 265.8603 | 265.8603 | 265.8603 | 205 | 19.8974 | 118.8577 | 0.010431 | 205
CAC-02 | 2031-10-01 | 10 | 2032 | 2031 | Fall | 205 | 222.7702 | 240.5404 | 258.849 | 280.2199 |  | 7376.8804 | 7252.2503 | 7156.8017 | 7084.4864 | 7222.1736 |  | 280.2199 | 280.2199 | 280.2199 | 205 | 21.3708 | 118.8577 | 0.010431 | 205
CAC-02 | 2031-11-01 | 11 | 2032 | 2031 | Fall | 205 | 225.3378 | 245.6757 | 266.6298 | 288.8904 |  | 7376.8804 | 7236.8191 | 7133.8977 | 7061.9415 | 7222.1736 |  | 288.8904 | 288.8904 | 288.8904 | 205 | 22.2605 | 118.8577 | 0.010431 | 205
CAC-02 | 2031-12-01 | 12 | 2032 | 2031 | Winter | 205 | 229.2562 | 253.5123 | 278.5035 | 302.1218 |  | 7352.1192 | 7214.2192 | 7123.6277 | 7067.7097 | 7215.1632 |  | 302.1218 | 302.1218 | 302.1218 | 205 | 23.6183 | 118.8577 | 0.010431 | 205
CAC-02 | 2032-01-01 | 1 | 2032 | 2032 | Winter | 205 | 229.9721 | 254.9441 | 280.6729 | 304.5392 |  | 7352.1192 | 7210.9665 | 7119.4242 | 7064.7192 | 7215.1632 |  | 304.5392 | 304.5392 | 304.5392 | 205 | 23.8663 | 118.8577 | 0.010431 | 205
CAC-02 | 2032-02-01 | 2 | 2032 | 2032 | Winter | 205 | 229.4948 | 253.9896 | 279.2267 | 302.9276 |  | 7352.1192 | 7213.1305 | 7122.2133 | 7066.6764 | 7215.1632 |  | 302.9276 | 302.9276 | 302.9276 | 205 | 23.701 | 118.8577 | 0.010431 | 205
CAC-02 | 2032-03-01 | 3 | 2032 | 2032 | Winter | 205 | 226.8699 | 248.7397 | 271.2723 | 294.0637 |  | 7352.1192 | 7225.3531 | 7138.5076 | 7079.962 | 7215.1632 |  | 294.0637 | 294.0637 | 294.0637 | 205 | 22.7914 | 118.8577 | 0.010431 | 205
CAC-02 | 2032-04-01 | 4 | 2032 | 2032 | Spring | 205 | 222.7654 | 240.5308 | 258.8346 | 280.2037 |  | 7376.8804 | 7252.2795 | 7156.8462 | 7084.5331 | 7222.1736 |  | 280.2037 | 280.2037 | 280.2037 | 205 | 21.3692 | 118.8577 | 0.010431 | 205
CAC-02 | 2032-05-01 | 5 | 2032 | 2032 | Spring | 205 | 220.947 | 236.8941 | 253.3244 | 274.0635 |  | 7376.8804 | 7263.5697 | 7174.3014 | 7103.5478 | 7222.1736 |  | 274.0635 | 274.0635 | 274.0635 | 205 | 20.7391 | 118.8577 | 0.010431 | 205
CAC-02 | 2032-06-01 | 6 | 2032 | 2032 | Summer | 205 | 217.5633 | 230.1265 | 243.0705 | 262.6371 |  | 7389.2351 | 7293.0266 | 7214.3667 | 7149.1885 | 7289.0299 |  | 262.6371 | 262.6371 | 262.6371 | 205 | 19.5666 | 118.8577 | 0.010431 | 205
CAC-02 | 2032-07-01 | 7 | 2032 | 2032 | Summer | 205 | 217.3246 | 229.6492 | 242.3473 | 261.8313 |  | 7389.2351 | 7294.6802 | 7217.0679 | 7152.4248 | 7289.0299 |  | 261.8313 | 261.8313 | 261.8313 | 205 | 19.4839 | 118.8577 | 0.010431 | 205
CAC-02 | 2032-08-01 | 8 | 2032 | 2032 | Summer | 205 | 217.3246 | 229.6492 | 242.3473 | 261.8313 |  | 7389.2351 | 7294.6802 | 7217.0679 | 7152.4248 | 7289.0299 |  | 261.8313 | 261.8313 | 261.8313 | 205 | 19.4839 | 118.8577 | 0.010431 | 205
CAC-02 | 2032-09-01 | 9 | 2032 | 2032 | Summer | 205 | 218.5178 | 232.0356 | 245.963 | 265.8603 |  | 7389.2351 | 7286.4745 | 7203.778 | 7136.7214 | 7289.0299 |  | 265.8603 | 265.8603 | 265.8603 | 205 | 19.8974 | 118.8577 | 0.010431 | 205
CAC-02 | 2032-10-01 | 10 | 2033 | 2032 | Fall | 205 | 222.7702 | 240.5404 | 258.849 | 280.2199 |  | 7376.8804 | 7252.2503 | 7156.8017 | 7084.4864 | 7222.1736 |  | 280.2199 | 280.2199 | 280.2199 | 205 | 21.3708 | 118.8577 | 0.010431 | 205
CAC-02 | 2032-11-01 | 11 | 2033 | 2032 | Fall | 205 | 225.3378 | 245.6757 | 266.6298 | 288.8904 |  | 7376.8804 | 7236.8191 | 7133.8977 | 7061.9415 | 7222.1736 |  | 288.8904 | 288.8904 | 288.8904 | 205 | 22.2605 | 118.8577 | 0.010431 | 205
CAC-02 | 2032-12-01 | 12 | 2033 | 2032 | Winter | 205 | 229.2562 | 253.5123 | 278.5035 | 302.1218 |  | 7352.1192 | 7214.2192 | 7123.6277 | 7067.7097 | 7215.1632 |  | 302.1218 | 302.1218 | 302.1218 | 205 | 23.6183 | 118.8577 | 0.010431 | 205
CAC-02 | 2033-01-01 | 1 | 2033 | 2033 | Winter | 205 | 229.9721 | 254.9441 | 280.6729 | 304.5392 |  | 7352.1192 | 7210.9665 | 7119.4242 | 7064.7192 | 7215.1632 |  | 304.5392 | 304.5392 | 304.5392 | 205 | 23.8663 | 118.8577 | 0.010431 | 205
CAC-02 | 2033-02-01 | 2 | 2033 | 2033 | Winter | 205 | 229.4948 | 253.9896 | 279.2267 | 302.9276 |  | 7352.1192 | 7213.1305 | 7122.2133 | 7066.6764 | 7215.1632 |  | 302.9276 | 302.9276 | 302.9276 | 205 | 23.701 | 118.8577 | 0.010431 | 205
CAC-02 | 2033-03-01 | 3 | 2033 | 2033 | Winter | 205 | 226.8699 | 248.7397 | 271.2723 | 294.0637 |  | 7352.1192 | 7225.3531 | 7138.5076 | 7079.962 | 7215.1632 |  | 294.0637 | 294.0637 | 294.0637 | 205 | 22.7914 | 118.8577 | 0.010431 | 205
CAC-02 | 2033-04-01 | 4 | 2033 | 2033 | Spring | 205 | 222.7654 | 240.5308 | 258.8346 | 280.2037 |  | 7376.8804 | 7252.2795 | 7156.8462 | 7084.5331 | 7222.1736 |  | 280.2037 | 280.2037 | 280.2037 | 205 | 21.3692 | 118.8577 | 0.010431 | 205
CAC-02 | 2033-05-01 | 5 | 2033 | 2033 | Spring | 205 | 220.947 | 236.8941 | 253.3244 | 274.0635 |  | 7376.8804 | 7263.5697 | 7174.3014 | 7103.5478 | 7222.1736 |  | 274.0635 | 274.0635 | 274.0635 | 205 | 20.7391 | 118.8577 | 0.010431 | 205
CAC-02 | 2033-06-01 | 6 | 2033 | 2033 | Summer | 205 | 217.5633 | 230.1265 | 243.0705 | 262.6371 |  | 7389.2351 | 7293.0266 | 7214.3667 | 7149.1885 | 7289.0299 |  | 262.6371 | 262.6371 | 262.6371 | 205 | 19.5666 | 118.8577 | 0.010431 | 205
CAC-02 | 2033-07-01 | 7 | 2033 | 2033 | Summer | 205 | 217.3246 | 229.6492 | 242.3473 | 261.8313 |  | 7389.2351 | 7294.6802 | 7217.0679 | 7152.4248 | 7289.0299 |  | 261.8313 | 261.8313 | 261.8313 | 205 | 19.4839 | 118.8577 | 0.010431 | 205
CAC-02 | 2033-08-01 | 8 | 2033 | 2033 | Summer | 205 | 217.3246 | 229.6492 | 242.3473 | 261.8313 |  | 7389.2351 | 7294.6802 | 7217.0679 | 7152.4248 | 7289.0299 |  | 261.8313 | 261.8313 | 261.8313 | 205 | 19.4839 | 118.8577 | 0.010431 | 205
CAC-02 | 2033-09-01 | 9 | 2033 | 2033 | Summer | 205 | 218.5178 | 232.0356 | 245.963 | 265.8603 |  | 7389.2351 | 7286.4745 | 7203.778 | 7136.7214 | 7289.0299 |  | 265.8603 | 265.8603 | 265.8603 | 205 | 19.8974 | 118.8577 | 0.010431 | 205
CAC-02 | 2033-10-01 | 10 | 2034 | 2033 | Fall | 205 | 222.7702 | 240.5404 | 258.849 | 280.2199 |  | 7376.8804 | 7252.2503 | 7156.8017 | 7084.4864 | 7222.1736 |  | 280.2199 | 280.2199 | 280.2199 | 205 | 21.3708 | 118.8577 | 0.010431 | 205
CAC-02 | 2033-11-01 | 11 | 2034 | 2033 | Fall | 205 | 225.3378 | 245.6757 | 266.6298 | 288.8904 |  | 7376.8804 | 7236.8191 | 7133.8977 | 7061.9415 | 7222.1736 |  | 288.8904 | 288.8904 | 288.8904 | 205 | 22.2605 | 118.8577 | 0.010431 | 205
CAC-02 | 2033-12-01 | 12 | 2034 | 2033 | Winter | 205 | 229.2562 | 253.5123 | 278.5035 | 302.1218 |  | 7352.1192 | 7214.2192 | 7123.6277 | 7067.7097 | 7215.1632 |  | 302.1218 | 302.1218 | 302.1218 | 205 | 23.6183 | 118.8577 | 0.010431 | 205
CAC-02 | 2034-01-01 | 1 | 2034 | 2034 | Winter | 205 | 229.9721 | 254.9441 | 280.6729 | 304.5392 |  | 7352.1192 | 7210.9665 | 7119.4242 | 7064.7192 | 7215.1632 |  | 304.5392 | 304.5392 | 304.5392 | 205 | 23.8663 | 118.8577 | 0.010431 | 205
CAC-02 | 2034-02-01 | 2 | 2034 | 2034 | Winter | 205 | 229.4948 | 253.9896 | 279.2267 | 302.9276 |  | 7352.1192 | 7213.1305 | 7122.2133 | 7066.6764 | 7215.1632 |  | 302.9276 | 302.9276 | 302.9276 | 205 | 23.701 | 118.8577 | 0.010431 | 205
CAC-02 | 2034-03-01 | 3 | 2034 | 2034 | Winter | 205 | 226.8699 | 248.7397 | 271.2723 | 294.0637 |  | 7352.1192 | 7225.3531 | 7138.5076 | 7079.962 | 7215.1632 |  | 294.0637 | 294.0637 | 294.0637 | 205 | 22.7914 | 118.8577 | 0.010431 | 205
CAC-02 | 2034-04-01 | 4 | 2034 | 2034 | Spring | 205 | 222.7654 | 240.5308 | 258.8346 | 280.2037 |  | 7376.8804 | 7252.2795 | 7156.8462 | 7084.5331 | 7222.1736 |  | 280.2037 | 280.2037 | 280.2037 | 205 | 21.3692 | 118.8577 | 0.010431 | 205
CAC-02 | 2034-05-01 | 5 | 2034 | 2034 | Spring | 205 | 220.947 | 236.8941 | 253.3244 | 274.0635 |  | 7376.8804 | 7263.5697 | 7174.3014 | 7103.5478 | 7222.1736 |  | 274.0635 | 274.0635 | 274.0635 | 205 | 20.7391 | 118.8577 | 0.010431 | 205
CAC-02 | 2034-06-01 | 6 | 2034 | 2034 | Summer | 205 | 217.5633 | 230.1265 | 243.0705 | 262.6371 |  | 7389.2351 | 7293.0266 | 7214.3667 | 7149.1885 | 7289.0299 |  | 262.6371 | 262.6371 | 262.6371 | 205 | 19.5666 | 118.8577 | 0.010431 | 205
CAC-02 | 2034-07-01 | 7 | 2034 | 2034 | Summer | 205 | 217.3246 | 229.6492 | 242.3473 | 261.8313 |  | 7389.2351 | 7294.6802 | 7217.0679 | 7152.4248 | 7289.0299 |  | 261.8313 | 261.8313 | 261.8313 | 205 | 19.4839 | 118.8577 | 0.010431 | 205
CAC-02 | 2034-08-01 | 8 | 2034 | 2034 | Summer | 205 | 217.3246 | 229.6492 | 242.3473 | 261.8313 |  | 7389.2351 | 7294.6802 | 7217.0679 | 7152.4248 | 7289.0299 |  | 261.8313 | 261.8313 | 261.8313 | 205 | 19.4839 | 118.8577 | 0.010431 | 205
CAC-02 | 2034-09-01 | 9 | 2034 | 2034 | Summer | 205 | 218.5178 | 232.0356 | 245.963 | 265.8603 |  | 7389.2351 | 7286.4745 | 7203.778 | 7136.7214 | 7289.0299 |  | 265.8603 | 265.8603 | 265.8603 | 205 | 19.8974 | 118.8577 | 0.010431 | 205
CAC-02 | 2034-10-01 | 10 | 2035 | 2034 | Fall | 205 | 222.7702 | 240.5404 | 258.849 | 280.2199 |  | 7376.8804 | 7252.2503 | 7156.8017 | 7084.4864 | 7222.1736 |  | 280.2199 | 280.2199 | 280.2199 | 205 | 21.3708 | 118.8577 | 0.010431 | 205
CAC-02 | 2034-11-01 | 11 | 2035 | 2034 | Fall | 205 | 225.3378 | 245.6757 | 266.6298 | 288.8904 |  | 7376.8804 | 7236.8191 | 7133.8977 | 7061.9415 | 7222.1736 |  | 288.8904 | 288.8904 | 288.8904 | 205 | 22.2605 | 118.8577 | 0.010431 | 205
CAC-02 | 2034-12-01 | 12 | 2035 | 2034 | Winter | 205 | 229.2562 | 253.5123 | 278.5035 | 302.1218 |  | 7352.1192 | 7214.2192 | 7123.6277 | 7067.7097 | 7215.1632 |  | 302.1218 | 302.1218 | 302.1218 | 205 | 23.6183 | 118.8577 | 0.010431 | 205
CAC-02 | 2035-01-01 | 1 | 2035 | 2035 | Winter | 205 | 229.9721 | 254.9441 | 280.6729 | 304.5392 |  | 7352.1192 | 7210.9665 | 7119.4242 | 7064.7192 | 7215.1632 |  | 304.5392 | 304.5392 | 304.5392 | 205 | 23.8663 | 118.8577 | 0.010431 | 205
CAC-02 | 2035-02-01 | 2 | 2035 | 2035 | Winter | 205 | 229.4948 | 253.9896 | 279.2267 | 302.9276 |  | 7352.1192 | 7213.1305 | 7122.2133 | 7066.6764 | 7215.1632 |  | 302.9276 | 302.9276 | 302.9276 | 205 | 23.701 | 118.8577 | 0.010431 | 205
CAC-02 | 2035-03-01 | 3 | 2035 | 2035 | Winter | 205 | 226.8699 | 248.7397 | 271.2723 | 294.0637 |  | 7352.1192 | 7225.3531 | 7138.5076 | 7079.962 | 7215.1632 |  | 294.0637 | 294.0637 | 294.0637 | 205 | 22.7914 | 118.8577 | 0.010431 | 205
CAC-02 | 2035-04-01 | 4 | 2035 | 2035 | Spring | 205 | 222.7654 | 240.5308 | 258.8346 | 280.2037 |  | 7376.8804 | 7252.2795 | 7156.8462 | 7084.5331 | 7222.1736 |  | 280.2037 | 280.2037 | 280.2037 | 205 | 21.3692 | 118.8577 | 0.010431 | 205
CAC-02 | 2035-05-01 | 5 | 2035 | 2035 | Spring | 205 | 220.947 | 236.8941 | 253.3244 | 274.0635 |  | 7376.8804 | 7263.5697 | 7174.3014 | 7103.5478 | 7222.1736 |  | 274.0635 | 274.0635 | 274.0635 | 205 | 20.7391 | 118.8577 | 0.010431 | 205
CAC-02 | 2035-06-01 | 6 | 2035 | 2035 | Summer | 205 | 217.5633 | 230.1265 | 243.0705 | 262.6371 |  | 7389.2351 | 7293.0266 | 7214.3667 | 7149.1885 | 7289.0299 |  | 262.6371 | 262.6371 | 262.6371 | 205 | 19.5666 | 118.8577 | 0.010431 | 205
CAC-02 | 2035-07-01 | 7 | 2035 | 2035 | Summer | 205 | 217.3246 | 229.6492 | 242.3473 | 261.8313 |  | 7389.2351 | 7294.6802 | 7217.0679 | 7152.4248 | 7289.0299 |  | 261.8313 | 261.8313 | 261.8313 | 205 | 19.4839 | 118.8577 | 0.010431 | 205
CAC-02 | 2035-08-01 | 8 | 2035 | 2035 | Summer | 205 | 217.3246 | 229.6492 | 242.3473 | 261.8313 |  | 7389.2351 | 7294.6802 | 7217.0679 | 7152.4248 | 7289.0299 |  | 261.8313 | 261.8313 | 261.8313 | 205 | 19.4839 | 118.8577 | 0.010431 | 205
CAC-02 | 2035-09-01 | 9 | 2035 | 2035 | Summer | 205 | 218.5178 | 232.0356 | 245.963 | 265.8603 |  | 7389.2351 | 7286.4745 | 7203.778 | 7136.7214 | 7289.0299 |  | 265.8603 | 265.8603 | 265.8603 | 205 | 19.8974 | 118.8577 | 0.010431 | 205
CAC-02 | 2035-10-01 | 10 | 2036 | 2035 | Fall | 205 | 222.7702 | 240.5404 | 258.849 | 280.2199 |  | 7376.8804 | 7252.2503 | 7156.8017 | 7084.4864 | 7222.1736 |  | 280.2199 | 280.2199 | 280.2199 | 205 | 21.3708 | 118.8577 | 0.010431 | 205
CAC-02 | 2035-11-01 | 11 | 2036 | 2035 | Fall | 205 | 225.3378 | 245.6757 | 266.6298 | 288.8904 |  | 7376.8804 | 7236.8191 | 7133.8977 | 7061.9415 | 7222.1736 |  | 288.8904 | 288.8904 | 288.8904 | 205 | 22.2605 | 118.8577 | 0.010431 | 205
CAC-02 | 2035-12-01 | 12 | 2036 | 2035 | Winter | 205 | 229.2562 | 253.5123 | 278.5035 | 302.1218 |  | 7352.1192 | 7214.2192 | 7123.6277 | 7067.7097 | 7215.1632 |  | 302.1218 | 302.1218 | 302.1218 | 205 | 23.6183 | 118.8577 | 0.010431 | 205
CAC-02 | 2036-01-01 | 1 | 2036 | 2036 | Winter | 205 | 229.9721 | 254.9441 | 280.6729 | 304.5392 |  | 7352.1192 | 7210.9665 | 7119.4242 | 7064.7192 | 7215.1632 |  | 304.5392 | 304.5392 | 304.5392 | 205 | 23.8663 | 118.8577 | 0.010431 | 205
CAC-02 | 2036-02-01 | 2 | 2036 | 2036 | Winter | 205 | 229.4948 | 253.9896 | 279.2267 | 302.9276 |  | 7352.1192 | 7213.1305 | 7122.2133 | 7066.6764 | 7215.1632 |  | 302.9276 | 302.9276 | 302.9276 | 205 | 23.701 | 118.8577 | 0.010431 | 205
CAC-02 | 2036-03-01 | 3 | 2036 | 2036 | Winter | 205 | 226.8699 | 248.7397 | 271.2723 | 294.0637 |  | 7352.1192 | 7225.3531 | 7138.5076 | 7079.962 | 7215.1632 |  | 294.0637 | 294.0637 | 294.0637 | 205 | 22.7914 | 118.8577 | 0.010431 | 205
CAC-02 | 2036-04-01 | 4 | 2036 | 2036 | Spring | 205 | 222.7654 | 240.5308 | 258.8346 | 280.2037 |  | 7376.8804 | 7252.2795 | 7156.8462 | 7084.5331 | 7222.1736 |  | 280.2037 | 280.2037 | 280.2037 | 205 | 21.3692 | 118.8577 | 0.010431 | 205
CAC-02 | 2036-05-01 | 5 | 2036 | 2036 | Spring | 205 | 220.947 | 236.8941 | 253.3244 | 274.0635 |  | 7376.8804 | 7263.5697 | 7174.3014 | 7103.5478 | 7222.1736 |  | 274.0635 | 274.0635 | 274.0635 | 205 | 20.7391 | 118.8577 | 0.010431 | 205
CAC-02 | 2036-06-01 | 6 | 2036 | 2036 | Summer | 205 | 217.5633 | 230.1265 | 243.0705 | 262.6371 |  | 7389.2351 | 7293.0266 | 7214.3667 | 7149.1885 | 7289.0299 |  | 262.6371 | 262.6371 | 262.6371 | 205 | 19.5666 | 118.8577 | 0.010431 | 205
CAC-02 | 2036-07-01 | 7 | 2036 | 2036 | Summer | 205 | 217.3246 | 229.6492 | 242.3473 | 261.8313 |  | 7389.2351 | 7294.6802 | 7217.0679 | 7152.4248 | 7289.0299 |  | 261.8313 | 261.8313 | 261.8313 | 205 | 19.4839 | 118.8577 | 0.010431 | 205
CAC-02 | 2036-08-01 | 8 | 2036 | 2036 | Summer | 205 | 217.3246 | 229.6492 | 242.3473 | 261.8313 |  | 7389.2351 | 7294.6802 | 7217.0679 | 7152.4248 | 7289.0299 |  | 261.8313 | 261.8313 | 261.8313 | 205 | 19.4839 | 118.8577 | 0.010431 | 205
CAC-02 | 2036-09-01 | 9 | 2036 | 2036 | Summer | 205 | 218.5178 | 232.0356 | 245.963 | 265.8603 |  | 7389.2351 | 7286.4745 | 7203.778 | 7136.7214 | 7289.0299 |  | 265.8603 | 265.8603 | 265.8603 | 205 | 19.8974 | 118.8577 | 0.010431 | 205
CAC-02 | 2036-10-01 | 10 | 2037 | 2036 | Fall | 205 | 222.7702 | 240.5404 | 258.849 | 280.2199 |  | 7376.8804 | 7252.2503 | 7156.8017 | 7084.4864 | 7222.1736 |  | 280.2199 | 280.2199 | 280.2199 | 205 | 21.3708 | 118.8577 | 0.010431 | 205
CAC-02 | 2036-11-01 | 11 | 2037 | 2036 | Fall | 205 | 225.3378 | 245.6757 | 266.6298 | 288.8904 |  | 7376.8804 | 7236.8191 | 7133.8977 | 7061.9415 | 7222.1736 |  | 288.8904 | 288.8904 | 288.8904 | 205 | 22.2605 | 118.8577 | 0.010431 | 205
CAC-02 | 2036-12-01 | 12 | 2037 | 2036 | Winter | 205 | 229.2562 | 253.5123 | 278.5035 | 302.1218 |  | 7352.1192 | 7214.2192 | 7123.6277 | 7067.7097 | 7215.1632 |  | 302.1218 | 302.1218 | 302.1218 | 205 | 23.6183 | 118.8577 | 0.010431 | 205
CAC-02 | 2037-01-01 | 1 | 2037 | 2037 | Winter | 205 | 229.9721 | 254.9441 | 280.6729 | 304.5392 |  | 7352.1192 | 7210.9665 | 7119.4242 | 7064.7192 | 7215.1632 |  | 304.5392 | 304.5392 | 304.5392 | 205 | 23.8663 | 118.8577 | 0.010431 | 205
CAC-02 | 2037-02-01 | 2 | 2037 | 2037 | Winter | 205 | 229.4948 | 253.9896 | 279.2267 | 302.9276 |  | 7352.1192 | 7213.1305 | 7122.2133 | 7066.6764 | 7215.1632 |  | 302.9276 | 302.9276 | 302.9276 | 205 | 23.701 | 118.8577 | 0.010431 | 205
CAC-02 | 2037-03-01 | 3 | 2037 | 2037 | Winter | 205 | 226.8699 | 248.7397 | 271.2723 | 294.0637 |  | 7352.1192 | 7225.3531 | 7138.5076 | 7079.962 | 7215.1632 |  | 294.0637 | 294.0637 | 294.0637 | 205 | 22.7914 | 118.8577 | 0.010431 | 205
CAC-02 | 2037-04-01 | 4 | 2037 | 2037 | Spring | 205 | 222.7654 | 240.5308 | 258.8346 | 280.2037 |  | 7376.8804 | 7252.2795 | 7156.8462 | 7084.5331 | 7222.1736 |  | 280.2037 | 280.2037 | 280.2037 | 205 | 21.3692 | 118.8577 | 0.010431 | 205
CAC-02 | 2037-05-01 | 5 | 2037 | 2037 | Spring | 205 | 220.947 | 236.8941 | 253.3244 | 274.0635 |  | 7376.8804 | 7263.5697 | 7174.3014 | 7103.5478 | 7222.1736 |  | 274.0635 | 274.0635 | 274.0635 | 205 | 20.7391 | 118.8577 | 0.010431 | 205
CAC-02 | 2037-06-01 | 6 | 2037 | 2037 | Summer | 205 | 217.5633 | 230.1265 | 243.0705 | 262.6371 |  | 7389.2351 | 7293.0266 | 7214.3667 | 7149.1885 | 7289.0299 |  | 262.6371 | 262.6371 | 262.6371 | 205 | 19.5666 | 118.8577 | 0.010431 | 205
CAC-02 | 2037-07-01 | 7 | 2037 | 2037 | Summer | 205 | 217.3246 | 229.6492 | 242.3473 | 261.8313 |  | 7389.2351 | 7294.6802 | 7217.0679 | 7152.4248 | 7289.0299 |  | 261.8313 | 261.8313 | 261.8313 | 205 | 19.4839 | 118.8577 | 0.010431 | 205
CAC-02 | 2037-08-01 | 8 | 2037 | 2037 | Summer | 205 | 217.3246 | 229.6492 | 242.3473 | 261.8313 |  | 7389.2351 | 7294.6802 | 7217.0679 | 7152.4248 | 7289.0299 |  | 261.8313 | 261.8313 | 261.8313 | 205 | 19.4839 | 118.8577 | 0.010431 | 205
CAC-02 | 2037-09-01 | 9 | 2037 | 2037 | Summer | 205 | 218.5178 | 232.0356 | 245.963 | 265.8603 |  | 7389.2351 | 7286.4745 | 7203.778 | 7136.7214 | 7289.0299 |  | 265.8603 | 265.8603 | 265.8603 | 205 | 19.8974 | 118.8577 | 0.010431 | 205
CAC-02 | 2037-10-01 | 10 | 2038 | 2037 | Fall | 205 | 222.7702 | 240.5404 | 258.849 | 280.2199 |  | 7376.8804 | 7252.2503 | 7156.8017 | 7084.4864 | 7222.1736 |  | 280.2199 | 280.2199 | 280.2199 | 205 | 21.3708 | 118.8577 | 0.010431 | 205
CAC-02 | 2037-11-01 | 11 | 2038 | 2037 | Fall | 205 | 225.3378 | 245.6757 | 266.6298 | 288.8904 |  | 7376.8804 | 7236.8191 | 7133.8977 | 7061.9415 | 7222.1736 |  | 288.8904 | 288.8904 | 288.8904 | 205 | 22.2605 | 118.8577 | 0.010431 | 205
CAC-02 | 2037-12-01 | 12 | 2038 | 2037 | Winter | 205 | 229.2562 | 253.5123 | 278.5035 | 302.1218 |  | 7352.1192 | 7214.2192 | 7123.6277 | 7067.7097 | 7215.1632 |  | 302.1218 | 302.1218 | 302.1218 | 205 | 23.6183 | 118.8577 | 0.010431 | 205
CAC-02 | 2038-01-01 | 1 | 2038 | 2038 | Winter | 205 | 229.9721 | 254.9441 | 280.6729 | 304.5392 |  | 7352.1192 | 7210.9665 | 7119.4242 | 7064.7192 | 7215.1632 |  | 304.5392 | 304.5392 | 304.5392 | 205 | 23.8663 | 118.8577 | 0.010431 | 205
CAC-02 | 2038-02-01 | 2 | 2038 | 2038 | Winter | 205 | 229.4948 | 253.9896 | 279.2267 | 302.9276 |  | 7352.1192 | 7213.1305 | 7122.2133 | 7066.6764 | 7215.1632 |  | 302.9276 | 302.9276 | 302.9276 | 205 | 23.701 | 118.8577 | 0.010431 | 205
CAC-02 | 2038-03-01 | 3 | 2038 | 2038 | Winter | 205 | 226.8699 | 248.7397 | 271.2723 | 294.0637 |  | 7352.1192 | 7225.3531 | 7138.5076 | 7079.962 | 7215.1632 |  | 294.0637 | 294.0637 | 294.0637 | 205 | 22.7914 | 118.8577 | 0.010431 | 205
CAC-02 | 2038-04-01 | 4 | 2038 | 2038 | Spring | 205 | 222.7654 | 240.5308 | 258.8346 | 280.2037 |  | 7376.8804 | 7252.2795 | 7156.8462 | 7084.5331 | 7222.1736 |  | 280.2037 | 280.2037 | 280.2037 | 205 | 21.3692 | 118.8577 | 0.010431 | 205
CAC-02 | 2038-05-01 | 5 | 2038 | 2038 | Spring | 205 | 220.947 | 236.8941 | 253.3244 | 274.0635 |  | 7376.8804 | 7263.5697 | 7174.3014 | 7103.5478 | 7222.1736 |  | 274.0635 | 274.0635 | 274.0635 | 205 | 20.7391 | 118.8577 | 0.010431 | 205
CAC-02 | 2038-06-01 | 6 | 2038 | 2038 | Summer | 205 | 217.5633 | 230.1265 | 243.0705 | 262.6371 |  | 7389.2351 | 7293.0266 | 7214.3667 | 7149.1885 | 7289.0299 |  | 262.6371 | 262.6371 | 262.6371 | 205 | 19.5666 | 118.8577 | 0.010431 | 205
CAC-02 | 2038-07-01 | 7 | 2038 | 2038 | Summer | 205 | 217.3246 | 229.6492 | 242.3473 | 261.8313 |  | 7389.2351 | 7294.6802 | 7217.0679 | 7152.4248 | 7289.0299 |  | 261.8313 | 261.8313 | 261.8313 | 205 | 19.4839 | 118.8577 | 0.010431 | 205
CAC-02 | 2038-08-01 | 8 | 2038 | 2038 | Summer | 205 | 217.3246 | 229.6492 | 242.3473 | 261.8313 |  | 7389.2351 | 7294.6802 | 7217.0679 | 7152.4248 | 7289.0299 |  | 261.8313 | 261.8313 | 261.8313 | 205 | 19.4839 | 118.8577 | 0.010431 | 205
CAC-02 | 2038-09-01 | 9 | 2038 | 2038 | Summer | 205 | 218.5178 | 232.0356 | 245.963 | 265.8603 |  | 7389.2351 | 7286.4745 | 7203.778 | 7136.7214 | 7289.0299 |  | 265.8603 | 265.8603 | 265.8603 | 205 | 19.8974 | 118.8577 | 0.010431 | 205
CAC-02 | 2038-10-01 | 10 | 2039 | 2038 | Fall | 205 | 222.7702 | 240.5404 | 258.849 | 280.2199 |  | 7376.8804 | 7252.2503 | 7156.8017 | 7084.4864 | 7222.1736 |  | 280.2199 | 280.2199 | 280.2199 | 205 | 21.3708 | 118.8577 | 0.010431 | 205
CAC-02 | 2038-11-01 | 11 | 2039 | 2038 | Fall | 205 | 225.3378 | 245.6757 | 266.6298 | 288.8904 |  | 7376.8804 | 7236.8191 | 7133.8977 | 7061.9415 | 7222.1736 |  | 288.8904 | 288.8904 | 288.8904 | 205 | 22.2605 | 118.8577 | 0.010431 | 205
CAC-02 | 2038-12-01 | 12 | 2039 | 2038 | Winter | 205 | 229.2562 | 253.5123 | 278.5035 | 302.1218 |  | 7352.1192 | 7214.2192 | 7123.6277 | 7067.7097 | 7215.1632 |  | 302.1218 | 302.1218 | 302.1218 | 205 | 23.6183 | 118.8577 | 0.010431 | 205
CAC-02 | 2039-01-01 | 1 | 2039 | 2039 | Winter | 205 | 229.9721 | 254.9441 | 280.6729 | 304.5392 |  | 7352.1192 | 7210.9665 | 7119.4242 | 7064.7192 | 7215.1632 |  | 304.5392 | 304.5392 | 304.5392 | 205 | 23.8663 | 118.8577 | 0.010431 | 205
CAC-02 | 2039-02-01 | 2 | 2039 | 2039 | Winter | 205 | 229.4948 | 253.9896 | 279.2267 | 302.9276 |  | 7352.1192 | 7213.1305 | 7122.2133 | 7066.6764 | 7215.1632 |  | 302.9276 | 302.9276 | 302.9276 | 205 | 23.701 | 118.8577 | 0.010431 | 205
CAC-02 | 2039-03-01 | 3 | 2039 | 2039 | Winter | 205 | 226.8699 | 248.7397 | 271.2723 | 294.0637 |  | 7352.1192 | 7225.3531 | 7138.5076 | 7079.962 | 7215.1632 |  | 294.0637 | 294.0637 | 294.0637 | 205 | 22.7914 | 118.8577 | 0.010431 | 205
CAC-02 | 2039-04-01 | 4 | 2039 | 2039 | Spring | 205 | 222.7654 | 240.5308 | 258.8346 | 280.2037 |  | 7376.8804 | 7252.2795 | 7156.8462 | 7084.5331 | 7222.1736 |  | 280.2037 | 280.2037 | 280.2037 | 205 | 21.3692 | 118.8577 | 0.010431 | 205
CAC-02 | 2039-05-01 | 5 | 2039 | 2039 | Spring | 205 | 220.947 | 236.8941 | 253.3244 | 274.0635 |  | 7376.8804 | 7263.5697 | 7174.3014 | 7103.5478 | 7222.1736 |  | 274.0635 | 274.0635 | 274.0635 | 205 | 20.7391 | 118.8577 | 0.010431 | 205
CAC-02 | 2039-06-01 | 6 | 2039 | 2039 | Summer | 205 | 217.5633 | 230.1265 | 243.0705 | 262.6371 |  | 7389.2351 | 7293.0266 | 7214.3667 | 7149.1885 | 7289.0299 |  | 262.6371 | 262.6371 | 262.6371 | 205 | 19.5666 | 118.8577 | 0.010431 | 205
CAC-02 | 2039-07-01 | 7 | 2039 | 2039 | Summer | 205 | 217.3246 | 229.6492 | 242.3473 | 261.8313 |  | 7389.2351 | 7294.6802 | 7217.0679 | 7152.4248 | 7289.0299 |  | 261.8313 | 261.8313 | 261.8313 | 205 | 19.4839 | 118.8577 | 0.010431 | 205
CAC-02 | 2039-08-01 | 8 | 2039 | 2039 | Summer | 205 | 217.3246 | 229.6492 | 242.3473 | 261.8313 |  | 7389.2351 | 7294.6802 | 7217.0679 | 7152.4248 | 7289.0299 |  | 261.8313 | 261.8313 | 261.8313 | 205 | 19.4839 | 118.8577 | 0.010431 | 205
CAC-02 | 2039-09-01 | 9 | 2039 | 2039 | Summer | 205 | 218.5178 | 232.0356 | 245.963 | 265.8603 |  | 7389.2351 | 7286.4745 | 7203.778 | 7136.7214 | 7289.0299 |  | 265.8603 | 265.8603 | 265.8603 | 205 | 19.8974 | 118.8577 | 0.010431 | 205
CAC-02 | 2039-10-01 | 10 | 2040 | 2039 | Fall | 205 | 222.7702 | 240.5404 | 258.849 | 280.2199 |  | 7376.8804 | 7252.2503 | 7156.8017 | 7084.4864 | 7222.1736 |  | 280.2199 | 280.2199 | 280.2199 | 205 | 21.3708 | 118.8577 | 0.010431 | 205
CAC-02 | 2039-11-01 | 11 | 2040 | 2039 | Fall | 205 | 225.3378 | 245.6757 | 266.6298 | 288.8904 |  | 7376.8804 | 7236.8191 | 7133.8977 | 7061.9415 | 7222.1736 |  | 288.8904 | 288.8904 | 288.8904 | 205 | 22.2605 | 118.8577 | 0.010431 | 205
CAC-02 | 2039-12-01 | 12 | 2040 | 2039 | Winter | 205 | 229.2562 | 253.5123 | 278.5035 | 302.1218 |  | 7352.1192 | 7214.2192 | 7123.6277 | 7067.7097 | 7215.1632 |  | 302.1218 | 302.1218 | 302.1218 | 205 | 23.6183 | 118.8577 | 0.010431 | 205
CAC-02 | 2040-01-01 | 1 | 2040 | 2040 | Winter | 205 | 229.9721 | 254.9441 | 280.6729 | 304.5392 |  | 7352.1192 | 7210.9665 | 7119.4242 | 7064.7192 | 7215.1632 |  | 304.5392 | 304.5392 | 304.5392 | 205 | 23.8663 | 118.8577 | 0.010431 | 205
CAC-02 | 2040-02-01 | 2 | 2040 | 2040 | Winter | 205 | 229.4948 | 253.9896 | 279.2267 | 302.9276 |  | 7352.1192 | 7213.1305 | 7122.2133 | 7066.6764 | 7215.1632 |  | 302.9276 | 302.9276 | 302.9276 | 205 | 23.701 | 118.8577 | 0.010431 | 205
CAC-02 | 2040-03-01 | 3 | 2040 | 2040 | Winter | 205 | 226.8699 | 248.7397 | 271.2723 | 294.0637 |  | 7352.1192 | 7225.3531 | 7138.5076 | 7079.962 | 7215.1632 |  | 294.0637 | 294.0637 | 294.0637 | 205 | 22.7914 | 118.8577 | 0.010431 | 205
CAC-02 | 2040-04-01 | 4 | 2040 | 2040 | Spring | 205 | 222.7654 | 240.5308 | 258.8346 | 280.2037 |  | 7376.8804 | 7252.2795 | 7156.8462 | 7084.5331 | 7222.1736 |  | 280.2037 | 280.2037 | 280.2037 | 205 | 21.3692 | 118.8577 | 0.010431 | 205
CAC-02 | 2040-05-01 | 5 | 2040 | 2040 | Spring | 205 | 220.947 | 236.8941 | 253.3244 | 274.0635 |  | 7376.8804 | 7263.5697 | 7174.3014 | 7103.5478 | 7222.1736 |  | 274.0635 | 274.0635 | 274.0635 | 205 | 20.7391 | 118.8577 | 0.010431 | 205
CAC-02 | 2040-06-01 | 6 | 2040 | 2040 | Summer | 205 | 217.5633 | 230.1265 | 243.0705 | 262.6371 |  | 7389.2351 | 7293.0266 | 7214.3667 | 7149.1885 | 7289.0299 |  | 262.6371 | 262.6371 | 262.6371 | 205 | 19.5666 | 118.8577 | 0.010431 | 205
CAC-02 | 2040-07-01 | 7 | 2040 | 2040 | Summer | 205 | 217.3246 | 229.6492 | 242.3473 | 261.8313 |  | 7389.2351 | 7294.6802 | 7217.0679 | 7152.4248 | 7289.0299 |  | 261.8313 | 261.8313 | 261.8313 | 205 | 19.4839 | 118.8577 | 0.010431 | 205
CAC-02 | 2040-08-01 | 8 | 2040 | 2040 | Summer | 205 | 217.3246 | 229.6492 | 242.3473 | 261.8313 |  | 7389.2351 | 7294.6802 | 7217.0679 | 7152.4248 | 7289.0299 |  | 261.8313 | 261.8313 | 261.8313 | 205 | 19.4839 | 118.8577 | 0.010431 | 205
CAC-02 | 2040-09-01 | 9 | 2040 | 2040 | Summer | 205 | 218.5178 | 232.0356 | 245.963 | 265.8603 |  | 7389.2351 | 7286.4745 | 7203.778 | 7136.7214 | 7289.0299 |  | 265.8603 | 265.8603 | 265.8603 | 205 | 19.8974 | 118.8577 | 0.010431 | 205
CAC-02 | 2040-10-01 | 10 | 2041 | 2040 | Fall | 205 | 222.7702 | 240.5404 | 258.849 | 280.2199 |  | 7376.8804 | 7252.2503 | 7156.8017 | 7084.4864 | 7222.1736 |  | 280.2199 | 280.2199 | 280.2199 | 205 | 21.3708 | 118.8577 | 0.010431 | 205
CAC-02 | 2040-11-01 | 11 | 2041 | 2040 | Fall | 205 | 225.3378 | 245.6757 | 266.6298 | 288.8904 |  | 7376.8804 | 7236.8191 | 7133.8977 | 7061.9415 | 7222.1736 |  | 288.8904 | 288.8904 | 288.8904 | 205 | 22.2605 | 118.8577 | 0.010431 | 205
CAC-02 | 2040-12-01 | 12 | 2041 | 2040 | Winter | 205 | 229.2562 | 253.5123 | 278.5035 | 302.1218 |  | 7352.1192 | 7214.2192 | 7123.6277 | 7067.7097 | 7215.1632 |  | 302.1218 | 302.1218 | 302.1218 | 205 | 23.6183 | 118.8577 | 0.010431 | 205
CAC-02 | 2041-01-01 | 1 | 2041 | 2041 | Winter | 205 | 229.9721 | 254.9441 | 280.6729 | 304.5392 |  | 7352.1192 | 7210.9665 | 7119.4242 | 7064.7192 | 7215.1632 |  | 304.5392 | 304.5392 | 304.5392 | 205 | 23.8663 | 118.8577 | 0.010431 | 205
CAC-02 | 2041-02-01 | 2 | 2041 | 2041 | Winter | 205 | 229.4948 | 253.9896 | 279.2267 | 302.9276 |  | 7352.1192 | 7213.1305 | 7122.2133 | 7066.6764 | 7215.1632 |  | 302.9276 | 302.9276 | 302.9276 | 205 | 23.701 | 118.8577 | 0.010431 | 205
CAC-02 | 2041-03-01 | 3 | 2041 | 2041 | Winter | 205 | 226.8699 | 248.7397 | 271.2723 | 294.0637 |  | 7352.1192 | 7225.3531 | 7138.5076 | 7079.962 | 7215.1632 |  | 294.0637 | 294.0637 | 294.0637 | 205 | 22.7914 | 118.8577 | 0.010431 | 205
CAC-02 | 2041-04-01 | 4 | 2041 | 2041 | Spring | 205 | 222.7654 | 240.5308 | 258.8346 | 280.2037 |  | 7376.8804 | 7252.2795 | 7156.8462 | 7084.5331 | 7222.1736 |  | 280.2037 | 280.2037 | 280.2037 | 205 | 21.3692 | 118.8577 | 0.010431 | 205
CAC-02 | 2041-05-01 | 5 | 2041 | 2041 | Spring | 205 | 220.947 | 236.8941 | 253.3244 | 274.0635 |  | 7376.8804 | 7263.5697 | 7174.3014 | 7103.5478 | 7222.1736 |  | 274.0635 | 274.0635 | 274.0635 | 205 | 20.7391 | 118.8577 | 0.010431 | 205
CAC-02 | 2041-06-01 | 6 | 2041 | 2041 | Summer | 205 | 217.5633 | 230.1265 | 243.0705 | 262.6371 |  | 7389.2351 | 7293.0266 | 7214.3667 | 7149.1885 | 7289.0299 |  | 262.6371 | 262.6371 | 262.6371 | 205 | 19.5666 | 118.8577 | 0.010431 | 205
CAC-02 | 2041-07-01 | 7 | 2041 | 2041 | Summer | 205 | 217.3246 | 229.6492 | 242.3473 | 261.8313 |  | 7389.2351 | 7294.6802 | 7217.0679 | 7152.4248 | 7289.0299 |  | 261.8313 | 261.8313 | 261.8313 | 205 | 19.4839 | 118.8577 | 0.010431 | 205
CAC-02 | 2041-08-01 | 8 | 2041 | 2041 | Summer | 205 | 217.3246 | 229.6492 | 242.3473 | 261.8313 |  | 7389.2351 | 7294.6802 | 7217.0679 | 7152.4248 | 7289.0299 |  | 261.8313 | 261.8313 | 261.8313 | 205 | 19.4839 | 118.8577 | 0.010431 | 205
CAC-02 | 2041-09-01 | 9 | 2041 | 2041 | Summer | 205 | 218.5178 | 232.0356 | 245.963 | 265.8603 |  | 7389.2351 | 7286.4745 | 7203.778 | 7136.7214 | 7289.0299 |  | 265.8603 | 265.8603 | 265.8603 | 205 | 19.8974 | 118.8577 | 0.010431 | 205
CAC-02 | 2041-10-01 | 10 | 2042 | 2041 | Fall | 205 | 222.7702 | 240.5404 | 258.849 | 280.2199 |  | 7376.8804 | 7252.2503 | 7156.8017 | 7084.4864 | 7222.1736 |  | 280.2199 | 280.2199 | 280.2199 | 205 | 21.3708 | 118.8577 | 0.010431 | 205
CAC-02 | 2041-11-01 | 11 | 2042 | 2041 | Fall | 205 | 225.3378 | 245.6757 | 266.6298 | 288.8904 |  | 7376.8804 | 7236.8191 | 7133.8977 | 7061.9415 | 7222.1736 |  | 288.8904 | 288.8904 | 288.8904 | 205 | 22.2605 | 118.8577 | 0.010431 | 205
CAC-02 | 2041-12-01 | 12 | 2042 | 2041 | Winter | 205 | 229.2562 | 253.5123 | 278.5035 | 302.1218 |  | 7352.1192 | 7214.2192 | 7123.6277 | 7067.7097 | 7215.1632 |  | 302.1218 | 302.1218 | 302.1218 | 205 | 23.6183 | 118.8577 | 0.010431 | 205
CAC-02 | 2042-01-01 | 1 | 2042 | 2042 | Winter | 205 | 229.9721 | 254.9441 | 280.6729 | 304.5392 |  | 7352.1192 | 7210.9665 | 7119.4242 | 7064.7192 | 7215.1632 |  | 304.5392 | 304.5392 | 304.5392 | 205 | 23.8663 | 118.8577 | 0.010431 | 205
CAC-02 | 2042-02-01 | 2 | 2042 | 2042 | Winter | 205 | 229.4948 | 253.9896 | 279.2267 | 302.9276 |  | 7352.1192 | 7213.1305 | 7122.2133 | 7066.6764 | 7215.1632 |  | 302.9276 | 302.9276 | 302.9276 | 205 | 23.701 | 118.8577 | 0.010431 | 205
CAC-02 | 2042-03-01 | 3 | 2042 | 2042 | Winter | 205 | 226.8699 | 248.7397 | 271.2723 | 294.0637 |  | 7352.1192 | 7225.3531 | 7138.5076 | 7079.962 | 7215.1632 |  | 294.0637 | 294.0637 | 294.0637 | 205 | 22.7914 | 118.8577 | 0.010431 | 205
CAC-02 | 2042-04-01 | 4 | 2042 | 2042 | Spring | 205 | 222.7654 | 240.5308 | 258.8346 | 280.2037 |  | 7376.8804 | 7252.2795 | 7156.8462 | 7084.5331 | 7222.1736 |  | 280.2037 | 280.2037 | 280.2037 | 205 | 21.3692 | 118.8577 | 0.010431 | 205
CAC-02 | 2042-05-01 | 5 | 2042 | 2042 | Spring | 205 | 220.947 | 236.8941 | 253.3244 | 274.0635 |  | 7376.8804 | 7263.5697 | 7174.3014 | 7103.5478 | 7222.1736 |  | 274.0635 | 274.0635 | 274.0635 | 205 | 20.7391 | 118.8577 | 0.010431 | 205
CAC-02 | 2042-06-01 | 6 | 2042 | 2042 | Summer | 205 | 217.5633 | 230.1265 | 243.0705 | 262.6371 |  | 7389.2351 | 7293.0266 | 7214.3667 | 7149.1885 | 7289.0299 |  | 262.6371 | 262.6371 | 262.6371 | 205 | 19.5666 | 118.8577 | 0.010431 | 205
CAC-02 | 2042-07-01 | 7 | 2042 | 2042 | Summer | 205 | 217.3246 | 229.6492 | 242.3473 | 261.8313 |  | 7389.2351 | 7294.6802 | 7217.0679 | 7152.4248 | 7289.0299 |  | 261.8313 | 261.8313 | 261.8313 | 205 | 19.4839 | 118.8577 | 0.010431 | 205
CAC-02 | 2042-08-01 | 8 | 2042 | 2042 | Summer | 205 | 217.3246 | 229.6492 | 242.3473 | 261.8313 |  | 7389.2351 | 7294.6802 | 7217.0679 | 7152.4248 | 7289.0299 |  | 261.8313 | 261.8313 | 261.8313 | 205 | 19.4839 | 118.8577 | 0.010431 | 205
CAC-02 | 2042-09-01 | 9 | 2042 | 2042 | Summer | 205 | 218.5178 | 232.0356 | 245.963 | 265.8603 |  | 7389.2351 | 7286.4745 | 7203.778 | 7136.7214 | 7289.0299 |  | 265.8603 | 265.8603 | 265.8603 | 205 | 19.8974 | 118.8577 | 0.010431 | 205
CAC-02 | 2042-10-01 | 10 | 2043 | 2042 | Fall | 205 | 222.7702 | 240.5404 | 258.849 | 280.2199 |  | 7376.8804 | 7252.2503 | 7156.8017 | 7084.4864 | 7222.1736 |  | 280.2199 | 280.2199 | 280.2199 | 205 | 21.3708 | 118.8577 | 0.010431 | 205
CAC-02 | 2042-11-01 | 11 | 2043 | 2042 | Fall | 205 | 225.3378 | 245.6757 | 266.6298 | 288.8904 |  | 7376.8804 | 7236.8191 | 7133.8977 | 7061.9415 | 7222.1736 |  | 288.8904 | 288.8904 | 288.8904 | 205 | 22.2605 | 118.8577 | 0.010431 | 205
CAC-02 | 2042-12-01 | 12 | 2043 | 2042 | Winter | 205 | 229.2562 | 253.5123 | 278.5035 | 302.1218 |  | 7352.1192 | 7214.2192 | 7123.6277 | 7067.7097 | 7215.1632 |  | 302.1218 | 302.1218 | 302.1218 | 205 | 23.6183 | 118.8577 | 0.010431 | 205
CAC-02 | 2043-01-01 | 1 | 2043 | 2043 | Winter | 205 | 229.9721 | 254.9441 | 280.6729 | 304.5392 |  | 7352.1192 | 7210.9665 | 7119.4242 | 7064.7192 | 7215.1632 |  | 304.5392 | 304.5392 | 304.5392 | 205 | 23.8663 | 118.8577 | 0.010431 | 205
CAC-02 | 2043-02-01 | 2 | 2043 | 2043 | Winter | 205 | 229.4948 | 253.9896 | 279.2267 | 302.9276 |  | 7352.1192 | 7213.1305 | 7122.2133 | 7066.6764 | 7215.1632 |  | 302.9276 | 302.9276 | 302.9276 | 205 | 23.701 | 118.8577 | 0.010431 | 205
CAC-02 | 2043-03-01 | 3 | 2043 | 2043 | Winter | 205 | 226.8699 | 248.7397 | 271.2723 | 294.0637 |  | 7352.1192 | 7225.3531 | 7138.5076 | 7079.962 | 7215.1632 |  | 294.0637 | 294.0637 | 294.0637 | 205 | 22.7914 | 118.8577 | 0.010431 | 205
CAC-02 | 2043-04-01 | 4 | 2043 | 2043 | Spring | 205 | 222.7654 | 240.5308 | 258.8346 | 280.2037 |  | 7376.8804 | 7252.2795 | 7156.8462 | 7084.5331 | 7222.1736 |  | 280.2037 | 280.2037 | 280.2037 | 205 | 21.3692 | 118.8577 | 0.010431 | 205
CAC-02 | 2043-05-01 | 5 | 2043 | 2043 | Spring | 205 | 220.947 | 236.8941 | 253.3244 | 274.0635 |  | 7376.8804 | 7263.5697 | 7174.3014 | 7103.5478 | 7222.1736 |  | 274.0635 | 274.0635 | 274.0635 | 205 | 20.7391 | 118.8577 | 0.010431 | 205
CAC-02 | 2043-06-01 | 6 | 2043 | 2043 | Summer | 205 | 217.5633 | 230.1265 | 243.0705 | 262.6371 |  | 7389.2351 | 7293.0266 | 7214.3667 | 7149.1885 | 7289.0299 |  | 262.6371 | 262.6371 | 262.6371 | 205 | 19.5666 | 118.8577 | 0.010431 | 205
CAC-02 | 2043-07-01 | 7 | 2043 | 2043 | Summer | 205 | 217.3246 | 229.6492 | 242.3473 | 261.8313 |  | 7389.2351 | 7294.6802 | 7217.0679 | 7152.4248 | 7289.0299 |  | 261.8313 | 261.8313 | 261.8313 | 205 | 19.4839 | 118.8577 | 0.010431 | 205
CAC-02 | 2043-08-01 | 8 | 2043 | 2043 | Summer | 205 | 217.3246 | 229.6492 | 242.3473 | 261.8313 |  | 7389.2351 | 7294.6802 | 7217.0679 | 7152.4248 | 7289.0299 |  | 261.8313 | 261.8313 | 261.8313 | 205 | 19.4839 | 118.8577 | 0.010431 | 205
CAC-02 | 2043-09-01 | 9 | 2043 | 2043 | Summer | 205 | 218.5178 | 232.0356 | 245.963 | 265.8603 |  | 7389.2351 | 7286.4745 | 7203.778 | 7136.7214 | 7289.0299 |  | 265.8603 | 265.8603 | 265.8603 | 205 | 19.8974 | 118.8577 | 0.010431 | 205
CAC-02 | 2043-10-01 | 10 | 2044 | 2043 | Fall | 205 | 222.7702 | 240.5404 | 258.849 | 280.2199 |  | 7376.8804 | 7252.2503 | 7156.8017 | 7084.4864 | 7222.1736 |  | 280.2199 | 280.2199 | 280.2199 | 205 | 21.3708 | 118.8577 | 0.010431 | 205
CAC-02 | 2043-11-01 | 11 | 2044 | 2043 | Fall | 205 | 225.3378 | 245.6757 | 266.6298 | 288.8904 |  | 7376.8804 | 7236.8191 | 7133.8977 | 7061.9415 | 7222.1736 |  | 288.8904 | 288.8904 | 288.8904 | 205 | 22.2605 | 118.8577 | 0.010431 | 205
CAC-02 | 2043-12-01 | 12 | 2044 | 2043 | Winter | 205 | 229.2562 | 253.5123 | 278.5035 | 302.1218 |  | 7352.1192 | 7214.2192 | 7123.6277 | 7067.7097 | 7215.1632 |  | 302.1218 | 302.1218 | 302.1218 | 205 | 23.6183 | 118.8577 | 0.010431 | 205
CAC-02 | 2044-01-01 | 1 | 2044 | 2044 | Winter | 205 | 229.9721 | 254.9441 | 280.6729 | 304.5392 |  | 7352.1192 | 7210.9665 | 7119.4242 | 7064.7192 | 7215.1632 |  | 304.5392 | 304.5392 | 304.5392 | 205 | 23.8663 | 118.8577 | 0.010431 | 205
CAC-02 | 2044-02-01 | 2 | 2044 | 2044 | Winter | 205 | 229.4948 | 253.9896 | 279.2267 | 302.9276 |  | 7352.1192 | 7213.1305 | 7122.2133 | 7066.6764 | 7215.1632 |  | 302.9276 | 302.9276 | 302.9276 | 205 | 23.701 | 118.8577 | 0.010431 | 205
CAC-02 | 2044-03-01 | 3 | 2044 | 2044 | Winter | 205 | 226.8699 | 248.7397 | 271.2723 | 294.0637 |  | 7352.1192 | 7225.3531 | 7138.5076 | 7079.962 | 7215.1632 |  | 294.0637 | 294.0637 | 294.0637 | 205 | 22.7914 | 118.8577 | 0.010431 | 205
CAC-02 | 2044-04-01 | 4 | 2044 | 2044 | Spring | 205 | 222.7654 | 240.5308 | 258.8346 | 280.2037 |  | 7376.8804 | 7252.2795 | 7156.8462 | 7084.5331 | 7222.1736 |  | 280.2037 | 280.2037 | 280.2037 | 205 | 21.3692 | 118.8577 | 0.010431 | 205
CAC-02 | 2044-05-01 | 5 | 2044 | 2044 | Spring | 205 | 220.947 | 236.8941 | 253.3244 | 274.0635 |  | 7376.8804 | 7263.5697 | 7174.3014 | 7103.5478 | 7222.1736 |  | 274.0635 | 274.0635 | 274.0635 | 205 | 20.7391 | 118.8577 | 0.010431 | 205
CAC-02 | 2044-06-01 | 6 | 2044 | 2044 | Summer | 205 | 217.5633 | 230.1265 | 243.0705 | 262.6371 |  | 7389.2351 | 7293.0266 | 7214.3667 | 7149.1885 | 7289.0299 |  | 262.6371 | 262.6371 | 262.6371 | 205 | 19.5666 | 118.8577 | 0.010431 | 205
CAC-02 | 2044-07-01 | 7 | 2044 | 2044 | Summer | 205 | 217.3246 | 229.6492 | 242.3473 | 261.8313 |  | 7389.2351 | 7294.6802 | 7217.0679 | 7152.4248 | 7289.0299 |  | 261.8313 | 261.8313 | 261.8313 | 205 | 19.4839 | 118.8577 | 0.010431 | 205
CAC-02 | 2044-08-01 | 8 | 2044 | 2044 | Summer | 205 | 217.3246 | 229.6492 | 242.3473 | 261.8313 |  | 7389.2351 | 7294.6802 | 7217.0679 | 7152.4248 | 7289.0299 |  | 261.8313 | 261.8313 | 261.8313 | 205 | 19.4839 | 118.8577 | 0.010431 | 205
CAC-02 | 2044-09-01 | 9 | 2044 | 2044 | Summer | 205 | 218.5178 | 232.0356 | 245.963 | 265.8603 |  | 7389.2351 | 7286.4745 | 7203.778 | 7136.7214 | 7289.0299 |  | 265.8603 | 265.8603 | 265.8603 | 205 | 19.8974 | 118.8577 | 0.010431 | 205
CAC-02 | 2044-10-01 | 10 | 2045 | 2044 | Fall | 205 | 222.7702 | 240.5404 | 258.849 | 280.2199 |  | 7376.8804 | 7252.2503 | 7156.8017 | 7084.4864 | 7222.1736 |  | 280.2199 | 280.2199 | 280.2199 | 205 | 21.3708 | 118.8577 | 0.010431 | 205
CAC-02 | 2044-11-01 | 11 | 2045 | 2044 | Fall | 205 | 225.3378 | 245.6757 | 266.6298 | 288.8904 |  | 7376.8804 | 7236.8191 | 7133.8977 | 7061.9415 | 7222.1736 |  | 288.8904 | 288.8904 | 288.8904 | 205 | 22.2605 | 118.8577 | 0.010431 | 205
CAC-02 | 2044-12-01 | 12 | 2045 | 2044 | Winter | 205 | 229.2562 | 253.5123 | 278.5035 | 302.1218 |  | 7352.1192 | 7214.2192 | 7123.6277 | 7067.7097 | 7215.1632 |  | 302.1218 | 302.1218 | 302.1218 | 205 | 23.6183 | 118.8577 | 0.010431 | 205
CAC-02 | 2045-01-01 | 1 | 2045 | 2045 | Winter | 205 | 229.9721 | 254.9441 | 280.6729 | 304.5392 |  | 7352.1192 | 7210.9665 | 7119.4242 | 7064.7192 | 7215.1632 |  | 304.5392 | 304.5392 | 304.5392 | 205 | 23.8663 | 118.8577 | 0.010431 | 205
CAC-02 | 2045-02-01 | 2 | 2045 | 2045 | Winter | 205 | 229.4948 | 253.9896 | 279.2267 | 302.9276 |  | 7352.1192 | 7213.1305 | 7122.2133 | 7066.6764 | 7215.1632 |  | 302.9276 | 302.9276 | 302.9276 | 205 | 23.701 | 118.8577 | 0.010431 | 205
CAC-02 | 2045-03-01 | 3 | 2045 | 2045 | Winter | 205 | 226.8699 | 248.7397 | 271.2723 | 294.0637 |  | 7352.1192 | 7225.3531 | 7138.5076 | 7079.962 | 7215.1632 |  | 294.0637 | 294.0637 | 294.0637 | 205 | 22.7914 | 118.8577 | 0.010431 | 205
CAC-02 | 2045-04-01 | 4 | 2045 | 2045 | Spring | 205 | 222.7654 | 240.5308 | 258.8346 | 280.2037 |  | 7376.8804 | 7252.2795 | 7156.8462 | 7084.5331 | 7222.1736 |  | 280.2037 | 280.2037 | 280.2037 | 205 | 21.3692 | 118.8577 | 0.010431 | 205
CAC-02 | 2045-05-01 | 5 | 2045 | 2045 | Spring | 205 | 220.947 | 236.8941 | 253.3244 | 274.0635 |  | 7376.8804 | 7263.5697 | 7174.3014 | 7103.5478 | 7222.1736 |  | 274.0635 | 274.0635 | 274.0635 | 205 | 20.7391 | 118.8577 | 0.010431 | 205
CAC-02 | 2045-06-01 | 6 | 2045 | 2045 | Summer | 205 | 217.5633 | 230.1265 | 243.0705 | 262.6371 |  | 7389.2351 | 7293.0266 | 7214.3667 | 7149.1885 | 7289.0299 |  | 262.6371 | 262.6371 | 262.6371 | 205 | 19.5666 | 118.8577 | 0.010431 | 205
CAC-02 | 2045-07-01 | 7 | 2045 | 2045 | Summer | 205 | 217.3246 | 229.6492 | 242.3473 | 261.8313 |  | 7389.2351 | 7294.6802 | 7217.0679 | 7152.4248 | 7289.0299 |  | 261.8313 | 261.8313 | 261.8313 | 205 | 19.4839 | 118.8577 | 0.010431 | 205
CAC-02 | 2045-08-01 | 8 | 2045 | 2045 | Summer | 205 | 217.3246 | 229.6492 | 242.3473 | 261.8313 |  | 7389.2351 | 7294.6802 | 7217.0679 | 7152.4248 | 7289.0299 |  | 261.8313 | 261.8313 | 261.8313 | 205 | 19.4839 | 118.8577 | 0.010431 | 205
CAC-02 | 2045-09-01 | 9 | 2045 | 2045 | Summer | 205 | 218.5178 | 232.0356 | 245.963 | 265.8603 |  | 7389.2351 | 7286.4745 | 7203.778 | 7136.7214 | 7289.0299 |  | 265.8603 | 265.8603 | 265.8603 | 205 | 19.8974 | 118.8577 | 0.010431 | 205
CAC-02 | 2045-10-01 | 10 | 2046 | 2045 | Fall | 205 | 222.7702 | 240.5404 | 258.849 | 280.2199 |  | 7376.8804 | 7252.2503 | 7156.8017 | 7084.4864 | 7222.1736 |  | 280.2199 | 280.2199 | 280.2199 | 205 | 21.3708 | 118.8577 | 0.010431 | 205
CAC-02 | 2045-11-01 | 11 | 2046 | 2045 | Fall | 205 | 225.3378 | 245.6757 | 266.6298 | 288.8904 |  | 7376.8804 | 7236.8191 | 7133.8977 | 7061.9415 | 7222.1736 |  | 288.8904 | 288.8904 | 288.8904 | 205 | 22.2605 | 118.8577 | 0.010431 | 205
CAC-02 | 2045-12-01 | 12 | 2046 | 2045 | Winter | 205 | 229.2562 | 253.5123 | 278.5035 | 302.1218 |  | 7352.1192 | 7214.2192 | 7123.6277 | 7067.7097 | 7215.1632 |  | 302.1218 | 302.1218 | 302.1218 | 205 | 23.6183 | 118.8577 | 0.010431 | 205
CAC-02 | 2046-01-01 | 1 | 2046 | 2046 | Winter | 205 | 229.9721 | 254.9441 | 280.6729 | 304.5392 |  | 7352.1192 | 7210.9665 | 7119.4242 | 7064.7192 | 7215.1632 |  | 304.5392 | 304.5392 | 304.5392 | 205 | 23.8663 | 118.8577 | 0.010431 | 205
CAC-02 | 2046-02-01 | 2 | 2046 | 2046 | Winter | 205 | 229.4948 | 253.9896 | 279.2267 | 302.9276 |  | 7352.1192 | 7213.1305 | 7122.2133 | 7066.6764 | 7215.1632 |  | 302.9276 | 302.9276 | 302.9276 | 205 | 23.701 | 118.8577 | 0.010431 | 205
CAC-02 | 2046-03-01 | 3 | 2046 | 2046 | Winter | 205 | 226.8699 | 248.7397 | 271.2723 | 294.0637 |  | 7352.1192 | 7225.3531 | 7138.5076 | 7079.962 | 7215.1632 |  | 294.0637 | 294.0637 | 294.0637 | 205 | 22.7914 | 118.8577 | 0.010431 | 205
CAC-02 | 2046-04-01 | 4 | 2046 | 2046 | Spring | 205 | 222.7654 | 240.5308 | 258.8346 | 280.2037 |  | 7376.8804 | 7252.2795 | 7156.8462 | 7084.5331 | 7222.1736 |  | 280.2037 | 280.2037 | 280.2037 | 205 | 21.3692 | 118.8577 | 0.010431 | 205
CAC-02 | 2046-05-01 | 5 | 2046 | 2046 | Spring | 205 | 220.947 | 236.8941 | 253.3244 | 274.0635 |  | 7376.8804 | 7263.5697 | 7174.3014 | 7103.5478 | 7222.1736 |  | 274.0635 | 274.0635 | 274.0635 | 205 | 20.7391 | 118.8577 | 0.010431 | 205
CAC-02 | 2046-06-01 | 6 | 2046 | 2046 | Summer | 205 | 217.5633 | 230.1265 | 243.0705 | 262.6371 |  | 7389.2351 | 7293.0266 | 7214.3667 | 7149.1885 | 7289.0299 |  | 262.6371 | 262.6371 | 262.6371 | 205 | 19.5666 | 118.8577 | 0.010431 | 205
CAC-02 | 2046-07-01 | 7 | 2046 | 2046 | Summer | 205 | 217.3246 | 229.6492 | 242.3473 | 261.8313 |  | 7389.2351 | 7294.6802 | 7217.0679 | 7152.4248 | 7289.0299 |  | 261.8313 | 261.8313 | 261.8313 | 205 | 19.4839 | 118.8577 | 0.010431 | 205
CAC-02 | 2046-08-01 | 8 | 2046 | 2046 | Summer | 205 | 217.3246 | 229.6492 | 242.3473 | 261.8313 |  | 7389.2351 | 7294.6802 | 7217.0679 | 7152.4248 | 7289.0299 |  | 261.8313 | 261.8313 | 261.8313 | 205 | 19.4839 | 118.8577 | 0.010431 | 205
CAC-02 | 2046-09-01 | 9 | 2046 | 2046 | Summer | 205 | 218.5178 | 232.0356 | 245.963 | 265.8603 |  | 7389.2351 | 7286.4745 | 7203.778 | 7136.7214 | 7289.0299 |  | 265.8603 | 265.8603 | 265.8603 | 205 | 19.8974 | 118.8577 | 0.010431 | 205
CAC-03 | 2016-10-01 | 10 | 2017 | 2016 | Fall | 205 | 218.9961 | 232.9921 | 247.4123 | 261.8749 |  | 7259.1337 | 7194.467 | 7139.7434 | 7091.687 | 7235.2666 |  | 261.8749 | 261.8749 | 261.8749 | 205 | 14.4627 | 118.8577 | 0.010431 | 205
CAC-03 | 2016-11-01 | 11 | 2017 | 2016 | Fall | 205 | 221.3786 | 237.7572 | 254.6321 | 269.1704 |  | 7259.1337 | 7184.5282 | 7122.972 | 7070.72 | 7235.2666 |  | 269.1704 | 269.1704 | 269.1704 | 205 | 14.5383 | 118.8577 | 0.010431 | 205
CAC-03 | 2016-12-01 | 12 | 2017 | 2016 | Winter | 205 | 225.0144 | 245.0287 | 265.6496 | 280.3034 |  | 7287.8566 | 7153.4014 | 7088.877 | 7062.7577 | 7211.1201 |  | 280.3034 | 280.3034 | 280.3034 | 205 | 14.6538 | 118.8577 | 0.010431 | 205
CAC-03 | 2017-01-01 | 1 | 2017 | 2017 | Winter | 205 | 225.6786 | 246.3573 | 267.6626 | 282.3375 |  | 7287.8566 | 7150.3748 | 7086.1732 | 7061.899 | 7211.1201 |  | 282.3375 | 282.3375 | 282.3375 | 205 | 14.6749 | 118.8577 | 0.010431 | 205
CAC-03 | 2017-02-01 | 2 | 2017 | 2017 | Winter | 205 | 225.2358 | 245.4716 | 266.3206 | 280.9814 |  | 7287.8566 | 7152.3843 | 7087.958 | 7062.4382 | 7211.1201 |  | 280.9814 | 280.9814 | 280.9814 | 205 | 14.6608 | 118.8577 | 0.010431 | 205
CAC-03 | 2017-03-01 | 3 | 2017 | 2017 | Winter | 205 | 222.8001 | 240.6003 | 258.9398 | 273.5233 |  | 7287.8566 | 7164.0399 | 7099.0933 | 7067.7515 | 7211.1201 |  | 273.5233 | 273.5233 | 273.5233 | 205 | 14.5835 | 118.8577 | 0.010431 | 205
CAC-03 | 2017-04-01 | 4 | 2017 | 2017 | Spring | 205 | 218.9916 | 232.9833 | 247.3989 | 261.8614 |  | 7259.1337 | 7194.4857 | 7139.7754 | 7091.728 | 7235.2666 |  | 261.8614 | 261.8614 | 261.8614 | 205 | 14.4625 | 118.8577 | 0.010431 | 205
CAC-03 | 2017-05-01 | 5 | 2017 | 2017 | Spring | 205 | 217.3044 | 229.6087 | 242.286 | 256.6949 |  | 7259.1337 | 7201.6951 | 7152.1995 | 7107.8479 | 7235.2666 |  | 256.6949 | 256.6949 | 256.6949 | 205 | 14.4089 | 118.8577 | 0.010431 | 205
CAC-03 | 2017-06-01 | 6 | 2017 | 2017 | Summer | 205 | 214.1646 | 223.3292 | 232.7714 | 247.0806 |  | 7250.2344 | 7200.1789 | 7159.721 | 7128.5688 | 7299.3078 |  | 247.0806 | 247.0806 | 247.0806 | 205 | 14.3092 | 118.8577 | 0.010431 | 205
CAC-03 | 2017-07-01 | 7 | 2017 | 2017 | Summer | 205 | 213.9432 | 222.8863 | 232.1005 | 246.4026 |  | 7250.2344 | 7201.256 | 7161.4895 | 7130.2466 | 7299.3078 |  | 246.4026 | 246.4026 | 246.4026 | 205 | 14.3022 | 118.8577 | 0.010431 | 205
CAC-03 | 2017-08-01 | 8 | 2017 | 2017 | Summer | 205 | 213.9432 | 222.8863 | 232.1005 | 246.4026 |  | 7250.2344 | 7201.256 | 7161.4895 | 7130.2466 | 7299.3078 |  | 246.4026 | 246.4026 | 246.4026 | 205 | 14.3022 | 118.8577 | 0.010431 | 205
CAC-03 | 2017-09-01 | 9 | 2017 | 2017 | Summer | 205 | 215.0503 | 225.1005 | 235.4554 | 249.7927 |  | 7250.2344 | 7195.9213 | 7152.8671 | 7123.0077 | 7299.3078 |  | 249.7927 | 249.7927 | 249.7927 | 205 | 14.3373 | 118.8577 | 0.010431 | 205
CAC-03 | 2017-10-01 | 10 | 2018 | 2017 | Fall | 205 | 218.9961 | 232.9921 | 247.4123 | 261.8749 |  | 7259.1337 | 7194.467 | 7139.7434 | 7091.687 | 7235.2666 |  | 261.8749 | 261.8749 | 261.8749 | 205 | 14.4627 | 118.8577 | 0.010431 | 205
CAC-03 | 2017-11-01 | 11 | 2018 | 2017 | Fall | 205 | 221.3786 | 237.7572 | 254.6321 | 269.1704 |  | 7259.1337 | 7184.5282 | 7122.972 | 7070.72 | 7235.2666 |  | 269.1704 | 269.1704 | 269.1704 | 205 | 14.5383 | 118.8577 | 0.010431 | 205
CAC-03 | 2017-12-01 | 12 | 2018 | 2017 | Winter | 205 | 225.0144 | 245.0287 | 265.6496 | 280.3034 |  | 7287.8566 | 7153.4014 | 7088.877 | 7062.7577 | 7211.1201 |  | 280.3034 | 280.3034 | 280.3034 | 205 | 14.6538 | 118.8577 | 0.010431 | 205
CAC-03 | 2018-01-01 | 1 | 2018 | 2018 | Winter | 205 | 225.6786 | 246.3573 | 267.6626 | 282.3375 |  | 7287.8566 | 7150.3748 | 7086.1732 | 7061.899 | 7211.1201 |  | 282.3375 | 282.3375 | 282.3375 | 205 | 14.6749 | 118.8577 | 0.010431 | 205
CAC-03 | 2018-02-01 | 2 | 2018 | 2018 | Winter | 205 | 225.2358 | 245.4716 | 266.3206 | 280.9814 |  | 7287.8566 | 7152.3843 | 7087.958 | 7062.4382 | 7211.1201 |  | 280.9814 | 280.9814 | 280.9814 | 205 | 14.6608 | 118.8577 | 0.010431 | 205
CAC-03 | 2018-03-01 | 3 | 2018 | 2018 | Winter | 205 | 222.8001 | 240.6003 | 258.9398 | 273.5233 |  | 7287.8566 | 7164.0399 | 7099.0933 | 7067.7515 | 7211.1201 |  | 273.5233 | 273.5233 | 273.5233 | 205 | 14.5835 | 118.8577 | 0.010431 | 205
CAC-03 | 2018-04-01 | 4 | 2018 | 2018 | Spring | 205 | 218.9916 | 232.9833 | 247.3989 | 261.8614 |  | 7259.1337 | 7194.4857 | 7139.7754 | 7091.728 | 7235.2666 |  | 261.8614 | 261.8614 | 261.8614 | 205 | 14.4625 | 118.8577 | 0.010431 | 205
CAC-03 | 2018-05-01 | 5 | 2018 | 2018 | Spring | 205 | 217.3044 | 229.6087 | 242.286 | 256.6949 |  | 7259.1337 | 7201.6951 | 7152.1995 | 7107.8479 | 7235.2666 |  | 256.6949 | 256.6949 | 256.6949 | 205 | 14.4089 | 118.8577 | 0.010431 | 205
CAC-03 | 2018-06-01 | 6 | 2018 | 2018 | Summer | 205 | 217.5633 | 230.1265 | 243.0705 | 262.6371 |  | 7389.2351 | 7293.0266 | 7214.3667 | 7149.1885 | 7289.0299 |  | 262.6371 | 262.6371 | 262.6371 | 205 | 19.5666 | 118.8577 | 0.010431 | 205
CAC-03 | 2018-07-01 | 7 | 2018 | 2018 | Summer | 205 | 217.3246 | 229.6492 | 242.3473 | 261.8313 |  | 7389.2351 | 7294.6802 | 7217.0679 | 7152.4248 | 7289.0299 |  | 261.8313 | 261.8313 | 261.8313 | 205 | 19.4839 | 118.8577 | 0.010431 | 205
CAC-03 | 2018-08-01 | 8 | 2018 | 2018 | Summer | 205 | 217.3246 | 229.6492 | 242.3473 | 261.8313 |  | 7389.2351 | 7294.6802 | 7217.0679 | 7152.4248 | 7289.0299 |  | 261.8313 | 261.8313 | 261.8313 | 205 | 19.4839 | 118.8577 | 0.010431 | 205
CAC-03 | 2018-09-01 | 9 | 2018 | 2018 | Summer | 205 | 218.5178 | 232.0356 | 245.963 | 265.8603 |  | 7389.2351 | 7286.4745 | 7203.778 | 7136.7214 | 7289.0299 |  | 265.8603 | 265.8603 | 265.8603 | 205 | 19.8974 | 118.8577 | 0.010431 | 205
CAC-03 | 2018-10-01 | 10 | 2019 | 2018 | Fall | 205 | 222.7702 | 240.5404 | 258.849 | 280.2199 |  | 7376.8804 | 7252.2503 | 7156.8017 | 7084.4864 | 7222.1736 |  | 280.2199 | 280.2199 | 280.2199 | 205 | 21.3708 | 118.8577 | 0.010431 | 205
CAC-03 | 2018-11-01 | 11 | 2019 | 2018 | Fall | 205 | 225.3378 | 245.6757 | 266.6298 | 288.8904 |  | 7376.8804 | 7236.8191 | 7133.8977 | 7061.9415 | 7222.1736 |  | 288.8904 | 288.8904 | 288.8904 | 205 | 22.2605 | 118.8577 | 0.010431 | 205
CAC-03 | 2018-12-01 | 12 | 2019 | 2018 | Winter | 205 | 229.2562 | 253.5123 | 278.5035 | 302.1218 |  | 7352.1192 | 7214.2192 | 7123.6277 | 7067.7097 | 7215.1632 |  | 302.1218 | 302.1218 | 302.1218 | 205 | 23.6183 | 118.8577 | 0.010431 | 205
CAC-03 | 2019-01-01 | 1 | 2019 | 2019 | Winter | 205 | 229.9721 | 254.9441 | 280.6729 | 304.5392 |  | 7352.1192 | 7210.9665 | 7119.4242 | 7064.7192 | 7215.1632 |  | 304.5392 | 304.5392 | 304.5392 | 205 | 23.8663 | 118.8577 | 0.010431 | 205
CAC-03 | 2019-02-01 | 2 | 2019 | 2019 | Winter | 205 | 229.4948 | 253.9896 | 279.2267 | 302.9276 |  | 7352.1192 | 7213.1305 | 7122.2133 | 7066.6764 | 7215.1632 |  | 302.9276 | 302.9276 | 302.9276 | 205 | 23.701 | 118.8577 | 0.010431 | 205
CAC-03 | 2019-03-01 | 3 | 2019 | 2019 | Winter | 205 | 226.8699 | 248.7397 | 271.2723 | 294.0637 |  | 7352.1192 | 7225.3531 | 7138.5076 | 7079.962 | 7215.1632 |  | 294.0637 | 294.0637 | 294.0637 | 205 | 22.7914 | 118.8577 | 0.010431 | 205
CAC-03 | 2019-04-01 | 4 | 2019 | 2019 | Spring | 205 | 222.7654 | 240.5308 | 258.8346 | 280.2037 |  | 7376.8804 | 7252.2795 | 7156.8462 | 7084.5331 | 7222.1736 |  | 280.2037 | 280.2037 | 280.2037 | 205 | 21.3692 | 118.8577 | 0.010431 | 205
CAC-03 | 2019-05-01 | 5 | 2019 | 2019 | Spring | 205 | 220.947 | 236.8941 | 253.3244 | 274.0635 |  | 7376.8804 | 7263.5697 | 7174.3014 | 7103.5478 | 7222.1736 |  | 274.0635 | 274.0635 | 274.0635 | 205 | 20.7391 | 118.8577 | 0.010431 | 205
CAC-03 | 2019-06-01 | 6 | 2019 | 2019 | Summer | 205 | 217.5633 | 230.1265 | 243.0705 | 262.6371 |  | 7389.2351 | 7293.0266 | 7214.3667 | 7149.1885 | 7289.0299 |  | 262.6371 | 262.6371 | 262.6371 | 205 | 19.5666 | 118.8577 | 0.010431 | 205
CAC-03 | 2019-07-01 | 7 | 2019 | 2019 | Summer | 205 | 217.3246 | 229.6492 | 242.3473 | 261.8313 |  | 7389.2351 | 7294.6802 | 7217.0679 | 7152.4248 | 7289.0299 |  | 261.8313 | 261.8313 | 261.8313 | 205 | 19.4839 | 118.8577 | 0.010431 | 205
CAC-03 | 2019-08-01 | 8 | 2019 | 2019 | Summer | 205 | 217.3246 | 229.6492 | 242.3473 | 261.8313 |  | 7389.2351 | 7294.6802 | 7217.0679 | 7152.4248 | 7289.0299 |  | 261.8313 | 261.8313 | 261.8313 | 205 | 19.4839 | 118.8577 | 0.010431 | 205
CAC-03 | 2019-09-01 | 9 | 2019 | 2019 | Summer | 205 | 218.5178 | 232.0356 | 245.963 | 265.8603 |  | 7389.2351 | 7286.4745 | 7203.778 | 7136.7214 | 7289.0299 |  | 265.8603 | 265.8603 | 265.8603 | 205 | 19.8974 | 118.8577 | 0.010431 | 205
CAC-03 | 2019-10-01 | 10 | 2020 | 2019 | Fall | 205 | 222.7702 | 240.5404 | 258.849 | 280.2199 |  | 7376.8804 | 7252.2503 | 7156.8017 | 7084.4864 | 7222.1736 |  | 280.2199 | 280.2199 | 280.2199 | 205 | 21.3708 | 118.8577 | 0.010431 | 205
CAC-03 | 2019-11-01 | 11 | 2020 | 2019 | Fall | 205 | 225.3378 | 245.6757 | 266.6298 | 288.8904 |  | 7376.8804 | 7236.8191 | 7133.8977 | 7061.9415 | 7222.1736 |  | 288.8904 | 288.8904 | 288.8904 | 205 | 22.2605 | 118.8577 | 0.010431 | 205
CAC-03 | 2019-12-01 | 12 | 2020 | 2019 | Winter | 205 | 229.2562 | 253.5123 | 278.5035 | 302.1218 |  | 7352.1192 | 7214.2192 | 7123.6277 | 7067.7097 | 7215.1632 |  | 302.1218 | 302.1218 | 302.1218 | 205 | 23.6183 | 118.8577 | 0.010431 | 205
CAC-03 | 2020-01-01 | 1 | 2020 | 2020 | Winter | 205 | 229.9721 | 254.9441 | 280.6729 | 304.5392 |  | 7352.1192 | 7210.9665 | 7119.4242 | 7064.7192 | 7215.1632 |  | 304.5392 | 304.5392 | 304.5392 | 205 | 23.8663 | 118.8577 | 0.010431 | 205
CAC-03 | 2020-02-01 | 2 | 2020 | 2020 | Winter | 205 | 229.4948 | 253.9896 | 279.2267 | 302.9276 |  | 7352.1192 | 7213.1305 | 7122.2133 | 7066.6764 | 7215.1632 |  | 302.9276 | 302.9276 | 302.9276 | 205 | 23.701 | 118.8577 | 0.010431 | 205
CAC-03 | 2020-03-01 | 3 | 2020 | 2020 | Winter | 205 | 226.8699 | 248.7397 | 271.2723 | 294.0637 |  | 7352.1192 | 7225.3531 | 7138.5076 | 7079.962 | 7215.1632 |  | 294.0637 | 294.0637 | 294.0637 | 205 | 22.7914 | 118.8577 | 0.010431 | 205
CAC-03 | 2020-04-01 | 4 | 2020 | 2020 | Spring | 205 | 222.7654 | 240.5308 | 258.8346 | 280.2037 |  | 7376.8804 | 7252.2795 | 7156.8462 | 7084.5331 | 7222.1736 |  | 280.2037 | 280.2037 | 280.2037 | 205 | 21.3692 | 118.8577 | 0.010431 | 205
CAC-03 | 2020-05-01 | 5 | 2020 | 2020 | Spring | 205 | 220.947 | 236.8941 | 253.3244 | 274.0635 |  | 7376.8804 | 7263.5697 | 7174.3014 | 7103.5478 | 7222.1736 |  | 274.0635 | 274.0635 | 274.0635 | 205 | 20.7391 | 118.8577 | 0.010431 | 205
CAC-03 | 2020-06-01 | 6 | 2020 | 2020 | Summer | 205 | 217.5633 | 230.1265 | 243.0705 | 262.6371 |  | 7389.2351 | 7293.0266 | 7214.3667 | 7149.1885 | 7289.0299 |  | 262.6371 | 262.6371 | 262.6371 | 205 | 19.5666 | 118.8577 | 0.010431 | 205
CAC-03 | 2020-07-01 | 7 | 2020 | 2020 | Summer | 205 | 217.3246 | 229.6492 | 242.3473 | 261.8313 |  | 7389.2351 | 7294.6802 | 7217.0679 | 7152.4248 | 7289.0299 |  | 261.8313 | 261.8313 | 261.8313 | 205 | 19.4839 | 118.8577 | 0.010431 | 205
CAC-03 | 2020-08-01 | 8 | 2020 | 2020 | Summer | 205 | 217.3246 | 229.6492 | 242.3473 | 261.8313 |  | 7389.2351 | 7294.6802 | 7217.0679 | 7152.4248 | 7289.0299 |  | 261.8313 | 261.8313 | 261.8313 | 205 | 19.4839 | 118.8577 | 0.010431 | 205
CAC-03 | 2020-09-01 | 9 | 2020 | 2020 | Summer | 205 | 218.5178 | 232.0356 | 245.963 | 265.8603 |  | 7389.2351 | 7286.4745 | 7203.778 | 7136.7214 | 7289.0299 |  | 265.8603 | 265.8603 | 265.8603 | 205 | 19.8974 | 118.8577 | 0.010431 | 205
CAC-03 | 2020-10-01 | 10 | 2021 | 2020 | Fall | 205 | 222.7702 | 240.5404 | 258.849 | 280.2199 |  | 7376.8804 | 7252.2503 | 7156.8017 | 7084.4864 | 7222.1736 |  | 280.2199 | 280.2199 | 280.2199 | 205 | 21.3708 | 118.8577 | 0.010431 | 205
CAC-03 | 2020-11-01 | 11 | 2021 | 2020 | Fall | 205 | 225.3378 | 245.6757 | 266.6298 | 288.8904 |  | 7376.8804 | 7236.8191 | 7133.8977 | 7061.9415 | 7222.1736 |  | 288.8904 | 288.8904 | 288.8904 | 205 | 22.2605 | 118.8577 | 0.010431 | 205
CAC-03 | 2020-12-01 | 12 | 2021 | 2020 | Winter | 205 | 229.2562 | 253.5123 | 278.5035 | 302.1218 |  | 7352.1192 | 7214.2192 | 7123.6277 | 7067.7097 | 7215.1632 |  | 302.1218 | 302.1218 | 302.1218 | 205 | 23.6183 | 118.8577 | 0.010431 | 205
CAC-03 | 2021-01-01 | 1 | 2021 | 2021 | Winter | 205 | 229.9721 | 254.9441 | 280.6729 | 304.5392 |  | 7352.1192 | 7210.9665 | 7119.4242 | 7064.7192 | 7215.1632 |  | 304.5392 | 304.5392 | 304.5392 | 205 | 23.8663 | 118.8577 | 0.010431 | 205
CAC-03 | 2021-02-01 | 2 | 2021 | 2021 | Winter | 205 | 229.4948 | 253.9896 | 279.2267 | 302.9276 |  | 7352.1192 | 7213.1305 | 7122.2133 | 7066.6764 | 7215.1632 |  | 302.9276 | 302.9276 | 302.9276 | 205 | 23.701 | 118.8577 | 0.010431 | 205
CAC-03 | 2021-03-01 | 3 | 2021 | 2021 | Winter | 205 | 226.8699 | 248.7397 | 271.2723 | 294.0637 |  | 7352.1192 | 7225.3531 | 7138.5076 | 7079.962 | 7215.1632 |  | 294.0637 | 294.0637 | 294.0637 | 205 | 22.7914 | 118.8577 | 0.010431 | 205
CAC-03 | 2021-04-01 | 4 | 2021 | 2021 | Spring | 205 | 222.7654 | 240.5308 | 258.8346 | 280.2037 |  | 7376.8804 | 7252.2795 | 7156.8462 | 7084.5331 | 7222.1736 |  | 280.2037 | 280.2037 | 280.2037 | 205 | 21.3692 | 118.8577 | 0.010431 | 205
CAC-03 | 2021-05-01 | 5 | 2021 | 2021 | Spring | 205 | 220.947 | 236.8941 | 253.3244 | 274.0635 |  | 7376.8804 | 7263.5697 | 7174.3014 | 7103.5478 | 7222.1736 |  | 274.0635 | 274.0635 | 274.0635 | 205 | 20.7391 | 118.8577 | 0.010431 | 205
CAC-03 | 2021-06-01 | 6 | 2021 | 2021 | Summer | 205 | 217.5633 | 230.1265 | 243.0705 | 262.6371 |  | 7389.2351 | 7293.0266 | 7214.3667 | 7149.1885 | 7289.0299 |  | 262.6371 | 262.6371 | 262.6371 | 205 | 19.5666 | 118.8577 | 0.010431 | 205
CAC-03 | 2021-07-01 | 7 | 2021 | 2021 | Summer | 205 | 217.3246 | 229.6492 | 242.3473 | 261.8313 |  | 7389.2351 | 7294.6802 | 7217.0679 | 7152.4248 | 7289.0299 |  | 261.8313 | 261.8313 | 261.8313 | 205 | 19.4839 | 118.8577 | 0.010431 | 205
CAC-03 | 2021-08-01 | 8 | 2021 | 2021 | Summer | 205 | 217.3246 | 229.6492 | 242.3473 | 261.8313 |  | 7389.2351 | 7294.6802 | 7217.0679 | 7152.4248 | 7289.0299 |  | 261.8313 | 261.8313 | 261.8313 | 205 | 19.4839 | 118.8577 | 0.010431 | 205
CAC-03 | 2021-09-01 | 9 | 2021 | 2021 | Summer | 205 | 218.5178 | 232.0356 | 245.963 | 265.8603 |  | 7389.2351 | 7286.4745 | 7203.778 | 7136.7214 | 7289.0299 |  | 265.8603 | 265.8603 | 265.8603 | 205 | 19.8974 | 118.8577 | 0.010431 | 205
CAC-03 | 2021-10-01 | 10 | 2022 | 2021 | Fall | 205 | 222.7702 | 240.5404 | 258.849 | 280.2199 |  | 7376.8804 | 7252.2503 | 7156.8017 | 7084.4864 | 7222.1736 |  | 280.2199 | 280.2199 | 280.2199 | 205 | 21.3708 | 118.8577 | 0.010431 | 205
CAC-03 | 2021-11-01 | 11 | 2022 | 2021 | Fall | 205 | 225.3378 | 245.6757 | 266.6298 | 288.8904 |  | 7376.8804 | 7236.8191 | 7133.8977 | 7061.9415 | 7222.1736 |  | 288.8904 | 288.8904 | 288.8904 | 205 | 22.2605 | 118.8577 | 0.010431 | 205
CAC-03 | 2021-12-01 | 12 | 2022 | 2021 | Winter | 205 | 229.2562 | 253.5123 | 278.5035 | 302.1218 |  | 7352.1192 | 7214.2192 | 7123.6277 | 7067.7097 | 7215.1632 |  | 302.1218 | 302.1218 | 302.1218 | 205 | 23.6183 | 118.8577 | 0.010431 | 205
CAC-03 | 2022-01-01 | 1 | 2022 | 2022 | Winter | 205 | 229.9721 | 254.9441 | 280.6729 | 304.5392 |  | 7352.1192 | 7210.9665 | 7119.4242 | 7064.7192 | 7215.1632 |  | 304.5392 | 304.5392 | 304.5392 | 205 | 23.8663 | 118.8577 | 0.010431 | 205
CAC-03 | 2022-02-01 | 2 | 2022 | 2022 | Winter | 205 | 229.4948 | 253.9896 | 279.2267 | 302.9276 |  | 7352.1192 | 7213.1305 | 7122.2133 | 7066.6764 | 7215.1632 |  | 302.9276 | 302.9276 | 302.9276 | 205 | 23.701 | 118.8577 | 0.010431 | 205
CAC-03 | 2022-03-01 | 3 | 2022 | 2022 | Winter | 205 | 226.8699 | 248.7397 | 271.2723 | 294.0637 |  | 7352.1192 | 7225.3531 | 7138.5076 | 7079.962 | 7215.1632 |  | 294.0637 | 294.0637 | 294.0637 | 205 | 22.7914 | 118.8577 | 0.010431 | 205
CAC-03 | 2022-04-01 | 4 | 2022 | 2022 | Spring | 205 | 222.7654 | 240.5308 | 258.8346 | 280.2037 |  | 7376.8804 | 7252.2795 | 7156.8462 | 7084.5331 | 7222.1736 |  | 280.2037 | 280.2037 | 280.2037 | 205 | 21.3692 | 118.8577 | 0.010431 | 205
CAC-03 | 2022-05-01 | 5 | 2022 | 2022 | Spring | 205 | 220.947 | 236.8941 | 253.3244 | 274.0635 |  | 7376.8804 | 7263.5697 | 7174.3014 | 7103.5478 | 7222.1736 |  | 274.0635 | 274.0635 | 274.0635 | 205 | 20.7391 | 118.8577 | 0.010431 | 205
CAC-03 | 2022-06-01 | 6 | 2022 | 2022 | Summer | 205 | 217.5633 | 230.1265 | 243.0705 | 262.6371 |  | 7389.2351 | 7293.0266 | 7214.3667 | 7149.1885 | 7289.0299 |  | 262.6371 | 262.6371 | 262.6371 | 205 | 19.5666 | 118.8577 | 0.010431 | 205
CAC-03 | 2022-07-01 | 7 | 2022 | 2022 | Summer | 205 | 217.3246 | 229.6492 | 242.3473 | 261.8313 |  | 7389.2351 | 7294.6802 | 7217.0679 | 7152.4248 | 7289.0299 |  | 261.8313 | 261.8313 | 261.8313 | 205 | 19.4839 | 118.8577 | 0.010431 | 205
CAC-03 | 2022-08-01 | 8 | 2022 | 2022 | Summer | 205 | 217.3246 | 229.6492 | 242.3473 | 261.8313 |  | 7389.2351 | 7294.6802 | 7217.0679 | 7152.4248 | 7289.0299 |  | 261.8313 | 261.8313 | 261.8313 | 205 | 19.4839 | 118.8577 | 0.010431 | 205
CAC-03 | 2022-09-01 | 9 | 2022 | 2022 | Summer | 205 | 218.5178 | 232.0356 | 245.963 | 265.8603 |  | 7389.2351 | 7286.4745 | 7203.778 | 7136.7214 | 7289.0299 |  | 265.8603 | 265.8603 | 265.8603 | 205 | 19.8974 | 118.8577 | 0.010431 | 205
CAC-03 | 2022-10-01 | 10 | 2023 | 2022 | Fall | 205 | 222.7702 | 240.5404 | 258.849 | 280.2199 |  | 7376.8804 | 7252.2503 | 7156.8017 | 7084.4864 | 7222.1736 |  | 280.2199 | 280.2199 | 280.2199 | 205 | 21.3708 | 118.8577 | 0.010431 | 205
CAC-03 | 2022-11-01 | 11 | 2023 | 2022 | Fall | 205 | 225.3378 | 245.6757 | 266.6298 | 288.8904 |  | 7376.8804 | 7236.8191 | 7133.8977 | 7061.9415 | 7222.1736 |  | 288.8904 | 288.8904 | 288.8904 | 205 | 22.2605 | 118.8577 | 0.010431 | 205
CAC-03 | 2022-12-01 | 12 | 2023 | 2022 | Winter | 205 | 229.2562 | 253.5123 | 278.5035 | 302.1218 |  | 7352.1192 | 7214.2192 | 7123.6277 | 7067.7097 | 7215.1632 |  | 302.1218 | 302.1218 | 302.1218 | 205 | 23.6183 | 118.8577 | 0.010431 | 205
CAC-03 | 2023-01-01 | 1 | 2023 | 2023 | Winter | 205 | 229.9721 | 254.9441 | 280.6729 | 304.5392 |  | 7352.1192 | 7210.9665 | 7119.4242 | 7064.7192 | 7215.1632 |  | 304.5392 | 304.5392 | 304.5392 | 205 | 23.8663 | 118.8577 | 0.010431 | 205
CAC-03 | 2023-02-01 | 2 | 2023 | 2023 | Winter | 205 | 229.4948 | 253.9896 | 279.2267 | 302.9276 |  | 7352.1192 | 7213.1305 | 7122.2133 | 7066.6764 | 7215.1632 |  | 302.9276 | 302.9276 | 302.9276 | 205 | 23.701 | 118.8577 | 0.010431 | 205
CAC-03 | 2023-03-01 | 3 | 2023 | 2023 | Winter | 205 | 226.8699 | 248.7397 | 271.2723 | 294.0637 |  | 7352.1192 | 7225.3531 | 7138.5076 | 7079.962 | 7215.1632 |  | 294.0637 | 294.0637 | 294.0637 | 205 | 22.7914 | 118.8577 | 0.010431 | 205
CAC-03 | 2023-04-01 | 4 | 2023 | 2023 | Spring | 205 | 222.7654 | 240.5308 | 258.8346 | 280.2037 |  | 7376.8804 | 7252.2795 | 7156.8462 | 7084.5331 | 7222.1736 |  | 280.2037 | 280.2037 | 280.2037 | 205 | 21.3692 | 118.8577 | 0.010431 | 205
CAC-03 | 2023-05-01 | 5 | 2023 | 2023 | Spring | 205 | 220.947 | 236.8941 | 253.3244 | 274.0635 |  | 7376.8804 | 7263.5697 | 7174.3014 | 7103.5478 | 7222.1736 |  | 274.0635 | 274.0635 | 274.0635 | 205 | 20.7391 | 118.8577 | 0.010431 | 205
CAC-03 | 2023-06-01 | 6 | 2023 | 2023 | Summer | 205 | 217.5633 | 230.1265 | 243.0705 | 262.6371 |  | 7389.2351 | 7293.0266 | 7214.3667 | 7149.1885 | 7289.0299 |  | 262.6371 | 262.6371 | 262.6371 | 205 | 19.5666 | 118.8577 | 0.010431 | 205
CAC-03 | 2023-07-01 | 7 | 2023 | 2023 | Summer | 205 | 217.3246 | 229.6492 | 242.3473 | 261.8313 |  | 7389.2351 | 7294.6802 | 7217.0679 | 7152.4248 | 7289.0299 |  | 261.8313 | 261.8313 | 261.8313 | 205 | 19.4839 | 118.8577 | 0.010431 | 205
CAC-03 | 2023-08-01 | 8 | 2023 | 2023 | Summer | 205 | 217.3246 | 229.6492 | 242.3473 | 261.8313 |  | 7389.2351 | 7294.6802 | 7217.0679 | 7152.4248 | 7289.0299 |  | 261.8313 | 261.8313 | 261.8313 | 205 | 19.4839 | 118.8577 | 0.010431 | 205
CAC-03 | 2023-09-01 | 9 | 2023 | 2023 | Summer | 205 | 218.5178 | 232.0356 | 245.963 | 265.8603 |  | 7389.2351 | 7286.4745 | 7203.778 | 7136.7214 | 7289.0299 |  | 265.8603 | 265.8603 | 265.8603 | 205 | 19.8974 | 118.8577 | 0.010431 | 205
CAC-03 | 2023-10-01 | 10 | 2024 | 2023 | Fall | 205 | 222.7702 | 240.5404 | 258.849 | 280.2199 |  | 7376.8804 | 7252.2503 | 7156.8017 | 7084.4864 | 7222.1736 |  | 280.2199 | 280.2199 | 280.2199 | 205 | 21.3708 | 118.8577 | 0.010431 | 205
CAC-03 | 2023-11-01 | 11 | 2024 | 2023 | Fall | 205 | 225.3378 | 245.6757 | 266.6298 | 288.8904 |  | 7376.8804 | 7236.8191 | 7133.8977 | 7061.9415 | 7222.1736 |  | 288.8904 | 288.8904 | 288.8904 | 205 | 22.2605 | 118.8577 | 0.010431 | 205
CAC-03 | 2023-12-01 | 12 | 2024 | 2023 | Winter | 205 | 229.2562 | 253.5123 | 278.5035 | 302.1218 |  | 7352.1192 | 7214.2192 | 7123.6277 | 7067.7097 | 7215.1632 |  | 302.1218 | 302.1218 | 302.1218 | 205 | 23.6183 | 118.8577 | 0.010431 | 205
CAC-03 | 2024-01-01 | 1 | 2024 | 2024 | Winter | 205 | 229.9721 | 254.9441 | 280.6729 | 304.5392 |  | 7352.1192 | 7210.9665 | 7119.4242 | 7064.7192 | 7215.1632 |  | 304.5392 | 304.5392 | 304.5392 | 205 | 23.8663 | 118.8577 | 0.010431 | 205
CAC-03 | 2024-02-01 | 2 | 2024 | 2024 | Winter | 205 | 229.4948 | 253.9896 | 279.2267 | 302.9276 |  | 7352.1192 | 7213.1305 | 7122.2133 | 7066.6764 | 7215.1632 |  | 302.9276 | 302.9276 | 302.9276 | 205 | 23.701 | 118.8577 | 0.010431 | 205
CAC-03 | 2024-03-01 | 3 | 2024 | 2024 | Winter | 205 | 226.8699 | 248.7397 | 271.2723 | 294.0637 |  | 7352.1192 | 7225.3531 | 7138.5076 | 7079.962 | 7215.1632 |  | 294.0637 | 294.0637 | 294.0637 | 205 | 22.7914 | 118.8577 | 0.010431 | 205
CAC-03 | 2024-04-01 | 4 | 2024 | 2024 | Spring | 205 | 222.7654 | 240.5308 | 258.8346 | 280.2037 |  | 7376.8804 | 7252.2795 | 7156.8462 | 7084.5331 | 7222.1736 |  | 280.2037 | 280.2037 | 280.2037 | 205 | 21.3692 | 118.8577 | 0.010431 | 205
CAC-03 | 2024-05-01 | 5 | 2024 | 2024 | Spring | 205 | 220.947 | 236.8941 | 253.3244 | 274.0635 |  | 7376.8804 | 7263.5697 | 7174.3014 | 7103.5478 | 7222.1736 |  | 274.0635 | 274.0635 | 274.0635 | 205 | 20.7391 | 118.8577 | 0.010431 | 205
CAC-03 | 2024-06-01 | 6 | 2024 | 2024 | Summer | 205 | 217.5633 | 230.1265 | 243.0705 | 262.6371 |  | 7389.2351 | 7293.0266 | 7214.3667 | 7149.1885 | 7289.0299 |  | 262.6371 | 262.6371 | 262.6371 | 205 | 19.5666 | 118.8577 | 0.010431 | 205
CAC-03 | 2024-07-01 | 7 | 2024 | 2024 | Summer | 205 | 217.3246 | 229.6492 | 242.3473 | 261.8313 |  | 7389.2351 | 7294.6802 | 7217.0679 | 7152.4248 | 7289.0299 |  | 261.8313 | 261.8313 | 261.8313 | 205 | 19.4839 | 118.8577 | 0.010431 | 205
CAC-03 | 2024-08-01 | 8 | 2024 | 2024 | Summer | 205 | 217.3246 | 229.6492 | 242.3473 | 261.8313 |  | 7389.2351 | 7294.6802 | 7217.0679 | 7152.4248 | 7289.0299 |  | 261.8313 | 261.8313 | 261.8313 | 205 | 19.4839 | 118.8577 | 0.010431 | 205
CAC-03 | 2024-09-01 | 9 | 2024 | 2024 | Summer | 205 | 218.5178 | 232.0356 | 245.963 | 265.8603 |  | 7389.2351 | 7286.4745 | 7203.778 | 7136.7214 | 7289.0299 |  | 265.8603 | 265.8603 | 265.8603 | 205 | 19.8974 | 118.8577 | 0.010431 | 205
CAC-03 | 2024-10-01 | 10 | 2025 | 2024 | Fall | 205 | 222.7702 | 240.5404 | 258.849 | 280.2199 |  | 7376.8804 | 7252.2503 | 7156.8017 | 7084.4864 | 7222.1736 |  | 280.2199 | 280.2199 | 280.2199 | 205 | 21.3708 | 118.8577 | 0.010431 | 205
CAC-03 | 2024-11-01 | 11 | 2025 | 2024 | Fall | 205 | 225.3378 | 245.6757 | 266.6298 | 288.8904 |  | 7376.8804 | 7236.8191 | 7133.8977 | 7061.9415 | 7222.1736 |  | 288.8904 | 288.8904 | 288.8904 | 205 | 22.2605 | 118.8577 | 0.010431 | 205
CAC-03 | 2024-12-01 | 12 | 2025 | 2024 | Winter | 205 | 229.2562 | 253.5123 | 278.5035 | 302.1218 |  | 7352.1192 | 7214.2192 | 7123.6277 | 7067.7097 | 7215.1632 |  | 302.1218 | 302.1218 | 302.1218 | 205 | 23.6183 | 118.8577 | 0.010431 | 205
CAC-03 | 2025-01-01 | 1 | 2025 | 2025 | Winter | 205 | 229.9721 | 254.9441 | 280.6729 | 304.5392 |  | 7352.1192 | 7210.9665 | 7119.4242 | 7064.7192 | 7215.1632 |  | 304.5392 | 304.5392 | 304.5392 | 205 | 23.8663 | 118.8577 | 0.010431 | 205
CAC-03 | 2025-02-01 | 2 | 2025 | 2025 | Winter | 205 | 229.4948 | 253.9896 | 279.2267 | 302.9276 |  | 7352.1192 | 7213.1305 | 7122.2133 | 7066.6764 | 7215.1632 |  | 302.9276 | 302.9276 | 302.9276 | 205 | 23.701 | 118.8577 | 0.010431 | 205
CAC-03 | 2025-03-01 | 3 | 2025 | 2025 | Winter | 205 | 226.8699 | 248.7397 | 271.2723 | 294.0637 |  | 7352.1192 | 7225.3531 | 7138.5076 | 7079.962 | 7215.1632 |  | 294.0637 | 294.0637 | 294.0637 | 205 | 22.7914 | 118.8577 | 0.010431 | 205
CAC-03 | 2025-04-01 | 4 | 2025 | 2025 | Spring | 205 | 222.7654 | 240.5308 | 258.8346 | 280.2037 |  | 7376.8804 | 7252.2795 | 7156.8462 | 7084.5331 | 7222.1736 |  | 280.2037 | 280.2037 | 280.2037 | 205 | 21.3692 | 118.8577 | 0.010431 | 205
CAC-03 | 2025-05-01 | 5 | 2025 | 2025 | Spring | 205 | 220.947 | 236.8941 | 253.3244 | 274.0635 |  | 7376.8804 | 7263.5697 | 7174.3014 | 7103.5478 | 7222.1736 |  | 274.0635 | 274.0635 | 274.0635 | 205 | 20.7391 | 118.8577 | 0.010431 | 205
CAC-03 | 2025-06-01 | 6 | 2025 | 2025 | Summer | 205 | 217.5633 | 230.1265 | 243.0705 | 262.6371 |  | 7389.2351 | 7293.0266 | 7214.3667 | 7149.1885 | 7289.0299 |  | 262.6371 | 262.6371 | 262.6371 | 205 | 19.5666 | 118.8577 | 0.010431 | 205
CAC-03 | 2025-07-01 | 7 | 2025 | 2025 | Summer | 205 | 217.3246 | 229.6492 | 242.3473 | 261.8313 |  | 7389.2351 | 7294.6802 | 7217.0679 | 7152.4248 | 7289.0299 |  | 261.8313 | 261.8313 | 261.8313 | 205 | 19.4839 | 118.8577 | 0.010431 | 205
CAC-03 | 2025-08-01 | 8 | 2025 | 2025 | Summer | 205 | 217.3246 | 229.6492 | 242.3473 | 261.8313 |  | 7389.2351 | 7294.6802 | 7217.0679 | 7152.4248 | 7289.0299 |  | 261.8313 | 261.8313 | 261.8313 | 205 | 19.4839 | 118.8577 | 0.010431 | 205
CAC-03 | 2025-09-01 | 9 | 2025 | 2025 | Summer | 205 | 218.5178 | 232.0356 | 245.963 | 265.8603 |  | 7389.2351 | 7286.4745 | 7203.778 | 7136.7214 | 7289.0299 |  | 265.8603 | 265.8603 | 265.8603 | 205 | 19.8974 | 118.8577 | 0.010431 | 205
CAC-03 | 2025-10-01 | 10 | 2026 | 2025 | Fall | 205 | 222.7702 | 240.5404 | 258.849 | 280.2199 |  | 7376.8804 | 7252.2503 | 7156.8017 | 7084.4864 | 7222.1736 |  | 280.2199 | 280.2199 | 280.2199 | 205 | 21.3708 | 118.8577 | 0.010431 | 205
CAC-03 | 2025-11-01 | 11 | 2026 | 2025 | Fall | 205 | 225.3378 | 245.6757 | 266.6298 | 288.8904 |  | 7376.8804 | 7236.8191 | 7133.8977 | 7061.9415 | 7222.1736 |  | 288.8904 | 288.8904 | 288.8904 | 205 | 22.2605 | 118.8577 | 0.010431 | 205
CAC-03 | 2025-12-01 | 12 | 2026 | 2025 | Winter | 205 | 229.2562 | 253.5123 | 278.5035 | 302.1218 |  | 7352.1192 | 7214.2192 | 7123.6277 | 7067.7097 | 7215.1632 |  | 302.1218 | 302.1218 | 302.1218 | 205 | 23.6183 | 118.8577 | 0.010431 | 205
CAC-03 | 2026-01-01 | 1 | 2026 | 2026 | Winter | 205 | 229.9721 | 254.9441 | 280.6729 | 304.5392 |  | 7352.1192 | 7210.9665 | 7119.4242 | 7064.7192 | 7215.1632 |  | 304.5392 | 304.5392 | 304.5392 | 205 | 23.8663 | 118.8577 | 0.010431 | 205
CAC-03 | 2026-02-01 | 2 | 2026 | 2026 | Winter | 205 | 229.4948 | 253.9896 | 279.2267 | 302.9276 |  | 7352.1192 | 7213.1305 | 7122.2133 | 7066.6764 | 7215.1632 |  | 302.9276 | 302.9276 | 302.9276 | 205 | 23.701 | 118.8577 | 0.010431 | 205
CAC-03 | 2026-03-01 | 3 | 2026 | 2026 | Winter | 205 | 226.8699 | 248.7397 | 271.2723 | 294.0637 |  | 7352.1192 | 7225.3531 | 7138.5076 | 7079.962 | 7215.1632 |  | 294.0637 | 294.0637 | 294.0637 | 205 | 22.7914 | 118.8577 | 0.010431 | 205
CAC-03 | 2026-04-01 | 4 | 2026 | 2026 | Spring | 205 | 222.7654 | 240.5308 | 258.8346 | 280.2037 |  | 7376.8804 | 7252.2795 | 7156.8462 | 7084.5331 | 7222.1736 |  | 280.2037 | 280.2037 | 280.2037 | 205 | 21.3692 | 118.8577 | 0.010431 | 205
CAC-03 | 2026-05-01 | 5 | 2026 | 2026 | Spring | 205 | 220.947 | 236.8941 | 253.3244 | 274.0635 |  | 7376.8804 | 7263.5697 | 7174.3014 | 7103.5478 | 7222.1736 |  | 274.0635 | 274.0635 | 274.0635 | 205 | 20.7391 | 118.8577 | 0.010431 | 205
CAC-03 | 2026-06-01 | 6 | 2026 | 2026 | Summer | 205 | 217.5633 | 230.1265 | 243.0705 | 262.6371 |  | 7389.2351 | 7293.0266 | 7214.3667 | 7149.1885 | 7289.0299 |  | 262.6371 | 262.6371 | 262.6371 | 205 | 19.5666 | 118.8577 | 0.010431 | 205
CAC-03 | 2026-07-01 | 7 | 2026 | 2026 | Summer | 205 | 217.3246 | 229.6492 | 242.3473 | 261.8313 |  | 7389.2351 | 7294.6802 | 7217.0679 | 7152.4248 | 7289.0299 |  | 261.8313 | 261.8313 | 261.8313 | 205 | 19.4839 | 118.8577 | 0.010431 | 205
CAC-03 | 2026-08-01 | 8 | 2026 | 2026 | Summer | 205 | 217.3246 | 229.6492 | 242.3473 | 261.8313 |  | 7389.2351 | 7294.6802 | 7217.0679 | 7152.4248 | 7289.0299 |  | 261.8313 | 261.8313 | 261.8313 | 205 | 19.4839 | 118.8577 | 0.010431 | 205
CAC-03 | 2026-09-01 | 9 | 2026 | 2026 | Summer | 205 | 218.5178 | 232.0356 | 245.963 | 265.8603 |  | 7389.2351 | 7286.4745 | 7203.778 | 7136.7214 | 7289.0299 |  | 265.8603 | 265.8603 | 265.8603 | 205 | 19.8974 | 118.8577 | 0.010431 | 205
CAC-03 | 2026-10-01 | 10 | 2027 | 2026 | Fall | 205 | 222.7702 | 240.5404 | 258.849 | 280.2199 |  | 7376.8804 | 7252.2503 | 7156.8017 | 7084.4864 | 7222.1736 |  | 280.2199 | 280.2199 | 280.2199 | 205 | 21.3708 | 118.8577 | 0.010431 | 205
CAC-03 | 2026-11-01 | 11 | 2027 | 2026 | Fall | 205 | 225.3378 | 245.6757 | 266.6298 | 288.8904 |  | 7376.8804 | 7236.8191 | 7133.8977 | 7061.9415 | 7222.1736 |  | 288.8904 | 288.8904 | 288.8904 | 205 | 22.2605 | 118.8577 | 0.010431 | 205
CAC-03 | 2026-12-01 | 12 | 2027 | 2026 | Winter | 205 | 229.2562 | 253.5123 | 278.5035 | 302.1218 |  | 7352.1192 | 7214.2192 | 7123.6277 | 7067.7097 | 7215.1632 |  | 302.1218 | 302.1218 | 302.1218 | 205 | 23.6183 | 118.8577 | 0.010431 | 205
CAC-03 | 2027-01-01 | 1 | 2027 | 2027 | Winter | 205 | 229.9721 | 254.9441 | 280.6729 | 304.5392 |  | 7352.1192 | 7210.9665 | 7119.4242 | 7064.7192 | 7215.1632 |  | 304.5392 | 304.5392 | 304.5392 | 205 | 23.8663 | 118.8577 | 0.010431 | 205
CAC-03 | 2027-02-01 | 2 | 2027 | 2027 | Winter | 205 | 229.4948 | 253.9896 | 279.2267 | 302.9276 |  | 7352.1192 | 7213.1305 | 7122.2133 | 7066.6764 | 7215.1632 |  | 302.9276 | 302.9276 | 302.9276 | 205 | 23.701 | 118.8577 | 0.010431 | 205
CAC-03 | 2027-03-01 | 3 | 2027 | 2027 | Winter | 205 | 226.8699 | 248.7397 | 271.2723 | 294.0637 |  | 7352.1192 | 7225.3531 | 7138.5076 | 7079.962 | 7215.1632 |  | 294.0637 | 294.0637 | 294.0637 | 205 | 22.7914 | 118.8577 | 0.010431 | 205
CAC-03 | 2027-04-01 | 4 | 2027 | 2027 | Spring | 205 | 222.7654 | 240.5308 | 258.8346 | 280.2037 |  | 7376.8804 | 7252.2795 | 7156.8462 | 7084.5331 | 7222.1736 |  | 280.2037 | 280.2037 | 280.2037 | 205 | 21.3692 | 118.8577 | 0.010431 | 205
CAC-03 | 2027-05-01 | 5 | 2027 | 2027 | Spring | 205 | 220.947 | 236.8941 | 253.3244 | 274.0635 |  | 7376.8804 | 7263.5697 | 7174.3014 | 7103.5478 | 7222.1736 |  | 274.0635 | 274.0635 | 274.0635 | 205 | 20.7391 | 118.8577 | 0.010431 | 205
CAC-03 | 2027-06-01 | 6 | 2027 | 2027 | Summer | 205 | 217.5633 | 230.1265 | 243.0705 | 262.6371 |  | 7389.2351 | 7293.0266 | 7214.3667 | 7149.1885 | 7289.0299 |  | 262.6371 | 262.6371 | 262.6371 | 205 | 19.5666 | 118.8577 | 0.010431 | 205
CAC-03 | 2027-07-01 | 7 | 2027 | 2027 | Summer | 205 | 217.3246 | 229.6492 | 242.3473 | 261.8313 |  | 7389.2351 | 7294.6802 | 7217.0679 | 7152.4248 | 7289.0299 |  | 261.8313 | 261.8313 | 261.8313 | 205 | 19.4839 | 118.8577 | 0.010431 | 205
CAC-03 | 2027-08-01 | 8 | 2027 | 2027 | Summer | 205 | 217.3246 | 229.6492 | 242.3473 | 261.8313 |  | 7389.2351 | 7294.6802 | 7217.0679 | 7152.4248 | 7289.0299 |  | 261.8313 | 261.8313 | 261.8313 | 205 | 19.4839 | 118.8577 | 0.010431 | 205
CAC-03 | 2027-09-01 | 9 | 2027 | 2027 | Summer | 205 | 218.5178 | 232.0356 | 245.963 | 265.8603 |  | 7389.2351 | 7286.4745 | 7203.778 | 7136.7214 | 7289.0299 |  | 265.8603 | 265.8603 | 265.8603 | 205 | 19.8974 | 118.8577 | 0.010431 | 205
CAC-03 | 2027-10-01 | 10 | 2028 | 2027 | Fall | 205 | 222.7702 | 240.5404 | 258.849 | 280.2199 |  | 7376.8804 | 7252.2503 | 7156.8017 | 7084.4864 | 7222.1736 |  | 280.2199 | 280.2199 | 280.2199 | 205 | 21.3708 | 118.8577 | 0.010431 | 205
CAC-03 | 2027-11-01 | 11 | 2028 | 2027 | Fall | 205 | 225.3378 | 245.6757 | 266.6298 | 288.8904 |  | 7376.8804 | 7236.8191 | 7133.8977 | 7061.9415 | 7222.1736 |  | 288.8904 | 288.8904 | 288.8904 | 205 | 22.2605 | 118.8577 | 0.010431 | 205
CAC-03 | 2027-12-01 | 12 | 2028 | 2027 | Winter | 205 | 229.2562 | 253.5123 | 278.5035 | 302.1218 |  | 7352.1192 | 7214.2192 | 7123.6277 | 7067.7097 | 7215.1632 |  | 302.1218 | 302.1218 | 302.1218 | 205 | 23.6183 | 118.8577 | 0.010431 | 205
CAC-03 | 2028-01-01 | 1 | 2028 | 2028 | Winter | 205 | 229.9721 | 254.9441 | 280.6729 | 304.5392 |  | 7352.1192 | 7210.9665 | 7119.4242 | 7064.7192 | 7215.1632 |  | 304.5392 | 304.5392 | 304.5392 | 205 | 23.8663 | 118.8577 | 0.010431 | 205
CAC-03 | 2028-02-01 | 2 | 2028 | 2028 | Winter | 205 | 229.4948 | 253.9896 | 279.2267 | 302.9276 |  | 7352.1192 | 7213.1305 | 7122.2133 | 7066.6764 | 7215.1632 |  | 302.9276 | 302.9276 | 302.9276 | 205 | 23.701 | 118.8577 | 0.010431 | 205
CAC-03 | 2028-03-01 | 3 | 2028 | 2028 | Winter | 205 | 226.8699 | 248.7397 | 271.2723 | 294.0637 |  | 7352.1192 | 7225.3531 | 7138.5076 | 7079.962 | 7215.1632 |  | 294.0637 | 294.0637 | 294.0637 | 205 | 22.7914 | 118.8577 | 0.010431 | 205
CAC-03 | 2028-04-01 | 4 | 2028 | 2028 | Spring | 205 | 222.7654 | 240.5308 | 258.8346 | 280.2037 |  | 7376.8804 | 7252.2795 | 7156.8462 | 7084.5331 | 7222.1736 |  | 280.2037 | 280.2037 | 280.2037 | 205 | 21.3692 | 118.8577 | 0.010431 | 205
CAC-03 | 2028-05-01 | 5 | 2028 | 2028 | Spring | 205 | 220.947 | 236.8941 | 253.3244 | 274.0635 |  | 7376.8804 | 7263.5697 | 7174.3014 | 7103.5478 | 7222.1736 |  | 274.0635 | 274.0635 | 274.0635 | 205 | 20.7391 | 118.8577 | 0.010431 | 205
CAC-03 | 2028-06-01 | 6 | 2028 | 2028 | Summer | 205 | 217.5633 | 230.1265 | 243.0705 | 262.6371 |  | 7389.2351 | 7293.0266 | 7214.3667 | 7149.1885 | 7289.0299 |  | 262.6371 | 262.6371 | 262.6371 | 205 | 19.5666 | 118.8577 | 0.010431 | 205
CAC-03 | 2028-07-01 | 7 | 2028 | 2028 | Summer | 205 | 217.3246 | 229.6492 | 242.3473 | 261.8313 |  | 7389.2351 | 7294.6802 | 7217.0679 | 7152.4248 | 7289.0299 |  | 261.8313 | 261.8313 | 261.8313 | 205 | 19.4839 | 118.8577 | 0.010431 | 205
CAC-03 | 2028-08-01 | 8 | 2028 | 2028 | Summer | 205 | 217.3246 | 229.6492 | 242.3473 | 261.8313 |  | 7389.2351 | 7294.6802 | 7217.0679 | 7152.4248 | 7289.0299 |  | 261.8313 | 261.8313 | 261.8313 | 205 | 19.4839 | 118.8577 | 0.010431 | 205
CAC-03 | 2028-09-01 | 9 | 2028 | 2028 | Summer | 205 | 218.5178 | 232.0356 | 245.963 | 265.8603 |  | 7389.2351 | 7286.4745 | 7203.778 | 7136.7214 | 7289.0299 |  | 265.8603 | 265.8603 | 265.8603 | 205 | 19.8974 | 118.8577 | 0.010431 | 205
CAC-03 | 2028-10-01 | 10 | 2029 | 2028 | Fall | 205 | 222.7702 | 240.5404 | 258.849 | 280.2199 |  | 7376.8804 | 7252.2503 | 7156.8017 | 7084.4864 | 7222.1736 |  | 280.2199 | 280.2199 | 280.2199 | 205 | 21.3708 | 118.8577 | 0.010431 | 205
CAC-03 | 2028-11-01 | 11 | 2029 | 2028 | Fall | 205 | 225.3378 | 245.6757 | 266.6298 | 288.8904 |  | 7376.8804 | 7236.8191 | 7133.8977 | 7061.9415 | 7222.1736 |  | 288.8904 | 288.8904 | 288.8904 | 205 | 22.2605 | 118.8577 | 0.010431 | 205
CAC-03 | 2028-12-01 | 12 | 2029 | 2028 | Winter | 205 | 229.2562 | 253.5123 | 278.5035 | 302.1218 |  | 7352.1192 | 7214.2192 | 7123.6277 | 7067.7097 | 7215.1632 |  | 302.1218 | 302.1218 | 302.1218 | 205 | 23.6183 | 118.8577 | 0.010431 | 205
CAC-03 | 2029-01-01 | 1 | 2029 | 2029 | Winter | 205 | 229.9721 | 254.9441 | 280.6729 | 304.5392 |  | 7352.1192 | 7210.9665 | 7119.4242 | 7064.7192 | 7215.1632 |  | 304.5392 | 304.5392 | 304.5392 | 205 | 23.8663 | 118.8577 | 0.010431 | 205
CAC-03 | 2029-02-01 | 2 | 2029 | 2029 | Winter | 205 | 229.4948 | 253.9896 | 279.2267 | 302.9276 |  | 7352.1192 | 7213.1305 | 7122.2133 | 7066.6764 | 7215.1632 |  | 302.9276 | 302.9276 | 302.9276 | 205 | 23.701 | 118.8577 | 0.010431 | 205
CAC-03 | 2029-03-01 | 3 | 2029 | 2029 | Winter | 205 | 226.8699 | 248.7397 | 271.2723 | 294.0637 |  | 7352.1192 | 7225.3531 | 7138.5076 | 7079.962 | 7215.1632 |  | 294.0637 | 294.0637 | 294.0637 | 205 | 22.7914 | 118.8577 | 0.010431 | 205
CAC-03 | 2029-04-01 | 4 | 2029 | 2029 | Spring | 205 | 222.7654 | 240.5308 | 258.8346 | 280.2037 |  | 7376.8804 | 7252.2795 | 7156.8462 | 7084.5331 | 7222.1736 |  | 280.2037 | 280.2037 | 280.2037 | 205 | 21.3692 | 118.8577 | 0.010431 | 205
CAC-03 | 2029-05-01 | 5 | 2029 | 2029 | Spring | 205 | 220.947 | 236.8941 | 253.3244 | 274.0635 |  | 7376.8804 | 7263.5697 | 7174.3014 | 7103.5478 | 7222.1736 |  | 274.0635 | 274.0635 | 274.0635 | 205 | 20.7391 | 118.8577 | 0.010431 | 205
CAC-03 | 2029-06-01 | 6 | 2029 | 2029 | Summer | 205 | 217.5633 | 230.1265 | 243.0705 | 262.6371 |  | 7389.2351 | 7293.0266 | 7214.3667 | 7149.1885 | 7289.0299 |  | 262.6371 | 262.6371 | 262.6371 | 205 | 19.5666 | 118.8577 | 0.010431 | 205
CAC-03 | 2029-07-01 | 7 | 2029 | 2029 | Summer | 205 | 217.3246 | 229.6492 | 242.3473 | 261.8313 |  | 7389.2351 | 7294.6802 | 7217.0679 | 7152.4248 | 7289.0299 |  | 261.8313 | 261.8313 | 261.8313 | 205 | 19.4839 | 118.8577 | 0.010431 | 205
CAC-03 | 2029-08-01 | 8 | 2029 | 2029 | Summer | 205 | 217.3246 | 229.6492 | 242.3473 | 261.8313 |  | 7389.2351 | 7294.6802 | 7217.0679 | 7152.4248 | 7289.0299 |  | 261.8313 | 261.8313 | 261.8313 | 205 | 19.4839 | 118.8577 | 0.010431 | 205
CAC-03 | 2029-09-01 | 9 | 2029 | 2029 | Summer | 205 | 218.5178 | 232.0356 | 245.963 | 265.8603 |  | 7389.2351 | 7286.4745 | 7203.778 | 7136.7214 | 7289.0299 |  | 265.8603 | 265.8603 | 265.8603 | 205 | 19.8974 | 118.8577 | 0.010431 | 205
CAC-03 | 2029-10-01 | 10 | 2030 | 2029 | Fall | 205 | 222.7702 | 240.5404 | 258.849 | 280.2199 |  | 7376.8804 | 7252.2503 | 7156.8017 | 7084.4864 | 7222.1736 |  | 280.2199 | 280.2199 | 280.2199 | 205 | 21.3708 | 118.8577 | 0.010431 | 205
CAC-03 | 2029-11-01 | 11 | 2030 | 2029 | Fall | 205 | 225.3378 | 245.6757 | 266.6298 | 288.8904 |  | 7376.8804 | 7236.8191 | 7133.8977 | 7061.9415 | 7222.1736 |  | 288.8904 | 288.8904 | 288.8904 | 205 | 22.2605 | 118.8577 | 0.010431 | 205
CAC-03 | 2029-12-01 | 12 | 2030 | 2029 | Winter | 205 | 229.2562 | 253.5123 | 278.5035 | 302.1218 |  | 7352.1192 | 7214.2192 | 7123.6277 | 7067.7097 | 7215.1632 |  | 302.1218 | 302.1218 | 302.1218 | 205 | 23.6183 | 118.8577 | 0.010431 | 205
CAC-03 | 2030-01-01 | 1 | 2030 | 2030 | Winter | 205 | 229.9721 | 254.9441 | 280.6729 | 304.5392 |  | 7352.1192 | 7210.9665 | 7119.4242 | 7064.7192 | 7215.1632 |  | 304.5392 | 304.5392 | 304.5392 | 205 | 23.8663 | 118.8577 | 0.010431 | 205
CAC-03 | 2030-02-01 | 2 | 2030 | 2030 | Winter | 205 | 229.4948 | 253.9896 | 279.2267 | 302.9276 |  | 7352.1192 | 7213.1305 | 7122.2133 | 7066.6764 | 7215.1632 |  | 302.9276 | 302.9276 | 302.9276 | 205 | 23.701 | 118.8577 | 0.010431 | 205
CAC-03 | 2030-03-01 | 3 | 2030 | 2030 | Winter | 205 | 226.8699 | 248.7397 | 271.2723 | 294.0637 |  | 7352.1192 | 7225.3531 | 7138.5076 | 7079.962 | 7215.1632 |  | 294.0637 | 294.0637 | 294.0637 | 205 | 22.7914 | 118.8577 | 0.010431 | 205
CAC-03 | 2030-04-01 | 4 | 2030 | 2030 | Spring | 205 | 222.7654 | 240.5308 | 258.8346 | 280.2037 |  | 7376.8804 | 7252.2795 | 7156.8462 | 7084.5331 | 7222.1736 |  | 280.2037 | 280.2037 | 280.2037 | 205 | 21.3692 | 118.8577 | 0.010431 | 205
CAC-03 | 2030-05-01 | 5 | 2030 | 2030 | Spring | 205 | 220.947 | 236.8941 | 253.3244 | 274.0635 |  | 7376.8804 | 7263.5697 | 7174.3014 | 7103.5478 | 7222.1736 |  | 274.0635 | 274.0635 | 274.0635 | 205 | 20.7391 | 118.8577 | 0.010431 | 205
CAC-03 | 2030-06-01 | 6 | 2030 | 2030 | Summer | 205 | 217.5633 | 230.1265 | 243.0705 | 262.6371 |  | 7389.2351 | 7293.0266 | 7214.3667 | 7149.1885 | 7289.0299 |  | 262.6371 | 262.6371 | 262.6371 | 205 | 19.5666 | 118.8577 | 0.010431 | 205
CAC-03 | 2030-07-01 | 7 | 2030 | 2030 | Summer | 205 | 217.3246 | 229.6492 | 242.3473 | 261.8313 |  | 7389.2351 | 7294.6802 | 7217.0679 | 7152.4248 | 7289.0299 |  | 261.8313 | 261.8313 | 261.8313 | 205 | 19.4839 | 118.8577 | 0.010431 | 205
CAC-03 | 2030-08-01 | 8 | 2030 | 2030 | Summer | 205 | 217.3246 | 229.6492 | 242.3473 | 261.8313 |  | 7389.2351 | 7294.6802 | 7217.0679 | 7152.4248 | 7289.0299 |  | 261.8313 | 261.8313 | 261.8313 | 205 | 19.4839 | 118.8577 | 0.010431 | 205
CAC-03 | 2030-09-01 | 9 | 2030 | 2030 | Summer | 205 | 218.5178 | 232.0356 | 245.963 | 265.8603 |  | 7389.2351 | 7286.4745 | 7203.778 | 7136.7214 | 7289.0299 |  | 265.8603 | 265.8603 | 265.8603 | 205 | 19.8974 | 118.8577 | 0.010431 | 205
CAC-03 | 2030-10-01 | 10 | 2031 | 2030 | Fall | 205 | 222.7702 | 240.5404 | 258.849 | 280.2199 |  | 7376.8804 | 7252.2503 | 7156.8017 | 7084.4864 | 7222.1736 |  | 280.2199 | 280.2199 | 280.2199 | 205 | 21.3708 | 118.8577 | 0.010431 | 205
CAC-03 | 2030-11-01 | 11 | 2031 | 2030 | Fall | 205 | 225.3378 | 245.6757 | 266.6298 | 288.8904 |  | 7376.8804 | 7236.8191 | 7133.8977 | 7061.9415 | 7222.1736 |  | 288.8904 | 288.8904 | 288.8904 | 205 | 22.2605 | 118.8577 | 0.010431 | 205
CAC-03 | 2030-12-01 | 12 | 2031 | 2030 | Winter | 205 | 229.2562 | 253.5123 | 278.5035 | 302.1218 |  | 7352.1192 | 7214.2192 | 7123.6277 | 7067.7097 | 7215.1632 |  | 302.1218 | 302.1218 | 302.1218 | 205 | 23.6183 | 118.8577 | 0.010431 | 205
CAC-03 | 2031-01-01 | 1 | 2031 | 2031 | Winter | 205 | 229.9721 | 254.9441 | 280.6729 | 304.5392 |  | 7352.1192 | 7210.9665 | 7119.4242 | 7064.7192 | 7215.1632 |  | 304.5392 | 304.5392 | 304.5392 | 205 | 23.8663 | 118.8577 | 0.010431 | 205
CAC-03 | 2031-02-01 | 2 | 2031 | 2031 | Winter | 205 | 229.4948 | 253.9896 | 279.2267 | 302.9276 |  | 7352.1192 | 7213.1305 | 7122.2133 | 7066.6764 | 7215.1632 |  | 302.9276 | 302.9276 | 302.9276 | 205 | 23.701 | 118.8577 | 0.010431 | 205
CAC-03 | 2031-03-01 | 3 | 2031 | 2031 | Winter | 205 | 226.8699 | 248.7397 | 271.2723 | 294.0637 |  | 7352.1192 | 7225.3531 | 7138.5076 | 7079.962 | 7215.1632 |  | 294.0637 | 294.0637 | 294.0637 | 205 | 22.7914 | 118.8577 | 0.010431 | 205
CAC-03 | 2031-04-01 | 4 | 2031 | 2031 | Spring | 205 | 222.7654 | 240.5308 | 258.8346 | 280.2037 |  | 7376.8804 | 7252.2795 | 7156.8462 | 7084.5331 | 7222.1736 |  | 280.2037 | 280.2037 | 280.2037 | 205 | 21.3692 | 118.8577 | 0.010431 | 205
CAC-03 | 2031-05-01 | 5 | 2031 | 2031 | Spring | 205 | 220.947 | 236.8941 | 253.3244 | 274.0635 |  | 7376.8804 | 7263.5697 | 7174.3014 | 7103.5478 | 7222.1736 |  | 274.0635 | 274.0635 | 274.0635 | 205 | 20.7391 | 118.8577 | 0.010431 | 205
CAC-03 | 2031-06-01 | 6 | 2031 | 2031 | Summer | 205 | 217.5633 | 230.1265 | 243.0705 | 262.6371 |  | 7389.2351 | 7293.0266 | 7214.3667 | 7149.1885 | 7289.0299 |  | 262.6371 | 262.6371 | 262.6371 | 205 | 19.5666 | 118.8577 | 0.010431 | 205
CAC-03 | 2031-07-01 | 7 | 2031 | 2031 | Summer | 205 | 217.3246 | 229.6492 | 242.3473 | 261.8313 |  | 7389.2351 | 7294.6802 | 7217.0679 | 7152.4248 | 7289.0299 |  | 261.8313 | 261.8313 | 261.8313 | 205 | 19.4839 | 118.8577 | 0.010431 | 205
CAC-03 | 2031-08-01 | 8 | 2031 | 2031 | Summer | 205 | 217.3246 | 229.6492 | 242.3473 | 261.8313 |  | 7389.2351 | 7294.6802 | 7217.0679 | 7152.4248 | 7289.0299 |  | 261.8313 | 261.8313 | 261.8313 | 205 | 19.4839 | 118.8577 | 0.010431 | 205
CAC-03 | 2031-09-01 | 9 | 2031 | 2031 | Summer | 205 | 218.5178 | 232.0356 | 245.963 | 265.8603 |  | 7389.2351 | 7286.4745 | 7203.778 | 7136.7214 | 7289.0299 |  | 265.8603 | 265.8603 | 265.8603 | 205 | 19.8974 | 118.8577 | 0.010431 | 205
CAC-03 | 2031-10-01 | 10 | 2032 | 2031 | Fall | 205 | 222.7702 | 240.5404 | 258.849 | 280.2199 |  | 7376.8804 | 7252.2503 | 7156.8017 | 7084.4864 | 7222.1736 |  | 280.2199 | 280.2199 | 280.2199 | 205 | 21.3708 | 118.8577 | 0.010431 | 205
CAC-03 | 2031-11-01 | 11 | 2032 | 2031 | Fall | 205 | 225.3378 | 245.6757 | 266.6298 | 288.8904 |  | 7376.8804 | 7236.8191 | 7133.8977 | 7061.9415 | 7222.1736 |  | 288.8904 | 288.8904 | 288.8904 | 205 | 22.2605 | 118.8577 | 0.010431 | 205
CAC-03 | 2031-12-01 | 12 | 2032 | 2031 | Winter | 205 | 229.2562 | 253.5123 | 278.5035 | 302.1218 |  | 7352.1192 | 7214.2192 | 7123.6277 | 7067.7097 | 7215.1632 |  | 302.1218 | 302.1218 | 302.1218 | 205 | 23.6183 | 118.8577 | 0.010431 | 205
CAC-03 | 2032-01-01 | 1 | 2032 | 2032 | Winter | 205 | 229.9721 | 254.9441 | 280.6729 | 304.5392 |  | 7352.1192 | 7210.9665 | 7119.4242 | 7064.7192 | 7215.1632 |  | 304.5392 | 304.5392 | 304.5392 | 205 | 23.8663 | 118.8577 | 0.010431 | 205
CAC-03 | 2032-02-01 | 2 | 2032 | 2032 | Winter | 205 | 229.4948 | 253.9896 | 279.2267 | 302.9276 |  | 7352.1192 | 7213.1305 | 7122.2133 | 7066.6764 | 7215.1632 |  | 302.9276 | 302.9276 | 302.9276 | 205 | 23.701 | 118.8577 | 0.010431 | 205
CAC-03 | 2032-03-01 | 3 | 2032 | 2032 | Winter | 205 | 226.8699 | 248.7397 | 271.2723 | 294.0637 |  | 7352.1192 | 7225.3531 | 7138.5076 | 7079.962 | 7215.1632 |  | 294.0637 | 294.0637 | 294.0637 | 205 | 22.7914 | 118.8577 | 0.010431 | 205
CAC-03 | 2032-04-01 | 4 | 2032 | 2032 | Spring | 205 | 222.7654 | 240.5308 | 258.8346 | 280.2037 |  | 7376.8804 | 7252.2795 | 7156.8462 | 7084.5331 | 7222.1736 |  | 280.2037 | 280.2037 | 280.2037 | 205 | 21.3692 | 118.8577 | 0.010431 | 205
CAC-03 | 2032-05-01 | 5 | 2032 | 2032 | Spring | 205 | 220.947 | 236.8941 | 253.3244 | 274.0635 |  | 7376.8804 | 7263.5697 | 7174.3014 | 7103.5478 | 7222.1736 |  | 274.0635 | 274.0635 | 274.0635 | 205 | 20.7391 | 118.8577 | 0.010431 | 205
CAC-03 | 2032-06-01 | 6 | 2032 | 2032 | Summer | 205 | 217.5633 | 230.1265 | 243.0705 | 262.6371 |  | 7389.2351 | 7293.0266 | 7214.3667 | 7149.1885 | 7289.0299 |  | 262.6371 | 262.6371 | 262.6371 | 205 | 19.5666 | 118.8577 | 0.010431 | 205
CAC-03 | 2032-07-01 | 7 | 2032 | 2032 | Summer | 205 | 217.3246 | 229.6492 | 242.3473 | 261.8313 |  | 7389.2351 | 7294.6802 | 7217.0679 | 7152.4248 | 7289.0299 |  | 261.8313 | 261.8313 | 261.8313 | 205 | 19.4839 | 118.8577 | 0.010431 | 205
CAC-03 | 2032-08-01 | 8 | 2032 | 2032 | Summer | 205 | 217.3246 | 229.6492 | 242.3473 | 261.8313 |  | 7389.2351 | 7294.6802 | 7217.0679 | 7152.4248 | 7289.0299 |  | 261.8313 | 261.8313 | 261.8313 | 205 | 19.4839 | 118.8577 | 0.010431 | 205
CAC-03 | 2032-09-01 | 9 | 2032 | 2032 | Summer | 205 | 218.5178 | 232.0356 | 245.963 | 265.8603 |  | 7389.2351 | 7286.4745 | 7203.778 | 7136.7214 | 7289.0299 |  | 265.8603 | 265.8603 | 265.8603 | 205 | 19.8974 | 118.8577 | 0.010431 | 205
CAC-03 | 2032-10-01 | 10 | 2033 | 2032 | Fall | 205 | 222.7702 | 240.5404 | 258.849 | 280.2199 |  | 7376.8804 | 7252.2503 | 7156.8017 | 7084.4864 | 7222.1736 |  | 280.2199 | 280.2199 | 280.2199 | 205 | 21.3708 | 118.8577 | 0.010431 | 205
CAC-03 | 2032-11-01 | 11 | 2033 | 2032 | Fall | 205 | 225.3378 | 245.6757 | 266.6298 | 288.8904 |  | 7376.8804 | 7236.8191 | 7133.8977 | 7061.9415 | 7222.1736 |  | 288.8904 | 288.8904 | 288.8904 | 205 | 22.2605 | 118.8577 | 0.010431 | 205
CAC-03 | 2032-12-01 | 12 | 2033 | 2032 | Winter | 205 | 229.2562 | 253.5123 | 278.5035 | 302.1218 |  | 7352.1192 | 7214.2192 | 7123.6277 | 7067.7097 | 7215.1632 |  | 302.1218 | 302.1218 | 302.1218 | 205 | 23.6183 | 118.8577 | 0.010431 | 205
CAC-03 | 2033-01-01 | 1 | 2033 | 2033 | Winter | 205 | 229.9721 | 254.9441 | 280.6729 | 304.5392 |  | 7352.1192 | 7210.9665 | 7119.4242 | 7064.7192 | 7215.1632 |  | 304.5392 | 304.5392 | 304.5392 | 205 | 23.8663 | 118.8577 | 0.010431 | 205
CAC-03 | 2033-02-01 | 2 | 2033 | 2033 | Winter | 205 | 229.4948 | 253.9896 | 279.2267 | 302.9276 |  | 7352.1192 | 7213.1305 | 7122.2133 | 7066.6764 | 7215.1632 |  | 302.9276 | 302.9276 | 302.9276 | 205 | 23.701 | 118.8577 | 0.010431 | 205
CAC-03 | 2033-03-01 | 3 | 2033 | 2033 | Winter | 205 | 226.8699 | 248.7397 | 271.2723 | 294.0637 |  | 7352.1192 | 7225.3531 | 7138.5076 | 7079.962 | 7215.1632 |  | 294.0637 | 294.0637 | 294.0637 | 205 | 22.7914 | 118.8577 | 0.010431 | 205
CAC-03 | 2033-04-01 | 4 | 2033 | 2033 | Spring | 205 | 222.7654 | 240.5308 | 258.8346 | 280.2037 |  | 7376.8804 | 7252.2795 | 7156.8462 | 7084.5331 | 7222.1736 |  | 280.2037 | 280.2037 | 280.2037 | 205 | 21.3692 | 118.8577 | 0.010431 | 205
CAC-03 | 2033-05-01 | 5 | 2033 | 2033 | Spring | 205 | 220.947 | 236.8941 | 253.3244 | 274.0635 |  | 7376.8804 | 7263.5697 | 7174.3014 | 7103.5478 | 7222.1736 |  | 274.0635 | 274.0635 | 274.0635 | 205 | 20.7391 | 118.8577 | 0.010431 | 205
CAC-03 | 2033-06-01 | 6 | 2033 | 2033 | Summer | 205 | 217.5633 | 230.1265 | 243.0705 | 262.6371 |  | 7389.2351 | 7293.0266 | 7214.3667 | 7149.1885 | 7289.0299 |  | 262.6371 | 262.6371 | 262.6371 | 205 | 19.5666 | 118.8577 | 0.010431 | 205
CAC-03 | 2033-07-01 | 7 | 2033 | 2033 | Summer | 205 | 217.3246 | 229.6492 | 242.3473 | 261.8313 |  | 7389.2351 | 7294.6802 | 7217.0679 | 7152.4248 | 7289.0299 |  | 261.8313 | 261.8313 | 261.8313 | 205 | 19.4839 | 118.8577 | 0.010431 | 205
CAC-03 | 2033-08-01 | 8 | 2033 | 2033 | Summer | 205 | 217.3246 | 229.6492 | 242.3473 | 261.8313 |  | 7389.2351 | 7294.6802 | 7217.0679 | 7152.4248 | 7289.0299 |  | 261.8313 | 261.8313 | 261.8313 | 205 | 19.4839 | 118.8577 | 0.010431 | 205
CAC-03 | 2033-09-01 | 9 | 2033 | 2033 | Summer | 205 | 218.5178 | 232.0356 | 245.963 | 265.8603 |  | 7389.2351 | 7286.4745 | 7203.778 | 7136.7214 | 7289.0299 |  | 265.8603 | 265.8603 | 265.8603 | 205 | 19.8974 | 118.8577 | 0.010431 | 205
CAC-03 | 2033-10-01 | 10 | 2034 | 2033 | Fall | 205 | 222.7702 | 240.5404 | 258.849 | 280.2199 |  | 7376.8804 | 7252.2503 | 7156.8017 | 7084.4864 | 7222.1736 |  | 280.2199 | 280.2199 | 280.2199 | 205 | 21.3708 | 118.8577 | 0.010431 | 205
CAC-03 | 2033-11-01 | 11 | 2034 | 2033 | Fall | 205 | 225.3378 | 245.6757 | 266.6298 | 288.8904 |  | 7376.8804 | 7236.8191 | 7133.8977 | 7061.9415 | 7222.1736 |  | 288.8904 | 288.8904 | 288.8904 | 205 | 22.2605 | 118.8577 | 0.010431 | 205
CAC-03 | 2033-12-01 | 12 | 2034 | 2033 | Winter | 205 | 229.2562 | 253.5123 | 278.5035 | 302.1218 |  | 7352.1192 | 7214.2192 | 7123.6277 | 7067.7097 | 7215.1632 |  | 302.1218 | 302.1218 | 302.1218 | 205 | 23.6183 | 118.8577 | 0.010431 | 205
CAC-03 | 2034-01-01 | 1 | 2034 | 2034 | Winter | 205 | 229.9721 | 254.9441 | 280.6729 | 304.5392 |  | 7352.1192 | 7210.9665 | 7119.4242 | 7064.7192 | 7215.1632 |  | 304.5392 | 304.5392 | 304.5392 | 205 | 23.8663 | 118.8577 | 0.010431 | 205
CAC-03 | 2034-02-01 | 2 | 2034 | 2034 | Winter | 205 | 229.4948 | 253.9896 | 279.2267 | 302.9276 |  | 7352.1192 | 7213.1305 | 7122.2133 | 7066.6764 | 7215.1632 |  | 302.9276 | 302.9276 | 302.9276 | 205 | 23.701 | 118.8577 | 0.010431 | 205
CAC-03 | 2034-03-01 | 3 | 2034 | 2034 | Winter | 205 | 226.8699 | 248.7397 | 271.2723 | 294.0637 |  | 7352.1192 | 7225.3531 | 7138.5076 | 7079.962 | 7215.1632 |  | 294.0637 | 294.0637 | 294.0637 | 205 | 22.7914 | 118.8577 | 0.010431 | 205
CAC-03 | 2034-04-01 | 4 | 2034 | 2034 | Spring | 205 | 222.7654 | 240.5308 | 258.8346 | 280.2037 |  | 7376.8804 | 7252.2795 | 7156.8462 | 7084.5331 | 7222.1736 |  | 280.2037 | 280.2037 | 280.2037 | 205 | 21.3692 | 118.8577 | 0.010431 | 205
CAC-03 | 2034-05-01 | 5 | 2034 | 2034 | Spring | 205 | 220.947 | 236.8941 | 253.3244 | 274.0635 |  | 7376.8804 | 7263.5697 | 7174.3014 | 7103.5478 | 7222.1736 |  | 274.0635 | 274.0635 | 274.0635 | 205 | 20.7391 | 118.8577 | 0.010431 | 205
CAC-03 | 2034-06-01 | 6 | 2034 | 2034 | Summer | 205 | 217.5633 | 230.1265 | 243.0705 | 262.6371 |  | 7389.2351 | 7293.0266 | 7214.3667 | 7149.1885 | 7289.0299 |  | 262.6371 | 262.6371 | 262.6371 | 205 | 19.5666 | 118.8577 | 0.010431 | 205
CAC-03 | 2034-07-01 | 7 | 2034 | 2034 | Summer | 205 | 217.3246 | 229.6492 | 242.3473 | 261.8313 |  | 7389.2351 | 7294.6802 | 7217.0679 | 7152.4248 | 7289.0299 |  | 261.8313 | 261.8313 | 261.8313 | 205 | 19.4839 | 118.8577 | 0.010431 | 205
CAC-03 | 2034-08-01 | 8 | 2034 | 2034 | Summer | 205 | 217.3246 | 229.6492 | 242.3473 | 261.8313 |  | 7389.2351 | 7294.6802 | 7217.0679 | 7152.4248 | 7289.0299 |  | 261.8313 | 261.8313 | 261.8313 | 205 | 19.4839 | 118.8577 | 0.010431 | 205
CAC-03 | 2034-09-01 | 9 | 2034 | 2034 | Summer | 205 | 218.5178 | 232.0356 | 245.963 | 265.8603 |  | 7389.2351 | 7286.4745 | 7203.778 | 7136.7214 | 7289.0299 |  | 265.8603 | 265.8603 | 265.8603 | 205 | 19.8974 | 118.8577 | 0.010431 | 205
CAC-03 | 2034-10-01 | 10 | 2035 | 2034 | Fall | 205 | 222.7702 | 240.5404 | 258.849 | 280.2199 |  | 7376.8804 | 7252.2503 | 7156.8017 | 7084.4864 | 7222.1736 |  | 280.2199 | 280.2199 | 280.2199 | 205 | 21.3708 | 118.8577 | 0.010431 | 205
CAC-03 | 2034-11-01 | 11 | 2035 | 2034 | Fall | 205 | 225.3378 | 245.6757 | 266.6298 | 288.8904 |  | 7376.8804 | 7236.8191 | 7133.8977 | 7061.9415 | 7222.1736 |  | 288.8904 | 288.8904 | 288.8904 | 205 | 22.2605 | 118.8577 | 0.010431 | 205
CAC-03 | 2034-12-01 | 12 | 2035 | 2034 | Winter | 205 | 229.2562 | 253.5123 | 278.5035 | 302.1218 |  | 7352.1192 | 7214.2192 | 7123.6277 | 7067.7097 | 7215.1632 |  | 302.1218 | 302.1218 | 302.1218 | 205 | 23.6183 | 118.8577 | 0.010431 | 205
CAC-03 | 2035-01-01 | 1 | 2035 | 2035 | Winter | 205 | 229.9721 | 254.9441 | 280.6729 | 304.5392 |  | 7352.1192 | 7210.9665 | 7119.4242 | 7064.7192 | 7215.1632 |  | 304.5392 | 304.5392 | 304.5392 | 205 | 23.8663 | 118.8577 | 0.010431 | 205
CAC-03 | 2035-02-01 | 2 | 2035 | 2035 | Winter | 205 | 229.4948 | 253.9896 | 279.2267 | 302.9276 |  | 7352.1192 | 7213.1305 | 7122.2133 | 7066.6764 | 7215.1632 |  | 302.9276 | 302.9276 | 302.9276 | 205 | 23.701 | 118.8577 | 0.010431 | 205
CAC-03 | 2035-03-01 | 3 | 2035 | 2035 | Winter | 205 | 226.8699 | 248.7397 | 271.2723 | 294.0637 |  | 7352.1192 | 7225.3531 | 7138.5076 | 7079.962 | 7215.1632 |  | 294.0637 | 294.0637 | 294.0637 | 205 | 22.7914 | 118.8577 | 0.010431 | 205
CAC-03 | 2035-04-01 | 4 | 2035 | 2035 | Spring | 205 | 222.7654 | 240.5308 | 258.8346 | 280.2037 |  | 7376.8804 | 7252.2795 | 7156.8462 | 7084.5331 | 7222.1736 |  | 280.2037 | 280.2037 | 280.2037 | 205 | 21.3692 | 118.8577 | 0.010431 | 205
CAC-03 | 2035-05-01 | 5 | 2035 | 2035 | Spring | 205 | 220.947 | 236.8941 | 253.3244 | 274.0635 |  | 7376.8804 | 7263.5697 | 7174.3014 | 7103.5478 | 7222.1736 |  | 274.0635 | 274.0635 | 274.0635 | 205 | 20.7391 | 118.8577 | 0.010431 | 205
CAC-03 | 2035-06-01 | 6 | 2035 | 2035 | Summer | 205 | 217.5633 | 230.1265 | 243.0705 | 262.6371 |  | 7389.2351 | 7293.0266 | 7214.3667 | 7149.1885 | 7289.0299 |  | 262.6371 | 262.6371 | 262.6371 | 205 | 19.5666 | 118.8577 | 0.010431 | 205
CAC-03 | 2035-07-01 | 7 | 2035 | 2035 | Summer | 205 | 217.3246 | 229.6492 | 242.3473 | 261.8313 |  | 7389.2351 | 7294.6802 | 7217.0679 | 7152.4248 | 7289.0299 |  | 261.8313 | 261.8313 | 261.8313 | 205 | 19.4839 | 118.8577 | 0.010431 | 205
CAC-03 | 2035-08-01 | 8 | 2035 | 2035 | Summer | 205 | 217.3246 | 229.6492 | 242.3473 | 261.8313 |  | 7389.2351 | 7294.6802 | 7217.0679 | 7152.4248 | 7289.0299 |  | 261.8313 | 261.8313 | 261.8313 | 205 | 19.4839 | 118.8577 | 0.010431 | 205
CAC-03 | 2035-09-01 | 9 | 2035 | 2035 | Summer | 205 | 218.5178 | 232.0356 | 245.963 | 265.8603 |  | 7389.2351 | 7286.4745 | 7203.778 | 7136.7214 | 7289.0299 |  | 265.8603 | 265.8603 | 265.8603 | 205 | 19.8974 | 118.8577 | 0.010431 | 205
CAC-03 | 2035-10-01 | 10 | 2036 | 2035 | Fall | 205 | 222.7702 | 240.5404 | 258.849 | 280.2199 |  | 7376.8804 | 7252.2503 | 7156.8017 | 7084.4864 | 7222.1736 |  | 280.2199 | 280.2199 | 280.2199 | 205 | 21.3708 | 118.8577 | 0.010431 | 205
CAC-03 | 2035-11-01 | 11 | 2036 | 2035 | Fall | 205 | 225.3378 | 245.6757 | 266.6298 | 288.8904 |  | 7376.8804 | 7236.8191 | 7133.8977 | 7061.9415 | 7222.1736 |  | 288.8904 | 288.8904 | 288.8904 | 205 | 22.2605 | 118.8577 | 0.010431 | 205
CAC-03 | 2035-12-01 | 12 | 2036 | 2035 | Winter | 205 | 229.2562 | 253.5123 | 278.5035 | 302.1218 |  | 7352.1192 | 7214.2192 | 7123.6277 | 7067.7097 | 7215.1632 |  | 302.1218 | 302.1218 | 302.1218 | 205 | 23.6183 | 118.8577 | 0.010431 | 205
CAC-03 | 2036-01-01 | 1 | 2036 | 2036 | Winter | 205 | 229.9721 | 254.9441 | 280.6729 | 304.5392 |  | 7352.1192 | 7210.9665 | 7119.4242 | 7064.7192 | 7215.1632 |  | 304.5392 | 304.5392 | 304.5392 | 205 | 23.8663 | 118.8577 | 0.010431 | 205
CAC-03 | 2036-02-01 | 2 | 2036 | 2036 | Winter | 205 | 229.4948 | 253.9896 | 279.2267 | 302.9276 |  | 7352.1192 | 7213.1305 | 7122.2133 | 7066.6764 | 7215.1632 |  | 302.9276 | 302.9276 | 302.9276 | 205 | 23.701 | 118.8577 | 0.010431 | 205
CAC-03 | 2036-03-01 | 3 | 2036 | 2036 | Winter | 205 | 226.8699 | 248.7397 | 271.2723 | 294.0637 |  | 7352.1192 | 7225.3531 | 7138.5076 | 7079.962 | 7215.1632 |  | 294.0637 | 294.0637 | 294.0637 | 205 | 22.7914 | 118.8577 | 0.010431 | 205
CAC-03 | 2036-04-01 | 4 | 2036 | 2036 | Spring | 205 | 222.7654 | 240.5308 | 258.8346 | 280.2037 |  | 7376.8804 | 7252.2795 | 7156.8462 | 7084.5331 | 7222.1736 |  | 280.2037 | 280.2037 | 280.2037 | 205 | 21.3692 | 118.8577 | 0.010431 | 205
CAC-03 | 2036-05-01 | 5 | 2036 | 2036 | Spring | 205 | 220.947 | 236.8941 | 253.3244 | 274.0635 |  | 7376.8804 | 7263.5697 | 7174.3014 | 7103.5478 | 7222.1736 |  | 274.0635 | 274.0635 | 274.0635 | 205 | 20.7391 | 118.8577 | 0.010431 | 205
CAC-03 | 2036-06-01 | 6 | 2036 | 2036 | Summer | 205 | 217.5633 | 230.1265 | 243.0705 | 262.6371 |  | 7389.2351 | 7293.0266 | 7214.3667 | 7149.1885 | 7289.0299 |  | 262.6371 | 262.6371 | 262.6371 | 205 | 19.5666 | 118.8577 | 0.010431 | 205
CAC-03 | 2036-07-01 | 7 | 2036 | 2036 | Summer | 205 | 217.3246 | 229.6492 | 242.3473 | 261.8313 |  | 7389.2351 | 7294.6802 | 7217.0679 | 7152.4248 | 7289.0299 |  | 261.8313 | 261.8313 | 261.8313 | 205 | 19.4839 | 118.8577 | 0.010431 | 205
CAC-03 | 2036-08-01 | 8 | 2036 | 2036 | Summer | 205 | 217.3246 | 229.6492 | 242.3473 | 261.8313 |  | 7389.2351 | 7294.6802 | 7217.0679 | 7152.4248 | 7289.0299 |  | 261.8313 | 261.8313 | 261.8313 | 205 | 19.4839 | 118.8577 | 0.010431 | 205
CAC-03 | 2036-09-01 | 9 | 2036 | 2036 | Summer | 205 | 218.5178 | 232.0356 | 245.963 | 265.8603 |  | 7389.2351 | 7286.4745 | 7203.778 | 7136.7214 | 7289.0299 |  | 265.8603 | 265.8603 | 265.8603 | 205 | 19.8974 | 118.8577 | 0.010431 | 205
CAC-03 | 2036-10-01 | 10 | 2037 | 2036 | Fall | 205 | 222.7702 | 240.5404 | 258.849 | 280.2199 |  | 7376.8804 | 7252.2503 | 7156.8017 | 7084.4864 | 7222.1736 |  | 280.2199 | 280.2199 | 280.2199 | 205 | 21.3708 | 118.8577 | 0.010431 | 205
CAC-03 | 2036-11-01 | 11 | 2037 | 2036 | Fall | 205 | 225.3378 | 245.6757 | 266.6298 | 288.8904 |  | 7376.8804 | 7236.8191 | 7133.8977 | 7061.9415 | 7222.1736 |  | 288.8904 | 288.8904 | 288.8904 | 205 | 22.2605 | 118.8577 | 0.010431 | 205
CAC-03 | 2036-12-01 | 12 | 2037 | 2036 | Winter | 205 | 229.2562 | 253.5123 | 278.5035 | 302.1218 |  | 7352.1192 | 7214.2192 | 7123.6277 | 7067.7097 | 7215.1632 |  | 302.1218 | 302.1218 | 302.1218 | 205 | 23.6183 | 118.8577 | 0.010431 | 205
CAC-03 | 2037-01-01 | 1 | 2037 | 2037 | Winter | 205 | 229.9721 | 254.9441 | 280.6729 | 304.5392 |  | 7352.1192 | 7210.9665 | 7119.4242 | 7064.7192 | 7215.1632 |  | 304.5392 | 304.5392 | 304.5392 | 205 | 23.8663 | 118.8577 | 0.010431 | 205
CAC-03 | 2037-02-01 | 2 | 2037 | 2037 | Winter | 205 | 229.4948 | 253.9896 | 279.2267 | 302.9276 |  | 7352.1192 | 7213.1305 | 7122.2133 | 7066.6764 | 7215.1632 |  | 302.9276 | 302.9276 | 302.9276 | 205 | 23.701 | 118.8577 | 0.010431 | 205
CAC-03 | 2037-03-01 | 3 | 2037 | 2037 | Winter | 205 | 226.8699 | 248.7397 | 271.2723 | 294.0637 |  | 7352.1192 | 7225.3531 | 7138.5076 | 7079.962 | 7215.1632 |  | 294.0637 | 294.0637 | 294.0637 | 205 | 22.7914 | 118.8577 | 0.010431 | 205
CAC-03 | 2037-04-01 | 4 | 2037 | 2037 | Spring | 205 | 222.7654 | 240.5308 | 258.8346 | 280.2037 |  | 7376.8804 | 7252.2795 | 7156.8462 | 7084.5331 | 7222.1736 |  | 280.2037 | 280.2037 | 280.2037 | 205 | 21.3692 | 118.8577 | 0.010431 | 205
CAC-03 | 2037-05-01 | 5 | 2037 | 2037 | Spring | 205 | 220.947 | 236.8941 | 253.3244 | 274.0635 |  | 7376.8804 | 7263.5697 | 7174.3014 | 7103.5478 | 7222.1736 |  | 274.0635 | 274.0635 | 274.0635 | 205 | 20.7391 | 118.8577 | 0.010431 | 205
CAC-03 | 2037-06-01 | 6 | 2037 | 2037 | Summer | 205 | 217.5633 | 230.1265 | 243.0705 | 262.6371 |  | 7389.2351 | 7293.0266 | 7214.3667 | 7149.1885 | 7289.0299 |  | 262.6371 | 262.6371 | 262.6371 | 205 | 19.5666 | 118.8577 | 0.010431 | 205
CAC-03 | 2037-07-01 | 7 | 2037 | 2037 | Summer | 205 | 217.3246 | 229.6492 | 242.3473 | 261.8313 |  | 7389.2351 | 7294.6802 | 7217.0679 | 7152.4248 | 7289.0299 |  | 261.8313 | 261.8313 | 261.8313 | 205 | 19.4839 | 118.8577 | 0.010431 | 205
CAC-03 | 2037-08-01 | 8 | 2037 | 2037 | Summer | 205 | 217.3246 | 229.6492 | 242.3473 | 261.8313 |  | 7389.2351 | 7294.6802 | 7217.0679 | 7152.4248 | 7289.0299 |  | 261.8313 | 261.8313 | 261.8313 | 205 | 19.4839 | 118.8577 | 0.010431 | 205
CAC-03 | 2037-09-01 | 9 | 2037 | 2037 | Summer | 205 | 218.5178 | 232.0356 | 245.963 | 265.8603 |  | 7389.2351 | 7286.4745 | 7203.778 | 7136.7214 | 7289.0299 |  | 265.8603 | 265.8603 | 265.8603 | 205 | 19.8974 | 118.8577 | 0.010431 | 205
CAC-03 | 2037-10-01 | 10 | 2038 | 2037 | Fall | 205 | 222.7702 | 240.5404 | 258.849 | 280.2199 |  | 7376.8804 | 7252.2503 | 7156.8017 | 7084.4864 | 7222.1736 |  | 280.2199 | 280.2199 | 280.2199 | 205 | 21.3708 | 118.8577 | 0.010431 | 205
CAC-03 | 2037-11-01 | 11 | 2038 | 2037 | Fall | 205 | 225.3378 | 245.6757 | 266.6298 | 288.8904 |  | 7376.8804 | 7236.8191 | 7133.8977 | 7061.9415 | 7222.1736 |  | 288.8904 | 288.8904 | 288.8904 | 205 | 22.2605 | 118.8577 | 0.010431 | 205
CAC-03 | 2037-12-01 | 12 | 2038 | 2037 | Winter | 205 | 229.2562 | 253.5123 | 278.5035 | 302.1218 |  | 7352.1192 | 7214.2192 | 7123.6277 | 7067.7097 | 7215.1632 |  | 302.1218 | 302.1218 | 302.1218 | 205 | 23.6183 | 118.8577 | 0.010431 | 205
CAC-03 | 2038-01-01 | 1 | 2038 | 2038 | Winter | 205 | 229.9721 | 254.9441 | 280.6729 | 304.5392 |  | 7352.1192 | 7210.9665 | 7119.4242 | 7064.7192 | 7215.1632 |  | 304.5392 | 304.5392 | 304.5392 | 205 | 23.8663 | 118.8577 | 0.010431 | 205
CAC-03 | 2038-02-01 | 2 | 2038 | 2038 | Winter | 205 | 229.4948 | 253.9896 | 279.2267 | 302.9276 |  | 7352.1192 | 7213.1305 | 7122.2133 | 7066.6764 | 7215.1632 |  | 302.9276 | 302.9276 | 302.9276 | 205 | 23.701 | 118.8577 | 0.010431 | 205
CAC-03 | 2038-03-01 | 3 | 2038 | 2038 | Winter | 205 | 226.8699 | 248.7397 | 271.2723 | 294.0637 |  | 7352.1192 | 7225.3531 | 7138.5076 | 7079.962 | 7215.1632 |  | 294.0637 | 294.0637 | 294.0637 | 205 | 22.7914 | 118.8577 | 0.010431 | 205
CAC-03 | 2038-04-01 | 4 | 2038 | 2038 | Spring | 205 | 222.7654 | 240.5308 | 258.8346 | 280.2037 |  | 7376.8804 | 7252.2795 | 7156.8462 | 7084.5331 | 7222.1736 |  | 280.2037 | 280.2037 | 280.2037 | 205 | 21.3692 | 118.8577 | 0.010431 | 205
CAC-03 | 2038-05-01 | 5 | 2038 | 2038 | Spring | 205 | 220.947 | 236.8941 | 253.3244 | 274.0635 |  | 7376.8804 | 7263.5697 | 7174.3014 | 7103.5478 | 7222.1736 |  | 274.0635 | 274.0635 | 274.0635 | 205 | 20.7391 | 118.8577 | 0.010431 | 205
CAC-03 | 2038-06-01 | 6 | 2038 | 2038 | Summer | 205 | 217.5633 | 230.1265 | 243.0705 | 262.6371 |  | 7389.2351 | 7293.0266 | 7214.3667 | 7149.1885 | 7289.0299 |  | 262.6371 | 262.6371 | 262.6371 | 205 | 19.5666 | 118.8577 | 0.010431 | 205
CAC-03 | 2038-07-01 | 7 | 2038 | 2038 | Summer | 205 | 217.3246 | 229.6492 | 242.3473 | 261.8313 |  | 7389.2351 | 7294.6802 | 7217.0679 | 7152.4248 | 7289.0299 |  | 261.8313 | 261.8313 | 261.8313 | 205 | 19.4839 | 118.8577 | 0.010431 | 205
CAC-03 | 2038-08-01 | 8 | 2038 | 2038 | Summer | 205 | 217.3246 | 229.6492 | 242.3473 | 261.8313 |  | 7389.2351 | 7294.6802 | 7217.0679 | 7152.4248 | 7289.0299 |  | 261.8313 | 261.8313 | 261.8313 | 205 | 19.4839 | 118.8577 | 0.010431 | 205
CAC-03 | 2038-09-01 | 9 | 2038 | 2038 | Summer | 205 | 218.5178 | 232.0356 | 245.963 | 265.8603 |  | 7389.2351 | 7286.4745 | 7203.778 | 7136.7214 | 7289.0299 |  | 265.8603 | 265.8603 | 265.8603 | 205 | 19.8974 | 118.8577 | 0.010431 | 205
CAC-03 | 2038-10-01 | 10 | 2039 | 2038 | Fall | 205 | 222.7702 | 240.5404 | 258.849 | 280.2199 |  | 7376.8804 | 7252.2503 | 7156.8017 | 7084.4864 | 7222.1736 |  | 280.2199 | 280.2199 | 280.2199 | 205 | 21.3708 | 118.8577 | 0.010431 | 205
CAC-03 | 2038-11-01 | 11 | 2039 | 2038 | Fall | 205 | 225.3378 | 245.6757 | 266.6298 | 288.8904 |  | 7376.8804 | 7236.8191 | 7133.8977 | 7061.9415 | 7222.1736 |  | 288.8904 | 288.8904 | 288.8904 | 205 | 22.2605 | 118.8577 | 0.010431 | 205
CAC-03 | 2038-12-01 | 12 | 2039 | 2038 | Winter | 205 | 229.2562 | 253.5123 | 278.5035 | 302.1218 |  | 7352.1192 | 7214.2192 | 7123.6277 | 7067.7097 | 7215.1632 |  | 302.1218 | 302.1218 | 302.1218 | 205 | 23.6183 | 118.8577 | 0.010431 | 205
CAC-03 | 2039-01-01 | 1 | 2039 | 2039 | Winter | 205 | 229.9721 | 254.9441 | 280.6729 | 304.5392 |  | 7352.1192 | 7210.9665 | 7119.4242 | 7064.7192 | 7215.1632 |  | 304.5392 | 304.5392 | 304.5392 | 205 | 23.8663 | 118.8577 | 0.010431 | 205
CAC-03 | 2039-02-01 | 2 | 2039 | 2039 | Winter | 205 | 229.4948 | 253.9896 | 279.2267 | 302.9276 |  | 7352.1192 | 7213.1305 | 7122.2133 | 7066.6764 | 7215.1632 |  | 302.9276 | 302.9276 | 302.9276 | 205 | 23.701 | 118.8577 | 0.010431 | 205
CAC-03 | 2039-03-01 | 3 | 2039 | 2039 | Winter | 205 | 226.8699 | 248.7397 | 271.2723 | 294.0637 |  | 7352.1192 | 7225.3531 | 7138.5076 | 7079.962 | 7215.1632 |  | 294.0637 | 294.0637 | 294.0637 | 205 | 22.7914 | 118.8577 | 0.010431 | 205
CAC-03 | 2039-04-01 | 4 | 2039 | 2039 | Spring | 205 | 222.7654 | 240.5308 | 258.8346 | 280.2037 |  | 7376.8804 | 7252.2795 | 7156.8462 | 7084.5331 | 7222.1736 |  | 280.2037 | 280.2037 | 280.2037 | 205 | 21.3692 | 118.8577 | 0.010431 | 205
CAC-03 | 2039-05-01 | 5 | 2039 | 2039 | Spring | 205 | 220.947 | 236.8941 | 253.3244 | 274.0635 |  | 7376.8804 | 7263.5697 | 7174.3014 | 7103.5478 | 7222.1736 |  | 274.0635 | 274.0635 | 274.0635 | 205 | 20.7391 | 118.8577 | 0.010431 | 205
CAC-03 | 2039-06-01 | 6 | 2039 | 2039 | Summer | 205 | 217.5633 | 230.1265 | 243.0705 | 262.6371 |  | 7389.2351 | 7293.0266 | 7214.3667 | 7149.1885 | 7289.0299 |  | 262.6371 | 262.6371 | 262.6371 | 205 | 19.5666 | 118.8577 | 0.010431 | 205
CAC-03 | 2039-07-01 | 7 | 2039 | 2039 | Summer | 205 | 217.3246 | 229.6492 | 242.3473 | 261.8313 |  | 7389.2351 | 7294.6802 | 7217.0679 | 7152.4248 | 7289.0299 |  | 261.8313 | 261.8313 | 261.8313 | 205 | 19.4839 | 118.8577 | 0.010431 | 205
CAC-03 | 2039-08-01 | 8 | 2039 | 2039 | Summer | 205 | 217.3246 | 229.6492 | 242.3473 | 261.8313 |  | 7389.2351 | 7294.6802 | 7217.0679 | 7152.4248 | 7289.0299 |  | 261.8313 | 261.8313 | 261.8313 | 205 | 19.4839 | 118.8577 | 0.010431 | 205
CAC-03 | 2039-09-01 | 9 | 2039 | 2039 | Summer | 205 | 218.5178 | 232.0356 | 245.963 | 265.8603 |  | 7389.2351 | 7286.4745 | 7203.778 | 7136.7214 | 7289.0299 |  | 265.8603 | 265.8603 | 265.8603 | 205 | 19.8974 | 118.8577 | 0.010431 | 205
CAC-03 | 2039-10-01 | 10 | 2040 | 2039 | Fall | 205 | 222.7702 | 240.5404 | 258.849 | 280.2199 |  | 7376.8804 | 7252.2503 | 7156.8017 | 7084.4864 | 7222.1736 |  | 280.2199 | 280.2199 | 280.2199 | 205 | 21.3708 | 118.8577 | 0.010431 | 205
CAC-03 | 2039-11-01 | 11 | 2040 | 2039 | Fall | 205 | 225.3378 | 245.6757 | 266.6298 | 288.8904 |  | 7376.8804 | 7236.8191 | 7133.8977 | 7061.9415 | 7222.1736 |  | 288.8904 | 288.8904 | 288.8904 | 205 | 22.2605 | 118.8577 | 0.010431 | 205
CAC-03 | 2039-12-01 | 12 | 2040 | 2039 | Winter | 205 | 229.2562 | 253.5123 | 278.5035 | 302.1218 |  | 7352.1192 | 7214.2192 | 7123.6277 | 7067.7097 | 7215.1632 |  | 302.1218 | 302.1218 | 302.1218 | 205 | 23.6183 | 118.8577 | 0.010431 | 205
CAC-03 | 2040-01-01 | 1 | 2040 | 2040 | Winter | 205 | 229.9721 | 254.9441 | 280.6729 | 304.5392 |  | 7352.1192 | 7210.9665 | 7119.4242 | 7064.7192 | 7215.1632 |  | 304.5392 | 304.5392 | 304.5392 | 205 | 23.8663 | 118.8577 | 0.010431 | 205
CAC-03 | 2040-02-01 | 2 | 2040 | 2040 | Winter | 205 | 229.4948 | 253.9896 | 279.2267 | 302.9276 |  | 7352.1192 | 7213.1305 | 7122.2133 | 7066.6764 | 7215.1632 |  | 302.9276 | 302.9276 | 302.9276 | 205 | 23.701 | 118.8577 | 0.010431 | 205
CAC-03 | 2040-03-01 | 3 | 2040 | 2040 | Winter | 205 | 226.8699 | 248.7397 | 271.2723 | 294.0637 |  | 7352.1192 | 7225.3531 | 7138.5076 | 7079.962 | 7215.1632 |  | 294.0637 | 294.0637 | 294.0637 | 205 | 22.7914 | 118.8577 | 0.010431 | 205
CAC-03 | 2040-04-01 | 4 | 2040 | 2040 | Spring | 205 | 222.7654 | 240.5308 | 258.8346 | 280.2037 |  | 7376.8804 | 7252.2795 | 7156.8462 | 7084.5331 | 7222.1736 |  | 280.2037 | 280.2037 | 280.2037 | 205 | 21.3692 | 118.8577 | 0.010431 | 205
CAC-03 | 2040-05-01 | 5 | 2040 | 2040 | Spring | 205 | 220.947 | 236.8941 | 253.3244 | 274.0635 |  | 7376.8804 | 7263.5697 | 7174.3014 | 7103.5478 | 7222.1736 |  | 274.0635 | 274.0635 | 274.0635 | 205 | 20.7391 | 118.8577 | 0.010431 | 205
CAC-03 | 2040-06-01 | 6 | 2040 | 2040 | Summer | 205 | 217.5633 | 230.1265 | 243.0705 | 262.6371 |  | 7389.2351 | 7293.0266 | 7214.3667 | 7149.1885 | 7289.0299 |  | 262.6371 | 262.6371 | 262.6371 | 205 | 19.5666 | 118.8577 | 0.010431 | 205
CAC-03 | 2040-07-01 | 7 | 2040 | 2040 | Summer | 205 | 217.3246 | 229.6492 | 242.3473 | 261.8313 |  | 7389.2351 | 7294.6802 | 7217.0679 | 7152.4248 | 7289.0299 |  | 261.8313 | 261.8313 | 261.8313 | 205 | 19.4839 | 118.8577 | 0.010431 | 205
CAC-03 | 2040-08-01 | 8 | 2040 | 2040 | Summer | 205 | 217.3246 | 229.6492 | 242.3473 | 261.8313 |  | 7389.2351 | 7294.6802 | 7217.0679 | 7152.4248 | 7289.0299 |  | 261.8313 | 261.8313 | 261.8313 | 205 | 19.4839 | 118.8577 | 0.010431 | 205
CAC-03 | 2040-09-01 | 9 | 2040 | 2040 | Summer | 205 | 218.5178 | 232.0356 | 245.963 | 265.8603 |  | 7389.2351 | 7286.4745 | 7203.778 | 7136.7214 | 7289.0299 |  | 265.8603 | 265.8603 | 265.8603 | 205 | 19.8974 | 118.8577 | 0.010431 | 205
CAC-03 | 2040-10-01 | 10 | 2041 | 2040 | Fall | 205 | 222.7702 | 240.5404 | 258.849 | 280.2199 |  | 7376.8804 | 7252.2503 | 7156.8017 | 7084.4864 | 7222.1736 |  | 280.2199 | 280.2199 | 280.2199 | 205 | 21.3708 | 118.8577 | 0.010431 | 205
CAC-03 | 2040-11-01 | 11 | 2041 | 2040 | Fall | 205 | 225.3378 | 245.6757 | 266.6298 | 288.8904 |  | 7376.8804 | 7236.8191 | 7133.8977 | 7061.9415 | 7222.1736 |  | 288.8904 | 288.8904 | 288.8904 | 205 | 22.2605 | 118.8577 | 0.010431 | 205
CAC-03 | 2040-12-01 | 12 | 2041 | 2040 | Winter | 205 | 229.2562 | 253.5123 | 278.5035 | 302.1218 |  | 7352.1192 | 7214.2192 | 7123.6277 | 7067.7097 | 7215.1632 |  | 302.1218 | 302.1218 | 302.1218 | 205 | 23.6183 | 118.8577 | 0.010431 | 205
CAC-03 | 2041-01-01 | 1 | 2041 | 2041 | Winter | 205 | 229.9721 | 254.9441 | 280.6729 | 304.5392 |  | 7352.1192 | 7210.9665 | 7119.4242 | 7064.7192 | 7215.1632 |  | 304.5392 | 304.5392 | 304.5392 | 205 | 23.8663 | 118.8577 | 0.010431 | 205
CAC-03 | 2041-02-01 | 2 | 2041 | 2041 | Winter | 205 | 229.4948 | 253.9896 | 279.2267 | 302.9276 |  | 7352.1192 | 7213.1305 | 7122.2133 | 7066.6764 | 7215.1632 |  | 302.9276 | 302.9276 | 302.9276 | 205 | 23.701 | 118.8577 | 0.010431 | 205
CAC-03 | 2041-03-01 | 3 | 2041 | 2041 | Winter | 205 | 226.8699 | 248.7397 | 271.2723 | 294.0637 |  | 7352.1192 | 7225.3531 | 7138.5076 | 7079.962 | 7215.1632 |  | 294.0637 | 294.0637 | 294.0637 | 205 | 22.7914 | 118.8577 | 0.010431 | 205
CAC-03 | 2041-04-01 | 4 | 2041 | 2041 | Spring | 205 | 222.7654 | 240.5308 | 258.8346 | 280.2037 |  | 7376.8804 | 7252.2795 | 7156.8462 | 7084.5331 | 7222.1736 |  | 280.2037 | 280.2037 | 280.2037 | 205 | 21.3692 | 118.8577 | 0.010431 | 205
CAC-03 | 2041-05-01 | 5 | 2041 | 2041 | Spring | 205 | 220.947 | 236.8941 | 253.3244 | 274.0635 |  | 7376.8804 | 7263.5697 | 7174.3014 | 7103.5478 | 7222.1736 |  | 274.0635 | 274.0635 | 274.0635 | 205 | 20.7391 | 118.8577 | 0.010431 | 205
CAC-03 | 2041-06-01 | 6 | 2041 | 2041 | Summer | 205 | 217.5633 | 230.1265 | 243.0705 | 262.6371 |  | 7389.2351 | 7293.0266 | 7214.3667 | 7149.1885 | 7289.0299 |  | 262.6371 | 262.6371 | 262.6371 | 205 | 19.5666 | 118.8577 | 0.010431 | 205
CAC-03 | 2041-07-01 | 7 | 2041 | 2041 | Summer | 205 | 217.3246 | 229.6492 | 242.3473 | 261.8313 |  | 7389.2351 | 7294.6802 | 7217.0679 | 7152.4248 | 7289.0299 |  | 261.8313 | 261.8313 | 261.8313 | 205 | 19.4839 | 118.8577 | 0.010431 | 205
CAC-03 | 2041-08-01 | 8 | 2041 | 2041 | Summer | 205 | 217.3246 | 229.6492 | 242.3473 | 261.8313 |  | 7389.2351 | 7294.6802 | 7217.0679 | 7152.4248 | 7289.0299 |  | 261.8313 | 261.8313 | 261.8313 | 205 | 19.4839 | 118.8577 | 0.010431 | 205
CAC-03 | 2041-09-01 | 9 | 2041 | 2041 | Summer | 205 | 218.5178 | 232.0356 | 245.963 | 265.8603 |  | 7389.2351 | 7286.4745 | 7203.778 | 7136.7214 | 7289.0299 |  | 265.8603 | 265.8603 | 265.8603 | 205 | 19.8974 | 118.8577 | 0.010431 | 205
CAC-03 | 2041-10-01 | 10 | 2042 | 2041 | Fall | 205 | 222.7702 | 240.5404 | 258.849 | 280.2199 |  | 7376.8804 | 7252.2503 | 7156.8017 | 7084.4864 | 7222.1736 |  | 280.2199 | 280.2199 | 280.2199 | 205 | 21.3708 | 118.8577 | 0.010431 | 205
CAC-03 | 2041-11-01 | 11 | 2042 | 2041 | Fall | 205 | 225.3378 | 245.6757 | 266.6298 | 288.8904 |  | 7376.8804 | 7236.8191 | 7133.8977 | 7061.9415 | 7222.1736 |  | 288.8904 | 288.8904 | 288.8904 | 205 | 22.2605 | 118.8577 | 0.010431 | 205
CAC-03 | 2041-12-01 | 12 | 2042 | 2041 | Winter | 205 | 229.2562 | 253.5123 | 278.5035 | 302.1218 |  | 7352.1192 | 7214.2192 | 7123.6277 | 7067.7097 | 7215.1632 |  | 302.1218 | 302.1218 | 302.1218 | 205 | 23.6183 | 118.8577 | 0.010431 | 205
CAC-03 | 2042-01-01 | 1 | 2042 | 2042 | Winter | 205 | 229.9721 | 254.9441 | 280.6729 | 304.5392 |  | 7352.1192 | 7210.9665 | 7119.4242 | 7064.7192 | 7215.1632 |  | 304.5392 | 304.5392 | 304.5392 | 205 | 23.8663 | 118.8577 | 0.010431 | 205
CAC-03 | 2042-02-01 | 2 | 2042 | 2042 | Winter | 205 | 229.4948 | 253.9896 | 279.2267 | 302.9276 |  | 7352.1192 | 7213.1305 | 7122.2133 | 7066.6764 | 7215.1632 |  | 302.9276 | 302.9276 | 302.9276 | 205 | 23.701 | 118.8577 | 0.010431 | 205
CAC-03 | 2042-03-01 | 3 | 2042 | 2042 | Winter | 205 | 226.8699 | 248.7397 | 271.2723 | 294.0637 |  | 7352.1192 | 7225.3531 | 7138.5076 | 7079.962 | 7215.1632 |  | 294.0637 | 294.0637 | 294.0637 | 205 | 22.7914 | 118.8577 | 0.010431 | 205
CAC-03 | 2042-04-01 | 4 | 2042 | 2042 | Spring | 205 | 222.7654 | 240.5308 | 258.8346 | 280.2037 |  | 7376.8804 | 7252.2795 | 7156.8462 | 7084.5331 | 7222.1736 |  | 280.2037 | 280.2037 | 280.2037 | 205 | 21.3692 | 118.8577 | 0.010431 | 205
CAC-03 | 2042-05-01 | 5 | 2042 | 2042 | Spring | 205 | 220.947 | 236.8941 | 253.3244 | 274.0635 |  | 7376.8804 | 7263.5697 | 7174.3014 | 7103.5478 | 7222.1736 |  | 274.0635 | 274.0635 | 274.0635 | 205 | 20.7391 | 118.8577 | 0.010431 | 205
CAC-03 | 2042-06-01 | 6 | 2042 | 2042 | Summer | 205 | 217.5633 | 230.1265 | 243.0705 | 262.6371 |  | 7389.2351 | 7293.0266 | 7214.3667 | 7149.1885 | 7289.0299 |  | 262.6371 | 262.6371 | 262.6371 | 205 | 19.5666 | 118.8577 | 0.010431 | 205
CAC-03 | 2042-07-01 | 7 | 2042 | 2042 | Summer | 205 | 217.3246 | 229.6492 | 242.3473 | 261.8313 |  | 7389.2351 | 7294.6802 | 7217.0679 | 7152.4248 | 7289.0299 |  | 261.8313 | 261.8313 | 261.8313 | 205 | 19.4839 | 118.8577 | 0.010431 | 205
CAC-03 | 2042-08-01 | 8 | 2042 | 2042 | Summer | 205 | 217.3246 | 229.6492 | 242.3473 | 261.8313 |  | 7389.2351 | 7294.6802 | 7217.0679 | 7152.4248 | 7289.0299 |  | 261.8313 | 261.8313 | 261.8313 | 205 | 19.4839 | 118.8577 | 0.010431 | 205
CAC-03 | 2042-09-01 | 9 | 2042 | 2042 | Summer | 205 | 218.5178 | 232.0356 | 245.963 | 265.8603 |  | 7389.2351 | 7286.4745 | 7203.778 | 7136.7214 | 7289.0299 |  | 265.8603 | 265.8603 | 265.8603 | 205 | 19.8974 | 118.8577 | 0.010431 | 205
CAC-03 | 2042-10-01 | 10 | 2043 | 2042 | Fall | 205 | 222.7702 | 240.5404 | 258.849 | 280.2199 |  | 7376.8804 | 7252.2503 | 7156.8017 | 7084.4864 | 7222.1736 |  | 280.2199 | 280.2199 | 280.2199 | 205 | 21.3708 | 118.8577 | 0.010431 | 205
CAC-03 | 2042-11-01 | 11 | 2043 | 2042 | Fall | 205 | 225.3378 | 245.6757 | 266.6298 | 288.8904 |  | 7376.8804 | 7236.8191 | 7133.8977 | 7061.9415 | 7222.1736 |  | 288.8904 | 288.8904 | 288.8904 | 205 | 22.2605 | 118.8577 | 0.010431 | 205
CAC-03 | 2042-12-01 | 12 | 2043 | 2042 | Winter | 205 | 229.2562 | 253.5123 | 278.5035 | 302.1218 |  | 7352.1192 | 7214.2192 | 7123.6277 | 7067.7097 | 7215.1632 |  | 302.1218 | 302.1218 | 302.1218 | 205 | 23.6183 | 118.8577 | 0.010431 | 205
CAC-03 | 2043-01-01 | 1 | 2043 | 2043 | Winter | 205 | 229.9721 | 254.9441 | 280.6729 | 304.5392 |  | 7352.1192 | 7210.9665 | 7119.4242 | 7064.7192 | 7215.1632 |  | 304.5392 | 304.5392 | 304.5392 | 205 | 23.8663 | 118.8577 | 0.010431 | 205
CAC-03 | 2043-02-01 | 2 | 2043 | 2043 | Winter | 205 | 229.4948 | 253.9896 | 279.2267 | 302.9276 |  | 7352.1192 | 7213.1305 | 7122.2133 | 7066.6764 | 7215.1632 |  | 302.9276 | 302.9276 | 302.9276 | 205 | 23.701 | 118.8577 | 0.010431 | 205
CAC-03 | 2043-03-01 | 3 | 2043 | 2043 | Winter | 205 | 226.8699 | 248.7397 | 271.2723 | 294.0637 |  | 7352.1192 | 7225.3531 | 7138.5076 | 7079.962 | 7215.1632 |  | 294.0637 | 294.0637 | 294.0637 | 205 | 22.7914 | 118.8577 | 0.010431 | 205
CAC-03 | 2043-04-01 | 4 | 2043 | 2043 | Spring | 205 | 222.7654 | 240.5308 | 258.8346 | 280.2037 |  | 7376.8804 | 7252.2795 | 7156.8462 | 7084.5331 | 7222.1736 |  | 280.2037 | 280.2037 | 280.2037 | 205 | 21.3692 | 118.8577 | 0.010431 | 205
CAC-03 | 2043-05-01 | 5 | 2043 | 2043 | Spring | 205 | 220.947 | 236.8941 | 253.3244 | 274.0635 |  | 7376.8804 | 7263.5697 | 7174.3014 | 7103.5478 | 7222.1736 |  | 274.0635 | 274.0635 | 274.0635 | 205 | 20.7391 | 118.8577 | 0.010431 | 205
CAC-03 | 2043-06-01 | 6 | 2043 | 2043 | Summer | 205 | 217.5633 | 230.1265 | 243.0705 | 262.6371 |  | 7389.2351 | 7293.0266 | 7214.3667 | 7149.1885 | 7289.0299 |  | 262.6371 | 262.6371 | 262.6371 | 205 | 19.5666 | 118.8577 | 0.010431 | 205
CAC-03 | 2043-07-01 | 7 | 2043 | 2043 | Summer | 205 | 217.3246 | 229.6492 | 242.3473 | 261.8313 |  | 7389.2351 | 7294.6802 | 7217.0679 | 7152.4248 | 7289.0299 |  | 261.8313 | 261.8313 | 261.8313 | 205 | 19.4839 | 118.8577 | 0.010431 | 205
CAC-03 | 2043-08-01 | 8 | 2043 | 2043 | Summer | 205 | 217.3246 | 229.6492 | 242.3473 | 261.8313 |  | 7389.2351 | 7294.6802 | 7217.0679 | 7152.4248 | 7289.0299 |  | 261.8313 | 261.8313 | 261.8313 | 205 | 19.4839 | 118.8577 | 0.010431 | 205
CAC-03 | 2043-09-01 | 9 | 2043 | 2043 | Summer | 205 | 218.5178 | 232.0356 | 245.963 | 265.8603 |  | 7389.2351 | 7286.4745 | 7203.778 | 7136.7214 | 7289.0299 |  | 265.8603 | 265.8603 | 265.8603 | 205 | 19.8974 | 118.8577 | 0.010431 | 205
CAC-03 | 2043-10-01 | 10 | 2044 | 2043 | Fall | 205 | 222.7702 | 240.5404 | 258.849 | 280.2199 |  | 7376.8804 | 7252.2503 | 7156.8017 | 7084.4864 | 7222.1736 |  | 280.2199 | 280.2199 | 280.2199 | 205 | 21.3708 | 118.8577 | 0.010431 | 205
CAC-03 | 2043-11-01 | 11 | 2044 | 2043 | Fall | 205 | 225.3378 | 245.6757 | 266.6298 | 288.8904 |  | 7376.8804 | 7236.8191 | 7133.8977 | 7061.9415 | 7222.1736 |  | 288.8904 | 288.8904 | 288.8904 | 205 | 22.2605 | 118.8577 | 0.010431 | 205
CAC-03 | 2043-12-01 | 12 | 2044 | 2043 | Winter | 205 | 229.2562 | 253.5123 | 278.5035 | 302.1218 |  | 7352.1192 | 7214.2192 | 7123.6277 | 7067.7097 | 7215.1632 |  | 302.1218 | 302.1218 | 302.1218 | 205 | 23.6183 | 118.8577 | 0.010431 | 205
CAC-03 | 2044-01-01 | 1 | 2044 | 2044 | Winter | 205 | 229.9721 | 254.9441 | 280.6729 | 304.5392 |  | 7352.1192 | 7210.9665 | 7119.4242 | 7064.7192 | 7215.1632 |  | 304.5392 | 304.5392 | 304.5392 | 205 | 23.8663 | 118.8577 | 0.010431 | 205
CAC-03 | 2044-02-01 | 2 | 2044 | 2044 | Winter | 205 | 229.4948 | 253.9896 | 279.2267 | 302.9276 |  | 7352.1192 | 7213.1305 | 7122.2133 | 7066.6764 | 7215.1632 |  | 302.9276 | 302.9276 | 302.9276 | 205 | 23.701 | 118.8577 | 0.010431 | 205
CAC-03 | 2044-03-01 | 3 | 2044 | 2044 | Winter | 205 | 226.8699 | 248.7397 | 271.2723 | 294.0637 |  | 7352.1192 | 7225.3531 | 7138.5076 | 7079.962 | 7215.1632 |  | 294.0637 | 294.0637 | 294.0637 | 205 | 22.7914 | 118.8577 | 0.010431 | 205
CAC-03 | 2044-04-01 | 4 | 2044 | 2044 | Spring | 205 | 222.7654 | 240.5308 | 258.8346 | 280.2037 |  | 7376.8804 | 7252.2795 | 7156.8462 | 7084.5331 | 7222.1736 |  | 280.2037 | 280.2037 | 280.2037 | 205 | 21.3692 | 118.8577 | 0.010431 | 205
CAC-03 | 2044-05-01 | 5 | 2044 | 2044 | Spring | 205 | 220.947 | 236.8941 | 253.3244 | 274.0635 |  | 7376.8804 | 7263.5697 | 7174.3014 | 7103.5478 | 7222.1736 |  | 274.0635 | 274.0635 | 274.0635 | 205 | 20.7391 | 118.8577 | 0.010431 | 205
CAC-03 | 2044-06-01 | 6 | 2044 | 2044 | Summer | 205 | 217.5633 | 230.1265 | 243.0705 | 262.6371 |  | 7389.2351 | 7293.0266 | 7214.3667 | 7149.1885 | 7289.0299 |  | 262.6371 | 262.6371 | 262.6371 | 205 | 19.5666 | 118.8577 | 0.010431 | 205
CAC-03 | 2044-07-01 | 7 | 2044 | 2044 | Summer | 205 | 217.3246 | 229.6492 | 242.3473 | 261.8313 |  | 7389.2351 | 7294.6802 | 7217.0679 | 7152.4248 | 7289.0299 |  | 261.8313 | 261.8313 | 261.8313 | 205 | 19.4839 | 118.8577 | 0.010431 | 205
CAC-03 | 2044-08-01 | 8 | 2044 | 2044 | Summer | 205 | 217.3246 | 229.6492 | 242.3473 | 261.8313 |  | 7389.2351 | 7294.6802 | 7217.0679 | 7152.4248 | 7289.0299 |  | 261.8313 | 261.8313 | 261.8313 | 205 | 19.4839 | 118.8577 | 0.010431 | 205
CAC-03 | 2044-09-01 | 9 | 2044 | 2044 | Summer | 205 | 218.5178 | 232.0356 | 245.963 | 265.8603 |  | 7389.2351 | 7286.4745 | 7203.778 | 7136.7214 | 7289.0299 |  | 265.8603 | 265.8603 | 265.8603 | 205 | 19.8974 | 118.8577 | 0.010431 | 205
CAC-03 | 2044-10-01 | 10 | 2045 | 2044 | Fall | 205 | 222.7702 | 240.5404 | 258.849 | 280.2199 |  | 7376.8804 | 7252.2503 | 7156.8017 | 7084.4864 | 7222.1736 |  | 280.2199 | 280.2199 | 280.2199 | 205 | 21.3708 | 118.8577 | 0.010431 | 205
CAC-03 | 2044-11-01 | 11 | 2045 | 2044 | Fall | 205 | 225.3378 | 245.6757 | 266.6298 | 288.8904 |  | 7376.8804 | 7236.8191 | 7133.8977 | 7061.9415 | 7222.1736 |  | 288.8904 | 288.8904 | 288.8904 | 205 | 22.2605 | 118.8577 | 0.010431 | 205
CAC-03 | 2044-12-01 | 12 | 2045 | 2044 | Winter | 205 | 229.2562 | 253.5123 | 278.5035 | 302.1218 |  | 7352.1192 | 7214.2192 | 7123.6277 | 7067.7097 | 7215.1632 |  | 302.1218 | 302.1218 | 302.1218 | 205 | 23.6183 | 118.8577 | 0.010431 | 205
CAC-03 | 2045-01-01 | 1 | 2045 | 2045 | Winter | 205 | 229.9721 | 254.9441 | 280.6729 | 304.5392 |  | 7352.1192 | 7210.9665 | 7119.4242 | 7064.7192 | 7215.1632 |  | 304.5392 | 304.5392 | 304.5392 | 205 | 23.8663 | 118.8577 | 0.010431 | 205
CAC-03 | 2045-02-01 | 2 | 2045 | 2045 | Winter | 205 | 229.4948 | 253.9896 | 279.2267 | 302.9276 |  | 7352.1192 | 7213.1305 | 7122.2133 | 7066.6764 | 7215.1632 |  | 302.9276 | 302.9276 | 302.9276 | 205 | 23.701 | 118.8577 | 0.010431 | 205
CAC-03 | 2045-03-01 | 3 | 2045 | 2045 | Winter | 205 | 226.8699 | 248.7397 | 271.2723 | 294.0637 |  | 7352.1192 | 7225.3531 | 7138.5076 | 7079.962 | 7215.1632 |  | 294.0637 | 294.0637 | 294.0637 | 205 | 22.7914 | 118.8577 | 0.010431 | 205
CAC-03 | 2045-04-01 | 4 | 2045 | 2045 | Spring | 205 | 222.7654 | 240.5308 | 258.8346 | 280.2037 |  | 7376.8804 | 7252.2795 | 7156.8462 | 7084.5331 | 7222.1736 |  | 280.2037 | 280.2037 | 280.2037 | 205 | 21.3692 | 118.8577 | 0.010431 | 205
CAC-03 | 2045-05-01 | 5 | 2045 | 2045 | Spring | 205 | 220.947 | 236.8941 | 253.3244 | 274.0635 |  | 7376.8804 | 7263.5697 | 7174.3014 | 7103.5478 | 7222.1736 |  | 274.0635 | 274.0635 | 274.0635 | 205 | 20.7391 | 118.8577 | 0.010431 | 205
CAC-03 | 2045-06-01 | 6 | 2045 | 2045 | Summer | 205 | 217.5633 | 230.1265 | 243.0705 | 262.6371 |  | 7389.2351 | 7293.0266 | 7214.3667 | 7149.1885 | 7289.0299 |  | 262.6371 | 262.6371 | 262.6371 | 205 | 19.5666 | 118.8577 | 0.010431 | 205
CAC-03 | 2045-07-01 | 7 | 2045 | 2045 | Summer | 205 | 217.3246 | 229.6492 | 242.3473 | 261.8313 |  | 7389.2351 | 7294.6802 | 7217.0679 | 7152.4248 | 7289.0299 |  | 261.8313 | 261.8313 | 261.8313 | 205 | 19.4839 | 118.8577 | 0.010431 | 205
CAC-03 | 2045-08-01 | 8 | 2045 | 2045 | Summer | 205 | 217.3246 | 229.6492 | 242.3473 | 261.8313 |  | 7389.2351 | 7294.6802 | 7217.0679 | 7152.4248 | 7289.0299 |  | 261.8313 | 261.8313 | 261.8313 | 205 | 19.4839 | 118.8577 | 0.010431 | 205
CAC-03 | 2045-09-01 | 9 | 2045 | 2045 | Summer | 205 | 218.5178 | 232.0356 | 245.963 | 265.8603 |  | 7389.2351 | 7286.4745 | 7203.778 | 7136.7214 | 7289.0299 |  | 265.8603 | 265.8603 | 265.8603 | 205 | 19.8974 | 118.8577 | 0.010431 | 205
CAC-03 | 2045-10-01 | 10 | 2046 | 2045 | Fall | 205 | 222.7702 | 240.5404 | 258.849 | 280.2199 |  | 7376.8804 | 7252.2503 | 7156.8017 | 7084.4864 | 7222.1736 |  | 280.2199 | 280.2199 | 280.2199 | 205 | 21.3708 | 118.8577 | 0.010431 | 205
CAC-03 | 2045-11-01 | 11 | 2046 | 2045 | Fall | 205 | 225.3378 | 245.6757 | 266.6298 | 288.8904 |  | 7376.8804 | 7236.8191 | 7133.8977 | 7061.9415 | 7222.1736 |  | 288.8904 | 288.8904 | 288.8904 | 205 | 22.2605 | 118.8577 | 0.010431 | 205
CAC-03 | 2045-12-01 | 12 | 2046 | 2045 | Winter | 205 | 229.2562 | 253.5123 | 278.5035 | 302.1218 |  | 7352.1192 | 7214.2192 | 7123.6277 | 7067.7097 | 7215.1632 |  | 302.1218 | 302.1218 | 302.1218 | 205 | 23.6183 | 118.8577 | 0.010431 | 205
CAC-03 | 2046-01-01 | 1 | 2046 | 2046 | Winter | 205 | 229.9721 | 254.9441 | 280.6729 | 304.5392 |  | 7352.1192 | 7210.9665 | 7119.4242 | 7064.7192 | 7215.1632 |  | 304.5392 | 304.5392 | 304.5392 | 205 | 23.8663 | 118.8577 | 0.010431 | 205
CAC-03 | 2046-02-01 | 2 | 2046 | 2046 | Winter | 205 | 229.4948 | 253.9896 | 279.2267 | 302.9276 |  | 7352.1192 | 7213.1305 | 7122.2133 | 7066.6764 | 7215.1632 |  | 302.9276 | 302.9276 | 302.9276 | 205 | 23.701 | 118.8577 | 0.010431 | 205
CAC-03 | 2046-03-01 | 3 | 2046 | 2046 | Winter | 205 | 226.8699 | 248.7397 | 271.2723 | 294.0637 |  | 7352.1192 | 7225.3531 | 7138.5076 | 7079.962 | 7215.1632 |  | 294.0637 | 294.0637 | 294.0637 | 205 | 22.7914 | 118.8577 | 0.010431 | 205
CAC-03 | 2046-04-01 | 4 | 2046 | 2046 | Spring | 205 | 222.7654 | 240.5308 | 258.8346 | 280.2037 |  | 7376.8804 | 7252.2795 | 7156.8462 | 7084.5331 | 7222.1736 |  | 280.2037 | 280.2037 | 280.2037 | 205 | 21.3692 | 118.8577 | 0.010431 | 205
CAC-03 | 2046-05-01 | 5 | 2046 | 2046 | Spring | 205 | 220.947 | 236.8941 | 253.3244 | 274.0635 |  | 7376.8804 | 7263.5697 | 7174.3014 | 7103.5478 | 7222.1736 |  | 274.0635 | 274.0635 | 274.0635 | 205 | 20.7391 | 118.8577 | 0.010431 | 205
CAC-03 | 2046-06-01 | 6 | 2046 | 2046 | Summer | 205 | 217.5633 | 230.1265 | 243.0705 | 262.6371 |  | 7389.2351 | 7293.0266 | 7214.3667 | 7149.1885 | 7289.0299 |  | 262.6371 | 262.6371 | 262.6371 | 205 | 19.5666 | 118.8577 | 0.010431 | 205
CAC-03 | 2046-07-01 | 7 | 2046 | 2046 | Summer | 205 | 217.3246 | 229.6492 | 242.3473 | 261.8313 |  | 7389.2351 | 7294.6802 | 7217.0679 | 7152.4248 | 7289.0299 |  | 261.8313 | 261.8313 | 261.8313 | 205 | 19.4839 | 118.8577 | 0.010431 | 205
CAC-03 | 2046-08-01 | 8 | 2046 | 2046 | Summer | 205 | 217.3246 | 229.6492 | 242.3473 | 261.8313 |  | 7389.2351 | 7294.6802 | 7217.0679 | 7152.4248 | 7289.0299 |  | 261.8313 | 261.8313 | 261.8313 | 205 | 19.4839 | 118.8577 | 0.010431 | 205
CAC-03 | 2046-09-01 | 9 | 2046 | 2046 | Summer | 205 | 218.5178 | 232.0356 | 245.963 | 265.8603 |  | 7389.2351 | 7286.4745 | 7203.778 | 7136.7214 | 7289.0299 |  | 265.8603 | 265.8603 | 265.8603 | 205 | 19.8974 | 118.8577 | 0.010431 | 205
JSC-01 | 2016-10-01 | 10 | 2017 | 2016 | Fall | 162.3333 | 192.8624 | 223.3914 | 254.8455 | 283.4526 |  | 7400.2182 | 7134.8748 | 6964.0197 | 6852.7105 | 7120 |  | 283.4526 | 283.4526 | 283.4526 | 162.3333 | 28.6071 | 118.8573 | 0.011405 | 162.3333
JSC-01 | 2016-11-01 | 11 | 2017 | 2016 | Fall | 162.3333 | 195.1599 | 227.9865 | 261.8078 | 288.855 |  | 7400.2182 | 7119.2236 | 6944.2741 | 6834.7986 | 7120 |  | 288.855 | 288.855 | 288.855 | 162.3333 | 27.0472 | 118.8573 | 0.011405 | 162.3333
JSC-01 | 2016-12-01 | 12 | 2017 | 2016 | Winter | 162.3333 | 198.4258 | 234.5182 | 271.7044 | 296.5342 |  | 7500.8678 | 7171.4593 | 6992.0746 | 6917.8471 | 7052 |  | 296.5342 | 296.5342 | 296.5342 | 162.3333 | 24.8298 | 118.8573 | 0.011405 | 162.3333
JSC-01 | 2017-01-01 | 1 | 2017 | 2017 | Winter | 162.3333 | 199.2903 | 236.2473 | 274.3242 | 300 |  | 7500.8678 | 7165.6303 | 6986.3966 | 6916.1301 | 7052 |  | 300 | 300 | 300 | 162.3333 | 25.6758 | 118.8573 | 0.011405 | 162.3333
JSC-01 | 2017-02-01 | 2 | 2017 | 2017 | Winter | 162.3333 | 198.6419 | 234.9505 | 272.3593 | 297.0424 |  | 7500.8678 | 7169.9941 | 6990.6328 | 6917.3768 | 7052 |  | 297.0424 | 297.0424 | 297.0424 | 162.3333 | 24.6831 | 118.8573 | 0.011405 | 162.3333
JSC-01 | 2017-03-01 | 3 | 2017 | 2017 | Winter | 162.3333 | 196.6967 | 231.06 | 266.4646 | 292.4684 |  | 7500.8678 | 7183.3727 | 7004.1507 | 6922.6 | 7052 |  | 292.4684 | 292.4684 | 292.4684 | 162.3333 | 26.0038 | 118.8573 | 0.011405 | 162.3333
JSC-01 | 2017-04-01 | 4 | 2017 | 2017 | Spring | 162.3333 | 192.7456 | 223.1579 | 254.4918 | 283.1782 |  | 7400.2182 | 7135.6838 | 6965.0588 | 6853.6797 | 7120 |  | 283.1782 | 283.1782 | 283.1782 | 162.3333 | 28.6863 | 118.8573 | 0.011405 | 162.3333
JSC-01 | 2017-05-01 | 5 | 2017 | 2017 | Spring | 162.3333 | 191.1505 | 219.9677 | 249.6582 | 279.4275 |  | 7400.2182 | 7146.8782 | 6979.6229 | 6867.516 | 7120 |  | 279.4275 | 279.4275 | 279.4275 | 162.3333 | 29.7693 | 118.8573 | 0.011405 | 162.3333
JSC-01 | 2017-06-01 | 6 | 2017 | 2017 | Summer | 162.3333 | 188.0511 | 213.7689 | 240.266 | 272.1396 |  | 7346.6259 | 7104.2696 | 6957.1097 | 6882.5605 | 7188 |  | 272.1396 | 272.1396 | 272.1396 | 162.3333 | 31.8737 | 118.8573 | 0.011405 | 162.3333
JSC-01 | 2017-07-01 | 7 | 2017 | 2017 | Summer | 162.3333 | 187.835 | 213.3366 | 239.611 | 271.6314 |  | 7346.6259 | 7105.8506 | 6958.9718 | 6883.3779 | 7188 |  | 271.6314 | 271.6314 | 271.6314 | 162.3333 | 32.0204 | 118.8573 | 0.011405 | 162.3333
JSC-01 | 2017-08-01 | 8 | 2017 | 2017 | Summer | 162.3333 | 187.835 | 213.3366 | 239.611 | 271.6314 |  | 7346.6259 | 7105.8506 | 6958.9718 | 6883.3779 | 7188 |  | 271.6314 | 271.6314 | 271.6314 | 162.3333 | 32.0204 | 118.8573 | 0.011405 | 162.3333
JSC-01 | 2017-09-01 | 9 | 2017 | 2017 | Summer | 162.3333 | 188.9157 | 215.498 | 242.8858 | 274.1725 |  | 7346.6259 | 7098.0105 | 6949.8592 | 6879.8883 | 7188 |  | 274.1725 | 274.1725 | 274.1725 | 162.3333 | 31.2867 | 118.8573 | 0.011405 | 162.3333
JSC-01 | 2017-10-01 | 10 | 2018 | 2017 | Fall | 162.3333 | 192.8624 | 223.3914 | 254.8455 | 283.4526 |  | 7400.2182 | 7134.8748 | 6964.0197 | 6852.7105 | 7120 |  | 283.4526 | 283.4526 | 283.4526 | 162.3333 | 28.6071 | 118.8573 | 0.011405 | 162.3333
JSC-01 | 2017-11-01 | 11 | 2018 | 2017 | Fall | 162.3333 | 195.1599 | 227.9865 | 261.8078 | 288.855 |  | 7400.2182 | 7119.2236 | 6944.2741 | 6834.7986 | 7120 |  | 288.855 | 288.855 | 288.855 | 162.3333 | 27.0472 | 118.8573 | 0.011405 | 162.3333
JSC-01 | 2017-12-01 | 12 | 2018 | 2017 | Winter | 162.3333 | 198.4258 | 234.5182 | 271.7044 | 296.5342 |  | 7500.8678 | 7171.4593 | 6992.0746 | 6917.8471 | 7052 |  | 296.5342 | 296.5342 | 296.5342 | 162.3333 | 24.8298 | 118.8573 | 0.011405 | 162.3333
JSC-01 | 2018-01-01 | 1 | 2018 | 2018 | Winter | 162.3333 | 199.2903 | 236.2473 | 274.3242 | 300 |  | 7500.8678 | 7165.6303 | 6986.3966 | 6916.1301 | 7052 |  | 300 | 300 | 300 | 162.3333 | 25.6758 | 118.8573 | 0.011405 | 162.3333
JSC-01 | 2018-02-01 | 2 | 2018 | 2018 | Winter | 162.3333 | 198.6419 | 234.9505 | 272.3593 | 297.0424 |  | 7500.8678 | 7169.9941 | 6990.6328 | 6917.3768 | 7052 |  | 297.0424 | 297.0424 | 297.0424 | 162.3333 | 24.6831 | 118.8573 | 0.011405 | 162.3333
JSC-01 | 2018-03-01 | 3 | 2018 | 2018 | Winter | 162.3333 | 196.6967 | 231.06 | 266.4646 | 292.4684 |  | 7500.8678 | 7183.3727 | 7004.1507 | 6922.6 | 7052 |  | 292.4684 | 292.4684 | 292.4684 | 162.3333 | 26.0038 | 118.8573 | 0.011405 | 162.3333
JSC-01 | 2018-04-01 | 4 | 2018 | 2018 | Spring | 162.3333 | 192.7456 | 223.1579 | 254.4918 | 283.1782 |  | 7400.2182 | 7135.6838 | 6965.0588 | 6853.6797 | 7120 |  | 283.1782 | 283.1782 | 283.1782 | 162.3333 | 28.6863 | 118.8573 | 0.011405 | 162.3333
JSC-01 | 2018-05-01 | 5 | 2018 | 2018 | Spring | 162.3333 | 191.1505 | 219.9677 | 249.6582 | 279.4275 |  | 7400.2182 | 7146.8782 | 6979.6229 | 6867.516 | 7120 |  | 279.4275 | 279.4275 | 279.4275 | 162.3333 | 29.7693 | 118.8573 | 0.011405 | 162.3333
JSC-01 | 2018-06-01 | 6 | 2018 | 2018 | Summer | 162.3333 | 188.0511 | 213.7689 | 240.266 | 272.1396 |  | 7346.6259 | 7104.2696 | 6957.1097 | 6882.5605 | 7188 |  | 272.1396 | 272.1396 | 272.1396 | 162.3333 | 31.8737 | 118.8573 | 0.011405 | 162.3333
JSC-01 | 2018-07-01 | 7 | 2018 | 2018 | Summer | 162.3333 | 187.835 | 213.3366 | 239.611 | 271.6314 |  | 7346.6259 | 7105.8506 | 6958.9718 | 6883.3779 | 7188 |  | 271.6314 | 271.6314 | 271.6314 | 162.3333 | 32.0204 | 118.8573 | 0.011405 | 162.3333
JSC-01 | 2018-08-01 | 8 | 2018 | 2018 | Summer | 162.3333 | 187.835 | 213.3366 | 239.611 | 271.6314 |  | 7346.6259 | 7105.8506 | 6958.9718 | 6883.3779 | 7188 |  | 271.6314 | 271.6314 | 271.6314 | 162.3333 | 32.0204 | 118.8573 | 0.011405 | 162.3333
JSC-01 | 2018-09-01 | 9 | 2018 | 2018 | Summer | 162.3333 | 188.9157 | 215.498 | 242.8858 | 274.1725 |  | 7346.6259 | 7098.0105 | 6949.8592 | 6879.8883 | 7188 |  | 274.1725 | 274.1725 | 274.1725 | 162.3333 | 31.2867 | 118.8573 | 0.011405 | 162.3333
JSC-01 | 2018-10-01 | 10 | 2019 | 2018 | Fall | 162.3333 | 192.8624 | 223.3914 | 254.8455 | 283.4526 |  | 7400.2182 | 7134.8748 | 6964.0197 | 6852.7105 | 7120 |  | 283.4526 | 283.4526 | 283.4526 | 162.3333 | 28.6071 | 118.8573 | 0.011405 | 162.3333
JSC-01 | 2018-11-01 | 11 | 2019 | 2018 | Fall | 162.3333 | 195.1599 | 227.9865 | 261.8078 | 288.855 |  | 7400.2182 | 7119.2236 | 6944.2741 | 6834.7986 | 7120 |  | 288.855 | 288.855 | 288.855 | 162.3333 | 27.0472 | 118.8573 | 0.011405 | 162.3333
JSC-01 | 2018-12-01 | 12 | 2019 | 2018 | Winter | 162.3333 | 198.4258 | 234.5182 | 271.7044 | 296.5342 |  | 7500.8678 | 7171.4593 | 6992.0746 | 6917.8471 | 7052 |  | 296.5342 | 296.5342 | 296.5342 | 162.3333 | 24.8298 | 118.8573 | 0.011405 | 162.3333
JSC-01 | 2019-01-01 | 1 | 2019 | 2019 | Winter | 162.3333 | 199.2903 | 236.2473 | 274.3242 | 300 |  | 7500.8678 | 7165.6303 | 6986.3966 | 6916.1301 | 7052 |  | 300 | 300 | 300 | 162.3333 | 25.6758 | 118.8573 | 0.011405 | 162.3333
JSC-01 | 2019-02-01 | 2 | 2019 | 2019 | Winter | 162.3333 | 198.6419 | 234.9505 | 272.3593 | 297.0424 |  | 7500.8678 | 7169.9941 | 6990.6328 | 6917.3768 | 7052 |  | 297.0424 | 297.0424 | 297.0424 | 162.3333 | 24.6831 | 118.8573 | 0.011405 | 162.3333
JSC-01 | 2019-03-01 | 3 | 2019 | 2019 | Winter | 162.3333 | 196.6967 | 231.06 | 266.4646 | 292.4684 |  | 7500.8678 | 7183.3727 | 7004.1507 | 6922.6 | 7052 |  | 292.4684 | 292.4684 | 292.4684 | 162.3333 | 26.0038 | 118.8573 | 0.011405 | 162.3333
JSC-01 | 2019-04-01 | 4 | 2019 | 2019 | Spring | 162.3333 | 192.7456 | 223.1579 | 254.4918 | 283.1782 |  | 7400.2182 | 7135.6838 | 6965.0588 | 6853.6797 | 7120 |  | 283.1782 | 283.1782 | 283.1782 | 162.3333 | 28.6863 | 118.8573 | 0.011405 | 162.3333
JSC-01 | 2019-05-01 | 5 | 2019 | 2019 | Spring | 162.3333 | 191.1505 | 219.9677 | 249.6582 | 279.4275 |  | 7400.2182 | 7146.8782 | 6979.6229 | 6867.516 | 7120 |  | 279.4275 | 279.4275 | 279.4275 | 162.3333 | 29.7693 | 118.8573 | 0.011405 | 162.3333
JSC-01 | 2019-06-01 | 6 | 2019 | 2019 | Summer | 162.3333 | 188.0511 | 213.7689 | 240.266 | 272.1396 |  | 7346.6259 | 7104.2696 | 6957.1097 | 6882.5605 | 7188 |  | 272.1396 | 272.1396 | 272.1396 | 162.3333 | 31.8737 | 118.8573 | 0.011405 | 162.3333
JSC-01 | 2019-07-01 | 7 | 2019 | 2019 | Summer | 162.3333 | 187.835 | 213.3366 | 239.611 | 271.6314 |  | 7346.6259 | 7105.8506 | 6958.9718 | 6883.3779 | 7188 |  | 271.6314 | 271.6314 | 271.6314 | 162.3333 | 32.0204 | 118.8573 | 0.011405 | 162.3333
JSC-01 | 2019-08-01 | 8 | 2019 | 2019 | Summer | 162.3333 | 187.835 | 213.3366 | 239.611 | 271.6314 |  | 7346.6259 | 7105.8506 | 6958.9718 | 6883.3779 | 7188 |  | 271.6314 | 271.6314 | 271.6314 | 162.3333 | 32.0204 | 118.8573 | 0.011405 | 162.3333
JSC-01 | 2019-09-01 | 9 | 2019 | 2019 | Summer | 162.3333 | 188.9157 | 215.498 | 242.8858 | 274.1725 |  | 7346.6259 | 7098.0105 | 6949.8592 | 6879.8883 | 7188 |  | 274.1725 | 274.1725 | 274.1725 | 162.3333 | 31.2867 | 118.8573 | 0.011405 | 162.3333
JSC-01 | 2019-10-01 | 10 | 2020 | 2019 | Fall | 162.3333 | 192.8624 | 223.3914 | 254.8455 | 283.4526 |  | 7400.2182 | 7134.8748 | 6964.0197 | 6852.7105 | 7120 |  | 283.4526 | 283.4526 | 283.4526 | 162.3333 | 28.6071 | 118.8573 | 0.011405 | 162.3333
JSC-01 | 2019-11-01 | 11 | 2020 | 2019 | Fall | 162.3333 | 195.1599 | 227.9865 | 261.8078 | 288.855 |  | 7400.2182 | 7119.2236 | 6944.2741 | 6834.7986 | 7120 |  | 288.855 | 288.855 | 288.855 | 162.3333 | 27.0472 | 118.8573 | 0.011405 | 162.3333
JSC-01 | 2019-12-01 | 12 | 2020 | 2019 | Winter | 162.3333 | 198.4258 | 234.5182 | 271.7044 | 296.5342 |  | 7500.8678 | 7171.4593 | 6992.0746 | 6917.8471 | 7052 |  | 296.5342 | 296.5342 | 296.5342 | 162.3333 | 24.8298 | 118.8573 | 0.011405 | 162.3333
JSC-01 | 2020-01-01 | 1 | 2020 | 2020 | Winter | 162.3333 | 199.2903 | 236.2473 | 274.3242 | 300 |  | 7500.8678 | 7165.6303 | 6986.3966 | 6916.1301 | 7052 |  | 300 | 300 | 300 | 162.3333 | 25.6758 | 118.8573 | 0.011405 | 162.3333
JSC-01 | 2020-02-01 | 2 | 2020 | 2020 | Winter | 162.3333 | 198.6419 | 234.9505 | 272.3593 | 297.0424 |  | 7500.8678 | 7169.9941 | 6990.6328 | 6917.3768 | 7052 |  | 297.0424 | 297.0424 | 297.0424 | 162.3333 | 24.6831 | 118.8573 | 0.011405 | 162.3333
JSC-01 | 2020-03-01 | 3 | 2020 | 2020 | Winter | 162.3333 | 196.6967 | 231.06 | 266.4646 | 292.4684 |  | 7500.8678 | 7183.3727 | 7004.1507 | 6922.6 | 7052 |  | 292.4684 | 292.4684 | 292.4684 | 162.3333 | 26.0038 | 118.8573 | 0.011405 | 162.3333
JSC-01 | 2020-04-01 | 4 | 2020 | 2020 | Spring | 162.3333 | 192.7456 | 223.1579 | 254.4918 | 283.1782 |  | 7400.2182 | 7135.6838 | 6965.0588 | 6853.6797 | 7120 |  | 283.1782 | 283.1782 | 283.1782 | 162.3333 | 28.6863 | 118.8573 | 0.011405 | 162.3333
JSC-01 | 2020-05-01 | 5 | 2020 | 2020 | Spring | 162.3333 | 191.1505 | 219.9677 | 249.6582 | 279.4275 |  | 7400.2182 | 7146.8782 | 6979.6229 | 6867.516 | 7120 |  | 279.4275 | 279.4275 | 279.4275 | 162.3333 | 29.7693 | 118.8573 | 0.011405 | 162.3333
JSC-01 | 2020-06-01 | 6 | 2020 | 2020 | Summer | 162.3333 | 188.0511 | 213.7689 | 240.266 | 272.1396 |  | 7346.6259 | 7104.2696 | 6957.1097 | 6882.5605 | 7188 |  | 272.1396 | 272.1396 | 272.1396 | 162.3333 | 31.8737 | 118.8573 | 0.011405 | 162.3333
JSC-01 | 2020-07-01 | 7 | 2020 | 2020 | Summer | 162.3333 | 187.835 | 213.3366 | 239.611 | 271.6314 |  | 7346.6259 | 7105.8506 | 6958.9718 | 6883.3779 | 7188 |  | 271.6314 | 271.6314 | 271.6314 | 162.3333 | 32.0204 | 118.8573 | 0.011405 | 162.3333
JSC-01 | 2020-08-01 | 8 | 2020 | 2020 | Summer | 162.3333 | 187.835 | 213.3366 | 239.611 | 271.6314 |  | 7346.6259 | 7105.8506 | 6958.9718 | 6883.3779 | 7188 |  | 271.6314 | 271.6314 | 271.6314 | 162.3333 | 32.0204 | 118.8573 | 0.011405 | 162.3333
JSC-01 | 2020-09-01 | 9 | 2020 | 2020 | Summer | 162.3333 | 188.9157 | 215.498 | 242.8858 | 274.1725 |  | 7346.6259 | 7098.0105 | 6949.8592 | 6879.8883 | 7188 |  | 274.1725 | 274.1725 | 274.1725 | 162.3333 | 31.2867 | 118.8573 | 0.011405 | 162.3333
JSC-01 | 2020-10-01 | 10 | 2021 | 2020 | Fall | 162.3333 | 192.8624 | 223.3914 | 254.8455 | 283.4526 |  | 7400.2182 | 7134.8748 | 6964.0197 | 6852.7105 | 7120 |  | 283.4526 | 283.4526 | 283.4526 | 162.3333 | 28.6071 | 118.8573 | 0.011405 | 162.3333
JSC-01 | 2020-11-01 | 11 | 2021 | 2020 | Fall | 162.3333 | 195.1599 | 227.9865 | 261.8078 | 288.855 |  | 7400.2182 | 7119.2236 | 6944.2741 | 6834.7986 | 7120 |  | 288.855 | 288.855 | 288.855 | 162.3333 | 27.0472 | 118.8573 | 0.011405 | 162.3333
JSC-01 | 2020-12-01 | 12 | 2021 | 2020 | Winter | 162.3333 | 198.4258 | 234.5182 | 271.7044 | 296.5342 |  | 7500.8678 | 7171.4593 | 6992.0746 | 6917.8471 | 7052 |  | 296.5342 | 296.5342 | 296.5342 | 162.3333 | 24.8298 | 118.8573 | 0.011405 | 162.3333
JSC-01 | 2021-01-01 | 1 | 2021 | 2021 | Winter | 162.3333 | 199.2903 | 236.2473 | 274.3242 | 300 |  | 7500.8678 | 7165.6303 | 6986.3966 | 6916.1301 | 7052 |  | 300 | 300 | 300 | 162.3333 | 25.6758 | 118.8573 | 0.011405 | 162.3333
JSC-01 | 2021-02-01 | 2 | 2021 | 2021 | Winter | 162.3333 | 198.6419 | 234.9505 | 272.3593 | 297.0424 |  | 7500.8678 | 7169.9941 | 6990.6328 | 6917.3768 | 7052 |  | 297.0424 | 297.0424 | 297.0424 | 162.3333 | 24.6831 | 118.8573 | 0.011405 | 162.3333
JSC-01 | 2021-03-01 | 3 | 2021 | 2021 | Winter | 162.3333 | 196.6967 | 231.06 | 266.4646 | 292.4684 |  | 7500.8678 | 7183.3727 | 7004.1507 | 6922.6 | 7052 |  | 292.4684 | 292.4684 | 292.4684 | 162.3333 | 26.0038 | 118.8573 | 0.011405 | 162.3333
JSC-01 | 2021-04-01 | 4 | 2021 | 2021 | Spring | 162.3333 | 192.7456 | 223.1579 | 254.4918 | 283.1782 |  | 7400.2182 | 7135.6838 | 6965.0588 | 6853.6797 | 7120 |  | 283.1782 | 283.1782 | 283.1782 | 162.3333 | 28.6863 | 118.8573 | 0.011405 | 162.3333
JSC-01 | 2021-05-01 | 5 | 2021 | 2021 | Spring | 162.3333 | 191.1505 | 219.9677 | 249.6582 | 279.4275 |  | 7400.2182 | 7146.8782 | 6979.6229 | 6867.516 | 7120 |  | 279.4275 | 279.4275 | 279.4275 | 162.3333 | 29.7693 | 118.8573 | 0.011405 | 162.3333
JSC-01 | 2021-06-01 | 6 | 2021 | 2021 | Summer | 162.3333 | 188.0511 | 213.7689 | 240.266 | 272.1396 |  | 7346.6259 | 7104.2696 | 6957.1097 | 6882.5605 | 7188 |  | 272.1396 | 272.1396 | 272.1396 | 162.3333 | 31.8737 | 118.8573 | 0.011405 | 162.3333
JSC-01 | 2021-07-01 | 7 | 2021 | 2021 | Summer | 162.3333 | 187.835 | 213.3366 | 239.611 | 271.6314 |  | 7346.6259 | 7105.8506 | 6958.9718 | 6883.3779 | 7188 |  | 271.6314 | 271.6314 | 271.6314 | 162.3333 | 32.0204 | 118.8573 | 0.011405 | 162.3333
JSC-01 | 2021-08-01 | 8 | 2021 | 2021 | Summer | 162.3333 | 187.835 | 213.3366 | 239.611 | 271.6314 |  | 7346.6259 | 7105.8506 | 6958.9718 | 6883.3779 | 7188 |  | 271.6314 | 271.6314 | 271.6314 | 162.3333 | 32.0204 | 118.8573 | 0.011405 | 162.3333
JSC-01 | 2021-09-01 | 9 | 2021 | 2021 | Summer | 162.3333 | 188.9157 | 215.498 | 242.8858 | 274.1725 |  | 7346.6259 | 7098.0105 | 6949.8592 | 6879.8883 | 7188 |  | 274.1725 | 274.1725 | 274.1725 | 162.3333 | 31.2867 | 118.8573 | 0.011405 | 162.3333
JSC-01 | 2021-10-01 | 10 | 2022 | 2021 | Fall | 162.3333 | 192.8624 | 223.3914 | 254.8455 | 283.4526 |  | 7400.2182 | 7134.8748 | 6964.0197 | 6852.7105 | 7120 |  | 283.4526 | 283.4526 | 283.4526 | 162.3333 | 28.6071 | 118.8573 | 0.011405 | 162.3333
JSC-01 | 2021-11-01 | 11 | 2022 | 2021 | Fall | 162.3333 | 195.1599 | 227.9865 | 261.8078 | 288.855 |  | 7400.2182 | 7119.2236 | 6944.2741 | 6834.7986 | 7120 |  | 288.855 | 288.855 | 288.855 | 162.3333 | 27.0472 | 118.8573 | 0.011405 | 162.3333
JSC-01 | 2021-12-01 | 12 | 2022 | 2021 | Winter | 162.3333 | 198.4258 | 234.5182 | 271.7044 | 296.5342 |  | 7500.8678 | 7171.4593 | 6992.0746 | 6917.8471 | 7052 |  | 296.5342 | 296.5342 | 296.5342 | 162.3333 | 24.8298 | 118.8573 | 0.011405 | 162.3333
JSC-01 | 2022-01-01 | 1 | 2022 | 2022 | Winter | 162.3333 | 199.2903 | 236.2473 | 274.3242 | 300 |  | 7500.8678 | 7165.6303 | 6986.3966 | 6916.1301 | 7052 |  | 300 | 300 | 300 | 162.3333 | 25.6758 | 118.8573 | 0.011405 | 162.3333
JSC-01 | 2022-02-01 | 2 | 2022 | 2022 | Winter | 162.3333 | 198.6419 | 234.9505 | 272.3593 | 297.0424 |  | 7500.8678 | 7169.9941 | 6990.6328 | 6917.3768 | 7052 |  | 297.0424 | 297.0424 | 297.0424 | 162.3333 | 24.6831 | 118.8573 | 0.011405 | 162.3333
JSC-01 | 2022-03-01 | 3 | 2022 | 2022 | Winter | 162.3333 | 196.6967 | 231.06 | 266.4646 | 292.4684 |  | 7500.8678 | 7183.3727 | 7004.1507 | 6922.6 | 7052 |  | 292.4684 | 292.4684 | 292.4684 | 162.3333 | 26.0038 | 118.8573 | 0.011405 | 162.3333
JSC-01 | 2022-04-01 | 4 | 2022 | 2022 | Spring | 162.3333 | 192.7456 | 223.1579 | 254.4918 | 283.1782 |  | 7400.2182 | 7135.6838 | 6965.0588 | 6853.6797 | 7120 |  | 283.1782 | 283.1782 | 283.1782 | 162.3333 | 28.6863 | 118.8573 | 0.011405 | 162.3333
JSC-01 | 2022-05-01 | 5 | 2022 | 2022 | Spring | 162.3333 | 191.1505 | 219.9677 | 249.6582 | 279.4275 |  | 7400.2182 | 7146.8782 | 6979.6229 | 6867.516 | 7120 |  | 279.4275 | 279.4275 | 279.4275 | 162.3333 | 29.7693 | 118.8573 | 0.011405 | 162.3333
JSC-01 | 2022-06-01 | 6 | 2022 | 2022 | Summer | 162.3333 | 188.0511 | 213.7689 | 240.266 | 272.1396 |  | 7346.6259 | 7104.2696 | 6957.1097 | 6882.5605 | 7188 |  | 272.1396 | 272.1396 | 272.1396 | 162.3333 | 31.8737 | 118.8573 | 0.011405 | 162.3333
JSC-01 | 2022-07-01 | 7 | 2022 | 2022 | Summer | 162.3333 | 187.835 | 213.3366 | 239.611 | 271.6314 |  | 7346.6259 | 7105.8506 | 6958.9718 | 6883.3779 | 7188 |  | 271.6314 | 271.6314 | 271.6314 | 162.3333 | 32.0204 | 118.8573 | 0.011405 | 162.3333
JSC-01 | 2022-08-01 | 8 | 2022 | 2022 | Summer | 162.3333 | 187.835 | 213.3366 | 239.611 | 271.6314 |  | 7346.6259 | 7105.8506 | 6958.9718 | 6883.3779 | 7188 |  | 271.6314 | 271.6314 | 271.6314 | 162.3333 | 32.0204 | 118.8573 | 0.011405 | 162.3333
JSC-01 | 2022-09-01 | 9 | 2022 | 2022 | Summer | 162.3333 | 188.9157 | 215.498 | 242.8858 | 274.1725 |  | 7346.6259 | 7098.0105 | 6949.8592 | 6879.8883 | 7188 |  | 274.1725 | 274.1725 | 274.1725 | 162.3333 | 31.2867 | 118.8573 | 0.011405 | 162.3333
JSC-01 | 2022-10-01 | 10 | 2023 | 2022 | Fall | 162.3333 | 192.8624 | 223.3914 | 254.8455 | 283.4526 |  | 7400.2182 | 7134.8748 | 6964.0197 | 6852.7105 | 7120 |  | 283.4526 | 283.4526 | 283.4526 | 162.3333 | 28.6071 | 118.8573 | 0.011405 | 162.3333
JSC-01 | 2022-11-01 | 11 | 2023 | 2022 | Fall | 162.3333 | 195.1599 | 227.9865 | 261.8078 | 288.855 |  | 7400.2182 | 7119.2236 | 6944.2741 | 6834.7986 | 7120 |  | 288.855 | 288.855 | 288.855 | 162.3333 | 27.0472 | 118.8573 | 0.011405 | 162.3333
JSC-01 | 2022-12-01 | 12 | 2023 | 2022 | Winter | 162.3333 | 198.4258 | 234.5182 | 271.7044 | 296.5342 |  | 7500.8678 | 7171.4593 | 6992.0746 | 6917.8471 | 7052 |  | 296.5342 | 296.5342 | 296.5342 | 162.3333 | 24.8298 | 118.8573 | 0.011405 | 162.3333
JSC-01 | 2023-01-01 | 1 | 2023 | 2023 | Winter | 162.3333 | 199.2903 | 236.2473 | 274.3242 | 300 |  | 7500.8678 | 7165.6303 | 6986.3966 | 6916.1301 | 7052 |  | 300 | 300 | 300 | 162.3333 | 25.6758 | 118.8573 | 0.011405 | 162.3333
JSC-01 | 2023-02-01 | 2 | 2023 | 2023 | Winter | 162.3333 | 198.6419 | 234.9505 | 272.3593 | 297.0424 |  | 7500.8678 | 7169.9941 | 6990.6328 | 6917.3768 | 7052 |  | 297.0424 | 297.0424 | 297.0424 | 162.3333 | 24.6831 | 118.8573 | 0.011405 | 162.3333
JSC-01 | 2023-03-01 | 3 | 2023 | 2023 | Winter | 162.3333 | 196.6967 | 231.06 | 266.4646 | 292.4684 |  | 7500.8678 | 7183.3727 | 7004.1507 | 6922.6 | 7052 |  | 292.4684 | 292.4684 | 292.4684 | 162.3333 | 26.0038 | 118.8573 | 0.011405 | 162.3333
JSC-01 | 2023-04-01 | 4 | 2023 | 2023 | Spring | 162.3333 | 192.7456 | 223.1579 | 254.4918 | 283.1782 |  | 7400.2182 | 7135.6838 | 6965.0588 | 6853.6797 | 7120 |  | 283.1782 | 283.1782 | 283.1782 | 162.3333 | 28.6863 | 118.8573 | 0.011405 | 162.3333
JSC-01 | 2023-05-01 | 5 | 2023 | 2023 | Spring | 162.3333 | 191.1505 | 219.9677 | 249.6582 | 279.4275 |  | 7400.2182 | 7146.8782 | 6979.6229 | 6867.516 | 7120 |  | 279.4275 | 279.4275 | 279.4275 | 162.3333 | 29.7693 | 118.8573 | 0.011405 | 162.3333
JSC-01 | 2023-06-01 | 6 | 2023 | 2023 | Summer | 162.3333 | 188.0511 | 213.7689 | 240.266 | 272.1396 |  | 7346.6259 | 7104.2696 | 6957.1097 | 6882.5605 | 7188 |  | 272.1396 | 272.1396 | 272.1396 | 162.3333 | 31.8737 | 118.8573 | 0.011405 | 162.3333
JSC-01 | 2023-07-01 | 7 | 2023 | 2023 | Summer | 162.3333 | 187.835 | 213.3366 | 239.611 | 271.6314 |  | 7346.6259 | 7105.8506 | 6958.9718 | 6883.3779 | 7188 |  | 271.6314 | 271.6314 | 271.6314 | 162.3333 | 32.0204 | 118.8573 | 0.011405 | 162.3333
JSC-01 | 2023-08-01 | 8 | 2023 | 2023 | Summer | 162.3333 | 187.835 | 213.3366 | 239.611 | 271.6314 |  | 7346.6259 | 7105.8506 | 6958.9718 | 6883.3779 | 7188 |  | 271.6314 | 271.6314 | 271.6314 | 162.3333 | 32.0204 | 118.8573 | 0.011405 | 162.3333
JSC-01 | 2023-09-01 | 9 | 2023 | 2023 | Summer | 162.3333 | 188.9157 | 215.498 | 242.8858 | 274.1725 |  | 7346.6259 | 7098.0105 | 6949.8592 | 6879.8883 | 7188 |  | 274.1725 | 274.1725 | 274.1725 | 162.3333 | 31.2867 | 118.8573 | 0.011405 | 162.3333
JSC-01 | 2023-10-01 | 10 | 2024 | 2023 | Fall | 162.3333 | 192.8624 | 223.3914 | 254.8455 | 283.4526 |  | 7400.2182 | 7134.8748 | 6964.0197 | 6852.7105 | 7120 |  | 283.4526 | 283.4526 | 283.4526 | 162.3333 | 28.6071 | 118.8573 | 0.011405 | 162.3333
JSC-01 | 2023-11-01 | 11 | 2024 | 2023 | Fall | 162.3333 | 195.1599 | 227.9865 | 261.8078 | 288.855 |  | 7400.2182 | 7119.2236 | 6944.2741 | 6834.7986 | 7120 |  | 288.855 | 288.855 | 288.855 | 162.3333 | 27.0472 | 118.8573 | 0.011405 | 162.3333
JSC-01 | 2023-12-01 | 12 | 2024 | 2023 | Winter | 162.3333 | 198.4258 | 234.5182 | 271.7044 | 296.5342 |  | 7500.8678 | 7171.4593 | 6992.0746 | 6917.8471 | 7052 |  | 296.5342 | 296.5342 | 296.5342 | 162.3333 | 24.8298 | 118.8573 | 0.011405 | 162.3333
JSC-01 | 2024-01-01 | 1 | 2024 | 2024 | Winter | 162.3333 | 199.2903 | 236.2473 | 274.3242 | 300 |  | 7500.8678 | 7165.6303 | 6986.3966 | 6916.1301 | 7052 |  | 300 | 300 | 300 | 162.3333 | 25.6758 | 118.8573 | 0.011405 | 162.3333
JSC-01 | 2024-02-01 | 2 | 2024 | 2024 | Winter | 162.3333 | 198.6419 | 234.9505 | 272.3593 | 297.0424 |  | 7500.8678 | 7169.9941 | 6990.6328 | 6917.3768 | 7052 |  | 297.0424 | 297.0424 | 297.0424 | 162.3333 | 24.6831 | 118.8573 | 0.011405 | 162.3333
JSC-01 | 2024-03-01 | 3 | 2024 | 2024 | Winter | 162.3333 | 196.6967 | 231.06 | 266.4646 | 292.4684 |  | 7500.8678 | 7183.3727 | 7004.1507 | 6922.6 | 7052 |  | 292.4684 | 292.4684 | 292.4684 | 162.3333 | 26.0038 | 118.8573 | 0.011405 | 162.3333
JSC-01 | 2024-04-01 | 4 | 2024 | 2024 | Spring | 162.3333 | 192.7456 | 223.1579 | 254.4918 | 283.1782 |  | 7400.2182 | 7135.6838 | 6965.0588 | 6853.6797 | 7120 |  | 283.1782 | 283.1782 | 283.1782 | 162.3333 | 28.6863 | 118.8573 | 0.011405 | 162.3333
JSC-01 | 2024-05-01 | 5 | 2024 | 2024 | Spring | 162.3333 | 191.1505 | 219.9677 | 249.6582 | 279.4275 |  | 7400.2182 | 7146.8782 | 6979.6229 | 6867.516 | 7120 |  | 279.4275 | 279.4275 | 279.4275 | 162.3333 | 29.7693 | 118.8573 | 0.011405 | 162.3333
JSC-01 | 2024-06-01 | 6 | 2024 | 2024 | Summer | 162.3333 | 188.0511 | 213.7689 | 240.266 | 272.1396 |  | 7346.6259 | 7104.2696 | 6957.1097 | 6882.5605 | 7188 |  | 272.1396 | 272.1396 | 272.1396 | 162.3333 | 31.8737 | 118.8573 | 0.011405 | 162.3333
JSC-01 | 2024-07-01 | 7 | 2024 | 2024 | Summer | 162.3333 | 187.835 | 213.3366 | 239.611 | 271.6314 |  | 7346.6259 | 7105.8506 | 6958.9718 | 6883.3779 | 7188 |  | 271.6314 | 271.6314 | 271.6314 | 162.3333 | 32.0204 | 118.8573 | 0.011405 | 162.3333
JSC-01 | 2024-08-01 | 8 | 2024 | 2024 | Summer | 162.3333 | 187.835 | 213.3366 | 239.611 | 271.6314 |  | 7346.6259 | 7105.8506 | 6958.9718 | 6883.3779 | 7188 |  | 271.6314 | 271.6314 | 271.6314 | 162.3333 | 32.0204 | 118.8573 | 0.011405 | 162.3333
JSC-01 | 2024-09-01 | 9 | 2024 | 2024 | Summer | 162.3333 | 188.9157 | 215.498 | 242.8858 | 274.1725 |  | 7346.6259 | 7098.0105 | 6949.8592 | 6879.8883 | 7188 |  | 274.1725 | 274.1725 | 274.1725 | 162.3333 | 31.2867 | 118.8573 | 0.011405 | 162.3333
JSC-01 | 2024-10-01 | 10 | 2025 | 2024 | Fall | 162.3333 | 192.8624 | 223.3914 | 254.8455 | 283.4526 |  | 7400.2182 | 7134.8748 | 6964.0197 | 6852.7105 | 7120 |  | 283.4526 | 283.4526 | 283.4526 | 162.3333 | 28.6071 | 118.8573 | 0.011405 | 162.3333
JSC-01 | 2024-11-01 | 11 | 2025 | 2024 | Fall | 162.3333 | 195.1599 | 227.9865 | 261.8078 | 288.855 |  | 7400.2182 | 7119.2236 | 6944.2741 | 6834.7986 | 7120 |  | 288.855 | 288.855 | 288.855 | 162.3333 | 27.0472 | 118.8573 | 0.011405 | 162.3333
JSC-01 | 2024-12-01 | 12 | 2025 | 2024 | Winter | 162.3333 | 198.4258 | 234.5182 | 271.7044 | 296.5342 |  | 7500.8678 | 7171.4593 | 6992.0746 | 6917.8471 | 7052 |  | 296.5342 | 296.5342 | 296.5342 | 162.3333 | 24.8298 | 118.8573 | 0.011405 | 162.3333
JSC-01 | 2025-01-01 | 1 | 2025 | 2025 | Winter | 162.3333 | 199.2903 | 236.2473 | 274.3242 | 300 |  | 7500.8678 | 7165.6303 | 6986.3966 | 6916.1301 | 7052 |  | 300 | 300 | 300 | 162.3333 | 25.6758 | 118.8573 | 0.011405 | 162.3333
JSC-01 | 2025-02-01 | 2 | 2025 | 2025 | Winter | 162.3333 | 198.6419 | 234.9505 | 272.3593 | 297.0424 |  | 7500.8678 | 7169.9941 | 6990.6328 | 6917.3768 | 7052 |  | 297.0424 | 297.0424 | 297.0424 | 162.3333 | 24.6831 | 118.8573 | 0.011405 | 162.3333
JSC-01 | 2025-03-01 | 3 | 2025 | 2025 | Winter | 162.3333 | 196.6967 | 231.06 | 266.4646 | 292.4684 |  | 7500.8678 | 7183.3727 | 7004.1507 | 6922.6 | 7052 |  | 292.4684 | 292.4684 | 292.4684 | 162.3333 | 26.0038 | 118.8573 | 0.011405 | 162.3333
JSC-01 | 2025-04-01 | 4 | 2025 | 2025 | Spring | 162.3333 | 192.7456 | 223.1579 | 254.4918 | 283.1782 |  | 7400.2182 | 7135.6838 | 6965.0588 | 6853.6797 | 7120 |  | 283.1782 | 283.1782 | 283.1782 | 162.3333 | 28.6863 | 118.8573 | 0.011405 | 162.3333
JSC-01 | 2025-05-01 | 5 | 2025 | 2025 | Spring | 162.3333 | 191.1505 | 219.9677 | 249.6582 | 279.4275 |  | 7400.2182 | 7146.8782 | 6979.6229 | 6867.516 | 7120 |  | 279.4275 | 279.4275 | 279.4275 | 162.3333 | 29.7693 | 118.8573 | 0.011405 | 162.3333
JSC-01 | 2025-06-01 | 6 | 2025 | 2025 | Summer | 162.3333 | 188.0511 | 213.7689 | 240.266 | 272.1396 |  | 7346.6259 | 7104.2696 | 6957.1097 | 6882.5605 | 7188 |  | 272.1396 | 272.1396 | 272.1396 | 162.3333 | 31.8737 | 118.8573 | 0.011405 | 162.3333
JSC-01 | 2025-07-01 | 7 | 2025 | 2025 | Summer | 162.3333 | 187.835 | 213.3366 | 239.611 | 271.6314 |  | 7346.6259 | 7105.8506 | 6958.9718 | 6883.3779 | 7188 |  | 271.6314 | 271.6314 | 271.6314 | 162.3333 | 32.0204 | 118.8573 | 0.011405 | 162.3333
JSC-01 | 2025-08-01 | 8 | 2025 | 2025 | Summer | 162.3333 | 187.835 | 213.3366 | 239.611 | 271.6314 |  | 7346.6259 | 7105.8506 | 6958.9718 | 6883.3779 | 7188 |  | 271.6314 | 271.6314 | 271.6314 | 162.3333 | 32.0204 | 118.8573 | 0.011405 | 162.3333
JSC-01 | 2025-09-01 | 9 | 2025 | 2025 | Summer | 162.3333 | 188.9157 | 215.498 | 242.8858 | 274.1725 |  | 7346.6259 | 7098.0105 | 6949.8592 | 6879.8883 | 7188 |  | 274.1725 | 274.1725 | 274.1725 | 162.3333 | 31.2867 | 118.8573 | 0.011405 | 162.3333
JSC-01 | 2025-10-01 | 10 | 2026 | 2025 | Fall | 162.3333 | 192.8624 | 223.3914 | 254.8455 | 283.4526 |  | 7400.2182 | 7134.8748 | 6964.0197 | 6852.7105 | 7120 |  | 283.4526 | 283.4526 | 283.4526 | 162.3333 | 28.6071 | 118.8573 | 0.011405 | 162.3333
JSC-01 | 2025-11-01 | 11 | 2026 | 2025 | Fall | 162.3333 | 195.1599 | 227.9865 | 261.8078 | 288.855 |  | 7400.2182 | 7119.2236 | 6944.2741 | 6834.7986 | 7120 |  | 288.855 | 288.855 | 288.855 | 162.3333 | 27.0472 | 118.8573 | 0.011405 | 162.3333
JSC-01 | 2025-12-01 | 12 | 2026 | 2025 | Winter | 162.3333 | 198.4258 | 234.5182 | 271.7044 | 296.5342 |  | 7500.8678 | 7171.4593 | 6992.0746 | 6917.8471 | 7052 |  | 296.5342 | 296.5342 | 296.5342 | 162.3333 | 24.8298 | 118.8573 | 0.011405 | 162.3333
JSC-01 | 2026-01-01 | 1 | 2026 | 2026 | Winter | 162.3333 | 199.2903 | 236.2473 | 274.3242 | 300 |  | 7500.8678 | 7165.6303 | 6986.3966 | 6916.1301 | 7052 |  | 300 | 300 | 300 | 162.3333 | 25.6758 | 118.8573 | 0.011405 | 162.3333
JSC-01 | 2026-02-01 | 2 | 2026 | 2026 | Winter | 162.3333 | 198.6419 | 234.9505 | 272.3593 | 297.0424 |  | 7500.8678 | 7169.9941 | 6990.6328 | 6917.3768 | 7052 |  | 297.0424 | 297.0424 | 297.0424 | 162.3333 | 24.6831 | 118.8573 | 0.011405 | 162.3333
JSC-01 | 2026-03-01 | 3 | 2026 | 2026 | Winter | 162.3333 | 196.6967 | 231.06 | 266.4646 | 292.4684 |  | 7500.8678 | 7183.3727 | 7004.1507 | 6922.6 | 7052 |  | 292.4684 | 292.4684 | 292.4684 | 162.3333 | 26.0038 | 118.8573 | 0.011405 | 162.3333
JSC-01 | 2026-04-01 | 4 | 2026 | 2026 | Spring | 162.3333 | 192.7456 | 223.1579 | 254.4918 | 283.1782 |  | 7400.2182 | 7135.6838 | 6965.0588 | 6853.6797 | 7120 |  | 283.1782 | 283.1782 | 283.1782 | 162.3333 | 28.6863 | 118.8573 | 0.011405 | 162.3333
JSC-01 | 2026-05-01 | 5 | 2026 | 2026 | Spring | 162.3333 | 191.1505 | 219.9677 | 249.6582 | 279.4275 |  | 7400.2182 | 7146.8782 | 6979.6229 | 6867.516 | 7120 |  | 279.4275 | 279.4275 | 279.4275 | 162.3333 | 29.7693 | 118.8573 | 0.011405 | 162.3333
JSC-01 | 2026-06-01 | 6 | 2026 | 2026 | Summer | 162.3333 | 188.0511 | 213.7689 | 240.266 | 272.1396 |  | 7346.6259 | 7104.2696 | 6957.1097 | 6882.5605 | 7188 |  | 272.1396 | 272.1396 | 272.1396 | 162.3333 | 31.8737 | 118.8573 | 0.011405 | 162.3333
JSC-01 | 2026-07-01 | 7 | 2026 | 2026 | Summer | 162.3333 | 187.835 | 213.3366 | 239.611 | 271.6314 |  | 7346.6259 | 7105.8506 | 6958.9718 | 6883.3779 | 7188 |  | 271.6314 | 271.6314 | 271.6314 | 162.3333 | 32.0204 | 118.8573 | 0.011405 | 162.3333
JSC-01 | 2026-08-01 | 8 | 2026 | 2026 | Summer | 162.3333 | 187.835 | 213.3366 | 239.611 | 271.6314 |  | 7346.6259 | 7105.8506 | 6958.9718 | 6883.3779 | 7188 |  | 271.6314 | 271.6314 | 271.6314 | 162.3333 | 32.0204 | 118.8573 | 0.011405 | 162.3333
JSC-01 | 2026-09-01 | 9 | 2026 | 2026 | Summer | 162.3333 | 188.9157 | 215.498 | 242.8858 | 274.1725 |  | 7346.6259 | 7098.0105 | 6949.8592 | 6879.8883 | 7188 |  | 274.1725 | 274.1725 | 274.1725 | 162.3333 | 31.2867 | 118.8573 | 0.011405 | 162.3333
JSC-01 | 2026-10-01 | 10 | 2027 | 2026 | Fall | 162.3333 | 192.8624 | 223.3914 | 254.8455 | 283.4526 |  | 7400.2182 | 7134.8748 | 6964.0197 | 6852.7105 | 7120 |  | 283.4526 | 283.4526 | 283.4526 | 162.3333 | 28.6071 | 118.8573 | 0.011405 | 162.3333
JSC-01 | 2026-11-01 | 11 | 2027 | 2026 | Fall | 162.3333 | 195.1599 | 227.9865 | 261.8078 | 288.855 |  | 7400.2182 | 7119.2236 | 6944.2741 | 6834.7986 | 7120 |  | 288.855 | 288.855 | 288.855 | 162.3333 | 27.0472 | 118.8573 | 0.011405 | 162.3333
JSC-01 | 2026-12-01 | 12 | 2027 | 2026 | Winter | 162.3333 | 198.4258 | 234.5182 | 271.7044 | 296.5342 |  | 7500.8678 | 7171.4593 | 6992.0746 | 6917.8471 | 7052 |  | 296.5342 | 296.5342 | 296.5342 | 162.3333 | 24.8298 | 118.8573 | 0.011405 | 162.3333
JSC-01 | 2027-01-01 | 1 | 2027 | 2027 | Winter | 162.3333 | 199.2903 | 236.2473 | 274.3242 | 300 |  | 7500.8678 | 7165.6303 | 6986.3966 | 6916.1301 | 7052 |  | 300 | 300 | 300 | 162.3333 | 25.6758 | 118.8573 | 0.011405 | 162.3333
JSC-01 | 2027-02-01 | 2 | 2027 | 2027 | Winter | 162.3333 | 198.6419 | 234.9505 | 272.3593 | 297.0424 |  | 7500.8678 | 7169.9941 | 6990.6328 | 6917.3768 | 7052 |  | 297.0424 | 297.0424 | 297.0424 | 162.3333 | 24.6831 | 118.8573 | 0.011405 | 162.3333
JSC-01 | 2027-03-01 | 3 | 2027 | 2027 | Winter | 162.3333 | 196.6967 | 231.06 | 266.4646 | 292.4684 |  | 7500.8678 | 7183.3727 | 7004.1507 | 6922.6 | 7052 |  | 292.4684 | 292.4684 | 292.4684 | 162.3333 | 26.0038 | 118.8573 | 0.011405 | 162.3333
JSC-01 | 2027-04-01 | 4 | 2027 | 2027 | Spring | 162.3333 | 192.7456 | 223.1579 | 254.4918 | 283.1782 |  | 7400.2182 | 7135.6838 | 6965.0588 | 6853.6797 | 7120 |  | 283.1782 | 283.1782 | 283.1782 | 162.3333 | 28.6863 | 118.8573 | 0.011405 | 162.3333
JSC-01 | 2027-05-01 | 5 | 2027 | 2027 | Spring | 162.3333 | 191.1505 | 219.9677 | 249.6582 | 279.4275 |  | 7400.2182 | 7146.8782 | 6979.6229 | 6867.516 | 7120 |  | 279.4275 | 279.4275 | 279.4275 | 162.3333 | 29.7693 | 118.8573 | 0.011405 | 162.3333
JSC-01 | 2027-06-01 | 6 | 2027 | 2027 | Summer | 162.3333 | 188.0511 | 213.7689 | 240.266 | 272.1396 |  | 7346.6259 | 7104.2696 | 6957.1097 | 6882.5605 | 7188 |  | 272.1396 | 272.1396 | 272.1396 | 162.3333 | 31.8737 | 118.8573 | 0.011405 | 162.3333
JSC-01 | 2027-07-01 | 7 | 2027 | 2027 | Summer | 162.3333 | 187.835 | 213.3366 | 239.611 | 271.6314 |  | 7346.6259 | 7105.8506 | 6958.9718 | 6883.3779 | 7188 |  | 271.6314 | 271.6314 | 271.6314 | 162.3333 | 32.0204 | 118.8573 | 0.011405 | 162.3333
JSC-01 | 2027-08-01 | 8 | 2027 | 2027 | Summer | 162.3333 | 187.835 | 213.3366 | 239.611 | 271.6314 |  | 7346.6259 | 7105.8506 | 6958.9718 | 6883.3779 | 7188 |  | 271.6314 | 271.6314 | 271.6314 | 162.3333 | 32.0204 | 118.8573 | 0.011405 | 162.3333
JSC-01 | 2027-09-01 | 9 | 2027 | 2027 | Summer | 162.3333 | 188.9157 | 215.498 | 242.8858 | 274.1725 |  | 7346.6259 | 7098.0105 | 6949.8592 | 6879.8883 | 7188 |  | 274.1725 | 274.1725 | 274.1725 | 162.3333 | 31.2867 | 118.8573 | 0.011405 | 162.3333
JSC-01 | 2027-10-01 | 10 | 2028 | 2027 | Fall | 162.3333 | 192.8624 | 223.3914 | 254.8455 | 283.4526 |  | 7400.2182 | 7134.8748 | 6964.0197 | 6852.7105 | 7120 |  | 283.4526 | 283.4526 | 283.4526 | 162.3333 | 28.6071 | 118.8573 | 0.011405 | 162.3333
JSC-01 | 2027-11-01 | 11 | 2028 | 2027 | Fall | 162.3333 | 195.1599 | 227.9865 | 261.8078 | 288.855 |  | 7400.2182 | 7119.2236 | 6944.2741 | 6834.7986 | 7120 |  | 288.855 | 288.855 | 288.855 | 162.3333 | 27.0472 | 118.8573 | 0.011405 | 162.3333
JSC-01 | 2027-12-01 | 12 | 2028 | 2027 | Winter | 162.3333 | 198.4258 | 234.5182 | 271.7044 | 296.5342 |  | 7500.8678 | 7171.4593 | 6992.0746 | 6917.8471 | 7052 |  | 296.5342 | 296.5342 | 296.5342 | 162.3333 | 24.8298 | 118.8573 | 0.011405 | 162.3333
JSC-01 | 2028-01-01 | 1 | 2028 | 2028 | Winter | 162.3333 | 199.2903 | 236.2473 | 274.3242 | 300 |  | 7500.8678 | 7165.6303 | 6986.3966 | 6916.1301 | 7052 |  | 300 | 300 | 300 | 162.3333 | 25.6758 | 118.8573 | 0.011405 | 162.3333
JSC-01 | 2028-02-01 | 2 | 2028 | 2028 | Winter | 162.3333 | 198.6419 | 234.9505 | 272.3593 | 297.0424 |  | 7500.8678 | 7169.9941 | 6990.6328 | 6917.3768 | 7052 |  | 297.0424 | 297.0424 | 297.0424 | 162.3333 | 24.6831 | 118.8573 | 0.011405 | 162.3333
JSC-01 | 2028-03-01 | 3 | 2028 | 2028 | Winter | 162.3333 | 196.6967 | 231.06 | 266.4646 | 292.4684 |  | 7500.8678 | 7183.3727 | 7004.1507 | 6922.6 | 7052 |  | 292.4684 | 292.4684 | 292.4684 | 162.3333 | 26.0038 | 118.8573 | 0.011405 | 162.3333
JSC-01 | 2028-04-01 | 4 | 2028 | 2028 | Spring | 162.3333 | 192.7456 | 223.1579 | 254.4918 | 283.1782 |  | 7400.2182 | 7135.6838 | 6965.0588 | 6853.6797 | 7120 |  | 283.1782 | 283.1782 | 283.1782 | 162.3333 | 28.6863 | 118.8573 | 0.011405 | 162.3333
JSC-01 | 2028-05-01 | 5 | 2028 | 2028 | Spring | 162.3333 | 191.1505 | 219.9677 | 249.6582 | 279.4275 |  | 7400.2182 | 7146.8782 | 6979.6229 | 6867.516 | 7120 |  | 279.4275 | 279.4275 | 279.4275 | 162.3333 | 29.7693 | 118.8573 | 0.011405 | 162.3333
JSC-01 | 2028-06-01 | 6 | 2028 | 2028 | Summer | 162.3333 | 188.0511 | 213.7689 | 240.266 | 272.1396 |  | 7346.6259 | 7104.2696 | 6957.1097 | 6882.5605 | 7188 |  | 272.1396 | 272.1396 | 272.1396 | 162.3333 | 31.8737 | 118.8573 | 0.011405 | 162.3333
JSC-01 | 2028-07-01 | 7 | 2028 | 2028 | Summer | 162.3333 | 187.835 | 213.3366 | 239.611 | 271.6314 |  | 7346.6259 | 7105.8506 | 6958.9718 | 6883.3779 | 7188 |  | 271.6314 | 271.6314 | 271.6314 | 162.3333 | 32.0204 | 118.8573 | 0.011405 | 162.3333
JSC-01 | 2028-08-01 | 8 | 2028 | 2028 | Summer | 162.3333 | 187.835 | 213.3366 | 239.611 | 271.6314 |  | 7346.6259 | 7105.8506 | 6958.9718 | 6883.3779 | 7188 |  | 271.6314 | 271.6314 | 271.6314 | 162.3333 | 32.0204 | 118.8573 | 0.011405 | 162.3333
JSC-01 | 2028-09-01 | 9 | 2028 | 2028 | Summer | 162.3333 | 188.9157 | 215.498 | 242.8858 | 274.1725 |  | 7346.6259 | 7098.0105 | 6949.8592 | 6879.8883 | 7188 |  | 274.1725 | 274.1725 | 274.1725 | 162.3333 | 31.2867 | 118.8573 | 0.011405 | 162.3333
JSC-01 | 2028-10-01 | 10 | 2029 | 2028 | Fall | 162.3333 | 192.8624 | 223.3914 | 254.8455 | 283.4526 |  | 7400.2182 | 7134.8748 | 6964.0197 | 6852.7105 | 7120 |  | 283.4526 | 283.4526 | 283.4526 | 162.3333 | 28.6071 | 118.8573 | 0.011405 | 162.3333
JSC-01 | 2028-11-01 | 11 | 2029 | 2028 | Fall | 162.3333 | 195.1599 | 227.9865 | 261.8078 | 288.855 |  | 7400.2182 | 7119.2236 | 6944.2741 | 6834.7986 | 7120 |  | 288.855 | 288.855 | 288.855 | 162.3333 | 27.0472 | 118.8573 | 0.011405 | 162.3333
JSC-01 | 2028-12-01 | 12 | 2029 | 2028 | Winter | 162.3333 | 198.4258 | 234.5182 | 271.7044 | 296.5342 |  | 7500.8678 | 7171.4593 | 6992.0746 | 6917.8471 | 7052 |  | 296.5342 | 296.5342 | 296.5342 | 162.3333 | 24.8298 | 118.8573 | 0.011405 | 162.3333
JSC-01 | 2029-01-01 | 1 | 2029 | 2029 | Winter | 162.3333 | 199.2903 | 236.2473 | 274.3242 | 300 |  | 7500.8678 | 7165.6303 | 6986.3966 | 6916.1301 | 7052 |  | 300 | 300 | 300 | 162.3333 | 25.6758 | 118.8573 | 0.011405 | 162.3333
JSC-01 | 2029-02-01 | 2 | 2029 | 2029 | Winter | 162.3333 | 198.6419 | 234.9505 | 272.3593 | 297.0424 |  | 7500.8678 | 7169.9941 | 6990.6328 | 6917.3768 | 7052 |  | 297.0424 | 297.0424 | 297.0424 | 162.3333 | 24.6831 | 118.8573 | 0.011405 | 162.3333
JSC-01 | 2029-03-01 | 3 | 2029 | 2029 | Winter | 162.3333 | 196.6967 | 231.06 | 266.4646 | 292.4684 |  | 7500.8678 | 7183.3727 | 7004.1507 | 6922.6 | 7052 |  | 292.4684 | 292.4684 | 292.4684 | 162.3333 | 26.0038 | 118.8573 | 0.011405 | 162.3333
JSC-01 | 2029-04-01 | 4 | 2029 | 2029 | Spring | 162.3333 | 192.7456 | 223.1579 | 254.4918 | 283.1782 |  | 7400.2182 | 7135.6838 | 6965.0588 | 6853.6797 | 7120 |  | 283.1782 | 283.1782 | 283.1782 | 162.3333 | 28.6863 | 118.8573 | 0.011405 | 162.3333
JSC-01 | 2029-05-01 | 5 | 2029 | 2029 | Spring | 162.3333 | 191.1505 | 219.9677 | 249.6582 | 279.4275 |  | 7400.2182 | 7146.8782 | 6979.6229 | 6867.516 | 7120 |  | 279.4275 | 279.4275 | 279.4275 | 162.3333 | 29.7693 | 118.8573 | 0.011405 | 162.3333
JSC-01 | 2029-06-01 | 6 | 2029 | 2029 | Summer | 162.3333 | 188.0511 | 213.7689 | 240.266 | 272.1396 |  | 7346.6259 | 7104.2696 | 6957.1097 | 6882.5605 | 7188 |  | 272.1396 | 272.1396 | 272.1396 | 162.3333 | 31.8737 | 118.8573 | 0.011405 | 162.3333
JSC-01 | 2029-07-01 | 7 | 2029 | 2029 | Summer | 162.3333 | 187.835 | 213.3366 | 239.611 | 271.6314 |  | 7346.6259 | 7105.8506 | 6958.9718 | 6883.3779 | 7188 |  | 271.6314 | 271.6314 | 271.6314 | 162.3333 | 32.0204 | 118.8573 | 0.011405 | 162.3333
JSC-01 | 2029-08-01 | 8 | 2029 | 2029 | Summer | 162.3333 | 187.835 | 213.3366 | 239.611 | 271.6314 |  | 7346.6259 | 7105.8506 | 6958.9718 | 6883.3779 | 7188 |  | 271.6314 | 271.6314 | 271.6314 | 162.3333 | 32.0204 | 118.8573 | 0.011405 | 162.3333
JSC-01 | 2029-09-01 | 9 | 2029 | 2029 | Summer | 162.3333 | 188.9157 | 215.498 | 242.8858 | 274.1725 |  | 7346.6259 | 7098.0105 | 6949.8592 | 6879.8883 | 7188 |  | 274.1725 | 274.1725 | 274.1725 | 162.3333 | 31.2867 | 118.8573 | 0.011405 | 162.3333
JSC-01 | 2029-10-01 | 10 | 2030 | 2029 | Fall | 162.3333 | 192.8624 | 223.3914 | 254.8455 | 283.4526 |  | 7400.2182 | 7134.8748 | 6964.0197 | 6852.7105 | 7120 |  | 283.4526 | 283.4526 | 283.4526 | 162.3333 | 28.6071 | 118.8573 | 0.011405 | 162.3333
JSC-01 | 2029-11-01 | 11 | 2030 | 2029 | Fall | 162.3333 | 195.1599 | 227.9865 | 261.8078 | 288.855 |  | 7400.2182 | 7119.2236 | 6944.2741 | 6834.7986 | 7120 |  | 288.855 | 288.855 | 288.855 | 162.3333 | 27.0472 | 118.8573 | 0.011405 | 162.3333
JSC-01 | 2029-12-01 | 12 | 2030 | 2029 | Winter | 162.3333 | 198.4258 | 234.5182 | 271.7044 | 296.5342 |  | 7500.8678 | 7171.4593 | 6992.0746 | 6917.8471 | 7052 |  | 296.5342 | 296.5342 | 296.5342 | 162.3333 | 24.8298 | 118.8573 | 0.011405 | 162.3333
JSC-01 | 2030-01-01 | 1 | 2030 | 2030 | Winter | 162.3333 | 199.2903 | 236.2473 | 274.3242 | 300 |  | 7500.8678 | 7165.6303 | 6986.3966 | 6916.1301 | 7052 |  | 300 | 300 | 300 | 162.3333 | 25.6758 | 118.8573 | 0.011405 | 162.3333
JSC-01 | 2030-02-01 | 2 | 2030 | 2030 | Winter | 162.3333 | 198.6419 | 234.9505 | 272.3593 | 297.0424 |  | 7500.8678 | 7169.9941 | 6990.6328 | 6917.3768 | 7052 |  | 297.0424 | 297.0424 | 297.0424 | 162.3333 | 24.6831 | 118.8573 | 0.011405 | 162.3333
JSC-01 | 2030-03-01 | 3 | 2030 | 2030 | Winter | 162.3333 | 196.6967 | 231.06 | 266.4646 | 292.4684 |  | 7500.8678 | 7183.3727 | 7004.1507 | 6922.6 | 7052 |  | 292.4684 | 292.4684 | 292.4684 | 162.3333 | 26.0038 | 118.8573 | 0.011405 | 162.3333
JSC-01 | 2030-04-01 | 4 | 2030 | 2030 | Spring | 162.3333 | 192.7456 | 223.1579 | 254.4918 | 283.1782 |  | 7400.2182 | 7135.6838 | 6965.0588 | 6853.6797 | 7120 |  | 283.1782 | 283.1782 | 283.1782 | 162.3333 | 28.6863 | 118.8573 | 0.011405 | 162.3333
JSC-01 | 2030-05-01 | 5 | 2030 | 2030 | Spring | 162.3333 | 191.1505 | 219.9677 | 249.6582 | 279.4275 |  | 7400.2182 | 7146.8782 | 6979.6229 | 6867.516 | 7120 |  | 279.4275 | 279.4275 | 279.4275 | 162.3333 | 29.7693 | 118.8573 | 0.011405 | 162.3333
JSC-01 | 2030-06-01 | 6 | 2030 | 2030 | Summer | 162.3333 | 188.0511 | 213.7689 | 240.266 | 272.1396 |  | 7346.6259 | 7104.2696 | 6957.1097 | 6882.5605 | 7188 |  | 272.1396 | 272.1396 | 272.1396 | 162.3333 | 31.8737 | 118.8573 | 0.011405 | 162.3333
JSC-01 | 2030-07-01 | 7 | 2030 | 2030 | Summer | 162.3333 | 187.835 | 213.3366 | 239.611 | 271.6314 |  | 7346.6259 | 7105.8506 | 6958.9718 | 6883.3779 | 7188 |  | 271.6314 | 271.6314 | 271.6314 | 162.3333 | 32.0204 | 118.8573 | 0.011405 | 162.3333
JSC-01 | 2030-08-01 | 8 | 2030 | 2030 | Summer | 162.3333 | 187.835 | 213.3366 | 239.611 | 271.6314 |  | 7346.6259 | 7105.8506 | 6958.9718 | 6883.3779 | 7188 |  | 271.6314 | 271.6314 | 271.6314 | 162.3333 | 32.0204 | 118.8573 | 0.011405 | 162.3333
JSC-01 | 2030-09-01 | 9 | 2030 | 2030 | Summer | 162.3333 | 188.9157 | 215.498 | 242.8858 | 274.1725 |  | 7346.6259 | 7098.0105 | 6949.8592 | 6879.8883 | 7188 |  | 274.1725 | 274.1725 | 274.1725 | 162.3333 | 31.2867 | 118.8573 | 0.011405 | 162.3333
JSC-01 | 2030-10-01 | 10 | 2031 | 2030 | Fall | 162.3333 | 192.8624 | 223.3914 | 254.8455 | 283.4526 |  | 7400.2182 | 7134.8748 | 6964.0197 | 6852.7105 | 7120 |  | 283.4526 | 283.4526 | 283.4526 | 162.3333 | 28.6071 | 118.8573 | 0.011405 | 162.3333
JSC-01 | 2030-11-01 | 11 | 2031 | 2030 | Fall | 162.3333 | 195.1599 | 227.9865 | 261.8078 | 288.855 |  | 7400.2182 | 7119.2236 | 6944.2741 | 6834.7986 | 7120 |  | 288.855 | 288.855 | 288.855 | 162.3333 | 27.0472 | 118.8573 | 0.011405 | 162.3333
JSC-01 | 2030-12-01 | 12 | 2031 | 2030 | Winter | 162.3333 | 198.4258 | 234.5182 | 271.7044 | 296.5342 |  | 7500.8678 | 7171.4593 | 6992.0746 | 6917.8471 | 7052 |  | 296.5342 | 296.5342 | 296.5342 | 162.3333 | 24.8298 | 118.8573 | 0.011405 | 162.3333
JSC-01 | 2031-01-01 | 1 | 2031 | 2031 | Winter | 162.3333 | 199.2903 | 236.2473 | 274.3242 | 300 |  | 7500.8678 | 7165.6303 | 6986.3966 | 6916.1301 | 7052 |  | 300 | 300 | 300 | 162.3333 | 25.6758 | 118.8573 | 0.011405 | 162.3333
JSC-01 | 2031-02-01 | 2 | 2031 | 2031 | Winter | 162.3333 | 198.6419 | 234.9505 | 272.3593 | 297.0424 |  | 7500.8678 | 7169.9941 | 6990.6328 | 6917.3768 | 7052 |  | 297.0424 | 297.0424 | 297.0424 | 162.3333 | 24.6831 | 118.8573 | 0.011405 | 162.3333
JSC-01 | 2031-03-01 | 3 | 2031 | 2031 | Winter | 162.3333 | 196.6967 | 231.06 | 266.4646 | 292.4684 |  | 7500.8678 | 7183.3727 | 7004.1507 | 6922.6 | 7052 |  | 292.4684 | 292.4684 | 292.4684 | 162.3333 | 26.0038 | 118.8573 | 0.011405 | 162.3333
JSC-01 | 2031-04-01 | 4 | 2031 | 2031 | Spring | 162.3333 | 192.7456 | 223.1579 | 254.4918 | 283.1782 |  | 7400.2182 | 7135.6838 | 6965.0588 | 6853.6797 | 7120 |  | 283.1782 | 283.1782 | 283.1782 | 162.3333 | 28.6863 | 118.8573 | 0.011405 | 162.3333
JSC-01 | 2031-05-01 | 5 | 2031 | 2031 | Spring | 162.3333 | 191.1505 | 219.9677 | 249.6582 | 279.4275 |  | 7400.2182 | 7146.8782 | 6979.6229 | 6867.516 | 7120 |  | 279.4275 | 279.4275 | 279.4275 | 162.3333 | 29.7693 | 118.8573 | 0.011405 | 162.3333
JSC-01 | 2031-06-01 | 6 | 2031 | 2031 | Summer | 162.3333 | 188.0511 | 213.7689 | 240.266 | 272.1396 |  | 7346.6259 | 7104.2696 | 6957.1097 | 6882.5605 | 7188 |  | 272.1396 | 272.1396 | 272.1396 | 162.3333 | 31.8737 | 118.8573 | 0.011405 | 162.3333
JSC-01 | 2031-07-01 | 7 | 2031 | 2031 | Summer | 162.3333 | 187.835 | 213.3366 | 239.611 | 271.6314 |  | 7346.6259 | 7105.8506 | 6958.9718 | 6883.3779 | 7188 |  | 271.6314 | 271.6314 | 271.6314 | 162.3333 | 32.0204 | 118.8573 | 0.011405 | 162.3333
JSC-01 | 2031-08-01 | 8 | 2031 | 2031 | Summer | 162.3333 | 187.835 | 213.3366 | 239.611 | 271.6314 |  | 7346.6259 | 7105.8506 | 6958.9718 | 6883.3779 | 7188 |  | 271.6314 | 271.6314 | 271.6314 | 162.3333 | 32.0204 | 118.8573 | 0.011405 | 162.3333
JSC-01 | 2031-09-01 | 9 | 2031 | 2031 | Summer | 162.3333 | 188.9157 | 215.498 | 242.8858 | 274.1725 |  | 7346.6259 | 7098.0105 | 6949.8592 | 6879.8883 | 7188 |  | 274.1725 | 274.1725 | 274.1725 | 162.3333 | 31.2867 | 118.8573 | 0.011405 | 162.3333
JSC-01 | 2031-10-01 | 10 | 2032 | 2031 | Fall | 162.3333 | 192.8624 | 223.3914 | 254.8455 | 283.4526 |  | 7400.2182 | 7134.8748 | 6964.0197 | 6852.7105 | 7120 |  | 283.4526 | 283.4526 | 283.4526 | 162.3333 | 28.6071 | 118.8573 | 0.011405 | 162.3333
JSC-01 | 2031-11-01 | 11 | 2032 | 2031 | Fall | 162.3333 | 195.1599 | 227.9865 | 261.8078 | 288.855 |  | 7400.2182 | 7119.2236 | 6944.2741 | 6834.7986 | 7120 |  | 288.855 | 288.855 | 288.855 | 162.3333 | 27.0472 | 118.8573 | 0.011405 | 162.3333
JSC-01 | 2031-12-01 | 12 | 2032 | 2031 | Winter | 162.3333 | 198.4258 | 234.5182 | 271.7044 | 296.5342 |  | 7500.8678 | 7171.4593 | 6992.0746 | 6917.8471 | 7052 |  | 296.5342 | 296.5342 | 296.5342 | 162.3333 | 24.8298 | 118.8573 | 0.011405 | 162.3333
JSC-01 | 2032-01-01 | 1 | 2032 | 2032 | Winter | 162.3333 | 199.2903 | 236.2473 | 274.3242 | 300 |  | 7500.8678 | 7165.6303 | 6986.3966 | 6916.1301 | 7052 |  | 300 | 300 | 300 | 162.3333 | 25.6758 | 118.8573 | 0.011405 | 162.3333
JSC-01 | 2032-02-01 | 2 | 2032 | 2032 | Winter | 162.3333 | 198.6419 | 234.9505 | 272.3593 | 297.0424 |  | 7500.8678 | 7169.9941 | 6990.6328 | 6917.3768 | 7052 |  | 297.0424 | 297.0424 | 297.0424 | 162.3333 | 24.6831 | 118.8573 | 0.011405 | 162.3333
JSC-01 | 2032-03-01 | 3 | 2032 | 2032 | Winter | 162.3333 | 196.6967 | 231.06 | 266.4646 | 292.4684 |  | 7500.8678 | 7183.3727 | 7004.1507 | 6922.6 | 7052 |  | 292.4684 | 292.4684 | 292.4684 | 162.3333 | 26.0038 | 118.8573 | 0.011405 | 162.3333
JSC-01 | 2032-04-01 | 4 | 2032 | 2032 | Spring | 162.3333 | 192.7456 | 223.1579 | 254.4918 | 283.1782 |  | 7400.2182 | 7135.6838 | 6965.0588 | 6853.6797 | 7120 |  | 283.1782 | 283.1782 | 283.1782 | 162.3333 | 28.6863 | 118.8573 | 0.011405 | 162.3333
JSC-01 | 2032-05-01 | 5 | 2032 | 2032 | Spring | 162.3333 | 191.1505 | 219.9677 | 249.6582 | 279.4275 |  | 7400.2182 | 7146.8782 | 6979.6229 | 6867.516 | 7120 |  | 279.4275 | 279.4275 | 279.4275 | 162.3333 | 29.7693 | 118.8573 | 0.011405 | 162.3333
JSC-01 | 2032-06-01 | 6 | 2032 | 2032 | Summer | 162.3333 | 188.0511 | 213.7689 | 240.266 | 272.1396 |  | 7346.6259 | 7104.2696 | 6957.1097 | 6882.5605 | 7188 |  | 272.1396 | 272.1396 | 272.1396 | 162.3333 | 31.8737 | 118.8573 | 0.011405 | 162.3333
JSC-01 | 2032-07-01 | 7 | 2032 | 2032 | Summer | 162.3333 | 187.835 | 213.3366 | 239.611 | 271.6314 |  | 7346.6259 | 7105.8506 | 6958.9718 | 6883.3779 | 7188 |  | 271.6314 | 271.6314 | 271.6314 | 162.3333 | 32.0204 | 118.8573 | 0.011405 | 162.3333
JSC-01 | 2032-08-01 | 8 | 2032 | 2032 | Summer | 162.3333 | 187.835 | 213.3366 | 239.611 | 271.6314 |  | 7346.6259 | 7105.8506 | 6958.9718 | 6883.3779 | 7188 |  | 271.6314 | 271.6314 | 271.6314 | 162.3333 | 32.0204 | 118.8573 | 0.011405 | 162.3333
JSC-01 | 2032-09-01 | 9 | 2032 | 2032 | Summer | 162.3333 | 188.9157 | 215.498 | 242.8858 | 274.1725 |  | 7346.6259 | 7098.0105 | 6949.8592 | 6879.8883 | 7188 |  | 274.1725 | 274.1725 | 274.1725 | 162.3333 | 31.2867 | 118.8573 | 0.011405 | 162.3333
JSC-01 | 2032-10-01 | 10 | 2033 | 2032 | Fall | 162.3333 | 192.8624 | 223.3914 | 254.8455 | 283.4526 |  | 7400.2182 | 7134.8748 | 6964.0197 | 6852.7105 | 7120 |  | 283.4526 | 283.4526 | 283.4526 | 162.3333 | 28.6071 | 118.8573 | 0.011405 | 162.3333
JSC-01 | 2032-11-01 | 11 | 2033 | 2032 | Fall | 162.3333 | 195.1599 | 227.9865 | 261.8078 | 288.855 |  | 7400.2182 | 7119.2236 | 6944.2741 | 6834.7986 | 7120 |  | 288.855 | 288.855 | 288.855 | 162.3333 | 27.0472 | 118.8573 | 0.011405 | 162.3333
JSC-01 | 2032-12-01 | 12 | 2033 | 2032 | Winter | 162.3333 | 198.4258 | 234.5182 | 271.7044 | 296.5342 |  | 7500.8678 | 7171.4593 | 6992.0746 | 6917.8471 | 7052 |  | 296.5342 | 296.5342 | 296.5342 | 162.3333 | 24.8298 | 118.8573 | 0.011405 | 162.3333
JSC-01 | 2033-01-01 | 1 | 2033 | 2033 | Winter | 162.3333 | 199.2903 | 236.2473 | 274.3242 | 300 |  | 7500.8678 | 7165.6303 | 6986.3966 | 6916.1301 | 7052 |  | 300 | 300 | 300 | 162.3333 | 25.6758 | 118.8573 | 0.011405 | 162.3333
JSC-01 | 2033-02-01 | 2 | 2033 | 2033 | Winter | 162.3333 | 198.6419 | 234.9505 | 272.3593 | 297.0424 |  | 7500.8678 | 7169.9941 | 6990.6328 | 6917.3768 | 7052 |  | 297.0424 | 297.0424 | 297.0424 | 162.3333 | 24.6831 | 118.8573 | 0.011405 | 162.3333
JSC-01 | 2033-03-01 | 3 | 2033 | 2033 | Winter | 162.3333 | 196.6967 | 231.06 | 266.4646 | 292.4684 |  | 7500.8678 | 7183.3727 | 7004.1507 | 6922.6 | 7052 |  | 292.4684 | 292.4684 | 292.4684 | 162.3333 | 26.0038 | 118.8573 | 0.011405 | 162.3333
JSC-01 | 2033-04-01 | 4 | 2033 | 2033 | Spring | 162.3333 | 192.7456 | 223.1579 | 254.4918 | 283.1782 |  | 7400.2182 | 7135.6838 | 6965.0588 | 6853.6797 | 7120 |  | 283.1782 | 283.1782 | 283.1782 | 162.3333 | 28.6863 | 118.8573 | 0.011405 | 162.3333
JSC-01 | 2033-05-01 | 5 | 2033 | 2033 | Spring | 162.3333 | 191.1505 | 219.9677 | 249.6582 | 279.4275 |  | 7400.2182 | 7146.8782 | 6979.6229 | 6867.516 | 7120 |  | 279.4275 | 279.4275 | 279.4275 | 162.3333 | 29.7693 | 118.8573 | 0.011405 | 162.3333
JSC-01 | 2033-06-01 | 6 | 2033 | 2033 | Summer | 162.3333 | 188.0511 | 213.7689 | 240.266 | 272.1396 |  | 7346.6259 | 7104.2696 | 6957.1097 | 6882.5605 | 7188 |  | 272.1396 | 272.1396 | 272.1396 | 162.3333 | 31.8737 | 118.8573 | 0.011405 | 162.3333
JSC-01 | 2033-07-01 | 7 | 2033 | 2033 | Summer | 162.3333 | 187.835 | 213.3366 | 239.611 | 271.6314 |  | 7346.6259 | 7105.8506 | 6958.9718 | 6883.3779 | 7188 |  | 271.6314 | 271.6314 | 271.6314 | 162.3333 | 32.0204 | 118.8573 | 0.011405 | 162.3333
JSC-01 | 2033-08-01 | 8 | 2033 | 2033 | Summer | 162.3333 | 187.835 | 213.3366 | 239.611 | 271.6314 |  | 7346.6259 | 7105.8506 | 6958.9718 | 6883.3779 | 7188 |  | 271.6314 | 271.6314 | 271.6314 | 162.3333 | 32.0204 | 118.8573 | 0.011405 | 162.3333
JSC-01 | 2033-09-01 | 9 | 2033 | 2033 | Summer | 162.3333 | 188.9157 | 215.498 | 242.8858 | 274.1725 |  | 7346.6259 | 7098.0105 | 6949.8592 | 6879.8883 | 7188 |  | 274.1725 | 274.1725 | 274.1725 | 162.3333 | 31.2867 | 118.8573 | 0.011405 | 162.3333
JSC-01 | 2033-10-01 | 10 | 2034 | 2033 | Fall | 162.3333 | 192.8624 | 223.3914 | 254.8455 | 283.4526 |  | 7400.2182 | 7134.8748 | 6964.0197 | 6852.7105 | 7120 |  | 283.4526 | 283.4526 | 283.4526 | 162.3333 | 28.6071 | 118.8573 | 0.011405 | 162.3333
JSC-01 | 2033-11-01 | 11 | 2034 | 2033 | Fall | 162.3333 | 195.1599 | 227.9865 | 261.8078 | 288.855 |  | 7400.2182 | 7119.2236 | 6944.2741 | 6834.7986 | 7120 |  | 288.855 | 288.855 | 288.855 | 162.3333 | 27.0472 | 118.8573 | 0.011405 | 162.3333
JSC-01 | 2033-12-01 | 12 | 2034 | 2033 | Winter | 162.3333 | 198.4258 | 234.5182 | 271.7044 | 296.5342 |  | 7500.8678 | 7171.4593 | 6992.0746 | 6917.8471 | 7052 |  | 296.5342 | 296.5342 | 296.5342 | 162.3333 | 24.8298 | 118.8573 | 0.011405 | 162.3333
JSC-01 | 2034-01-01 | 1 | 2034 | 2034 | Winter | 162.3333 | 199.2903 | 236.2473 | 274.3242 | 300 |  | 7500.8678 | 7165.6303 | 6986.3966 | 6916.1301 | 7052 |  | 300 | 300 | 300 | 162.3333 | 25.6758 | 118.8573 | 0.011405 | 162.3333
JSC-01 | 2034-02-01 | 2 | 2034 | 2034 | Winter | 162.3333 | 198.6419 | 234.9505 | 272.3593 | 297.0424 |  | 7500.8678 | 7169.9941 | 6990.6328 | 6917.3768 | 7052 |  | 297.0424 | 297.0424 | 297.0424 | 162.3333 | 24.6831 | 118.8573 | 0.011405 | 162.3333
JSC-01 | 2034-03-01 | 3 | 2034 | 2034 | Winter | 162.3333 | 196.6967 | 231.06 | 266.4646 | 292.4684 |  | 7500.8678 | 7183.3727 | 7004.1507 | 6922.6 | 7052 |  | 292.4684 | 292.4684 | 292.4684 | 162.3333 | 26.0038 | 118.8573 | 0.011405 | 162.3333
JSC-01 | 2034-04-01 | 4 | 2034 | 2034 | Spring | 162.3333 | 192.7456 | 223.1579 | 254.4918 | 283.1782 |  | 7400.2182 | 7135.6838 | 6965.0588 | 6853.6797 | 7120 |  | 283.1782 | 283.1782 | 283.1782 | 162.3333 | 28.6863 | 118.8573 | 0.011405 | 162.3333
JSC-01 | 2034-05-01 | 5 | 2034 | 2034 | Spring | 162.3333 | 191.1505 | 219.9677 | 249.6582 | 279.4275 |  | 7400.2182 | 7146.8782 | 6979.6229 | 6867.516 | 7120 |  | 279.4275 | 279.4275 | 279.4275 | 162.3333 | 29.7693 | 118.8573 | 0.011405 | 162.3333
JSC-01 | 2034-06-01 | 6 | 2034 | 2034 | Summer | 162.3333 | 188.0511 | 213.7689 | 240.266 | 272.1396 |  | 7346.6259 | 7104.2696 | 6957.1097 | 6882.5605 | 7188 |  | 272.1396 | 272.1396 | 272.1396 | 162.3333 | 31.8737 | 118.8573 | 0.011405 | 162.3333
JSC-01 | 2034-07-01 | 7 | 2034 | 2034 | Summer | 162.3333 | 187.835 | 213.3366 | 239.611 | 271.6314 |  | 7346.6259 | 7105.8506 | 6958.9718 | 6883.3779 | 7188 |  | 271.6314 | 271.6314 | 271.6314 | 162.3333 | 32.0204 | 118.8573 | 0.011405 | 162.3333
JSC-01 | 2034-08-01 | 8 | 2034 | 2034 | Summer | 162.3333 | 187.835 | 213.3366 | 239.611 | 271.6314 |  | 7346.6259 | 7105.8506 | 6958.9718 | 6883.3779 | 7188 |  | 271.6314 | 271.6314 | 271.6314 | 162.3333 | 32.0204 | 118.8573 | 0.011405 | 162.3333
JSC-01 | 2034-09-01 | 9 | 2034 | 2034 | Summer | 162.3333 | 188.9157 | 215.498 | 242.8858 | 274.1725 |  | 7346.6259 | 7098.0105 | 6949.8592 | 6879.8883 | 7188 |  | 274.1725 | 274.1725 | 274.1725 | 162.3333 | 31.2867 | 118.8573 | 0.011405 | 162.3333
JSC-01 | 2034-10-01 | 10 | 2035 | 2034 | Fall | 162.3333 | 192.8624 | 223.3914 | 254.8455 | 283.4526 |  | 7400.2182 | 7134.8748 | 6964.0197 | 6852.7105 | 7120 |  | 283.4526 | 283.4526 | 283.4526 | 162.3333 | 28.6071 | 118.8573 | 0.011405 | 162.3333
JSC-01 | 2034-11-01 | 11 | 2035 | 2034 | Fall | 162.3333 | 195.1599 | 227.9865 | 261.8078 | 288.855 |  | 7400.2182 | 7119.2236 | 6944.2741 | 6834.7986 | 7120 |  | 288.855 | 288.855 | 288.855 | 162.3333 | 27.0472 | 118.8573 | 0.011405 | 162.3333
JSC-01 | 2034-12-01 | 12 | 2035 | 2034 | Winter | 162.3333 | 198.4258 | 234.5182 | 271.7044 | 296.5342 |  | 7500.8678 | 7171.4593 | 6992.0746 | 6917.8471 | 7052 |  | 296.5342 | 296.5342 | 296.5342 | 162.3333 | 24.8298 | 118.8573 | 0.011405 | 162.3333
JSC-01 | 2035-01-01 | 1 | 2035 | 2035 | Winter | 162.3333 | 199.2903 | 236.2473 | 274.3242 | 300 |  | 7500.8678 | 7165.6303 | 6986.3966 | 6916.1301 | 7052 |  | 300 | 300 | 300 | 162.3333 | 25.6758 | 118.8573 | 0.011405 | 162.3333
JSC-01 | 2035-02-01 | 2 | 2035 | 2035 | Winter | 162.3333 | 198.6419 | 234.9505 | 272.3593 | 297.0424 |  | 7500.8678 | 7169.9941 | 6990.6328 | 6917.3768 | 7052 |  | 297.0424 | 297.0424 | 297.0424 | 162.3333 | 24.6831 | 118.8573 | 0.011405 | 162.3333
JSC-01 | 2035-03-01 | 3 | 2035 | 2035 | Winter | 162.3333 | 196.6967 | 231.06 | 266.4646 | 292.4684 |  | 7500.8678 | 7183.3727 | 7004.1507 | 6922.6 | 7052 |  | 292.4684 | 292.4684 | 292.4684 | 162.3333 | 26.0038 | 118.8573 | 0.011405 | 162.3333
JSC-01 | 2035-04-01 | 4 | 2035 | 2035 | Spring | 162.3333 | 192.7456 | 223.1579 | 254.4918 | 283.1782 |  | 7400.2182 | 7135.6838 | 6965.0588 | 6853.6797 | 7120 |  | 283.1782 | 283.1782 | 283.1782 | 162.3333 | 28.6863 | 118.8573 | 0.011405 | 162.3333
JSC-01 | 2035-05-01 | 5 | 2035 | 2035 | Spring | 162.3333 | 191.1505 | 219.9677 | 249.6582 | 279.4275 |  | 7400.2182 | 7146.8782 | 6979.6229 | 6867.516 | 7120 |  | 279.4275 | 279.4275 | 279.4275 | 162.3333 | 29.7693 | 118.8573 | 0.011405 | 162.3333
JSC-01 | 2035-06-01 | 6 | 2035 | 2035 | Summer | 162.3333 | 188.0511 | 213.7689 | 240.266 | 272.1396 |  | 7346.6259 | 7104.2696 | 6957.1097 | 6882.5605 | 7188 |  | 272.1396 | 272.1396 | 272.1396 | 162.3333 | 31.8737 | 118.8573 | 0.011405 | 162.3333
JSC-01 | 2035-07-01 | 7 | 2035 | 2035 | Summer | 162.3333 | 187.835 | 213.3366 | 239.611 | 271.6314 |  | 7346.6259 | 7105.8506 | 6958.9718 | 6883.3779 | 7188 |  | 271.6314 | 271.6314 | 271.6314 | 162.3333 | 32.0204 | 118.8573 | 0.011405 | 162.3333
JSC-01 | 2035-08-01 | 8 | 2035 | 2035 | Summer | 162.3333 | 187.835 | 213.3366 | 239.611 | 271.6314 |  | 7346.6259 | 7105.8506 | 6958.9718 | 6883.3779 | 7188 |  | 271.6314 | 271.6314 | 271.6314 | 162.3333 | 32.0204 | 118.8573 | 0.011405 | 162.3333
JSC-01 | 2035-09-01 | 9 | 2035 | 2035 | Summer | 162.3333 | 188.9157 | 215.498 | 242.8858 | 274.1725 |  | 7346.6259 | 7098.0105 | 6949.8592 | 6879.8883 | 7188 |  | 274.1725 | 274.1725 | 274.1725 | 162.3333 | 31.2867 | 118.8573 | 0.011405 | 162.3333
JSC-01 | 2035-10-01 | 10 | 2036 | 2035 | Fall | 162.3333 | 192.8624 | 223.3914 | 254.8455 | 283.4526 |  | 7400.2182 | 7134.8748 | 6964.0197 | 6852.7105 | 7120 |  | 283.4526 | 283.4526 | 283.4526 | 162.3333 | 28.6071 | 118.8573 | 0.011405 | 162.3333
JSC-01 | 2035-11-01 | 11 | 2036 | 2035 | Fall | 162.3333 | 195.1599 | 227.9865 | 261.8078 | 288.855 |  | 7400.2182 | 7119.2236 | 6944.2741 | 6834.7986 | 7120 |  | 288.855 | 288.855 | 288.855 | 162.3333 | 27.0472 | 118.8573 | 0.011405 | 162.3333
JSC-01 | 2035-12-01 | 12 | 2036 | 2035 | Winter | 162.3333 | 198.4258 | 234.5182 | 271.7044 | 296.5342 |  | 7500.8678 | 7171.4593 | 6992.0746 | 6917.8471 | 7052 |  | 296.5342 | 296.5342 | 296.5342 | 162.3333 | 24.8298 | 118.8573 | 0.011405 | 162.3333
JSC-01 | 2036-01-01 | 1 | 2036 | 2036 | Winter | 162.3333 | 199.2903 | 236.2473 | 274.3242 | 300 |  | 7500.8678 | 7165.6303 | 6986.3966 | 6916.1301 | 7052 |  | 300 | 300 | 300 | 162.3333 | 25.6758 | 118.8573 | 0.011405 | 162.3333
JSC-01 | 2036-02-01 | 2 | 2036 | 2036 | Winter | 162.3333 | 198.6419 | 234.9505 | 272.3593 | 297.0424 |  | 7500.8678 | 7169.9941 | 6990.6328 | 6917.3768 | 7052 |  | 297.0424 | 297.0424 | 297.0424 | 162.3333 | 24.6831 | 118.8573 | 0.011405 | 162.3333
JSC-01 | 2036-03-01 | 3 | 2036 | 2036 | Winter | 162.3333 | 196.6967 | 231.06 | 266.4646 | 292.4684 |  | 7500.8678 | 7183.3727 | 7004.1507 | 6922.6 | 7052 |  | 292.4684 | 292.4684 | 292.4684 | 162.3333 | 26.0038 | 118.8573 | 0.011405 | 162.3333
JSC-01 | 2036-04-01 | 4 | 2036 | 2036 | Spring | 162.3333 | 192.7456 | 223.1579 | 254.4918 | 283.1782 |  | 7400.2182 | 7135.6838 | 6965.0588 | 6853.6797 | 7120 |  | 283.1782 | 283.1782 | 283.1782 | 162.3333 | 28.6863 | 118.8573 | 0.011405 | 162.3333
JSC-01 | 2036-05-01 | 5 | 2036 | 2036 | Spring | 162.3333 | 191.1505 | 219.9677 | 249.6582 | 279.4275 |  | 7400.2182 | 7146.8782 | 6979.6229 | 6867.516 | 7120 |  | 279.4275 | 279.4275 | 279.4275 | 162.3333 | 29.7693 | 118.8573 | 0.011405 | 162.3333
JSC-01 | 2036-06-01 | 6 | 2036 | 2036 | Summer | 162.3333 | 188.0511 | 213.7689 | 240.266 | 272.1396 |  | 7346.6259 | 7104.2696 | 6957.1097 | 6882.5605 | 7188 |  | 272.1396 | 272.1396 | 272.1396 | 162.3333 | 31.8737 | 118.8573 | 0.011405 | 162.3333
JSC-01 | 2036-07-01 | 7 | 2036 | 2036 | Summer | 162.3333 | 187.835 | 213.3366 | 239.611 | 271.6314 |  | 7346.6259 | 7105.8506 | 6958.9718 | 6883.3779 | 7188 |  | 271.6314 | 271.6314 | 271.6314 | 162.3333 | 32.0204 | 118.8573 | 0.011405 | 162.3333
JSC-01 | 2036-08-01 | 8 | 2036 | 2036 | Summer | 162.3333 | 187.835 | 213.3366 | 239.611 | 271.6314 |  | 7346.6259 | 7105.8506 | 6958.9718 | 6883.3779 | 7188 |  | 271.6314 | 271.6314 | 271.6314 | 162.3333 | 32.0204 | 118.8573 | 0.011405 | 162.3333
JSC-01 | 2036-09-01 | 9 | 2036 | 2036 | Summer | 162.3333 | 188.9157 | 215.498 | 242.8858 | 274.1725 |  | 7346.6259 | 7098.0105 | 6949.8592 | 6879.8883 | 7188 |  | 274.1725 | 274.1725 | 274.1725 | 162.3333 | 31.2867 | 118.8573 | 0.011405 | 162.3333
JSC-01 | 2036-10-01 | 10 | 2037 | 2036 | Fall | 162.3333 | 192.8624 | 223.3914 | 254.8455 | 283.4526 |  | 7400.2182 | 7134.8748 | 6964.0197 | 6852.7105 | 7120 |  | 283.4526 | 283.4526 | 283.4526 | 162.3333 | 28.6071 | 118.8573 | 0.011405 | 162.3333
JSC-01 | 2036-11-01 | 11 | 2037 | 2036 | Fall | 162.3333 | 195.1599 | 227.9865 | 261.8078 | 288.855 |  | 7400.2182 | 7119.2236 | 6944.2741 | 6834.7986 | 7120 |  | 288.855 | 288.855 | 288.855 | 162.3333 | 27.0472 | 118.8573 | 0.011405 | 162.3333
JSC-01 | 2036-12-01 | 12 | 2037 | 2036 | Winter | 162.3333 | 198.4258 | 234.5182 | 271.7044 | 296.5342 |  | 7500.8678 | 7171.4593 | 6992.0746 | 6917.8471 | 7052 |  | 296.5342 | 296.5342 | 296.5342 | 162.3333 | 24.8298 | 118.8573 | 0.011405 | 162.3333
JSC-01 | 2037-01-01 | 1 | 2037 | 2037 | Winter | 162.3333 | 199.2903 | 236.2473 | 274.3242 | 300 |  | 7500.8678 | 7165.6303 | 6986.3966 | 6916.1301 | 7052 |  | 300 | 300 | 300 | 162.3333 | 25.6758 | 118.8573 | 0.011405 | 162.3333
JSC-01 | 2037-02-01 | 2 | 2037 | 2037 | Winter | 162.3333 | 198.6419 | 234.9505 | 272.3593 | 297.0424 |  | 7500.8678 | 7169.9941 | 6990.6328 | 6917.3768 | 7052 |  | 297.0424 | 297.0424 | 297.0424 | 162.3333 | 24.6831 | 118.8573 | 0.011405 | 162.3333
JSC-01 | 2037-03-01 | 3 | 2037 | 2037 | Winter | 162.3333 | 196.6967 | 231.06 | 266.4646 | 292.4684 |  | 7500.8678 | 7183.3727 | 7004.1507 | 6922.6 | 7052 |  | 292.4684 | 292.4684 | 292.4684 | 162.3333 | 26.0038 | 118.8573 | 0.011405 | 162.3333
JSC-01 | 2037-04-01 | 4 | 2037 | 2037 | Spring | 162.3333 | 192.7456 | 223.1579 | 254.4918 | 283.1782 |  | 7400.2182 | 7135.6838 | 6965.0588 | 6853.6797 | 7120 |  | 283.1782 | 283.1782 | 283.1782 | 162.3333 | 28.6863 | 118.8573 | 0.011405 | 162.3333
JSC-01 | 2037-05-01 | 5 | 2037 | 2037 | Spring | 162.3333 | 191.1505 | 219.9677 | 249.6582 | 279.4275 |  | 7400.2182 | 7146.8782 | 6979.6229 | 6867.516 | 7120 |  | 279.4275 | 279.4275 | 279.4275 | 162.3333 | 29.7693 | 118.8573 | 0.011405 | 162.3333
JSC-01 | 2037-06-01 | 6 | 2037 | 2037 | Summer | 162.3333 | 188.0511 | 213.7689 | 240.266 | 272.1396 |  | 7346.6259 | 7104.2696 | 6957.1097 | 6882.5605 | 7188 |  | 272.1396 | 272.1396 | 272.1396 | 162.3333 | 31.8737 | 118.8573 | 0.011405 | 162.3333
JSC-01 | 2037-07-01 | 7 | 2037 | 2037 | Summer | 162.3333 | 187.835 | 213.3366 | 239.611 | 271.6314 |  | 7346.6259 | 7105.8506 | 6958.9718 | 6883.3779 | 7188 |  | 271.6314 | 271.6314 | 271.6314 | 162.3333 | 32.0204 | 118.8573 | 0.011405 | 162.3333
JSC-01 | 2037-08-01 | 8 | 2037 | 2037 | Summer | 162.3333 | 187.835 | 213.3366 | 239.611 | 271.6314 |  | 7346.6259 | 7105.8506 | 6958.9718 | 6883.3779 | 7188 |  | 271.6314 | 271.6314 | 271.6314 | 162.3333 | 32.0204 | 118.8573 | 0.011405 | 162.3333
JSC-01 | 2037-09-01 | 9 | 2037 | 2037 | Summer | 162.3333 | 188.9157 | 215.498 | 242.8858 | 274.1725 |  | 7346.6259 | 7098.0105 | 6949.8592 | 6879.8883 | 7188 |  | 274.1725 | 274.1725 | 274.1725 | 162.3333 | 31.2867 | 118.8573 | 0.011405 | 162.3333
JSC-01 | 2037-10-01 | 10 | 2038 | 2037 | Fall | 162.3333 | 192.8624 | 223.3914 | 254.8455 | 283.4526 |  | 7400.2182 | 7134.8748 | 6964.0197 | 6852.7105 | 7120 |  | 283.4526 | 283.4526 | 283.4526 | 162.3333 | 28.6071 | 118.8573 | 0.011405 | 162.3333
JSC-01 | 2037-11-01 | 11 | 2038 | 2037 | Fall | 162.3333 | 195.1599 | 227.9865 | 261.8078 | 288.855 |  | 7400.2182 | 7119.2236 | 6944.2741 | 6834.7986 | 7120 |  | 288.855 | 288.855 | 288.855 | 162.3333 | 27.0472 | 118.8573 | 0.011405 | 162.3333
JSC-01 | 2037-12-01 | 12 | 2038 | 2037 | Winter | 162.3333 | 198.4258 | 234.5182 | 271.7044 | 296.5342 |  | 7500.8678 | 7171.4593 | 6992.0746 | 6917.8471 | 7052 |  | 296.5342 | 296.5342 | 296.5342 | 162.3333 | 24.8298 | 118.8573 | 0.011405 | 162.3333
JSC-01 | 2038-01-01 | 1 | 2038 | 2038 | Winter | 162.3333 | 199.2903 | 236.2473 | 274.3242 | 300 |  | 7500.8678 | 7165.6303 | 6986.3966 | 6916.1301 | 7052 |  | 300 | 300 | 300 | 162.3333 | 25.6758 | 118.8573 | 0.011405 | 162.3333
JSC-01 | 2038-02-01 | 2 | 2038 | 2038 | Winter | 162.3333 | 198.6419 | 234.9505 | 272.3593 | 297.0424 |  | 7500.8678 | 7169.9941 | 6990.6328 | 6917.3768 | 7052 |  | 297.0424 | 297.0424 | 297.0424 | 162.3333 | 24.6831 | 118.8573 | 0.011405 | 162.3333
JSC-01 | 2038-03-01 | 3 | 2038 | 2038 | Winter | 162.3333 | 196.6967 | 231.06 | 266.4646 | 292.4684 |  | 7500.8678 | 7183.3727 | 7004.1507 | 6922.6 | 7052 |  | 292.4684 | 292.4684 | 292.4684 | 162.3333 | 26.0038 | 118.8573 | 0.011405 | 162.3333
JSC-01 | 2038-04-01 | 4 | 2038 | 2038 | Spring | 162.3333 | 192.7456 | 223.1579 | 254.4918 | 283.1782 |  | 7400.2182 | 7135.6838 | 6965.0588 | 6853.6797 | 7120 |  | 283.1782 | 283.1782 | 283.1782 | 162.3333 | 28.6863 | 118.8573 | 0.011405 | 162.3333
JSC-01 | 2038-05-01 | 5 | 2038 | 2038 | Spring | 162.3333 | 191.1505 | 219.9677 | 249.6582 | 279.4275 |  | 7400.2182 | 7146.8782 | 6979.6229 | 6867.516 | 7120 |  | 279.4275 | 279.4275 | 279.4275 | 162.3333 | 29.7693 | 118.8573 | 0.011405 | 162.3333
JSC-01 | 2038-06-01 | 6 | 2038 | 2038 | Summer | 162.3333 | 188.0511 | 213.7689 | 240.266 | 272.1396 |  | 7346.6259 | 7104.2696 | 6957.1097 | 6882.5605 | 7188 |  | 272.1396 | 272.1396 | 272.1396 | 162.3333 | 31.8737 | 118.8573 | 0.011405 | 162.3333
JSC-01 | 2038-07-01 | 7 | 2038 | 2038 | Summer | 162.3333 | 187.835 | 213.3366 | 239.611 | 271.6314 |  | 7346.6259 | 7105.8506 | 6958.9718 | 6883.3779 | 7188 |  | 271.6314 | 271.6314 | 271.6314 | 162.3333 | 32.0204 | 118.8573 | 0.011405 | 162.3333
JSC-01 | 2038-08-01 | 8 | 2038 | 2038 | Summer | 162.3333 | 187.835 | 213.3366 | 239.611 | 271.6314 |  | 7346.6259 | 7105.8506 | 6958.9718 | 6883.3779 | 7188 |  | 271.6314 | 271.6314 | 271.6314 | 162.3333 | 32.0204 | 118.8573 | 0.011405 | 162.3333
JSC-01 | 2038-09-01 | 9 | 2038 | 2038 | Summer | 162.3333 | 188.9157 | 215.498 | 242.8858 | 274.1725 |  | 7346.6259 | 7098.0105 | 6949.8592 | 6879.8883 | 7188 |  | 274.1725 | 274.1725 | 274.1725 | 162.3333 | 31.2867 | 118.8573 | 0.011405 | 162.3333
JSC-01 | 2038-10-01 | 10 | 2039 | 2038 | Fall | 162.3333 | 192.8624 | 223.3914 | 254.8455 | 283.4526 |  | 7400.2182 | 7134.8748 | 6964.0197 | 6852.7105 | 7120 |  | 283.4526 | 283.4526 | 283.4526 | 162.3333 | 28.6071 | 118.8573 | 0.011405 | 162.3333
JSC-01 | 2038-11-01 | 11 | 2039 | 2038 | Fall | 162.3333 | 195.1599 | 227.9865 | 261.8078 | 288.855 |  | 7400.2182 | 7119.2236 | 6944.2741 | 6834.7986 | 7120 |  | 288.855 | 288.855 | 288.855 | 162.3333 | 27.0472 | 118.8573 | 0.011405 | 162.3333
JSC-01 | 2038-12-01 | 12 | 2039 | 2038 | Winter | 162.3333 | 198.4258 | 234.5182 | 271.7044 | 296.5342 |  | 7500.8678 | 7171.4593 | 6992.0746 | 6917.8471 | 7052 |  | 296.5342 | 296.5342 | 296.5342 | 162.3333 | 24.8298 | 118.8573 | 0.011405 | 162.3333
JSC-01 | 2039-01-01 | 1 | 2039 | 2039 | Winter | 162.3333 | 199.2903 | 236.2473 | 274.3242 | 300 |  | 7500.8678 | 7165.6303 | 6986.3966 | 6916.1301 | 7052 |  | 300 | 300 | 300 | 162.3333 | 25.6758 | 118.8573 | 0.011405 | 162.3333
JSC-01 | 2039-02-01 | 2 | 2039 | 2039 | Winter | 162.3333 | 198.6419 | 234.9505 | 272.3593 | 297.0424 |  | 7500.8678 | 7169.9941 | 6990.6328 | 6917.3768 | 7052 |  | 297.0424 | 297.0424 | 297.0424 | 162.3333 | 24.6831 | 118.8573 | 0.011405 | 162.3333
JSC-01 | 2039-03-01 | 3 | 2039 | 2039 | Winter | 162.3333 | 196.6967 | 231.06 | 266.4646 | 292.4684 |  | 7500.8678 | 7183.3727 | 7004.1507 | 6922.6 | 7052 |  | 292.4684 | 292.4684 | 292.4684 | 162.3333 | 26.0038 | 118.8573 | 0.011405 | 162.3333
JSC-01 | 2039-04-01 | 4 | 2039 | 2039 | Spring | 162.3333 | 192.7456 | 223.1579 | 254.4918 | 283.1782 |  | 7400.2182 | 7135.6838 | 6965.0588 | 6853.6797 | 7120 |  | 283.1782 | 283.1782 | 283.1782 | 162.3333 | 28.6863 | 118.8573 | 0.011405 | 162.3333
JSC-01 | 2039-05-01 | 5 | 2039 | 2039 | Spring | 162.3333 | 191.1505 | 219.9677 | 249.6582 | 279.4275 |  | 7400.2182 | 7146.8782 | 6979.6229 | 6867.516 | 7120 |  | 279.4275 | 279.4275 | 279.4275 | 162.3333 | 29.7693 | 118.8573 | 0.011405 | 162.3333
JSC-01 | 2039-06-01 | 6 | 2039 | 2039 | Summer | 162.3333 | 188.0511 | 213.7689 | 240.266 | 272.1396 |  | 7346.6259 | 7104.2696 | 6957.1097 | 6882.5605 | 7188 |  | 272.1396 | 272.1396 | 272.1396 | 162.3333 | 31.8737 | 118.8573 | 0.011405 | 162.3333
JSC-01 | 2039-07-01 | 7 | 2039 | 2039 | Summer | 162.3333 | 187.835 | 213.3366 | 239.611 | 271.6314 |  | 7346.6259 | 7105.8506 | 6958.9718 | 6883.3779 | 7188 |  | 271.6314 | 271.6314 | 271.6314 | 162.3333 | 32.0204 | 118.8573 | 0.011405 | 162.3333
JSC-01 | 2039-08-01 | 8 | 2039 | 2039 | Summer | 162.3333 | 187.835 | 213.3366 | 239.611 | 271.6314 |  | 7346.6259 | 7105.8506 | 6958.9718 | 6883.3779 | 7188 |  | 271.6314 | 271.6314 | 271.6314 | 162.3333 | 32.0204 | 118.8573 | 0.011405 | 162.3333
JSC-01 | 2039-09-01 | 9 | 2039 | 2039 | Summer | 162.3333 | 188.9157 | 215.498 | 242.8858 | 274.1725 |  | 7346.6259 | 7098.0105 | 6949.8592 | 6879.8883 | 7188 |  | 274.1725 | 274.1725 | 274.1725 | 162.3333 | 31.2867 | 118.8573 | 0.011405 | 162.3333
JSC-01 | 2039-10-01 | 10 | 2040 | 2039 | Fall | 162.3333 | 192.8624 | 223.3914 | 254.8455 | 283.4526 |  | 7400.2182 | 7134.8748 | 6964.0197 | 6852.7105 | 7120 |  | 283.4526 | 283.4526 | 283.4526 | 162.3333 | 28.6071 | 118.8573 | 0.011405 | 162.3333
JSC-01 | 2039-11-01 | 11 | 2040 | 2039 | Fall | 162.3333 | 195.1599 | 227.9865 | 261.8078 | 288.855 |  | 7400.2182 | 7119.2236 | 6944.2741 | 6834.7986 | 7120 |  | 288.855 | 288.855 | 288.855 | 162.3333 | 27.0472 | 118.8573 | 0.011405 | 162.3333
JSC-01 | 2039-12-01 | 12 | 2040 | 2039 | Winter | 162.3333 | 198.4258 | 234.5182 | 271.7044 | 296.5342 |  | 7500.8678 | 7171.4593 | 6992.0746 | 6917.8471 | 7052 |  | 296.5342 | 296.5342 | 296.5342 | 162.3333 | 24.8298 | 118.8573 | 0.011405 | 162.3333
JSC-01 | 2040-01-01 | 1 | 2040 | 2040 | Winter | 162.3333 | 199.2903 | 236.2473 | 274.3242 | 300 |  | 7500.8678 | 7165.6303 | 6986.3966 | 6916.1301 | 7052 |  | 300 | 300 | 300 | 162.3333 | 25.6758 | 118.8573 | 0.011405 | 162.3333
JSC-01 | 2040-02-01 | 2 | 2040 | 2040 | Winter | 162.3333 | 198.6419 | 234.9505 | 272.3593 | 297.0424 |  | 7500.8678 | 7169.9941 | 6990.6328 | 6917.3768 | 7052 |  | 297.0424 | 297.0424 | 297.0424 | 162.3333 | 24.6831 | 118.8573 | 0.011405 | 162.3333
JSC-01 | 2040-03-01 | 3 | 2040 | 2040 | Winter | 162.3333 | 196.6967 | 231.06 | 266.4646 | 292.4684 |  | 7500.8678 | 7183.3727 | 7004.1507 | 6922.6 | 7052 |  | 292.4684 | 292.4684 | 292.4684 | 162.3333 | 26.0038 | 118.8573 | 0.011405 | 162.3333
JSC-01 | 2040-04-01 | 4 | 2040 | 2040 | Spring | 162.3333 | 192.7456 | 223.1579 | 254.4918 | 283.1782 |  | 7400.2182 | 7135.6838 | 6965.0588 | 6853.6797 | 7120 |  | 283.1782 | 283.1782 | 283.1782 | 162.3333 | 28.6863 | 118.8573 | 0.011405 | 162.3333
JSC-01 | 2040-05-01 | 5 | 2040 | 2040 | Spring | 162.3333 | 191.1505 | 219.9677 | 249.6582 | 279.4275 |  | 7400.2182 | 7146.8782 | 6979.6229 | 6867.516 | 7120 |  | 279.4275 | 279.4275 | 279.4275 | 162.3333 | 29.7693 | 118.8573 | 0.011405 | 162.3333
JSC-01 | 2040-06-01 | 6 | 2040 | 2040 | Summer | 162.3333 | 188.0511 | 213.7689 | 240.266 | 272.1396 |  | 7346.6259 | 7104.2696 | 6957.1097 | 6882.5605 | 7188 |  | 272.1396 | 272.1396 | 272.1396 | 162.3333 | 31.8737 | 118.8573 | 0.011405 | 162.3333
JSC-01 | 2040-07-01 | 7 | 2040 | 2040 | Summer | 162.3333 | 187.835 | 213.3366 | 239.611 | 271.6314 |  | 7346.6259 | 7105.8506 | 6958.9718 | 6883.3779 | 7188 |  | 271.6314 | 271.6314 | 271.6314 | 162.3333 | 32.0204 | 118.8573 | 0.011405 | 162.3333
JSC-01 | 2040-08-01 | 8 | 2040 | 2040 | Summer | 162.3333 | 187.835 | 213.3366 | 239.611 | 271.6314 |  | 7346.6259 | 7105.8506 | 6958.9718 | 6883.3779 | 7188 |  | 271.6314 | 271.6314 | 271.6314 | 162.3333 | 32.0204 | 118.8573 | 0.011405 | 162.3333
JSC-01 | 2040-09-01 | 9 | 2040 | 2040 | Summer | 162.3333 | 188.9157 | 215.498 | 242.8858 | 274.1725 |  | 7346.6259 | 7098.0105 | 6949.8592 | 6879.8883 | 7188 |  | 274.1725 | 274.1725 | 274.1725 | 162.3333 | 31.2867 | 118.8573 | 0.011405 | 162.3333
JSC-01 | 2040-10-01 | 10 | 2041 | 2040 | Fall | 162.3333 | 192.8624 | 223.3914 | 254.8455 | 283.4526 |  | 7400.2182 | 7134.8748 | 6964.0197 | 6852.7105 | 7120 |  | 283.4526 | 283.4526 | 283.4526 | 162.3333 | 28.6071 | 118.8573 | 0.011405 | 162.3333
JSC-01 | 2040-11-01 | 11 | 2041 | 2040 | Fall | 162.3333 | 195.1599 | 227.9865 | 261.8078 | 288.855 |  | 7400.2182 | 7119.2236 | 6944.2741 | 6834.7986 | 7120 |  | 288.855 | 288.855 | 288.855 | 162.3333 | 27.0472 | 118.8573 | 0.011405 | 162.3333
JSC-01 | 2040-12-01 | 12 | 2041 | 2040 | Winter | 162.3333 | 198.4258 | 234.5182 | 271.7044 | 296.5342 |  | 7500.8678 | 7171.4593 | 6992.0746 | 6917.8471 | 7052 |  | 296.5342 | 296.5342 | 296.5342 | 162.3333 | 24.8298 | 118.8573 | 0.011405 | 162.3333
JSC-01 | 2041-01-01 | 1 | 2041 | 2041 | Winter | 162.3333 | 199.2903 | 236.2473 | 274.3242 | 300 |  | 7500.8678 | 7165.6303 | 6986.3966 | 6916.1301 | 7052 |  | 300 | 300 | 300 | 162.3333 | 25.6758 | 118.8573 | 0.011405 | 162.3333
JSC-01 | 2041-02-01 | 2 | 2041 | 2041 | Winter | 162.3333 | 198.6419 | 234.9505 | 272.3593 | 297.0424 |  | 7500.8678 | 7169.9941 | 6990.6328 | 6917.3768 | 7052 |  | 297.0424 | 297.0424 | 297.0424 | 162.3333 | 24.6831 | 118.8573 | 0.011405 | 162.3333
JSC-01 | 2041-03-01 | 3 | 2041 | 2041 | Winter | 162.3333 | 196.6967 | 231.06 | 266.4646 | 292.4684 |  | 7500.8678 | 7183.3727 | 7004.1507 | 6922.6 | 7052 |  | 292.4684 | 292.4684 | 292.4684 | 162.3333 | 26.0038 | 118.8573 | 0.011405 | 162.3333
JSC-01 | 2041-04-01 | 4 | 2041 | 2041 | Spring | 162.3333 | 192.7456 | 223.1579 | 254.4918 | 283.1782 |  | 7400.2182 | 7135.6838 | 6965.0588 | 6853.6797 | 7120 |  | 283.1782 | 283.1782 | 283.1782 | 162.3333 | 28.6863 | 118.8573 | 0.011405 | 162.3333
JSC-01 | 2041-05-01 | 5 | 2041 | 2041 | Spring | 162.3333 | 191.1505 | 219.9677 | 249.6582 | 279.4275 |  | 7400.2182 | 7146.8782 | 6979.6229 | 6867.516 | 7120 |  | 279.4275 | 279.4275 | 279.4275 | 162.3333 | 29.7693 | 118.8573 | 0.011405 | 162.3333
JSC-01 | 2041-06-01 | 6 | 2041 | 2041 | Summer | 162.3333 | 188.0511 | 213.7689 | 240.266 | 272.1396 |  | 7346.6259 | 7104.2696 | 6957.1097 | 6882.5605 | 7188 |  | 272.1396 | 272.1396 | 272.1396 | 162.3333 | 31.8737 | 118.8573 | 0.011405 | 162.3333
JSC-01 | 2041-07-01 | 7 | 2041 | 2041 | Summer | 162.3333 | 187.835 | 213.3366 | 239.611 | 271.6314 |  | 7346.6259 | 7105.8506 | 6958.9718 | 6883.3779 | 7188 |  | 271.6314 | 271.6314 | 271.6314 | 162.3333 | 32.0204 | 118.8573 | 0.011405 | 162.3333
JSC-01 | 2041-08-01 | 8 | 2041 | 2041 | Summer | 162.3333 | 187.835 | 213.3366 | 239.611 | 271.6314 |  | 7346.6259 | 7105.8506 | 6958.9718 | 6883.3779 | 7188 |  | 271.6314 | 271.6314 | 271.6314 | 162.3333 | 32.0204 | 118.8573 | 0.011405 | 162.3333
JSC-01 | 2041-09-01 | 9 | 2041 | 2041 | Summer | 162.3333 | 188.9157 | 215.498 | 242.8858 | 274.1725 |  | 7346.6259 | 7098.0105 | 6949.8592 | 6879.8883 | 7188 |  | 274.1725 | 274.1725 | 274.1725 | 162.3333 | 31.2867 | 118.8573 | 0.011405 | 162.3333
JSC-01 | 2041-10-01 | 10 | 2042 | 2041 | Fall | 162.3333 | 192.8624 | 223.3914 | 254.8455 | 283.4526 |  | 7400.2182 | 7134.8748 | 6964.0197 | 6852.7105 | 7120 |  | 283.4526 | 283.4526 | 283.4526 | 162.3333 | 28.6071 | 118.8573 | 0.011405 | 162.3333
JSC-01 | 2041-11-01 | 11 | 2042 | 2041 | Fall | 162.3333 | 195.1599 | 227.9865 | 261.8078 | 288.855 |  | 7400.2182 | 7119.2236 | 6944.2741 | 6834.7986 | 7120 |  | 288.855 | 288.855 | 288.855 | 162.3333 | 27.0472 | 118.8573 | 0.011405 | 162.3333
JSC-01 | 2041-12-01 | 12 | 2042 | 2041 | Winter | 162.3333 | 198.4258 | 234.5182 | 271.7044 | 296.5342 |  | 7500.8678 | 7171.4593 | 6992.0746 | 6917.8471 | 7052 |  | 296.5342 | 296.5342 | 296.5342 | 162.3333 | 24.8298 | 118.8573 | 0.011405 | 162.3333
JSC-01 | 2042-01-01 | 1 | 2042 | 2042 | Winter | 162.3333 | 199.2903 | 236.2473 | 274.3242 | 300 |  | 7500.8678 | 7165.6303 | 6986.3966 | 6916.1301 | 7052 |  | 300 | 300 | 300 | 162.3333 | 25.6758 | 118.8573 | 0.011405 | 162.3333
JSC-01 | 2042-02-01 | 2 | 2042 | 2042 | Winter | 162.3333 | 198.6419 | 234.9505 | 272.3593 | 297.0424 |  | 7500.8678 | 7169.9941 | 6990.6328 | 6917.3768 | 7052 |  | 297.0424 | 297.0424 | 297.0424 | 162.3333 | 24.6831 | 118.8573 | 0.011405 | 162.3333
JSC-01 | 2042-03-01 | 3 | 2042 | 2042 | Winter | 162.3333 | 196.6967 | 231.06 | 266.4646 | 292.4684 |  | 7500.8678 | 7183.3727 | 7004.1507 | 6922.6 | 7052 |  | 292.4684 | 292.4684 | 292.4684 | 162.3333 | 26.0038 | 118.8573 | 0.011405 | 162.3333
JSC-01 | 2042-04-01 | 4 | 2042 | 2042 | Spring | 162.3333 | 192.7456 | 223.1579 | 254.4918 | 283.1782 |  | 7400.2182 | 7135.6838 | 6965.0588 | 6853.6797 | 7120 |  | 283.1782 | 283.1782 | 283.1782 | 162.3333 | 28.6863 | 118.8573 | 0.011405 | 162.3333
JSC-01 | 2042-05-01 | 5 | 2042 | 2042 | Spring | 162.3333 | 191.1505 | 219.9677 | 249.6582 | 279.4275 |  | 7400.2182 | 7146.8782 | 6979.6229 | 6867.516 | 7120 |  | 279.4275 | 279.4275 | 279.4275 | 162.3333 | 29.7693 | 118.8573 | 0.011405 | 162.3333
JSC-01 | 2042-06-01 | 6 | 2042 | 2042 | Summer | 162.3333 | 188.0511 | 213.7689 | 240.266 | 272.1396 |  | 7346.6259 | 7104.2696 | 6957.1097 | 6882.5605 | 7188 |  | 272.1396 | 272.1396 | 272.1396 | 162.3333 | 31.8737 | 118.8573 | 0.011405 | 162.3333
JSC-01 | 2042-07-01 | 7 | 2042 | 2042 | Summer | 162.3333 | 187.835 | 213.3366 | 239.611 | 271.6314 |  | 7346.6259 | 7105.8506 | 6958.9718 | 6883.3779 | 7188 |  | 271.6314 | 271.6314 | 271.6314 | 162.3333 | 32.0204 | 118.8573 | 0.011405 | 162.3333
JSC-01 | 2042-08-01 | 8 | 2042 | 2042 | Summer | 162.3333 | 187.835 | 213.3366 | 239.611 | 271.6314 |  | 7346.6259 | 7105.8506 | 6958.9718 | 6883.3779 | 7188 |  | 271.6314 | 271.6314 | 271.6314 | 162.3333 | 32.0204 | 118.8573 | 0.011405 | 162.3333
JSC-01 | 2042-09-01 | 9 | 2042 | 2042 | Summer | 162.3333 | 188.9157 | 215.498 | 242.8858 | 274.1725 |  | 7346.6259 | 7098.0105 | 6949.8592 | 6879.8883 | 7188 |  | 274.1725 | 274.1725 | 274.1725 | 162.3333 | 31.2867 | 118.8573 | 0.011405 | 162.3333
JSC-01 | 2042-10-01 | 10 | 2043 | 2042 | Fall | 162.3333 | 192.8624 | 223.3914 | 254.8455 | 283.4526 |  | 7400.2182 | 7134.8748 | 6964.0197 | 6852.7105 | 7120 |  | 283.4526 | 283.4526 | 283.4526 | 162.3333 | 28.6071 | 118.8573 | 0.011405 | 162.3333
JSC-01 | 2042-11-01 | 11 | 2043 | 2042 | Fall | 162.3333 | 195.1599 | 227.9865 | 261.8078 | 288.855 |  | 7400.2182 | 7119.2236 | 6944.2741 | 6834.7986 | 7120 |  | 288.855 | 288.855 | 288.855 | 162.3333 | 27.0472 | 118.8573 | 0.011405 | 162.3333
JSC-01 | 2042-12-01 | 12 | 2043 | 2042 | Winter | 162.3333 | 198.4258 | 234.5182 | 271.7044 | 296.5342 |  | 7500.8678 | 7171.4593 | 6992.0746 | 6917.8471 | 7052 |  | 296.5342 | 296.5342 | 296.5342 | 162.3333 | 24.8298 | 118.8573 | 0.011405 | 162.3333
JSC-01 | 2043-01-01 | 1 | 2043 | 2043 | Winter | 162.3333 | 199.2903 | 236.2473 | 274.3242 | 300 |  | 7500.8678 | 7165.6303 | 6986.3966 | 6916.1301 | 7052 |  | 300 | 300 | 300 | 162.3333 | 25.6758 | 118.8573 | 0.011405 | 162.3333
JSC-01 | 2043-02-01 | 2 | 2043 | 2043 | Winter | 162.3333 | 198.6419 | 234.9505 | 272.3593 | 297.0424 |  | 7500.8678 | 7169.9941 | 6990.6328 | 6917.3768 | 7052 |  | 297.0424 | 297.0424 | 297.0424 | 162.3333 | 24.6831 | 118.8573 | 0.011405 | 162.3333
JSC-01 | 2043-03-01 | 3 | 2043 | 2043 | Winter | 162.3333 | 196.6967 | 231.06 | 266.4646 | 292.4684 |  | 7500.8678 | 7183.3727 | 7004.1507 | 6922.6 | 7052 |  | 292.4684 | 292.4684 | 292.4684 | 162.3333 | 26.0038 | 118.8573 | 0.011405 | 162.3333
JSC-01 | 2043-04-01 | 4 | 2043 | 2043 | Spring | 162.3333 | 192.7456 | 223.1579 | 254.4918 | 283.1782 |  | 7400.2182 | 7135.6838 | 6965.0588 | 6853.6797 | 7120 |  | 283.1782 | 283.1782 | 283.1782 | 162.3333 | 28.6863 | 118.8573 | 0.011405 | 162.3333
JSC-01 | 2043-05-01 | 5 | 2043 | 2043 | Spring | 162.3333 | 191.1505 | 219.9677 | 249.6582 | 279.4275 |  | 7400.2182 | 7146.8782 | 6979.6229 | 6867.516 | 7120 |  | 279.4275 | 279.4275 | 279.4275 | 162.3333 | 29.7693 | 118.8573 | 0.011405 | 162.3333
JSC-01 | 2043-06-01 | 6 | 2043 | 2043 | Summer | 162.3333 | 188.0511 | 213.7689 | 240.266 | 272.1396 |  | 7346.6259 | 7104.2696 | 6957.1097 | 6882.5605 | 7188 |  | 272.1396 | 272.1396 | 272.1396 | 162.3333 | 31.8737 | 118.8573 | 0.011405 | 162.3333
JSC-01 | 2043-07-01 | 7 | 2043 | 2043 | Summer | 162.3333 | 187.835 | 213.3366 | 239.611 | 271.6314 |  | 7346.6259 | 7105.8506 | 6958.9718 | 6883.3779 | 7188 |  | 271.6314 | 271.6314 | 271.6314 | 162.3333 | 32.0204 | 118.8573 | 0.011405 | 162.3333
JSC-01 | 2043-08-01 | 8 | 2043 | 2043 | Summer | 162.3333 | 187.835 | 213.3366 | 239.611 | 271.6314 |  | 7346.6259 | 7105.8506 | 6958.9718 | 6883.3779 | 7188 |  | 271.6314 | 271.6314 | 271.6314 | 162.3333 | 32.0204 | 118.8573 | 0.011405 | 162.3333
JSC-01 | 2043-09-01 | 9 | 2043 | 2043 | Summer | 162.3333 | 188.9157 | 215.498 | 242.8858 | 274.1725 |  | 7346.6259 | 7098.0105 | 6949.8592 | 6879.8883 | 7188 |  | 274.1725 | 274.1725 | 274.1725 | 162.3333 | 31.2867 | 118.8573 | 0.011405 | 162.3333
JSC-01 | 2043-10-01 | 10 | 2044 | 2043 | Fall | 162.3333 | 192.8624 | 223.3914 | 254.8455 | 283.4526 |  | 7400.2182 | 7134.8748 | 6964.0197 | 6852.7105 | 7120 |  | 283.4526 | 283.4526 | 283.4526 | 162.3333 | 28.6071 | 118.8573 | 0.011405 | 162.3333
JSC-01 | 2043-11-01 | 11 | 2044 | 2043 | Fall | 162.3333 | 195.1599 | 227.9865 | 261.8078 | 288.855 |  | 7400.2182 | 7119.2236 | 6944.2741 | 6834.7986 | 7120 |  | 288.855 | 288.855 | 288.855 | 162.3333 | 27.0472 | 118.8573 | 0.011405 | 162.3333
JSC-01 | 2043-12-01 | 12 | 2044 | 2043 | Winter | 162.3333 | 198.4258 | 234.5182 | 271.7044 | 296.5342 |  | 7500.8678 | 7171.4593 | 6992.0746 | 6917.8471 | 7052 |  | 296.5342 | 296.5342 | 296.5342 | 162.3333 | 24.8298 | 118.8573 | 0.011405 | 162.3333
JSC-01 | 2044-01-01 | 1 | 2044 | 2044 | Winter | 162.3333 | 199.2903 | 236.2473 | 274.3242 | 300 |  | 7500.8678 | 7165.6303 | 6986.3966 | 6916.1301 | 7052 |  | 300 | 300 | 300 | 162.3333 | 25.6758 | 118.8573 | 0.011405 | 162.3333
JSC-01 | 2044-02-01 | 2 | 2044 | 2044 | Winter | 162.3333 | 198.6419 | 234.9505 | 272.3593 | 297.0424 |  | 7500.8678 | 7169.9941 | 6990.6328 | 6917.3768 | 7052 |  | 297.0424 | 297.0424 | 297.0424 | 162.3333 | 24.6831 | 118.8573 | 0.011405 | 162.3333
JSC-01 | 2044-03-01 | 3 | 2044 | 2044 | Winter | 162.3333 | 196.6967 | 231.06 | 266.4646 | 292.4684 |  | 7500.8678 | 7183.3727 | 7004.1507 | 6922.6 | 7052 |  | 292.4684 | 292.4684 | 292.4684 | 162.3333 | 26.0038 | 118.8573 | 0.011405 | 162.3333
JSC-01 | 2044-04-01 | 4 | 2044 | 2044 | Spring | 162.3333 | 192.7456 | 223.1579 | 254.4918 | 283.1782 |  | 7400.2182 | 7135.6838 | 6965.0588 | 6853.6797 | 7120 |  | 283.1782 | 283.1782 | 283.1782 | 162.3333 | 28.6863 | 118.8573 | 0.011405 | 162.3333
JSC-01 | 2044-05-01 | 5 | 2044 | 2044 | Spring | 162.3333 | 191.1505 | 219.9677 | 249.6582 | 279.4275 |  | 7400.2182 | 7146.8782 | 6979.6229 | 6867.516 | 7120 |  | 279.4275 | 279.4275 | 279.4275 | 162.3333 | 29.7693 | 118.8573 | 0.011405 | 162.3333
JSC-01 | 2044-06-01 | 6 | 2044 | 2044 | Summer | 162.3333 | 188.0511 | 213.7689 | 240.266 | 272.1396 |  | 7346.6259 | 7104.2696 | 6957.1097 | 6882.5605 | 7188 |  | 272.1396 | 272.1396 | 272.1396 | 162.3333 | 31.8737 | 118.8573 | 0.011405 | 162.3333
JSC-01 | 2044-07-01 | 7 | 2044 | 2044 | Summer | 162.3333 | 187.835 | 213.3366 | 239.611 | 271.6314 |  | 7346.6259 | 7105.8506 | 6958.9718 | 6883.3779 | 7188 |  | 271.6314 | 271.6314 | 271.6314 | 162.3333 | 32.0204 | 118.8573 | 0.011405 | 162.3333
JSC-01 | 2044-08-01 | 8 | 2044 | 2044 | Summer | 162.3333 | 187.835 | 213.3366 | 239.611 | 271.6314 |  | 7346.6259 | 7105.8506 | 6958.9718 | 6883.3779 | 7188 |  | 271.6314 | 271.6314 | 271.6314 | 162.3333 | 32.0204 | 118.8573 | 0.011405 | 162.3333
JSC-01 | 2044-09-01 | 9 | 2044 | 2044 | Summer | 162.3333 | 188.9157 | 215.498 | 242.8858 | 274.1725 |  | 7346.6259 | 7098.0105 | 6949.8592 | 6879.8883 | 7188 |  | 274.1725 | 274.1725 | 274.1725 | 162.3333 | 31.2867 | 118.8573 | 0.011405 | 162.3333
JSC-01 | 2044-10-01 | 10 | 2045 | 2044 | Fall | 162.3333 | 192.8624 | 223.3914 | 254.8455 | 283.4526 |  | 7400.2182 | 7134.8748 | 6964.0197 | 6852.7105 | 7120 |  | 283.4526 | 283.4526 | 283.4526 | 162.3333 | 28.6071 | 118.8573 | 0.011405 | 162.3333
JSC-01 | 2044-11-01 | 11 | 2045 | 2044 | Fall | 162.3333 | 195.1599 | 227.9865 | 261.8078 | 288.855 |  | 7400.2182 | 7119.2236 | 6944.2741 | 6834.7986 | 7120 |  | 288.855 | 288.855 | 288.855 | 162.3333 | 27.0472 | 118.8573 | 0.011405 | 162.3333
JSC-01 | 2044-12-01 | 12 | 2045 | 2044 | Winter | 162.3333 | 198.4258 | 234.5182 | 271.7044 | 296.5342 |  | 7500.8678 | 7171.4593 | 6992.0746 | 6917.8471 | 7052 |  | 296.5342 | 296.5342 | 296.5342 | 162.3333 | 24.8298 | 118.8573 | 0.011405 | 162.3333
JSC-01 | 2045-01-01 | 1 | 2045 | 2045 | Winter | 162.3333 | 199.2903 | 236.2473 | 274.3242 | 300 |  | 7500.8678 | 7165.6303 | 6986.3966 | 6916.1301 | 7052 |  | 300 | 300 | 300 | 162.3333 | 25.6758 | 118.8573 | 0.011405 | 162.3333
JSC-01 | 2045-02-01 | 2 | 2045 | 2045 | Winter | 162.3333 | 198.6419 | 234.9505 | 272.3593 | 297.0424 |  | 7500.8678 | 7169.9941 | 6990.6328 | 6917.3768 | 7052 |  | 297.0424 | 297.0424 | 297.0424 | 162.3333 | 24.6831 | 118.8573 | 0.011405 | 162.3333
JSC-01 | 2045-03-01 | 3 | 2045 | 2045 | Winter | 162.3333 | 196.6967 | 231.06 | 266.4646 | 292.4684 |  | 7500.8678 | 7183.3727 | 7004.1507 | 6922.6 | 7052 |  | 292.4684 | 292.4684 | 292.4684 | 162.3333 | 26.0038 | 118.8573 | 0.011405 | 162.3333
JSC-01 | 2045-04-01 | 4 | 2045 | 2045 | Spring | 162.3333 | 192.7456 | 223.1579 | 254.4918 | 283.1782 |  | 7400.2182 | 7135.6838 | 6965.0588 | 6853.6797 | 7120 |  | 283.1782 | 283.1782 | 283.1782 | 162.3333 | 28.6863 | 118.8573 | 0.011405 | 162.3333
JSC-01 | 2045-05-01 | 5 | 2045 | 2045 | Spring | 162.3333 | 191.1505 | 219.9677 | 249.6582 | 279.4275 |  | 7400.2182 | 7146.8782 | 6979.6229 | 6867.516 | 7120 |  | 279.4275 | 279.4275 | 279.4275 | 162.3333 | 29.7693 | 118.8573 | 0.011405 | 162.3333
JSC-01 | 2045-06-01 | 6 | 2045 | 2045 | Summer | 162.3333 | 188.0511 | 213.7689 | 240.266 | 272.1396 |  | 7346.6259 | 7104.2696 | 6957.1097 | 6882.5605 | 7188 |  | 272.1396 | 272.1396 | 272.1396 | 162.3333 | 31.8737 | 118.8573 | 0.011405 | 162.3333
JSC-01 | 2045-07-01 | 7 | 2045 | 2045 | Summer | 162.3333 | 187.835 | 213.3366 | 239.611 | 271.6314 |  | 7346.6259 | 7105.8506 | 6958.9718 | 6883.3779 | 7188 |  | 271.6314 | 271.6314 | 271.6314 | 162.3333 | 32.0204 | 118.8573 | 0.011405 | 162.3333
JSC-01 | 2045-08-01 | 8 | 2045 | 2045 | Summer | 162.3333 | 187.835 | 213.3366 | 239.611 | 271.6314 |  | 7346.6259 | 7105.8506 | 6958.9718 | 6883.3779 | 7188 |  | 271.6314 | 271.6314 | 271.6314 | 162.3333 | 32.0204 | 118.8573 | 0.011405 | 162.3333
JSC-01 | 2045-09-01 | 9 | 2045 | 2045 | Summer | 162.3333 | 188.9157 | 215.498 | 242.8858 | 274.1725 |  | 7346.6259 | 7098.0105 | 6949.8592 | 6879.8883 | 7188 |  | 274.1725 | 274.1725 | 274.1725 | 162.3333 | 31.2867 | 118.8573 | 0.011405 | 162.3333
JSC-01 | 2045-10-01 | 10 | 2046 | 2045 | Fall | 162.3333 | 192.8624 | 223.3914 | 254.8455 | 283.4526 |  | 7400.2182 | 7134.8748 | 6964.0197 | 6852.7105 | 7120 |  | 283.4526 | 283.4526 | 283.4526 | 162.3333 | 28.6071 | 118.8573 | 0.011405 | 162.3333
JSC-01 | 2045-11-01 | 11 | 2046 | 2045 | Fall | 162.3333 | 195.1599 | 227.9865 | 261.8078 | 288.855 |  | 7400.2182 | 7119.2236 | 6944.2741 | 6834.7986 | 7120 |  | 288.855 | 288.855 | 288.855 | 162.3333 | 27.0472 | 118.8573 | 0.011405 | 162.3333
JSC-01 | 2045-12-01 | 12 | 2046 | 2045 | Winter | 162.3333 | 198.4258 | 234.5182 | 271.7044 | 296.5342 |  | 7500.8678 | 7171.4593 | 6992.0746 | 6917.8471 | 7052 |  | 296.5342 | 296.5342 | 296.5342 | 162.3333 | 24.8298 | 118.8573 | 0.011405 | 162.3333
JSC-01 | 2046-01-01 | 1 | 2046 | 2046 | Winter | 162.3333 | 199.2903 | 236.2473 | 274.3242 | 300 |  | 7500.8678 | 7165.6303 | 6986.3966 | 6916.1301 | 7052 |  | 300 | 300 | 300 | 162.3333 | 25.6758 | 118.8573 | 0.011405 | 162.3333
JSC-01 | 2046-02-01 | 2 | 2046 | 2046 | Winter | 162.3333 | 198.6419 | 234.9505 | 272.3593 | 297.0424 |  | 7500.8678 | 7169.9941 | 6990.6328 | 6917.3768 | 7052 |  | 297.0424 | 297.0424 | 297.0424 | 162.3333 | 24.6831 | 118.8573 | 0.011405 | 162.3333
JSC-01 | 2046-03-01 | 3 | 2046 | 2046 | Winter | 162.3333 | 196.6967 | 231.06 | 266.4646 | 292.4684 |  | 7500.8678 | 7183.3727 | 7004.1507 | 6922.6 | 7052 |  | 292.4684 | 292.4684 | 292.4684 | 162.3333 | 26.0038 | 118.8573 | 0.011405 | 162.3333
JSC-01 | 2046-04-01 | 4 | 2046 | 2046 | Spring | 162.3333 | 192.7456 | 223.1579 | 254.4918 | 283.1782 |  | 7400.2182 | 7135.6838 | 6965.0588 | 6853.6797 | 7120 |  | 283.1782 | 283.1782 | 283.1782 | 162.3333 | 28.6863 | 118.8573 | 0.011405 | 162.3333
JSC-01 | 2046-05-01 | 5 | 2046 | 2046 | Spring | 162.3333 | 191.1505 | 219.9677 | 249.6582 | 279.4275 |  | 7400.2182 | 7146.8782 | 6979.6229 | 6867.516 | 7120 |  | 279.4275 | 279.4275 | 279.4275 | 162.3333 | 29.7693 | 118.8573 | 0.011405 | 162.3333
JSC-01 | 2046-06-01 | 6 | 2046 | 2046 | Summer | 162.3333 | 188.0511 | 213.7689 | 240.266 | 272.1396 |  | 7346.6259 | 7104.2696 | 6957.1097 | 6882.5605 | 7188 |  | 272.1396 | 272.1396 | 272.1396 | 162.3333 | 31.8737 | 118.8573 | 0.011405 | 162.3333
JSC-01 | 2046-07-01 | 7 | 2046 | 2046 | Summer | 162.3333 | 187.835 | 213.3366 | 239.611 | 271.6314 |  | 7346.6259 | 7105.8506 | 6958.9718 | 6883.3779 | 7188 |  | 271.6314 | 271.6314 | 271.6314 | 162.3333 | 32.0204 | 118.8573 | 0.011405 | 162.3333
JSC-01 | 2046-08-01 | 8 | 2046 | 2046 | Summer | 162.3333 | 187.835 | 213.3366 | 239.611 | 271.6314 |  | 7346.6259 | 7105.8506 | 6958.9718 | 6883.3779 | 7188 |  | 271.6314 | 271.6314 | 271.6314 | 162.3333 | 32.0204 | 118.8573 | 0.011405 | 162.3333
JSC-01 | 2046-09-01 | 9 | 2046 | 2046 | Summer | 162.3333 | 188.9157 | 215.498 | 242.8858 | 274.1725 |  | 7346.6259 | 7098.0105 | 6949.8592 | 6879.8883 | 7188 |  | 274.1725 | 274.1725 | 274.1725 | 162.3333 | 31.2867 | 118.8573 | 0.011405 | 162.3333
JSC-02 | 2016-10-01 | 10 | 2017 | 2016 | Fall | 162.3333 | 192.8624 | 223.3914 | 254.8455 | 283.4526 |  | 7400.2182 | 7134.8748 | 6964.0197 | 6852.7105 | 7120 |  | 283.4526 | 283.4526 | 283.4526 | 162.3333 | 28.6071 | 118.8573 | 0.011405 | 162.3333
JSC-02 | 2016-11-01 | 11 | 2017 | 2016 | Fall | 162.3333 | 195.1599 | 227.9865 | 261.8078 | 288.855 |  | 7400.2182 | 7119.2236 | 6944.2741 | 6834.7986 | 7120 |  | 288.855 | 288.855 | 288.855 | 162.3333 | 27.0472 | 118.8573 | 0.011405 | 162.3333
JSC-02 | 2016-12-01 | 12 | 2017 | 2016 | Winter | 162.3333 | 198.4258 | 234.5182 | 271.7044 | 296.5342 |  | 7500.8678 | 7171.4593 | 6992.0746 | 6917.8471 | 7052 |  | 296.5342 | 296.5342 | 296.5342 | 162.3333 | 24.8298 | 118.8573 | 0.011405 | 162.3333
JSC-02 | 2017-01-01 | 1 | 2017 | 2017 | Winter | 162.3333 | 199.2903 | 236.2473 | 274.3242 | 300 |  | 7500.8678 | 7165.6303 | 6986.3966 | 6916.1301 | 7052 |  | 300 | 300 | 300 | 162.3333 | 25.6758 | 118.8573 | 0.011405 | 162.3333
JSC-02 | 2017-02-01 | 2 | 2017 | 2017 | Winter | 162.3333 | 198.6419 | 234.9505 | 272.3593 | 297.0424 |  | 7500.8678 | 7169.9941 | 6990.6328 | 6917.3768 | 7052 |  | 297.0424 | 297.0424 | 297.0424 | 162.3333 | 24.6831 | 118.8573 | 0.011405 | 162.3333
JSC-02 | 2017-03-01 | 3 | 2017 | 2017 | Winter | 162.3333 | 196.6967 | 231.06 | 266.4646 | 292.4684 |  | 7500.8678 | 7183.3727 | 7004.1507 | 6922.6 | 7052 |  | 292.4684 | 292.4684 | 292.4684 | 162.3333 | 26.0038 | 118.8573 | 0.011405 | 162.3333
JSC-02 | 2017-04-01 | 4 | 2017 | 2017 | Spring | 162.3333 | 192.7456 | 223.1579 | 254.4918 | 283.1782 |  | 7400.2182 | 7135.6838 | 6965.0588 | 6853.6797 | 7120 |  | 283.1782 | 283.1782 | 283.1782 | 162.3333 | 28.6863 | 118.8573 | 0.011405 | 162.3333
JSC-02 | 2017-05-01 | 5 | 2017 | 2017 | Spring | 162.3333 | 191.1505 | 219.9677 | 249.6582 | 279.4275 |  | 7400.2182 | 7146.8782 | 6979.6229 | 6867.516 | 7120 |  | 279.4275 | 279.4275 | 279.4275 | 162.3333 | 29.7693 | 118.8573 | 0.011405 | 162.3333
JSC-02 | 2017-06-01 | 6 | 2017 | 2017 | Summer | 162.3333 | 188.0511 | 213.7689 | 240.266 | 272.1396 |  | 7346.6259 | 7104.2696 | 6957.1097 | 6882.5605 | 7188 |  | 272.1396 | 272.1396 | 272.1396 | 162.3333 | 31.8737 | 118.8573 | 0.011405 | 162.3333
JSC-02 | 2017-07-01 | 7 | 2017 | 2017 | Summer | 162.3333 | 187.835 | 213.3366 | 239.611 | 271.6314 |  | 7346.6259 | 7105.8506 | 6958.9718 | 6883.3779 | 7188 |  | 271.6314 | 271.6314 | 271.6314 | 162.3333 | 32.0204 | 118.8573 | 0.011405 | 162.3333
JSC-02 | 2017-08-01 | 8 | 2017 | 2017 | Summer | 162.3333 | 187.835 | 213.3366 | 239.611 | 271.6314 |  | 7346.6259 | 7105.8506 | 6958.9718 | 6883.3779 | 7188 |  | 271.6314 | 271.6314 | 271.6314 | 162.3333 | 32.0204 | 118.8573 | 0.011405 | 162.3333
JSC-02 | 2017-09-01 | 9 | 2017 | 2017 | Summer | 162.3333 | 188.9157 | 215.498 | 242.8858 | 274.1725 |  | 7346.6259 | 7098.0105 | 6949.8592 | 6879.8883 | 7188 |  | 274.1725 | 274.1725 | 274.1725 | 162.3333 | 31.2867 | 118.8573 | 0.011405 | 162.3333
JSC-02 | 2017-10-01 | 10 | 2018 | 2017 | Fall | 162.3333 | 192.8624 | 223.3914 | 254.8455 | 283.4526 |  | 7400.2182 | 7134.8748 | 6964.0197 | 6852.7105 | 7120 |  | 283.4526 | 283.4526 | 283.4526 | 162.3333 | 28.6071 | 118.8573 | 0.011405 | 162.3333
JSC-02 | 2017-11-01 | 11 | 2018 | 2017 | Fall | 162.3333 | 195.1599 | 227.9865 | 261.8078 | 288.855 |  | 7400.2182 | 7119.2236 | 6944.2741 | 6834.7986 | 7120 |  | 288.855 | 288.855 | 288.855 | 162.3333 | 27.0472 | 118.8573 | 0.011405 | 162.3333
JSC-02 | 2017-12-01 | 12 | 2018 | 2017 | Winter | 162.3333 | 198.4258 | 234.5182 | 271.7044 | 296.5342 |  | 7500.8678 | 7171.4593 | 6992.0746 | 6917.8471 | 7052 |  | 296.5342 | 296.5342 | 296.5342 | 162.3333 | 24.8298 | 118.8573 | 0.011405 | 162.3333
JSC-02 | 2018-01-01 | 1 | 2018 | 2018 | Winter | 162.3333 | 199.2903 | 236.2473 | 274.3242 | 300 |  | 7500.8678 | 7165.6303 | 6986.3966 | 6916.1301 | 7052 |  | 300 | 300 | 300 | 162.3333 | 25.6758 | 118.8573 | 0.011405 | 162.3333
JSC-02 | 2018-02-01 | 2 | 2018 | 2018 | Winter | 162.3333 | 198.6419 | 234.9505 | 272.3593 | 297.0424 |  | 7500.8678 | 7169.9941 | 6990.6328 | 6917.3768 | 7052 |  | 297.0424 | 297.0424 | 297.0424 | 162.3333 | 24.6831 | 118.8573 | 0.011405 | 162.3333
JSC-02 | 2018-03-01 | 3 | 2018 | 2018 | Winter | 162.3333 | 196.6967 | 231.06 | 266.4646 | 292.4684 |  | 7500.8678 | 7183.3727 | 7004.1507 | 6922.6 | 7052 |  | 292.4684 | 292.4684 | 292.4684 | 162.3333 | 26.0038 | 118.8573 | 0.011405 | 162.3333
JSC-02 | 2018-04-01 | 4 | 2018 | 2018 | Spring | 162.3333 | 192.7456 | 223.1579 | 254.4918 | 283.1782 |  | 7400.2182 | 7135.6838 | 6965.0588 | 6853.6797 | 7120 |  | 283.1782 | 283.1782 | 283.1782 | 162.3333 | 28.6863 | 118.8573 | 0.011405 | 162.3333
JSC-02 | 2018-05-01 | 5 | 2018 | 2018 | Spring | 162.3333 | 191.1505 | 219.9677 | 249.6582 | 279.4275 |  | 7400.2182 | 7146.8782 | 6979.6229 | 6867.516 | 7120 |  | 279.4275 | 279.4275 | 279.4275 | 162.3333 | 29.7693 | 118.8573 | 0.011405 | 162.3333
JSC-02 | 2018-06-01 | 6 | 2018 | 2018 | Summer | 162.3333 | 188.0511 | 213.7689 | 240.266 | 272.1396 |  | 7346.6259 | 7104.2696 | 6957.1097 | 6882.5605 | 7188 |  | 272.1396 | 272.1396 | 272.1396 | 162.3333 | 31.8737 | 118.8573 | 0.011405 | 162.3333
JSC-02 | 2018-07-01 | 7 | 2018 | 2018 | Summer | 162.3333 | 187.835 | 213.3366 | 239.611 | 271.6314 |  | 7346.6259 | 7105.8506 | 6958.9718 | 6883.3779 | 7188 |  | 271.6314 | 271.6314 | 271.6314 | 162.3333 | 32.0204 | 118.8573 | 0.011405 | 162.3333
JSC-02 | 2018-08-01 | 8 | 2018 | 2018 | Summer | 162.3333 | 187.835 | 213.3366 | 239.611 | 271.6314 |  | 7346.6259 | 7105.8506 | 6958.9718 | 6883.3779 | 7188 |  | 271.6314 | 271.6314 | 271.6314 | 162.3333 | 32.0204 | 118.8573 | 0.011405 | 162.3333
JSC-02 | 2018-09-01 | 9 | 2018 | 2018 | Summer | 162.3333 | 188.9157 | 215.498 | 242.8858 | 274.1725 |  | 7346.6259 | 7098.0105 | 6949.8592 | 6879.8883 | 7188 |  | 274.1725 | 274.1725 | 274.1725 | 162.3333 | 31.2867 | 118.8573 | 0.011405 | 162.3333
JSC-02 | 2018-10-01 | 10 | 2019 | 2018 | Fall | 162.3333 | 192.8624 | 223.3914 | 254.8455 | 283.4526 |  | 7400.2182 | 7134.8748 | 6964.0197 | 6852.7105 | 7120 |  | 283.4526 | 283.4526 | 283.4526 | 162.3333 | 28.6071 | 118.8573 | 0.011405 | 162.3333
JSC-02 | 2018-11-01 | 11 | 2019 | 2018 | Fall | 162.3333 | 195.1599 | 227.9865 | 261.8078 | 288.855 |  | 7400.2182 | 7119.2236 | 6944.2741 | 6834.7986 | 7120 |  | 288.855 | 288.855 | 288.855 | 162.3333 | 27.0472 | 118.8573 | 0.011405 | 162.3333
JSC-02 | 2018-12-01 | 12 | 2019 | 2018 | Winter | 162.3333 | 198.4258 | 234.5182 | 271.7044 | 296.5342 |  | 7500.8678 | 7171.4593 | 6992.0746 | 6917.8471 | 7052 |  | 296.5342 | 296.5342 | 296.5342 | 162.3333 | 24.8298 | 118.8573 | 0.011405 | 162.3333
JSC-02 | 2019-01-01 | 1 | 2019 | 2019 | Winter | 162.3333 | 199.2903 | 236.2473 | 274.3242 | 300 |  | 7500.8678 | 7165.6303 | 6986.3966 | 6916.1301 | 7052 |  | 300 | 300 | 300 | 162.3333 | 25.6758 | 118.8573 | 0.011405 | 162.3333
JSC-02 | 2019-02-01 | 2 | 2019 | 2019 | Winter | 162.3333 | 198.6419 | 234.9505 | 272.3593 | 297.0424 |  | 7500.8678 | 7169.9941 | 6990.6328 | 6917.3768 | 7052 |  | 297.0424 | 297.0424 | 297.0424 | 162.3333 | 24.6831 | 118.8573 | 0.011405 | 162.3333
JSC-02 | 2019-03-01 | 3 | 2019 | 2019 | Winter | 162.3333 | 196.6967 | 231.06 | 266.4646 | 292.4684 |  | 7500.8678 | 7183.3727 | 7004.1507 | 6922.6 | 7052 |  | 292.4684 | 292.4684 | 292.4684 | 162.3333 | 26.0038 | 118.8573 | 0.011405 | 162.3333
JSC-02 | 2019-04-01 | 4 | 2019 | 2019 | Spring | 162.3333 | 192.7456 | 223.1579 | 254.4918 | 283.1782 |  | 7400.2182 | 7135.6838 | 6965.0588 | 6853.6797 | 7120 |  | 283.1782 | 283.1782 | 283.1782 | 162.3333 | 28.6863 | 118.8573 | 0.011405 | 162.3333
JSC-02 | 2019-05-01 | 5 | 2019 | 2019 | Spring | 162.3333 | 191.1505 | 219.9677 | 249.6582 | 279.4275 |  | 7400.2182 | 7146.8782 | 6979.6229 | 6867.516 | 7120 |  | 279.4275 | 279.4275 | 279.4275 | 162.3333 | 29.7693 | 118.8573 | 0.011405 | 162.3333
JSC-02 | 2019-06-01 | 6 | 2019 | 2019 | Summer | 162.3333 | 188.0511 | 213.7689 | 240.266 | 272.1396 |  | 7346.6259 | 7104.2696 | 6957.1097 | 6882.5605 | 7188 |  | 272.1396 | 272.1396 | 272.1396 | 162.3333 | 31.8737 | 118.8573 | 0.011405 | 162.3333
JSC-02 | 2019-07-01 | 7 | 2019 | 2019 | Summer | 162.3333 | 187.835 | 213.3366 | 239.611 | 271.6314 |  | 7346.6259 | 7105.8506 | 6958.9718 | 6883.3779 | 7188 |  | 271.6314 | 271.6314 | 271.6314 | 162.3333 | 32.0204 | 118.8573 | 0.011405 | 162.3333
JSC-02 | 2019-08-01 | 8 | 2019 | 2019 | Summer | 162.3333 | 187.835 | 213.3366 | 239.611 | 271.6314 |  | 7346.6259 | 7105.8506 | 6958.9718 | 6883.3779 | 7188 |  | 271.6314 | 271.6314 | 271.6314 | 162.3333 | 32.0204 | 118.8573 | 0.011405 | 162.3333
JSC-02 | 2019-09-01 | 9 | 2019 | 2019 | Summer | 162.3333 | 188.9157 | 215.498 | 242.8858 | 274.1725 |  | 7346.6259 | 7098.0105 | 6949.8592 | 6879.8883 | 7188 |  | 274.1725 | 274.1725 | 274.1725 | 162.3333 | 31.2867 | 118.8573 | 0.011405 | 162.3333
JSC-02 | 2019-10-01 | 10 | 2020 | 2019 | Fall | 162.3333 | 192.8624 | 223.3914 | 254.8455 | 283.4526 |  | 7400.2182 | 7134.8748 | 6964.0197 | 6852.7105 | 7120 |  | 283.4526 | 283.4526 | 283.4526 | 162.3333 | 28.6071 | 118.8573 | 0.011405 | 162.3333
JSC-02 | 2019-11-01 | 11 | 2020 | 2019 | Fall | 162.3333 | 195.1599 | 227.9865 | 261.8078 | 288.855 |  | 7400.2182 | 7119.2236 | 6944.2741 | 6834.7986 | 7120 |  | 288.855 | 288.855 | 288.855 | 162.3333 | 27.0472 | 118.8573 | 0.011405 | 162.3333
JSC-02 | 2019-12-01 | 12 | 2020 | 2019 | Winter | 162.3333 | 198.4258 | 234.5182 | 271.7044 | 296.5342 |  | 7500.8678 | 7171.4593 | 6992.0746 | 6917.8471 | 7052 |  | 296.5342 | 296.5342 | 296.5342 | 162.3333 | 24.8298 | 118.8573 | 0.011405 | 162.3333
JSC-02 | 2020-01-01 | 1 | 2020 | 2020 | Winter | 162.3333 | 199.2903 | 236.2473 | 274.3242 | 300 |  | 7500.8678 | 7165.6303 | 6986.3966 | 6916.1301 | 7052 |  | 300 | 300 | 300 | 162.3333 | 25.6758 | 118.8573 | 0.011405 | 162.3333
JSC-02 | 2020-02-01 | 2 | 2020 | 2020 | Winter | 162.3333 | 198.6419 | 234.9505 | 272.3593 | 297.0424 |  | 7500.8678 | 7169.9941 | 6990.6328 | 6917.3768 | 7052 |  | 297.0424 | 297.0424 | 297.0424 | 162.3333 | 24.6831 | 118.8573 | 0.011405 | 162.3333
JSC-02 | 2020-03-01 | 3 | 2020 | 2020 | Winter | 162.3333 | 196.6967 | 231.06 | 266.4646 | 292.4684 |  | 7500.8678 | 7183.3727 | 7004.1507 | 6922.6 | 7052 |  | 292.4684 | 292.4684 | 292.4684 | 162.3333 | 26.0038 | 118.8573 | 0.011405 | 162.3333
JSC-02 | 2020-04-01 | 4 | 2020 | 2020 | Spring | 162.3333 | 192.7456 | 223.1579 | 254.4918 | 283.1782 |  | 7400.2182 | 7135.6838 | 6965.0588 | 6853.6797 | 7120 |  | 283.1782 | 283.1782 | 283.1782 | 162.3333 | 28.6863 | 118.8573 | 0.011405 | 162.3333
JSC-02 | 2020-05-01 | 5 | 2020 | 2020 | Spring | 162.3333 | 191.1505 | 219.9677 | 249.6582 | 279.4275 |  | 7400.2182 | 7146.8782 | 6979.6229 | 6867.516 | 7120 |  | 279.4275 | 279.4275 | 279.4275 | 162.3333 | 29.7693 | 118.8573 | 0.011405 | 162.3333
JSC-02 | 2020-06-01 | 6 | 2020 | 2020 | Summer | 162.3333 | 188.0511 | 213.7689 | 240.266 | 272.1396 |  | 7346.6259 | 7104.2696 | 6957.1097 | 6882.5605 | 7188 |  | 272.1396 | 272.1396 | 272.1396 | 162.3333 | 31.8737 | 118.8573 | 0.011405 | 162.3333
JSC-02 | 2020-07-01 | 7 | 2020 | 2020 | Summer | 162.3333 | 187.835 | 213.3366 | 239.611 | 271.6314 |  | 7346.6259 | 7105.8506 | 6958.9718 | 6883.3779 | 7188 |  | 271.6314 | 271.6314 | 271.6314 | 162.3333 | 32.0204 | 118.8573 | 0.011405 | 162.3333
JSC-02 | 2020-08-01 | 8 | 2020 | 2020 | Summer | 162.3333 | 187.835 | 213.3366 | 239.611 | 271.6314 |  | 7346.6259 | 7105.8506 | 6958.9718 | 6883.3779 | 7188 |  | 271.6314 | 271.6314 | 271.6314 | 162.3333 | 32.0204 | 118.8573 | 0.011405 | 162.3333
JSC-02 | 2020-09-01 | 9 | 2020 | 2020 | Summer | 162.3333 | 188.9157 | 215.498 | 242.8858 | 274.1725 |  | 7346.6259 | 7098.0105 | 6949.8592 | 6879.8883 | 7188 |  | 274.1725 | 274.1725 | 274.1725 | 162.3333 | 31.2867 | 118.8573 | 0.011405 | 162.3333
JSC-02 | 2020-10-01 | 10 | 2021 | 2020 | Fall | 162.3333 | 192.8624 | 223.3914 | 254.8455 | 283.4526 |  | 7400.2182 | 7134.8748 | 6964.0197 | 6852.7105 | 7120 |  | 283.4526 | 283.4526 | 283.4526 | 162.3333 | 28.6071 | 118.8573 | 0.011405 | 162.3333
JSC-02 | 2020-11-01 | 11 | 2021 | 2020 | Fall | 162.3333 | 195.1599 | 227.9865 | 261.8078 | 288.855 |  | 7400.2182 | 7119.2236 | 6944.2741 | 6834.7986 | 7120 |  | 288.855 | 288.855 | 288.855 | 162.3333 | 27.0472 | 118.8573 | 0.011405 | 162.3333
JSC-02 | 2020-12-01 | 12 | 2021 | 2020 | Winter | 162.3333 | 198.4258 | 234.5182 | 271.7044 | 296.5342 |  | 7500.8678 | 7171.4593 | 6992.0746 | 6917.8471 | 7052 |  | 296.5342 | 296.5342 | 296.5342 | 162.3333 | 24.8298 | 118.8573 | 0.011405 | 162.3333
JSC-02 | 2021-01-01 | 1 | 2021 | 2021 | Winter | 162.3333 | 199.2903 | 236.2473 | 274.3242 | 300 |  | 7500.8678 | 7165.6303 | 6986.3966 | 6916.1301 | 7052 |  | 300 | 300 | 300 | 162.3333 | 25.6758 | 118.8573 | 0.011405 | 162.3333
JSC-02 | 2021-02-01 | 2 | 2021 | 2021 | Winter | 162.3333 | 198.6419 | 234.9505 | 272.3593 | 297.0424 |  | 7500.8678 | 7169.9941 | 6990.6328 | 6917.3768 | 7052 |  | 297.0424 | 297.0424 | 297.0424 | 162.3333 | 24.6831 | 118.8573 | 0.011405 | 162.3333
JSC-02 | 2021-03-01 | 3 | 2021 | 2021 | Winter | 162.3333 | 196.6967 | 231.06 | 266.4646 | 292.4684 |  | 7500.8678 | 7183.3727 | 7004.1507 | 6922.6 | 7052 |  | 292.4684 | 292.4684 | 292.4684 | 162.3333 | 26.0038 | 118.8573 | 0.011405 | 162.3333
JSC-02 | 2021-04-01 | 4 | 2021 | 2021 | Spring | 162.3333 | 192.7456 | 223.1579 | 254.4918 | 283.1782 |  | 7400.2182 | 7135.6838 | 6965.0588 | 6853.6797 | 7120 |  | 283.1782 | 283.1782 | 283.1782 | 162.3333 | 28.6863 | 118.8573 | 0.011405 | 162.3333
JSC-02 | 2021-05-01 | 5 | 2021 | 2021 | Spring | 162.3333 | 191.1505 | 219.9677 | 249.6582 | 279.4275 |  | 7400.2182 | 7146.8782 | 6979.6229 | 6867.516 | 7120 |  | 279.4275 | 279.4275 | 279.4275 | 162.3333 | 29.7693 | 118.8573 | 0.011405 | 162.3333
JSC-02 | 2021-06-01 | 6 | 2021 | 2021 | Summer | 162.3333 | 188.0511 | 213.7689 | 240.266 | 272.1396 |  | 7346.6259 | 7104.2696 | 6957.1097 | 6882.5605 | 7188 |  | 272.1396 | 272.1396 | 272.1396 | 162.3333 | 31.8737 | 118.8573 | 0.011405 | 162.3333
JSC-02 | 2021-07-01 | 7 | 2021 | 2021 | Summer | 162.3333 | 187.835 | 213.3366 | 239.611 | 271.6314 |  | 7346.6259 | 7105.8506 | 6958.9718 | 6883.3779 | 7188 |  | 271.6314 | 271.6314 | 271.6314 | 162.3333 | 32.0204 | 118.8573 | 0.011405 | 162.3333
JSC-02 | 2021-08-01 | 8 | 2021 | 2021 | Summer | 162.3333 | 187.835 | 213.3366 | 239.611 | 271.6314 |  | 7346.6259 | 7105.8506 | 6958.9718 | 6883.3779 | 7188 |  | 271.6314 | 271.6314 | 271.6314 | 162.3333 | 32.0204 | 118.8573 | 0.011405 | 162.3333
JSC-02 | 2021-09-01 | 9 | 2021 | 2021 | Summer | 162.3333 | 188.9157 | 215.498 | 242.8858 | 274.1725 |  | 7346.6259 | 7098.0105 | 6949.8592 | 6879.8883 | 7188 |  | 274.1725 | 274.1725 | 274.1725 | 162.3333 | 31.2867 | 118.8573 | 0.011405 | 162.3333
JSC-02 | 2021-10-01 | 10 | 2022 | 2021 | Fall | 162.3333 | 192.8624 | 223.3914 | 254.8455 | 283.4526 |  | 7400.2182 | 7134.8748 | 6964.0197 | 6852.7105 | 7120 |  | 283.4526 | 283.4526 | 283.4526 | 162.3333 | 28.6071 | 118.8573 | 0.011405 | 162.3333
JSC-02 | 2021-11-01 | 11 | 2022 | 2021 | Fall | 162.3333 | 195.1599 | 227.9865 | 261.8078 | 288.855 |  | 7400.2182 | 7119.2236 | 6944.2741 | 6834.7986 | 7120 |  | 288.855 | 288.855 | 288.855 | 162.3333 | 27.0472 | 118.8573 | 0.011405 | 162.3333
JSC-02 | 2021-12-01 | 12 | 2022 | 2021 | Winter | 162.3333 | 198.4258 | 234.5182 | 271.7044 | 296.5342 |  | 7500.8678 | 7171.4593 | 6992.0746 | 6917.8471 | 7052 |  | 296.5342 | 296.5342 | 296.5342 | 162.3333 | 24.8298 | 118.8573 | 0.011405 | 162.3333
JSC-02 | 2022-01-01 | 1 | 2022 | 2022 | Winter | 162.3333 | 199.2903 | 236.2473 | 274.3242 | 300 |  | 7500.8678 | 7165.6303 | 6986.3966 | 6916.1301 | 7052 |  | 300 | 300 | 300 | 162.3333 | 25.6758 | 118.8573 | 0.011405 | 162.3333
JSC-02 | 2022-02-01 | 2 | 2022 | 2022 | Winter | 162.3333 | 198.6419 | 234.9505 | 272.3593 | 297.0424 |  | 7500.8678 | 7169.9941 | 6990.6328 | 6917.3768 | 7052 |  | 297.0424 | 297.0424 | 297.0424 | 162.3333 | 24.6831 | 118.8573 | 0.011405 | 162.3333
JSC-02 | 2022-03-01 | 3 | 2022 | 2022 | Winter | 162.3333 | 196.6967 | 231.06 | 266.4646 | 292.4684 |  | 7500.8678 | 7183.3727 | 7004.1507 | 6922.6 | 7052 |  | 292.4684 | 292.4684 | 292.4684 | 162.3333 | 26.0038 | 118.8573 | 0.011405 | 162.3333
JSC-02 | 2022-04-01 | 4 | 2022 | 2022 | Spring | 162.3333 | 192.7456 | 223.1579 | 254.4918 | 283.1782 |  | 7400.2182 | 7135.6838 | 6965.0588 | 6853.6797 | 7120 |  | 283.1782 | 283.1782 | 283.1782 | 162.3333 | 28.6863 | 118.8573 | 0.011405 | 162.3333
JSC-02 | 2022-05-01 | 5 | 2022 | 2022 | Spring | 162.3333 | 191.1505 | 219.9677 | 249.6582 | 279.4275 |  | 7400.2182 | 7146.8782 | 6979.6229 | 6867.516 | 7120 |  | 279.4275 | 279.4275 | 279.4275 | 162.3333 | 29.7693 | 118.8573 | 0.011405 | 162.3333
JSC-02 | 2022-06-01 | 6 | 2022 | 2022 | Summer | 162.3333 | 188.0511 | 213.7689 | 240.266 | 272.1396 |  | 7346.6259 | 7104.2696 | 6957.1097 | 6882.5605 | 7188 |  | 272.1396 | 272.1396 | 272.1396 | 162.3333 | 31.8737 | 118.8573 | 0.011405 | 162.3333
JSC-02 | 2022-07-01 | 7 | 2022 | 2022 | Summer | 162.3333 | 187.835 | 213.3366 | 239.611 | 271.6314 |  | 7346.6259 | 7105.8506 | 6958.9718 | 6883.3779 | 7188 |  | 271.6314 | 271.6314 | 271.6314 | 162.3333 | 32.0204 | 118.8573 | 0.011405 | 162.3333
JSC-02 | 2022-08-01 | 8 | 2022 | 2022 | Summer | 162.3333 | 187.835 | 213.3366 | 239.611 | 271.6314 |  | 7346.6259 | 7105.8506 | 6958.9718 | 6883.3779 | 7188 |  | 271.6314 | 271.6314 | 271.6314 | 162.3333 | 32.0204 | 118.8573 | 0.011405 | 162.3333
JSC-02 | 2022-09-01 | 9 | 2022 | 2022 | Summer | 162.3333 | 188.9157 | 215.498 | 242.8858 | 274.1725 |  | 7346.6259 | 7098.0105 | 6949.8592 | 6879.8883 | 7188 |  | 274.1725 | 274.1725 | 274.1725 | 162.3333 | 31.2867 | 118.8573 | 0.011405 | 162.3333
JSC-02 | 2022-10-01 | 10 | 2023 | 2022 | Fall | 162.3333 | 192.8624 | 223.3914 | 254.8455 | 283.4526 |  | 7400.2182 | 7134.8748 | 6964.0197 | 6852.7105 | 7120 |  | 283.4526 | 283.4526 | 283.4526 | 162.3333 | 28.6071 | 118.8573 | 0.011405 | 162.3333
JSC-02 | 2022-11-01 | 11 | 2023 | 2022 | Fall | 162.3333 | 195.1599 | 227.9865 | 261.8078 | 288.855 |  | 7400.2182 | 7119.2236 | 6944.2741 | 6834.7986 | 7120 |  | 288.855 | 288.855 | 288.855 | 162.3333 | 27.0472 | 118.8573 | 0.011405 | 162.3333
JSC-02 | 2022-12-01 | 12 | 2023 | 2022 | Winter | 162.3333 | 198.4258 | 234.5182 | 271.7044 | 296.5342 |  | 7500.8678 | 7171.4593 | 6992.0746 | 6917.8471 | 7052 |  | 296.5342 | 296.5342 | 296.5342 | 162.3333 | 24.8298 | 118.8573 | 0.011405 | 162.3333
JSC-02 | 2023-01-01 | 1 | 2023 | 2023 | Winter | 162.3333 | 199.2903 | 236.2473 | 274.3242 | 300 |  | 7500.8678 | 7165.6303 | 6986.3966 | 6916.1301 | 7052 |  | 300 | 300 | 300 | 162.3333 | 25.6758 | 118.8573 | 0.011405 | 162.3333
JSC-02 | 2023-02-01 | 2 | 2023 | 2023 | Winter | 162.3333 | 198.6419 | 234.9505 | 272.3593 | 297.0424 |  | 7500.8678 | 7169.9941 | 6990.6328 | 6917.3768 | 7052 |  | 297.0424 | 297.0424 | 297.0424 | 162.3333 | 24.6831 | 118.8573 | 0.011405 | 162.3333
JSC-02 | 2023-03-01 | 3 | 2023 | 2023 | Winter | 162.3333 | 196.6967 | 231.06 | 266.4646 | 292.4684 |  | 7500.8678 | 7183.3727 | 7004.1507 | 6922.6 | 7052 |  | 292.4684 | 292.4684 | 292.4684 | 162.3333 | 26.0038 | 118.8573 | 0.011405 | 162.3333
JSC-02 | 2023-04-01 | 4 | 2023 | 2023 | Spring | 162.3333 | 192.7456 | 223.1579 | 254.4918 | 283.1782 |  | 7400.2182 | 7135.6838 | 6965.0588 | 6853.6797 | 7120 |  | 283.1782 | 283.1782 | 283.1782 | 162.3333 | 28.6863 | 118.8573 | 0.011405 | 162.3333
JSC-02 | 2023-05-01 | 5 | 2023 | 2023 | Spring | 162.3333 | 191.1505 | 219.9677 | 249.6582 | 279.4275 |  | 7400.2182 | 7146.8782 | 6979.6229 | 6867.516 | 7120 |  | 279.4275 | 279.4275 | 279.4275 | 162.3333 | 29.7693 | 118.8573 | 0.011405 | 162.3333
JSC-02 | 2023-06-01 | 6 | 2023 | 2023 | Summer | 162.3333 | 188.0511 | 213.7689 | 240.266 | 272.1396 |  | 7346.6259 | 7104.2696 | 6957.1097 | 6882.5605 | 7188 |  | 272.1396 | 272.1396 | 272.1396 | 162.3333 | 31.8737 | 118.8573 | 0.011405 | 162.3333
JSC-02 | 2023-07-01 | 7 | 2023 | 2023 | Summer | 162.3333 | 187.835 | 213.3366 | 239.611 | 271.6314 |  | 7346.6259 | 7105.8506 | 6958.9718 | 6883.3779 | 7188 |  | 271.6314 | 271.6314 | 271.6314 | 162.3333 | 32.0204 | 118.8573 | 0.011405 | 162.3333
JSC-02 | 2023-08-01 | 8 | 2023 | 2023 | Summer | 162.3333 | 187.835 | 213.3366 | 239.611 | 271.6314 |  | 7346.6259 | 7105.8506 | 6958.9718 | 6883.3779 | 7188 |  | 271.6314 | 271.6314 | 271.6314 | 162.3333 | 32.0204 | 118.8573 | 0.011405 | 162.3333
JSC-02 | 2023-09-01 | 9 | 2023 | 2023 | Summer | 162.3333 | 188.9157 | 215.498 | 242.8858 | 274.1725 |  | 7346.6259 | 7098.0105 | 6949.8592 | 6879.8883 | 7188 |  | 274.1725 | 274.1725 | 274.1725 | 162.3333 | 31.2867 | 118.8573 | 0.011405 | 162.3333
JSC-02 | 2023-10-01 | 10 | 2024 | 2023 | Fall | 162.3333 | 192.8624 | 223.3914 | 254.8455 | 283.4526 |  | 7400.2182 | 7134.8748 | 6964.0197 | 6852.7105 | 7120 |  | 283.4526 | 283.4526 | 283.4526 | 162.3333 | 28.6071 | 118.8573 | 0.011405 | 162.3333
JSC-02 | 2023-11-01 | 11 | 2024 | 2023 | Fall | 162.3333 | 195.1599 | 227.9865 | 261.8078 | 288.855 |  | 7400.2182 | 7119.2236 | 6944.2741 | 6834.7986 | 7120 |  | 288.855 | 288.855 | 288.855 | 162.3333 | 27.0472 | 118.8573 | 0.011405 | 162.3333
JSC-02 | 2023-12-01 | 12 | 2024 | 2023 | Winter | 162.3333 | 198.4258 | 234.5182 | 271.7044 | 296.5342 |  | 7500.8678 | 7171.4593 | 6992.0746 | 6917.8471 | 7052 |  | 296.5342 | 296.5342 | 296.5342 | 162.3333 | 24.8298 | 118.8573 | 0.011405 | 162.3333
JSC-02 | 2024-01-01 | 1 | 2024 | 2024 | Winter | 162.3333 | 199.2903 | 236.2473 | 274.3242 | 300 |  | 7500.8678 | 7165.6303 | 6986.3966 | 6916.1301 | 7052 |  | 300 | 300 | 300 | 162.3333 | 25.6758 | 118.8573 | 0.011405 | 162.3333
JSC-02 | 2024-02-01 | 2 | 2024 | 2024 | Winter | 162.3333 | 198.6419 | 234.9505 | 272.3593 | 297.0424 |  | 7500.8678 | 7169.9941 | 6990.6328 | 6917.3768 | 7052 |  | 297.0424 | 297.0424 | 297.0424 | 162.3333 | 24.6831 | 118.8573 | 0.011405 | 162.3333
JSC-02 | 2024-03-01 | 3 | 2024 | 2024 | Winter | 162.3333 | 196.6967 | 231.06 | 266.4646 | 292.4684 |  | 7500.8678 | 7183.3727 | 7004.1507 | 6922.6 | 7052 |  | 292.4684 | 292.4684 | 292.4684 | 162.3333 | 26.0038 | 118.8573 | 0.011405 | 162.3333
JSC-02 | 2024-04-01 | 4 | 2024 | 2024 | Spring | 162.3333 | 192.7456 | 223.1579 | 254.4918 | 283.1782 |  | 7400.2182 | 7135.6838 | 6965.0588 | 6853.6797 | 7120 |  | 283.1782 | 283.1782 | 283.1782 | 162.3333 | 28.6863 | 118.8573 | 0.011405 | 162.3333
JSC-02 | 2024-05-01 | 5 | 2024 | 2024 | Spring | 162.3333 | 191.1505 | 219.9677 | 249.6582 | 279.4275 |  | 7400.2182 | 7146.8782 | 6979.6229 | 6867.516 | 7120 |  | 279.4275 | 279.4275 | 279.4275 | 162.3333 | 29.7693 | 118.8573 | 0.011405 | 162.3333
JSC-02 | 2024-06-01 | 6 | 2024 | 2024 | Summer | 162.3333 | 188.0511 | 213.7689 | 240.266 | 272.1396 |  | 7346.6259 | 7104.2696 | 6957.1097 | 6882.5605 | 7188 |  | 272.1396 | 272.1396 | 272.1396 | 162.3333 | 31.8737 | 118.8573 | 0.011405 | 162.3333
JSC-02 | 2024-07-01 | 7 | 2024 | 2024 | Summer | 162.3333 | 187.835 | 213.3366 | 239.611 | 271.6314 |  | 7346.6259 | 7105.8506 | 6958.9718 | 6883.3779 | 7188 |  | 271.6314 | 271.6314 | 271.6314 | 162.3333 | 32.0204 | 118.8573 | 0.011405 | 162.3333
JSC-02 | 2024-08-01 | 8 | 2024 | 2024 | Summer | 162.3333 | 187.835 | 213.3366 | 239.611 | 271.6314 |  | 7346.6259 | 7105.8506 | 6958.9718 | 6883.3779 | 7188 |  | 271.6314 | 271.6314 | 271.6314 | 162.3333 | 32.0204 | 118.8573 | 0.011405 | 162.3333
JSC-02 | 2024-09-01 | 9 | 2024 | 2024 | Summer | 162.3333 | 188.9157 | 215.498 | 242.8858 | 274.1725 |  | 7346.6259 | 7098.0105 | 6949.8592 | 6879.8883 | 7188 |  | 274.1725 | 274.1725 | 274.1725 | 162.3333 | 31.2867 | 118.8573 | 0.011405 | 162.3333
JSC-02 | 2024-10-01 | 10 | 2025 | 2024 | Fall | 162.3333 | 192.8624 | 223.3914 | 254.8455 | 283.4526 |  | 7400.2182 | 7134.8748 | 6964.0197 | 6852.7105 | 7120 |  | 283.4526 | 283.4526 | 283.4526 | 162.3333 | 28.6071 | 118.8573 | 0.011405 | 162.3333
JSC-02 | 2024-11-01 | 11 | 2025 | 2024 | Fall | 162.3333 | 195.1599 | 227.9865 | 261.8078 | 288.855 |  | 7400.2182 | 7119.2236 | 6944.2741 | 6834.7986 | 7120 |  | 288.855 | 288.855 | 288.855 | 162.3333 | 27.0472 | 118.8573 | 0.011405 | 162.3333
JSC-02 | 2024-12-01 | 12 | 2025 | 2024 | Winter | 162.3333 | 198.4258 | 234.5182 | 271.7044 | 296.5342 |  | 7500.8678 | 7171.4593 | 6992.0746 | 6917.8471 | 7052 |  | 296.5342 | 296.5342 | 296.5342 | 162.3333 | 24.8298 | 118.8573 | 0.011405 | 162.3333
JSC-02 | 2025-01-01 | 1 | 2025 | 2025 | Winter | 162.3333 | 199.2903 | 236.2473 | 274.3242 | 300 |  | 7500.8678 | 7165.6303 | 6986.3966 | 6916.1301 | 7052 |  | 300 | 300 | 300 | 162.3333 | 25.6758 | 118.8573 | 0.011405 | 162.3333
JSC-02 | 2025-02-01 | 2 | 2025 | 2025 | Winter | 162.3333 | 198.6419 | 234.9505 | 272.3593 | 297.0424 |  | 7500.8678 | 7169.9941 | 6990.6328 | 6917.3768 | 7052 |  | 297.0424 | 297.0424 | 297.0424 | 162.3333 | 24.6831 | 118.8573 | 0.011405 | 162.3333
JSC-02 | 2025-03-01 | 3 | 2025 | 2025 | Winter | 162.3333 | 196.6967 | 231.06 | 266.4646 | 292.4684 |  | 7500.8678 | 7183.3727 | 7004.1507 | 6922.6 | 7052 |  | 292.4684 | 292.4684 | 292.4684 | 162.3333 | 26.0038 | 118.8573 | 0.011405 | 162.3333
JSC-02 | 2025-04-01 | 4 | 2025 | 2025 | Spring | 162.3333 | 192.7456 | 223.1579 | 254.4918 | 283.1782 |  | 7400.2182 | 7135.6838 | 6965.0588 | 6853.6797 | 7120 |  | 283.1782 | 283.1782 | 283.1782 | 162.3333 | 28.6863 | 118.8573 | 0.011405 | 162.3333
JSC-02 | 2025-05-01 | 5 | 2025 | 2025 | Spring | 162.3333 | 191.1505 | 219.9677 | 249.6582 | 279.4275 |  | 7400.2182 | 7146.8782 | 6979.6229 | 6867.516 | 7120 |  | 279.4275 | 279.4275 | 279.4275 | 162.3333 | 29.7693 | 118.8573 | 0.011405 | 162.3333
JSC-02 | 2025-06-01 | 6 | 2025 | 2025 | Summer | 162.3333 | 188.0511 | 213.7689 | 240.266 | 272.1396 |  | 7346.6259 | 7104.2696 | 6957.1097 | 6882.5605 | 7188 |  | 272.1396 | 272.1396 | 272.1396 | 162.3333 | 31.8737 | 118.8573 | 0.011405 | 162.3333
JSC-02 | 2025-07-01 | 7 | 2025 | 2025 | Summer | 162.3333 | 187.835 | 213.3366 | 239.611 | 271.6314 |  | 7346.6259 | 7105.8506 | 6958.9718 | 6883.3779 | 7188 |  | 271.6314 | 271.6314 | 271.6314 | 162.3333 | 32.0204 | 118.8573 | 0.011405 | 162.3333
JSC-02 | 2025-08-01 | 8 | 2025 | 2025 | Summer | 162.3333 | 187.835 | 213.3366 | 239.611 | 271.6314 |  | 7346.6259 | 7105.8506 | 6958.9718 | 6883.3779 | 7188 |  | 271.6314 | 271.6314 | 271.6314 | 162.3333 | 32.0204 | 118.8573 | 0.011405 | 162.3333
JSC-02 | 2025-09-01 | 9 | 2025 | 2025 | Summer | 162.3333 | 188.9157 | 215.498 | 242.8858 | 274.1725 |  | 7346.6259 | 7098.0105 | 6949.8592 | 6879.8883 | 7188 |  | 274.1725 | 274.1725 | 274.1725 | 162.3333 | 31.2867 | 118.8573 | 0.011405 | 162.3333
JSC-02 | 2025-10-01 | 10 | 2026 | 2025 | Fall | 162.3333 | 192.8624 | 223.3914 | 254.8455 | 283.4526 |  | 7400.2182 | 7134.8748 | 6964.0197 | 6852.7105 | 7120 |  | 283.4526 | 283.4526 | 283.4526 | 162.3333 | 28.6071 | 118.8573 | 0.011405 | 162.3333
JSC-02 | 2025-11-01 | 11 | 2026 | 2025 | Fall | 162.3333 | 195.1599 | 227.9865 | 261.8078 | 288.855 |  | 7400.2182 | 7119.2236 | 6944.2741 | 6834.7986 | 7120 |  | 288.855 | 288.855 | 288.855 | 162.3333 | 27.0472 | 118.8573 | 0.011405 | 162.3333
JSC-02 | 2025-12-01 | 12 | 2026 | 2025 | Winter | 162.3333 | 198.4258 | 234.5182 | 271.7044 | 296.5342 |  | 7500.8678 | 7171.4593 | 6992.0746 | 6917.8471 | 7052 |  | 296.5342 | 296.5342 | 296.5342 | 162.3333 | 24.8298 | 118.8573 | 0.011405 | 162.3333
JSC-02 | 2026-01-01 | 1 | 2026 | 2026 | Winter | 162.3333 | 199.2903 | 236.2473 | 274.3242 | 300 |  | 7500.8678 | 7165.6303 | 6986.3966 | 6916.1301 | 7052 |  | 300 | 300 | 300 | 162.3333 | 25.6758 | 118.8573 | 0.011405 | 162.3333
JSC-02 | 2026-02-01 | 2 | 2026 | 2026 | Winter | 162.3333 | 198.6419 | 234.9505 | 272.3593 | 297.0424 |  | 7500.8678 | 7169.9941 | 6990.6328 | 6917.3768 | 7052 |  | 297.0424 | 297.0424 | 297.0424 | 162.3333 | 24.6831 | 118.8573 | 0.011405 | 162.3333
JSC-02 | 2026-03-01 | 3 | 2026 | 2026 | Winter | 162.3333 | 196.6967 | 231.06 | 266.4646 | 292.4684 |  | 7500.8678 | 7183.3727 | 7004.1507 | 6922.6 | 7052 |  | 292.4684 | 292.4684 | 292.4684 | 162.3333 | 26.0038 | 118.8573 | 0.011405 | 162.3333
JSC-02 | 2026-04-01 | 4 | 2026 | 2026 | Spring | 162.3333 | 192.7456 | 223.1579 | 254.4918 | 283.1782 |  | 7400.2182 | 7135.6838 | 6965.0588 | 6853.6797 | 7120 |  | 283.1782 | 283.1782 | 283.1782 | 162.3333 | 28.6863 | 118.8573 | 0.011405 | 162.3333
JSC-02 | 2026-05-01 | 5 | 2026 | 2026 | Spring | 162.3333 | 191.1505 | 219.9677 | 249.6582 | 279.4275 |  | 7400.2182 | 7146.8782 | 6979.6229 | 6867.516 | 7120 |  | 279.4275 | 279.4275 | 279.4275 | 162.3333 | 29.7693 | 118.8573 | 0.011405 | 162.3333
JSC-02 | 2026-06-01 | 6 | 2026 | 2026 | Summer | 162.3333 | 188.0511 | 213.7689 | 240.266 | 272.1396 |  | 7346.6259 | 7104.2696 | 6957.1097 | 6882.5605 | 7188 |  | 272.1396 | 272.1396 | 272.1396 | 162.3333 | 31.8737 | 118.8573 | 0.011405 | 162.3333
JSC-02 | 2026-07-01 | 7 | 2026 | 2026 | Summer | 162.3333 | 187.835 | 213.3366 | 239.611 | 271.6314 |  | 7346.6259 | 7105.8506 | 6958.9718 | 6883.3779 | 7188 |  | 271.6314 | 271.6314 | 271.6314 | 162.3333 | 32.0204 | 118.8573 | 0.011405 | 162.3333
JSC-02 | 2026-08-01 | 8 | 2026 | 2026 | Summer | 162.3333 | 187.835 | 213.3366 | 239.611 | 271.6314 |  | 7346.6259 | 7105.8506 | 6958.9718 | 6883.3779 | 7188 |  | 271.6314 | 271.6314 | 271.6314 | 162.3333 | 32.0204 | 118.8573 | 0.011405 | 162.3333
JSC-02 | 2026-09-01 | 9 | 2026 | 2026 | Summer | 162.3333 | 188.9157 | 215.498 | 242.8858 | 274.1725 |  | 7346.6259 | 7098.0105 | 6949.8592 | 6879.8883 | 7188 |  | 274.1725 | 274.1725 | 274.1725 | 162.3333 | 31.2867 | 118.8573 | 0.011405 | 162.3333
JSC-02 | 2026-10-01 | 10 | 2027 | 2026 | Fall | 162.3333 | 192.8624 | 223.3914 | 254.8455 | 283.4526 |  | 7400.2182 | 7134.8748 | 6964.0197 | 6852.7105 | 7120 |  | 283.4526 | 283.4526 | 283.4526 | 162.3333 | 28.6071 | 118.8573 | 0.011405 | 162.3333
JSC-02 | 2026-11-01 | 11 | 2027 | 2026 | Fall | 162.3333 | 195.1599 | 227.9865 | 261.8078 | 288.855 |  | 7400.2182 | 7119.2236 | 6944.2741 | 6834.7986 | 7120 |  | 288.855 | 288.855 | 288.855 | 162.3333 | 27.0472 | 118.8573 | 0.011405 | 162.3333
JSC-02 | 2026-12-01 | 12 | 2027 | 2026 | Winter | 162.3333 | 198.4258 | 234.5182 | 271.7044 | 296.5342 |  | 7500.8678 | 7171.4593 | 6992.0746 | 6917.8471 | 7052 |  | 296.5342 | 296.5342 | 296.5342 | 162.3333 | 24.8298 | 118.8573 | 0.011405 | 162.3333
JSC-02 | 2027-01-01 | 1 | 2027 | 2027 | Winter | 162.3333 | 199.2903 | 236.2473 | 274.3242 | 300 |  | 7500.8678 | 7165.6303 | 6986.3966 | 6916.1301 | 7052 |  | 300 | 300 | 300 | 162.3333 | 25.6758 | 118.8573 | 0.011405 | 162.3333
JSC-02 | 2027-02-01 | 2 | 2027 | 2027 | Winter | 162.3333 | 198.6419 | 234.9505 | 272.3593 | 297.0424 |  | 7500.8678 | 7169.9941 | 6990.6328 | 6917.3768 | 7052 |  | 297.0424 | 297.0424 | 297.0424 | 162.3333 | 24.6831 | 118.8573 | 0.011405 | 162.3333
JSC-02 | 2027-03-01 | 3 | 2027 | 2027 | Winter | 162.3333 | 196.6967 | 231.06 | 266.4646 | 292.4684 |  | 7500.8678 | 7183.3727 | 7004.1507 | 6922.6 | 7052 |  | 292.4684 | 292.4684 | 292.4684 | 162.3333 | 26.0038 | 118.8573 | 0.011405 | 162.3333
JSC-02 | 2027-04-01 | 4 | 2027 | 2027 | Spring | 162.3333 | 192.7456 | 223.1579 | 254.4918 | 283.1782 |  | 7400.2182 | 7135.6838 | 6965.0588 | 6853.6797 | 7120 |  | 283.1782 | 283.1782 | 283.1782 | 162.3333 | 28.6863 | 118.8573 | 0.011405 | 162.3333
JSC-02 | 2027-05-01 | 5 | 2027 | 2027 | Spring | 162.3333 | 191.1505 | 219.9677 | 249.6582 | 279.4275 |  | 7400.2182 | 7146.8782 | 6979.6229 | 6867.516 | 7120 |  | 279.4275 | 279.4275 | 279.4275 | 162.3333 | 29.7693 | 118.8573 | 0.011405 | 162.3333
JSC-02 | 2027-06-01 | 6 | 2027 | 2027 | Summer | 162.3333 | 188.0511 | 213.7689 | 240.266 | 272.1396 |  | 7346.6259 | 7104.2696 | 6957.1097 | 6882.5605 | 7188 |  | 272.1396 | 272.1396 | 272.1396 | 162.3333 | 31.8737 | 118.8573 | 0.011405 | 162.3333
JSC-02 | 2027-07-01 | 7 | 2027 | 2027 | Summer | 162.3333 | 187.835 | 213.3366 | 239.611 | 271.6314 |  | 7346.6259 | 7105.8506 | 6958.9718 | 6883.3779 | 7188 |  | 271.6314 | 271.6314 | 271.6314 | 162.3333 | 32.0204 | 118.8573 | 0.011405 | 162.3333
JSC-02 | 2027-08-01 | 8 | 2027 | 2027 | Summer | 162.3333 | 187.835 | 213.3366 | 239.611 | 271.6314 |  | 7346.6259 | 7105.8506 | 6958.9718 | 6883.3779 | 7188 |  | 271.6314 | 271.6314 | 271.6314 | 162.3333 | 32.0204 | 118.8573 | 0.011405 | 162.3333
JSC-02 | 2027-09-01 | 9 | 2027 | 2027 | Summer | 162.3333 | 188.9157 | 215.498 | 242.8858 | 274.1725 |  | 7346.6259 | 7098.0105 | 6949.8592 | 6879.8883 | 7188 |  | 274.1725 | 274.1725 | 274.1725 | 162.3333 | 31.2867 | 118.8573 | 0.011405 | 162.3333
JSC-02 | 2027-10-01 | 10 | 2028 | 2027 | Fall | 162.3333 | 192.8624 | 223.3914 | 254.8455 | 283.4526 |  | 7400.2182 | 7134.8748 | 6964.0197 | 6852.7105 | 7120 |  | 283.4526 | 283.4526 | 283.4526 | 162.3333 | 28.6071 | 118.8573 | 0.011405 | 162.3333
JSC-02 | 2027-11-01 | 11 | 2028 | 2027 | Fall | 162.3333 | 195.1599 | 227.9865 | 261.8078 | 288.855 |  | 7400.2182 | 7119.2236 | 6944.2741 | 6834.7986 | 7120 |  | 288.855 | 288.855 | 288.855 | 162.3333 | 27.0472 | 118.8573 | 0.011405 | 162.3333
JSC-02 | 2027-12-01 | 12 | 2028 | 2027 | Winter | 162.3333 | 198.4258 | 234.5182 | 271.7044 | 296.5342 |  | 7500.8678 | 7171.4593 | 6992.0746 | 6917.8471 | 7052 |  | 296.5342 | 296.5342 | 296.5342 | 162.3333 | 24.8298 | 118.8573 | 0.011405 | 162.3333
JSC-02 | 2028-01-01 | 1 | 2028 | 2028 | Winter | 162.3333 | 199.2903 | 236.2473 | 274.3242 | 300 |  | 7500.8678 | 7165.6303 | 6986.3966 | 6916.1301 | 7052 |  | 300 | 300 | 300 | 162.3333 | 25.6758 | 118.8573 | 0.011405 | 162.3333
JSC-02 | 2028-02-01 | 2 | 2028 | 2028 | Winter | 162.3333 | 198.6419 | 234.9505 | 272.3593 | 297.0424 |  | 7500.8678 | 7169.9941 | 6990.6328 | 6917.3768 | 7052 |  | 297.0424 | 297.0424 | 297.0424 | 162.3333 | 24.6831 | 118.8573 | 0.011405 | 162.3333
JSC-02 | 2028-03-01 | 3 | 2028 | 2028 | Winter | 162.3333 | 196.6967 | 231.06 | 266.4646 | 292.4684 |  | 7500.8678 | 7183.3727 | 7004.1507 | 6922.6 | 7052 |  | 292.4684 | 292.4684 | 292.4684 | 162.3333 | 26.0038 | 118.8573 | 0.011405 | 162.3333
JSC-02 | 2028-04-01 | 4 | 2028 | 2028 | Spring | 162.3333 | 192.7456 | 223.1579 | 254.4918 | 283.1782 |  | 7400.2182 | 7135.6838 | 6965.0588 | 6853.6797 | 7120 |  | 283.1782 | 283.1782 | 283.1782 | 162.3333 | 28.6863 | 118.8573 | 0.011405 | 162.3333
JSC-02 | 2028-05-01 | 5 | 2028 | 2028 | Spring | 162.3333 | 191.1505 | 219.9677 | 249.6582 | 279.4275 |  | 7400.2182 | 7146.8782 | 6979.6229 | 6867.516 | 7120 |  | 279.4275 | 279.4275 | 279.4275 | 162.3333 | 29.7693 | 118.8573 | 0.011405 | 162.3333
JSC-02 | 2028-06-01 | 6 | 2028 | 2028 | Summer | 162.3333 | 188.0511 | 213.7689 | 240.266 | 272.1396 |  | 7346.6259 | 7104.2696 | 6957.1097 | 6882.5605 | 7188 |  | 272.1396 | 272.1396 | 272.1396 | 162.3333 | 31.8737 | 118.8573 | 0.011405 | 162.3333
JSC-02 | 2028-07-01 | 7 | 2028 | 2028 | Summer | 162.3333 | 187.835 | 213.3366 | 239.611 | 271.6314 |  | 7346.6259 | 7105.8506 | 6958.9718 | 6883.3779 | 7188 |  | 271.6314 | 271.6314 | 271.6314 | 162.3333 | 32.0204 | 118.8573 | 0.011405 | 162.3333
JSC-02 | 2028-08-01 | 8 | 2028 | 2028 | Summer | 162.3333 | 187.835 | 213.3366 | 239.611 | 271.6314 |  | 7346.6259 | 7105.8506 | 6958.9718 | 6883.3779 | 7188 |  | 271.6314 | 271.6314 | 271.6314 | 162.3333 | 32.0204 | 118.8573 | 0.011405 | 162.3333
JSC-02 | 2028-09-01 | 9 | 2028 | 2028 | Summer | 162.3333 | 188.9157 | 215.498 | 242.8858 | 274.1725 |  | 7346.6259 | 7098.0105 | 6949.8592 | 6879.8883 | 7188 |  | 274.1725 | 274.1725 | 274.1725 | 162.3333 | 31.2867 | 118.8573 | 0.011405 | 162.3333
JSC-02 | 2028-10-01 | 10 | 2029 | 2028 | Fall | 162.3333 | 192.8624 | 223.3914 | 254.8455 | 283.4526 |  | 7400.2182 | 7134.8748 | 6964.0197 | 6852.7105 | 7120 |  | 283.4526 | 283.4526 | 283.4526 | 162.3333 | 28.6071 | 118.8573 | 0.011405 | 162.3333
JSC-02 | 2028-11-01 | 11 | 2029 | 2028 | Fall | 162.3333 | 195.1599 | 227.9865 | 261.8078 | 288.855 |  | 7400.2182 | 7119.2236 | 6944.2741 | 6834.7986 | 7120 |  | 288.855 | 288.855 | 288.855 | 162.3333 | 27.0472 | 118.8573 | 0.011405 | 162.3333
JSC-02 | 2028-12-01 | 12 | 2029 | 2028 | Winter | 162.3333 | 198.4258 | 234.5182 | 271.7044 | 296.5342 |  | 7500.8678 | 7171.4593 | 6992.0746 | 6917.8471 | 7052 |  | 296.5342 | 296.5342 | 296.5342 | 162.3333 | 24.8298 | 118.8573 | 0.011405 | 162.3333
JSC-02 | 2029-01-01 | 1 | 2029 | 2029 | Winter | 162.3333 | 199.2903 | 236.2473 | 274.3242 | 300 |  | 7500.8678 | 7165.6303 | 6986.3966 | 6916.1301 | 7052 |  | 300 | 300 | 300 | 162.3333 | 25.6758 | 118.8573 | 0.011405 | 162.3333
JSC-02 | 2029-02-01 | 2 | 2029 | 2029 | Winter | 162.3333 | 198.6419 | 234.9505 | 272.3593 | 297.0424 |  | 7500.8678 | 7169.9941 | 6990.6328 | 6917.3768 | 7052 |  | 297.0424 | 297.0424 | 297.0424 | 162.3333 | 24.6831 | 118.8573 | 0.011405 | 162.3333
JSC-02 | 2029-03-01 | 3 | 2029 | 2029 | Winter | 162.3333 | 196.6967 | 231.06 | 266.4646 | 292.4684 |  | 7500.8678 | 7183.3727 | 7004.1507 | 6922.6 | 7052 |  | 292.4684 | 292.4684 | 292.4684 | 162.3333 | 26.0038 | 118.8573 | 0.011405 | 162.3333
JSC-02 | 2029-04-01 | 4 | 2029 | 2029 | Spring | 162.3333 | 192.7456 | 223.1579 | 254.4918 | 283.1782 |  | 7400.2182 | 7135.6838 | 6965.0588 | 6853.6797 | 7120 |  | 283.1782 | 283.1782 | 283.1782 | 162.3333 | 28.6863 | 118.8573 | 0.011405 | 162.3333
JSC-02 | 2029-05-01 | 5 | 2029 | 2029 | Spring | 162.3333 | 191.1505 | 219.9677 | 249.6582 | 279.4275 |  | 7400.2182 | 7146.8782 | 6979.6229 | 6867.516 | 7120 |  | 279.4275 | 279.4275 | 279.4275 | 162.3333 | 29.7693 | 118.8573 | 0.011405 | 162.3333
JSC-02 | 2029-06-01 | 6 | 2029 | 2029 | Summer | 162.3333 | 188.0511 | 213.7689 | 240.266 | 272.1396 |  | 7346.6259 | 7104.2696 | 6957.1097 | 6882.5605 | 7188 |  | 272.1396 | 272.1396 | 272.1396 | 162.3333 | 31.8737 | 118.8573 | 0.011405 | 162.3333
JSC-02 | 2029-07-01 | 7 | 2029 | 2029 | Summer | 162.3333 | 187.835 | 213.3366 | 239.611 | 271.6314 |  | 7346.6259 | 7105.8506 | 6958.9718 | 6883.3779 | 7188 |  | 271.6314 | 271.6314 | 271.6314 | 162.3333 | 32.0204 | 118.8573 | 0.011405 | 162.3333
JSC-02 | 2029-08-01 | 8 | 2029 | 2029 | Summer | 162.3333 | 187.835 | 213.3366 | 239.611 | 271.6314 |  | 7346.6259 | 7105.8506 | 6958.9718 | 6883.3779 | 7188 |  | 271.6314 | 271.6314 | 271.6314 | 162.3333 | 32.0204 | 118.8573 | 0.011405 | 162.3333
JSC-02 | 2029-09-01 | 9 | 2029 | 2029 | Summer | 162.3333 | 188.9157 | 215.498 | 242.8858 | 274.1725 |  | 7346.6259 | 7098.0105 | 6949.8592 | 6879.8883 | 7188 |  | 274.1725 | 274.1725 | 274.1725 | 162.3333 | 31.2867 | 118.8573 | 0.011405 | 162.3333
JSC-02 | 2029-10-01 | 10 | 2030 | 2029 | Fall | 162.3333 | 192.8624 | 223.3914 | 254.8455 | 283.4526 |  | 7400.2182 | 7134.8748 | 6964.0197 | 6852.7105 | 7120 |  | 283.4526 | 283.4526 | 283.4526 | 162.3333 | 28.6071 | 118.8573 | 0.011405 | 162.3333
JSC-02 | 2029-11-01 | 11 | 2030 | 2029 | Fall | 162.3333 | 195.1599 | 227.9865 | 261.8078 | 288.855 |  | 7400.2182 | 7119.2236 | 6944.2741 | 6834.7986 | 7120 |  | 288.855 | 288.855 | 288.855 | 162.3333 | 27.0472 | 118.8573 | 0.011405 | 162.3333
JSC-02 | 2029-12-01 | 12 | 2030 | 2029 | Winter | 162.3333 | 198.4258 | 234.5182 | 271.7044 | 296.5342 |  | 7500.8678 | 7171.4593 | 6992.0746 | 6917.8471 | 7052 |  | 296.5342 | 296.5342 | 296.5342 | 162.3333 | 24.8298 | 118.8573 | 0.011405 | 162.3333
JSC-02 | 2030-01-01 | 1 | 2030 | 2030 | Winter | 162.3333 | 199.2903 | 236.2473 | 274.3242 | 300 |  | 7500.8678 | 7165.6303 | 6986.3966 | 6916.1301 | 7052 |  | 300 | 300 | 300 | 162.3333 | 25.6758 | 118.8573 | 0.011405 | 162.3333
JSC-02 | 2030-02-01 | 2 | 2030 | 2030 | Winter | 162.3333 | 198.6419 | 234.9505 | 272.3593 | 297.0424 |  | 7500.8678 | 7169.9941 | 6990.6328 | 6917.3768 | 7052 |  | 297.0424 | 297.0424 | 297.0424 | 162.3333 | 24.6831 | 118.8573 | 0.011405 | 162.3333
JSC-02 | 2030-03-01 | 3 | 2030 | 2030 | Winter | 162.3333 | 196.6967 | 231.06 | 266.4646 | 292.4684 |  | 7500.8678 | 7183.3727 | 7004.1507 | 6922.6 | 7052 |  | 292.4684 | 292.4684 | 292.4684 | 162.3333 | 26.0038 | 118.8573 | 0.011405 | 162.3333
JSC-02 | 2030-04-01 | 4 | 2030 | 2030 | Spring | 162.3333 | 192.7456 | 223.1579 | 254.4918 | 283.1782 |  | 7400.2182 | 7135.6838 | 6965.0588 | 6853.6797 | 7120 |  | 283.1782 | 283.1782 | 283.1782 | 162.3333 | 28.6863 | 118.8573 | 0.011405 | 162.3333
JSC-02 | 2030-05-01 | 5 | 2030 | 2030 | Spring | 162.3333 | 191.1505 | 219.9677 | 249.6582 | 279.4275 |  | 7400.2182 | 7146.8782 | 6979.6229 | 6867.516 | 7120 |  | 279.4275 | 279.4275 | 279.4275 | 162.3333 | 29.7693 | 118.8573 | 0.011405 | 162.3333
JSC-02 | 2030-06-01 | 6 | 2030 | 2030 | Summer | 162.3333 | 188.0511 | 213.7689 | 240.266 | 272.1396 |  | 7346.6259 | 7104.2696 | 6957.1097 | 6882.5605 | 7188 |  | 272.1396 | 272.1396 | 272.1396 | 162.3333 | 31.8737 | 118.8573 | 0.011405 | 162.3333
JSC-02 | 2030-07-01 | 7 | 2030 | 2030 | Summer | 162.3333 | 187.835 | 213.3366 | 239.611 | 271.6314 |  | 7346.6259 | 7105.8506 | 6958.9718 | 6883.3779 | 7188 |  | 271.6314 | 271.6314 | 271.6314 | 162.3333 | 32.0204 | 118.8573 | 0.011405 | 162.3333
JSC-02 | 2030-08-01 | 8 | 2030 | 2030 | Summer | 162.3333 | 187.835 | 213.3366 | 239.611 | 271.6314 |  | 7346.6259 | 7105.8506 | 6958.9718 | 6883.3779 | 7188 |  | 271.6314 | 271.6314 | 271.6314 | 162.3333 | 32.0204 | 118.8573 | 0.011405 | 162.3333
JSC-02 | 2030-09-01 | 9 | 2030 | 2030 | Summer | 162.3333 | 188.9157 | 215.498 | 242.8858 | 274.1725 |  | 7346.6259 | 7098.0105 | 6949.8592 | 6879.8883 | 7188 |  | 274.1725 | 274.1725 | 274.1725 | 162.3333 | 31.2867 | 118.8573 | 0.011405 | 162.3333
JSC-02 | 2030-10-01 | 10 | 2031 | 2030 | Fall | 162.3333 | 192.8624 | 223.3914 | 254.8455 | 283.4526 |  | 7400.2182 | 7134.8748 | 6964.0197 | 6852.7105 | 7120 |  | 283.4526 | 283.4526 | 283.4526 | 162.3333 | 28.6071 | 118.8573 | 0.011405 | 162.3333
JSC-02 | 2030-11-01 | 11 | 2031 | 2030 | Fall | 162.3333 | 195.1599 | 227.9865 | 261.8078 | 288.855 |  | 7400.2182 | 7119.2236 | 6944.2741 | 6834.7986 | 7120 |  | 288.855 | 288.855 | 288.855 | 162.3333 | 27.0472 | 118.8573 | 0.011405 | 162.3333
JSC-02 | 2030-12-01 | 12 | 2031 | 2030 | Winter | 162.3333 | 198.4258 | 234.5182 | 271.7044 | 296.5342 |  | 7500.8678 | 7171.4593 | 6992.0746 | 6917.8471 | 7052 |  | 296.5342 | 296.5342 | 296.5342 | 162.3333 | 24.8298 | 118.8573 | 0.011405 | 162.3333
JSC-02 | 2031-01-01 | 1 | 2031 | 2031 | Winter | 162.3333 | 199.2903 | 236.2473 | 274.3242 | 300 |  | 7500.8678 | 7165.6303 | 6986.3966 | 6916.1301 | 7052 |  | 300 | 300 | 300 | 162.3333 | 25.6758 | 118.8573 | 0.011405 | 162.3333
JSC-02 | 2031-02-01 | 2 | 2031 | 2031 | Winter | 162.3333 | 198.6419 | 234.9505 | 272.3593 | 297.0424 |  | 7500.8678 | 7169.9941 | 6990.6328 | 6917.3768 | 7052 |  | 297.0424 | 297.0424 | 297.0424 | 162.3333 | 24.6831 | 118.8573 | 0.011405 | 162.3333
JSC-02 | 2031-03-01 | 3 | 2031 | 2031 | Winter | 162.3333 | 196.6967 | 231.06 | 266.4646 | 292.4684 |  | 7500.8678 | 7183.3727 | 7004.1507 | 6922.6 | 7052 |  | 292.4684 | 292.4684 | 292.4684 | 162.3333 | 26.0038 | 118.8573 | 0.011405 | 162.3333
JSC-02 | 2031-04-01 | 4 | 2031 | 2031 | Spring | 162.3333 | 192.7456 | 223.1579 | 254.4918 | 283.1782 |  | 7400.2182 | 7135.6838 | 6965.0588 | 6853.6797 | 7120 |  | 283.1782 | 283.1782 | 283.1782 | 162.3333 | 28.6863 | 118.8573 | 0.011405 | 162.3333
JSC-02 | 2031-05-01 | 5 | 2031 | 2031 | Spring | 162.3333 | 191.1505 | 219.9677 | 249.6582 | 279.4275 |  | 7400.2182 | 7146.8782 | 6979.6229 | 6867.516 | 7120 |  | 279.4275 | 279.4275 | 279.4275 | 162.3333 | 29.7693 | 118.8573 | 0.011405 | 162.3333
JSC-02 | 2031-06-01 | 6 | 2031 | 2031 | Summer | 162.3333 | 188.0511 | 213.7689 | 240.266 | 272.1396 |  | 7346.6259 | 7104.2696 | 6957.1097 | 6882.5605 | 7188 |  | 272.1396 | 272.1396 | 272.1396 | 162.3333 | 31.8737 | 118.8573 | 0.011405 | 162.3333
JSC-02 | 2031-07-01 | 7 | 2031 | 2031 | Summer | 162.3333 | 187.835 | 213.3366 | 239.611 | 271.6314 |  | 7346.6259 | 7105.8506 | 6958.9718 | 6883.3779 | 7188 |  | 271.6314 | 271.6314 | 271.6314 | 162.3333 | 32.0204 | 118.8573 | 0.011405 | 162.3333
JSC-02 | 2031-08-01 | 8 | 2031 | 2031 | Summer | 162.3333 | 187.835 | 213.3366 | 239.611 | 271.6314 |  | 7346.6259 | 7105.8506 | 6958.9718 | 6883.3779 | 7188 |  | 271.6314 | 271.6314 | 271.6314 | 162.3333 | 32.0204 | 118.8573 | 0.011405 | 162.3333
JSC-02 | 2031-09-01 | 9 | 2031 | 2031 | Summer | 162.3333 | 188.9157 | 215.498 | 242.8858 | 274.1725 |  | 7346.6259 | 7098.0105 | 6949.8592 | 6879.8883 | 7188 |  | 274.1725 | 274.1725 | 274.1725 | 162.3333 | 31.2867 | 118.8573 | 0.011405 | 162.3333
JSC-02 | 2031-10-01 | 10 | 2032 | 2031 | Fall | 162.3333 | 192.8624 | 223.3914 | 254.8455 | 283.4526 |  | 7400.2182 | 7134.8748 | 6964.0197 | 6852.7105 | 7120 |  | 283.4526 | 283.4526 | 283.4526 | 162.3333 | 28.6071 | 118.8573 | 0.011405 | 162.3333
JSC-02 | 2031-11-01 | 11 | 2032 | 2031 | Fall | 162.3333 | 195.1599 | 227.9865 | 261.8078 | 288.855 |  | 7400.2182 | 7119.2236 | 6944.2741 | 6834.7986 | 7120 |  | 288.855 | 288.855 | 288.855 | 162.3333 | 27.0472 | 118.8573 | 0.011405 | 162.3333
JSC-02 | 2031-12-01 | 12 | 2032 | 2031 | Winter | 162.3333 | 198.4258 | 234.5182 | 271.7044 | 296.5342 |  | 7500.8678 | 7171.4593 | 6992.0746 | 6917.8471 | 7052 |  | 296.5342 | 296.5342 | 296.5342 | 162.3333 | 24.8298 | 118.8573 | 0.011405 | 162.3333
JSC-02 | 2032-01-01 | 1 | 2032 | 2032 | Winter | 162.3333 | 199.2903 | 236.2473 | 274.3242 | 300 |  | 7500.8678 | 7165.6303 | 6986.3966 | 6916.1301 | 7052 |  | 300 | 300 | 300 | 162.3333 | 25.6758 | 118.8573 | 0.011405 | 162.3333
JSC-02 | 2032-02-01 | 2 | 2032 | 2032 | Winter | 162.3333 | 198.6419 | 234.9505 | 272.3593 | 297.0424 |  | 7500.8678 | 7169.9941 | 6990.6328 | 6917.3768 | 7052 |  | 297.0424 | 297.0424 | 297.0424 | 162.3333 | 24.6831 | 118.8573 | 0.011405 | 162.3333
JSC-02 | 2032-03-01 | 3 | 2032 | 2032 | Winter | 162.3333 | 196.6967 | 231.06 | 266.4646 | 292.4684 |  | 7500.8678 | 7183.3727 | 7004.1507 | 6922.6 | 7052 |  | 292.4684 | 292.4684 | 292.4684 | 162.3333 | 26.0038 | 118.8573 | 0.011405 | 162.3333
JSC-02 | 2032-04-01 | 4 | 2032 | 2032 | Spring | 162.3333 | 192.7456 | 223.1579 | 254.4918 | 283.1782 |  | 7400.2182 | 7135.6838 | 6965.0588 | 6853.6797 | 7120 |  | 283.1782 | 283.1782 | 283.1782 | 162.3333 | 28.6863 | 118.8573 | 0.011405 | 162.3333
JSC-02 | 2032-05-01 | 5 | 2032 | 2032 | Spring | 162.3333 | 191.1505 | 219.9677 | 249.6582 | 279.4275 |  | 7400.2182 | 7146.8782 | 6979.6229 | 6867.516 | 7120 |  | 279.4275 | 279.4275 | 279.4275 | 162.3333 | 29.7693 | 118.8573 | 0.011405 | 162.3333
JSC-02 | 2032-06-01 | 6 | 2032 | 2032 | Summer | 162.3333 | 188.0511 | 213.7689 | 240.266 | 272.1396 |  | 7346.6259 | 7104.2696 | 6957.1097 | 6882.5605 | 7188 |  | 272.1396 | 272.1396 | 272.1396 | 162.3333 | 31.8737 | 118.8573 | 0.011405 | 162.3333
JSC-02 | 2032-07-01 | 7 | 2032 | 2032 | Summer | 162.3333 | 187.835 | 213.3366 | 239.611 | 271.6314 |  | 7346.6259 | 7105.8506 | 6958.9718 | 6883.3779 | 7188 |  | 271.6314 | 271.6314 | 271.6314 | 162.3333 | 32.0204 | 118.8573 | 0.011405 | 162.3333
JSC-02 | 2032-08-01 | 8 | 2032 | 2032 | Summer | 162.3333 | 187.835 | 213.3366 | 239.611 | 271.6314 |  | 7346.6259 | 7105.8506 | 6958.9718 | 6883.3779 | 7188 |  | 271.6314 | 271.6314 | 271.6314 | 162.3333 | 32.0204 | 118.8573 | 0.011405 | 162.3333
JSC-02 | 2032-09-01 | 9 | 2032 | 2032 | Summer | 162.3333 | 188.9157 | 215.498 | 242.8858 | 274.1725 |  | 7346.6259 | 7098.0105 | 6949.8592 | 6879.8883 | 7188 |  | 274.1725 | 274.1725 | 274.1725 | 162.3333 | 31.2867 | 118.8573 | 0.011405 | 162.3333
JSC-02 | 2032-10-01 | 10 | 2033 | 2032 | Fall | 162.3333 | 192.8624 | 223.3914 | 254.8455 | 283.4526 |  | 7400.2182 | 7134.8748 | 6964.0197 | 6852.7105 | 7120 |  | 283.4526 | 283.4526 | 283.4526 | 162.3333 | 28.6071 | 118.8573 | 0.011405 | 162.3333
JSC-02 | 2032-11-01 | 11 | 2033 | 2032 | Fall | 162.3333 | 195.1599 | 227.9865 | 261.8078 | 288.855 |  | 7400.2182 | 7119.2236 | 6944.2741 | 6834.7986 | 7120 |  | 288.855 | 288.855 | 288.855 | 162.3333 | 27.0472 | 118.8573 | 0.011405 | 162.3333
JSC-02 | 2032-12-01 | 12 | 2033 | 2032 | Winter | 162.3333 | 198.4258 | 234.5182 | 271.7044 | 296.5342 |  | 7500.8678 | 7171.4593 | 6992.0746 | 6917.8471 | 7052 |  | 296.5342 | 296.5342 | 296.5342 | 162.3333 | 24.8298 | 118.8573 | 0.011405 | 162.3333
JSC-02 | 2033-01-01 | 1 | 2033 | 2033 | Winter | 162.3333 | 199.2903 | 236.2473 | 274.3242 | 300 |  | 7500.8678 | 7165.6303 | 6986.3966 | 6916.1301 | 7052 |  | 300 | 300 | 300 | 162.3333 | 25.6758 | 118.8573 | 0.011405 | 162.3333
JSC-02 | 2033-02-01 | 2 | 2033 | 2033 | Winter | 162.3333 | 198.6419 | 234.9505 | 272.3593 | 297.0424 |  | 7500.8678 | 7169.9941 | 6990.6328 | 6917.3768 | 7052 |  | 297.0424 | 297.0424 | 297.0424 | 162.3333 | 24.6831 | 118.8573 | 0.011405 | 162.3333
JSC-02 | 2033-03-01 | 3 | 2033 | 2033 | Winter | 162.3333 | 196.6967 | 231.06 | 266.4646 | 292.4684 |  | 7500.8678 | 7183.3727 | 7004.1507 | 6922.6 | 7052 |  | 292.4684 | 292.4684 | 292.4684 | 162.3333 | 26.0038 | 118.8573 | 0.011405 | 162.3333
JSC-02 | 2033-04-01 | 4 | 2033 | 2033 | Spring | 162.3333 | 192.7456 | 223.1579 | 254.4918 | 283.1782 |  | 7400.2182 | 7135.6838 | 6965.0588 | 6853.6797 | 7120 |  | 283.1782 | 283.1782 | 283.1782 | 162.3333 | 28.6863 | 118.8573 | 0.011405 | 162.3333
JSC-02 | 2033-05-01 | 5 | 2033 | 2033 | Spring | 162.3333 | 191.1505 | 219.9677 | 249.6582 | 279.4275 |  | 7400.2182 | 7146.8782 | 6979.6229 | 6867.516 | 7120 |  | 279.4275 | 279.4275 | 279.4275 | 162.3333 | 29.7693 | 118.8573 | 0.011405 | 162.3333
JSC-02 | 2033-06-01 | 6 | 2033 | 2033 | Summer | 162.3333 | 188.0511 | 213.7689 | 240.266 | 272.1396 |  | 7346.6259 | 7104.2696 | 6957.1097 | 6882.5605 | 7188 |  | 272.1396 | 272.1396 | 272.1396 | 162.3333 | 31.8737 | 118.8573 | 0.011405 | 162.3333
JSC-02 | 2033-07-01 | 7 | 2033 | 2033 | Summer | 162.3333 | 187.835 | 213.3366 | 239.611 | 271.6314 |  | 7346.6259 | 7105.8506 | 6958.9718 | 6883.3779 | 7188 |  | 271.6314 | 271.6314 | 271.6314 | 162.3333 | 32.0204 | 118.8573 | 0.011405 | 162.3333
JSC-02 | 2033-08-01 | 8 | 2033 | 2033 | Summer | 162.3333 | 187.835 | 213.3366 | 239.611 | 271.6314 |  | 7346.6259 | 7105.8506 | 6958.9718 | 6883.3779 | 7188 |  | 271.6314 | 271.6314 | 271.6314 | 162.3333 | 32.0204 | 118.8573 | 0.011405 | 162.3333
JSC-02 | 2033-09-01 | 9 | 2033 | 2033 | Summer | 162.3333 | 188.9157 | 215.498 | 242.8858 | 274.1725 |  | 7346.6259 | 7098.0105 | 6949.8592 | 6879.8883 | 7188 |  | 274.1725 | 274.1725 | 274.1725 | 162.3333 | 31.2867 | 118.8573 | 0.011405 | 162.3333
JSC-02 | 2033-10-01 | 10 | 2034 | 2033 | Fall | 162.3333 | 192.8624 | 223.3914 | 254.8455 | 283.4526 |  | 7400.2182 | 7134.8748 | 6964.0197 | 6852.7105 | 7120 |  | 283.4526 | 283.4526 | 283.4526 | 162.3333 | 28.6071 | 118.8573 | 0.011405 | 162.3333
JSC-02 | 2033-11-01 | 11 | 2034 | 2033 | Fall | 162.3333 | 195.1599 | 227.9865 | 261.8078 | 288.855 |  | 7400.2182 | 7119.2236 | 6944.2741 | 6834.7986 | 7120 |  | 288.855 | 288.855 | 288.855 | 162.3333 | 27.0472 | 118.8573 | 0.011405 | 162.3333
JSC-02 | 2033-12-01 | 12 | 2034 | 2033 | Winter | 162.3333 | 198.4258 | 234.5182 | 271.7044 | 296.5342 |  | 7500.8678 | 7171.4593 | 6992.0746 | 6917.8471 | 7052 |  | 296.5342 | 296.5342 | 296.5342 | 162.3333 | 24.8298 | 118.8573 | 0.011405 | 162.3333
JSC-02 | 2034-01-01 | 1 | 2034 | 2034 | Winter | 162.3333 | 199.2903 | 236.2473 | 274.3242 | 300 |  | 7500.8678 | 7165.6303 | 6986.3966 | 6916.1301 | 7052 |  | 300 | 300 | 300 | 162.3333 | 25.6758 | 118.8573 | 0.011405 | 162.3333
JSC-02 | 2034-02-01 | 2 | 2034 | 2034 | Winter | 162.3333 | 198.6419 | 234.9505 | 272.3593 | 297.0424 |  | 7500.8678 | 7169.9941 | 6990.6328 | 6917.3768 | 7052 |  | 297.0424 | 297.0424 | 297.0424 | 162.3333 | 24.6831 | 118.8573 | 0.011405 | 162.3333
JSC-02 | 2034-03-01 | 3 | 2034 | 2034 | Winter | 162.3333 | 196.6967 | 231.06 | 266.4646 | 292.4684 |  | 7500.8678 | 7183.3727 | 7004.1507 | 6922.6 | 7052 |  | 292.4684 | 292.4684 | 292.4684 | 162.3333 | 26.0038 | 118.8573 | 0.011405 | 162.3333
JSC-02 | 2034-04-01 | 4 | 2034 | 2034 | Spring | 162.3333 | 192.7456 | 223.1579 | 254.4918 | 283.1782 |  | 7400.2182 | 7135.6838 | 6965.0588 | 6853.6797 | 7120 |  | 283.1782 | 283.1782 | 283.1782 | 162.3333 | 28.6863 | 118.8573 | 0.011405 | 162.3333
JSC-02 | 2034-05-01 | 5 | 2034 | 2034 | Spring | 162.3333 | 191.1505 | 219.9677 | 249.6582 | 279.4275 |  | 7400.2182 | 7146.8782 | 6979.6229 | 6867.516 | 7120 |  | 279.4275 | 279.4275 | 279.4275 | 162.3333 | 29.7693 | 118.8573 | 0.011405 | 162.3333
JSC-02 | 2034-06-01 | 6 | 2034 | 2034 | Summer | 162.3333 | 188.0511 | 213.7689 | 240.266 | 272.1396 |  | 7346.6259 | 7104.2696 | 6957.1097 | 6882.5605 | 7188 |  | 272.1396 | 272.1396 | 272.1396 | 162.3333 | 31.8737 | 118.8573 | 0.011405 | 162.3333
JSC-02 | 2034-07-01 | 7 | 2034 | 2034 | Summer | 162.3333 | 187.835 | 213.3366 | 239.611 | 271.6314 |  | 7346.6259 | 7105.8506 | 6958.9718 | 6883.3779 | 7188 |  | 271.6314 | 271.6314 | 271.6314 | 162.3333 | 32.0204 | 118.8573 | 0.011405 | 162.3333
JSC-02 | 2034-08-01 | 8 | 2034 | 2034 | Summer | 162.3333 | 187.835 | 213.3366 | 239.611 | 271.6314 |  | 7346.6259 | 7105.8506 | 6958.9718 | 6883.3779 | 7188 |  | 271.6314 | 271.6314 | 271.6314 | 162.3333 | 32.0204 | 118.8573 | 0.011405 | 162.3333
JSC-02 | 2034-09-01 | 9 | 2034 | 2034 | Summer | 162.3333 | 188.9157 | 215.498 | 242.8858 | 274.1725 |  | 7346.6259 | 7098.0105 | 6949.8592 | 6879.8883 | 7188 |  | 274.1725 | 274.1725 | 274.1725 | 162.3333 | 31.2867 | 118.8573 | 0.011405 | 162.3333
JSC-02 | 2034-10-01 | 10 | 2035 | 2034 | Fall | 162.3333 | 192.8624 | 223.3914 | 254.8455 | 283.4526 |  | 7400.2182 | 7134.8748 | 6964.0197 | 6852.7105 | 7120 |  | 283.4526 | 283.4526 | 283.4526 | 162.3333 | 28.6071 | 118.8573 | 0.011405 | 162.3333
JSC-02 | 2034-11-01 | 11 | 2035 | 2034 | Fall | 162.3333 | 195.1599 | 227.9865 | 261.8078 | 288.855 |  | 7400.2182 | 7119.2236 | 6944.2741 | 6834.7986 | 7120 |  | 288.855 | 288.855 | 288.855 | 162.3333 | 27.0472 | 118.8573 | 0.011405 | 162.3333
JSC-02 | 2034-12-01 | 12 | 2035 | 2034 | Winter | 162.3333 | 198.4258 | 234.5182 | 271.7044 | 296.5342 |  | 7500.8678 | 7171.4593 | 6992.0746 | 6917.8471 | 7052 |  | 296.5342 | 296.5342 | 296.5342 | 162.3333 | 24.8298 | 118.8573 | 0.011405 | 162.3333
JSC-02 | 2035-01-01 | 1 | 2035 | 2035 | Winter | 162.3333 | 199.2903 | 236.2473 | 274.3242 | 300 |  | 7500.8678 | 7165.6303 | 6986.3966 | 6916.1301 | 7052 |  | 300 | 300 | 300 | 162.3333 | 25.6758 | 118.8573 | 0.011405 | 162.3333
JSC-02 | 2035-02-01 | 2 | 2035 | 2035 | Winter | 162.3333 | 198.6419 | 234.9505 | 272.3593 | 297.0424 |  | 7500.8678 | 7169.9941 | 6990.6328 | 6917.3768 | 7052 |  | 297.0424 | 297.0424 | 297.0424 | 162.3333 | 24.6831 | 118.8573 | 0.011405 | 162.3333
JSC-02 | 2035-03-01 | 3 | 2035 | 2035 | Winter | 162.3333 | 196.6967 | 231.06 | 266.4646 | 292.4684 |  | 7500.8678 | 7183.3727 | 7004.1507 | 6922.6 | 7052 |  | 292.4684 | 292.4684 | 292.4684 | 162.3333 | 26.0038 | 118.8573 | 0.011405 | 162.3333
JSC-02 | 2035-04-01 | 4 | 2035 | 2035 | Spring | 162.3333 | 192.7456 | 223.1579 | 254.4918 | 283.1782 |  | 7400.2182 | 7135.6838 | 6965.0588 | 6853.6797 | 7120 |  | 283.1782 | 283.1782 | 283.1782 | 162.3333 | 28.6863 | 118.8573 | 0.011405 | 162.3333
JSC-02 | 2035-05-01 | 5 | 2035 | 2035 | Spring | 162.3333 | 191.1505 | 219.9677 | 249.6582 | 279.4275 |  | 7400.2182 | 7146.8782 | 6979.6229 | 6867.516 | 7120 |  | 279.4275 | 279.4275 | 279.4275 | 162.3333 | 29.7693 | 118.8573 | 0.011405 | 162.3333
JSC-02 | 2035-06-01 | 6 | 2035 | 2035 | Summer | 162.3333 | 188.0511 | 213.7689 | 240.266 | 272.1396 |  | 7346.6259 | 7104.2696 | 6957.1097 | 6882.5605 | 7188 |  | 272.1396 | 272.1396 | 272.1396 | 162.3333 | 31.8737 | 118.8573 | 0.011405 | 162.3333
JSC-02 | 2035-07-01 | 7 | 2035 | 2035 | Summer | 162.3333 | 187.835 | 213.3366 | 239.611 | 271.6314 |  | 7346.6259 | 7105.8506 | 6958.9718 | 6883.3779 | 7188 |  | 271.6314 | 271.6314 | 271.6314 | 162.3333 | 32.0204 | 118.8573 | 0.011405 | 162.3333
JSC-02 | 2035-08-01 | 8 | 2035 | 2035 | Summer | 162.3333 | 187.835 | 213.3366 | 239.611 | 271.6314 |  | 7346.6259 | 7105.8506 | 6958.9718 | 6883.3779 | 7188 |  | 271.6314 | 271.6314 | 271.6314 | 162.3333 | 32.0204 | 118.8573 | 0.011405 | 162.3333
JSC-02 | 2035-09-01 | 9 | 2035 | 2035 | Summer | 162.3333 | 188.9157 | 215.498 | 242.8858 | 274.1725 |  | 7346.6259 | 7098.0105 | 6949.8592 | 6879.8883 | 7188 |  | 274.1725 | 274.1725 | 274.1725 | 162.3333 | 31.2867 | 118.8573 | 0.011405 | 162.3333
JSC-02 | 2035-10-01 | 10 | 2036 | 2035 | Fall | 162.3333 | 192.8624 | 223.3914 | 254.8455 | 283.4526 |  | 7400.2182 | 7134.8748 | 6964.0197 | 6852.7105 | 7120 |  | 283.4526 | 283.4526 | 283.4526 | 162.3333 | 28.6071 | 118.8573 | 0.011405 | 162.3333
JSC-02 | 2035-11-01 | 11 | 2036 | 2035 | Fall | 162.3333 | 195.1599 | 227.9865 | 261.8078 | 288.855 |  | 7400.2182 | 7119.2236 | 6944.2741 | 6834.7986 | 7120 |  | 288.855 | 288.855 | 288.855 | 162.3333 | 27.0472 | 118.8573 | 0.011405 | 162.3333
JSC-02 | 2035-12-01 | 12 | 2036 | 2035 | Winter | 162.3333 | 198.4258 | 234.5182 | 271.7044 | 296.5342 |  | 7500.8678 | 7171.4593 | 6992.0746 | 6917.8471 | 7052 |  | 296.5342 | 296.5342 | 296.5342 | 162.3333 | 24.8298 | 118.8573 | 0.011405 | 162.3333
JSC-02 | 2036-01-01 | 1 | 2036 | 2036 | Winter | 162.3333 | 199.2903 | 236.2473 | 274.3242 | 300 |  | 7500.8678 | 7165.6303 | 6986.3966 | 6916.1301 | 7052 |  | 300 | 300 | 300 | 162.3333 | 25.6758 | 118.8573 | 0.011405 | 162.3333
JSC-02 | 2036-02-01 | 2 | 2036 | 2036 | Winter | 162.3333 | 198.6419 | 234.9505 | 272.3593 | 297.0424 |  | 7500.8678 | 7169.9941 | 6990.6328 | 6917.3768 | 7052 |  | 297.0424 | 297.0424 | 297.0424 | 162.3333 | 24.6831 | 118.8573 | 0.011405 | 162.3333
JSC-02 | 2036-03-01 | 3 | 2036 | 2036 | Winter | 162.3333 | 196.6967 | 231.06 | 266.4646 | 292.4684 |  | 7500.8678 | 7183.3727 | 7004.1507 | 6922.6 | 7052 |  | 292.4684 | 292.4684 | 292.4684 | 162.3333 | 26.0038 | 118.8573 | 0.011405 | 162.3333
JSC-02 | 2036-04-01 | 4 | 2036 | 2036 | Spring | 162.3333 | 192.7456 | 223.1579 | 254.4918 | 283.1782 |  | 7400.2182 | 7135.6838 | 6965.0588 | 6853.6797 | 7120 |  | 283.1782 | 283.1782 | 283.1782 | 162.3333 | 28.6863 | 118.8573 | 0.011405 | 162.3333
JSC-02 | 2036-05-01 | 5 | 2036 | 2036 | Spring | 162.3333 | 191.1505 | 219.9677 | 249.6582 | 279.4275 |  | 7400.2182 | 7146.8782 | 6979.6229 | 6867.516 | 7120 |  | 279.4275 | 279.4275 | 279.4275 | 162.3333 | 29.7693 | 118.8573 | 0.011405 | 162.3333
JSC-02 | 2036-06-01 | 6 | 2036 | 2036 | Summer | 162.3333 | 188.0511 | 213.7689 | 240.266 | 272.1396 |  | 7346.6259 | 7104.2696 | 6957.1097 | 6882.5605 | 7188 |  | 272.1396 | 272.1396 | 272.1396 | 162.3333 | 31.8737 | 118.8573 | 0.011405 | 162.3333
JSC-02 | 2036-07-01 | 7 | 2036 | 2036 | Summer | 162.3333 | 187.835 | 213.3366 | 239.611 | 271.6314 |  | 7346.6259 | 7105.8506 | 6958.9718 | 6883.3779 | 7188 |  | 271.6314 | 271.6314 | 271.6314 | 162.3333 | 32.0204 | 118.8573 | 0.011405 | 162.3333
JSC-02 | 2036-08-01 | 8 | 2036 | 2036 | Summer | 162.3333 | 187.835 | 213.3366 | 239.611 | 271.6314 |  | 7346.6259 | 7105.8506 | 6958.9718 | 6883.3779 | 7188 |  | 271.6314 | 271.6314 | 271.6314 | 162.3333 | 32.0204 | 118.8573 | 0.011405 | 162.3333
JSC-02 | 2036-09-01 | 9 | 2036 | 2036 | Summer | 162.3333 | 188.9157 | 215.498 | 242.8858 | 274.1725 |  | 7346.6259 | 7098.0105 | 6949.8592 | 6879.8883 | 7188 |  | 274.1725 | 274.1725 | 274.1725 | 162.3333 | 31.2867 | 118.8573 | 0.011405 | 162.3333
JSC-02 | 2036-10-01 | 10 | 2037 | 2036 | Fall | 162.3333 | 192.8624 | 223.3914 | 254.8455 | 283.4526 |  | 7400.2182 | 7134.8748 | 6964.0197 | 6852.7105 | 7120 |  | 283.4526 | 283.4526 | 283.4526 | 162.3333 | 28.6071 | 118.8573 | 0.011405 | 162.3333
JSC-02 | 2036-11-01 | 11 | 2037 | 2036 | Fall | 162.3333 | 195.1599 | 227.9865 | 261.8078 | 288.855 |  | 7400.2182 | 7119.2236 | 6944.2741 | 6834.7986 | 7120 |  | 288.855 | 288.855 | 288.855 | 162.3333 | 27.0472 | 118.8573 | 0.011405 | 162.3333
JSC-02 | 2036-12-01 | 12 | 2037 | 2036 | Winter | 162.3333 | 198.4258 | 234.5182 | 271.7044 | 296.5342 |  | 7500.8678 | 7171.4593 | 6992.0746 | 6917.8471 | 7052 |  | 296.5342 | 296.5342 | 296.5342 | 162.3333 | 24.8298 | 118.8573 | 0.011405 | 162.3333
JSC-02 | 2037-01-01 | 1 | 2037 | 2037 | Winter | 162.3333 | 199.2903 | 236.2473 | 274.3242 | 300 |  | 7500.8678 | 7165.6303 | 6986.3966 | 6916.1301 | 7052 |  | 300 | 300 | 300 | 162.3333 | 25.6758 | 118.8573 | 0.011405 | 162.3333
JSC-02 | 2037-02-01 | 2 | 2037 | 2037 | Winter | 162.3333 | 198.6419 | 234.9505 | 272.3593 | 297.0424 |  | 7500.8678 | 7169.9941 | 6990.6328 | 6917.3768 | 7052 |  | 297.0424 | 297.0424 | 297.0424 | 162.3333 | 24.6831 | 118.8573 | 0.011405 | 162.3333
JSC-02 | 2037-03-01 | 3 | 2037 | 2037 | Winter | 162.3333 | 196.6967 | 231.06 | 266.4646 | 292.4684 |  | 7500.8678 | 7183.3727 | 7004.1507 | 6922.6 | 7052 |  | 292.4684 | 292.4684 | 292.4684 | 162.3333 | 26.0038 | 118.8573 | 0.011405 | 162.3333
JSC-02 | 2037-04-01 | 4 | 2037 | 2037 | Spring | 162.3333 | 192.7456 | 223.1579 | 254.4918 | 283.1782 |  | 7400.2182 | 7135.6838 | 6965.0588 | 6853.6797 | 7120 |  | 283.1782 | 283.1782 | 283.1782 | 162.3333 | 28.6863 | 118.8573 | 0.011405 | 162.3333
JSC-02 | 2037-05-01 | 5 | 2037 | 2037 | Spring | 162.3333 | 191.1505 | 219.9677 | 249.6582 | 279.4275 |  | 7400.2182 | 7146.8782 | 6979.6229 | 6867.516 | 7120 |  | 279.4275 | 279.4275 | 279.4275 | 162.3333 | 29.7693 | 118.8573 | 0.011405 | 162.3333
JSC-02 | 2037-06-01 | 6 | 2037 | 2037 | Summer | 162.3333 | 188.0511 | 213.7689 | 240.266 | 272.1396 |  | 7346.6259 | 7104.2696 | 6957.1097 | 6882.5605 | 7188 |  | 272.1396 | 272.1396 | 272.1396 | 162.3333 | 31.8737 | 118.8573 | 0.011405 | 162.3333
JSC-02 | 2037-07-01 | 7 | 2037 | 2037 | Summer | 162.3333 | 187.835 | 213.3366 | 239.611 | 271.6314 |  | 7346.6259 | 7105.8506 | 6958.9718 | 6883.3779 | 7188 |  | 271.6314 | 271.6314 | 271.6314 | 162.3333 | 32.0204 | 118.8573 | 0.011405 | 162.3333
JSC-02 | 2037-08-01 | 8 | 2037 | 2037 | Summer | 162.3333 | 187.835 | 213.3366 | 239.611 | 271.6314 |  | 7346.6259 | 7105.8506 | 6958.9718 | 6883.3779 | 7188 |  | 271.6314 | 271.6314 | 271.6314 | 162.3333 | 32.0204 | 118.8573 | 0.011405 | 162.3333
JSC-02 | 2037-09-01 | 9 | 2037 | 2037 | Summer | 162.3333 | 188.9157 | 215.498 | 242.8858 | 274.1725 |  | 7346.6259 | 7098.0105 | 6949.8592 | 6879.8883 | 7188 |  | 274.1725 | 274.1725 | 274.1725 | 162.3333 | 31.2867 | 118.8573 | 0.011405 | 162.3333
JSC-02 | 2037-10-01 | 10 | 2038 | 2037 | Fall | 162.3333 | 192.8624 | 223.3914 | 254.8455 | 283.4526 |  | 7400.2182 | 7134.8748 | 6964.0197 | 6852.7105 | 7120 |  | 283.4526 | 283.4526 | 283.4526 | 162.3333 | 28.6071 | 118.8573 | 0.011405 | 162.3333
JSC-02 | 2037-11-01 | 11 | 2038 | 2037 | Fall | 162.3333 | 195.1599 | 227.9865 | 261.8078 | 288.855 |  | 7400.2182 | 7119.2236 | 6944.2741 | 6834.7986 | 7120 |  | 288.855 | 288.855 | 288.855 | 162.3333 | 27.0472 | 118.8573 | 0.011405 | 162.3333
JSC-02 | 2037-12-01 | 12 | 2038 | 2037 | Winter | 162.3333 | 198.4258 | 234.5182 | 271.7044 | 296.5342 |  | 7500.8678 | 7171.4593 | 6992.0746 | 6917.8471 | 7052 |  | 296.5342 | 296.5342 | 296.5342 | 162.3333 | 24.8298 | 118.8573 | 0.011405 | 162.3333
JSC-02 | 2038-01-01 | 1 | 2038 | 2038 | Winter | 162.3333 | 199.2903 | 236.2473 | 274.3242 | 300 |  | 7500.8678 | 7165.6303 | 6986.3966 | 6916.1301 | 7052 |  | 300 | 300 | 300 | 162.3333 | 25.6758 | 118.8573 | 0.011405 | 162.3333
JSC-02 | 2038-02-01 | 2 | 2038 | 2038 | Winter | 162.3333 | 198.6419 | 234.9505 | 272.3593 | 297.0424 |  | 7500.8678 | 7169.9941 | 6990.6328 | 6917.3768 | 7052 |  | 297.0424 | 297.0424 | 297.0424 | 162.3333 | 24.6831 | 118.8573 | 0.011405 | 162.3333
JSC-02 | 2038-03-01 | 3 | 2038 | 2038 | Winter | 162.3333 | 196.6967 | 231.06 | 266.4646 | 292.4684 |  | 7500.8678 | 7183.3727 | 7004.1507 | 6922.6 | 7052 |  | 292.4684 | 292.4684 | 292.4684 | 162.3333 | 26.0038 | 118.8573 | 0.011405 | 162.3333
JSC-02 | 2038-04-01 | 4 | 2038 | 2038 | Spring | 162.3333 | 192.7456 | 223.1579 | 254.4918 | 283.1782 |  | 7400.2182 | 7135.6838 | 6965.0588 | 6853.6797 | 7120 |  | 283.1782 | 283.1782 | 283.1782 | 162.3333 | 28.6863 | 118.8573 | 0.011405 | 162.3333
JSC-02 | 2038-05-01 | 5 | 2038 | 2038 | Spring | 162.3333 | 191.1505 | 219.9677 | 249.6582 | 279.4275 |  | 7400.2182 | 7146.8782 | 6979.6229 | 6867.516 | 7120 |  | 279.4275 | 279.4275 | 279.4275 | 162.3333 | 29.7693 | 118.8573 | 0.011405 | 162.3333
JSC-02 | 2038-06-01 | 6 | 2038 | 2038 | Summer | 162.3333 | 188.0511 | 213.7689 | 240.266 | 272.1396 |  | 7346.6259 | 7104.2696 | 6957.1097 | 6882.5605 | 7188 |  | 272.1396 | 272.1396 | 272.1396 | 162.3333 | 31.8737 | 118.8573 | 0.011405 | 162.3333
JSC-02 | 2038-07-01 | 7 | 2038 | 2038 | Summer | 162.3333 | 187.835 | 213.3366 | 239.611 | 271.6314 |  | 7346.6259 | 7105.8506 | 6958.9718 | 6883.3779 | 7188 |  | 271.6314 | 271.6314 | 271.6314 | 162.3333 | 32.0204 | 118.8573 | 0.011405 | 162.3333
JSC-02 | 2038-08-01 | 8 | 2038 | 2038 | Summer | 162.3333 | 187.835 | 213.3366 | 239.611 | 271.6314 |  | 7346.6259 | 7105.8506 | 6958.9718 | 6883.3779 | 7188 |  | 271.6314 | 271.6314 | 271.6314 | 162.3333 | 32.0204 | 118.8573 | 0.011405 | 162.3333
JSC-02 | 2038-09-01 | 9 | 2038 | 2038 | Summer | 162.3333 | 188.9157 | 215.498 | 242.8858 | 274.1725 |  | 7346.6259 | 7098.0105 | 6949.8592 | 6879.8883 | 7188 |  | 274.1725 | 274.1725 | 274.1725 | 162.3333 | 31.2867 | 118.8573 | 0.011405 | 162.3333
JSC-02 | 2038-10-01 | 10 | 2039 | 2038 | Fall | 162.3333 | 192.8624 | 223.3914 | 254.8455 | 283.4526 |  | 7400.2182 | 7134.8748 | 6964.0197 | 6852.7105 | 7120 |  | 283.4526 | 283.4526 | 283.4526 | 162.3333 | 28.6071 | 118.8573 | 0.011405 | 162.3333
JSC-02 | 2038-11-01 | 11 | 2039 | 2038 | Fall | 162.3333 | 195.1599 | 227.9865 | 261.8078 | 288.855 |  | 7400.2182 | 7119.2236 | 6944.2741 | 6834.7986 | 7120 |  | 288.855 | 288.855 | 288.855 | 162.3333 | 27.0472 | 118.8573 | 0.011405 | 162.3333
JSC-02 | 2038-12-01 | 12 | 2039 | 2038 | Winter | 162.3333 | 198.4258 | 234.5182 | 271.7044 | 296.5342 |  | 7500.8678 | 7171.4593 | 6992.0746 | 6917.8471 | 7052 |  | 296.5342 | 296.5342 | 296.5342 | 162.3333 | 24.8298 | 118.8573 | 0.011405 | 162.3333
JSC-02 | 2039-01-01 | 1 | 2039 | 2039 | Winter | 162.3333 | 199.2903 | 236.2473 | 274.3242 | 300 |  | 7500.8678 | 7165.6303 | 6986.3966 | 6916.1301 | 7052 |  | 300 | 300 | 300 | 162.3333 | 25.6758 | 118.8573 | 0.011405 | 162.3333
JSC-02 | 2039-02-01 | 2 | 2039 | 2039 | Winter | 162.3333 | 198.6419 | 234.9505 | 272.3593 | 297.0424 |  | 7500.8678 | 7169.9941 | 6990.6328 | 6917.3768 | 7052 |  | 297.0424 | 297.0424 | 297.0424 | 162.3333 | 24.6831 | 118.8573 | 0.011405 | 162.3333
JSC-02 | 2039-03-01 | 3 | 2039 | 2039 | Winter | 162.3333 | 196.6967 | 231.06 | 266.4646 | 292.4684 |  | 7500.8678 | 7183.3727 | 7004.1507 | 6922.6 | 7052 |  | 292.4684 | 292.4684 | 292.4684 | 162.3333 | 26.0038 | 118.8573 | 0.011405 | 162.3333
JSC-02 | 2039-04-01 | 4 | 2039 | 2039 | Spring | 162.3333 | 192.7456 | 223.1579 | 254.4918 | 283.1782 |  | 7400.2182 | 7135.6838 | 6965.0588 | 6853.6797 | 7120 |  | 283.1782 | 283.1782 | 283.1782 | 162.3333 | 28.6863 | 118.8573 | 0.011405 | 162.3333
JSC-02 | 2039-05-01 | 5 | 2039 | 2039 | Spring | 162.3333 | 191.1505 | 219.9677 | 249.6582 | 279.4275 |  | 7400.2182 | 7146.8782 | 6979.6229 | 6867.516 | 7120 |  | 279.4275 | 279.4275 | 279.4275 | 162.3333 | 29.7693 | 118.8573 | 0.011405 | 162.3333
JSC-02 | 2039-06-01 | 6 | 2039 | 2039 | Summer | 162.3333 | 188.0511 | 213.7689 | 240.266 | 272.1396 |  | 7346.6259 | 7104.2696 | 6957.1097 | 6882.5605 | 7188 |  | 272.1396 | 272.1396 | 272.1396 | 162.3333 | 31.8737 | 118.8573 | 0.011405 | 162.3333
JSC-02 | 2039-07-01 | 7 | 2039 | 2039 | Summer | 162.3333 | 187.835 | 213.3366 | 239.611 | 271.6314 |  | 7346.6259 | 7105.8506 | 6958.9718 | 6883.3779 | 7188 |  | 271.6314 | 271.6314 | 271.6314 | 162.3333 | 32.0204 | 118.8573 | 0.011405 | 162.3333
JSC-02 | 2039-08-01 | 8 | 2039 | 2039 | Summer | 162.3333 | 187.835 | 213.3366 | 239.611 | 271.6314 |  | 7346.6259 | 7105.8506 | 6958.9718 | 6883.3779 | 7188 |  | 271.6314 | 271.6314 | 271.6314 | 162.3333 | 32.0204 | 118.8573 | 0.011405 | 162.3333
JSC-02 | 2039-09-01 | 9 | 2039 | 2039 | Summer | 162.3333 | 188.9157 | 215.498 | 242.8858 | 274.1725 |  | 7346.6259 | 7098.0105 | 6949.8592 | 6879.8883 | 7188 |  | 274.1725 | 274.1725 | 274.1725 | 162.3333 | 31.2867 | 118.8573 | 0.011405 | 162.3333
JSC-02 | 2039-10-01 | 10 | 2040 | 2039 | Fall | 162.3333 | 192.8624 | 223.3914 | 254.8455 | 283.4526 |  | 7400.2182 | 7134.8748 | 6964.0197 | 6852.7105 | 7120 |  | 283.4526 | 283.4526 | 283.4526 | 162.3333 | 28.6071 | 118.8573 | 0.011405 | 162.3333
JSC-02 | 2039-11-01 | 11 | 2040 | 2039 | Fall | 162.3333 | 195.1599 | 227.9865 | 261.8078 | 288.855 |  | 7400.2182 | 7119.2236 | 6944.2741 | 6834.7986 | 7120 |  | 288.855 | 288.855 | 288.855 | 162.3333 | 27.0472 | 118.8573 | 0.011405 | 162.3333
JSC-02 | 2039-12-01 | 12 | 2040 | 2039 | Winter | 162.3333 | 198.4258 | 234.5182 | 271.7044 | 296.5342 |  | 7500.8678 | 7171.4593 | 6992.0746 | 6917.8471 | 7052 |  | 296.5342 | 296.5342 | 296.5342 | 162.3333 | 24.8298 | 118.8573 | 0.011405 | 162.3333
JSC-02 | 2040-01-01 | 1 | 2040 | 2040 | Winter | 162.3333 | 199.2903 | 236.2473 | 274.3242 | 300 |  | 7500.8678 | 7165.6303 | 6986.3966 | 6916.1301 | 7052 |  | 300 | 300 | 300 | 162.3333 | 25.6758 | 118.8573 | 0.011405 | 162.3333
JSC-02 | 2040-02-01 | 2 | 2040 | 2040 | Winter | 162.3333 | 198.6419 | 234.9505 | 272.3593 | 297.0424 |  | 7500.8678 | 7169.9941 | 6990.6328 | 6917.3768 | 7052 |  | 297.0424 | 297.0424 | 297.0424 | 162.3333 | 24.6831 | 118.8573 | 0.011405 | 162.3333
JSC-02 | 2040-03-01 | 3 | 2040 | 2040 | Winter | 162.3333 | 196.6967 | 231.06 | 266.4646 | 292.4684 |  | 7500.8678 | 7183.3727 | 7004.1507 | 6922.6 | 7052 |  | 292.4684 | 292.4684 | 292.4684 | 162.3333 | 26.0038 | 118.8573 | 0.011405 | 162.3333
JSC-02 | 2040-04-01 | 4 | 2040 | 2040 | Spring | 162.3333 | 192.7456 | 223.1579 | 254.4918 | 283.1782 |  | 7400.2182 | 7135.6838 | 6965.0588 | 6853.6797 | 7120 |  | 283.1782 | 283.1782 | 283.1782 | 162.3333 | 28.6863 | 118.8573 | 0.011405 | 162.3333
JSC-02 | 2040-05-01 | 5 | 2040 | 2040 | Spring | 162.3333 | 191.1505 | 219.9677 | 249.6582 | 279.4275 |  | 7400.2182 | 7146.8782 | 6979.6229 | 6867.516 | 7120 |  | 279.4275 | 279.4275 | 279.4275 | 162.3333 | 29.7693 | 118.8573 | 0.011405 | 162.3333
JSC-02 | 2040-06-01 | 6 | 2040 | 2040 | Summer | 162.3333 | 188.0511 | 213.7689 | 240.266 | 272.1396 |  | 7346.6259 | 7104.2696 | 6957.1097 | 6882.5605 | 7188 |  | 272.1396 | 272.1396 | 272.1396 | 162.3333 | 31.8737 | 118.8573 | 0.011405 | 162.3333
JSC-02 | 2040-07-01 | 7 | 2040 | 2040 | Summer | 162.3333 | 187.835 | 213.3366 | 239.611 | 271.6314 |  | 7346.6259 | 7105.8506 | 6958.9718 | 6883.3779 | 7188 |  | 271.6314 | 271.6314 | 271.6314 | 162.3333 | 32.0204 | 118.8573 | 0.011405 | 162.3333
JSC-02 | 2040-08-01 | 8 | 2040 | 2040 | Summer | 162.3333 | 187.835 | 213.3366 | 239.611 | 271.6314 |  | 7346.6259 | 7105.8506 | 6958.9718 | 6883.3779 | 7188 |  | 271.6314 | 271.6314 | 271.6314 | 162.3333 | 32.0204 | 118.8573 | 0.011405 | 162.3333
JSC-02 | 2040-09-01 | 9 | 2040 | 2040 | Summer | 162.3333 | 188.9157 | 215.498 | 242.8858 | 274.1725 |  | 7346.6259 | 7098.0105 | 6949.8592 | 6879.8883 | 7188 |  | 274.1725 | 274.1725 | 274.1725 | 162.3333 | 31.2867 | 118.8573 | 0.011405 | 162.3333
JSC-02 | 2040-10-01 | 10 | 2041 | 2040 | Fall | 162.3333 | 192.8624 | 223.3914 | 254.8455 | 283.4526 |  | 7400.2182 | 7134.8748 | 6964.0197 | 6852.7105 | 7120 |  | 283.4526 | 283.4526 | 283.4526 | 162.3333 | 28.6071 | 118.8573 | 0.011405 | 162.3333
JSC-02 | 2040-11-01 | 11 | 2041 | 2040 | Fall | 162.3333 | 195.1599 | 227.9865 | 261.8078 | 288.855 |  | 7400.2182 | 7119.2236 | 6944.2741 | 6834.7986 | 7120 |  | 288.855 | 288.855 | 288.855 | 162.3333 | 27.0472 | 118.8573 | 0.011405 | 162.3333
JSC-02 | 2040-12-01 | 12 | 2041 | 2040 | Winter | 162.3333 | 198.4258 | 234.5182 | 271.7044 | 296.5342 |  | 7500.8678 | 7171.4593 | 6992.0746 | 6917.8471 | 7052 |  | 296.5342 | 296.5342 | 296.5342 | 162.3333 | 24.8298 | 118.8573 | 0.011405 | 162.3333
JSC-02 | 2041-01-01 | 1 | 2041 | 2041 | Winter | 162.3333 | 199.2903 | 236.2473 | 274.3242 | 300 |  | 7500.8678 | 7165.6303 | 6986.3966 | 6916.1301 | 7052 |  | 300 | 300 | 300 | 162.3333 | 25.6758 | 118.8573 | 0.011405 | 162.3333
JSC-02 | 2041-02-01 | 2 | 2041 | 2041 | Winter | 162.3333 | 198.6419 | 234.9505 | 272.3593 | 297.0424 |  | 7500.8678 | 7169.9941 | 6990.6328 | 6917.3768 | 7052 |  | 297.0424 | 297.0424 | 297.0424 | 162.3333 | 24.6831 | 118.8573 | 0.011405 | 162.3333
JSC-02 | 2041-03-01 | 3 | 2041 | 2041 | Winter | 162.3333 | 196.6967 | 231.06 | 266.4646 | 292.4684 |  | 7500.8678 | 7183.3727 | 7004.1507 | 6922.6 | 7052 |  | 292.4684 | 292.4684 | 292.4684 | 162.3333 | 26.0038 | 118.8573 | 0.011405 | 162.3333
JSC-02 | 2041-04-01 | 4 | 2041 | 2041 | Spring | 162.3333 | 192.7456 | 223.1579 | 254.4918 | 283.1782 |  | 7400.2182 | 7135.6838 | 6965.0588 | 6853.6797 | 7120 |  | 283.1782 | 283.1782 | 283.1782 | 162.3333 | 28.6863 | 118.8573 | 0.011405 | 162.3333
JSC-02 | 2041-05-01 | 5 | 2041 | 2041 | Spring | 162.3333 | 191.1505 | 219.9677 | 249.6582 | 279.4275 |  | 7400.2182 | 7146.8782 | 6979.6229 | 6867.516 | 7120 |  | 279.4275 | 279.4275 | 279.4275 | 162.3333 | 29.7693 | 118.8573 | 0.011405 | 162.3333
JSC-02 | 2041-06-01 | 6 | 2041 | 2041 | Summer | 162.3333 | 188.0511 | 213.7689 | 240.266 | 272.1396 |  | 7346.6259 | 7104.2696 | 6957.1097 | 6882.5605 | 7188 |  | 272.1396 | 272.1396 | 272.1396 | 162.3333 | 31.8737 | 118.8573 | 0.011405 | 162.3333
JSC-02 | 2041-07-01 | 7 | 2041 | 2041 | Summer | 162.3333 | 187.835 | 213.3366 | 239.611 | 271.6314 |  | 7346.6259 | 7105.8506 | 6958.9718 | 6883.3779 | 7188 |  | 271.6314 | 271.6314 | 271.6314 | 162.3333 | 32.0204 | 118.8573 | 0.011405 | 162.3333
JSC-02 | 2041-08-01 | 8 | 2041 | 2041 | Summer | 162.3333 | 187.835 | 213.3366 | 239.611 | 271.6314 |  | 7346.6259 | 7105.8506 | 6958.9718 | 6883.3779 | 7188 |  | 271.6314 | 271.6314 | 271.6314 | 162.3333 | 32.0204 | 118.8573 | 0.011405 | 162.3333
JSC-02 | 2041-09-01 | 9 | 2041 | 2041 | Summer | 162.3333 | 188.9157 | 215.498 | 242.8858 | 274.1725 |  | 7346.6259 | 7098.0105 | 6949.8592 | 6879.8883 | 7188 |  | 274.1725 | 274.1725 | 274.1725 | 162.3333 | 31.2867 | 118.8573 | 0.011405 | 162.3333
JSC-02 | 2041-10-01 | 10 | 2042 | 2041 | Fall | 162.3333 | 192.8624 | 223.3914 | 254.8455 | 283.4526 |  | 7400.2182 | 7134.8748 | 6964.0197 | 6852.7105 | 7120 |  | 283.4526 | 283.4526 | 283.4526 | 162.3333 | 28.6071 | 118.8573 | 0.011405 | 162.3333
JSC-02 | 2041-11-01 | 11 | 2042 | 2041 | Fall | 162.3333 | 195.1599 | 227.9865 | 261.8078 | 288.855 |  | 7400.2182 | 7119.2236 | 6944.2741 | 6834.7986 | 7120 |  | 288.855 | 288.855 | 288.855 | 162.3333 | 27.0472 | 118.8573 | 0.011405 | 162.3333
JSC-02 | 2041-12-01 | 12 | 2042 | 2041 | Winter | 162.3333 | 198.4258 | 234.5182 | 271.7044 | 296.5342 |  | 7500.8678 | 7171.4593 | 6992.0746 | 6917.8471 | 7052 |  | 296.5342 | 296.5342 | 296.5342 | 162.3333 | 24.8298 | 118.8573 | 0.011405 | 162.3333
JSC-02 | 2042-01-01 | 1 | 2042 | 2042 | Winter | 162.3333 | 199.2903 | 236.2473 | 274.3242 | 300 |  | 7500.8678 | 7165.6303 | 6986.3966 | 6916.1301 | 7052 |  | 300 | 300 | 300 | 162.3333 | 25.6758 | 118.8573 | 0.011405 | 162.3333
JSC-02 | 2042-02-01 | 2 | 2042 | 2042 | Winter | 162.3333 | 198.6419 | 234.9505 | 272.3593 | 297.0424 |  | 7500.8678 | 7169.9941 | 6990.6328 | 6917.3768 | 7052 |  | 297.0424 | 297.0424 | 297.0424 | 162.3333 | 24.6831 | 118.8573 | 0.011405 | 162.3333
JSC-02 | 2042-03-01 | 3 | 2042 | 2042 | Winter | 162.3333 | 196.6967 | 231.06 | 266.4646 | 292.4684 |  | 7500.8678 | 7183.3727 | 7004.1507 | 6922.6 | 7052 |  | 292.4684 | 292.4684 | 292.4684 | 162.3333 | 26.0038 | 118.8573 | 0.011405 | 162.3333
JSC-02 | 2042-04-01 | 4 | 2042 | 2042 | Spring | 162.3333 | 192.7456 | 223.1579 | 254.4918 | 283.1782 |  | 7400.2182 | 7135.6838 | 6965.0588 | 6853.6797 | 7120 |  | 283.1782 | 283.1782 | 283.1782 | 162.3333 | 28.6863 | 118.8573 | 0.011405 | 162.3333
JSC-02 | 2042-05-01 | 5 | 2042 | 2042 | Spring | 162.3333 | 191.1505 | 219.9677 | 249.6582 | 279.4275 |  | 7400.2182 | 7146.8782 | 6979.6229 | 6867.516 | 7120 |  | 279.4275 | 279.4275 | 279.4275 | 162.3333 | 29.7693 | 118.8573 | 0.011405 | 162.3333
JSC-02 | 2042-06-01 | 6 | 2042 | 2042 | Summer | 162.3333 | 188.0511 | 213.7689 | 240.266 | 272.1396 |  | 7346.6259 | 7104.2696 | 6957.1097 | 6882.5605 | 7188 |  | 272.1396 | 272.1396 | 272.1396 | 162.3333 | 31.8737 | 118.8573 | 0.011405 | 162.3333
JSC-02 | 2042-07-01 | 7 | 2042 | 2042 | Summer | 162.3333 | 187.835 | 213.3366 | 239.611 | 271.6314 |  | 7346.6259 | 7105.8506 | 6958.9718 | 6883.3779 | 7188 |  | 271.6314 | 271.6314 | 271.6314 | 162.3333 | 32.0204 | 118.8573 | 0.011405 | 162.3333
JSC-02 | 2042-08-01 | 8 | 2042 | 2042 | Summer | 162.3333 | 187.835 | 213.3366 | 239.611 | 271.6314 |  | 7346.6259 | 7105.8506 | 6958.9718 | 6883.3779 | 7188 |  | 271.6314 | 271.6314 | 271.6314 | 162.3333 | 32.0204 | 118.8573 | 0.011405 | 162.3333
JSC-02 | 2042-09-01 | 9 | 2042 | 2042 | Summer | 162.3333 | 188.9157 | 215.498 | 242.8858 | 274.1725 |  | 7346.6259 | 7098.0105 | 6949.8592 | 6879.8883 | 7188 |  | 274.1725 | 274.1725 | 274.1725 | 162.3333 | 31.2867 | 118.8573 | 0.011405 | 162.3333
JSC-02 | 2042-10-01 | 10 | 2043 | 2042 | Fall | 162.3333 | 192.8624 | 223.3914 | 254.8455 | 283.4526 |  | 7400.2182 | 7134.8748 | 6964.0197 | 6852.7105 | 7120 |  | 283.4526 | 283.4526 | 283.4526 | 162.3333 | 28.6071 | 118.8573 | 0.011405 | 162.3333
JSC-02 | 2042-11-01 | 11 | 2043 | 2042 | Fall | 162.3333 | 195.1599 | 227.9865 | 261.8078 | 288.855 |  | 7400.2182 | 7119.2236 | 6944.2741 | 6834.7986 | 7120 |  | 288.855 | 288.855 | 288.855 | 162.3333 | 27.0472 | 118.8573 | 0.011405 | 162.3333
JSC-02 | 2042-12-01 | 12 | 2043 | 2042 | Winter | 162.3333 | 198.4258 | 234.5182 | 271.7044 | 296.5342 |  | 7500.8678 | 7171.4593 | 6992.0746 | 6917.8471 | 7052 |  | 296.5342 | 296.5342 | 296.5342 | 162.3333 | 24.8298 | 118.8573 | 0.011405 | 162.3333
JSC-02 | 2043-01-01 | 1 | 2043 | 2043 | Winter | 162.3333 | 199.2903 | 236.2473 | 274.3242 | 300 |  | 7500.8678 | 7165.6303 | 6986.3966 | 6916.1301 | 7052 |  | 300 | 300 | 300 | 162.3333 | 25.6758 | 118.8573 | 0.011405 | 162.3333
JSC-02 | 2043-02-01 | 2 | 2043 | 2043 | Winter | 162.3333 | 198.6419 | 234.9505 | 272.3593 | 297.0424 |  | 7500.8678 | 7169.9941 | 6990.6328 | 6917.3768 | 7052 |  | 297.0424 | 297.0424 | 297.0424 | 162.3333 | 24.6831 | 118.8573 | 0.011405 | 162.3333
JSC-02 | 2043-03-01 | 3 | 2043 | 2043 | Winter | 162.3333 | 196.6967 | 231.06 | 266.4646 | 292.4684 |  | 7500.8678 | 7183.3727 | 7004.1507 | 6922.6 | 7052 |  | 292.4684 | 292.4684 | 292.4684 | 162.3333 | 26.0038 | 118.8573 | 0.011405 | 162.3333
JSC-02 | 2043-04-01 | 4 | 2043 | 2043 | Spring | 162.3333 | 192.7456 | 223.1579 | 254.4918 | 283.1782 |  | 7400.2182 | 7135.6838 | 6965.0588 | 6853.6797 | 7120 |  | 283.1782 | 283.1782 | 283.1782 | 162.3333 | 28.6863 | 118.8573 | 0.011405 | 162.3333
JSC-02 | 2043-05-01 | 5 | 2043 | 2043 | Spring | 162.3333 | 191.1505 | 219.9677 | 249.6582 | 279.4275 |  | 7400.2182 | 7146.8782 | 6979.6229 | 6867.516 | 7120 |  | 279.4275 | 279.4275 | 279.4275 | 162.3333 | 29.7693 | 118.8573 | 0.011405 | 162.3333
JSC-02 | 2043-06-01 | 6 | 2043 | 2043 | Summer | 162.3333 | 188.0511 | 213.7689 | 240.266 | 272.1396 |  | 7346.6259 | 7104.2696 | 6957.1097 | 6882.5605 | 7188 |  | 272.1396 | 272.1396 | 272.1396 | 162.3333 | 31.8737 | 118.8573 | 0.011405 | 162.3333
JSC-02 | 2043-07-01 | 7 | 2043 | 2043 | Summer | 162.3333 | 187.835 | 213.3366 | 239.611 | 271.6314 |  | 7346.6259 | 7105.8506 | 6958.9718 | 6883.3779 | 7188 |  | 271.6314 | 271.6314 | 271.6314 | 162.3333 | 32.0204 | 118.8573 | 0.011405 | 162.3333
JSC-02 | 2043-08-01 | 8 | 2043 | 2043 | Summer | 162.3333 | 187.835 | 213.3366 | 239.611 | 271.6314 |  | 7346.6259 | 7105.8506 | 6958.9718 | 6883.3779 | 7188 |  | 271.6314 | 271.6314 | 271.6314 | 162.3333 | 32.0204 | 118.8573 | 0.011405 | 162.3333
JSC-02 | 2043-09-01 | 9 | 2043 | 2043 | Summer | 162.3333 | 188.9157 | 215.498 | 242.8858 | 274.1725 |  | 7346.6259 | 7098.0105 | 6949.8592 | 6879.8883 | 7188 |  | 274.1725 | 274.1725 | 274.1725 | 162.3333 | 31.2867 | 118.8573 | 0.011405 | 162.3333
JSC-02 | 2043-10-01 | 10 | 2044 | 2043 | Fall | 162.3333 | 192.8624 | 223.3914 | 254.8455 | 283.4526 |  | 7400.2182 | 7134.8748 | 6964.0197 | 6852.7105 | 7120 |  | 283.4526 | 283.4526 | 283.4526 | 162.3333 | 28.6071 | 118.8573 | 0.011405 | 162.3333
JSC-02 | 2043-11-01 | 11 | 2044 | 2043 | Fall | 162.3333 | 195.1599 | 227.9865 | 261.8078 | 288.855 |  | 7400.2182 | 7119.2236 | 6944.2741 | 6834.7986 | 7120 |  | 288.855 | 288.855 | 288.855 | 162.3333 | 27.0472 | 118.8573 | 0.011405 | 162.3333
JSC-02 | 2043-12-01 | 12 | 2044 | 2043 | Winter | 162.3333 | 198.4258 | 234.5182 | 271.7044 | 296.5342 |  | 7500.8678 | 7171.4593 | 6992.0746 | 6917.8471 | 7052 |  | 296.5342 | 296.5342 | 296.5342 | 162.3333 | 24.8298 | 118.8573 | 0.011405 | 162.3333
JSC-02 | 2044-01-01 | 1 | 2044 | 2044 | Winter | 162.3333 | 199.2903 | 236.2473 | 274.3242 | 300 |  | 7500.8678 | 7165.6303 | 6986.3966 | 6916.1301 | 7052 |  | 300 | 300 | 300 | 162.3333 | 25.6758 | 118.8573 | 0.011405 | 162.3333
JSC-02 | 2044-02-01 | 2 | 2044 | 2044 | Winter | 162.3333 | 198.6419 | 234.9505 | 272.3593 | 297.0424 |  | 7500.8678 | 7169.9941 | 6990.6328 | 6917.3768 | 7052 |  | 297.0424 | 297.0424 | 297.0424 | 162.3333 | 24.6831 | 118.8573 | 0.011405 | 162.3333
JSC-02 | 2044-03-01 | 3 | 2044 | 2044 | Winter | 162.3333 | 196.6967 | 231.06 | 266.4646 | 292.4684 |  | 7500.8678 | 7183.3727 | 7004.1507 | 6922.6 | 7052 |  | 292.4684 | 292.4684 | 292.4684 | 162.3333 | 26.0038 | 118.8573 | 0.011405 | 162.3333
JSC-02 | 2044-04-01 | 4 | 2044 | 2044 | Spring | 162.3333 | 192.7456 | 223.1579 | 254.4918 | 283.1782 |  | 7400.2182 | 7135.6838 | 6965.0588 | 6853.6797 | 7120 |  | 283.1782 | 283.1782 | 283.1782 | 162.3333 | 28.6863 | 118.8573 | 0.011405 | 162.3333
JSC-02 | 2044-05-01 | 5 | 2044 | 2044 | Spring | 162.3333 | 191.1505 | 219.9677 | 249.6582 | 279.4275 |  | 7400.2182 | 7146.8782 | 6979.6229 | 6867.516 | 7120 |  | 279.4275 | 279.4275 | 279.4275 | 162.3333 | 29.7693 | 118.8573 | 0.011405 | 162.3333
JSC-02 | 2044-06-01 | 6 | 2044 | 2044 | Summer | 162.3333 | 188.0511 | 213.7689 | 240.266 | 272.1396 |  | 7346.6259 | 7104.2696 | 6957.1097 | 6882.5605 | 7188 |  | 272.1396 | 272.1396 | 272.1396 | 162.3333 | 31.8737 | 118.8573 | 0.011405 | 162.3333
JSC-02 | 2044-07-01 | 7 | 2044 | 2044 | Summer | 162.3333 | 187.835 | 213.3366 | 239.611 | 271.6314 |  | 7346.6259 | 7105.8506 | 6958.9718 | 6883.3779 | 7188 |  | 271.6314 | 271.6314 | 271.6314 | 162.3333 | 32.0204 | 118.8573 | 0.011405 | 162.3333
JSC-02 | 2044-08-01 | 8 | 2044 | 2044 | Summer | 162.3333 | 187.835 | 213.3366 | 239.611 | 271.6314 |  | 7346.6259 | 7105.8506 | 6958.9718 | 6883.3779 | 7188 |  | 271.6314 | 271.6314 | 271.6314 | 162.3333 | 32.0204 | 118.8573 | 0.011405 | 162.3333
JSC-02 | 2044-09-01 | 9 | 2044 | 2044 | Summer | 162.3333 | 188.9157 | 215.498 | 242.8858 | 274.1725 |  | 7346.6259 | 7098.0105 | 6949.8592 | 6879.8883 | 7188 |  | 274.1725 | 274.1725 | 274.1725 | 162.3333 | 31.2867 | 118.8573 | 0.011405 | 162.3333
JSC-02 | 2044-10-01 | 10 | 2045 | 2044 | Fall | 162.3333 | 192.8624 | 223.3914 | 254.8455 | 283.4526 |  | 7400.2182 | 7134.8748 | 6964.0197 | 6852.7105 | 7120 |  | 283.4526 | 283.4526 | 283.4526 | 162.3333 | 28.6071 | 118.8573 | 0.011405 | 162.3333
JSC-02 | 2044-11-01 | 11 | 2045 | 2044 | Fall | 162.3333 | 195.1599 | 227.9865 | 261.8078 | 288.855 |  | 7400.2182 | 7119.2236 | 6944.2741 | 6834.7986 | 7120 |  | 288.855 | 288.855 | 288.855 | 162.3333 | 27.0472 | 118.8573 | 0.011405 | 162.3333
JSC-02 | 2044-12-01 | 12 | 2045 | 2044 | Winter | 162.3333 | 198.4258 | 234.5182 | 271.7044 | 296.5342 |  | 7500.8678 | 7171.4593 | 6992.0746 | 6917.8471 | 7052 |  | 296.5342 | 296.5342 | 296.5342 | 162.3333 | 24.8298 | 118.8573 | 0.011405 | 162.3333
JSC-02 | 2045-01-01 | 1 | 2045 | 2045 | Winter | 162.3333 | 199.2903 | 236.2473 | 274.3242 | 300 |  | 7500.8678 | 7165.6303 | 6986.3966 | 6916.1301 | 7052 |  | 300 | 300 | 300 | 162.3333 | 25.6758 | 118.8573 | 0.011405 | 162.3333
JSC-02 | 2045-02-01 | 2 | 2045 | 2045 | Winter | 162.3333 | 198.6419 | 234.9505 | 272.3593 | 297.0424 |  | 7500.8678 | 7169.9941 | 6990.6328 | 6917.3768 | 7052 |  | 297.0424 | 297.0424 | 297.0424 | 162.3333 | 24.6831 | 118.8573 | 0.011405 | 162.3333
JSC-02 | 2045-03-01 | 3 | 2045 | 2045 | Winter | 162.3333 | 196.6967 | 231.06 | 266.4646 | 292.4684 |  | 7500.8678 | 7183.3727 | 7004.1507 | 6922.6 | 7052 |  | 292.4684 | 292.4684 | 292.4684 | 162.3333 | 26.0038 | 118.8573 | 0.011405 | 162.3333
JSC-02 | 2045-04-01 | 4 | 2045 | 2045 | Spring | 162.3333 | 192.7456 | 223.1579 | 254.4918 | 283.1782 |  | 7400.2182 | 7135.6838 | 6965.0588 | 6853.6797 | 7120 |  | 283.1782 | 283.1782 | 283.1782 | 162.3333 | 28.6863 | 118.8573 | 0.011405 | 162.3333
JSC-02 | 2045-05-01 | 5 | 2045 | 2045 | Spring | 162.3333 | 191.1505 | 219.9677 | 249.6582 | 279.4275 |  | 7400.2182 | 7146.8782 | 6979.6229 | 6867.516 | 7120 |  | 279.4275 | 279.4275 | 279.4275 | 162.3333 | 29.7693 | 118.8573 | 0.011405 | 162.3333
JSC-02 | 2045-06-01 | 6 | 2045 | 2045 | Summer | 162.3333 | 188.0511 | 213.7689 | 240.266 | 272.1396 |  | 7346.6259 | 7104.2696 | 6957.1097 | 6882.5605 | 7188 |  | 272.1396 | 272.1396 | 272.1396 | 162.3333 | 31.8737 | 118.8573 | 0.011405 | 162.3333
JSC-02 | 2045-07-01 | 7 | 2045 | 2045 | Summer | 162.3333 | 187.835 | 213.3366 | 239.611 | 271.6314 |  | 7346.6259 | 7105.8506 | 6958.9718 | 6883.3779 | 7188 |  | 271.6314 | 271.6314 | 271.6314 | 162.3333 | 32.0204 | 118.8573 | 0.011405 | 162.3333
JSC-02 | 2045-08-01 | 8 | 2045 | 2045 | Summer | 162.3333 | 187.835 | 213.3366 | 239.611 | 271.6314 |  | 7346.6259 | 7105.8506 | 6958.9718 | 6883.3779 | 7188 |  | 271.6314 | 271.6314 | 271.6314 | 162.3333 | 32.0204 | 118.8573 | 0.011405 | 162.3333
JSC-02 | 2045-09-01 | 9 | 2045 | 2045 | Summer | 162.3333 | 188.9157 | 215.498 | 242.8858 | 274.1725 |  | 7346.6259 | 7098.0105 | 6949.8592 | 6879.8883 | 7188 |  | 274.1725 | 274.1725 | 274.1725 | 162.3333 | 31.2867 | 118.8573 | 0.011405 | 162.3333
JSC-02 | 2045-10-01 | 10 | 2046 | 2045 | Fall | 162.3333 | 192.8624 | 223.3914 | 254.8455 | 283.4526 |  | 7400.2182 | 7134.8748 | 6964.0197 | 6852.7105 | 7120 |  | 283.4526 | 283.4526 | 283.4526 | 162.3333 | 28.6071 | 118.8573 | 0.011405 | 162.3333
JSC-02 | 2045-11-01 | 11 | 2046 | 2045 | Fall | 162.3333 | 195.1599 | 227.9865 | 261.8078 | 288.855 |  | 7400.2182 | 7119.2236 | 6944.2741 | 6834.7986 | 7120 |  | 288.855 | 288.855 | 288.855 | 162.3333 | 27.0472 | 118.8573 | 0.011405 | 162.3333
JSC-02 | 2045-12-01 | 12 | 2046 | 2045 | Winter | 162.3333 | 198.4258 | 234.5182 | 271.7044 | 296.5342 |  | 7500.8678 | 7171.4593 | 6992.0746 | 6917.8471 | 7052 |  | 296.5342 | 296.5342 | 296.5342 | 162.3333 | 24.8298 | 118.8573 | 0.011405 | 162.3333
JSC-02 | 2046-01-01 | 1 | 2046 | 2046 | Winter | 162.3333 | 199.2903 | 236.2473 | 274.3242 | 300 |  | 7500.8678 | 7165.6303 | 6986.3966 | 6916.1301 | 7052 |  | 300 | 300 | 300 | 162.3333 | 25.6758 | 118.8573 | 0.011405 | 162.3333
JSC-02 | 2046-02-01 | 2 | 2046 | 2046 | Winter | 162.3333 | 198.6419 | 234.9505 | 272.3593 | 297.0424 |  | 7500.8678 | 7169.9941 | 6990.6328 | 6917.3768 | 7052 |  | 297.0424 | 297.0424 | 297.0424 | 162.3333 | 24.6831 | 118.8573 | 0.011405 | 162.3333
JSC-02 | 2046-03-01 | 3 | 2046 | 2046 | Winter | 162.3333 | 196.6967 | 231.06 | 266.4646 | 292.4684 |  | 7500.8678 | 7183.3727 | 7004.1507 | 6922.6 | 7052 |  | 292.4684 | 292.4684 | 292.4684 | 162.3333 | 26.0038 | 118.8573 | 0.011405 | 162.3333
JSC-02 | 2046-04-01 | 4 | 2046 | 2046 | Spring | 162.3333 | 192.7456 | 223.1579 | 254.4918 | 283.1782 |  | 7400.2182 | 7135.6838 | 6965.0588 | 6853.6797 | 7120 |  | 283.1782 | 283.1782 | 283.1782 | 162.3333 | 28.6863 | 118.8573 | 0.011405 | 162.3333
JSC-02 | 2046-05-01 | 5 | 2046 | 2046 | Spring | 162.3333 | 191.1505 | 219.9677 | 249.6582 | 279.4275 |  | 7400.2182 | 7146.8782 | 6979.6229 | 6867.516 | 7120 |  | 279.4275 | 279.4275 | 279.4275 | 162.3333 | 29.7693 | 118.8573 | 0.011405 | 162.3333
JSC-02 | 2046-06-01 | 6 | 2046 | 2046 | Summer | 162.3333 | 188.0511 | 213.7689 | 240.266 | 272.1396 |  | 7346.6259 | 7104.2696 | 6957.1097 | 6882.5605 | 7188 |  | 272.1396 | 272.1396 | 272.1396 | 162.3333 | 31.8737 | 118.8573 | 0.011405 | 162.3333
JSC-02 | 2046-07-01 | 7 | 2046 | 2046 | Summer | 162.3333 | 187.835 | 213.3366 | 239.611 | 271.6314 |  | 7346.6259 | 7105.8506 | 6958.9718 | 6883.3779 | 7188 |  | 271.6314 | 271.6314 | 271.6314 | 162.3333 | 32.0204 | 118.8573 | 0.011405 | 162.3333
JSC-02 | 2046-08-01 | 8 | 2046 | 2046 | Summer | 162.3333 | 187.835 | 213.3366 | 239.611 | 271.6314 |  | 7346.6259 | 7105.8506 | 6958.9718 | 6883.3779 | 7188 |  | 271.6314 | 271.6314 | 271.6314 | 162.3333 | 32.0204 | 118.8573 | 0.011405 | 162.3333
JSC-02 | 2046-09-01 | 9 | 2046 | 2046 | Summer | 162.3333 | 188.9157 | 215.498 | 242.8858 | 274.1725 |  | 7346.6259 | 7098.0105 | 6949.8592 | 6879.8883 | 7188 |  | 274.1725 | 274.1725 | 274.1725 | 162.3333 | 31.2867 | 118.8573 | 0.011405 | 162.3333
JSC-03 | 2016-10-01 | 10 | 2017 | 2016 | Fall | 162.3333 | 192.8624 | 223.3914 | 254.8455 | 283.4526 |  | 7400.2182 | 7134.8748 | 6964.0197 | 6852.7105 | 7120 |  | 283.4526 | 283.4526 | 283.4526 | 162.3333 | 28.6071 | 118.8573 | 0.011405 | 162.3333
JSC-03 | 2016-11-01 | 11 | 2017 | 2016 | Fall | 162.3333 | 195.1599 | 227.9865 | 261.8078 | 288.855 |  | 7400.2182 | 7119.2236 | 6944.2741 | 6834.7986 | 7120 |  | 288.855 | 288.855 | 288.855 | 162.3333 | 27.0472 | 118.8573 | 0.011405 | 162.3333
JSC-03 | 2016-12-01 | 12 | 2017 | 2016 | Winter | 162.3333 | 198.4258 | 234.5182 | 271.7044 | 296.5342 |  | 7500.8678 | 7171.4593 | 6992.0746 | 6917.8471 | 7052 |  | 296.5342 | 296.5342 | 296.5342 | 162.3333 | 24.8298 | 118.8573 | 0.011405 | 162.3333
JSC-03 | 2017-01-01 | 1 | 2017 | 2017 | Winter | 162.3333 | 199.2903 | 236.2473 | 274.3242 | 300 |  | 7500.8678 | 7165.6303 | 6986.3966 | 6916.1301 | 7052 |  | 300 | 300 | 300 | 162.3333 | 25.6758 | 118.8573 | 0.011405 | 162.3333
JSC-03 | 2017-02-01 | 2 | 2017 | 2017 | Winter | 162.3333 | 198.6419 | 234.9505 | 272.3593 | 297.0424 |  | 7500.8678 | 7169.9941 | 6990.6328 | 6917.3768 | 7052 |  | 297.0424 | 297.0424 | 297.0424 | 162.3333 | 24.6831 | 118.8573 | 0.011405 | 162.3333
JSC-03 | 2017-03-01 | 3 | 2017 | 2017 | Winter | 162.3333 | 196.6967 | 231.06 | 266.4646 | 292.4684 |  | 7500.8678 | 7183.3727 | 7004.1507 | 6922.6 | 7052 |  | 292.4684 | 292.4684 | 292.4684 | 162.3333 | 26.0038 | 118.8573 | 0.011405 | 162.3333
JSC-03 | 2017-04-01 | 4 | 2017 | 2017 | Spring | 162.3333 | 192.7456 | 223.1579 | 254.4918 | 283.1782 |  | 7400.2182 | 7135.6838 | 6965.0588 | 6853.6797 | 7120 |  | 283.1782 | 283.1782 | 283.1782 | 162.3333 | 28.6863 | 118.8573 | 0.011405 | 162.3333
JSC-03 | 2017-05-01 | 5 | 2017 | 2017 | Spring | 162.3333 | 191.1505 | 219.9677 | 249.6582 | 279.4275 |  | 7400.2182 | 7146.8782 | 6979.6229 | 6867.516 | 7120 |  | 279.4275 | 279.4275 | 279.4275 | 162.3333 | 29.7693 | 118.8573 | 0.011405 | 162.3333
JSC-03 | 2017-06-01 | 6 | 2017 | 2017 | Summer | 162.3333 | 188.0511 | 213.7689 | 240.266 | 272.1396 |  | 7346.6259 | 7104.2696 | 6957.1097 | 6882.5605 | 7188 |  | 272.1396 | 272.1396 | 272.1396 | 162.3333 | 31.8737 | 118.8573 | 0.011405 | 162.3333
JSC-03 | 2017-07-01 | 7 | 2017 | 2017 | Summer | 162.3333 | 187.835 | 213.3366 | 239.611 | 271.6314 |  | 7346.6259 | 7105.8506 | 6958.9718 | 6883.3779 | 7188 |  | 271.6314 | 271.6314 | 271.6314 | 162.3333 | 32.0204 | 118.8573 | 0.011405 | 162.3333
JSC-03 | 2017-08-01 | 8 | 2017 | 2017 | Summer | 162.3333 | 187.835 | 213.3366 | 239.611 | 271.6314 |  | 7346.6259 | 7105.8506 | 6958.9718 | 6883.3779 | 7188 |  | 271.6314 | 271.6314 | 271.6314 | 162.3333 | 32.0204 | 118.8573 | 0.011405 | 162.3333
JSC-03 | 2017-09-01 | 9 | 2017 | 2017 | Summer | 162.3333 | 188.9157 | 215.498 | 242.8858 | 274.1725 |  | 7346.6259 | 7098.0105 | 6949.8592 | 6879.8883 | 7188 |  | 274.1725 | 274.1725 | 274.1725 | 162.3333 | 31.2867 | 118.8573 | 0.011405 | 162.3333
JSC-03 | 2017-10-01 | 10 | 2018 | 2017 | Fall | 162.3333 | 192.8624 | 223.3914 | 254.8455 | 283.4526 |  | 7400.2182 | 7134.8748 | 6964.0197 | 6852.7105 | 7120 |  | 283.4526 | 283.4526 | 283.4526 | 162.3333 | 28.6071 | 118.8573 | 0.011405 | 162.3333
JSC-03 | 2017-11-01 | 11 | 2018 | 2017 | Fall | 162.3333 | 195.1599 | 227.9865 | 261.8078 | 288.855 |  | 7400.2182 | 7119.2236 | 6944.2741 | 6834.7986 | 7120 |  | 288.855 | 288.855 | 288.855 | 162.3333 | 27.0472 | 118.8573 | 0.011405 | 162.3333
JSC-03 | 2017-12-01 | 12 | 2018 | 2017 | Winter | 162.3333 | 198.4258 | 234.5182 | 271.7044 | 296.5342 |  | 7500.8678 | 7171.4593 | 6992.0746 | 6917.8471 | 7052 |  | 296.5342 | 296.5342 | 296.5342 | 162.3333 | 24.8298 | 118.8573 | 0.011405 | 162.3333
JSC-03 | 2018-01-01 | 1 | 2018 | 2018 | Winter | 162.3333 | 199.2903 | 236.2473 | 274.3242 | 300 |  | 7500.8678 | 7165.6303 | 6986.3966 | 6916.1301 | 7052 |  | 300 | 300 | 300 | 162.3333 | 25.6758 | 118.8573 | 0.011405 | 162.3333
JSC-03 | 2018-02-01 | 2 | 2018 | 2018 | Winter | 162.3333 | 198.6419 | 234.9505 | 272.3593 | 297.0424 |  | 7500.8678 | 7169.9941 | 6990.6328 | 6917.3768 | 7052 |  | 297.0424 | 297.0424 | 297.0424 | 162.3333 | 24.6831 | 118.8573 | 0.011405 | 162.3333
JSC-03 | 2018-03-01 | 3 | 2018 | 2018 | Winter | 162.3333 | 196.6967 | 231.06 | 266.4646 | 292.4684 |  | 7500.8678 | 7183.3727 | 7004.1507 | 6922.6 | 7052 |  | 292.4684 | 292.4684 | 292.4684 | 162.3333 | 26.0038 | 118.8573 | 0.011405 | 162.3333
JSC-03 | 2018-04-01 | 4 | 2018 | 2018 | Spring | 162.3333 | 192.7456 | 223.1579 | 254.4918 | 283.1782 |  | 7400.2182 | 7135.6838 | 6965.0588 | 6853.6797 | 7120 |  | 283.1782 | 283.1782 | 283.1782 | 162.3333 | 28.6863 | 118.8573 | 0.011405 | 162.3333
JSC-03 | 2018-05-01 | 5 | 2018 | 2018 | Spring | 162.3333 | 191.1505 | 219.9677 | 249.6582 | 279.4275 |  | 7400.2182 | 7146.8782 | 6979.6229 | 6867.516 | 7120 |  | 279.4275 | 279.4275 | 279.4275 | 162.3333 | 29.7693 | 118.8573 | 0.011405 | 162.3333
JSC-03 | 2018-06-01 | 6 | 2018 | 2018 | Summer | 162.3333 | 188.0511 | 213.7689 | 240.266 | 272.1396 |  | 7346.6259 | 7104.2696 | 6957.1097 | 6882.5605 | 7188 |  | 272.1396 | 272.1396 | 272.1396 | 162.3333 | 31.8737 | 118.8573 | 0.011405 | 162.3333
JSC-03 | 2018-07-01 | 7 | 2018 | 2018 | Summer | 162.3333 | 187.835 | 213.3366 | 239.611 | 271.6314 |  | 7346.6259 | 7105.8506 | 6958.9718 | 6883.3779 | 7188 |  | 271.6314 | 271.6314 | 271.6314 | 162.3333 | 32.0204 | 118.8573 | 0.011405 | 162.3333
JSC-03 | 2018-08-01 | 8 | 2018 | 2018 | Summer | 162.3333 | 187.835 | 213.3366 | 239.611 | 271.6314 |  | 7346.6259 | 7105.8506 | 6958.9718 | 6883.3779 | 7188 |  | 271.6314 | 271.6314 | 271.6314 | 162.3333 | 32.0204 | 118.8573 | 0.011405 | 162.3333
JSC-03 | 2018-09-01 | 9 | 2018 | 2018 | Summer | 162.3333 | 188.9157 | 215.498 | 242.8858 | 274.1725 |  | 7346.6259 | 7098.0105 | 6949.8592 | 6879.8883 | 7188 |  | 274.1725 | 274.1725 | 274.1725 | 162.3333 | 31.2867 | 118.8573 | 0.011405 | 162.3333
JSC-03 | 2018-10-01 | 10 | 2019 | 2018 | Fall | 162.3333 | 192.8624 | 223.3914 | 254.8455 | 283.4526 |  | 7400.2182 | 7134.8748 | 6964.0197 | 6852.7105 | 7120 |  | 283.4526 | 283.4526 | 283.4526 | 162.3333 | 28.6071 | 118.8573 | 0.011405 | 162.3333
JSC-03 | 2018-11-01 | 11 | 2019 | 2018 | Fall | 162.3333 | 195.1599 | 227.9865 | 261.8078 | 288.855 |  | 7400.2182 | 7119.2236 | 6944.2741 | 6834.7986 | 7120 |  | 288.855 | 288.855 | 288.855 | 162.3333 | 27.0472 | 118.8573 | 0.011405 | 162.3333
JSC-03 | 2018-12-01 | 12 | 2019 | 2018 | Winter | 162.3333 | 198.4258 | 234.5182 | 271.7044 | 296.5342 |  | 7500.8678 | 7171.4593 | 6992.0746 | 6917.8471 | 7052 |  | 296.5342 | 296.5342 | 296.5342 | 162.3333 | 24.8298 | 118.8573 | 0.011405 | 162.3333
JSC-03 | 2019-01-01 | 1 | 2019 | 2019 | Winter | 162.3333 | 199.2903 | 236.2473 | 274.3242 | 300 |  | 7500.8678 | 7165.6303 | 6986.3966 | 6916.1301 | 7052 |  | 300 | 300 | 300 | 162.3333 | 25.6758 | 118.8573 | 0.011405 | 162.3333
JSC-03 | 2019-02-01 | 2 | 2019 | 2019 | Winter | 162.3333 | 198.6419 | 234.9505 | 272.3593 | 297.0424 |  | 7500.8678 | 7169.9941 | 6990.6328 | 6917.3768 | 7052 |  | 297.0424 | 297.0424 | 297.0424 | 162.3333 | 24.6831 | 118.8573 | 0.011405 | 162.3333
JSC-03 | 2019-03-01 | 3 | 2019 | 2019 | Winter | 162.3333 | 196.6967 | 231.06 | 266.4646 | 292.4684 |  | 7500.8678 | 7183.3727 | 7004.1507 | 6922.6 | 7052 |  | 292.4684 | 292.4684 | 292.4684 | 162.3333 | 26.0038 | 118.8573 | 0.011405 | 162.3333
JSC-03 | 2019-04-01 | 4 | 2019 | 2019 | Spring | 162.3333 | 192.7456 | 223.1579 | 254.4918 | 283.1782 |  | 7400.2182 | 7135.6838 | 6965.0588 | 6853.6797 | 7120 |  | 283.1782 | 283.1782 | 283.1782 | 162.3333 | 28.6863 | 118.8573 | 0.011405 | 162.3333
JSC-03 | 2019-05-01 | 5 | 2019 | 2019 | Spring | 162.3333 | 191.1505 | 219.9677 | 249.6582 | 279.4275 |  | 7400.2182 | 7146.8782 | 6979.6229 | 6867.516 | 7120 |  | 279.4275 | 279.4275 | 279.4275 | 162.3333 | 29.7693 | 118.8573 | 0.011405 | 162.3333
JSC-03 | 2019-06-01 | 6 | 2019 | 2019 | Summer | 162.3333 | 188.0511 | 213.7689 | 240.266 | 272.1396 |  | 7346.6259 | 7104.2696 | 6957.1097 | 6882.5605 | 7188 |  | 272.1396 | 272.1396 | 272.1396 | 162.3333 | 31.8737 | 118.8573 | 0.011405 | 162.3333
JSC-03 | 2019-07-01 | 7 | 2019 | 2019 | Summer | 162.3333 | 187.835 | 213.3366 | 239.611 | 271.6314 |  | 7346.6259 | 7105.8506 | 6958.9718 | 6883.3779 | 7188 |  | 271.6314 | 271.6314 | 271.6314 | 162.3333 | 32.0204 | 118.8573 | 0.011405 | 162.3333
JSC-03 | 2019-08-01 | 8 | 2019 | 2019 | Summer | 162.3333 | 187.835 | 213.3366 | 239.611 | 271.6314 |  | 7346.6259 | 7105.8506 | 6958.9718 | 6883.3779 | 7188 |  | 271.6314 | 271.6314 | 271.6314 | 162.3333 | 32.0204 | 118.8573 | 0.011405 | 162.3333
JSC-03 | 2019-09-01 | 9 | 2019 | 2019 | Summer | 162.3333 | 188.9157 | 215.498 | 242.8858 | 274.1725 |  | 7346.6259 | 7098.0105 | 6949.8592 | 6879.8883 | 7188 |  | 274.1725 | 274.1725 | 274.1725 | 162.3333 | 31.2867 | 118.8573 | 0.011405 | 162.3333
JSC-03 | 2019-10-01 | 10 | 2020 | 2019 | Fall | 162.3333 | 192.8624 | 223.3914 | 254.8455 | 283.4526 |  | 7400.2182 | 7134.8748 | 6964.0197 | 6852.7105 | 7120 |  | 283.4526 | 283.4526 | 283.4526 | 162.3333 | 28.6071 | 118.8573 | 0.011405 | 162.3333
JSC-03 | 2019-11-01 | 11 | 2020 | 2019 | Fall | 162.3333 | 195.1599 | 227.9865 | 261.8078 | 288.855 |  | 7400.2182 | 7119.2236 | 6944.2741 | 6834.7986 | 7120 |  | 288.855 | 288.855 | 288.855 | 162.3333 | 27.0472 | 118.8573 | 0.011405 | 162.3333
JSC-03 | 2019-12-01 | 12 | 2020 | 2019 | Winter | 162.3333 | 198.4258 | 234.5182 | 271.7044 | 296.5342 |  | 7500.8678 | 7171.4593 | 6992.0746 | 6917.8471 | 7052 |  | 296.5342 | 296.5342 | 296.5342 | 162.3333 | 24.8298 | 118.8573 | 0.011405 | 162.3333
JSC-03 | 2020-01-01 | 1 | 2020 | 2020 | Winter | 162.3333 | 199.2903 | 236.2473 | 274.3242 | 300 |  | 7500.8678 | 7165.6303 | 6986.3966 | 6916.1301 | 7052 |  | 300 | 300 | 300 | 162.3333 | 25.6758 | 118.8573 | 0.011405 | 162.3333
JSC-03 | 2020-02-01 | 2 | 2020 | 2020 | Winter | 162.3333 | 198.6419 | 234.9505 | 272.3593 | 297.0424 |  | 7500.8678 | 7169.9941 | 6990.6328 | 6917.3768 | 7052 |  | 297.0424 | 297.0424 | 297.0424 | 162.3333 | 24.6831 | 118.8573 | 0.011405 | 162.3333
JSC-03 | 2020-03-01 | 3 | 2020 | 2020 | Winter | 162.3333 | 196.6967 | 231.06 | 266.4646 | 292.4684 |  | 7500.8678 | 7183.3727 | 7004.1507 | 6922.6 | 7052 |  | 292.4684 | 292.4684 | 292.4684 | 162.3333 | 26.0038 | 118.8573 | 0.011405 | 162.3333
JSC-03 | 2020-04-01 | 4 | 2020 | 2020 | Spring | 162.3333 | 192.7456 | 223.1579 | 254.4918 | 283.1782 |  | 7400.2182 | 7135.6838 | 6965.0588 | 6853.6797 | 7120 |  | 283.1782 | 283.1782 | 283.1782 | 162.3333 | 28.6863 | 118.8573 | 0.011405 | 162.3333
JSC-03 | 2020-05-01 | 5 | 2020 | 2020 | Spring | 162.3333 | 191.1505 | 219.9677 | 249.6582 | 279.4275 |  | 7400.2182 | 7146.8782 | 6979.6229 | 6867.516 | 7120 |  | 279.4275 | 279.4275 | 279.4275 | 162.3333 | 29.7693 | 118.8573 | 0.011405 | 162.3333
JSC-03 | 2020-06-01 | 6 | 2020 | 2020 | Summer | 162.3333 | 188.0511 | 213.7689 | 240.266 | 272.1396 |  | 7346.6259 | 7104.2696 | 6957.1097 | 6882.5605 | 7188 |  | 272.1396 | 272.1396 | 272.1396 | 162.3333 | 31.8737 | 118.8573 | 0.011405 | 162.3333
JSC-03 | 2020-07-01 | 7 | 2020 | 2020 | Summer | 162.3333 | 187.835 | 213.3366 | 239.611 | 271.6314 |  | 7346.6259 | 7105.8506 | 6958.9718 | 6883.3779 | 7188 |  | 271.6314 | 271.6314 | 271.6314 | 162.3333 | 32.0204 | 118.8573 | 0.011405 | 162.3333
JSC-03 | 2020-08-01 | 8 | 2020 | 2020 | Summer | 162.3333 | 187.835 | 213.3366 | 239.611 | 271.6314 |  | 7346.6259 | 7105.8506 | 6958.9718 | 6883.3779 | 7188 |  | 271.6314 | 271.6314 | 271.6314 | 162.3333 | 32.0204 | 118.8573 | 0.011405 | 162.3333
JSC-03 | 2020-09-01 | 9 | 2020 | 2020 | Summer | 162.3333 | 188.9157 | 215.498 | 242.8858 | 274.1725 |  | 7346.6259 | 7098.0105 | 6949.8592 | 6879.8883 | 7188 |  | 274.1725 | 274.1725 | 274.1725 | 162.3333 | 31.2867 | 118.8573 | 0.011405 | 162.3333
JSC-03 | 2020-10-01 | 10 | 2021 | 2020 | Fall | 162.3333 | 192.8624 | 223.3914 | 254.8455 | 283.4526 |  | 7400.2182 | 7134.8748 | 6964.0197 | 6852.7105 | 7120 |  | 283.4526 | 283.4526 | 283.4526 | 162.3333 | 28.6071 | 118.8573 | 0.011405 | 162.3333
JSC-03 | 2020-11-01 | 11 | 2021 | 2020 | Fall | 162.3333 | 195.1599 | 227.9865 | 261.8078 | 288.855 |  | 7400.2182 | 7119.2236 | 6944.2741 | 6834.7986 | 7120 |  | 288.855 | 288.855 | 288.855 | 162.3333 | 27.0472 | 118.8573 | 0.011405 | 162.3333
JSC-03 | 2020-12-01 | 12 | 2021 | 2020 | Winter | 162.3333 | 198.4258 | 234.5182 | 271.7044 | 296.5342 |  | 7500.8678 | 7171.4593 | 6992.0746 | 6917.8471 | 7052 |  | 296.5342 | 296.5342 | 296.5342 | 162.3333 | 24.8298 | 118.8573 | 0.011405 | 162.3333
JSC-03 | 2021-01-01 | 1 | 2021 | 2021 | Winter | 162.3333 | 199.2903 | 236.2473 | 274.3242 | 300 |  | 7500.8678 | 7165.6303 | 6986.3966 | 6916.1301 | 7052 |  | 300 | 300 | 300 | 162.3333 | 25.6758 | 118.8573 | 0.011405 | 162.3333
JSC-03 | 2021-02-01 | 2 | 2021 | 2021 | Winter | 162.3333 | 198.6419 | 234.9505 | 272.3593 | 297.0424 |  | 7500.8678 | 7169.9941 | 6990.6328 | 6917.3768 | 7052 |  | 297.0424 | 297.0424 | 297.0424 | 162.3333 | 24.6831 | 118.8573 | 0.011405 | 162.3333
JSC-03 | 2021-03-01 | 3 | 2021 | 2021 | Winter | 162.3333 | 196.6967 | 231.06 | 266.4646 | 292.4684 |  | 7500.8678 | 7183.3727 | 7004.1507 | 6922.6 | 7052 |  | 292.4684 | 292.4684 | 292.4684 | 162.3333 | 26.0038 | 118.8573 | 0.011405 | 162.3333
JSC-03 | 2021-04-01 | 4 | 2021 | 2021 | Spring | 162.3333 | 192.7456 | 223.1579 | 254.4918 | 283.1782 |  | 7400.2182 | 7135.6838 | 6965.0588 | 6853.6797 | 7120 |  | 283.1782 | 283.1782 | 283.1782 | 162.3333 | 28.6863 | 118.8573 | 0.011405 | 162.3333
JSC-03 | 2021-05-01 | 5 | 2021 | 2021 | Spring | 162.3333 | 191.1505 | 219.9677 | 249.6582 | 279.4275 |  | 7400.2182 | 7146.8782 | 6979.6229 | 6867.516 | 7120 |  | 279.4275 | 279.4275 | 279.4275 | 162.3333 | 29.7693 | 118.8573 | 0.011405 | 162.3333
JSC-03 | 2021-06-01 | 6 | 2021 | 2021 | Summer | 162.3333 | 188.0511 | 213.7689 | 240.266 | 272.1396 |  | 7346.6259 | 7104.2696 | 6957.1097 | 6882.5605 | 7188 |  | 272.1396 | 272.1396 | 272.1396 | 162.3333 | 31.8737 | 118.8573 | 0.011405 | 162.3333
JSC-03 | 2021-07-01 | 7 | 2021 | 2021 | Summer | 162.3333 | 187.835 | 213.3366 | 239.611 | 271.6314 |  | 7346.6259 | 7105.8506 | 6958.9718 | 6883.3779 | 7188 |  | 271.6314 | 271.6314 | 271.6314 | 162.3333 | 32.0204 | 118.8573 | 0.011405 | 162.3333
JSC-03 | 2021-08-01 | 8 | 2021 | 2021 | Summer | 162.3333 | 187.835 | 213.3366 | 239.611 | 271.6314 |  | 7346.6259 | 7105.8506 | 6958.9718 | 6883.3779 | 7188 |  | 271.6314 | 271.6314 | 271.6314 | 162.3333 | 32.0204 | 118.8573 | 0.011405 | 162.3333
JSC-03 | 2021-09-01 | 9 | 2021 | 2021 | Summer | 162.3333 | 188.9157 | 215.498 | 242.8858 | 274.1725 |  | 7346.6259 | 7098.0105 | 6949.8592 | 6879.8883 | 7188 |  | 274.1725 | 274.1725 | 274.1725 | 162.3333 | 31.2867 | 118.8573 | 0.011405 | 162.3333
JSC-03 | 2021-10-01 | 10 | 2022 | 2021 | Fall | 162.3333 | 192.8624 | 223.3914 | 254.8455 | 283.4526 |  | 7400.2182 | 7134.8748 | 6964.0197 | 6852.7105 | 7120 |  | 283.4526 | 283.4526 | 283.4526 | 162.3333 | 28.6071 | 118.8573 | 0.011405 | 162.3333
JSC-03 | 2021-11-01 | 11 | 2022 | 2021 | Fall | 162.3333 | 195.1599 | 227.9865 | 261.8078 | 288.855 |  | 7400.2182 | 7119.2236 | 6944.2741 | 6834.7986 | 7120 |  | 288.855 | 288.855 | 288.855 | 162.3333 | 27.0472 | 118.8573 | 0.011405 | 162.3333
JSC-03 | 2021-12-01 | 12 | 2022 | 2021 | Winter | 162.3333 | 198.4258 | 234.5182 | 271.7044 | 296.5342 |  | 7500.8678 | 7171.4593 | 6992.0746 | 6917.8471 | 7052 |  | 296.5342 | 296.5342 | 296.5342 | 162.3333 | 24.8298 | 118.8573 | 0.011405 | 162.3333
JSC-03 | 2022-01-01 | 1 | 2022 | 2022 | Winter | 162.3333 | 199.2903 | 236.2473 | 274.3242 | 300 |  | 7500.8678 | 7165.6303 | 6986.3966 | 6916.1301 | 7052 |  | 300 | 300 | 300 | 162.3333 | 25.6758 | 118.8573 | 0.011405 | 162.3333
JSC-03 | 2022-02-01 | 2 | 2022 | 2022 | Winter | 162.3333 | 198.6419 | 234.9505 | 272.3593 | 297.0424 |  | 7500.8678 | 7169.9941 | 6990.6328 | 6917.3768 | 7052 |  | 297.0424 | 297.0424 | 297.0424 | 162.3333 | 24.6831 | 118.8573 | 0.011405 | 162.3333
JSC-03 | 2022-03-01 | 3 | 2022 | 2022 | Winter | 162.3333 | 196.6967 | 231.06 | 266.4646 | 292.4684 |  | 7500.8678 | 7183.3727 | 7004.1507 | 6922.6 | 7052 |  | 292.4684 | 292.4684 | 292.4684 | 162.3333 | 26.0038 | 118.8573 | 0.011405 | 162.3333
JSC-03 | 2022-04-01 | 4 | 2022 | 2022 | Spring | 162.3333 | 192.7456 | 223.1579 | 254.4918 | 283.1782 |  | 7400.2182 | 7135.6838 | 6965.0588 | 6853.6797 | 7120 |  | 283.1782 | 283.1782 | 283.1782 | 162.3333 | 28.6863 | 118.8573 | 0.011405 | 162.3333
JSC-03 | 2022-05-01 | 5 | 2022 | 2022 | Spring | 162.3333 | 191.1505 | 219.9677 | 249.6582 | 279.4275 |  | 7400.2182 | 7146.8782 | 6979.6229 | 6867.516 | 7120 |  | 279.4275 | 279.4275 | 279.4275 | 162.3333 | 29.7693 | 118.8573 | 0.011405 | 162.3333
JSC-03 | 2022-06-01 | 6 | 2022 | 2022 | Summer | 162.3333 | 188.0511 | 213.7689 | 240.266 | 272.1396 |  | 7346.6259 | 7104.2696 | 6957.1097 | 6882.5605 | 7188 |  | 272.1396 | 272.1396 | 272.1396 | 162.3333 | 31.8737 | 118.8573 | 0.011405 | 162.3333
JSC-03 | 2022-07-01 | 7 | 2022 | 2022 | Summer | 162.3333 | 187.835 | 213.3366 | 239.611 | 271.6314 |  | 7346.6259 | 7105.8506 | 6958.9718 | 6883.3779 | 7188 |  | 271.6314 | 271.6314 | 271.6314 | 162.3333 | 32.0204 | 118.8573 | 0.011405 | 162.3333
JSC-03 | 2022-08-01 | 8 | 2022 | 2022 | Summer | 162.3333 | 187.835 | 213.3366 | 239.611 | 271.6314 |  | 7346.6259 | 7105.8506 | 6958.9718 | 6883.3779 | 7188 |  | 271.6314 | 271.6314 | 271.6314 | 162.3333 | 32.0204 | 118.8573 | 0.011405 | 162.3333
JSC-03 | 2022-09-01 | 9 | 2022 | 2022 | Summer | 162.3333 | 188.9157 | 215.498 | 242.8858 | 274.1725 |  | 7346.6259 | 7098.0105 | 6949.8592 | 6879.8883 | 7188 |  | 274.1725 | 274.1725 | 274.1725 | 162.3333 | 31.2867 | 118.8573 | 0.011405 | 162.3333
JSC-03 | 2022-10-01 | 10 | 2023 | 2022 | Fall | 162.3333 | 192.8624 | 223.3914 | 254.8455 | 283.4526 |  | 7400.2182 | 7134.8748 | 6964.0197 | 6852.7105 | 7120 |  | 283.4526 | 283.4526 | 283.4526 | 162.3333 | 28.6071 | 118.8573 | 0.011405 | 162.3333
JSC-03 | 2022-11-01 | 11 | 2023 | 2022 | Fall | 162.3333 | 195.1599 | 227.9865 | 261.8078 | 288.855 |  | 7400.2182 | 7119.2236 | 6944.2741 | 6834.7986 | 7120 |  | 288.855 | 288.855 | 288.855 | 162.3333 | 27.0472 | 118.8573 | 0.011405 | 162.3333
JSC-03 | 2022-12-01 | 12 | 2023 | 2022 | Winter | 162.3333 | 198.4258 | 234.5182 | 271.7044 | 296.5342 |  | 7500.8678 | 7171.4593 | 6992.0746 | 6917.8471 | 7052 |  | 296.5342 | 296.5342 | 296.5342 | 162.3333 | 24.8298 | 118.8573 | 0.011405 | 162.3333
JSC-03 | 2023-01-01 | 1 | 2023 | 2023 | Winter | 162.3333 | 199.2903 | 236.2473 | 274.3242 | 300 |  | 7500.8678 | 7165.6303 | 6986.3966 | 6916.1301 | 7052 |  | 300 | 300 | 300 | 162.3333 | 25.6758 | 118.8573 | 0.011405 | 162.3333
JSC-03 | 2023-02-01 | 2 | 2023 | 2023 | Winter | 162.3333 | 198.6419 | 234.9505 | 272.3593 | 297.0424 |  | 7500.8678 | 7169.9941 | 6990.6328 | 6917.3768 | 7052 |  | 297.0424 | 297.0424 | 297.0424 | 162.3333 | 24.6831 | 118.8573 | 0.011405 | 162.3333
JSC-03 | 2023-03-01 | 3 | 2023 | 2023 | Winter | 162.3333 | 196.6967 | 231.06 | 266.4646 | 292.4684 |  | 7500.8678 | 7183.3727 | 7004.1507 | 6922.6 | 7052 |  | 292.4684 | 292.4684 | 292.4684 | 162.3333 | 26.0038 | 118.8573 | 0.011405 | 162.3333
JSC-03 | 2023-04-01 | 4 | 2023 | 2023 | Spring | 162.3333 | 192.7456 | 223.1579 | 254.4918 | 283.1782 |  | 7400.2182 | 7135.6838 | 6965.0588 | 6853.6797 | 7120 |  | 283.1782 | 283.1782 | 283.1782 | 162.3333 | 28.6863 | 118.8573 | 0.011405 | 162.3333
JSC-03 | 2023-05-01 | 5 | 2023 | 2023 | Spring | 162.3333 | 191.1505 | 219.9677 | 249.6582 | 279.4275 |  | 7400.2182 | 7146.8782 | 6979.6229 | 6867.516 | 7120 |  | 279.4275 | 279.4275 | 279.4275 | 162.3333 | 29.7693 | 118.8573 | 0.011405 | 162.3333
JSC-03 | 2023-06-01 | 6 | 2023 | 2023 | Summer | 162.3333 | 188.0511 | 213.7689 | 240.266 | 272.1396 |  | 7346.6259 | 7104.2696 | 6957.1097 | 6882.5605 | 7188 |  | 272.1396 | 272.1396 | 272.1396 | 162.3333 | 31.8737 | 118.8573 | 0.011405 | 162.3333
JSC-03 | 2023-07-01 | 7 | 2023 | 2023 | Summer | 162.3333 | 187.835 | 213.3366 | 239.611 | 271.6314 |  | 7346.6259 | 7105.8506 | 6958.9718 | 6883.3779 | 7188 |  | 271.6314 | 271.6314 | 271.6314 | 162.3333 | 32.0204 | 118.8573 | 0.011405 | 162.3333
JSC-03 | 2023-08-01 | 8 | 2023 | 2023 | Summer | 162.3333 | 187.835 | 213.3366 | 239.611 | 271.6314 |  | 7346.6259 | 7105.8506 | 6958.9718 | 6883.3779 | 7188 |  | 271.6314 | 271.6314 | 271.6314 | 162.3333 | 32.0204 | 118.8573 | 0.011405 | 162.3333
JSC-03 | 2023-09-01 | 9 | 2023 | 2023 | Summer | 162.3333 | 188.9157 | 215.498 | 242.8858 | 274.1725 |  | 7346.6259 | 7098.0105 | 6949.8592 | 6879.8883 | 7188 |  | 274.1725 | 274.1725 | 274.1725 | 162.3333 | 31.2867 | 118.8573 | 0.011405 | 162.3333
JSC-03 | 2023-10-01 | 10 | 2024 | 2023 | Fall | 162.3333 | 192.8624 | 223.3914 | 254.8455 | 283.4526 |  | 7400.2182 | 7134.8748 | 6964.0197 | 6852.7105 | 7120 |  | 283.4526 | 283.4526 | 283.4526 | 162.3333 | 28.6071 | 118.8573 | 0.011405 | 162.3333
JSC-03 | 2023-11-01 | 11 | 2024 | 2023 | Fall | 162.3333 | 195.1599 | 227.9865 | 261.8078 | 288.855 |  | 7400.2182 | 7119.2236 | 6944.2741 | 6834.7986 | 7120 |  | 288.855 | 288.855 | 288.855 | 162.3333 | 27.0472 | 118.8573 | 0.011405 | 162.3333
JSC-03 | 2023-12-01 | 12 | 2024 | 2023 | Winter | 162.3333 | 198.4258 | 234.5182 | 271.7044 | 296.5342 |  | 7500.8678 | 7171.4593 | 6992.0746 | 6917.8471 | 7052 |  | 296.5342 | 296.5342 | 296.5342 | 162.3333 | 24.8298 | 118.8573 | 0.011405 | 162.3333
JSC-03 | 2024-01-01 | 1 | 2024 | 2024 | Winter | 162.3333 | 199.2903 | 236.2473 | 274.3242 | 300 |  | 7500.8678 | 7165.6303 | 6986.3966 | 6916.1301 | 7052 |  | 300 | 300 | 300 | 162.3333 | 25.6758 | 118.8573 | 0.011405 | 162.3333
JSC-03 | 2024-02-01 | 2 | 2024 | 2024 | Winter | 162.3333 | 198.6419 | 234.9505 | 272.3593 | 297.0424 |  | 7500.8678 | 7169.9941 | 6990.6328 | 6917.3768 | 7052 |  | 297.0424 | 297.0424 | 297.0424 | 162.3333 | 24.6831 | 118.8573 | 0.011405 | 162.3333
JSC-03 | 2024-03-01 | 3 | 2024 | 2024 | Winter | 162.3333 | 196.6967 | 231.06 | 266.4646 | 292.4684 |  | 7500.8678 | 7183.3727 | 7004.1507 | 6922.6 | 7052 |  | 292.4684 | 292.4684 | 292.4684 | 162.3333 | 26.0038 | 118.8573 | 0.011405 | 162.3333
JSC-03 | 2024-04-01 | 4 | 2024 | 2024 | Spring | 162.3333 | 192.7456 | 223.1579 | 254.4918 | 283.1782 |  | 7400.2182 | 7135.6838 | 6965.0588 | 6853.6797 | 7120 |  | 283.1782 | 283.1782 | 283.1782 | 162.3333 | 28.6863 | 118.8573 | 0.011405 | 162.3333
JSC-03 | 2024-05-01 | 5 | 2024 | 2024 | Spring | 162.3333 | 191.1505 | 219.9677 | 249.6582 | 279.4275 |  | 7400.2182 | 7146.8782 | 6979.6229 | 6867.516 | 7120 |  | 279.4275 | 279.4275 | 279.4275 | 162.3333 | 29.7693 | 118.8573 | 0.011405 | 162.3333
JSC-03 | 2024-06-01 | 6 | 2024 | 2024 | Summer | 162.3333 | 188.0511 | 213.7689 | 240.266 | 272.1396 |  | 7346.6259 | 7104.2696 | 6957.1097 | 6882.5605 | 7188 |  | 272.1396 | 272.1396 | 272.1396 | 162.3333 | 31.8737 | 118.8573 | 0.011405 | 162.3333
JSC-03 | 2024-07-01 | 7 | 2024 | 2024 | Summer | 162.3333 | 187.835 | 213.3366 | 239.611 | 271.6314 |  | 7346.6259 | 7105.8506 | 6958.9718 | 6883.3779 | 7188 |  | 271.6314 | 271.6314 | 271.6314 | 162.3333 | 32.0204 | 118.8573 | 0.011405 | 162.3333
JSC-03 | 2024-08-01 | 8 | 2024 | 2024 | Summer | 162.3333 | 187.835 | 213.3366 | 239.611 | 271.6314 |  | 7346.6259 | 7105.8506 | 6958.9718 | 6883.3779 | 7188 |  | 271.6314 | 271.6314 | 271.6314 | 162.3333 | 32.0204 | 118.8573 | 0.011405 | 162.3333
JSC-03 | 2024-09-01 | 9 | 2024 | 2024 | Summer | 162.3333 | 188.9157 | 215.498 | 242.8858 | 274.1725 |  | 7346.6259 | 7098.0105 | 6949.8592 | 6879.8883 | 7188 |  | 274.1725 | 274.1725 | 274.1725 | 162.3333 | 31.2867 | 118.8573 | 0.011405 | 162.3333
JSC-03 | 2024-10-01 | 10 | 2025 | 2024 | Fall | 162.3333 | 192.8624 | 223.3914 | 254.8455 | 283.4526 |  | 7400.2182 | 7134.8748 | 6964.0197 | 6852.7105 | 7120 |  | 283.4526 | 283.4526 | 283.4526 | 162.3333 | 28.6071 | 118.8573 | 0.011405 | 162.3333
JSC-03 | 2024-11-01 | 11 | 2025 | 2024 | Fall | 162.3333 | 195.1599 | 227.9865 | 261.8078 | 288.855 |  | 7400.2182 | 7119.2236 | 6944.2741 | 6834.7986 | 7120 |  | 288.855 | 288.855 | 288.855 | 162.3333 | 27.0472 | 118.8573 | 0.011405 | 162.3333
JSC-03 | 2024-12-01 | 12 | 2025 | 2024 | Winter | 162.3333 | 198.4258 | 234.5182 | 271.7044 | 296.5342 |  | 7500.8678 | 7171.4593 | 6992.0746 | 6917.8471 | 7052 |  | 296.5342 | 296.5342 | 296.5342 | 162.3333 | 24.8298 | 118.8573 | 0.011405 | 162.3333
JSC-03 | 2025-01-01 | 1 | 2025 | 2025 | Winter | 162.3333 | 199.2903 | 236.2473 | 274.3242 | 300 |  | 7500.8678 | 7165.6303 | 6986.3966 | 6916.1301 | 7052 |  | 300 | 300 | 300 | 162.3333 | 25.6758 | 118.8573 | 0.011405 | 162.3333
JSC-03 | 2025-02-01 | 2 | 2025 | 2025 | Winter | 162.3333 | 198.6419 | 234.9505 | 272.3593 | 297.0424 |  | 7500.8678 | 7169.9941 | 6990.6328 | 6917.3768 | 7052 |  | 297.0424 | 297.0424 | 297.0424 | 162.3333 | 24.6831 | 118.8573 | 0.011405 | 162.3333
JSC-03 | 2025-03-01 | 3 | 2025 | 2025 | Winter | 162.3333 | 196.6967 | 231.06 | 266.4646 | 292.4684 |  | 7500.8678 | 7183.3727 | 7004.1507 | 6922.6 | 7052 |  | 292.4684 | 292.4684 | 292.4684 | 162.3333 | 26.0038 | 118.8573 | 0.011405 | 162.3333
JSC-03 | 2025-04-01 | 4 | 2025 | 2025 | Spring | 162.3333 | 192.7456 | 223.1579 | 254.4918 | 283.1782 |  | 7400.2182 | 7135.6838 | 6965.0588 | 6853.6797 | 7120 |  | 283.1782 | 283.1782 | 283.1782 | 162.3333 | 28.6863 | 118.8573 | 0.011405 | 162.3333
JSC-03 | 2025-05-01 | 5 | 2025 | 2025 | Spring | 162.3333 | 191.1505 | 219.9677 | 249.6582 | 279.4275 |  | 7400.2182 | 7146.8782 | 6979.6229 | 6867.516 | 7120 |  | 279.4275 | 279.4275 | 279.4275 | 162.3333 | 29.7693 | 118.8573 | 0.011405 | 162.3333
JSC-03 | 2025-06-01 | 6 | 2025 | 2025 | Summer | 162.3333 | 188.0511 | 213.7689 | 240.266 | 272.1396 |  | 7346.6259 | 7104.2696 | 6957.1097 | 6882.5605 | 7188 |  | 272.1396 | 272.1396 | 272.1396 | 162.3333 | 31.8737 | 118.8573 | 0.011405 | 162.3333
JSC-03 | 2025-07-01 | 7 | 2025 | 2025 | Summer | 162.3333 | 187.835 | 213.3366 | 239.611 | 271.6314 |  | 7346.6259 | 7105.8506 | 6958.9718 | 6883.3779 | 7188 |  | 271.6314 | 271.6314 | 271.6314 | 162.3333 | 32.0204 | 118.8573 | 0.011405 | 162.3333
JSC-03 | 2025-08-01 | 8 | 2025 | 2025 | Summer | 162.3333 | 187.835 | 213.3366 | 239.611 | 271.6314 |  | 7346.6259 | 7105.8506 | 6958.9718 | 6883.3779 | 7188 |  | 271.6314 | 271.6314 | 271.6314 | 162.3333 | 32.0204 | 118.8573 | 0.011405 | 162.3333
JSC-03 | 2025-09-01 | 9 | 2025 | 2025 | Summer | 162.3333 | 188.9157 | 215.498 | 242.8858 | 274.1725 |  | 7346.6259 | 7098.0105 | 6949.8592 | 6879.8883 | 7188 |  | 274.1725 | 274.1725 | 274.1725 | 162.3333 | 31.2867 | 118.8573 | 0.011405 | 162.3333
JSC-03 | 2025-10-01 | 10 | 2026 | 2025 | Fall | 162.3333 | 192.8624 | 223.3914 | 254.8455 | 283.4526 |  | 7400.2182 | 7134.8748 | 6964.0197 | 6852.7105 | 7120 |  | 283.4526 | 283.4526 | 283.4526 | 162.3333 | 28.6071 | 118.8573 | 0.011405 | 162.3333
JSC-03 | 2025-11-01 | 11 | 2026 | 2025 | Fall | 162.3333 | 195.1599 | 227.9865 | 261.8078 | 288.855 |  | 7400.2182 | 7119.2236 | 6944.2741 | 6834.7986 | 7120 |  | 288.855 | 288.855 | 288.855 | 162.3333 | 27.0472 | 118.8573 | 0.011405 | 162.3333
JSC-03 | 2025-12-01 | 12 | 2026 | 2025 | Winter | 162.3333 | 198.4258 | 234.5182 | 271.7044 | 296.5342 |  | 7500.8678 | 7171.4593 | 6992.0746 | 6917.8471 | 7052 |  | 296.5342 | 296.5342 | 296.5342 | 162.3333 | 24.8298 | 118.8573 | 0.011405 | 162.3333
JSC-03 | 2026-01-01 | 1 | 2026 | 2026 | Winter | 162.3333 | 199.2903 | 236.2473 | 274.3242 | 300 |  | 7500.8678 | 7165.6303 | 6986.3966 | 6916.1301 | 7052 |  | 300 | 300 | 300 | 162.3333 | 25.6758 | 118.8573 | 0.011405 | 162.3333
JSC-03 | 2026-02-01 | 2 | 2026 | 2026 | Winter | 162.3333 | 198.6419 | 234.9505 | 272.3593 | 297.0424 |  | 7500.8678 | 7169.9941 | 6990.6328 | 6917.3768 | 7052 |  | 297.0424 | 297.0424 | 297.0424 | 162.3333 | 24.6831 | 118.8573 | 0.011405 | 162.3333
JSC-03 | 2026-03-01 | 3 | 2026 | 2026 | Winter | 162.3333 | 196.6967 | 231.06 | 266.4646 | 292.4684 |  | 7500.8678 | 7183.3727 | 7004.1507 | 6922.6 | 7052 |  | 292.4684 | 292.4684 | 292.4684 | 162.3333 | 26.0038 | 118.8573 | 0.011405 | 162.3333
JSC-03 | 2026-04-01 | 4 | 2026 | 2026 | Spring | 162.3333 | 192.7456 | 223.1579 | 254.4918 | 283.1782 |  | 7400.2182 | 7135.6838 | 6965.0588 | 6853.6797 | 7120 |  | 283.1782 | 283.1782 | 283.1782 | 162.3333 | 28.6863 | 118.8573 | 0.011405 | 162.3333
JSC-03 | 2026-05-01 | 5 | 2026 | 2026 | Spring | 162.3333 | 191.1505 | 219.9677 | 249.6582 | 279.4275 |  | 7400.2182 | 7146.8782 | 6979.6229 | 6867.516 | 7120 |  | 279.4275 | 279.4275 | 279.4275 | 162.3333 | 29.7693 | 118.8573 | 0.011405 | 162.3333
JSC-03 | 2026-06-01 | 6 | 2026 | 2026 | Summer | 162.3333 | 188.0511 | 213.7689 | 240.266 | 272.1396 |  | 7346.6259 | 7104.2696 | 6957.1097 | 6882.5605 | 7188 |  | 272.1396 | 272.1396 | 272.1396 | 162.3333 | 31.8737 | 118.8573 | 0.011405 | 162.3333
JSC-03 | 2026-07-01 | 7 | 2026 | 2026 | Summer | 162.3333 | 187.835 | 213.3366 | 239.611 | 271.6314 |  | 7346.6259 | 7105.8506 | 6958.9718 | 6883.3779 | 7188 |  | 271.6314 | 271.6314 | 271.6314 | 162.3333 | 32.0204 | 118.8573 | 0.011405 | 162.3333
JSC-03 | 2026-08-01 | 8 | 2026 | 2026 | Summer | 162.3333 | 187.835 | 213.3366 | 239.611 | 271.6314 |  | 7346.6259 | 7105.8506 | 6958.9718 | 6883.3779 | 7188 |  | 271.6314 | 271.6314 | 271.6314 | 162.3333 | 32.0204 | 118.8573 | 0.011405 | 162.3333
JSC-03 | 2026-09-01 | 9 | 2026 | 2026 | Summer | 162.3333 | 188.9157 | 215.498 | 242.8858 | 274.1725 |  | 7346.6259 | 7098.0105 | 6949.8592 | 6879.8883 | 7188 |  | 274.1725 | 274.1725 | 274.1725 | 162.3333 | 31.2867 | 118.8573 | 0.011405 | 162.3333
JSC-03 | 2026-10-01 | 10 | 2027 | 2026 | Fall | 162.3333 | 192.8624 | 223.3914 | 254.8455 | 283.4526 |  | 7400.2182 | 7134.8748 | 6964.0197 | 6852.7105 | 7120 |  | 283.4526 | 283.4526 | 283.4526 | 162.3333 | 28.6071 | 118.8573 | 0.011405 | 162.3333
JSC-03 | 2026-11-01 | 11 | 2027 | 2026 | Fall | 162.3333 | 195.1599 | 227.9865 | 261.8078 | 288.855 |  | 7400.2182 | 7119.2236 | 6944.2741 | 6834.7986 | 7120 |  | 288.855 | 288.855 | 288.855 | 162.3333 | 27.0472 | 118.8573 | 0.011405 | 162.3333
JSC-03 | 2026-12-01 | 12 | 2027 | 2026 | Winter | 162.3333 | 198.4258 | 234.5182 | 271.7044 | 296.5342 |  | 7500.8678 | 7171.4593 | 6992.0746 | 6917.8471 | 7052 |  | 296.5342 | 296.5342 | 296.5342 | 162.3333 | 24.8298 | 118.8573 | 0.011405 | 162.3333
JSC-03 | 2027-01-01 | 1 | 2027 | 2027 | Winter | 162.3333 | 199.2903 | 236.2473 | 274.3242 | 300 |  | 7500.8678 | 7165.6303 | 6986.3966 | 6916.1301 | 7052 |  | 300 | 300 | 300 | 162.3333 | 25.6758 | 118.8573 | 0.011405 | 162.3333
JSC-03 | 2027-02-01 | 2 | 2027 | 2027 | Winter | 162.3333 | 198.6419 | 234.9505 | 272.3593 | 297.0424 |  | 7500.8678 | 7169.9941 | 6990.6328 | 6917.3768 | 7052 |  | 297.0424 | 297.0424 | 297.0424 | 162.3333 | 24.6831 | 118.8573 | 0.011405 | 162.3333
JSC-03 | 2027-03-01 | 3 | 2027 | 2027 | Winter | 162.3333 | 196.6967 | 231.06 | 266.4646 | 292.4684 |  | 7500.8678 | 7183.3727 | 7004.1507 | 6922.6 | 7052 |  | 292.4684 | 292.4684 | 292.4684 | 162.3333 | 26.0038 | 118.8573 | 0.011405 | 162.3333
JSC-03 | 2027-04-01 | 4 | 2027 | 2027 | Spring | 162.3333 | 192.7456 | 223.1579 | 254.4918 | 283.1782 |  | 7400.2182 | 7135.6838 | 6965.0588 | 6853.6797 | 7120 |  | 283.1782 | 283.1782 | 283.1782 | 162.3333 | 28.6863 | 118.8573 | 0.011405 | 162.3333
JSC-03 | 2027-05-01 | 5 | 2027 | 2027 | Spring | 162.3333 | 191.1505 | 219.9677 | 249.6582 | 279.4275 |  | 7400.2182 | 7146.8782 | 6979.6229 | 6867.516 | 7120 |  | 279.4275 | 279.4275 | 279.4275 | 162.3333 | 29.7693 | 118.8573 | 0.011405 | 162.3333
JSC-03 | 2027-06-01 | 6 | 2027 | 2027 | Summer | 162.3333 | 188.0511 | 213.7689 | 240.266 | 272.1396 |  | 7346.6259 | 7104.2696 | 6957.1097 | 6882.5605 | 7188 |  | 272.1396 | 272.1396 | 272.1396 | 162.3333 | 31.8737 | 118.8573 | 0.011405 | 162.3333
JSC-03 | 2027-07-01 | 7 | 2027 | 2027 | Summer | 162.3333 | 187.835 | 213.3366 | 239.611 | 271.6314 |  | 7346.6259 | 7105.8506 | 6958.9718 | 6883.3779 | 7188 |  | 271.6314 | 271.6314 | 271.6314 | 162.3333 | 32.0204 | 118.8573 | 0.011405 | 162.3333
JSC-03 | 2027-08-01 | 8 | 2027 | 2027 | Summer | 162.3333 | 187.835 | 213.3366 | 239.611 | 271.6314 |  | 7346.6259 | 7105.8506 | 6958.9718 | 6883.3779 | 7188 |  | 271.6314 | 271.6314 | 271.6314 | 162.3333 | 32.0204 | 118.8573 | 0.011405 | 162.3333
JSC-03 | 2027-09-01 | 9 | 2027 | 2027 | Summer | 162.3333 | 188.9157 | 215.498 | 242.8858 | 274.1725 |  | 7346.6259 | 7098.0105 | 6949.8592 | 6879.8883 | 7188 |  | 274.1725 | 274.1725 | 274.1725 | 162.3333 | 31.2867 | 118.8573 | 0.011405 | 162.3333
JSC-03 | 2027-10-01 | 10 | 2028 | 2027 | Fall | 162.3333 | 192.8624 | 223.3914 | 254.8455 | 283.4526 |  | 7400.2182 | 7134.8748 | 6964.0197 | 6852.7105 | 7120 |  | 283.4526 | 283.4526 | 283.4526 | 162.3333 | 28.6071 | 118.8573 | 0.011405 | 162.3333
JSC-03 | 2027-11-01 | 11 | 2028 | 2027 | Fall | 162.3333 | 195.1599 | 227.9865 | 261.8078 | 288.855 |  | 7400.2182 | 7119.2236 | 6944.2741 | 6834.7986 | 7120 |  | 288.855 | 288.855 | 288.855 | 162.3333 | 27.0472 | 118.8573 | 0.011405 | 162.3333
JSC-03 | 2027-12-01 | 12 | 2028 | 2027 | Winter | 162.3333 | 198.4258 | 234.5182 | 271.7044 | 296.5342 |  | 7500.8678 | 7171.4593 | 6992.0746 | 6917.8471 | 7052 |  | 296.5342 | 296.5342 | 296.5342 | 162.3333 | 24.8298 | 118.8573 | 0.011405 | 162.3333
JSC-03 | 2028-01-01 | 1 | 2028 | 2028 | Winter | 162.3333 | 199.2903 | 236.2473 | 274.3242 | 300 |  | 7500.8678 | 7165.6303 | 6986.3966 | 6916.1301 | 7052 |  | 300 | 300 | 300 | 162.3333 | 25.6758 | 118.8573 | 0.011405 | 162.3333
JSC-03 | 2028-02-01 | 2 | 2028 | 2028 | Winter | 162.3333 | 198.6419 | 234.9505 | 272.3593 | 297.0424 |  | 7500.8678 | 7169.9941 | 6990.6328 | 6917.3768 | 7052 |  | 297.0424 | 297.0424 | 297.0424 | 162.3333 | 24.6831 | 118.8573 | 0.011405 | 162.3333
JSC-03 | 2028-03-01 | 3 | 2028 | 2028 | Winter | 162.3333 | 196.6967 | 231.06 | 266.4646 | 292.4684 |  | 7500.8678 | 7183.3727 | 7004.1507 | 6922.6 | 7052 |  | 292.4684 | 292.4684 | 292.4684 | 162.3333 | 26.0038 | 118.8573 | 0.011405 | 162.3333
JSC-03 | 2028-04-01 | 4 | 2028 | 2028 | Spring | 162.3333 | 192.7456 | 223.1579 | 254.4918 | 283.1782 |  | 7400.2182 | 7135.6838 | 6965.0588 | 6853.6797 | 7120 |  | 283.1782 | 283.1782 | 283.1782 | 162.3333 | 28.6863 | 118.8573 | 0.011405 | 162.3333
JSC-03 | 2028-05-01 | 5 | 2028 | 2028 | Spring | 162.3333 | 191.1505 | 219.9677 | 249.6582 | 279.4275 |  | 7400.2182 | 7146.8782 | 6979.6229 | 6867.516 | 7120 |  | 279.4275 | 279.4275 | 279.4275 | 162.3333 | 29.7693 | 118.8573 | 0.011405 | 162.3333
JSC-03 | 2028-06-01 | 6 | 2028 | 2028 | Summer | 162.3333 | 188.0511 | 213.7689 | 240.266 | 272.1396 |  | 7346.6259 | 7104.2696 | 6957.1097 | 6882.5605 | 7188 |  | 272.1396 | 272.1396 | 272.1396 | 162.3333 | 31.8737 | 118.8573 | 0.011405 | 162.3333
JSC-03 | 2028-07-01 | 7 | 2028 | 2028 | Summer | 162.3333 | 187.835 | 213.3366 | 239.611 | 271.6314 |  | 7346.6259 | 7105.8506 | 6958.9718 | 6883.3779 | 7188 |  | 271.6314 | 271.6314 | 271.6314 | 162.3333 | 32.0204 | 118.8573 | 0.011405 | 162.3333
JSC-03 | 2028-08-01 | 8 | 2028 | 2028 | Summer | 162.3333 | 187.835 | 213.3366 | 239.611 | 271.6314 |  | 7346.6259 | 7105.8506 | 6958.9718 | 6883.3779 | 7188 |  | 271.6314 | 271.6314 | 271.6314 | 162.3333 | 32.0204 | 118.8573 | 0.011405 | 162.3333
JSC-03 | 2028-09-01 | 9 | 2028 | 2028 | Summer | 162.3333 | 188.9157 | 215.498 | 242.8858 | 274.1725 |  | 7346.6259 | 7098.0105 | 6949.8592 | 6879.8883 | 7188 |  | 274.1725 | 274.1725 | 274.1725 | 162.3333 | 31.2867 | 118.8573 | 0.011405 | 162.3333
JSC-03 | 2028-10-01 | 10 | 2029 | 2028 | Fall | 162.3333 | 192.8624 | 223.3914 | 254.8455 | 283.4526 |  | 7400.2182 | 7134.8748 | 6964.0197 | 6852.7105 | 7120 |  | 283.4526 | 283.4526 | 283.4526 | 162.3333 | 28.6071 | 118.8573 | 0.011405 | 162.3333
JSC-03 | 2028-11-01 | 11 | 2029 | 2028 | Fall | 162.3333 | 195.1599 | 227.9865 | 261.8078 | 288.855 |  | 7400.2182 | 7119.2236 | 6944.2741 | 6834.7986 | 7120 |  | 288.855 | 288.855 | 288.855 | 162.3333 | 27.0472 | 118.8573 | 0.011405 | 162.3333
JSC-03 | 2028-12-01 | 12 | 2029 | 2028 | Winter | 162.3333 | 198.4258 | 234.5182 | 271.7044 | 296.5342 |  | 7500.8678 | 7171.4593 | 6992.0746 | 6917.8471 | 7052 |  | 296.5342 | 296.5342 | 296.5342 | 162.3333 | 24.8298 | 118.8573 | 0.011405 | 162.3333
JSC-03 | 2029-01-01 | 1 | 2029 | 2029 | Winter | 162.3333 | 199.2903 | 236.2473 | 274.3242 | 300 |  | 7500.8678 | 7165.6303 | 6986.3966 | 6916.1301 | 7052 |  | 300 | 300 | 300 | 162.3333 | 25.6758 | 118.8573 | 0.011405 | 162.3333
JSC-03 | 2029-02-01 | 2 | 2029 | 2029 | Winter | 162.3333 | 198.6419 | 234.9505 | 272.3593 | 297.0424 |  | 7500.8678 | 7169.9941 | 6990.6328 | 6917.3768 | 7052 |  | 297.0424 | 297.0424 | 297.0424 | 162.3333 | 24.6831 | 118.8573 | 0.011405 | 162.3333
JSC-03 | 2029-03-01 | 3 | 2029 | 2029 | Winter | 162.3333 | 196.6967 | 231.06 | 266.4646 | 292.4684 |  | 7500.8678 | 7183.3727 | 7004.1507 | 6922.6 | 7052 |  | 292.4684 | 292.4684 | 292.4684 | 162.3333 | 26.0038 | 118.8573 | 0.011405 | 162.3333
JSC-03 | 2029-04-01 | 4 | 2029 | 2029 | Spring | 162.3333 | 192.7456 | 223.1579 | 254.4918 | 283.1782 |  | 7400.2182 | 7135.6838 | 6965.0588 | 6853.6797 | 7120 |  | 283.1782 | 283.1782 | 283.1782 | 162.3333 | 28.6863 | 118.8573 | 0.011405 | 162.3333
JSC-03 | 2029-05-01 | 5 | 2029 | 2029 | Spring | 162.3333 | 191.1505 | 219.9677 | 249.6582 | 279.4275 |  | 7400.2182 | 7146.8782 | 6979.6229 | 6867.516 | 7120 |  | 279.4275 | 279.4275 | 279.4275 | 162.3333 | 29.7693 | 118.8573 | 0.011405 | 162.3333
JSC-03 | 2029-06-01 | 6 | 2029 | 2029 | Summer | 162.3333 | 188.0511 | 213.7689 | 240.266 | 272.1396 |  | 7346.6259 | 7104.2696 | 6957.1097 | 6882.5605 | 7188 |  | 272.1396 | 272.1396 | 272.1396 | 162.3333 | 31.8737 | 118.8573 | 0.011405 | 162.3333
JSC-03 | 2029-07-01 | 7 | 2029 | 2029 | Summer | 162.3333 | 187.835 | 213.3366 | 239.611 | 271.6314 |  | 7346.6259 | 7105.8506 | 6958.9718 | 6883.3779 | 7188 |  | 271.6314 | 271.6314 | 271.6314 | 162.3333 | 32.0204 | 118.8573 | 0.011405 | 162.3333
JSC-03 | 2029-08-01 | 8 | 2029 | 2029 | Summer | 162.3333 | 187.835 | 213.3366 | 239.611 | 271.6314 |  | 7346.6259 | 7105.8506 | 6958.9718 | 6883.3779 | 7188 |  | 271.6314 | 271.6314 | 271.6314 | 162.3333 | 32.0204 | 118.8573 | 0.011405 | 162.3333
JSC-03 | 2029-09-01 | 9 | 2029 | 2029 | Summer | 162.3333 | 188.9157 | 215.498 | 242.8858 | 274.1725 |  | 7346.6259 | 7098.0105 | 6949.8592 | 6879.8883 | 7188 |  | 274.1725 | 274.1725 | 274.1725 | 162.3333 | 31.2867 | 118.8573 | 0.011405 | 162.3333
JSC-03 | 2029-10-01 | 10 | 2030 | 2029 | Fall | 162.3333 | 192.8624 | 223.3914 | 254.8455 | 283.4526 |  | 7400.2182 | 7134.8748 | 6964.0197 | 6852.7105 | 7120 |  | 283.4526 | 283.4526 | 283.4526 | 162.3333 | 28.6071 | 118.8573 | 0.011405 | 162.3333
JSC-03 | 2029-11-01 | 11 | 2030 | 2029 | Fall | 162.3333 | 195.1599 | 227.9865 | 261.8078 | 288.855 |  | 7400.2182 | 7119.2236 | 6944.2741 | 6834.7986 | 7120 |  | 288.855 | 288.855 | 288.855 | 162.3333 | 27.0472 | 118.8573 | 0.011405 | 162.3333
JSC-03 | 2029-12-01 | 12 | 2030 | 2029 | Winter | 162.3333 | 198.4258 | 234.5182 | 271.7044 | 296.5342 |  | 7500.8678 | 7171.4593 | 6992.0746 | 6917.8471 | 7052 |  | 296.5342 | 296.5342 | 296.5342 | 162.3333 | 24.8298 | 118.8573 | 0.011405 | 162.3333
JSC-03 | 2030-01-01 | 1 | 2030 | 2030 | Winter | 162.3333 | 199.2903 | 236.2473 | 274.3242 | 300 |  | 7500.8678 | 7165.6303 | 6986.3966 | 6916.1301 | 7052 |  | 300 | 300 | 300 | 162.3333 | 25.6758 | 118.8573 | 0.011405 | 162.3333
JSC-03 | 2030-02-01 | 2 | 2030 | 2030 | Winter | 162.3333 | 198.6419 | 234.9505 | 272.3593 | 297.0424 |  | 7500.8678 | 7169.9941 | 6990.6328 | 6917.3768 | 7052 |  | 297.0424 | 297.0424 | 297.0424 | 162.3333 | 24.6831 | 118.8573 | 0.011405 | 162.3333
JSC-03 | 2030-03-01 | 3 | 2030 | 2030 | Winter | 162.3333 | 196.6967 | 231.06 | 266.4646 | 292.4684 |  | 7500.8678 | 7183.3727 | 7004.1507 | 6922.6 | 7052 |  | 292.4684 | 292.4684 | 292.4684 | 162.3333 | 26.0038 | 118.8573 | 0.011405 | 162.3333
JSC-03 | 2030-04-01 | 4 | 2030 | 2030 | Spring | 162.3333 | 192.7456 | 223.1579 | 254.4918 | 283.1782 |  | 7400.2182 | 7135.6838 | 6965.0588 | 6853.6797 | 7120 |  | 283.1782 | 283.1782 | 283.1782 | 162.3333 | 28.6863 | 118.8573 | 0.011405 | 162.3333
JSC-03 | 2030-05-01 | 5 | 2030 | 2030 | Spring | 162.3333 | 191.1505 | 219.9677 | 249.6582 | 279.4275 |  | 7400.2182 | 7146.8782 | 6979.6229 | 6867.516 | 7120 |  | 279.4275 | 279.4275 | 279.4275 | 162.3333 | 29.7693 | 118.8573 | 0.011405 | 162.3333
JSC-03 | 2030-06-01 | 6 | 2030 | 2030 | Summer | 162.3333 | 188.0511 | 213.7689 | 240.266 | 272.1396 |  | 7346.6259 | 7104.2696 | 6957.1097 | 6882.5605 | 7188 |  | 272.1396 | 272.1396 | 272.1396 | 162.3333 | 31.8737 | 118.8573 | 0.011405 | 162.3333
JSC-03 | 2030-07-01 | 7 | 2030 | 2030 | Summer | 162.3333 | 187.835 | 213.3366 | 239.611 | 271.6314 |  | 7346.6259 | 7105.8506 | 6958.9718 | 6883.3779 | 7188 |  | 271.6314 | 271.6314 | 271.6314 | 162.3333 | 32.0204 | 118.8573 | 0.011405 | 162.3333
JSC-03 | 2030-08-01 | 8 | 2030 | 2030 | Summer | 162.3333 | 187.835 | 213.3366 | 239.611 | 271.6314 |  | 7346.6259 | 7105.8506 | 6958.9718 | 6883.3779 | 7188 |  | 271.6314 | 271.6314 | 271.6314 | 162.3333 | 32.0204 | 118.8573 | 0.011405 | 162.3333
JSC-03 | 2030-09-01 | 9 | 2030 | 2030 | Summer | 162.3333 | 188.9157 | 215.498 | 242.8858 | 274.1725 |  | 7346.6259 | 7098.0105 | 6949.8592 | 6879.8883 | 7188 |  | 274.1725 | 274.1725 | 274.1725 | 162.3333 | 31.2867 | 118.8573 | 0.011405 | 162.3333
JSC-03 | 2030-10-01 | 10 | 2031 | 2030 | Fall | 162.3333 | 192.8624 | 223.3914 | 254.8455 | 283.4526 |  | 7400.2182 | 7134.8748 | 6964.0197 | 6852.7105 | 7120 |  | 283.4526 | 283.4526 | 283.4526 | 162.3333 | 28.6071 | 118.8573 | 0.011405 | 162.3333
JSC-03 | 2030-11-01 | 11 | 2031 | 2030 | Fall | 162.3333 | 195.1599 | 227.9865 | 261.8078 | 288.855 |  | 7400.2182 | 7119.2236 | 6944.2741 | 6834.7986 | 7120 |  | 288.855 | 288.855 | 288.855 | 162.3333 | 27.0472 | 118.8573 | 0.011405 | 162.3333
JSC-03 | 2030-12-01 | 12 | 2031 | 2030 | Winter | 162.3333 | 198.4258 | 234.5182 | 271.7044 | 296.5342 |  | 7500.8678 | 7171.4593 | 6992.0746 | 6917.8471 | 7052 |  | 296.5342 | 296.5342 | 296.5342 | 162.3333 | 24.8298 | 118.8573 | 0.011405 | 162.3333
JSC-03 | 2031-01-01 | 1 | 2031 | 2031 | Winter | 162.3333 | 199.2903 | 236.2473 | 274.3242 | 300 |  | 7500.8678 | 7165.6303 | 6986.3966 | 6916.1301 | 7052 |  | 300 | 300 | 300 | 162.3333 | 25.6758 | 118.8573 | 0.011405 | 162.3333
JSC-03 | 2031-02-01 | 2 | 2031 | 2031 | Winter | 162.3333 | 198.6419 | 234.9505 | 272.3593 | 297.0424 |  | 7500.8678 | 7169.9941 | 6990.6328 | 6917.3768 | 7052 |  | 297.0424 | 297.0424 | 297.0424 | 162.3333 | 24.6831 | 118.8573 | 0.011405 | 162.3333
JSC-03 | 2031-03-01 | 3 | 2031 | 2031 | Winter | 162.3333 | 196.6967 | 231.06 | 266.4646 | 292.4684 |  | 7500.8678 | 7183.3727 | 7004.1507 | 6922.6 | 7052 |  | 292.4684 | 292.4684 | 292.4684 | 162.3333 | 26.0038 | 118.8573 | 0.011405 | 162.3333
JSC-03 | 2031-04-01 | 4 | 2031 | 2031 | Spring | 162.3333 | 192.7456 | 223.1579 | 254.4918 | 283.1782 |  | 7400.2182 | 7135.6838 | 6965.0588 | 6853.6797 | 7120 |  | 283.1782 | 283.1782 | 283.1782 | 162.3333 | 28.6863 | 118.8573 | 0.011405 | 162.3333
JSC-03 | 2031-05-01 | 5 | 2031 | 2031 | Spring | 162.3333 | 191.1505 | 219.9677 | 249.6582 | 279.4275 |  | 7400.2182 | 7146.8782 | 6979.6229 | 6867.516 | 7120 |  | 279.4275 | 279.4275 | 279.4275 | 162.3333 | 29.7693 | 118.8573 | 0.011405 | 162.3333
JSC-03 | 2031-06-01 | 6 | 2031 | 2031 | Summer | 162.3333 | 188.0511 | 213.7689 | 240.266 | 272.1396 |  | 7346.6259 | 7104.2696 | 6957.1097 | 6882.5605 | 7188 |  | 272.1396 | 272.1396 | 272.1396 | 162.3333 | 31.8737 | 118.8573 | 0.011405 | 162.3333
JSC-03 | 2031-07-01 | 7 | 2031 | 2031 | Summer | 162.3333 | 187.835 | 213.3366 | 239.611 | 271.6314 |  | 7346.6259 | 7105.8506 | 6958.9718 | 6883.3779 | 7188 |  | 271.6314 | 271.6314 | 271.6314 | 162.3333 | 32.0204 | 118.8573 | 0.011405 | 162.3333
JSC-03 | 2031-08-01 | 8 | 2031 | 2031 | Summer | 162.3333 | 187.835 | 213.3366 | 239.611 | 271.6314 |  | 7346.6259 | 7105.8506 | 6958.9718 | 6883.3779 | 7188 |  | 271.6314 | 271.6314 | 271.6314 | 162.3333 | 32.0204 | 118.8573 | 0.011405 | 162.3333
JSC-03 | 2031-09-01 | 9 | 2031 | 2031 | Summer | 162.3333 | 188.9157 | 215.498 | 242.8858 | 274.1725 |  | 7346.6259 | 7098.0105 | 6949.8592 | 6879.8883 | 7188 |  | 274.1725 | 274.1725 | 274.1725 | 162.3333 | 31.2867 | 118.8573 | 0.011405 | 162.3333
JSC-03 | 2031-10-01 | 10 | 2032 | 2031 | Fall | 162.3333 | 192.8624 | 223.3914 | 254.8455 | 283.4526 |  | 7400.2182 | 7134.8748 | 6964.0197 | 6852.7105 | 7120 |  | 283.4526 | 283.4526 | 283.4526 | 162.3333 | 28.6071 | 118.8573 | 0.011405 | 162.3333
JSC-03 | 2031-11-01 | 11 | 2032 | 2031 | Fall | 162.3333 | 195.1599 | 227.9865 | 261.8078 | 288.855 |  | 7400.2182 | 7119.2236 | 6944.2741 | 6834.7986 | 7120 |  | 288.855 | 288.855 | 288.855 | 162.3333 | 27.0472 | 118.8573 | 0.011405 | 162.3333
JSC-03 | 2031-12-01 | 12 | 2032 | 2031 | Winter | 162.3333 | 198.4258 | 234.5182 | 271.7044 | 296.5342 |  | 7500.8678 | 7171.4593 | 6992.0746 | 6917.8471 | 7052 |  | 296.5342 | 296.5342 | 296.5342 | 162.3333 | 24.8298 | 118.8573 | 0.011405 | 162.3333
JSC-03 | 2032-01-01 | 1 | 2032 | 2032 | Winter | 162.3333 | 199.2903 | 236.2473 | 274.3242 | 300 |  | 7500.8678 | 7165.6303 | 6986.3966 | 6916.1301 | 7052 |  | 300 | 300 | 300 | 162.3333 | 25.6758 | 118.8573 | 0.011405 | 162.3333
JSC-03 | 2032-02-01 | 2 | 2032 | 2032 | Winter | 162.3333 | 198.6419 | 234.9505 | 272.3593 | 297.0424 |  | 7500.8678 | 7169.9941 | 6990.6328 | 6917.3768 | 7052 |  | 297.0424 | 297.0424 | 297.0424 | 162.3333 | 24.6831 | 118.8573 | 0.011405 | 162.3333
JSC-03 | 2032-03-01 | 3 | 2032 | 2032 | Winter | 162.3333 | 196.6967 | 231.06 | 266.4646 | 292.4684 |  | 7500.8678 | 7183.3727 | 7004.1507 | 6922.6 | 7052 |  | 292.4684 | 292.4684 | 292.4684 | 162.3333 | 26.0038 | 118.8573 | 0.011405 | 162.3333
JSC-03 | 2032-04-01 | 4 | 2032 | 2032 | Spring | 162.3333 | 192.7456 | 223.1579 | 254.4918 | 283.1782 |  | 7400.2182 | 7135.6838 | 6965.0588 | 6853.6797 | 7120 |  | 283.1782 | 283.1782 | 283.1782 | 162.3333 | 28.6863 | 118.8573 | 0.011405 | 162.3333
JSC-03 | 2032-05-01 | 5 | 2032 | 2032 | Spring | 162.3333 | 191.1505 | 219.9677 | 249.6582 | 279.4275 |  | 7400.2182 | 7146.8782 | 6979.6229 | 6867.516 | 7120 |  | 279.4275 | 279.4275 | 279.4275 | 162.3333 | 29.7693 | 118.8573 | 0.011405 | 162.3333
JSC-03 | 2032-06-01 | 6 | 2032 | 2032 | Summer | 162.3333 | 188.0511 | 213.7689 | 240.266 | 272.1396 |  | 7346.6259 | 7104.2696 | 6957.1097 | 6882.5605 | 7188 |  | 272.1396 | 272.1396 | 272.1396 | 162.3333 | 31.8737 | 118.8573 | 0.011405 | 162.3333
JSC-03 | 2032-07-01 | 7 | 2032 | 2032 | Summer | 162.3333 | 187.835 | 213.3366 | 239.611 | 271.6314 |  | 7346.6259 | 7105.8506 | 6958.9718 | 6883.3779 | 7188 |  | 271.6314 | 271.6314 | 271.6314 | 162.3333 | 32.0204 | 118.8573 | 0.011405 | 162.3333
JSC-03 | 2032-08-01 | 8 | 2032 | 2032 | Summer | 162.3333 | 187.835 | 213.3366 | 239.611 | 271.6314 |  | 7346.6259 | 7105.8506 | 6958.9718 | 6883.3779 | 7188 |  | 271.6314 | 271.6314 | 271.6314 | 162.3333 | 32.0204 | 118.8573 | 0.011405 | 162.3333
JSC-03 | 2032-09-01 | 9 | 2032 | 2032 | Summer | 162.3333 | 188.9157 | 215.498 | 242.8858 | 274.1725 |  | 7346.6259 | 7098.0105 | 6949.8592 | 6879.8883 | 7188 |  | 274.1725 | 274.1725 | 274.1725 | 162.3333 | 31.2867 | 118.8573 | 0.011405 | 162.3333
JSC-03 | 2032-10-01 | 10 | 2033 | 2032 | Fall | 162.3333 | 192.8624 | 223.3914 | 254.8455 | 283.4526 |  | 7400.2182 | 7134.8748 | 6964.0197 | 6852.7105 | 7120 |  | 283.4526 | 283.4526 | 283.4526 | 162.3333 | 28.6071 | 118.8573 | 0.011405 | 162.3333
JSC-03 | 2032-11-01 | 11 | 2033 | 2032 | Fall | 162.3333 | 195.1599 | 227.9865 | 261.8078 | 288.855 |  | 7400.2182 | 7119.2236 | 6944.2741 | 6834.7986 | 7120 |  | 288.855 | 288.855 | 288.855 | 162.3333 | 27.0472 | 118.8573 | 0.011405 | 162.3333
JSC-03 | 2032-12-01 | 12 | 2033 | 2032 | Winter | 162.3333 | 198.4258 | 234.5182 | 271.7044 | 296.5342 |  | 7500.8678 | 7171.4593 | 6992.0746 | 6917.8471 | 7052 |  | 296.5342 | 296.5342 | 296.5342 | 162.3333 | 24.8298 | 118.8573 | 0.011405 | 162.3333
JSC-03 | 2033-01-01 | 1 | 2033 | 2033 | Winter | 162.3333 | 199.2903 | 236.2473 | 274.3242 | 300 |  | 7500.8678 | 7165.6303 | 6986.3966 | 6916.1301 | 7052 |  | 300 | 300 | 300 | 162.3333 | 25.6758 | 118.8573 | 0.011405 | 162.3333
JSC-03 | 2033-02-01 | 2 | 2033 | 2033 | Winter | 162.3333 | 198.6419 | 234.9505 | 272.3593 | 297.0424 |  | 7500.8678 | 7169.9941 | 6990.6328 | 6917.3768 | 7052 |  | 297.0424 | 297.0424 | 297.0424 | 162.3333 | 24.6831 | 118.8573 | 0.011405 | 162.3333
JSC-03 | 2033-03-01 | 3 | 2033 | 2033 | Winter | 162.3333 | 196.6967 | 231.06 | 266.4646 | 292.4684 |  | 7500.8678 | 7183.3727 | 7004.1507 | 6922.6 | 7052 |  | 292.4684 | 292.4684 | 292.4684 | 162.3333 | 26.0038 | 118.8573 | 0.011405 | 162.3333
JSC-03 | 2033-04-01 | 4 | 2033 | 2033 | Spring | 162.3333 | 192.7456 | 223.1579 | 254.4918 | 283.1782 |  | 7400.2182 | 7135.6838 | 6965.0588 | 6853.6797 | 7120 |  | 283.1782 | 283.1782 | 283.1782 | 162.3333 | 28.6863 | 118.8573 | 0.011405 | 162.3333
JSC-03 | 2033-05-01 | 5 | 2033 | 2033 | Spring | 162.3333 | 191.1505 | 219.9677 | 249.6582 | 279.4275 |  | 7400.2182 | 7146.8782 | 6979.6229 | 6867.516 | 7120 |  | 279.4275 | 279.4275 | 279.4275 | 162.3333 | 29.7693 | 118.8573 | 0.011405 | 162.3333
JSC-03 | 2033-06-01 | 6 | 2033 | 2033 | Summer | 162.3333 | 188.0511 | 213.7689 | 240.266 | 272.1396 |  | 7346.6259 | 7104.2696 | 6957.1097 | 6882.5605 | 7188 |  | 272.1396 | 272.1396 | 272.1396 | 162.3333 | 31.8737 | 118.8573 | 0.011405 | 162.3333
JSC-03 | 2033-07-01 | 7 | 2033 | 2033 | Summer | 162.3333 | 187.835 | 213.3366 | 239.611 | 271.6314 |  | 7346.6259 | 7105.8506 | 6958.9718 | 6883.3779 | 7188 |  | 271.6314 | 271.6314 | 271.6314 | 162.3333 | 32.0204 | 118.8573 | 0.011405 | 162.3333
JSC-03 | 2033-08-01 | 8 | 2033 | 2033 | Summer | 162.3333 | 187.835 | 213.3366 | 239.611 | 271.6314 |  | 7346.6259 | 7105.8506 | 6958.9718 | 6883.3779 | 7188 |  | 271.6314 | 271.6314 | 271.6314 | 162.3333 | 32.0204 | 118.8573 | 0.011405 | 162.3333
JSC-03 | 2033-09-01 | 9 | 2033 | 2033 | Summer | 162.3333 | 188.9157 | 215.498 | 242.8858 | 274.1725 |  | 7346.6259 | 7098.0105 | 6949.8592 | 6879.8883 | 7188 |  | 274.1725 | 274.1725 | 274.1725 | 162.3333 | 31.2867 | 118.8573 | 0.011405 | 162.3333
JSC-03 | 2033-10-01 | 10 | 2034 | 2033 | Fall | 162.3333 | 192.8624 | 223.3914 | 254.8455 | 283.4526 |  | 7400.2182 | 7134.8748 | 6964.0197 | 6852.7105 | 7120 |  | 283.4526 | 283.4526 | 283.4526 | 162.3333 | 28.6071 | 118.8573 | 0.011405 | 162.3333
JSC-03 | 2033-11-01 | 11 | 2034 | 2033 | Fall | 162.3333 | 195.1599 | 227.9865 | 261.8078 | 288.855 |  | 7400.2182 | 7119.2236 | 6944.2741 | 6834.7986 | 7120 |  | 288.855 | 288.855 | 288.855 | 162.3333 | 27.0472 | 118.8573 | 0.011405 | 162.3333
JSC-03 | 2033-12-01 | 12 | 2034 | 2033 | Winter | 162.3333 | 198.4258 | 234.5182 | 271.7044 | 296.5342 |  | 7500.8678 | 7171.4593 | 6992.0746 | 6917.8471 | 7052 |  | 296.5342 | 296.5342 | 296.5342 | 162.3333 | 24.8298 | 118.8573 | 0.011405 | 162.3333
JSC-03 | 2034-01-01 | 1 | 2034 | 2034 | Winter | 162.3333 | 199.2903 | 236.2473 | 274.3242 | 300 |  | 7500.8678 | 7165.6303 | 6986.3966 | 6916.1301 | 7052 |  | 300 | 300 | 300 | 162.3333 | 25.6758 | 118.8573 | 0.011405 | 162.3333
JSC-03 | 2034-02-01 | 2 | 2034 | 2034 | Winter | 162.3333 | 198.6419 | 234.9505 | 272.3593 | 297.0424 |  | 7500.8678 | 7169.9941 | 6990.6328 | 6917.3768 | 7052 |  | 297.0424 | 297.0424 | 297.0424 | 162.3333 | 24.6831 | 118.8573 | 0.011405 | 162.3333
JSC-03 | 2034-03-01 | 3 | 2034 | 2034 | Winter | 162.3333 | 196.6967 | 231.06 | 266.4646 | 292.4684 |  | 7500.8678 | 7183.3727 | 7004.1507 | 6922.6 | 7052 |  | 292.4684 | 292.4684 | 292.4684 | 162.3333 | 26.0038 | 118.8573 | 0.011405 | 162.3333
JSC-03 | 2034-04-01 | 4 | 2034 | 2034 | Spring | 162.3333 | 192.7456 | 223.1579 | 254.4918 | 283.1782 |  | 7400.2182 | 7135.6838 | 6965.0588 | 6853.6797 | 7120 |  | 283.1782 | 283.1782 | 283.1782 | 162.3333 | 28.6863 | 118.8573 | 0.011405 | 162.3333
JSC-03 | 2034-05-01 | 5 | 2034 | 2034 | Spring | 162.3333 | 191.1505 | 219.9677 | 249.6582 | 279.4275 |  | 7400.2182 | 7146.8782 | 6979.6229 | 6867.516 | 7120 |  | 279.4275 | 279.4275 | 279.4275 | 162.3333 | 29.7693 | 118.8573 | 0.011405 | 162.3333
JSC-03 | 2034-06-01 | 6 | 2034 | 2034 | Summer | 162.3333 | 188.0511 | 213.7689 | 240.266 | 272.1396 |  | 7346.6259 | 7104.2696 | 6957.1097 | 6882.5605 | 7188 |  | 272.1396 | 272.1396 | 272.1396 | 162.3333 | 31.8737 | 118.8573 | 0.011405 | 162.3333
JSC-03 | 2034-07-01 | 7 | 2034 | 2034 | Summer | 162.3333 | 187.835 | 213.3366 | 239.611 | 271.6314 |  | 7346.6259 | 7105.8506 | 6958.9718 | 6883.3779 | 7188 |  | 271.6314 | 271.6314 | 271.6314 | 162.3333 | 32.0204 | 118.8573 | 0.011405 | 162.3333
JSC-03 | 2034-08-01 | 8 | 2034 | 2034 | Summer | 162.3333 | 187.835 | 213.3366 | 239.611 | 271.6314 |  | 7346.6259 | 7105.8506 | 6958.9718 | 6883.3779 | 7188 |  | 271.6314 | 271.6314 | 271.6314 | 162.3333 | 32.0204 | 118.8573 | 0.011405 | 162.3333
JSC-03 | 2034-09-01 | 9 | 2034 | 2034 | Summer | 162.3333 | 188.9157 | 215.498 | 242.8858 | 274.1725 |  | 7346.6259 | 7098.0105 | 6949.8592 | 6879.8883 | 7188 |  | 274.1725 | 274.1725 | 274.1725 | 162.3333 | 31.2867 | 118.8573 | 0.011405 | 162.3333
JSC-03 | 2034-10-01 | 10 | 2035 | 2034 | Fall | 162.3333 | 192.8624 | 223.3914 | 254.8455 | 283.4526 |  | 7400.2182 | 7134.8748 | 6964.0197 | 6852.7105 | 7120 |  | 283.4526 | 283.4526 | 283.4526 | 162.3333 | 28.6071 | 118.8573 | 0.011405 | 162.3333
JSC-03 | 2034-11-01 | 11 | 2035 | 2034 | Fall | 162.3333 | 195.1599 | 227.9865 | 261.8078 | 288.855 |  | 7400.2182 | 7119.2236 | 6944.2741 | 6834.7986 | 7120 |  | 288.855 | 288.855 | 288.855 | 162.3333 | 27.0472 | 118.8573 | 0.011405 | 162.3333
JSC-03 | 2034-12-01 | 12 | 2035 | 2034 | Winter | 162.3333 | 198.4258 | 234.5182 | 271.7044 | 296.5342 |  | 7500.8678 | 7171.4593 | 6992.0746 | 6917.8471 | 7052 |  | 296.5342 | 296.5342 | 296.5342 | 162.3333 | 24.8298 | 118.8573 | 0.011405 | 162.3333
JSC-03 | 2035-01-01 | 1 | 2035 | 2035 | Winter | 162.3333 | 199.2903 | 236.2473 | 274.3242 | 300 |  | 7500.8678 | 7165.6303 | 6986.3966 | 6916.1301 | 7052 |  | 300 | 300 | 300 | 162.3333 | 25.6758 | 118.8573 | 0.011405 | 162.3333
JSC-03 | 2035-02-01 | 2 | 2035 | 2035 | Winter | 162.3333 | 198.6419 | 234.9505 | 272.3593 | 297.0424 |  | 7500.8678 | 7169.9941 | 6990.6328 | 6917.3768 | 7052 |  | 297.0424 | 297.0424 | 297.0424 | 162.3333 | 24.6831 | 118.8573 | 0.011405 | 162.3333
JSC-03 | 2035-03-01 | 3 | 2035 | 2035 | Winter | 162.3333 | 196.6967 | 231.06 | 266.4646 | 292.4684 |  | 7500.8678 | 7183.3727 | 7004.1507 | 6922.6 | 7052 |  | 292.4684 | 292.4684 | 292.4684 | 162.3333 | 26.0038 | 118.8573 | 0.011405 | 162.3333
JSC-03 | 2035-04-01 | 4 | 2035 | 2035 | Spring | 162.3333 | 192.7456 | 223.1579 | 254.4918 | 283.1782 |  | 7400.2182 | 7135.6838 | 6965.0588 | 6853.6797 | 7120 |  | 283.1782 | 283.1782 | 283.1782 | 162.3333 | 28.6863 | 118.8573 | 0.011405 | 162.3333
JSC-03 | 2035-05-01 | 5 | 2035 | 2035 | Spring | 162.3333 | 191.1505 | 219.9677 | 249.6582 | 279.4275 |  | 7400.2182 | 7146.8782 | 6979.6229 | 6867.516 | 7120 |  | 279.4275 | 279.4275 | 279.4275 | 162.3333 | 29.7693 | 118.8573 | 0.011405 | 162.3333
JSC-03 | 2035-06-01 | 6 | 2035 | 2035 | Summer | 162.3333 | 188.0511 | 213.7689 | 240.266 | 272.1396 |  | 7346.6259 | 7104.2696 | 6957.1097 | 6882.5605 | 7188 |  | 272.1396 | 272.1396 | 272.1396 | 162.3333 | 31.8737 | 118.8573 | 0.011405 | 162.3333
JSC-03 | 2035-07-01 | 7 | 2035 | 2035 | Summer | 162.3333 | 187.835 | 213.3366 | 239.611 | 271.6314 |  | 7346.6259 | 7105.8506 | 6958.9718 | 6883.3779 | 7188 |  | 271.6314 | 271.6314 | 271.6314 | 162.3333 | 32.0204 | 118.8573 | 0.011405 | 162.3333
JSC-03 | 2035-08-01 | 8 | 2035 | 2035 | Summer | 162.3333 | 187.835 | 213.3366 | 239.611 | 271.6314 |  | 7346.6259 | 7105.8506 | 6958.9718 | 6883.3779 | 7188 |  | 271.6314 | 271.6314 | 271.6314 | 162.3333 | 32.0204 | 118.8573 | 0.011405 | 162.3333
JSC-03 | 2035-09-01 | 9 | 2035 | 2035 | Summer | 162.3333 | 188.9157 | 215.498 | 242.8858 | 274.1725 |  | 7346.6259 | 7098.0105 | 6949.8592 | 6879.8883 | 7188 |  | 274.1725 | 274.1725 | 274.1725 | 162.3333 | 31.2867 | 118.8573 | 0.011405 | 162.3333
JSC-03 | 2035-10-01 | 10 | 2036 | 2035 | Fall | 162.3333 | 192.8624 | 223.3914 | 254.8455 | 283.4526 |  | 7400.2182 | 7134.8748 | 6964.0197 | 6852.7105 | 7120 |  | 283.4526 | 283.4526 | 283.4526 | 162.3333 | 28.6071 | 118.8573 | 0.011405 | 162.3333
JSC-03 | 2035-11-01 | 11 | 2036 | 2035 | Fall | 162.3333 | 195.1599 | 227.9865 | 261.8078 | 288.855 |  | 7400.2182 | 7119.2236 | 6944.2741 | 6834.7986 | 7120 |  | 288.855 | 288.855 | 288.855 | 162.3333 | 27.0472 | 118.8573 | 0.011405 | 162.3333
JSC-03 | 2035-12-01 | 12 | 2036 | 2035 | Winter | 162.3333 | 198.4258 | 234.5182 | 271.7044 | 296.5342 |  | 7500.8678 | 7171.4593 | 6992.0746 | 6917.8471 | 7052 |  | 296.5342 | 296.5342 | 296.5342 | 162.3333 | 24.8298 | 118.8573 | 0.011405 | 162.3333
JSC-03 | 2036-01-01 | 1 | 2036 | 2036 | Winter | 162.3333 | 199.2903 | 236.2473 | 274.3242 | 300 |  | 7500.8678 | 7165.6303 | 6986.3966 | 6916.1301 | 7052 |  | 300 | 300 | 300 | 162.3333 | 25.6758 | 118.8573 | 0.011405 | 162.3333
JSC-03 | 2036-02-01 | 2 | 2036 | 2036 | Winter | 162.3333 | 198.6419 | 234.9505 | 272.3593 | 297.0424 |  | 7500.8678 | 7169.9941 | 6990.6328 | 6917.3768 | 7052 |  | 297.0424 | 297.0424 | 297.0424 | 162.3333 | 24.6831 | 118.8573 | 0.011405 | 162.3333
JSC-03 | 2036-03-01 | 3 | 2036 | 2036 | Winter | 162.3333 | 196.6967 | 231.06 | 266.4646 | 292.4684 |  | 7500.8678 | 7183.3727 | 7004.1507 | 6922.6 | 7052 |  | 292.4684 | 292.4684 | 292.4684 | 162.3333 | 26.0038 | 118.8573 | 0.011405 | 162.3333
JSC-03 | 2036-04-01 | 4 | 2036 | 2036 | Spring | 162.3333 | 192.7456 | 223.1579 | 254.4918 | 283.1782 |  | 7400.2182 | 7135.6838 | 6965.0588 | 6853.6797 | 7120 |  | 283.1782 | 283.1782 | 283.1782 | 162.3333 | 28.6863 | 118.8573 | 0.011405 | 162.3333
JSC-03 | 2036-05-01 | 5 | 2036 | 2036 | Spring | 162.3333 | 191.1505 | 219.9677 | 249.6582 | 279.4275 |  | 7400.2182 | 7146.8782 | 6979.6229 | 6867.516 | 7120 |  | 279.4275 | 279.4275 | 279.4275 | 162.3333 | 29.7693 | 118.8573 | 0.011405 | 162.3333
JSC-03 | 2036-06-01 | 6 | 2036 | 2036 | Summer | 162.3333 | 188.0511 | 213.7689 | 240.266 | 272.1396 |  | 7346.6259 | 7104.2696 | 6957.1097 | 6882.5605 | 7188 |  | 272.1396 | 272.1396 | 272.1396 | 162.3333 | 31.8737 | 118.8573 | 0.011405 | 162.3333
JSC-03 | 2036-07-01 | 7 | 2036 | 2036 | Summer | 162.3333 | 187.835 | 213.3366 | 239.611 | 271.6314 |  | 7346.6259 | 7105.8506 | 6958.9718 | 6883.3779 | 7188 |  | 271.6314 | 271.6314 | 271.6314 | 162.3333 | 32.0204 | 118.8573 | 0.011405 | 162.3333
JSC-03 | 2036-08-01 | 8 | 2036 | 2036 | Summer | 162.3333 | 187.835 | 213.3366 | 239.611 | 271.6314 |  | 7346.6259 | 7105.8506 | 6958.9718 | 6883.3779 | 7188 |  | 271.6314 | 271.6314 | 271.6314 | 162.3333 | 32.0204 | 118.8573 | 0.011405 | 162.3333
JSC-03 | 2036-09-01 | 9 | 2036 | 2036 | Summer | 162.3333 | 188.9157 | 215.498 | 242.8858 | 274.1725 |  | 7346.6259 | 7098.0105 | 6949.8592 | 6879.8883 | 7188 |  | 274.1725 | 274.1725 | 274.1725 | 162.3333 | 31.2867 | 118.8573 | 0.011405 | 162.3333
JSC-03 | 2036-10-01 | 10 | 2037 | 2036 | Fall | 162.3333 | 192.8624 | 223.3914 | 254.8455 | 283.4526 |  | 7400.2182 | 7134.8748 | 6964.0197 | 6852.7105 | 7120 |  | 283.4526 | 283.4526 | 283.4526 | 162.3333 | 28.6071 | 118.8573 | 0.011405 | 162.3333
JSC-03 | 2036-11-01 | 11 | 2037 | 2036 | Fall | 162.3333 | 195.1599 | 227.9865 | 261.8078 | 288.855 |  | 7400.2182 | 7119.2236 | 6944.2741 | 6834.7986 | 7120 |  | 288.855 | 288.855 | 288.855 | 162.3333 | 27.0472 | 118.8573 | 0.011405 | 162.3333
JSC-03 | 2036-12-01 | 12 | 2037 | 2036 | Winter | 162.3333 | 198.4258 | 234.5182 | 271.7044 | 296.5342 |  | 7500.8678 | 7171.4593 | 6992.0746 | 6917.8471 | 7052 |  | 296.5342 | 296.5342 | 296.5342 | 162.3333 | 24.8298 | 118.8573 | 0.011405 | 162.3333
JSC-03 | 2037-01-01 | 1 | 2037 | 2037 | Winter | 162.3333 | 199.2903 | 236.2473 | 274.3242 | 300 |  | 7500.8678 | 7165.6303 | 6986.3966 | 6916.1301 | 7052 |  | 300 | 300 | 300 | 162.3333 | 25.6758 | 118.8573 | 0.011405 | 162.3333
JSC-03 | 2037-02-01 | 2 | 2037 | 2037 | Winter | 162.3333 | 198.6419 | 234.9505 | 272.3593 | 297.0424 |  | 7500.8678 | 7169.9941 | 6990.6328 | 6917.3768 | 7052 |  | 297.0424 | 297.0424 | 297.0424 | 162.3333 | 24.6831 | 118.8573 | 0.011405 | 162.3333
JSC-03 | 2037-03-01 | 3 | 2037 | 2037 | Winter | 162.3333 | 196.6967 | 231.06 | 266.4646 | 292.4684 |  | 7500.8678 | 7183.3727 | 7004.1507 | 6922.6 | 7052 |  | 292.4684 | 292.4684 | 292.4684 | 162.3333 | 26.0038 | 118.8573 | 0.011405 | 162.3333
JSC-03 | 2037-04-01 | 4 | 2037 | 2037 | Spring | 162.3333 | 192.7456 | 223.1579 | 254.4918 | 283.1782 |  | 7400.2182 | 7135.6838 | 6965.0588 | 6853.6797 | 7120 |  | 283.1782 | 283.1782 | 283.1782 | 162.3333 | 28.6863 | 118.8573 | 0.011405 | 162.3333
JSC-03 | 2037-05-01 | 5 | 2037 | 2037 | Spring | 162.3333 | 191.1505 | 219.9677 | 249.6582 | 279.4275 |  | 7400.2182 | 7146.8782 | 6979.6229 | 6867.516 | 7120 |  | 279.4275 | 279.4275 | 279.4275 | 162.3333 | 29.7693 | 118.8573 | 0.011405 | 162.3333
JSC-03 | 2037-06-01 | 6 | 2037 | 2037 | Summer | 162.3333 | 188.0511 | 213.7689 | 240.266 | 272.1396 |  | 7346.6259 | 7104.2696 | 6957.1097 | 6882.5605 | 7188 |  | 272.1396 | 272.1396 | 272.1396 | 162.3333 | 31.8737 | 118.8573 | 0.011405 | 162.3333
JSC-03 | 2037-07-01 | 7 | 2037 | 2037 | Summer | 162.3333 | 187.835 | 213.3366 | 239.611 | 271.6314 |  | 7346.6259 | 7105.8506 | 6958.9718 | 6883.3779 | 7188 |  | 271.6314 | 271.6314 | 271.6314 | 162.3333 | 32.0204 | 118.8573 | 0.011405 | 162.3333
JSC-03 | 2037-08-01 | 8 | 2037 | 2037 | Summer | 162.3333 | 187.835 | 213.3366 | 239.611 | 271.6314 |  | 7346.6259 | 7105.8506 | 6958.9718 | 6883.3779 | 7188 |  | 271.6314 | 271.6314 | 271.6314 | 162.3333 | 32.0204 | 118.8573 | 0.011405 | 162.3333
JSC-03 | 2037-09-01 | 9 | 2037 | 2037 | Summer | 162.3333 | 188.9157 | 215.498 | 242.8858 | 274.1725 |  | 7346.6259 | 7098.0105 | 6949.8592 | 6879.8883 | 7188 |  | 274.1725 | 274.1725 | 274.1725 | 162.3333 | 31.2867 | 118.8573 | 0.011405 | 162.3333
JSC-03 | 2037-10-01 | 10 | 2038 | 2037 | Fall | 162.3333 | 192.8624 | 223.3914 | 254.8455 | 283.4526 |  | 7400.2182 | 7134.8748 | 6964.0197 | 6852.7105 | 7120 |  | 283.4526 | 283.4526 | 283.4526 | 162.3333 | 28.6071 | 118.8573 | 0.011405 | 162.3333
JSC-03 | 2037-11-01 | 11 | 2038 | 2037 | Fall | 162.3333 | 195.1599 | 227.9865 | 261.8078 | 288.855 |  | 7400.2182 | 7119.2236 | 6944.2741 | 6834.7986 | 7120 |  | 288.855 | 288.855 | 288.855 | 162.3333 | 27.0472 | 118.8573 | 0.011405 | 162.3333
JSC-03 | 2037-12-01 | 12 | 2038 | 2037 | Winter | 162.3333 | 198.4258 | 234.5182 | 271.7044 | 296.5342 |  | 7500.8678 | 7171.4593 | 6992.0746 | 6917.8471 | 7052 |  | 296.5342 | 296.5342 | 296.5342 | 162.3333 | 24.8298 | 118.8573 | 0.011405 | 162.3333
JSC-03 | 2038-01-01 | 1 | 2038 | 2038 | Winter | 162.3333 | 199.2903 | 236.2473 | 274.3242 | 300 |  | 7500.8678 | 7165.6303 | 6986.3966 | 6916.1301 | 7052 |  | 300 | 300 | 300 | 162.3333 | 25.6758 | 118.8573 | 0.011405 | 162.3333
JSC-03 | 2038-02-01 | 2 | 2038 | 2038 | Winter | 162.3333 | 198.6419 | 234.9505 | 272.3593 | 297.0424 |  | 7500.8678 | 7169.9941 | 6990.6328 | 6917.3768 | 7052 |  | 297.0424 | 297.0424 | 297.0424 | 162.3333 | 24.6831 | 118.8573 | 0.011405 | 162.3333
JSC-03 | 2038-03-01 | 3 | 2038 | 2038 | Winter | 162.3333 | 196.6967 | 231.06 | 266.4646 | 292.4684 |  | 7500.8678 | 7183.3727 | 7004.1507 | 6922.6 | 7052 |  | 292.4684 | 292.4684 | 292.4684 | 162.3333 | 26.0038 | 118.8573 | 0.011405 | 162.3333
JSC-03 | 2038-04-01 | 4 | 2038 | 2038 | Spring | 162.3333 | 192.7456 | 223.1579 | 254.4918 | 283.1782 |  | 7400.2182 | 7135.6838 | 6965.0588 | 6853.6797 | 7120 |  | 283.1782 | 283.1782 | 283.1782 | 162.3333 | 28.6863 | 118.8573 | 0.011405 | 162.3333
JSC-03 | 2038-05-01 | 5 | 2038 | 2038 | Spring | 162.3333 | 191.1505 | 219.9677 | 249.6582 | 279.4275 |  | 7400.2182 | 7146.8782 | 6979.6229 | 6867.516 | 7120 |  | 279.4275 | 279.4275 | 279.4275 | 162.3333 | 29.7693 | 118.8573 | 0.011405 | 162.3333
JSC-03 | 2038-06-01 | 6 | 2038 | 2038 | Summer | 162.3333 | 188.0511 | 213.7689 | 240.266 | 272.1396 |  | 7346.6259 | 7104.2696 | 6957.1097 | 6882.5605 | 7188 |  | 272.1396 | 272.1396 | 272.1396 | 162.3333 | 31.8737 | 118.8573 | 0.011405 | 162.3333
JSC-03 | 2038-07-01 | 7 | 2038 | 2038 | Summer | 162.3333 | 187.835 | 213.3366 | 239.611 | 271.6314 |  | 7346.6259 | 7105.8506 | 6958.9718 | 6883.3779 | 7188 |  | 271.6314 | 271.6314 | 271.6314 | 162.3333 | 32.0204 | 118.8573 | 0.011405 | 162.3333
JSC-03 | 2038-08-01 | 8 | 2038 | 2038 | Summer | 162.3333 | 187.835 | 213.3366 | 239.611 | 271.6314 |  | 7346.6259 | 7105.8506 | 6958.9718 | 6883.3779 | 7188 |  | 271.6314 | 271.6314 | 271.6314 | 162.3333 | 32.0204 | 118.8573 | 0.011405 | 162.3333
JSC-03 | 2038-09-01 | 9 | 2038 | 2038 | Summer | 162.3333 | 188.9157 | 215.498 | 242.8858 | 274.1725 |  | 7346.6259 | 7098.0105 | 6949.8592 | 6879.8883 | 7188 |  | 274.1725 | 274.1725 | 274.1725 | 162.3333 | 31.2867 | 118.8573 | 0.011405 | 162.3333
JSC-03 | 2038-10-01 | 10 | 2039 | 2038 | Fall | 162.3333 | 192.8624 | 223.3914 | 254.8455 | 283.4526 |  | 7400.2182 | 7134.8748 | 6964.0197 | 6852.7105 | 7120 |  | 283.4526 | 283.4526 | 283.4526 | 162.3333 | 28.6071 | 118.8573 | 0.011405 | 162.3333
JSC-03 | 2038-11-01 | 11 | 2039 | 2038 | Fall | 162.3333 | 195.1599 | 227.9865 | 261.8078 | 288.855 |  | 7400.2182 | 7119.2236 | 6944.2741 | 6834.7986 | 7120 |  | 288.855 | 288.855 | 288.855 | 162.3333 | 27.0472 | 118.8573 | 0.011405 | 162.3333
JSC-03 | 2038-12-01 | 12 | 2039 | 2038 | Winter | 162.3333 | 198.4258 | 234.5182 | 271.7044 | 296.5342 |  | 7500.8678 | 7171.4593 | 6992.0746 | 6917.8471 | 7052 |  | 296.5342 | 296.5342 | 296.5342 | 162.3333 | 24.8298 | 118.8573 | 0.011405 | 162.3333
JSC-03 | 2039-01-01 | 1 | 2039 | 2039 | Winter | 162.3333 | 199.2903 | 236.2473 | 274.3242 | 300 |  | 7500.8678 | 7165.6303 | 6986.3966 | 6916.1301 | 7052 |  | 300 | 300 | 300 | 162.3333 | 25.6758 | 118.8573 | 0.011405 | 162.3333
JSC-03 | 2039-02-01 | 2 | 2039 | 2039 | Winter | 162.3333 | 198.6419 | 234.9505 | 272.3593 | 297.0424 |  | 7500.8678 | 7169.9941 | 6990.6328 | 6917.3768 | 7052 |  | 297.0424 | 297.0424 | 297.0424 | 162.3333 | 24.6831 | 118.8573 | 0.011405 | 162.3333
JSC-03 | 2039-03-01 | 3 | 2039 | 2039 | Winter | 162.3333 | 196.6967 | 231.06 | 266.4646 | 292.4684 |  | 7500.8678 | 7183.3727 | 7004.1507 | 6922.6 | 7052 |  | 292.4684 | 292.4684 | 292.4684 | 162.3333 | 26.0038 | 118.8573 | 0.011405 | 162.3333
JSC-03 | 2039-04-01 | 4 | 2039 | 2039 | Spring | 162.3333 | 192.7456 | 223.1579 | 254.4918 | 283.1782 |  | 7400.2182 | 7135.6838 | 6965.0588 | 6853.6797 | 7120 |  | 283.1782 | 283.1782 | 283.1782 | 162.3333 | 28.6863 | 118.8573 | 0.011405 | 162.3333
JSC-03 | 2039-05-01 | 5 | 2039 | 2039 | Spring | 162.3333 | 191.1505 | 219.9677 | 249.6582 | 279.4275 |  | 7400.2182 | 7146.8782 | 6979.6229 | 6867.516 | 7120 |  | 279.4275 | 279.4275 | 279.4275 | 162.3333 | 29.7693 | 118.8573 | 0.011405 | 162.3333
JSC-03 | 2039-06-01 | 6 | 2039 | 2039 | Summer | 162.3333 | 188.0511 | 213.7689 | 240.266 | 272.1396 |  | 7346.6259 | 7104.2696 | 6957.1097 | 6882.5605 | 7188 |  | 272.1396 | 272.1396 | 272.1396 | 162.3333 | 31.8737 | 118.8573 | 0.011405 | 162.3333
JSC-03 | 2039-07-01 | 7 | 2039 | 2039 | Summer | 162.3333 | 187.835 | 213.3366 | 239.611 | 271.6314 |  | 7346.6259 | 7105.8506 | 6958.9718 | 6883.3779 | 7188 |  | 271.6314 | 271.6314 | 271.6314 | 162.3333 | 32.0204 | 118.8573 | 0.011405 | 162.3333
JSC-03 | 2039-08-01 | 8 | 2039 | 2039 | Summer | 162.3333 | 187.835 | 213.3366 | 239.611 | 271.6314 |  | 7346.6259 | 7105.8506 | 6958.9718 | 6883.3779 | 7188 |  | 271.6314 | 271.6314 | 271.6314 | 162.3333 | 32.0204 | 118.8573 | 0.011405 | 162.3333
JSC-03 | 2039-09-01 | 9 | 2039 | 2039 | Summer | 162.3333 | 188.9157 | 215.498 | 242.8858 | 274.1725 |  | 7346.6259 | 7098.0105 | 6949.8592 | 6879.8883 | 7188 |  | 274.1725 | 274.1725 | 274.1725 | 162.3333 | 31.2867 | 118.8573 | 0.011405 | 162.3333
JSC-03 | 2039-10-01 | 10 | 2040 | 2039 | Fall | 162.3333 | 192.8624 | 223.3914 | 254.8455 | 283.4526 |  | 7400.2182 | 7134.8748 | 6964.0197 | 6852.7105 | 7120 |  | 283.4526 | 283.4526 | 283.4526 | 162.3333 | 28.6071 | 118.8573 | 0.011405 | 162.3333
JSC-03 | 2039-11-01 | 11 | 2040 | 2039 | Fall | 162.3333 | 195.1599 | 227.9865 | 261.8078 | 288.855 |  | 7400.2182 | 7119.2236 | 6944.2741 | 6834.7986 | 7120 |  | 288.855 | 288.855 | 288.855 | 162.3333 | 27.0472 | 118.8573 | 0.011405 | 162.3333
JSC-03 | 2039-12-01 | 12 | 2040 | 2039 | Winter | 162.3333 | 198.4258 | 234.5182 | 271.7044 | 296.5342 |  | 7500.8678 | 7171.4593 | 6992.0746 | 6917.8471 | 7052 |  | 296.5342 | 296.5342 | 296.5342 | 162.3333 | 24.8298 | 118.8573 | 0.011405 | 162.3333
JSC-03 | 2040-01-01 | 1 | 2040 | 2040 | Winter | 162.3333 | 199.2903 | 236.2473 | 274.3242 | 300 |  | 7500.8678 | 7165.6303 | 6986.3966 | 6916.1301 | 7052 |  | 300 | 300 | 300 | 162.3333 | 25.6758 | 118.8573 | 0.011405 | 162.3333
JSC-03 | 2040-02-01 | 2 | 2040 | 2040 | Winter | 162.3333 | 198.6419 | 234.9505 | 272.3593 | 297.0424 |  | 7500.8678 | 7169.9941 | 6990.6328 | 6917.3768 | 7052 |  | 297.0424 | 297.0424 | 297.0424 | 162.3333 | 24.6831 | 118.8573 | 0.011405 | 162.3333
JSC-03 | 2040-03-01 | 3 | 2040 | 2040 | Winter | 162.3333 | 196.6967 | 231.06 | 266.4646 | 292.4684 |  | 7500.8678 | 7183.3727 | 7004.1507 | 6922.6 | 7052 |  | 292.4684 | 292.4684 | 292.4684 | 162.3333 | 26.0038 | 118.8573 | 0.011405 | 162.3333
JSC-03 | 2040-04-01 | 4 | 2040 | 2040 | Spring | 162.3333 | 192.7456 | 223.1579 | 254.4918 | 283.1782 |  | 7400.2182 | 7135.6838 | 6965.0588 | 6853.6797 | 7120 |  | 283.1782 | 283.1782 | 283.1782 | 162.3333 | 28.6863 | 118.8573 | 0.011405 | 162.3333
JSC-03 | 2040-05-01 | 5 | 2040 | 2040 | Spring | 162.3333 | 191.1505 | 219.9677 | 249.6582 | 279.4275 |  | 7400.2182 | 7146.8782 | 6979.6229 | 6867.516 | 7120 |  | 279.4275 | 279.4275 | 279.4275 | 162.3333 | 29.7693 | 118.8573 | 0.011405 | 162.3333
JSC-03 | 2040-06-01 | 6 | 2040 | 2040 | Summer | 162.3333 | 188.0511 | 213.7689 | 240.266 | 272.1396 |  | 7346.6259 | 7104.2696 | 6957.1097 | 6882.5605 | 7188 |  | 272.1396 | 272.1396 | 272.1396 | 162.3333 | 31.8737 | 118.8573 | 0.011405 | 162.3333
JSC-03 | 2040-07-01 | 7 | 2040 | 2040 | Summer | 162.3333 | 187.835 | 213.3366 | 239.611 | 271.6314 |  | 7346.6259 | 7105.8506 | 6958.9718 | 6883.3779 | 7188 |  | 271.6314 | 271.6314 | 271.6314 | 162.3333 | 32.0204 | 118.8573 | 0.011405 | 162.3333
JSC-03 | 2040-08-01 | 8 | 2040 | 2040 | Summer | 162.3333 | 187.835 | 213.3366 | 239.611 | 271.6314 |  | 7346.6259 | 7105.8506 | 6958.9718 | 6883.3779 | 7188 |  | 271.6314 | 271.6314 | 271.6314 | 162.3333 | 32.0204 | 118.8573 | 0.011405 | 162.3333
JSC-03 | 2040-09-01 | 9 | 2040 | 2040 | Summer | 162.3333 | 188.9157 | 215.498 | 242.8858 | 274.1725 |  | 7346.6259 | 7098.0105 | 6949.8592 | 6879.8883 | 7188 |  | 274.1725 | 274.1725 | 274.1725 | 162.3333 | 31.2867 | 118.8573 | 0.011405 | 162.3333
JSC-03 | 2040-10-01 | 10 | 2041 | 2040 | Fall | 162.3333 | 192.8624 | 223.3914 | 254.8455 | 283.4526 |  | 7400.2182 | 7134.8748 | 6964.0197 | 6852.7105 | 7120 |  | 283.4526 | 283.4526 | 283.4526 | 162.3333 | 28.6071 | 118.8573 | 0.011405 | 162.3333
JSC-03 | 2040-11-01 | 11 | 2041 | 2040 | Fall | 162.3333 | 195.1599 | 227.9865 | 261.8078 | 288.855 |  | 7400.2182 | 7119.2236 | 6944.2741 | 6834.7986 | 7120 |  | 288.855 | 288.855 | 288.855 | 162.3333 | 27.0472 | 118.8573 | 0.011405 | 162.3333
JSC-03 | 2040-12-01 | 12 | 2041 | 2040 | Winter | 162.3333 | 198.4258 | 234.5182 | 271.7044 | 296.5342 |  | 7500.8678 | 7171.4593 | 6992.0746 | 6917.8471 | 7052 |  | 296.5342 | 296.5342 | 296.5342 | 162.3333 | 24.8298 | 118.8573 | 0.011405 | 162.3333
JSC-03 | 2041-01-01 | 1 | 2041 | 2041 | Winter | 162.3333 | 199.2903 | 236.2473 | 274.3242 | 300 |  | 7500.8678 | 7165.6303 | 6986.3966 | 6916.1301 | 7052 |  | 300 | 300 | 300 | 162.3333 | 25.6758 | 118.8573 | 0.011405 | 162.3333
JSC-03 | 2041-02-01 | 2 | 2041 | 2041 | Winter | 162.3333 | 198.6419 | 234.9505 | 272.3593 | 297.0424 |  | 7500.8678 | 7169.9941 | 6990.6328 | 6917.3768 | 7052 |  | 297.0424 | 297.0424 | 297.0424 | 162.3333 | 24.6831 | 118.8573 | 0.011405 | 162.3333
JSC-03 | 2041-03-01 | 3 | 2041 | 2041 | Winter | 162.3333 | 196.6967 | 231.06 | 266.4646 | 292.4684 |  | 7500.8678 | 7183.3727 | 7004.1507 | 6922.6 | 7052 |  | 292.4684 | 292.4684 | 292.4684 | 162.3333 | 26.0038 | 118.8573 | 0.011405 | 162.3333
JSC-03 | 2041-04-01 | 4 | 2041 | 2041 | Spring | 162.3333 | 192.7456 | 223.1579 | 254.4918 | 283.1782 |  | 7400.2182 | 7135.6838 | 6965.0588 | 6853.6797 | 7120 |  | 283.1782 | 283.1782 | 283.1782 | 162.3333 | 28.6863 | 118.8573 | 0.011405 | 162.3333
JSC-03 | 2041-05-01 | 5 | 2041 | 2041 | Spring | 162.3333 | 191.1505 | 219.9677 | 249.6582 | 279.4275 |  | 7400.2182 | 7146.8782 | 6979.6229 | 6867.516 | 7120 |  | 279.4275 | 279.4275 | 279.4275 | 162.3333 | 29.7693 | 118.8573 | 0.011405 | 162.3333
JSC-03 | 2041-06-01 | 6 | 2041 | 2041 | Summer | 162.3333 | 188.0511 | 213.7689 | 240.266 | 272.1396 |  | 7346.6259 | 7104.2696 | 6957.1097 | 6882.5605 | 7188 |  | 272.1396 | 272.1396 | 272.1396 | 162.3333 | 31.8737 | 118.8573 | 0.011405 | 162.3333
JSC-03 | 2041-07-01 | 7 | 2041 | 2041 | Summer | 162.3333 | 187.835 | 213.3366 | 239.611 | 271.6314 |  | 7346.6259 | 7105.8506 | 6958.9718 | 6883.3779 | 7188 |  | 271.6314 | 271.6314 | 271.6314 | 162.3333 | 32.0204 | 118.8573 | 0.011405 | 162.3333
JSC-03 | 2041-08-01 | 8 | 2041 | 2041 | Summer | 162.3333 | 187.835 | 213.3366 | 239.611 | 271.6314 |  | 7346.6259 | 7105.8506 | 6958.9718 | 6883.3779 | 7188 |  | 271.6314 | 271.6314 | 271.6314 | 162.3333 | 32.0204 | 118.8573 | 0.011405 | 162.3333
JSC-03 | 2041-09-01 | 9 | 2041 | 2041 | Summer | 162.3333 | 188.9157 | 215.498 | 242.8858 | 274.1725 |  | 7346.6259 | 7098.0105 | 6949.8592 | 6879.8883 | 7188 |  | 274.1725 | 274.1725 | 274.1725 | 162.3333 | 31.2867 | 118.8573 | 0.011405 | 162.3333
JSC-03 | 2041-10-01 | 10 | 2042 | 2041 | Fall | 162.3333 | 192.8624 | 223.3914 | 254.8455 | 283.4526 |  | 7400.2182 | 7134.8748 | 6964.0197 | 6852.7105 | 7120 |  | 283.4526 | 283.4526 | 283.4526 | 162.3333 | 28.6071 | 118.8573 | 0.011405 | 162.3333
JSC-03 | 2041-11-01 | 11 | 2042 | 2041 | Fall | 162.3333 | 195.1599 | 227.9865 | 261.8078 | 288.855 |  | 7400.2182 | 7119.2236 | 6944.2741 | 6834.7986 | 7120 |  | 288.855 | 288.855 | 288.855 | 162.3333 | 27.0472 | 118.8573 | 0.011405 | 162.3333
JSC-03 | 2041-12-01 | 12 | 2042 | 2041 | Winter | 162.3333 | 198.4258 | 234.5182 | 271.7044 | 296.5342 |  | 7500.8678 | 7171.4593 | 6992.0746 | 6917.8471 | 7052 |  | 296.5342 | 296.5342 | 296.5342 | 162.3333 | 24.8298 | 118.8573 | 0.011405 | 162.3333
JSC-03 | 2042-01-01 | 1 | 2042 | 2042 | Winter | 162.3333 | 199.2903 | 236.2473 | 274.3242 | 300 |  | 7500.8678 | 7165.6303 | 6986.3966 | 6916.1301 | 7052 |  | 300 | 300 | 300 | 162.3333 | 25.6758 | 118.8573 | 0.011405 | 162.3333
JSC-03 | 2042-02-01 | 2 | 2042 | 2042 | Winter | 162.3333 | 198.6419 | 234.9505 | 272.3593 | 297.0424 |  | 7500.8678 | 7169.9941 | 6990.6328 | 6917.3768 | 7052 |  | 297.0424 | 297.0424 | 297.0424 | 162.3333 | 24.6831 | 118.8573 | 0.011405 | 162.3333
JSC-03 | 2042-03-01 | 3 | 2042 | 2042 | Winter | 162.3333 | 196.6967 | 231.06 | 266.4646 | 292.4684 |  | 7500.8678 | 7183.3727 | 7004.1507 | 6922.6 | 7052 |  | 292.4684 | 292.4684 | 292.4684 | 162.3333 | 26.0038 | 118.8573 | 0.011405 | 162.3333
JSC-03 | 2042-04-01 | 4 | 2042 | 2042 | Spring | 162.3333 | 192.7456 | 223.1579 | 254.4918 | 283.1782 |  | 7400.2182 | 7135.6838 | 6965.0588 | 6853.6797 | 7120 |  | 283.1782 | 283.1782 | 283.1782 | 162.3333 | 28.6863 | 118.8573 | 0.011405 | 162.3333
JSC-03 | 2042-05-01 | 5 | 2042 | 2042 | Spring | 162.3333 | 191.1505 | 219.9677 | 249.6582 | 279.4275 |  | 7400.2182 | 7146.8782 | 6979.6229 | 6867.516 | 7120 |  | 279.4275 | 279.4275 | 279.4275 | 162.3333 | 29.7693 | 118.8573 | 0.011405 | 162.3333
JSC-03 | 2042-06-01 | 6 | 2042 | 2042 | Summer | 162.3333 | 188.0511 | 213.7689 | 240.266 | 272.1396 |  | 7346.6259 | 7104.2696 | 6957.1097 | 6882.5605 | 7188 |  | 272.1396 | 272.1396 | 272.1396 | 162.3333 | 31.8737 | 118.8573 | 0.011405 | 162.3333
JSC-03 | 2042-07-01 | 7 | 2042 | 2042 | Summer | 162.3333 | 187.835 | 213.3366 | 239.611 | 271.6314 |  | 7346.6259 | 7105.8506 | 6958.9718 | 6883.3779 | 7188 |  | 271.6314 | 271.6314 | 271.6314 | 162.3333 | 32.0204 | 118.8573 | 0.011405 | 162.3333
JSC-03 | 2042-08-01 | 8 | 2042 | 2042 | Summer | 162.3333 | 187.835 | 213.3366 | 239.611 | 271.6314 |  | 7346.6259 | 7105.8506 | 6958.9718 | 6883.3779 | 7188 |  | 271.6314 | 271.6314 | 271.6314 | 162.3333 | 32.0204 | 118.8573 | 0.011405 | 162.3333
JSC-03 | 2042-09-01 | 9 | 2042 | 2042 | Summer | 162.3333 | 188.9157 | 215.498 | 242.8858 | 274.1725 |  | 7346.6259 | 7098.0105 | 6949.8592 | 6879.8883 | 7188 |  | 274.1725 | 274.1725 | 274.1725 | 162.3333 | 31.2867 | 118.8573 | 0.011405 | 162.3333
JSC-03 | 2042-10-01 | 10 | 2043 | 2042 | Fall | 162.3333 | 192.8624 | 223.3914 | 254.8455 | 283.4526 |  | 7400.2182 | 7134.8748 | 6964.0197 | 6852.7105 | 7120 |  | 283.4526 | 283.4526 | 283.4526 | 162.3333 | 28.6071 | 118.8573 | 0.011405 | 162.3333
JSC-03 | 2042-11-01 | 11 | 2043 | 2042 | Fall | 162.3333 | 195.1599 | 227.9865 | 261.8078 | 288.855 |  | 7400.2182 | 7119.2236 | 6944.2741 | 6834.7986 | 7120 |  | 288.855 | 288.855 | 288.855 | 162.3333 | 27.0472 | 118.8573 | 0.011405 | 162.3333
JSC-03 | 2042-12-01 | 12 | 2043 | 2042 | Winter | 162.3333 | 198.4258 | 234.5182 | 271.7044 | 296.5342 |  | 7500.8678 | 7171.4593 | 6992.0746 | 6917.8471 | 7052 |  | 296.5342 | 296.5342 | 296.5342 | 162.3333 | 24.8298 | 118.8573 | 0.011405 | 162.3333
JSC-03 | 2043-01-01 | 1 | 2043 | 2043 | Winter | 162.3333 | 199.2903 | 236.2473 | 274.3242 | 300 |  | 7500.8678 | 7165.6303 | 6986.3966 | 6916.1301 | 7052 |  | 300 | 300 | 300 | 162.3333 | 25.6758 | 118.8573 | 0.011405 | 162.3333
JSC-03 | 2043-02-01 | 2 | 2043 | 2043 | Winter | 162.3333 | 198.6419 | 234.9505 | 272.3593 | 297.0424 |  | 7500.8678 | 7169.9941 | 6990.6328 | 6917.3768 | 7052 |  | 297.0424 | 297.0424 | 297.0424 | 162.3333 | 24.6831 | 118.8573 | 0.011405 | 162.3333
JSC-03 | 2043-03-01 | 3 | 2043 | 2043 | Winter | 162.3333 | 196.6967 | 231.06 | 266.4646 | 292.4684 |  | 7500.8678 | 7183.3727 | 7004.1507 | 6922.6 | 7052 |  | 292.4684 | 292.4684 | 292.4684 | 162.3333 | 26.0038 | 118.8573 | 0.011405 | 162.3333
JSC-03 | 2043-04-01 | 4 | 2043 | 2043 | Spring | 162.3333 | 192.7456 | 223.1579 | 254.4918 | 283.1782 |  | 7400.2182 | 7135.6838 | 6965.0588 | 6853.6797 | 7120 |  | 283.1782 | 283.1782 | 283.1782 | 162.3333 | 28.6863 | 118.8573 | 0.011405 | 162.3333
JSC-03 | 2043-05-01 | 5 | 2043 | 2043 | Spring | 162.3333 | 191.1505 | 219.9677 | 249.6582 | 279.4275 |  | 7400.2182 | 7146.8782 | 6979.6229 | 6867.516 | 7120 |  | 279.4275 | 279.4275 | 279.4275 | 162.3333 | 29.7693 | 118.8573 | 0.011405 | 162.3333
JSC-03 | 2043-06-01 | 6 | 2043 | 2043 | Summer | 162.3333 | 188.0511 | 213.7689 | 240.266 | 272.1396 |  | 7346.6259 | 7104.2696 | 6957.1097 | 6882.5605 | 7188 |  | 272.1396 | 272.1396 | 272.1396 | 162.3333 | 31.8737 | 118.8573 | 0.011405 | 162.3333
JSC-03 | 2043-07-01 | 7 | 2043 | 2043 | Summer | 162.3333 | 187.835 | 213.3366 | 239.611 | 271.6314 |  | 7346.6259 | 7105.8506 | 6958.9718 | 6883.3779 | 7188 |  | 271.6314 | 271.6314 | 271.6314 | 162.3333 | 32.0204 | 118.8573 | 0.011405 | 162.3333
JSC-03 | 2043-08-01 | 8 | 2043 | 2043 | Summer | 162.3333 | 187.835 | 213.3366 | 239.611 | 271.6314 |  | 7346.6259 | 7105.8506 | 6958.9718 | 6883.3779 | 7188 |  | 271.6314 | 271.6314 | 271.6314 | 162.3333 | 32.0204 | 118.8573 | 0.011405 | 162.3333
JSC-03 | 2043-09-01 | 9 | 2043 | 2043 | Summer | 162.3333 | 188.9157 | 215.498 | 242.8858 | 274.1725 |  | 7346.6259 | 7098.0105 | 6949.8592 | 6879.8883 | 7188 |  | 274.1725 | 274.1725 | 274.1725 | 162.3333 | 31.2867 | 118.8573 | 0.011405 | 162.3333
JSC-03 | 2043-10-01 | 10 | 2044 | 2043 | Fall | 162.3333 | 192.8624 | 223.3914 | 254.8455 | 283.4526 |  | 7400.2182 | 7134.8748 | 6964.0197 | 6852.7105 | 7120 |  | 283.4526 | 283.4526 | 283.4526 | 162.3333 | 28.6071 | 118.8573 | 0.011405 | 162.3333
JSC-03 | 2043-11-01 | 11 | 2044 | 2043 | Fall | 162.3333 | 195.1599 | 227.9865 | 261.8078 | 288.855 |  | 7400.2182 | 7119.2236 | 6944.2741 | 6834.7986 | 7120 |  | 288.855 | 288.855 | 288.855 | 162.3333 | 27.0472 | 118.8573 | 0.011405 | 162.3333
JSC-03 | 2043-12-01 | 12 | 2044 | 2043 | Winter | 162.3333 | 198.4258 | 234.5182 | 271.7044 | 296.5342 |  | 7500.8678 | 7171.4593 | 6992.0746 | 6917.8471 | 7052 |  | 296.5342 | 296.5342 | 296.5342 | 162.3333 | 24.8298 | 118.8573 | 0.011405 | 162.3333
JSC-03 | 2044-01-01 | 1 | 2044 | 2044 | Winter | 162.3333 | 199.2903 | 236.2473 | 274.3242 | 300 |  | 7500.8678 | 7165.6303 | 6986.3966 | 6916.1301 | 7052 |  | 300 | 300 | 300 | 162.3333 | 25.6758 | 118.8573 | 0.011405 | 162.3333
JSC-03 | 2044-02-01 | 2 | 2044 | 2044 | Winter | 162.3333 | 198.6419 | 234.9505 | 272.3593 | 297.0424 |  | 7500.8678 | 7169.9941 | 6990.6328 | 6917.3768 | 7052 |  | 297.0424 | 297.0424 | 297.0424 | 162.3333 | 24.6831 | 118.8573 | 0.011405 | 162.3333
JSC-03 | 2044-03-01 | 3 | 2044 | 2044 | Winter | 162.3333 | 196.6967 | 231.06 | 266.4646 | 292.4684 |  | 7500.8678 | 7183.3727 | 7004.1507 | 6922.6 | 7052 |  | 292.4684 | 292.4684 | 292.4684 | 162.3333 | 26.0038 | 118.8573 | 0.011405 | 162.3333
JSC-03 | 2044-04-01 | 4 | 2044 | 2044 | Spring | 162.3333 | 192.7456 | 223.1579 | 254.4918 | 283.1782 |  | 7400.2182 | 7135.6838 | 6965.0588 | 6853.6797 | 7120 |  | 283.1782 | 283.1782 | 283.1782 | 162.3333 | 28.6863 | 118.8573 | 0.011405 | 162.3333
JSC-03 | 2044-05-01 | 5 | 2044 | 2044 | Spring | 162.3333 | 191.1505 | 219.9677 | 249.6582 | 279.4275 |  | 7400.2182 | 7146.8782 | 6979.6229 | 6867.516 | 7120 |  | 279.4275 | 279.4275 | 279.4275 | 162.3333 | 29.7693 | 118.8573 | 0.011405 | 162.3333
JSC-03 | 2044-06-01 | 6 | 2044 | 2044 | Summer | 162.3333 | 188.0511 | 213.7689 | 240.266 | 272.1396 |  | 7346.6259 | 7104.2696 | 6957.1097 | 6882.5605 | 7188 |  | 272.1396 | 272.1396 | 272.1396 | 162.3333 | 31.8737 | 118.8573 | 0.011405 | 162.3333
JSC-03 | 2044-07-01 | 7 | 2044 | 2044 | Summer | 162.3333 | 187.835 | 213.3366 | 239.611 | 271.6314 |  | 7346.6259 | 7105.8506 | 6958.9718 | 6883.3779 | 7188 |  | 271.6314 | 271.6314 | 271.6314 | 162.3333 | 32.0204 | 118.8573 | 0.011405 | 162.3333
JSC-03 | 2044-08-01 | 8 | 2044 | 2044 | Summer | 162.3333 | 187.835 | 213.3366 | 239.611 | 271.6314 |  | 7346.6259 | 7105.8506 | 6958.9718 | 6883.3779 | 7188 |  | 271.6314 | 271.6314 | 271.6314 | 162.3333 | 32.0204 | 118.8573 | 0.011405 | 162.3333
JSC-03 | 2044-09-01 | 9 | 2044 | 2044 | Summer | 162.3333 | 188.9157 | 215.498 | 242.8858 | 274.1725 |  | 7346.6259 | 7098.0105 | 6949.8592 | 6879.8883 | 7188 |  | 274.1725 | 274.1725 | 274.1725 | 162.3333 | 31.2867 | 118.8573 | 0.011405 | 162.3333
JSC-03 | 2044-10-01 | 10 | 2045 | 2044 | Fall | 162.3333 | 192.8624 | 223.3914 | 254.8455 | 283.4526 |  | 7400.2182 | 7134.8748 | 6964.0197 | 6852.7105 | 7120 |  | 283.4526 | 283.4526 | 283.4526 | 162.3333 | 28.6071 | 118.8573 | 0.011405 | 162.3333
JSC-03 | 2044-11-01 | 11 | 2045 | 2044 | Fall | 162.3333 | 195.1599 | 227.9865 | 261.8078 | 288.855 |  | 7400.2182 | 7119.2236 | 6944.2741 | 6834.7986 | 7120 |  | 288.855 | 288.855 | 288.855 | 162.3333 | 27.0472 | 118.8573 | 0.011405 | 162.3333
JSC-03 | 2044-12-01 | 12 | 2045 | 2044 | Winter | 162.3333 | 198.4258 | 234.5182 | 271.7044 | 296.5342 |  | 7500.8678 | 7171.4593 | 6992.0746 | 6917.8471 | 7052 |  | 296.5342 | 296.5342 | 296.5342 | 162.3333 | 24.8298 | 118.8573 | 0.011405 | 162.3333
JSC-03 | 2045-01-01 | 1 | 2045 | 2045 | Winter | 162.3333 | 199.2903 | 236.2473 | 274.3242 | 300 |  | 7500.8678 | 7165.6303 | 6986.3966 | 6916.1301 | 7052 |  | 300 | 300 | 300 | 162.3333 | 25.6758 | 118.8573 | 0.011405 | 162.3333
JSC-03 | 2045-02-01 | 2 | 2045 | 2045 | Winter | 162.3333 | 198.6419 | 234.9505 | 272.3593 | 297.0424 |  | 7500.8678 | 7169.9941 | 6990.6328 | 6917.3768 | 7052 |  | 297.0424 | 297.0424 | 297.0424 | 162.3333 | 24.6831 | 118.8573 | 0.011405 | 162.3333
JSC-03 | 2045-03-01 | 3 | 2045 | 2045 | Winter | 162.3333 | 196.6967 | 231.06 | 266.4646 | 292.4684 |  | 7500.8678 | 7183.3727 | 7004.1507 | 6922.6 | 7052 |  | 292.4684 | 292.4684 | 292.4684 | 162.3333 | 26.0038 | 118.8573 | 0.011405 | 162.3333
JSC-03 | 2045-04-01 | 4 | 2045 | 2045 | Spring | 162.3333 | 192.7456 | 223.1579 | 254.4918 | 283.1782 |  | 7400.2182 | 7135.6838 | 6965.0588 | 6853.6797 | 7120 |  | 283.1782 | 283.1782 | 283.1782 | 162.3333 | 28.6863 | 118.8573 | 0.011405 | 162.3333
JSC-03 | 2045-05-01 | 5 | 2045 | 2045 | Spring | 162.3333 | 191.1505 | 219.9677 | 249.6582 | 279.4275 |  | 7400.2182 | 7146.8782 | 6979.6229 | 6867.516 | 7120 |  | 279.4275 | 279.4275 | 279.4275 | 162.3333 | 29.7693 | 118.8573 | 0.011405 | 162.3333
JSC-03 | 2045-06-01 | 6 | 2045 | 2045 | Summer | 162.3333 | 188.0511 | 213.7689 | 240.266 | 272.1396 |  | 7346.6259 | 7104.2696 | 6957.1097 | 6882.5605 | 7188 |  | 272.1396 | 272.1396 | 272.1396 | 162.3333 | 31.8737 | 118.8573 | 0.011405 | 162.3333
JSC-03 | 2045-07-01 | 7 | 2045 | 2045 | Summer | 162.3333 | 187.835 | 213.3366 | 239.611 | 271.6314 |  | 7346.6259 | 7105.8506 | 6958.9718 | 6883.3779 | 7188 |  | 271.6314 | 271.6314 | 271.6314 | 162.3333 | 32.0204 | 118.8573 | 0.011405 | 162.3333
JSC-03 | 2045-08-01 | 8 | 2045 | 2045 | Summer | 162.3333 | 187.835 | 213.3366 | 239.611 | 271.6314 |  | 7346.6259 | 7105.8506 | 6958.9718 | 6883.3779 | 7188 |  | 271.6314 | 271.6314 | 271.6314 | 162.3333 | 32.0204 | 118.8573 | 0.011405 | 162.3333
JSC-03 | 2045-09-01 | 9 | 2045 | 2045 | Summer | 162.3333 | 188.9157 | 215.498 | 242.8858 | 274.1725 |  | 7346.6259 | 7098.0105 | 6949.8592 | 6879.8883 | 7188 |  | 274.1725 | 274.1725 | 274.1725 | 162.3333 | 31.2867 | 118.8573 | 0.011405 | 162.3333
JSC-03 | 2045-10-01 | 10 | 2046 | 2045 | Fall | 162.3333 | 192.8624 | 223.3914 | 254.8455 | 283.4526 |  | 7400.2182 | 7134.8748 | 6964.0197 | 6852.7105 | 7120 |  | 283.4526 | 283.4526 | 283.4526 | 162.3333 | 28.6071 | 118.8573 | 0.011405 | 162.3333
JSC-03 | 2045-11-01 | 11 | 2046 | 2045 | Fall | 162.3333 | 195.1599 | 227.9865 | 261.8078 | 288.855 |  | 7400.2182 | 7119.2236 | 6944.2741 | 6834.7986 | 7120 |  | 288.855 | 288.855 | 288.855 | 162.3333 | 27.0472 | 118.8573 | 0.011405 | 162.3333
JSC-03 | 2045-12-01 | 12 | 2046 | 2045 | Winter | 162.3333 | 198.4258 | 234.5182 | 271.7044 | 296.5342 |  | 7500.8678 | 7171.4593 | 6992.0746 | 6917.8471 | 7052 |  | 296.5342 | 296.5342 | 296.5342 | 162.3333 | 24.8298 | 118.8573 | 0.011405 | 162.3333
JSC-03 | 2046-01-01 | 1 | 2046 | 2046 | Winter | 162.3333 | 199.2903 | 236.2473 | 274.3242 | 300 |  | 7500.8678 | 7165.6303 | 6986.3966 | 6916.1301 | 7052 |  | 300 | 300 | 300 | 162.3333 | 25.6758 | 118.8573 | 0.011405 | 162.3333
JSC-03 | 2046-02-01 | 2 | 2046 | 2046 | Winter | 162.3333 | 198.6419 | 234.9505 | 272.3593 | 297.0424 |  | 7500.8678 | 7169.9941 | 6990.6328 | 6917.3768 | 7052 |  | 297.0424 | 297.0424 | 297.0424 | 162.3333 | 24.6831 | 118.8573 | 0.011405 | 162.3333
JSC-03 | 2046-03-01 | 3 | 2046 | 2046 | Winter | 162.3333 | 196.6967 | 231.06 | 266.4646 | 292.4684 |  | 7500.8678 | 7183.3727 | 7004.1507 | 6922.6 | 7052 |  | 292.4684 | 292.4684 | 292.4684 | 162.3333 | 26.0038 | 118.8573 | 0.011405 | 162.3333
JSC-03 | 2046-04-01 | 4 | 2046 | 2046 | Spring | 162.3333 | 192.7456 | 223.1579 | 254.4918 | 283.1782 |  | 7400.2182 | 7135.6838 | 6965.0588 | 6853.6797 | 7120 |  | 283.1782 | 283.1782 | 283.1782 | 162.3333 | 28.6863 | 118.8573 | 0.011405 | 162.3333
JSC-03 | 2046-05-01 | 5 | 2046 | 2046 | Spring | 162.3333 | 191.1505 | 219.9677 | 249.6582 | 279.4275 |  | 7400.2182 | 7146.8782 | 6979.6229 | 6867.516 | 7120 |  | 279.4275 | 279.4275 | 279.4275 | 162.3333 | 29.7693 | 118.8573 | 0.011405 | 162.3333
JSC-03 | 2046-06-01 | 6 | 2046 | 2046 | Summer | 162.3333 | 188.0511 | 213.7689 | 240.266 | 272.1396 |  | 7346.6259 | 7104.2696 | 6957.1097 | 6882.5605 | 7188 |  | 272.1396 | 272.1396 | 272.1396 | 162.3333 | 31.8737 | 118.8573 | 0.011405 | 162.3333
JSC-03 | 2046-07-01 | 7 | 2046 | 2046 | Summer | 162.3333 | 187.835 | 213.3366 | 239.611 | 271.6314 |  | 7346.6259 | 7105.8506 | 6958.9718 | 6883.3779 | 7188 |  | 271.6314 | 271.6314 | 271.6314 | 162.3333 | 32.0204 | 118.8573 | 0.011405 | 162.3333
JSC-03 | 2046-08-01 | 8 | 2046 | 2046 | Summer | 162.3333 | 187.835 | 213.3366 | 239.611 | 271.6314 |  | 7346.6259 | 7105.8506 | 6958.9718 | 6883.3779 | 7188 |  | 271.6314 | 271.6314 | 271.6314 | 162.3333 | 32.0204 | 118.8573 | 0.011405 | 162.3333
JSC-03 | 2046-09-01 | 9 | 2046 | 2046 | Summer | 162.3333 | 188.9157 | 215.498 | 242.8858 | 274.1725 |  | 7346.6259 | 7098.0105 | 6949.8592 | 6879.8883 | 7188 |  | 274.1725 | 274.1725 | 274.1725 | 162.3333 | 31.2867 | 118.8573 | 0.011405 | 162.3333
LCC-01 | 2016-10-01 | 10 | 2017 | 2016 | Fall | 182.6473 | 204.276 | 225.9048 | 248.1889 | 271.4631 |  | 7274.546 | 7109.1722 | 6985.0185 | 6890.9004 | 7039.087 |  | 271.4631 | 271.4631 | 271.4631 | 182.6473 | 23.2742 | 118.8576 | 0.011791 | 182.6473
LCC-01 | 2016-11-01 | 11 | 2017 | 2016 | Fall | 186.5611 | 209.1905 | 231.8198 | 255.1349 | 279.0376 |  | 7240.7063 | 7077.8947 | 6956.7175 | 6869.1416 | 7039.087 |  | 279.0376 | 279.0376 | 279.0376 | 186.5611 | 23.9027 | 118.8576 | 0.011791 | 186.5611
LCC-01 | 2016-12-01 | 12 | 2017 | 2016 | Winter | 192.9519 | 217.2151 | 241.4784 | 266.4769 | 291.4059 |  | 7346.2745 | 7166.9893 | 7027.3521 | 6915.6928 | 7044.1856 |  | 291.4059 | 291.4059 | 291.4059 | 192.9519 | 24.929 | 118.8576 | 0.011791 | 192.9519
LCC-01 | 2017-01-01 | 1 | 2017 | 2017 | Winter | 194.1567 | 218.728 | 243.2993 | 268.6151 | 293.7376 |  | 7336.1734 | 7157.2717 | 7018.1527 | 6907.6597 | 7044.1856 |  | 293.7376 | 293.7376 | 293.7376 | 194.1567 | 25.1225 | 118.8576 | 0.011791 | 194.1567
LCC-01 | 2017-02-01 | 2 | 2017 | 2017 | Winter | 193.3261 | 217.685 | 242.0439 | 267.1409 | 292.13 |  | 7343.1222 | 7163.9554 | 7024.4772 | 6913.1707 | 7044.1856 |  | 292.13 | 292.13 | 292.13 | 193.3261 | 24.9891 | 118.8576 | 0.011791 | 193.3261
LCC-01 | 2017-03-01 | 3 | 2017 | 2017 | Winter | 189.2102 | 212.5169 | 235.8235 | 259.8363 | 284.1645 |  | 7378.583 | 7198.1441 | 7057.0014 | 6942.2268 | 7044.1856 |  | 284.1645 | 284.1645 | 284.1645 | 189.2102 | 24.3281 | 118.8576 | 0.011791 | 189.2102
LCC-01 | 2017-04-01 | 4 | 2017 | 2017 | Spring | 182.3405 | 203.8908 | 225.4411 | 247.6444 | 270.8693 |  | 7277.2843 | 7111.7091 | 6987.3352 | 6892.7738 | 7039.087 |  | 270.8693 | 270.8693 | 270.8693 | 182.3405 | 23.2249 | 118.8576 | 0.011791 | 182.3405
LCC-01 | 2017-05-01 | 5 | 2017 | 2017 | Spring | 179.4744 | 200.2919 | 221.1094 | 242.5578 | 265.3224 |  | 7303.497 | 7136.0385 | 7009.6714 | 6911.3729 | 7039.087 |  | 265.3224 | 265.3224 | 265.3224 | 179.4744 | 22.7646 | 118.8576 | 0.011791 | 179.4744
LCC-01 | 2017-06-01 | 6 | 2017 | 2017 | Summer | 174.2435 | 193.7237 | 213.2039 | 233.2743 | 255.1989 |  | 7313.4468 | 7143.206 | 7005.3299 | 6891.0245 | 7084.3308 |  | 255.1989 | 255.1989 | 255.1989 | 174.2435 | 21.9245 | 118.8576 | 0.011791 | 174.2435
LCC-01 | 2017-07-01 | 7 | 2017 | 2017 | Summer | 173.4951 | 192.784 | 212.0729 | 231.9462 | 253.7506 |  | 7320.7984 | 7150.5934 | 7012.5927 | 6897.7078 | 7084.3308 |  | 253.7506 | 253.7506 | 253.7506 | 173.4951 | 21.8044 | 118.8576 | 0.011791 | 173.4951
LCC-01 | 2017-08-01 | 8 | 2017 | 2017 | Summer | 173.4951 | 192.784 | 212.0729 | 231.9462 | 253.7506 |  | 7320.7984 | 7150.5934 | 7012.5927 | 6897.7078 | 7084.3308 |  | 253.7506 | 253.7506 | 253.7506 | 173.4951 | 21.8044 | 118.8576 | 0.011791 | 173.4951
LCC-01 | 2017-09-01 | 9 | 2017 | 2017 | Summer | 176.1143 | 196.0728 | 216.0313 | 236.5946 | 258.8196 |  | 7295.3623 | 7125.0575 | 6987.5532 | 6874.9042 | 7084.3308 |  | 258.8196 | 258.8196 | 258.8196 | 176.1143 | 22.225 | 118.8576 | 0.011791 | 176.1143
LCC-01 | 2017-10-01 | 10 | 2018 | 2017 | Fall | 182.6473 | 204.276 | 225.9048 | 248.1889 | 271.4631 |  | 7274.546 | 7109.1722 | 6985.0185 | 6890.9004 | 7039.087 |  | 271.4631 | 271.4631 | 271.4631 | 182.6473 | 23.2742 | 118.8576 | 0.011791 | 182.6473
LCC-01 | 2017-11-01 | 11 | 2018 | 2017 | Fall | 186.5611 | 209.1905 | 231.8198 | 255.1349 | 279.0376 |  | 7240.7063 | 7077.8947 | 6956.7175 | 6869.1416 | 7039.087 |  | 279.0376 | 279.0376 | 279.0376 | 186.5611 | 23.9027 | 118.8576 | 0.011791 | 186.5611
LCC-01 | 2017-12-01 | 12 | 2018 | 2017 | Winter | 192.9519 | 217.2151 | 241.4784 | 266.4769 | 291.4059 |  | 7346.2745 | 7166.9893 | 7027.3521 | 6915.6928 | 7044.1856 |  | 291.4059 | 291.4059 | 291.4059 | 192.9519 | 24.929 | 118.8576 | 0.011791 | 192.9519
LCC-01 | 2018-01-01 | 1 | 2018 | 2018 | Winter | 194.1567 | 218.728 | 243.2993 | 268.6151 | 293.7376 |  | 7336.1734 | 7157.2717 | 7018.1527 | 6907.6597 | 7044.1856 |  | 293.7376 | 293.7376 | 293.7376 | 194.1567 | 25.1225 | 118.8576 | 0.011791 | 194.1567
LCC-01 | 2018-02-01 | 2 | 2018 | 2018 | Winter | 193.3261 | 217.685 | 242.0439 | 267.1409 | 292.13 |  | 7343.1222 | 7163.9554 | 7024.4772 | 6913.1707 | 7044.1856 |  | 292.13 | 292.13 | 292.13 | 193.3261 | 24.9891 | 118.8576 | 0.011791 | 193.3261
LCC-01 | 2018-03-01 | 3 | 2018 | 2018 | Winter | 189.2102 | 212.5169 | 235.8235 | 259.8363 | 284.1645 |  | 7378.583 | 7198.1441 | 7057.0014 | 6942.2268 | 7044.1856 |  | 284.1645 | 284.1645 | 284.1645 | 189.2102 | 24.3281 | 118.8576 | 0.011791 | 189.2102
LCC-01 | 2018-04-01 | 4 | 2018 | 2018 | Spring | 182.3405 | 203.8908 | 225.4411 | 247.6444 | 270.8693 |  | 7277.2843 | 7111.7091 | 6987.3352 | 6892.7738 | 7039.087 |  | 270.8693 | 270.8693 | 270.8693 | 182.3405 | 23.2249 | 118.8576 | 0.011791 | 182.3405
LCC-01 | 2018-05-01 | 5 | 2018 | 2018 | Spring | 179.4744 | 200.2919 | 221.1094 | 242.5578 | 265.3224 |  | 7303.497 | 7136.0385 | 7009.6714 | 6911.3729 | 7039.087 |  | 265.3224 | 265.3224 | 265.3224 | 179.4744 | 22.7646 | 118.8576 | 0.011791 | 179.4744
LCC-01 | 2018-06-01 | 6 | 2018 | 2018 | Summer | 174.2435 | 193.7237 | 213.2039 | 233.2743 | 255.1989 |  | 7313.4468 | 7143.206 | 7005.3299 | 6891.0245 | 7084.3308 |  | 255.1989 | 255.1989 | 255.1989 | 174.2435 | 21.9245 | 118.8576 | 0.011791 | 174.2435
LCC-01 | 2018-07-01 | 7 | 2018 | 2018 | Summer | 173.4951 | 192.784 | 212.0729 | 231.9462 | 253.7506 |  | 7320.7984 | 7150.5934 | 7012.5927 | 6897.7078 | 7084.3308 |  | 253.7506 | 253.7506 | 253.7506 | 173.4951 | 21.8044 | 118.8576 | 0.011791 | 173.4951
LCC-01 | 2018-08-01 | 8 | 2018 | 2018 | Summer | 173.4951 | 192.784 | 212.0729 | 231.9462 | 253.7506 |  | 7320.7984 | 7150.5934 | 7012.5927 | 6897.7078 | 7084.3308 |  | 253.7506 | 253.7506 | 253.7506 | 173.4951 | 21.8044 | 118.8576 | 0.011791 | 173.4951
LCC-01 | 2018-09-01 | 9 | 2018 | 2018 | Summer | 176.1143 | 196.0728 | 216.0313 | 236.5946 | 258.8196 |  | 7295.3623 | 7125.0575 | 6987.5532 | 6874.9042 | 7084.3308 |  | 258.8196 | 258.8196 | 258.8196 | 176.1143 | 22.225 | 118.8576 | 0.011791 | 176.1143
LCC-01 | 2018-10-01 | 10 | 2019 | 2018 | Fall | 182.6473 | 204.276 | 225.9048 | 248.1889 | 271.4631 |  | 7274.546 | 7109.1722 | 6985.0185 | 6890.9004 | 7039.087 |  | 271.4631 | 271.4631 | 271.4631 | 182.6473 | 23.2742 | 118.8576 | 0.011791 | 182.6473
LCC-01 | 2018-11-01 | 11 | 2019 | 2018 | Fall | 186.5611 | 209.1905 | 231.8198 | 255.1349 | 279.0376 |  | 7240.7063 | 7077.8947 | 6956.7175 | 6869.1416 | 7039.087 |  | 279.0376 | 279.0376 | 279.0376 | 186.5611 | 23.9027 | 118.8576 | 0.011791 | 186.5611
LCC-01 | 2018-12-01 | 12 | 2019 | 2018 | Winter | 192.9519 | 217.2151 | 241.4784 | 266.4769 | 291.4059 |  | 7346.2745 | 7166.9893 | 7027.3521 | 6915.6928 | 7044.1856 |  | 291.4059 | 291.4059 | 291.4059 | 192.9519 | 24.929 | 118.8576 | 0.011791 | 192.9519
LCC-01 | 2019-01-01 | 1 | 2019 | 2019 | Winter | 194.1567 | 218.728 | 243.2993 | 268.6151 | 293.7376 |  | 7336.1734 | 7157.2717 | 7018.1527 | 6907.6597 | 7044.1856 |  | 293.7376 | 293.7376 | 293.7376 | 194.1567 | 25.1225 | 118.8576 | 0.011791 | 194.1567
LCC-01 | 2019-02-01 | 2 | 2019 | 2019 | Winter | 193.3261 | 217.685 | 242.0439 | 267.1409 | 292.13 |  | 7343.1222 | 7163.9554 | 7024.4772 | 6913.1707 | 7044.1856 |  | 292.13 | 292.13 | 292.13 | 193.3261 | 24.9891 | 118.8576 | 0.011791 | 193.3261
LCC-01 | 2019-03-01 | 3 | 2019 | 2019 | Winter | 189.2102 | 212.5169 | 235.8235 | 259.8363 | 284.1645 |  | 7378.583 | 7198.1441 | 7057.0014 | 6942.2268 | 7044.1856 |  | 284.1645 | 284.1645 | 284.1645 | 189.2102 | 24.3281 | 118.8576 | 0.011791 | 189.2102
LCC-01 | 2019-04-01 | 4 | 2019 | 2019 | Spring | 182.3405 | 203.8908 | 225.4411 | 247.6444 | 270.8693 |  | 7277.2843 | 7111.7091 | 6987.3352 | 6892.7738 | 7039.087 |  | 270.8693 | 270.8693 | 270.8693 | 182.3405 | 23.2249 | 118.8576 | 0.011791 | 182.3405
LCC-01 | 2019-05-01 | 5 | 2019 | 2019 | Spring | 179.4744 | 200.2919 | 221.1094 | 242.5578 | 265.3224 |  | 7303.497 | 7136.0385 | 7009.6714 | 6911.3729 | 7039.087 |  | 265.3224 | 265.3224 | 265.3224 | 179.4744 | 22.7646 | 118.8576 | 0.011791 | 179.4744
LCC-01 | 2019-06-01 | 6 | 2019 | 2019 | Summer | 174.2435 | 193.7237 | 213.2039 | 233.2743 | 255.1989 |  | 7313.4468 | 7143.206 | 7005.3299 | 6891.0245 | 7084.3308 |  | 255.1989 | 255.1989 | 255.1989 | 174.2435 | 21.9245 | 118.8576 | 0.011791 | 174.2435
LCC-01 | 2019-07-01 | 7 | 2019 | 2019 | Summer | 173.4951 | 192.784 | 212.0729 | 231.9462 | 253.7506 |  | 7320.7984 | 7150.5934 | 7012.5927 | 6897.7078 | 7084.3308 |  | 253.7506 | 253.7506 | 253.7506 | 173.4951 | 21.8044 | 118.8576 | 0.011791 | 173.4951
LCC-01 | 2019-08-01 | 8 | 2019 | 2019 | Summer | 173.4951 | 192.784 | 212.0729 | 231.9462 | 253.7506 |  | 7320.7984 | 7150.5934 | 7012.5927 | 6897.7078 | 7084.3308 |  | 253.7506 | 253.7506 | 253.7506 | 173.4951 | 21.8044 | 118.8576 | 0.011791 | 173.4951
LCC-01 | 2019-09-01 | 9 | 2019 | 2019 | Summer | 176.1143 | 196.0728 | 216.0313 | 236.5946 | 258.8196 |  | 7295.3623 | 7125.0575 | 6987.5532 | 6874.9042 | 7084.3308 |  | 258.8196 | 258.8196 | 258.8196 | 176.1143 | 22.225 | 118.8576 | 0.011791 | 176.1143
LCC-01 | 2019-10-01 | 10 | 2020 | 2019 | Fall | 182.6473 | 204.276 | 225.9048 | 248.1889 | 271.4631 |  | 7274.546 | 7109.1722 | 6985.0185 | 6890.9004 | 7039.087 |  | 271.4631 | 271.4631 | 271.4631 | 182.6473 | 23.2742 | 118.8576 | 0.011791 | 182.6473
LCC-01 | 2019-11-01 | 11 | 2020 | 2019 | Fall | 186.5611 | 209.1905 | 231.8198 | 255.1349 | 279.0376 |  | 7240.7063 | 7077.8947 | 6956.7175 | 6869.1416 | 7039.087 |  | 279.0376 | 279.0376 | 279.0376 | 186.5611 | 23.9027 | 118.8576 | 0.011791 | 186.5611
LCC-01 | 2019-12-01 | 12 | 2020 | 2019 | Winter | 192.9519 | 217.2151 | 241.4784 | 266.4769 | 291.4059 |  | 7346.2745 | 7166.9893 | 7027.3521 | 6915.6928 | 7044.1856 |  | 291.4059 | 291.4059 | 291.4059 | 192.9519 | 24.929 | 118.8576 | 0.011791 | 192.9519
LCC-01 | 2020-01-01 | 1 | 2020 | 2020 | Winter | 194.1567 | 218.728 | 243.2993 | 268.6151 | 293.7376 |  | 7336.1734 | 7157.2717 | 7018.1527 | 6907.6597 | 7044.1856 |  | 293.7376 | 293.7376 | 293.7376 | 194.1567 | 25.1225 | 118.8576 | 0.011791 | 194.1567
LCC-01 | 2020-02-01 | 2 | 2020 | 2020 | Winter | 193.3261 | 217.685 | 242.0439 | 267.1409 | 292.13 |  | 7343.1222 | 7163.9554 | 7024.4772 | 6913.1707 | 7044.1856 |  | 292.13 | 292.13 | 292.13 | 193.3261 | 24.9891 | 118.8576 | 0.011791 | 193.3261
LCC-01 | 2020-03-01 | 3 | 2020 | 2020 | Winter | 189.2102 | 212.5169 | 235.8235 | 259.8363 | 284.1645 |  | 7378.583 | 7198.1441 | 7057.0014 | 6942.2268 | 7044.1856 |  | 284.1645 | 284.1645 | 284.1645 | 189.2102 | 24.3281 | 118.8576 | 0.011791 | 189.2102
LCC-01 | 2020-04-01 | 4 | 2020 | 2020 | Spring | 182.3405 | 203.8908 | 225.4411 | 247.6444 | 270.8693 |  | 7277.2843 | 7111.7091 | 6987.3352 | 6892.7738 | 7039.087 |  | 270.8693 | 270.8693 | 270.8693 | 182.3405 | 23.2249 | 118.8576 | 0.011791 | 182.3405
LCC-01 | 2020-05-01 | 5 | 2020 | 2020 | Spring | 179.4744 | 200.2919 | 221.1094 | 242.5578 | 265.3224 |  | 7303.497 | 7136.0385 | 7009.6714 | 6911.3729 | 7039.087 |  | 265.3224 | 265.3224 | 265.3224 | 179.4744 | 22.7646 | 118.8576 | 0.011791 | 179.4744
LCC-01 | 2020-06-01 | 6 | 2020 | 2020 | Summer | 174.2435 | 193.7237 | 213.2039 | 233.2743 | 255.1989 |  | 7313.4468 | 7143.206 | 7005.3299 | 6891.0245 | 7084.3308 |  | 255.1989 | 255.1989 | 255.1989 | 174.2435 | 21.9245 | 118.8576 | 0.011791 | 174.2435
LCC-01 | 2020-07-01 | 7 | 2020 | 2020 | Summer | 173.4951 | 192.784 | 212.0729 | 231.9462 | 253.7506 |  | 7320.7984 | 7150.5934 | 7012.5927 | 6897.7078 | 7084.3308 |  | 253.7506 | 253.7506 | 253.7506 | 173.4951 | 21.8044 | 118.8576 | 0.011791 | 173.4951
LCC-01 | 2020-08-01 | 8 | 2020 | 2020 | Summer | 173.4951 | 192.784 | 212.0729 | 231.9462 | 253.7506 |  | 7320.7984 | 7150.5934 | 7012.5927 | 6897.7078 | 7084.3308 |  | 253.7506 | 253.7506 | 253.7506 | 173.4951 | 21.8044 | 118.8576 | 0.011791 | 173.4951
LCC-01 | 2020-09-01 | 9 | 2020 | 2020 | Summer | 176.1143 | 196.0728 | 216.0313 | 236.5946 | 258.8196 |  | 7295.3623 | 7125.0575 | 6987.5532 | 6874.9042 | 7084.3308 |  | 258.8196 | 258.8196 | 258.8196 | 176.1143 | 22.225 | 118.8576 | 0.011791 | 176.1143
LCC-01 | 2020-10-01 | 10 | 2021 | 2020 | Fall | 182.6473 | 204.276 | 225.9048 | 248.1889 | 271.4631 |  | 7274.546 | 7109.1722 | 6985.0185 | 6890.9004 | 7039.087 |  | 271.4631 | 271.4631 | 271.4631 | 182.6473 | 23.2742 | 118.8576 | 0.011791 | 182.6473
LCC-01 | 2020-11-01 | 11 | 2021 | 2020 | Fall | 186.5611 | 209.1905 | 231.8198 | 255.1349 | 279.0376 |  | 7240.7063 | 7077.8947 | 6956.7175 | 6869.1416 | 7039.087 |  | 279.0376 | 279.0376 | 279.0376 | 186.5611 | 23.9027 | 118.8576 | 0.011791 | 186.5611
LCC-01 | 2020-12-01 | 12 | 2021 | 2020 | Winter | 192.9519 | 217.2151 | 241.4784 | 266.4769 | 291.4059 |  | 7346.2745 | 7166.9893 | 7027.3521 | 6915.6928 | 7044.1856 |  | 291.4059 | 291.4059 | 291.4059 | 192.9519 | 24.929 | 118.8576 | 0.011791 | 192.9519
LCC-01 | 2021-01-01 | 1 | 2021 | 2021 | Winter | 194.1567 | 218.728 | 243.2993 | 268.6151 | 293.7376 |  | 7336.1734 | 7157.2717 | 7018.1527 | 6907.6597 | 7044.1856 |  | 293.7376 | 293.7376 | 293.7376 | 194.1567 | 25.1225 | 118.8576 | 0.011791 | 194.1567
LCC-01 | 2021-02-01 | 2 | 2021 | 2021 | Winter | 193.3261 | 217.685 | 242.0439 | 267.1409 | 292.13 |  | 7343.1222 | 7163.9554 | 7024.4772 | 6913.1707 | 7044.1856 |  | 292.13 | 292.13 | 292.13 | 193.3261 | 24.9891 | 118.8576 | 0.011791 | 193.3261
LCC-01 | 2021-03-01 | 3 | 2021 | 2021 | Winter | 189.2102 | 212.5169 | 235.8235 | 259.8363 | 284.1645 |  | 7378.583 | 7198.1441 | 7057.0014 | 6942.2268 | 7044.1856 |  | 284.1645 | 284.1645 | 284.1645 | 189.2102 | 24.3281 | 118.8576 | 0.011791 | 189.2102
LCC-01 | 2021-04-01 | 4 | 2021 | 2021 | Spring | 182.3405 | 203.8908 | 225.4411 | 247.6444 | 270.8693 |  | 7277.2843 | 7111.7091 | 6987.3352 | 6892.7738 | 7039.087 |  | 270.8693 | 270.8693 | 270.8693 | 182.3405 | 23.2249 | 118.8576 | 0.011791 | 182.3405
LCC-01 | 2021-05-01 | 5 | 2021 | 2021 | Spring | 179.4744 | 200.2919 | 221.1094 | 242.5578 | 265.3224 |  | 7303.497 | 7136.0385 | 7009.6714 | 6911.3729 | 7039.087 |  | 265.3224 | 265.3224 | 265.3224 | 179.4744 | 22.7646 | 118.8576 | 0.011791 | 179.4744
LCC-01 | 2021-06-01 | 6 | 2021 | 2021 | Summer | 174.2435 | 193.7237 | 213.2039 | 233.2743 | 255.1989 |  | 7313.4468 | 7143.206 | 7005.3299 | 6891.0245 | 7084.3308 |  | 255.1989 | 255.1989 | 255.1989 | 174.2435 | 21.9245 | 118.8576 | 0.011791 | 174.2435
LCC-01 | 2021-07-01 | 7 | 2021 | 2021 | Summer | 173.4951 | 192.784 | 212.0729 | 231.9462 | 253.7506 |  | 7320.7984 | 7150.5934 | 7012.5927 | 6897.7078 | 7084.3308 |  | 253.7506 | 253.7506 | 253.7506 | 173.4951 | 21.8044 | 118.8576 | 0.011791 | 173.4951
LCC-01 | 2021-08-01 | 8 | 2021 | 2021 | Summer | 173.4951 | 192.784 | 212.0729 | 231.9462 | 253.7506 |  | 7320.7984 | 7150.5934 | 7012.5927 | 6897.7078 | 7084.3308 |  | 253.7506 | 253.7506 | 253.7506 | 173.4951 | 21.8044 | 118.8576 | 0.011791 | 173.4951
LCC-01 | 2021-09-01 | 9 | 2021 | 2021 | Summer | 176.1143 | 196.0728 | 216.0313 | 236.5946 | 258.8196 |  | 7295.3623 | 7125.0575 | 6987.5532 | 6874.9042 | 7084.3308 |  | 258.8196 | 258.8196 | 258.8196 | 176.1143 | 22.225 | 118.8576 | 0.011791 | 176.1143
LCC-01 | 2021-10-01 | 10 | 2022 | 2021 | Fall | 182.6473 | 204.276 | 225.9048 | 248.1889 | 271.4631 |  | 7274.546 | 7109.1722 | 6985.0185 | 6890.9004 | 7039.087 |  | 271.4631 | 271.4631 | 271.4631 | 182.6473 | 23.2742 | 118.8576 | 0.011791 | 182.6473
LCC-01 | 2021-11-01 | 11 | 2022 | 2021 | Fall | 186.5611 | 209.1905 | 231.8198 | 255.1349 | 279.0376 |  | 7240.7063 | 7077.8947 | 6956.7175 | 6869.1416 | 7039.087 |  | 279.0376 | 279.0376 | 279.0376 | 186.5611 | 23.9027 | 118.8576 | 0.011791 | 186.5611
LCC-01 | 2021-12-01 | 12 | 2022 | 2021 | Winter | 192.9519 | 217.2151 | 241.4784 | 266.4769 | 291.4059 |  | 7346.2745 | 7166.9893 | 7027.3521 | 6915.6928 | 7044.1856 |  | 291.4059 | 291.4059 | 291.4059 | 192.9519 | 24.929 | 118.8576 | 0.011791 | 192.9519
LCC-01 | 2022-01-01 | 1 | 2022 | 2022 | Winter | 194.1567 | 218.728 | 243.2993 | 268.6151 | 293.7376 |  | 7336.1734 | 7157.2717 | 7018.1527 | 6907.6597 | 7044.1856 |  | 293.7376 | 293.7376 | 293.7376 | 194.1567 | 25.1225 | 118.8576 | 0.011791 | 194.1567
LCC-01 | 2022-02-01 | 2 | 2022 | 2022 | Winter | 193.3261 | 217.685 | 242.0439 | 267.1409 | 292.13 |  | 7343.1222 | 7163.9554 | 7024.4772 | 6913.1707 | 7044.1856 |  | 292.13 | 292.13 | 292.13 | 193.3261 | 24.9891 | 118.8576 | 0.011791 | 193.3261
LCC-01 | 2022-03-01 | 3 | 2022 | 2022 | Winter | 189.2102 | 212.5169 | 235.8235 | 259.8363 | 284.1645 |  | 7378.583 | 7198.1441 | 7057.0014 | 6942.2268 | 7044.1856 |  | 284.1645 | 284.1645 | 284.1645 | 189.2102 | 24.3281 | 118.8576 | 0.011791 | 189.2102
LCC-01 | 2022-04-01 | 4 | 2022 | 2022 | Spring | 182.3405 | 203.8908 | 225.4411 | 247.6444 | 270.8693 |  | 7277.2843 | 7111.7091 | 6987.3352 | 6892.7738 | 7039.087 |  | 270.8693 | 270.8693 | 270.8693 | 182.3405 | 23.2249 | 118.8576 | 0.011791 | 182.3405
LCC-01 | 2022-05-01 | 5 | 2022 | 2022 | Spring | 179.4744 | 200.2919 | 221.1094 | 242.5578 | 265.3224 |  | 7303.497 | 7136.0385 | 7009.6714 | 6911.3729 | 7039.087 |  | 265.3224 | 265.3224 | 265.3224 | 179.4744 | 22.7646 | 118.8576 | 0.011791 | 179.4744
LCC-01 | 2022-06-01 | 6 | 2022 | 2022 | Summer | 174.2435 | 193.7237 | 213.2039 | 233.2743 | 255.1989 |  | 7313.4468 | 7143.206 | 7005.3299 | 6891.0245 | 7084.3308 |  | 255.1989 | 255.1989 | 255.1989 | 174.2435 | 21.9245 | 118.8576 | 0.011791 | 174.2435
LCC-01 | 2022-07-01 | 7 | 2022 | 2022 | Summer | 173.4951 | 192.784 | 212.0729 | 231.9462 | 253.7506 |  | 7320.7984 | 7150.5934 | 7012.5927 | 6897.7078 | 7084.3308 |  | 253.7506 | 253.7506 | 253.7506 | 173.4951 | 21.8044 | 118.8576 | 0.011791 | 173.4951
LCC-01 | 2022-08-01 | 8 | 2022 | 2022 | Summer | 173.4951 | 192.784 | 212.0729 | 231.9462 | 253.7506 |  | 7320.7984 | 7150.5934 | 7012.5927 | 6897.7078 | 7084.3308 |  | 253.7506 | 253.7506 | 253.7506 | 173.4951 | 21.8044 | 118.8576 | 0.011791 | 173.4951
LCC-01 | 2022-09-01 | 9 | 2022 | 2022 | Summer | 176.1143 | 196.0728 | 216.0313 | 236.5946 | 258.8196 |  | 7295.3623 | 7125.0575 | 6987.5532 | 6874.9042 | 7084.3308 |  | 258.8196 | 258.8196 | 258.8196 | 176.1143 | 22.225 | 118.8576 | 0.011791 | 176.1143
LCC-01 | 2022-10-01 | 10 | 2023 | 2022 | Fall | 182.6473 | 204.276 | 225.9048 | 248.1889 | 271.4631 |  | 7274.546 | 7109.1722 | 6985.0185 | 6890.9004 | 7039.087 |  | 271.4631 | 271.4631 | 271.4631 | 182.6473 | 23.2742 | 118.8576 | 0.011791 | 182.6473
LCC-01 | 2022-11-01 | 11 | 2023 | 2022 | Fall | 186.5611 | 209.1905 | 231.8198 | 255.1349 | 279.0376 |  | 7240.7063 | 7077.8947 | 6956.7175 | 6869.1416 | 7039.087 |  | 279.0376 | 279.0376 | 279.0376 | 186.5611 | 23.9027 | 118.8576 | 0.011791 | 186.5611
LCC-01 | 2022-12-01 | 12 | 2023 | 2022 | Winter | 192.9519 | 217.2151 | 241.4784 | 266.4769 | 291.4059 |  | 7346.2745 | 7166.9893 | 7027.3521 | 6915.6928 | 7044.1856 |  | 291.4059 | 291.4059 | 291.4059 | 192.9519 | 24.929 | 118.8576 | 0.011791 | 192.9519
LCC-01 | 2023-01-01 | 1 | 2023 | 2023 | Winter | 194.1567 | 218.728 | 243.2993 | 268.6151 | 293.7376 |  | 7336.1734 | 7157.2717 | 7018.1527 | 6907.6597 | 7044.1856 |  | 293.7376 | 293.7376 | 293.7376 | 194.1567 | 25.1225 | 118.8576 | 0.011791 | 194.1567
LCC-01 | 2023-02-01 | 2 | 2023 | 2023 | Winter | 193.3261 | 217.685 | 242.0439 | 267.1409 | 292.13 |  | 7343.1222 | 7163.9554 | 7024.4772 | 6913.1707 | 7044.1856 |  | 292.13 | 292.13 | 292.13 | 193.3261 | 24.9891 | 118.8576 | 0.011791 | 193.3261
LCC-01 | 2023-03-01 | 3 | 2023 | 2023 | Winter | 189.2102 | 212.5169 | 235.8235 | 259.8363 | 284.1645 |  | 7378.583 | 7198.1441 | 7057.0014 | 6942.2268 | 7044.1856 |  | 284.1645 | 284.1645 | 284.1645 | 189.2102 | 24.3281 | 118.8576 | 0.011791 | 189.2102
LCC-01 | 2023-04-01 | 4 | 2023 | 2023 | Spring | 182.3405 | 203.8908 | 225.4411 | 247.6444 | 270.8693 |  | 7277.2843 | 7111.7091 | 6987.3352 | 6892.7738 | 7039.087 |  | 270.8693 | 270.8693 | 270.8693 | 182.3405 | 23.2249 | 118.8576 | 0.011791 | 182.3405
LCC-01 | 2023-05-01 | 5 | 2023 | 2023 | Spring | 179.4744 | 200.2919 | 221.1094 | 242.5578 | 265.3224 |  | 7303.497 | 7136.0385 | 7009.6714 | 6911.3729 | 7039.087 |  | 265.3224 | 265.3224 | 265.3224 | 179.4744 | 22.7646 | 118.8576 | 0.011791 | 179.4744
LCC-01 | 2023-06-01 | 6 | 2023 | 2023 | Summer | 174.2435 | 193.7237 | 213.2039 | 233.2743 | 255.1989 |  | 7313.4468 | 7143.206 | 7005.3299 | 6891.0245 | 7084.3308 |  | 255.1989 | 255.1989 | 255.1989 | 174.2435 | 21.9245 | 118.8576 | 0.011791 | 174.2435
LCC-01 | 2023-07-01 | 7 | 2023 | 2023 | Summer | 173.4951 | 192.784 | 212.0729 | 231.9462 | 253.7506 |  | 7320.7984 | 7150.5934 | 7012.5927 | 6897.7078 | 7084.3308 |  | 253.7506 | 253.7506 | 253.7506 | 173.4951 | 21.8044 | 118.8576 | 0.011791 | 173.4951
LCC-01 | 2023-08-01 | 8 | 2023 | 2023 | Summer | 173.4951 | 192.784 | 212.0729 | 231.9462 | 253.7506 |  | 7320.7984 | 7150.5934 | 7012.5927 | 6897.7078 | 7084.3308 |  | 253.7506 | 253.7506 | 253.7506 | 173.4951 | 21.8044 | 118.8576 | 0.011791 | 173.4951
LCC-01 | 2023-09-01 | 9 | 2023 | 2023 | Summer | 176.1143 | 196.0728 | 216.0313 | 236.5946 | 258.8196 |  | 7295.3623 | 7125.0575 | 6987.5532 | 6874.9042 | 7084.3308 |  | 258.8196 | 258.8196 | 258.8196 | 176.1143 | 22.225 | 118.8576 | 0.011791 | 176.1143
LCC-01 | 2023-10-01 | 10 | 2024 | 2023 | Fall | 182.6473 | 204.276 | 225.9048 | 248.1889 | 271.4631 |  | 7274.546 | 7109.1722 | 6985.0185 | 6890.9004 | 7039.087 |  | 271.4631 | 271.4631 | 271.4631 | 182.6473 | 23.2742 | 118.8576 | 0.011791 | 182.6473
LCC-01 | 2023-11-01 | 11 | 2024 | 2023 | Fall | 186.5611 | 209.1905 | 231.8198 | 255.1349 | 279.0376 |  | 7240.7063 | 7077.8947 | 6956.7175 | 6869.1416 | 7039.087 |  | 279.0376 | 279.0376 | 279.0376 | 186.5611 | 23.9027 | 118.8576 | 0.011791 | 186.5611
LCC-01 | 2023-12-01 | 12 | 2024 | 2023 | Winter | 192.9519 | 217.2151 | 241.4784 | 266.4769 | 291.4059 |  | 7346.2745 | 7166.9893 | 7027.3521 | 6915.6928 | 7044.1856 |  | 291.4059 | 291.4059 | 291.4059 | 192.9519 | 24.929 | 118.8576 | 0.011791 | 192.9519
LCC-01 | 2024-01-01 | 1 | 2024 | 2024 | Winter | 194.1567 | 218.728 | 243.2993 | 268.6151 | 293.7376 |  | 7336.1734 | 7157.2717 | 7018.1527 | 6907.6597 | 7044.1856 |  | 293.7376 | 293.7376 | 293.7376 | 194.1567 | 25.1225 | 118.8576 | 0.011791 | 194.1567
LCC-01 | 2024-02-01 | 2 | 2024 | 2024 | Winter | 193.3261 | 217.685 | 242.0439 | 267.1409 | 292.13 |  | 7343.1222 | 7163.9554 | 7024.4772 | 6913.1707 | 7044.1856 |  | 292.13 | 292.13 | 292.13 | 193.3261 | 24.9891 | 118.8576 | 0.011791 | 193.3261
LCC-01 | 2024-03-01 | 3 | 2024 | 2024 | Winter | 189.2102 | 212.5169 | 235.8235 | 259.8363 | 284.1645 |  | 7378.583 | 7198.1441 | 7057.0014 | 6942.2268 | 7044.1856 |  | 284.1645 | 284.1645 | 284.1645 | 189.2102 | 24.3281 | 118.8576 | 0.011791 | 189.2102
LCC-01 | 2024-04-01 | 4 | 2024 | 2024 | Spring | 182.3405 | 203.8908 | 225.4411 | 247.6444 | 270.8693 |  | 7277.2843 | 7111.7091 | 6987.3352 | 6892.7738 | 7039.087 |  | 270.8693 | 270.8693 | 270.8693 | 182.3405 | 23.2249 | 118.8576 | 0.011791 | 182.3405
LCC-01 | 2024-05-01 | 5 | 2024 | 2024 | Spring | 179.4744 | 200.2919 | 221.1094 | 242.5578 | 265.3224 |  | 7303.497 | 7136.0385 | 7009.6714 | 6911.3729 | 7039.087 |  | 265.3224 | 265.3224 | 265.3224 | 179.4744 | 22.7646 | 118.8576 | 0.011791 | 179.4744
LCC-01 | 2024-06-01 | 6 | 2024 | 2024 | Summer | 174.2435 | 193.7237 | 213.2039 | 233.2743 | 255.1989 |  | 7313.4468 | 7143.206 | 7005.3299 | 6891.0245 | 7084.3308 |  | 255.1989 | 255.1989 | 255.1989 | 174.2435 | 21.9245 | 118.8576 | 0.011791 | 174.2435
LCC-01 | 2024-07-01 | 7 | 2024 | 2024 | Summer | 173.4951 | 192.784 | 212.0729 | 231.9462 | 253.7506 |  | 7320.7984 | 7150.5934 | 7012.5927 | 6897.7078 | 7084.3308 |  | 253.7506 | 253.7506 | 253.7506 | 173.4951 | 21.8044 | 118.8576 | 0.011791 | 173.4951
LCC-01 | 2024-08-01 | 8 | 2024 | 2024 | Summer | 173.4951 | 192.784 | 212.0729 | 231.9462 | 253.7506 |  | 7320.7984 | 7150.5934 | 7012.5927 | 6897.7078 | 7084.3308 |  | 253.7506 | 253.7506 | 253.7506 | 173.4951 | 21.8044 | 118.8576 | 0.011791 | 173.4951
LCC-01 | 2024-09-01 | 9 | 2024 | 2024 | Summer | 176.1143 | 196.0728 | 216.0313 | 236.5946 | 258.8196 |  | 7295.3623 | 7125.0575 | 6987.5532 | 6874.9042 | 7084.3308 |  | 258.8196 | 258.8196 | 258.8196 | 176.1143 | 22.225 | 118.8576 | 0.011791 | 176.1143
LCC-01 | 2024-10-01 | 10 | 2025 | 2024 | Fall | 182.6473 | 204.276 | 225.9048 | 248.1889 | 271.4631 |  | 7274.546 | 7109.1722 | 6985.0185 | 6890.9004 | 7039.087 |  | 271.4631 | 271.4631 | 271.4631 | 182.6473 | 23.2742 | 118.8576 | 0.011791 | 182.6473
LCC-01 | 2024-11-01 | 11 | 2025 | 2024 | Fall | 186.5611 | 209.1905 | 231.8198 | 255.1349 | 279.0376 |  | 7240.7063 | 7077.8947 | 6956.7175 | 6869.1416 | 7039.087 |  | 279.0376 | 279.0376 | 279.0376 | 186.5611 | 23.9027 | 118.8576 | 0.011791 | 186.5611
LCC-01 | 2024-12-01 | 12 | 2025 | 2024 | Winter | 192.9519 | 217.2151 | 241.4784 | 266.4769 | 291.4059 |  | 7346.2745 | 7166.9893 | 7027.3521 | 6915.6928 | 7044.1856 |  | 291.4059 | 291.4059 | 291.4059 | 192.9519 | 24.929 | 118.8576 | 0.011791 | 192.9519
LCC-01 | 2025-01-01 | 1 | 2025 | 2025 | Winter | 194.1567 | 218.728 | 243.2993 | 268.6151 | 293.7376 |  | 7336.1734 | 7157.2717 | 7018.1527 | 6907.6597 | 7044.1856 |  | 293.7376 | 293.7376 | 293.7376 | 194.1567 | 25.1225 | 118.8576 | 0.011791 | 194.1567
LCC-01 | 2025-02-01 | 2 | 2025 | 2025 | Winter | 193.3261 | 217.685 | 242.0439 | 267.1409 | 292.13 |  | 7343.1222 | 7163.9554 | 7024.4772 | 6913.1707 | 7044.1856 |  | 292.13 | 292.13 | 292.13 | 193.3261 | 24.9891 | 118.8576 | 0.011791 | 193.3261
LCC-01 | 2025-03-01 | 3 | 2025 | 2025 | Winter | 189.2102 | 212.5169 | 235.8235 | 259.8363 | 284.1645 |  | 7378.583 | 7198.1441 | 7057.0014 | 6942.2268 | 7044.1856 |  | 284.1645 | 284.1645 | 284.1645 | 189.2102 | 24.3281 | 118.8576 | 0.011791 | 189.2102
LCC-01 | 2025-04-01 | 4 | 2025 | 2025 | Spring | 182.3405 | 203.8908 | 225.4411 | 247.6444 | 270.8693 |  | 7277.2843 | 7111.7091 | 6987.3352 | 6892.7738 | 7039.087 |  | 270.8693 | 270.8693 | 270.8693 | 182.3405 | 23.2249 | 118.8576 | 0.011791 | 182.3405
LCC-01 | 2025-05-01 | 5 | 2025 | 2025 | Spring | 179.4744 | 200.2919 | 221.1094 | 242.5578 | 265.3224 |  | 7303.497 | 7136.0385 | 7009.6714 | 6911.3729 | 7039.087 |  | 265.3224 | 265.3224 | 265.3224 | 179.4744 | 22.7646 | 118.8576 | 0.011791 | 179.4744
LCC-01 | 2025-06-01 | 6 | 2025 | 2025 | Summer | 174.2435 | 193.7237 | 213.2039 | 233.2743 | 255.1989 |  | 7313.4468 | 7143.206 | 7005.3299 | 6891.0245 | 7084.3308 |  | 255.1989 | 255.1989 | 255.1989 | 174.2435 | 21.9245 | 118.8576 | 0.011791 | 174.2435
LCC-01 | 2025-07-01 | 7 | 2025 | 2025 | Summer | 173.4951 | 192.784 | 212.0729 | 231.9462 | 253.7506 |  | 7320.7984 | 7150.5934 | 7012.5927 | 6897.7078 | 7084.3308 |  | 253.7506 | 253.7506 | 253.7506 | 173.4951 | 21.8044 | 118.8576 | 0.011791 | 173.4951
LCC-01 | 2025-08-01 | 8 | 2025 | 2025 | Summer | 173.4951 | 192.784 | 212.0729 | 231.9462 | 253.7506 |  | 7320.7984 | 7150.5934 | 7012.5927 | 6897.7078 | 7084.3308 |  | 253.7506 | 253.7506 | 253.7506 | 173.4951 | 21.8044 | 118.8576 | 0.011791 | 173.4951
LCC-01 | 2025-09-01 | 9 | 2025 | 2025 | Summer | 176.1143 | 196.0728 | 216.0313 | 236.5946 | 258.8196 |  | 7295.3623 | 7125.0575 | 6987.5532 | 6874.9042 | 7084.3308 |  | 258.8196 | 258.8196 | 258.8196 | 176.1143 | 22.225 | 118.8576 | 0.011791 | 176.1143
LCC-01 | 2025-10-01 | 10 | 2026 | 2025 | Fall | 182.6473 | 204.276 | 225.9048 | 248.1889 | 271.4631 |  | 7274.546 | 7109.1722 | 6985.0185 | 6890.9004 | 7039.087 |  | 271.4631 | 271.4631 | 271.4631 | 182.6473 | 23.2742 | 118.8576 | 0.011791 | 182.6473
LCC-01 | 2025-11-01 | 11 | 2026 | 2025 | Fall | 186.5611 | 209.1905 | 231.8198 | 255.1349 | 279.0376 |  | 7240.7063 | 7077.8947 | 6956.7175 | 6869.1416 | 7039.087 |  | 279.0376 | 279.0376 | 279.0376 | 186.5611 | 23.9027 | 118.8576 | 0.011791 | 186.5611
LCC-01 | 2025-12-01 | 12 | 2026 | 2025 | Winter | 192.9519 | 217.2151 | 241.4784 | 266.4769 | 291.4059 |  | 7346.2745 | 7166.9893 | 7027.3521 | 6915.6928 | 7044.1856 |  | 291.4059 | 291.4059 | 291.4059 | 192.9519 | 24.929 | 118.8576 | 0.011791 | 192.9519
LCC-01 | 2026-01-01 | 1 | 2026 | 2026 | Winter | 194.1567 | 218.728 | 243.2993 | 268.6151 | 293.7376 |  | 7336.1734 | 7157.2717 | 7018.1527 | 6907.6597 | 7044.1856 |  | 293.7376 | 293.7376 | 293.7376 | 194.1567 | 25.1225 | 118.8576 | 0.011791 | 194.1567
LCC-01 | 2026-02-01 | 2 | 2026 | 2026 | Winter | 193.3261 | 217.685 | 242.0439 | 267.1409 | 292.13 |  | 7343.1222 | 7163.9554 | 7024.4772 | 6913.1707 | 7044.1856 |  | 292.13 | 292.13 | 292.13 | 193.3261 | 24.9891 | 118.8576 | 0.011791 | 193.3261
LCC-01 | 2026-03-01 | 3 | 2026 | 2026 | Winter | 189.2102 | 212.5169 | 235.8235 | 259.8363 | 284.1645 |  | 7378.583 | 7198.1441 | 7057.0014 | 6942.2268 | 7044.1856 |  | 284.1645 | 284.1645 | 284.1645 | 189.2102 | 24.3281 | 118.8576 | 0.011791 | 189.2102
LCC-01 | 2026-04-01 | 4 | 2026 | 2026 | Spring | 182.3405 | 203.8908 | 225.4411 | 247.6444 | 270.8693 |  | 7277.2843 | 7111.7091 | 6987.3352 | 6892.7738 | 7039.087 |  | 270.8693 | 270.8693 | 270.8693 | 182.3405 | 23.2249 | 118.8576 | 0.011791 | 182.3405
LCC-01 | 2026-05-01 | 5 | 2026 | 2026 | Spring | 179.4744 | 200.2919 | 221.1094 | 242.5578 | 265.3224 |  | 7303.497 | 7136.0385 | 7009.6714 | 6911.3729 | 7039.087 |  | 265.3224 | 265.3224 | 265.3224 | 179.4744 | 22.7646 | 118.8576 | 0.011791 | 179.4744
LCC-01 | 2026-06-01 | 6 | 2026 | 2026 | Summer | 174.2435 | 193.7237 | 213.2039 | 233.2743 | 255.1989 |  | 7313.4468 | 7143.206 | 7005.3299 | 6891.0245 | 7084.3308 |  | 255.1989 | 255.1989 | 255.1989 | 174.2435 | 21.9245 | 118.8576 | 0.011791 | 174.2435
LCC-01 | 2026-07-01 | 7 | 2026 | 2026 | Summer | 173.4951 | 192.784 | 212.0729 | 231.9462 | 253.7506 |  | 7320.7984 | 7150.5934 | 7012.5927 | 6897.7078 | 7084.3308 |  | 253.7506 | 253.7506 | 253.7506 | 173.4951 | 21.8044 | 118.8576 | 0.011791 | 173.4951
LCC-01 | 2026-08-01 | 8 | 2026 | 2026 | Summer | 173.4951 | 192.784 | 212.0729 | 231.9462 | 253.7506 |  | 7320.7984 | 7150.5934 | 7012.5927 | 6897.7078 | 7084.3308 |  | 253.7506 | 253.7506 | 253.7506 | 173.4951 | 21.8044 | 118.8576 | 0.011791 | 173.4951
LCC-01 | 2026-09-01 | 9 | 2026 | 2026 | Summer | 176.1143 | 196.0728 | 216.0313 | 236.5946 | 258.8196 |  | 7295.3623 | 7125.0575 | 6987.5532 | 6874.9042 | 7084.3308 |  | 258.8196 | 258.8196 | 258.8196 | 176.1143 | 22.225 | 118.8576 | 0.011791 | 176.1143
LCC-01 | 2026-10-01 | 10 | 2027 | 2026 | Fall | 182.6473 | 204.276 | 225.9048 | 248.1889 | 271.4631 |  | 7274.546 | 7109.1722 | 6985.0185 | 6890.9004 | 7039.087 |  | 271.4631 | 271.4631 | 271.4631 | 182.6473 | 23.2742 | 118.8576 | 0.011791 | 182.6473
LCC-01 | 2026-11-01 | 11 | 2027 | 2026 | Fall | 186.5611 | 209.1905 | 231.8198 | 255.1349 | 279.0376 |  | 7240.7063 | 7077.8947 | 6956.7175 | 6869.1416 | 7039.087 |  | 279.0376 | 279.0376 | 279.0376 | 186.5611 | 23.9027 | 118.8576 | 0.011791 | 186.5611
LCC-01 | 2026-12-01 | 12 | 2027 | 2026 | Winter | 192.9519 | 217.2151 | 241.4784 | 266.4769 | 291.4059 |  | 7346.2745 | 7166.9893 | 7027.3521 | 6915.6928 | 7044.1856 |  | 291.4059 | 291.4059 | 291.4059 | 192.9519 | 24.929 | 118.8576 | 0.011791 | 192.9519
LCC-01 | 2027-01-01 | 1 | 2027 | 2027 | Winter | 194.1567 | 218.728 | 243.2993 | 268.6151 | 293.7376 |  | 7336.1734 | 7157.2717 | 7018.1527 | 6907.6597 | 7044.1856 |  | 293.7376 | 293.7376 | 293.7376 | 194.1567 | 25.1225 | 118.8576 | 0.011791 | 194.1567
LCC-01 | 2027-02-01 | 2 | 2027 | 2027 | Winter | 193.3261 | 217.685 | 242.0439 | 267.1409 | 292.13 |  | 7343.1222 | 7163.9554 | 7024.4772 | 6913.1707 | 7044.1856 |  | 292.13 | 292.13 | 292.13 | 193.3261 | 24.9891 | 118.8576 | 0.011791 | 193.3261
LCC-01 | 2027-03-01 | 3 | 2027 | 2027 | Winter | 189.2102 | 212.5169 | 235.8235 | 259.8363 | 284.1645 |  | 7378.583 | 7198.1441 | 7057.0014 | 6942.2268 | 7044.1856 |  | 284.1645 | 284.1645 | 284.1645 | 189.2102 | 24.3281 | 118.8576 | 0.011791 | 189.2102
LCC-01 | 2027-04-01 | 4 | 2027 | 2027 | Spring | 182.3405 | 203.8908 | 225.4411 | 247.6444 | 270.8693 |  | 7277.2843 | 7111.7091 | 6987.3352 | 6892.7738 | 7039.087 |  | 270.8693 | 270.8693 | 270.8693 | 182.3405 | 23.2249 | 118.8576 | 0.011791 | 182.3405
LCC-01 | 2027-05-01 | 5 | 2027 | 2027 | Spring | 179.4744 | 200.2919 | 221.1094 | 242.5578 | 265.3224 |  | 7303.497 | 7136.0385 | 7009.6714 | 6911.3729 | 7039.087 |  | 265.3224 | 265.3224 | 265.3224 | 179.4744 | 22.7646 | 118.8576 | 0.011791 | 179.4744
LCC-01 | 2027-06-01 | 6 | 2027 | 2027 | Summer | 174.2435 | 193.7237 | 213.2039 | 233.2743 | 255.1989 |  | 7313.4468 | 7143.206 | 7005.3299 | 6891.0245 | 7084.3308 |  | 255.1989 | 255.1989 | 255.1989 | 174.2435 | 21.9245 | 118.8576 | 0.011791 | 174.2435
LCC-01 | 2027-07-01 | 7 | 2027 | 2027 | Summer | 173.4951 | 192.784 | 212.0729 | 231.9462 | 253.7506 |  | 7320.7984 | 7150.5934 | 7012.5927 | 6897.7078 | 7084.3308 |  | 253.7506 | 253.7506 | 253.7506 | 173.4951 | 21.8044 | 118.8576 | 0.011791 | 173.4951
LCC-01 | 2027-08-01 | 8 | 2027 | 2027 | Summer | 173.4951 | 192.784 | 212.0729 | 231.9462 | 253.7506 |  | 7320.7984 | 7150.5934 | 7012.5927 | 6897.7078 | 7084.3308 |  | 253.7506 | 253.7506 | 253.7506 | 173.4951 | 21.8044 | 118.8576 | 0.011791 | 173.4951
LCC-01 | 2027-09-01 | 9 | 2027 | 2027 | Summer | 176.1143 | 196.0728 | 216.0313 | 236.5946 | 258.8196 |  | 7295.3623 | 7125.0575 | 6987.5532 | 6874.9042 | 7084.3308 |  | 258.8196 | 258.8196 | 258.8196 | 176.1143 | 22.225 | 118.8576 | 0.011791 | 176.1143
LCC-01 | 2027-10-01 | 10 | 2028 | 2027 | Fall | 182.6473 | 204.276 | 225.9048 | 248.1889 | 271.4631 |  | 7274.546 | 7109.1722 | 6985.0185 | 6890.9004 | 7039.087 |  | 271.4631 | 271.4631 | 271.4631 | 182.6473 | 23.2742 | 118.8576 | 0.011791 | 182.6473
LCC-01 | 2027-11-01 | 11 | 2028 | 2027 | Fall | 186.5611 | 209.1905 | 231.8198 | 255.1349 | 279.0376 |  | 7240.7063 | 7077.8947 | 6956.7175 | 6869.1416 | 7039.087 |  | 279.0376 | 279.0376 | 279.0376 | 186.5611 | 23.9027 | 118.8576 | 0.011791 | 186.5611
LCC-01 | 2027-12-01 | 12 | 2028 | 2027 | Winter | 192.9519 | 217.2151 | 241.4784 | 266.4769 | 291.4059 |  | 7346.2745 | 7166.9893 | 7027.3521 | 6915.6928 | 7044.1856 |  | 291.4059 | 291.4059 | 291.4059 | 192.9519 | 24.929 | 118.8576 | 0.011791 | 192.9519
LCC-01 | 2028-01-01 | 1 | 2028 | 2028 | Winter | 194.1567 | 218.728 | 243.2993 | 268.6151 | 293.7376 |  | 7336.1734 | 7157.2717 | 7018.1527 | 6907.6597 | 7044.1856 |  | 293.7376 | 293.7376 | 293.7376 | 194.1567 | 25.1225 | 118.8576 | 0.011791 | 194.1567
LCC-01 | 2028-02-01 | 2 | 2028 | 2028 | Winter | 193.3261 | 217.685 | 242.0439 | 267.1409 | 292.13 |  | 7343.1222 | 7163.9554 | 7024.4772 | 6913.1707 | 7044.1856 |  | 292.13 | 292.13 | 292.13 | 193.3261 | 24.9891 | 118.8576 | 0.011791 | 193.3261
LCC-01 | 2028-03-01 | 3 | 2028 | 2028 | Winter | 189.2102 | 212.5169 | 235.8235 | 259.8363 | 284.1645 |  | 7378.583 | 7198.1441 | 7057.0014 | 6942.2268 | 7044.1856 |  | 284.1645 | 284.1645 | 284.1645 | 189.2102 | 24.3281 | 118.8576 | 0.011791 | 189.2102
LCC-01 | 2028-04-01 | 4 | 2028 | 2028 | Spring | 182.3405 | 203.8908 | 225.4411 | 247.6444 | 270.8693 |  | 7277.2843 | 7111.7091 | 6987.3352 | 6892.7738 | 7039.087 |  | 270.8693 | 270.8693 | 270.8693 | 182.3405 | 23.2249 | 118.8576 | 0.011791 | 182.3405
LCC-01 | 2028-05-01 | 5 | 2028 | 2028 | Spring | 179.4744 | 200.2919 | 221.1094 | 242.5578 | 265.3224 |  | 7303.497 | 7136.0385 | 7009.6714 | 6911.3729 | 7039.087 |  | 265.3224 | 265.3224 | 265.3224 | 179.4744 | 22.7646 | 118.8576 | 0.011791 | 179.4744
LCC-01 | 2028-06-01 | 6 | 2028 | 2028 | Summer | 174.2435 | 193.7237 | 213.2039 | 233.2743 | 255.1989 |  | 7313.4468 | 7143.206 | 7005.3299 | 6891.0245 | 7084.3308 |  | 255.1989 | 255.1989 | 255.1989 | 174.2435 | 21.9245 | 118.8576 | 0.011791 | 174.2435
LCC-01 | 2028-07-01 | 7 | 2028 | 2028 | Summer | 173.4951 | 192.784 | 212.0729 | 231.9462 | 253.7506 |  | 7320.7984 | 7150.5934 | 7012.5927 | 6897.7078 | 7084.3308 |  | 253.7506 | 253.7506 | 253.7506 | 173.4951 | 21.8044 | 118.8576 | 0.011791 | 173.4951
LCC-01 | 2028-08-01 | 8 | 2028 | 2028 | Summer | 173.4951 | 192.784 | 212.0729 | 231.9462 | 253.7506 |  | 7320.7984 | 7150.5934 | 7012.5927 | 6897.7078 | 7084.3308 |  | 253.7506 | 253.7506 | 253.7506 | 173.4951 | 21.8044 | 118.8576 | 0.011791 | 173.4951
LCC-01 | 2028-09-01 | 9 | 2028 | 2028 | Summer | 176.1143 | 196.0728 | 216.0313 | 236.5946 | 258.8196 |  | 7295.3623 | 7125.0575 | 6987.5532 | 6874.9042 | 7084.3308 |  | 258.8196 | 258.8196 | 258.8196 | 176.1143 | 22.225 | 118.8576 | 0.011791 | 176.1143
LCC-01 | 2028-10-01 | 10 | 2029 | 2028 | Fall | 182.6473 | 204.276 | 225.9048 | 248.1889 | 271.4631 |  | 7274.546 | 7109.1722 | 6985.0185 | 6890.9004 | 7039.087 |  | 271.4631 | 271.4631 | 271.4631 | 182.6473 | 23.2742 | 118.8576 | 0.011791 | 182.6473
LCC-01 | 2028-11-01 | 11 | 2029 | 2028 | Fall | 186.5611 | 209.1905 | 231.8198 | 255.1349 | 279.0376 |  | 7240.7063 | 7077.8947 | 6956.7175 | 6869.1416 | 7039.087 |  | 279.0376 | 279.0376 | 279.0376 | 186.5611 | 23.9027 | 118.8576 | 0.011791 | 186.5611
LCC-01 | 2028-12-01 | 12 | 2029 | 2028 | Winter | 192.9519 | 217.2151 | 241.4784 | 266.4769 | 291.4059 |  | 7346.2745 | 7166.9893 | 7027.3521 | 6915.6928 | 7044.1856 |  | 291.4059 | 291.4059 | 291.4059 | 192.9519 | 24.929 | 118.8576 | 0.011791 | 192.9519
LCC-01 | 2029-01-01 | 1 | 2029 | 2029 | Winter | 194.1567 | 218.728 | 243.2993 | 268.6151 | 293.7376 |  | 7336.1734 | 7157.2717 | 7018.1527 | 6907.6597 | 7044.1856 |  | 293.7376 | 293.7376 | 293.7376 | 194.1567 | 25.1225 | 118.8576 | 0.011791 | 194.1567
LCC-01 | 2029-02-01 | 2 | 2029 | 2029 | Winter | 193.3261 | 217.685 | 242.0439 | 267.1409 | 292.13 |  | 7343.1222 | 7163.9554 | 7024.4772 | 6913.1707 | 7044.1856 |  | 292.13 | 292.13 | 292.13 | 193.3261 | 24.9891 | 118.8576 | 0.011791 | 193.3261
LCC-01 | 2029-03-01 | 3 | 2029 | 2029 | Winter | 189.2102 | 212.5169 | 235.8235 | 259.8363 | 284.1645 |  | 7378.583 | 7198.1441 | 7057.0014 | 6942.2268 | 7044.1856 |  | 284.1645 | 284.1645 | 284.1645 | 189.2102 | 24.3281 | 118.8576 | 0.011791 | 189.2102
LCC-01 | 2029-04-01 | 4 | 2029 | 2029 | Spring | 182.3405 | 203.8908 | 225.4411 | 247.6444 | 270.8693 |  | 7277.2843 | 7111.7091 | 6987.3352 | 6892.7738 | 7039.087 |  | 270.8693 | 270.8693 | 270.8693 | 182.3405 | 23.2249 | 118.8576 | 0.011791 | 182.3405
LCC-01 | 2029-05-01 | 5 | 2029 | 2029 | Spring | 179.4744 | 200.2919 | 221.1094 | 242.5578 | 265.3224 |  | 7303.497 | 7136.0385 | 7009.6714 | 6911.3729 | 7039.087 |  | 265.3224 | 265.3224 | 265.3224 | 179.4744 | 22.7646 | 118.8576 | 0.011791 | 179.4744
LCC-01 | 2029-06-01 | 6 | 2029 | 2029 | Summer | 174.2435 | 193.7237 | 213.2039 | 233.2743 | 255.1989 |  | 7313.4468 | 7143.206 | 7005.3299 | 6891.0245 | 7084.3308 |  | 255.1989 | 255.1989 | 255.1989 | 174.2435 | 21.9245 | 118.8576 | 0.011791 | 174.2435
LCC-01 | 2029-07-01 | 7 | 2029 | 2029 | Summer | 173.4951 | 192.784 | 212.0729 | 231.9462 | 253.7506 |  | 7320.7984 | 7150.5934 | 7012.5927 | 6897.7078 | 7084.3308 |  | 253.7506 | 253.7506 | 253.7506 | 173.4951 | 21.8044 | 118.8576 | 0.011791 | 173.4951
LCC-01 | 2029-08-01 | 8 | 2029 | 2029 | Summer | 173.4951 | 192.784 | 212.0729 | 231.9462 | 253.7506 |  | 7320.7984 | 7150.5934 | 7012.5927 | 6897.7078 | 7084.3308 |  | 253.7506 | 253.7506 | 253.7506 | 173.4951 | 21.8044 | 118.8576 | 0.011791 | 173.4951
LCC-01 | 2029-09-01 | 9 | 2029 | 2029 | Summer | 176.1143 | 196.0728 | 216.0313 | 236.5946 | 258.8196 |  | 7295.3623 | 7125.0575 | 6987.5532 | 6874.9042 | 7084.3308 |  | 258.8196 | 258.8196 | 258.8196 | 176.1143 | 22.225 | 118.8576 | 0.011791 | 176.1143
LCC-01 | 2029-10-01 | 10 | 2030 | 2029 | Fall | 182.6473 | 204.276 | 225.9048 | 248.1889 | 271.4631 |  | 7274.546 | 7109.1722 | 6985.0185 | 6890.9004 | 7039.087 |  | 271.4631 | 271.4631 | 271.4631 | 182.6473 | 23.2742 | 118.8576 | 0.011791 | 182.6473
LCC-01 | 2029-11-01 | 11 | 2030 | 2029 | Fall | 186.5611 | 209.1905 | 231.8198 | 255.1349 | 279.0376 |  | 7240.7063 | 7077.8947 | 6956.7175 | 6869.1416 | 7039.087 |  | 279.0376 | 279.0376 | 279.0376 | 186.5611 | 23.9027 | 118.8576 | 0.011791 | 186.5611
LCC-01 | 2029-12-01 | 12 | 2030 | 2029 | Winter | 192.9519 | 217.2151 | 241.4784 | 266.4769 | 291.4059 |  | 7346.2745 | 7166.9893 | 7027.3521 | 6915.6928 | 7044.1856 |  | 291.4059 | 291.4059 | 291.4059 | 192.9519 | 24.929 | 118.8576 | 0.011791 | 192.9519
LCC-01 | 2030-01-01 | 1 | 2030 | 2030 | Winter | 194.1567 | 218.728 | 243.2993 | 268.6151 | 293.7376 |  | 7336.1734 | 7157.2717 | 7018.1527 | 6907.6597 | 7044.1856 |  | 293.7376 | 293.7376 | 293.7376 | 194.1567 | 25.1225 | 118.8576 | 0.011791 | 194.1567
LCC-01 | 2030-02-01 | 2 | 2030 | 2030 | Winter | 193.3261 | 217.685 | 242.0439 | 267.1409 | 292.13 |  | 7343.1222 | 7163.9554 | 7024.4772 | 6913.1707 | 7044.1856 |  | 292.13 | 292.13 | 292.13 | 193.3261 | 24.9891 | 118.8576 | 0.011791 | 193.3261
LCC-01 | 2030-03-01 | 3 | 2030 | 2030 | Winter | 189.2102 | 212.5169 | 235.8235 | 259.8363 | 284.1645 |  | 7378.583 | 7198.1441 | 7057.0014 | 6942.2268 | 7044.1856 |  | 284.1645 | 284.1645 | 284.1645 | 189.2102 | 24.3281 | 118.8576 | 0.011791 | 189.2102
LCC-01 | 2030-04-01 | 4 | 2030 | 2030 | Spring | 182.3405 | 203.8908 | 225.4411 | 247.6444 | 270.8693 |  | 7277.2843 | 7111.7091 | 6987.3352 | 6892.7738 | 7039.087 |  | 270.8693 | 270.8693 | 270.8693 | 182.3405 | 23.2249 | 118.8576 | 0.011791 | 182.3405
LCC-01 | 2030-05-01 | 5 | 2030 | 2030 | Spring | 179.4744 | 200.2919 | 221.1094 | 242.5578 | 265.3224 |  | 7303.497 | 7136.0385 | 7009.6714 | 6911.3729 | 7039.087 |  | 265.3224 | 265.3224 | 265.3224 | 179.4744 | 22.7646 | 118.8576 | 0.011791 | 179.4744
LCC-01 | 2030-06-01 | 6 | 2030 | 2030 | Summer | 174.2435 | 193.7237 | 213.2039 | 233.2743 | 255.1989 |  | 7313.4468 | 7143.206 | 7005.3299 | 6891.0245 | 7084.3308 |  | 255.1989 | 255.1989 | 255.1989 | 174.2435 | 21.9245 | 118.8576 | 0.011791 | 174.2435
LCC-01 | 2030-07-01 | 7 | 2030 | 2030 | Summer | 173.4951 | 192.784 | 212.0729 | 231.9462 | 253.7506 |  | 7320.7984 | 7150.5934 | 7012.5927 | 6897.7078 | 7084.3308 |  | 253.7506 | 253.7506 | 253.7506 | 173.4951 | 21.8044 | 118.8576 | 0.011791 | 173.4951
LCC-01 | 2030-08-01 | 8 | 2030 | 2030 | Summer | 173.4951 | 192.784 | 212.0729 | 231.9462 | 253.7506 |  | 7320.7984 | 7150.5934 | 7012.5927 | 6897.7078 | 7084.3308 |  | 253.7506 | 253.7506 | 253.7506 | 173.4951 | 21.8044 | 118.8576 | 0.011791 | 173.4951
LCC-01 | 2030-09-01 | 9 | 2030 | 2030 | Summer | 176.1143 | 196.0728 | 216.0313 | 236.5946 | 258.8196 |  | 7295.3623 | 7125.0575 | 6987.5532 | 6874.9042 | 7084.3308 |  | 258.8196 | 258.8196 | 258.8196 | 176.1143 | 22.225 | 118.8576 | 0.011791 | 176.1143
LCC-01 | 2030-10-01 | 10 | 2031 | 2030 | Fall | 182.6473 | 204.276 | 225.9048 | 248.1889 | 271.4631 |  | 7274.546 | 7109.1722 | 6985.0185 | 6890.9004 | 7039.087 |  | 271.4631 | 271.4631 | 271.4631 | 182.6473 | 23.2742 | 118.8576 | 0.011791 | 182.6473
LCC-01 | 2030-11-01 | 11 | 2031 | 2030 | Fall | 186.5611 | 209.1905 | 231.8198 | 255.1349 | 279.0376 |  | 7240.7063 | 7077.8947 | 6956.7175 | 6869.1416 | 7039.087 |  | 279.0376 | 279.0376 | 279.0376 | 186.5611 | 23.9027 | 118.8576 | 0.011791 | 186.5611
LCC-01 | 2030-12-01 | 12 | 2031 | 2030 | Winter | 192.9519 | 217.2151 | 241.4784 | 266.4769 | 291.4059 |  | 7346.2745 | 7166.9893 | 7027.3521 | 6915.6928 | 7044.1856 |  | 291.4059 | 291.4059 | 291.4059 | 192.9519 | 24.929 | 118.8576 | 0.011791 | 192.9519
LCC-01 | 2031-01-01 | 1 | 2031 | 2031 | Winter | 194.1567 | 218.728 | 243.2993 | 268.6151 | 293.7376 |  | 7336.1734 | 7157.2717 | 7018.1527 | 6907.6597 | 7044.1856 |  | 293.7376 | 293.7376 | 293.7376 | 194.1567 | 25.1225 | 118.8576 | 0.011791 | 194.1567
LCC-01 | 2031-02-01 | 2 | 2031 | 2031 | Winter | 193.3261 | 217.685 | 242.0439 | 267.1409 | 292.13 |  | 7343.1222 | 7163.9554 | 7024.4772 | 6913.1707 | 7044.1856 |  | 292.13 | 292.13 | 292.13 | 193.3261 | 24.9891 | 118.8576 | 0.011791 | 193.3261
LCC-01 | 2031-03-01 | 3 | 2031 | 2031 | Winter | 189.2102 | 212.5169 | 235.8235 | 259.8363 | 284.1645 |  | 7378.583 | 7198.1441 | 7057.0014 | 6942.2268 | 7044.1856 |  | 284.1645 | 284.1645 | 284.1645 | 189.2102 | 24.3281 | 118.8576 | 0.011791 | 189.2102
LCC-01 | 2031-04-01 | 4 | 2031 | 2031 | Spring | 182.3405 | 203.8908 | 225.4411 | 247.6444 | 270.8693 |  | 7277.2843 | 7111.7091 | 6987.3352 | 6892.7738 | 7039.087 |  | 270.8693 | 270.8693 | 270.8693 | 182.3405 | 23.2249 | 118.8576 | 0.011791 | 182.3405
LCC-01 | 2031-05-01 | 5 | 2031 | 2031 | Spring | 179.4744 | 200.2919 | 221.1094 | 242.5578 | 265.3224 |  | 7303.497 | 7136.0385 | 7009.6714 | 6911.3729 | 7039.087 |  | 265.3224 | 265.3224 | 265.3224 | 179.4744 | 22.7646 | 118.8576 | 0.011791 | 179.4744
LCC-01 | 2031-06-01 | 6 | 2031 | 2031 | Summer | 174.2435 | 193.7237 | 213.2039 | 233.2743 | 255.1989 |  | 7313.4468 | 7143.206 | 7005.3299 | 6891.0245 | 7084.3308 |  | 255.1989 | 255.1989 | 255.1989 | 174.2435 | 21.9245 | 118.8576 | 0.011791 | 174.2435
LCC-01 | 2031-07-01 | 7 | 2031 | 2031 | Summer | 173.4951 | 192.784 | 212.0729 | 231.9462 | 253.7506 |  | 7320.7984 | 7150.5934 | 7012.5927 | 6897.7078 | 7084.3308 |  | 253.7506 | 253.7506 | 253.7506 | 173.4951 | 21.8044 | 118.8576 | 0.011791 | 173.4951
LCC-01 | 2031-08-01 | 8 | 2031 | 2031 | Summer | 173.4951 | 192.784 | 212.0729 | 231.9462 | 253.7506 |  | 7320.7984 | 7150.5934 | 7012.5927 | 6897.7078 | 7084.3308 |  | 253.7506 | 253.7506 | 253.7506 | 173.4951 | 21.8044 | 118.8576 | 0.011791 | 173.4951
LCC-01 | 2031-09-01 | 9 | 2031 | 2031 | Summer | 176.1143 | 196.0728 | 216.0313 | 236.5946 | 258.8196 |  | 7295.3623 | 7125.0575 | 6987.5532 | 6874.9042 | 7084.3308 |  | 258.8196 | 258.8196 | 258.8196 | 176.1143 | 22.225 | 118.8576 | 0.011791 | 176.1143
LCC-01 | 2031-10-01 | 10 | 2032 | 2031 | Fall | 182.6473 | 204.276 | 225.9048 | 248.1889 | 271.4631 |  | 7274.546 | 7109.1722 | 6985.0185 | 6890.9004 | 7039.087 |  | 271.4631 | 271.4631 | 271.4631 | 182.6473 | 23.2742 | 118.8576 | 0.011791 | 182.6473
LCC-01 | 2031-11-01 | 11 | 2032 | 2031 | Fall | 186.5611 | 209.1905 | 231.8198 | 255.1349 | 279.0376 |  | 7240.7063 | 7077.8947 | 6956.7175 | 6869.1416 | 7039.087 |  | 279.0376 | 279.0376 | 279.0376 | 186.5611 | 23.9027 | 118.8576 | 0.011791 | 186.5611
LCC-01 | 2031-12-01 | 12 | 2032 | 2031 | Winter | 192.9519 | 217.2151 | 241.4784 | 266.4769 | 291.4059 |  | 7346.2745 | 7166.9893 | 7027.3521 | 6915.6928 | 7044.1856 |  | 291.4059 | 291.4059 | 291.4059 | 192.9519 | 24.929 | 118.8576 | 0.011791 | 192.9519
LCC-01 | 2032-01-01 | 1 | 2032 | 2032 | Winter | 194.1567 | 218.728 | 243.2993 | 268.6151 | 293.7376 |  | 7336.1734 | 7157.2717 | 7018.1527 | 6907.6597 | 7044.1856 |  | 293.7376 | 293.7376 | 293.7376 | 194.1567 | 25.1225 | 118.8576 | 0.011791 | 194.1567
LCC-01 | 2032-02-01 | 2 | 2032 | 2032 | Winter | 193.3261 | 217.685 | 242.0439 | 267.1409 | 292.13 |  | 7343.1222 | 7163.9554 | 7024.4772 | 6913.1707 | 7044.1856 |  | 292.13 | 292.13 | 292.13 | 193.3261 | 24.9891 | 118.8576 | 0.011791 | 193.3261
LCC-01 | 2032-03-01 | 3 | 2032 | 2032 | Winter | 189.2102 | 212.5169 | 235.8235 | 259.8363 | 284.1645 |  | 7378.583 | 7198.1441 | 7057.0014 | 6942.2268 | 7044.1856 |  | 284.1645 | 284.1645 | 284.1645 | 189.2102 | 24.3281 | 118.8576 | 0.011791 | 189.2102
LCC-01 | 2032-04-01 | 4 | 2032 | 2032 | Spring | 182.3405 | 203.8908 | 225.4411 | 247.6444 | 270.8693 |  | 7277.2843 | 7111.7091 | 6987.3352 | 6892.7738 | 7039.087 |  | 270.8693 | 270.8693 | 270.8693 | 182.3405 | 23.2249 | 118.8576 | 0.011791 | 182.3405
LCC-01 | 2032-05-01 | 5 | 2032 | 2032 | Spring | 179.4744 | 200.2919 | 221.1094 | 242.5578 | 265.3224 |  | 7303.497 | 7136.0385 | 7009.6714 | 6911.3729 | 7039.087 |  | 265.3224 | 265.3224 | 265.3224 | 179.4744 | 22.7646 | 118.8576 | 0.011791 | 179.4744
LCC-01 | 2032-06-01 | 6 | 2032 | 2032 | Summer | 174.2435 | 193.7237 | 213.2039 | 233.2743 | 255.1989 |  | 7313.4468 | 7143.206 | 7005.3299 | 6891.0245 | 7084.3308 |  | 255.1989 | 255.1989 | 255.1989 | 174.2435 | 21.9245 | 118.8576 | 0.011791 | 174.2435
LCC-01 | 2032-07-01 | 7 | 2032 | 2032 | Summer | 173.4951 | 192.784 | 212.0729 | 231.9462 | 253.7506 |  | 7320.7984 | 7150.5934 | 7012.5927 | 6897.7078 | 7084.3308 |  | 253.7506 | 253.7506 | 253.7506 | 173.4951 | 21.8044 | 118.8576 | 0.011791 | 173.4951
LCC-01 | 2032-08-01 | 8 | 2032 | 2032 | Summer | 173.4951 | 192.784 | 212.0729 | 231.9462 | 253.7506 |  | 7320.7984 | 7150.5934 | 7012.5927 | 6897.7078 | 7084.3308 |  | 253.7506 | 253.7506 | 253.7506 | 173.4951 | 21.8044 | 118.8576 | 0.011791 | 173.4951
LCC-01 | 2032-09-01 | 9 | 2032 | 2032 | Summer | 176.1143 | 196.0728 | 216.0313 | 236.5946 | 258.8196 |  | 7295.3623 | 7125.0575 | 6987.5532 | 6874.9042 | 7084.3308 |  | 258.8196 | 258.8196 | 258.8196 | 176.1143 | 22.225 | 118.8576 | 0.011791 | 176.1143
LCC-01 | 2032-10-01 | 10 | 2033 | 2032 | Fall | 182.6473 | 204.276 | 225.9048 | 248.1889 | 271.4631 |  | 7274.546 | 7109.1722 | 6985.0185 | 6890.9004 | 7039.087 |  | 271.4631 | 271.4631 | 271.4631 | 182.6473 | 23.2742 | 118.8576 | 0.011791 | 182.6473
LCC-01 | 2032-11-01 | 11 | 2033 | 2032 | Fall | 186.5611 | 209.1905 | 231.8198 | 255.1349 | 279.0376 |  | 7240.7063 | 7077.8947 | 6956.7175 | 6869.1416 | 7039.087 |  | 279.0376 | 279.0376 | 279.0376 | 186.5611 | 23.9027 | 118.8576 | 0.011791 | 186.5611
LCC-01 | 2032-12-01 | 12 | 2033 | 2032 | Winter | 192.9519 | 217.2151 | 241.4784 | 266.4769 | 291.4059 |  | 7346.2745 | 7166.9893 | 7027.3521 | 6915.6928 | 7044.1856 |  | 291.4059 | 291.4059 | 291.4059 | 192.9519 | 24.929 | 118.8576 | 0.011791 | 192.9519
LCC-01 | 2033-01-01 | 1 | 2033 | 2033 | Winter | 194.1567 | 218.728 | 243.2993 | 268.6151 | 293.7376 |  | 7336.1734 | 7157.2717 | 7018.1527 | 6907.6597 | 7044.1856 |  | 293.7376 | 293.7376 | 293.7376 | 194.1567 | 25.1225 | 118.8576 | 0.011791 | 194.1567
LCC-01 | 2033-02-01 | 2 | 2033 | 2033 | Winter | 193.3261 | 217.685 | 242.0439 | 267.1409 | 292.13 |  | 7343.1222 | 7163.9554 | 7024.4772 | 6913.1707 | 7044.1856 |  | 292.13 | 292.13 | 292.13 | 193.3261 | 24.9891 | 118.8576 | 0.011791 | 193.3261
LCC-01 | 2033-03-01 | 3 | 2033 | 2033 | Winter | 189.2102 | 212.5169 | 235.8235 | 259.8363 | 284.1645 |  | 7378.583 | 7198.1441 | 7057.0014 | 6942.2268 | 7044.1856 |  | 284.1645 | 284.1645 | 284.1645 | 189.2102 | 24.3281 | 118.8576 | 0.011791 | 189.2102
LCC-01 | 2033-04-01 | 4 | 2033 | 2033 | Spring | 182.3405 | 203.8908 | 225.4411 | 247.6444 | 270.8693 |  | 7277.2843 | 7111.7091 | 6987.3352 | 6892.7738 | 7039.087 |  | 270.8693 | 270.8693 | 270.8693 | 182.3405 | 23.2249 | 118.8576 | 0.011791 | 182.3405
LCC-01 | 2033-05-01 | 5 | 2033 | 2033 | Spring | 179.4744 | 200.2919 | 221.1094 | 242.5578 | 265.3224 |  | 7303.497 | 7136.0385 | 7009.6714 | 6911.3729 | 7039.087 |  | 265.3224 | 265.3224 | 265.3224 | 179.4744 | 22.7646 | 118.8576 | 0.011791 | 179.4744
LCC-01 | 2033-06-01 | 6 | 2033 | 2033 | Summer | 174.2435 | 193.7237 | 213.2039 | 233.2743 | 255.1989 |  | 7313.4468 | 7143.206 | 7005.3299 | 6891.0245 | 7084.3308 |  | 255.1989 | 255.1989 | 255.1989 | 174.2435 | 21.9245 | 118.8576 | 0.011791 | 174.2435
LCC-01 | 2033-07-01 | 7 | 2033 | 2033 | Summer | 173.4951 | 192.784 | 212.0729 | 231.9462 | 253.7506 |  | 7320.7984 | 7150.5934 | 7012.5927 | 6897.7078 | 7084.3308 |  | 253.7506 | 253.7506 | 253.7506 | 173.4951 | 21.8044 | 118.8576 | 0.011791 | 173.4951
LCC-01 | 2033-08-01 | 8 | 2033 | 2033 | Summer | 173.4951 | 192.784 | 212.0729 | 231.9462 | 253.7506 |  | 7320.7984 | 7150.5934 | 7012.5927 | 6897.7078 | 7084.3308 |  | 253.7506 | 253.7506 | 253.7506 | 173.4951 | 21.8044 | 118.8576 | 0.011791 | 173.4951
LCC-01 | 2033-09-01 | 9 | 2033 | 2033 | Summer | 176.1143 | 196.0728 | 216.0313 | 236.5946 | 258.8196 |  | 7295.3623 | 7125.0575 | 6987.5532 | 6874.9042 | 7084.3308 |  | 258.8196 | 258.8196 | 258.8196 | 176.1143 | 22.225 | 118.8576 | 0.011791 | 176.1143
LCC-01 | 2033-10-01 | 10 | 2034 | 2033 | Fall | 182.6473 | 204.276 | 225.9048 | 248.1889 | 271.4631 |  | 7274.546 | 7109.1722 | 6985.0185 | 6890.9004 | 7039.087 |  | 271.4631 | 271.4631 | 271.4631 | 182.6473 | 23.2742 | 118.8576 | 0.011791 | 182.6473
LCC-01 | 2033-11-01 | 11 | 2034 | 2033 | Fall | 186.5611 | 209.1905 | 231.8198 | 255.1349 | 279.0376 |  | 7240.7063 | 7077.8947 | 6956.7175 | 6869.1416 | 7039.087 |  | 279.0376 | 279.0376 | 279.0376 | 186.5611 | 23.9027 | 118.8576 | 0.011791 | 186.5611
LCC-01 | 2033-12-01 | 12 | 2034 | 2033 | Winter | 192.9519 | 217.2151 | 241.4784 | 266.4769 | 291.4059 |  | 7346.2745 | 7166.9893 | 7027.3521 | 6915.6928 | 7044.1856 |  | 291.4059 | 291.4059 | 291.4059 | 192.9519 | 24.929 | 118.8576 | 0.011791 | 192.9519
LCC-01 | 2034-01-01 | 1 | 2034 | 2034 | Winter | 194.1567 | 218.728 | 243.2993 | 268.6151 | 293.7376 |  | 7336.1734 | 7157.2717 | 7018.1527 | 6907.6597 | 7044.1856 |  | 293.7376 | 293.7376 | 293.7376 | 194.1567 | 25.1225 | 118.8576 | 0.011791 | 194.1567
LCC-01 | 2034-02-01 | 2 | 2034 | 2034 | Winter | 193.3261 | 217.685 | 242.0439 | 267.1409 | 292.13 |  | 7343.1222 | 7163.9554 | 7024.4772 | 6913.1707 | 7044.1856 |  | 292.13 | 292.13 | 292.13 | 193.3261 | 24.9891 | 118.8576 | 0.011791 | 193.3261
LCC-01 | 2034-03-01 | 3 | 2034 | 2034 | Winter | 189.2102 | 212.5169 | 235.8235 | 259.8363 | 284.1645 |  | 7378.583 | 7198.1441 | 7057.0014 | 6942.2268 | 7044.1856 |  | 284.1645 | 284.1645 | 284.1645 | 189.2102 | 24.3281 | 118.8576 | 0.011791 | 189.2102
LCC-01 | 2034-04-01 | 4 | 2034 | 2034 | Spring | 182.3405 | 203.8908 | 225.4411 | 247.6444 | 270.8693 |  | 7277.2843 | 7111.7091 | 6987.3352 | 6892.7738 | 7039.087 |  | 270.8693 | 270.8693 | 270.8693 | 182.3405 | 23.2249 | 118.8576 | 0.011791 | 182.3405
LCC-01 | 2034-05-01 | 5 | 2034 | 2034 | Spring | 179.4744 | 200.2919 | 221.1094 | 242.5578 | 265.3224 |  | 7303.497 | 7136.0385 | 7009.6714 | 6911.3729 | 7039.087 |  | 265.3224 | 265.3224 | 265.3224 | 179.4744 | 22.7646 | 118.8576 | 0.011791 | 179.4744
LCC-01 | 2034-06-01 | 6 | 2034 | 2034 | Summer | 174.2435 | 193.7237 | 213.2039 | 233.2743 | 255.1989 |  | 7313.4468 | 7143.206 | 7005.3299 | 6891.0245 | 7084.3308 |  | 255.1989 | 255.1989 | 255.1989 | 174.2435 | 21.9245 | 118.8576 | 0.011791 | 174.2435
LCC-01 | 2034-07-01 | 7 | 2034 | 2034 | Summer | 173.4951 | 192.784 | 212.0729 | 231.9462 | 253.7506 |  | 7320.7984 | 7150.5934 | 7012.5927 | 6897.7078 | 7084.3308 |  | 253.7506 | 253.7506 | 253.7506 | 173.4951 | 21.8044 | 118.8576 | 0.011791 | 173.4951
LCC-01 | 2034-08-01 | 8 | 2034 | 2034 | Summer | 173.4951 | 192.784 | 212.0729 | 231.9462 | 253.7506 |  | 7320.7984 | 7150.5934 | 7012.5927 | 6897.7078 | 7084.3308 |  | 253.7506 | 253.7506 | 253.7506 | 173.4951 | 21.8044 | 118.8576 | 0.011791 | 173.4951
LCC-01 | 2034-09-01 | 9 | 2034 | 2034 | Summer | 176.1143 | 196.0728 | 216.0313 | 236.5946 | 258.8196 |  | 7295.3623 | 7125.0575 | 6987.5532 | 6874.9042 | 7084.3308 |  | 258.8196 | 258.8196 | 258.8196 | 176.1143 | 22.225 | 118.8576 | 0.011791 | 176.1143
LCC-01 | 2034-10-01 | 10 | 2035 | 2034 | Fall | 182.6473 | 204.276 | 225.9048 | 248.1889 | 271.4631 |  | 7274.546 | 7109.1722 | 6985.0185 | 6890.9004 | 7039.087 |  | 271.4631 | 271.4631 | 271.4631 | 182.6473 | 23.2742 | 118.8576 | 0.011791 | 182.6473
LCC-01 | 2034-11-01 | 11 | 2035 | 2034 | Fall | 186.5611 | 209.1905 | 231.8198 | 255.1349 | 279.0376 |  | 7240.7063 | 7077.8947 | 6956.7175 | 6869.1416 | 7039.087 |  | 279.0376 | 279.0376 | 279.0376 | 186.5611 | 23.9027 | 118.8576 | 0.011791 | 186.5611
LCC-01 | 2034-12-01 | 12 | 2035 | 2034 | Winter | 192.9519 | 217.2151 | 241.4784 | 266.4769 | 291.4059 |  | 7346.2745 | 7166.9893 | 7027.3521 | 6915.6928 | 7044.1856 |  | 291.4059 | 291.4059 | 291.4059 | 192.9519 | 24.929 | 118.8576 | 0.011791 | 192.9519
LCC-01 | 2035-01-01 | 1 | 2035 | 2035 | Winter | 194.1567 | 218.728 | 243.2993 | 268.6151 | 293.7376 |  | 7336.1734 | 7157.2717 | 7018.1527 | 6907.6597 | 7044.1856 |  | 293.7376 | 293.7376 | 293.7376 | 194.1567 | 25.1225 | 118.8576 | 0.011791 | 194.1567
LCC-01 | 2035-02-01 | 2 | 2035 | 2035 | Winter | 193.3261 | 217.685 | 242.0439 | 267.1409 | 292.13 |  | 7343.1222 | 7163.9554 | 7024.4772 | 6913.1707 | 7044.1856 |  | 292.13 | 292.13 | 292.13 | 193.3261 | 24.9891 | 118.8576 | 0.011791 | 193.3261
LCC-01 | 2035-03-01 | 3 | 2035 | 2035 | Winter | 189.2102 | 212.5169 | 235.8235 | 259.8363 | 284.1645 |  | 7378.583 | 7198.1441 | 7057.0014 | 6942.2268 | 7044.1856 |  | 284.1645 | 284.1645 | 284.1645 | 189.2102 | 24.3281 | 118.8576 | 0.011791 | 189.2102
LCC-01 | 2035-04-01 | 4 | 2035 | 2035 | Spring | 182.3405 | 203.8908 | 225.4411 | 247.6444 | 270.8693 |  | 7277.2843 | 7111.7091 | 6987.3352 | 6892.7738 | 7039.087 |  | 270.8693 | 270.8693 | 270.8693 | 182.3405 | 23.2249 | 118.8576 | 0.011791 | 182.3405
LCC-01 | 2035-05-01 | 5 | 2035 | 2035 | Spring | 179.4744 | 200.2919 | 221.1094 | 242.5578 | 265.3224 |  | 7303.497 | 7136.0385 | 7009.6714 | 6911.3729 | 7039.087 |  | 265.3224 | 265.3224 | 265.3224 | 179.4744 | 22.7646 | 118.8576 | 0.011791 | 179.4744
LCC-01 | 2035-06-01 | 6 | 2035 | 2035 | Summer | 174.2435 | 193.7237 | 213.2039 | 233.2743 | 255.1989 |  | 7313.4468 | 7143.206 | 7005.3299 | 6891.0245 | 7084.3308 |  | 255.1989 | 255.1989 | 255.1989 | 174.2435 | 21.9245 | 118.8576 | 0.011791 | 174.2435
LCC-01 | 2035-07-01 | 7 | 2035 | 2035 | Summer | 173.4951 | 192.784 | 212.0729 | 231.9462 | 253.7506 |  | 7320.7984 | 7150.5934 | 7012.5927 | 6897.7078 | 7084.3308 |  | 253.7506 | 253.7506 | 253.7506 | 173.4951 | 21.8044 | 118.8576 | 0.011791 | 173.4951
LCC-01 | 2035-08-01 | 8 | 2035 | 2035 | Summer | 173.4951 | 192.784 | 212.0729 | 231.9462 | 253.7506 |  | 7320.7984 | 7150.5934 | 7012.5927 | 6897.7078 | 7084.3308 |  | 253.7506 | 253.7506 | 253.7506 | 173.4951 | 21.8044 | 118.8576 | 0.011791 | 173.4951
LCC-01 | 2035-09-01 | 9 | 2035 | 2035 | Summer | 176.1143 | 196.0728 | 216.0313 | 236.5946 | 258.8196 |  | 7295.3623 | 7125.0575 | 6987.5532 | 6874.9042 | 7084.3308 |  | 258.8196 | 258.8196 | 258.8196 | 176.1143 | 22.225 | 118.8576 | 0.011791 | 176.1143
LCC-01 | 2035-10-01 | 10 | 2036 | 2035 | Fall | 182.6473 | 204.276 | 225.9048 | 248.1889 | 271.4631 |  | 7274.546 | 7109.1722 | 6985.0185 | 6890.9004 | 7039.087 |  | 271.4631 | 271.4631 | 271.4631 | 182.6473 | 23.2742 | 118.8576 | 0.011791 | 182.6473
LCC-01 | 2035-11-01 | 11 | 2036 | 2035 | Fall | 186.5611 | 209.1905 | 231.8198 | 255.1349 | 279.0376 |  | 7240.7063 | 7077.8947 | 6956.7175 | 6869.1416 | 7039.087 |  | 279.0376 | 279.0376 | 279.0376 | 186.5611 | 23.9027 | 118.8576 | 0.011791 | 186.5611
LCC-01 | 2035-12-01 | 12 | 2036 | 2035 | Winter | 192.9519 | 217.2151 | 241.4784 | 266.4769 | 291.4059 |  | 7346.2745 | 7166.9893 | 7027.3521 | 6915.6928 | 7044.1856 |  | 291.4059 | 291.4059 | 291.4059 | 192.9519 | 24.929 | 118.8576 | 0.011791 | 192.9519
LCC-01 | 2036-01-01 | 1 | 2036 | 2036 | Winter | 194.1567 | 218.728 | 243.2993 | 268.6151 | 293.7376 |  | 7336.1734 | 7157.2717 | 7018.1527 | 6907.6597 | 7044.1856 |  | 293.7376 | 293.7376 | 293.7376 | 194.1567 | 25.1225 | 118.8576 | 0.011791 | 194.1567
LCC-01 | 2036-02-01 | 2 | 2036 | 2036 | Winter | 193.3261 | 217.685 | 242.0439 | 267.1409 | 292.13 |  | 7343.1222 | 7163.9554 | 7024.4772 | 6913.1707 | 7044.1856 |  | 292.13 | 292.13 | 292.13 | 193.3261 | 24.9891 | 118.8576 | 0.011791 | 193.3261
LCC-01 | 2036-03-01 | 3 | 2036 | 2036 | Winter | 189.2102 | 212.5169 | 235.8235 | 259.8363 | 284.1645 |  | 7378.583 | 7198.1441 | 7057.0014 | 6942.2268 | 7044.1856 |  | 284.1645 | 284.1645 | 284.1645 | 189.2102 | 24.3281 | 118.8576 | 0.011791 | 189.2102
LCC-01 | 2036-04-01 | 4 | 2036 | 2036 | Spring | 182.3405 | 203.8908 | 225.4411 | 247.6444 | 270.8693 |  | 7277.2843 | 7111.7091 | 6987.3352 | 6892.7738 | 7039.087 |  | 270.8693 | 270.8693 | 270.8693 | 182.3405 | 23.2249 | 118.8576 | 0.011791 | 182.3405
LCC-01 | 2036-05-01 | 5 | 2036 | 2036 | Spring | 179.4744 | 200.2919 | 221.1094 | 242.5578 | 265.3224 |  | 7303.497 | 7136.0385 | 7009.6714 | 6911.3729 | 7039.087 |  | 265.3224 | 265.3224 | 265.3224 | 179.4744 | 22.7646 | 118.8576 | 0.011791 | 179.4744
LCC-01 | 2036-06-01 | 6 | 2036 | 2036 | Summer | 174.2435 | 193.7237 | 213.2039 | 233.2743 | 255.1989 |  | 7313.4468 | 7143.206 | 7005.3299 | 6891.0245 | 7084.3308 |  | 255.1989 | 255.1989 | 255.1989 | 174.2435 | 21.9245 | 118.8576 | 0.011791 | 174.2435
LCC-01 | 2036-07-01 | 7 | 2036 | 2036 | Summer | 173.4951 | 192.784 | 212.0729 | 231.9462 | 253.7506 |  | 7320.7984 | 7150.5934 | 7012.5927 | 6897.7078 | 7084.3308 |  | 253.7506 | 253.7506 | 253.7506 | 173.4951 | 21.8044 | 118.8576 | 0.011791 | 173.4951
LCC-01 | 2036-08-01 | 8 | 2036 | 2036 | Summer | 173.4951 | 192.784 | 212.0729 | 231.9462 | 253.7506 |  | 7320.7984 | 7150.5934 | 7012.5927 | 6897.7078 | 7084.3308 |  | 253.7506 | 253.7506 | 253.7506 | 173.4951 | 21.8044 | 118.8576 | 0.011791 | 173.4951
LCC-01 | 2036-09-01 | 9 | 2036 | 2036 | Summer | 176.1143 | 196.0728 | 216.0313 | 236.5946 | 258.8196 |  | 7295.3623 | 7125.0575 | 6987.5532 | 6874.9042 | 7084.3308 |  | 258.8196 | 258.8196 | 258.8196 | 176.1143 | 22.225 | 118.8576 | 0.011791 | 176.1143
LCC-01 | 2036-10-01 | 10 | 2037 | 2036 | Fall | 182.6473 | 204.276 | 225.9048 | 248.1889 | 271.4631 |  | 7274.546 | 7109.1722 | 6985.0185 | 6890.9004 | 7039.087 |  | 271.4631 | 271.4631 | 271.4631 | 182.6473 | 23.2742 | 118.8576 | 0.011791 | 182.6473
LCC-01 | 2036-11-01 | 11 | 2037 | 2036 | Fall | 186.5611 | 209.1905 | 231.8198 | 255.1349 | 279.0376 |  | 7240.7063 | 7077.8947 | 6956.7175 | 6869.1416 | 7039.087 |  | 279.0376 | 279.0376 | 279.0376 | 186.5611 | 23.9027 | 118.8576 | 0.011791 | 186.5611
LCC-01 | 2036-12-01 | 12 | 2037 | 2036 | Winter | 192.9519 | 217.2151 | 241.4784 | 266.4769 | 291.4059 |  | 7346.2745 | 7166.9893 | 7027.3521 | 6915.6928 | 7044.1856 |  | 291.4059 | 291.4059 | 291.4059 | 192.9519 | 24.929 | 118.8576 | 0.011791 | 192.9519
LCC-01 | 2037-01-01 | 1 | 2037 | 2037 | Winter | 194.1567 | 218.728 | 243.2993 | 268.6151 | 293.7376 |  | 7336.1734 | 7157.2717 | 7018.1527 | 6907.6597 | 7044.1856 |  | 293.7376 | 293.7376 | 293.7376 | 194.1567 | 25.1225 | 118.8576 | 0.011791 | 194.1567
LCC-01 | 2037-02-01 | 2 | 2037 | 2037 | Winter | 193.3261 | 217.685 | 242.0439 | 267.1409 | 292.13 |  | 7343.1222 | 7163.9554 | 7024.4772 | 6913.1707 | 7044.1856 |  | 292.13 | 292.13 | 292.13 | 193.3261 | 24.9891 | 118.8576 | 0.011791 | 193.3261
LCC-01 | 2037-03-01 | 3 | 2037 | 2037 | Winter | 189.2102 | 212.5169 | 235.8235 | 259.8363 | 284.1645 |  | 7378.583 | 7198.1441 | 7057.0014 | 6942.2268 | 7044.1856 |  | 284.1645 | 284.1645 | 284.1645 | 189.2102 | 24.3281 | 118.8576 | 0.011791 | 189.2102
LCC-01 | 2037-04-01 | 4 | 2037 | 2037 | Spring | 182.3405 | 203.8908 | 225.4411 | 247.6444 | 270.8693 |  | 7277.2843 | 7111.7091 | 6987.3352 | 6892.7738 | 7039.087 |  | 270.8693 | 270.8693 | 270.8693 | 182.3405 | 23.2249 | 118.8576 | 0.011791 | 182.3405
LCC-01 | 2037-05-01 | 5 | 2037 | 2037 | Spring | 179.4744 | 200.2919 | 221.1094 | 242.5578 | 265.3224 |  | 7303.497 | 7136.0385 | 7009.6714 | 6911.3729 | 7039.087 |  | 265.3224 | 265.3224 | 265.3224 | 179.4744 | 22.7646 | 118.8576 | 0.011791 | 179.4744
LCC-01 | 2037-06-01 | 6 | 2037 | 2037 | Summer | 174.2435 | 193.7237 | 213.2039 | 233.2743 | 255.1989 |  | 7313.4468 | 7143.206 | 7005.3299 | 6891.0245 | 7084.3308 |  | 255.1989 | 255.1989 | 255.1989 | 174.2435 | 21.9245 | 118.8576 | 0.011791 | 174.2435
LCC-01 | 2037-07-01 | 7 | 2037 | 2037 | Summer | 173.4951 | 192.784 | 212.0729 | 231.9462 | 253.7506 |  | 7320.7984 | 7150.5934 | 7012.5927 | 6897.7078 | 7084.3308 |  | 253.7506 | 253.7506 | 253.7506 | 173.4951 | 21.8044 | 118.8576 | 0.011791 | 173.4951
LCC-01 | 2037-08-01 | 8 | 2037 | 2037 | Summer | 173.4951 | 192.784 | 212.0729 | 231.9462 | 253.7506 |  | 7320.7984 | 7150.5934 | 7012.5927 | 6897.7078 | 7084.3308 |  | 253.7506 | 253.7506 | 253.7506 | 173.4951 | 21.8044 | 118.8576 | 0.011791 | 173.4951
LCC-01 | 2037-09-01 | 9 | 2037 | 2037 | Summer | 176.1143 | 196.0728 | 216.0313 | 236.5946 | 258.8196 |  | 7295.3623 | 7125.0575 | 6987.5532 | 6874.9042 | 7084.3308 |  | 258.8196 | 258.8196 | 258.8196 | 176.1143 | 22.225 | 118.8576 | 0.011791 | 176.1143
LCC-01 | 2037-10-01 | 10 | 2038 | 2037 | Fall | 182.6473 | 204.276 | 225.9048 | 248.1889 | 271.4631 |  | 7274.546 | 7109.1722 | 6985.0185 | 6890.9004 | 7039.087 |  | 271.4631 | 271.4631 | 271.4631 | 182.6473 | 23.2742 | 118.8576 | 0.011791 | 182.6473
LCC-01 | 2037-11-01 | 11 | 2038 | 2037 | Fall | 186.5611 | 209.1905 | 231.8198 | 255.1349 | 279.0376 |  | 7240.7063 | 7077.8947 | 6956.7175 | 6869.1416 | 7039.087 |  | 279.0376 | 279.0376 | 279.0376 | 186.5611 | 23.9027 | 118.8576 | 0.011791 | 186.5611
LCC-01 | 2037-12-01 | 12 | 2038 | 2037 | Winter | 192.9519 | 217.2151 | 241.4784 | 266.4769 | 291.4059 |  | 7346.2745 | 7166.9893 | 7027.3521 | 6915.6928 | 7044.1856 |  | 291.4059 | 291.4059 | 291.4059 | 192.9519 | 24.929 | 118.8576 | 0.011791 | 192.9519
LCC-01 | 2038-01-01 | 1 | 2038 | 2038 | Winter | 194.1567 | 218.728 | 243.2993 | 268.6151 | 293.7376 |  | 7336.1734 | 7157.2717 | 7018.1527 | 6907.6597 | 7044.1856 |  | 293.7376 | 293.7376 | 293.7376 | 194.1567 | 25.1225 | 118.8576 | 0.011791 | 194.1567
LCC-01 | 2038-02-01 | 2 | 2038 | 2038 | Winter | 193.3261 | 217.685 | 242.0439 | 267.1409 | 292.13 |  | 7343.1222 | 7163.9554 | 7024.4772 | 6913.1707 | 7044.1856 |  | 292.13 | 292.13 | 292.13 | 193.3261 | 24.9891 | 118.8576 | 0.011791 | 193.3261
LCC-01 | 2038-03-01 | 3 | 2038 | 2038 | Winter | 189.2102 | 212.5169 | 235.8235 | 259.8363 | 284.1645 |  | 7378.583 | 7198.1441 | 7057.0014 | 6942.2268 | 7044.1856 |  | 284.1645 | 284.1645 | 284.1645 | 189.2102 | 24.3281 | 118.8576 | 0.011791 | 189.2102
LCC-01 | 2038-04-01 | 4 | 2038 | 2038 | Spring | 182.3405 | 203.8908 | 225.4411 | 247.6444 | 270.8693 |  | 7277.2843 | 7111.7091 | 6987.3352 | 6892.7738 | 7039.087 |  | 270.8693 | 270.8693 | 270.8693 | 182.3405 | 23.2249 | 118.8576 | 0.011791 | 182.3405
LCC-01 | 2038-05-01 | 5 | 2038 | 2038 | Spring | 179.4744 | 200.2919 | 221.1094 | 242.5578 | 265.3224 |  | 7303.497 | 7136.0385 | 7009.6714 | 6911.3729 | 7039.087 |  | 265.3224 | 265.3224 | 265.3224 | 179.4744 | 22.7646 | 118.8576 | 0.011791 | 179.4744
LCC-01 | 2038-06-01 | 6 | 2038 | 2038 | Summer | 174.2435 | 193.7237 | 213.2039 | 233.2743 | 255.1989 |  | 7313.4468 | 7143.206 | 7005.3299 | 6891.0245 | 7084.3308 |  | 255.1989 | 255.1989 | 255.1989 | 174.2435 | 21.9245 | 118.8576 | 0.011791 | 174.2435
LCC-01 | 2038-07-01 | 7 | 2038 | 2038 | Summer | 173.4951 | 192.784 | 212.0729 | 231.9462 | 253.7506 |  | 7320.7984 | 7150.5934 | 7012.5927 | 6897.7078 | 7084.3308 |  | 253.7506 | 253.7506 | 253.7506 | 173.4951 | 21.8044 | 118.8576 | 0.011791 | 173.4951
LCC-01 | 2038-08-01 | 8 | 2038 | 2038 | Summer | 173.4951 | 192.784 | 212.0729 | 231.9462 | 253.7506 |  | 7320.7984 | 7150.5934 | 7012.5927 | 6897.7078 | 7084.3308 |  | 253.7506 | 253.7506 | 253.7506 | 173.4951 | 21.8044 | 118.8576 | 0.011791 | 173.4951
LCC-01 | 2038-09-01 | 9 | 2038 | 2038 | Summer | 176.1143 | 196.0728 | 216.0313 | 236.5946 | 258.8196 |  | 7295.3623 | 7125.0575 | 6987.5532 | 6874.9042 | 7084.3308 |  | 258.8196 | 258.8196 | 258.8196 | 176.1143 | 22.225 | 118.8576 | 0.011791 | 176.1143
LCC-01 | 2038-10-01 | 10 | 2039 | 2038 | Fall | 182.6473 | 204.276 | 225.9048 | 248.1889 | 271.4631 |  | 7274.546 | 7109.1722 | 6985.0185 | 6890.9004 | 7039.087 |  | 271.4631 | 271.4631 | 271.4631 | 182.6473 | 23.2742 | 118.8576 | 0.011791 | 182.6473
LCC-01 | 2038-11-01 | 11 | 2039 | 2038 | Fall | 186.5611 | 209.1905 | 231.8198 | 255.1349 | 279.0376 |  | 7240.7063 | 7077.8947 | 6956.7175 | 6869.1416 | 7039.087 |  | 279.0376 | 279.0376 | 279.0376 | 186.5611 | 23.9027 | 118.8576 | 0.011791 | 186.5611
LCC-01 | 2038-12-01 | 12 | 2039 | 2038 | Winter | 192.9519 | 217.2151 | 241.4784 | 266.4769 | 291.4059 |  | 7346.2745 | 7166.9893 | 7027.3521 | 6915.6928 | 7044.1856 |  | 291.4059 | 291.4059 | 291.4059 | 192.9519 | 24.929 | 118.8576 | 0.011791 | 192.9519
LCC-01 | 2039-01-01 | 1 | 2039 | 2039 | Winter | 194.1567 | 218.728 | 243.2993 | 268.6151 | 293.7376 |  | 7336.1734 | 7157.2717 | 7018.1527 | 6907.6597 | 7044.1856 |  | 293.7376 | 293.7376 | 293.7376 | 194.1567 | 25.1225 | 118.8576 | 0.011791 | 194.1567
LCC-01 | 2039-02-01 | 2 | 2039 | 2039 | Winter | 193.3261 | 217.685 | 242.0439 | 267.1409 | 292.13 |  | 7343.1222 | 7163.9554 | 7024.4772 | 6913.1707 | 7044.1856 |  | 292.13 | 292.13 | 292.13 | 193.3261 | 24.9891 | 118.8576 | 0.011791 | 193.3261
LCC-01 | 2039-03-01 | 3 | 2039 | 2039 | Winter | 189.2102 | 212.5169 | 235.8235 | 259.8363 | 284.1645 |  | 7378.583 | 7198.1441 | 7057.0014 | 6942.2268 | 7044.1856 |  | 284.1645 | 284.1645 | 284.1645 | 189.2102 | 24.3281 | 118.8576 | 0.011791 | 189.2102
LCC-01 | 2039-04-01 | 4 | 2039 | 2039 | Spring | 182.3405 | 203.8908 | 225.4411 | 247.6444 | 270.8693 |  | 7277.2843 | 7111.7091 | 6987.3352 | 6892.7738 | 7039.087 |  | 270.8693 | 270.8693 | 270.8693 | 182.3405 | 23.2249 | 118.8576 | 0.011791 | 182.3405
LCC-01 | 2039-05-01 | 5 | 2039 | 2039 | Spring | 179.4744 | 200.2919 | 221.1094 | 242.5578 | 265.3224 |  | 7303.497 | 7136.0385 | 7009.6714 | 6911.3729 | 7039.087 |  | 265.3224 | 265.3224 | 265.3224 | 179.4744 | 22.7646 | 118.8576 | 0.011791 | 179.4744
LCC-01 | 2039-06-01 | 6 | 2039 | 2039 | Summer | 174.2435 | 193.7237 | 213.2039 | 233.2743 | 255.1989 |  | 7313.4468 | 7143.206 | 7005.3299 | 6891.0245 | 7084.3308 |  | 255.1989 | 255.1989 | 255.1989 | 174.2435 | 21.9245 | 118.8576 | 0.011791 | 174.2435
LCC-01 | 2039-07-01 | 7 | 2039 | 2039 | Summer | 173.4951 | 192.784 | 212.0729 | 231.9462 | 253.7506 |  | 7320.7984 | 7150.5934 | 7012.5927 | 6897.7078 | 7084.3308 |  | 253.7506 | 253.7506 | 253.7506 | 173.4951 | 21.8044 | 118.8576 | 0.011791 | 173.4951
LCC-01 | 2039-08-01 | 8 | 2039 | 2039 | Summer | 173.4951 | 192.784 | 212.0729 | 231.9462 | 253.7506 |  | 7320.7984 | 7150.5934 | 7012.5927 | 6897.7078 | 7084.3308 |  | 253.7506 | 253.7506 | 253.7506 | 173.4951 | 21.8044 | 118.8576 | 0.011791 | 173.4951
LCC-01 | 2039-09-01 | 9 | 2039 | 2039 | Summer | 176.1143 | 196.0728 | 216.0313 | 236.5946 | 258.8196 |  | 7295.3623 | 7125.0575 | 6987.5532 | 6874.9042 | 7084.3308 |  | 258.8196 | 258.8196 | 258.8196 | 176.1143 | 22.225 | 118.8576 | 0.011791 | 176.1143
LCC-01 | 2039-10-01 | 10 | 2040 | 2039 | Fall | 182.6473 | 204.276 | 225.9048 | 248.1889 | 271.4631 |  | 7274.546 | 7109.1722 | 6985.0185 | 6890.9004 | 7039.087 |  | 271.4631 | 271.4631 | 271.4631 | 182.6473 | 23.2742 | 118.8576 | 0.011791 | 182.6473
LCC-01 | 2039-11-01 | 11 | 2040 | 2039 | Fall | 186.5611 | 209.1905 | 231.8198 | 255.1349 | 279.0376 |  | 7240.7063 | 7077.8947 | 6956.7175 | 6869.1416 | 7039.087 |  | 279.0376 | 279.0376 | 279.0376 | 186.5611 | 23.9027 | 118.8576 | 0.011791 | 186.5611
LCC-01 | 2039-12-01 | 12 | 2040 | 2039 | Winter | 192.9519 | 217.2151 | 241.4784 | 266.4769 | 291.4059 |  | 7346.2745 | 7166.9893 | 7027.3521 | 6915.6928 | 7044.1856 |  | 291.4059 | 291.4059 | 291.4059 | 192.9519 | 24.929 | 118.8576 | 0.011791 | 192.9519
LCC-01 | 2040-01-01 | 1 | 2040 | 2040 | Winter | 194.1567 | 218.728 | 243.2993 | 268.6151 | 293.7376 |  | 7336.1734 | 7157.2717 | 7018.1527 | 6907.6597 | 7044.1856 |  | 293.7376 | 293.7376 | 293.7376 | 194.1567 | 25.1225 | 118.8576 | 0.011791 | 194.1567
LCC-01 | 2040-02-01 | 2 | 2040 | 2040 | Winter | 193.3261 | 217.685 | 242.0439 | 267.1409 | 292.13 |  | 7343.1222 | 7163.9554 | 7024.4772 | 6913.1707 | 7044.1856 |  | 292.13 | 292.13 | 292.13 | 193.3261 | 24.9891 | 118.8576 | 0.011791 | 193.3261
LCC-01 | 2040-03-01 | 3 | 2040 | 2040 | Winter | 189.2102 | 212.5169 | 235.8235 | 259.8363 | 284.1645 |  | 7378.583 | 7198.1441 | 7057.0014 | 6942.2268 | 7044.1856 |  | 284.1645 | 284.1645 | 284.1645 | 189.2102 | 24.3281 | 118.8576 | 0.011791 | 189.2102
LCC-01 | 2040-04-01 | 4 | 2040 | 2040 | Spring | 182.3405 | 203.8908 | 225.4411 | 247.6444 | 270.8693 |  | 7277.2843 | 7111.7091 | 6987.3352 | 6892.7738 | 7039.087 |  | 270.8693 | 270.8693 | 270.8693 | 182.3405 | 23.2249 | 118.8576 | 0.011791 | 182.3405
LCC-01 | 2040-05-01 | 5 | 2040 | 2040 | Spring | 179.4744 | 200.2919 | 221.1094 | 242.5578 | 265.3224 |  | 7303.497 | 7136.0385 | 7009.6714 | 6911.3729 | 7039.087 |  | 265.3224 | 265.3224 | 265.3224 | 179.4744 | 22.7646 | 118.8576 | 0.011791 | 179.4744
LCC-01 | 2040-06-01 | 6 | 2040 | 2040 | Summer | 174.2435 | 193.7237 | 213.2039 | 233.2743 | 255.1989 |  | 7313.4468 | 7143.206 | 7005.3299 | 6891.0245 | 7084.3308 |  | 255.1989 | 255.1989 | 255.1989 | 174.2435 | 21.9245 | 118.8576 | 0.011791 | 174.2435
LCC-01 | 2040-07-01 | 7 | 2040 | 2040 | Summer | 173.4951 | 192.784 | 212.0729 | 231.9462 | 253.7506 |  | 7320.7984 | 7150.5934 | 7012.5927 | 6897.7078 | 7084.3308 |  | 253.7506 | 253.7506 | 253.7506 | 173.4951 | 21.8044 | 118.8576 | 0.011791 | 173.4951
LCC-01 | 2040-08-01 | 8 | 2040 | 2040 | Summer | 173.4951 | 192.784 | 212.0729 | 231.9462 | 253.7506 |  | 7320.7984 | 7150.5934 | 7012.5927 | 6897.7078 | 7084.3308 |  | 253.7506 | 253.7506 | 253.7506 | 173.4951 | 21.8044 | 118.8576 | 0.011791 | 173.4951
LCC-01 | 2040-09-01 | 9 | 2040 | 2040 | Summer | 176.1143 | 196.0728 | 216.0313 | 236.5946 | 258.8196 |  | 7295.3623 | 7125.0575 | 6987.5532 | 6874.9042 | 7084.3308 |  | 258.8196 | 258.8196 | 258.8196 | 176.1143 | 22.225 | 118.8576 | 0.011791 | 176.1143
LCC-01 | 2040-10-01 | 10 | 2041 | 2040 | Fall | 182.6473 | 204.276 | 225.9048 | 248.1889 | 271.4631 |  | 7274.546 | 7109.1722 | 6985.0185 | 6890.9004 | 7039.087 |  | 271.4631 | 271.4631 | 271.4631 | 182.6473 | 23.2742 | 118.8576 | 0.011791 | 182.6473
LCC-01 | 2040-11-01 | 11 | 2041 | 2040 | Fall | 186.5611 | 209.1905 | 231.8198 | 255.1349 | 279.0376 |  | 7240.7063 | 7077.8947 | 6956.7175 | 6869.1416 | 7039.087 |  | 279.0376 | 279.0376 | 279.0376 | 186.5611 | 23.9027 | 118.8576 | 0.011791 | 186.5611
LCC-01 | 2040-12-01 | 12 | 2041 | 2040 | Winter | 192.9519 | 217.2151 | 241.4784 | 266.4769 | 291.4059 |  | 7346.2745 | 7166.9893 | 7027.3521 | 6915.6928 | 7044.1856 |  | 291.4059 | 291.4059 | 291.4059 | 192.9519 | 24.929 | 118.8576 | 0.011791 | 192.9519
LCC-01 | 2041-01-01 | 1 | 2041 | 2041 | Winter | 194.1567 | 218.728 | 243.2993 | 268.6151 | 293.7376 |  | 7336.1734 | 7157.2717 | 7018.1527 | 6907.6597 | 7044.1856 |  | 293.7376 | 293.7376 | 293.7376 | 194.1567 | 25.1225 | 118.8576 | 0.011791 | 194.1567
LCC-01 | 2041-02-01 | 2 | 2041 | 2041 | Winter | 193.3261 | 217.685 | 242.0439 | 267.1409 | 292.13 |  | 7343.1222 | 7163.9554 | 7024.4772 | 6913.1707 | 7044.1856 |  | 292.13 | 292.13 | 292.13 | 193.3261 | 24.9891 | 118.8576 | 0.011791 | 193.3261
LCC-01 | 2041-03-01 | 3 | 2041 | 2041 | Winter | 189.2102 | 212.5169 | 235.8235 | 259.8363 | 284.1645 |  | 7378.583 | 7198.1441 | 7057.0014 | 6942.2268 | 7044.1856 |  | 284.1645 | 284.1645 | 284.1645 | 189.2102 | 24.3281 | 118.8576 | 0.011791 | 189.2102
LCC-01 | 2041-04-01 | 4 | 2041 | 2041 | Spring | 182.3405 | 203.8908 | 225.4411 | 247.6444 | 270.8693 |  | 7277.2843 | 7111.7091 | 6987.3352 | 6892.7738 | 7039.087 |  | 270.8693 | 270.8693 | 270.8693 | 182.3405 | 23.2249 | 118.8576 | 0.011791 | 182.3405
LCC-01 | 2041-05-01 | 5 | 2041 | 2041 | Spring | 179.4744 | 200.2919 | 221.1094 | 242.5578 | 265.3224 |  | 7303.497 | 7136.0385 | 7009.6714 | 6911.3729 | 7039.087 |  | 265.3224 | 265.3224 | 265.3224 | 179.4744 | 22.7646 | 118.8576 | 0.011791 | 179.4744
LCC-01 | 2041-06-01 | 6 | 2041 | 2041 | Summer | 174.2435 | 193.7237 | 213.2039 | 233.2743 | 255.1989 |  | 7313.4468 | 7143.206 | 7005.3299 | 6891.0245 | 7084.3308 |  | 255.1989 | 255.1989 | 255.1989 | 174.2435 | 21.9245 | 118.8576 | 0.011791 | 174.2435
LCC-01 | 2041-07-01 | 7 | 2041 | 2041 | Summer | 173.4951 | 192.784 | 212.0729 | 231.9462 | 253.7506 |  | 7320.7984 | 7150.5934 | 7012.5927 | 6897.7078 | 7084.3308 |  | 253.7506 | 253.7506 | 253.7506 | 173.4951 | 21.8044 | 118.8576 | 0.011791 | 173.4951
LCC-01 | 2041-08-01 | 8 | 2041 | 2041 | Summer | 173.4951 | 192.784 | 212.0729 | 231.9462 | 253.7506 |  | 7320.7984 | 7150.5934 | 7012.5927 | 6897.7078 | 7084.3308 |  | 253.7506 | 253.7506 | 253.7506 | 173.4951 | 21.8044 | 118.8576 | 0.011791 | 173.4951
LCC-01 | 2041-09-01 | 9 | 2041 | 2041 | Summer | 176.1143 | 196.0728 | 216.0313 | 236.5946 | 258.8196 |  | 7295.3623 | 7125.0575 | 6987.5532 | 6874.9042 | 7084.3308 |  | 258.8196 | 258.8196 | 258.8196 | 176.1143 | 22.225 | 118.8576 | 0.011791 | 176.1143
LCC-01 | 2041-10-01 | 10 | 2042 | 2041 | Fall | 182.6473 | 204.276 | 225.9048 | 248.1889 | 271.4631 |  | 7274.546 | 7109.1722 | 6985.0185 | 6890.9004 | 7039.087 |  | 271.4631 | 271.4631 | 271.4631 | 182.6473 | 23.2742 | 118.8576 | 0.011791 | 182.6473
LCC-01 | 2041-11-01 | 11 | 2042 | 2041 | Fall | 186.5611 | 209.1905 | 231.8198 | 255.1349 | 279.0376 |  | 7240.7063 | 7077.8947 | 6956.7175 | 6869.1416 | 7039.087 |  | 279.0376 | 279.0376 | 279.0376 | 186.5611 | 23.9027 | 118.8576 | 0.011791 | 186.5611
LCC-01 | 2041-12-01 | 12 | 2042 | 2041 | Winter | 192.9519 | 217.2151 | 241.4784 | 266.4769 | 291.4059 |  | 7346.2745 | 7166.9893 | 7027.3521 | 6915.6928 | 7044.1856 |  | 291.4059 | 291.4059 | 291.4059 | 192.9519 | 24.929 | 118.8576 | 0.011791 | 192.9519
LCC-01 | 2042-01-01 | 1 | 2042 | 2042 | Winter | 194.1567 | 218.728 | 243.2993 | 268.6151 | 293.7376 |  | 7336.1734 | 7157.2717 | 7018.1527 | 6907.6597 | 7044.1856 |  | 293.7376 | 293.7376 | 293.7376 | 194.1567 | 25.1225 | 118.8576 | 0.011791 | 194.1567
LCC-01 | 2042-02-01 | 2 | 2042 | 2042 | Winter | 193.3261 | 217.685 | 242.0439 | 267.1409 | 292.13 |  | 7343.1222 | 7163.9554 | 7024.4772 | 6913.1707 | 7044.1856 |  | 292.13 | 292.13 | 292.13 | 193.3261 | 24.9891 | 118.8576 | 0.011791 | 193.3261
LCC-01 | 2042-03-01 | 3 | 2042 | 2042 | Winter | 189.2102 | 212.5169 | 235.8235 | 259.8363 | 284.1645 |  | 7378.583 | 7198.1441 | 7057.0014 | 6942.2268 | 7044.1856 |  | 284.1645 | 284.1645 | 284.1645 | 189.2102 | 24.3281 | 118.8576 | 0.011791 | 189.2102
LCC-01 | 2042-04-01 | 4 | 2042 | 2042 | Spring | 182.3405 | 203.8908 | 225.4411 | 247.6444 | 270.8693 |  | 7277.2843 | 7111.7091 | 6987.3352 | 6892.7738 | 7039.087 |  | 270.8693 | 270.8693 | 270.8693 | 182.3405 | 23.2249 | 118.8576 | 0.011791 | 182.3405
LCC-01 | 2042-05-01 | 5 | 2042 | 2042 | Spring | 179.4744 | 200.2919 | 221.1094 | 242.5578 | 265.3224 |  | 7303.497 | 7136.0385 | 7009.6714 | 6911.3729 | 7039.087 |  | 265.3224 | 265.3224 | 265.3224 | 179.4744 | 22.7646 | 118.8576 | 0.011791 | 179.4744
LCC-01 | 2042-06-01 | 6 | 2042 | 2042 | Summer | 174.2435 | 193.7237 | 213.2039 | 233.2743 | 255.1989 |  | 7313.4468 | 7143.206 | 7005.3299 | 6891.0245 | 7084.3308 |  | 255.1989 | 255.1989 | 255.1989 | 174.2435 | 21.9245 | 118.8576 | 0.011791 | 174.2435
LCC-01 | 2042-07-01 | 7 | 2042 | 2042 | Summer | 173.4951 | 192.784 | 212.0729 | 231.9462 | 253.7506 |  | 7320.7984 | 7150.5934 | 7012.5927 | 6897.7078 | 7084.3308 |  | 253.7506 | 253.7506 | 253.7506 | 173.4951 | 21.8044 | 118.8576 | 0.011791 | 173.4951
LCC-01 | 2042-08-01 | 8 | 2042 | 2042 | Summer | 173.4951 | 192.784 | 212.0729 | 231.9462 | 253.7506 |  | 7320.7984 | 7150.5934 | 7012.5927 | 6897.7078 | 7084.3308 |  | 253.7506 | 253.7506 | 253.7506 | 173.4951 | 21.8044 | 118.8576 | 0.011791 | 173.4951
LCC-01 | 2042-09-01 | 9 | 2042 | 2042 | Summer | 176.1143 | 196.0728 | 216.0313 | 236.5946 | 258.8196 |  | 7295.3623 | 7125.0575 | 6987.5532 | 6874.9042 | 7084.3308 |  | 258.8196 | 258.8196 | 258.8196 | 176.1143 | 22.225 | 118.8576 | 0.011791 | 176.1143
LCC-01 | 2042-10-01 | 10 | 2043 | 2042 | Fall | 182.6473 | 204.276 | 225.9048 | 248.1889 | 271.4631 |  | 7274.546 | 7109.1722 | 6985.0185 | 6890.9004 | 7039.087 |  | 271.4631 | 271.4631 | 271.4631 | 182.6473 | 23.2742 | 118.8576 | 0.011791 | 182.6473
LCC-01 | 2042-11-01 | 11 | 2043 | 2042 | Fall | 186.5611 | 209.1905 | 231.8198 | 255.1349 | 279.0376 |  | 7240.7063 | 7077.8947 | 6956.7175 | 6869.1416 | 7039.087 |  | 279.0376 | 279.0376 | 279.0376 | 186.5611 | 23.9027 | 118.8576 | 0.011791 | 186.5611
LCC-01 | 2042-12-01 | 12 | 2043 | 2042 | Winter | 192.9519 | 217.2151 | 241.4784 | 266.4769 | 291.4059 |  | 7346.2745 | 7166.9893 | 7027.3521 | 6915.6928 | 7044.1856 |  | 291.4059 | 291.4059 | 291.4059 | 192.9519 | 24.929 | 118.8576 | 0.011791 | 192.9519
LCC-01 | 2043-01-01 | 1 | 2043 | 2043 | Winter | 194.1567 | 218.728 | 243.2993 | 268.6151 | 293.7376 |  | 7336.1734 | 7157.2717 | 7018.1527 | 6907.6597 | 7044.1856 |  | 293.7376 | 293.7376 | 293.7376 | 194.1567 | 25.1225 | 118.8576 | 0.011791 | 194.1567
LCC-01 | 2043-02-01 | 2 | 2043 | 2043 | Winter | 193.3261 | 217.685 | 242.0439 | 267.1409 | 292.13 |  | 7343.1222 | 7163.9554 | 7024.4772 | 6913.1707 | 7044.1856 |  | 292.13 | 292.13 | 292.13 | 193.3261 | 24.9891 | 118.8576 | 0.011791 | 193.3261
LCC-01 | 2043-03-01 | 3 | 2043 | 2043 | Winter | 189.2102 | 212.5169 | 235.8235 | 259.8363 | 284.1645 |  | 7378.583 | 7198.1441 | 7057.0014 | 6942.2268 | 7044.1856 |  | 284.1645 | 284.1645 | 284.1645 | 189.2102 | 24.3281 | 118.8576 | 0.011791 | 189.2102
LCC-01 | 2043-04-01 | 4 | 2043 | 2043 | Spring | 182.3405 | 203.8908 | 225.4411 | 247.6444 | 270.8693 |  | 7277.2843 | 7111.7091 | 6987.3352 | 6892.7738 | 7039.087 |  | 270.8693 | 270.8693 | 270.8693 | 182.3405 | 23.2249 | 118.8576 | 0.011791 | 182.3405
LCC-01 | 2043-05-01 | 5 | 2043 | 2043 | Spring | 179.4744 | 200.2919 | 221.1094 | 242.5578 | 265.3224 |  | 7303.497 | 7136.0385 | 7009.6714 | 6911.3729 | 7039.087 |  | 265.3224 | 265.3224 | 265.3224 | 179.4744 | 22.7646 | 118.8576 | 0.011791 | 179.4744
LCC-01 | 2043-06-01 | 6 | 2043 | 2043 | Summer | 174.2435 | 193.7237 | 213.2039 | 233.2743 | 255.1989 |  | 7313.4468 | 7143.206 | 7005.3299 | 6891.0245 | 7084.3308 |  | 255.1989 | 255.1989 | 255.1989 | 174.2435 | 21.9245 | 118.8576 | 0.011791 | 174.2435
LCC-01 | 2043-07-01 | 7 | 2043 | 2043 | Summer | 173.4951 | 192.784 | 212.0729 | 231.9462 | 253.7506 |  | 7320.7984 | 7150.5934 | 7012.5927 | 6897.7078 | 7084.3308 |  | 253.7506 | 253.7506 | 253.7506 | 173.4951 | 21.8044 | 118.8576 | 0.011791 | 173.4951
LCC-01 | 2043-08-01 | 8 | 2043 | 2043 | Summer | 173.4951 | 192.784 | 212.0729 | 231.9462 | 253.7506 |  | 7320.7984 | 7150.5934 | 7012.5927 | 6897.7078 | 7084.3308 |  | 253.7506 | 253.7506 | 253.7506 | 173.4951 | 21.8044 | 118.8576 | 0.011791 | 173.4951
LCC-01 | 2043-09-01 | 9 | 2043 | 2043 | Summer | 176.1143 | 196.0728 | 216.0313 | 236.5946 | 258.8196 |  | 7295.3623 | 7125.0575 | 6987.5532 | 6874.9042 | 7084.3308 |  | 258.8196 | 258.8196 | 258.8196 | 176.1143 | 22.225 | 118.8576 | 0.011791 | 176.1143
LCC-01 | 2043-10-01 | 10 | 2044 | 2043 | Fall | 182.6473 | 204.276 | 225.9048 | 248.1889 | 271.4631 |  | 7274.546 | 7109.1722 | 6985.0185 | 6890.9004 | 7039.087 |  | 271.4631 | 271.4631 | 271.4631 | 182.6473 | 23.2742 | 118.8576 | 0.011791 | 182.6473
LCC-01 | 2043-11-01 | 11 | 2044 | 2043 | Fall | 186.5611 | 209.1905 | 231.8198 | 255.1349 | 279.0376 |  | 7240.7063 | 7077.8947 | 6956.7175 | 6869.1416 | 7039.087 |  | 279.0376 | 279.0376 | 279.0376 | 186.5611 | 23.9027 | 118.8576 | 0.011791 | 186.5611
LCC-01 | 2043-12-01 | 12 | 2044 | 2043 | Winter | 192.9519 | 217.2151 | 241.4784 | 266.4769 | 291.4059 |  | 7346.2745 | 7166.9893 | 7027.3521 | 6915.6928 | 7044.1856 |  | 291.4059 | 291.4059 | 291.4059 | 192.9519 | 24.929 | 118.8576 | 0.011791 | 192.9519
LCC-01 | 2044-01-01 | 1 | 2044 | 2044 | Winter | 194.1567 | 218.728 | 243.2993 | 268.6151 | 293.7376 |  | 7336.1734 | 7157.2717 | 7018.1527 | 6907.6597 | 7044.1856 |  | 293.7376 | 293.7376 | 293.7376 | 194.1567 | 25.1225 | 118.8576 | 0.011791 | 194.1567
LCC-01 | 2044-02-01 | 2 | 2044 | 2044 | Winter | 193.3261 | 217.685 | 242.0439 | 267.1409 | 292.13 |  | 7343.1222 | 7163.9554 | 7024.4772 | 6913.1707 | 7044.1856 |  | 292.13 | 292.13 | 292.13 | 193.3261 | 24.9891 | 118.8576 | 0.011791 | 193.3261
LCC-01 | 2044-03-01 | 3 | 2044 | 2044 | Winter | 189.2102 | 212.5169 | 235.8235 | 259.8363 | 284.1645 |  | 7378.583 | 7198.1441 | 7057.0014 | 6942.2268 | 7044.1856 |  | 284.1645 | 284.1645 | 284.1645 | 189.2102 | 24.3281 | 118.8576 | 0.011791 | 189.2102
LCC-01 | 2044-04-01 | 4 | 2044 | 2044 | Spring | 182.3405 | 203.8908 | 225.4411 | 247.6444 | 270.8693 |  | 7277.2843 | 7111.7091 | 6987.3352 | 6892.7738 | 7039.087 |  | 270.8693 | 270.8693 | 270.8693 | 182.3405 | 23.2249 | 118.8576 | 0.011791 | 182.3405
LCC-01 | 2044-05-01 | 5 | 2044 | 2044 | Spring | 179.4744 | 200.2919 | 221.1094 | 242.5578 | 265.3224 |  | 7303.497 | 7136.0385 | 7009.6714 | 6911.3729 | 7039.087 |  | 265.3224 | 265.3224 | 265.3224 | 179.4744 | 22.7646 | 118.8576 | 0.011791 | 179.4744
LCC-01 | 2044-06-01 | 6 | 2044 | 2044 | Summer | 174.2435 | 193.7237 | 213.2039 | 233.2743 | 255.1989 |  | 7313.4468 | 7143.206 | 7005.3299 | 6891.0245 | 7084.3308 |  | 255.1989 | 255.1989 | 255.1989 | 174.2435 | 21.9245 | 118.8576 | 0.011791 | 174.2435
LCC-01 | 2044-07-01 | 7 | 2044 | 2044 | Summer | 173.4951 | 192.784 | 212.0729 | 231.9462 | 253.7506 |  | 7320.7984 | 7150.5934 | 7012.5927 | 6897.7078 | 7084.3308 |  | 253.7506 | 253.7506 | 253.7506 | 173.4951 | 21.8044 | 118.8576 | 0.011791 | 173.4951
LCC-01 | 2044-08-01 | 8 | 2044 | 2044 | Summer | 173.4951 | 192.784 | 212.0729 | 231.9462 | 253.7506 |  | 7320.7984 | 7150.5934 | 7012.5927 | 6897.7078 | 7084.3308 |  | 253.7506 | 253.7506 | 253.7506 | 173.4951 | 21.8044 | 118.8576 | 0.011791 | 173.4951
LCC-01 | 2044-09-01 | 9 | 2044 | 2044 | Summer | 176.1143 | 196.0728 | 216.0313 | 236.5946 | 258.8196 |  | 7295.3623 | 7125.0575 | 6987.5532 | 6874.9042 | 7084.3308 |  | 258.8196 | 258.8196 | 258.8196 | 176.1143 | 22.225 | 118.8576 | 0.011791 | 176.1143
LCC-01 | 2044-10-01 | 10 | 2045 | 2044 | Fall | 182.6473 | 204.276 | 225.9048 | 248.1889 | 271.4631 |  | 7274.546 | 7109.1722 | 6985.0185 | 6890.9004 | 7039.087 |  | 271.4631 | 271.4631 | 271.4631 | 182.6473 | 23.2742 | 118.8576 | 0.011791 | 182.6473
LCC-01 | 2044-11-01 | 11 | 2045 | 2044 | Fall | 186.5611 | 209.1905 | 231.8198 | 255.1349 | 279.0376 |  | 7240.7063 | 7077.8947 | 6956.7175 | 6869.1416 | 7039.087 |  | 279.0376 | 279.0376 | 279.0376 | 186.5611 | 23.9027 | 118.8576 | 0.011791 | 186.5611
LCC-01 | 2044-12-01 | 12 | 2045 | 2044 | Winter | 192.9519 | 217.2151 | 241.4784 | 266.4769 | 291.4059 |  | 7346.2745 | 7166.9893 | 7027.3521 | 6915.6928 | 7044.1856 |  | 291.4059 | 291.4059 | 291.4059 | 192.9519 | 24.929 | 118.8576 | 0.011791 | 192.9519
LCC-01 | 2045-01-01 | 1 | 2045 | 2045 | Winter | 194.1567 | 218.728 | 243.2993 | 268.6151 | 293.7376 |  | 7336.1734 | 7157.2717 | 7018.1527 | 6907.6597 | 7044.1856 |  | 293.7376 | 293.7376 | 293.7376 | 194.1567 | 25.1225 | 118.8576 | 0.011791 | 194.1567
LCC-01 | 2045-02-01 | 2 | 2045 | 2045 | Winter | 193.3261 | 217.685 | 242.0439 | 267.1409 | 292.13 |  | 7343.1222 | 7163.9554 | 7024.4772 | 6913.1707 | 7044.1856 |  | 292.13 | 292.13 | 292.13 | 193.3261 | 24.9891 | 118.8576 | 0.011791 | 193.3261
LCC-01 | 2045-03-01 | 3 | 2045 | 2045 | Winter | 189.2102 | 212.5169 | 235.8235 | 259.8363 | 284.1645 |  | 7378.583 | 7198.1441 | 7057.0014 | 6942.2268 | 7044.1856 |  | 284.1645 | 284.1645 | 284.1645 | 189.2102 | 24.3281 | 118.8576 | 0.011791 | 189.2102
LCC-01 | 2045-04-01 | 4 | 2045 | 2045 | Spring | 182.3405 | 203.8908 | 225.4411 | 247.6444 | 270.8693 |  | 7277.2843 | 7111.7091 | 6987.3352 | 6892.7738 | 7039.087 |  | 270.8693 | 270.8693 | 270.8693 | 182.3405 | 23.2249 | 118.8576 | 0.011791 | 182.3405
LCC-01 | 2045-05-01 | 5 | 2045 | 2045 | Spring | 179.4744 | 200.2919 | 221.1094 | 242.5578 | 265.3224 |  | 7303.497 | 7136.0385 | 7009.6714 | 6911.3729 | 7039.087 |  | 265.3224 | 265.3224 | 265.3224 | 179.4744 | 22.7646 | 118.8576 | 0.011791 | 179.4744
LCC-01 | 2045-06-01 | 6 | 2045 | 2045 | Summer | 174.2435 | 193.7237 | 213.2039 | 233.2743 | 255.1989 |  | 7313.4468 | 7143.206 | 7005.3299 | 6891.0245 | 7084.3308 |  | 255.1989 | 255.1989 | 255.1989 | 174.2435 | 21.9245 | 118.8576 | 0.011791 | 174.2435
LCC-01 | 2045-07-01 | 7 | 2045 | 2045 | Summer | 173.4951 | 192.784 | 212.0729 | 231.9462 | 253.7506 |  | 7320.7984 | 7150.5934 | 7012.5927 | 6897.7078 | 7084.3308 |  | 253.7506 | 253.7506 | 253.7506 | 173.4951 | 21.8044 | 118.8576 | 0.011791 | 173.4951
LCC-01 | 2045-08-01 | 8 | 2045 | 2045 | Summer | 173.4951 | 192.784 | 212.0729 | 231.9462 | 253.7506 |  | 7320.7984 | 7150.5934 | 7012.5927 | 6897.7078 | 7084.3308 |  | 253.7506 | 253.7506 | 253.7506 | 173.4951 | 21.8044 | 118.8576 | 0.011791 | 173.4951
LCC-01 | 2045-09-01 | 9 | 2045 | 2045 | Summer | 176.1143 | 196.0728 | 216.0313 | 236.5946 | 258.8196 |  | 7295.3623 | 7125.0575 | 6987.5532 | 6874.9042 | 7084.3308 |  | 258.8196 | 258.8196 | 258.8196 | 176.1143 | 22.225 | 118.8576 | 0.011791 | 176.1143
LCC-01 | 2045-10-01 | 10 | 2046 | 2045 | Fall | 182.6473 | 204.276 | 225.9048 | 248.1889 | 271.4631 |  | 7274.546 | 7109.1722 | 6985.0185 | 6890.9004 | 7039.087 |  | 271.4631 | 271.4631 | 271.4631 | 182.6473 | 23.2742 | 118.8576 | 0.011791 | 182.6473
LCC-01 | 2045-11-01 | 11 | 2046 | 2045 | Fall | 186.5611 | 209.1905 | 231.8198 | 255.1349 | 279.0376 |  | 7240.7063 | 7077.8947 | 6956.7175 | 6869.1416 | 7039.087 |  | 279.0376 | 279.0376 | 279.0376 | 186.5611 | 23.9027 | 118.8576 | 0.011791 | 186.5611
LCC-01 | 2045-12-01 | 12 | 2046 | 2045 | Winter | 192.9519 | 217.2151 | 241.4784 | 266.4769 | 291.4059 |  | 7346.2745 | 7166.9893 | 7027.3521 | 6915.6928 | 7044.1856 |  | 291.4059 | 291.4059 | 291.4059 | 192.9519 | 24.929 | 118.8576 | 0.011791 | 192.9519
LCC-01 | 2046-01-01 | 1 | 2046 | 2046 | Winter | 194.1567 | 218.728 | 243.2993 | 268.6151 | 293.7376 |  | 7336.1734 | 7157.2717 | 7018.1527 | 6907.6597 | 7044.1856 |  | 293.7376 | 293.7376 | 293.7376 | 194.1567 | 25.1225 | 118.8576 | 0.011791 | 194.1567
LCC-01 | 2046-02-01 | 2 | 2046 | 2046 | Winter | 193.3261 | 217.685 | 242.0439 | 267.1409 | 292.13 |  | 7343.1222 | 7163.9554 | 7024.4772 | 6913.1707 | 7044.1856 |  | 292.13 | 292.13 | 292.13 | 193.3261 | 24.9891 | 118.8576 | 0.011791 | 193.3261
LCC-01 | 2046-03-01 | 3 | 2046 | 2046 | Winter | 189.2102 | 212.5169 | 235.8235 | 259.8363 | 284.1645 |  | 7378.583 | 7198.1441 | 7057.0014 | 6942.2268 | 7044.1856 |  | 284.1645 | 284.1645 | 284.1645 | 189.2102 | 24.3281 | 118.8576 | 0.011791 | 189.2102
LCC-01 | 2046-04-01 | 4 | 2046 | 2046 | Spring | 182.3405 | 203.8908 | 225.4411 | 247.6444 | 270.8693 |  | 7277.2843 | 7111.7091 | 6987.3352 | 6892.7738 | 7039.087 |  | 270.8693 | 270.8693 | 270.8693 | 182.3405 | 23.2249 | 118.8576 | 0.011791 | 182.3405
LCC-01 | 2046-05-01 | 5 | 2046 | 2046 | Spring | 179.4744 | 200.2919 | 221.1094 | 242.5578 | 265.3224 |  | 7303.497 | 7136.0385 | 7009.6714 | 6911.3729 | 7039.087 |  | 265.3224 | 265.3224 | 265.3224 | 179.4744 | 22.7646 | 118.8576 | 0.011791 | 179.4744
LCC-01 | 2046-06-01 | 6 | 2046 | 2046 | Summer | 174.2435 | 193.7237 | 213.2039 | 233.2743 | 255.1989 |  | 7313.4468 | 7143.206 | 7005.3299 | 6891.0245 | 7084.3308 |  | 255.1989 | 255.1989 | 255.1989 | 174.2435 | 21.9245 | 118.8576 | 0.011791 | 174.2435
LCC-01 | 2046-07-01 | 7 | 2046 | 2046 | Summer | 173.4951 | 192.784 | 212.0729 | 231.9462 | 253.7506 |  | 7320.7984 | 7150.5934 | 7012.5927 | 6897.7078 | 7084.3308 |  | 253.7506 | 253.7506 | 253.7506 | 173.4951 | 21.8044 | 118.8576 | 0.011791 | 173.4951
LCC-01 | 2046-08-01 | 8 | 2046 | 2046 | Summer | 173.4951 | 192.784 | 212.0729 | 231.9462 | 253.7506 |  | 7320.7984 | 7150.5934 | 7012.5927 | 6897.7078 | 7084.3308 |  | 253.7506 | 253.7506 | 253.7506 | 173.4951 | 21.8044 | 118.8576 | 0.011791 | 173.4951
LCC-01 | 2046-09-01 | 9 | 2046 | 2046 | Summer | 176.1143 | 196.0728 | 216.0313 | 236.5946 | 258.8196 |  | 7295.3623 | 7125.0575 | 6987.5532 | 6874.9042 | 7084.3308 |  | 258.8196 | 258.8196 | 258.8196 | 176.1143 | 22.225 | 118.8576 | 0.011791 | 176.1143
LCC-02 | 2016-10-01 | 10 | 2017 | 2016 | Fall | 182.6473 | 204.276 | 225.9048 | 248.1889 | 271.4631 |  | 7274.546 | 7109.1722 | 6985.0185 | 6890.9004 | 7039.087 |  | 271.4631 | 271.4631 | 271.4631 | 182.6473 | 23.2742 | 118.8576 | 0.011791 | 182.6473
LCC-02 | 2016-11-01 | 11 | 2017 | 2016 | Fall | 186.5611 | 209.1905 | 231.8198 | 255.1349 | 279.0376 |  | 7240.7063 | 7077.8947 | 6956.7175 | 6869.1416 | 7039.087 |  | 279.0376 | 279.0376 | 279.0376 | 186.5611 | 23.9027 | 118.8576 | 0.011791 | 186.5611
LCC-02 | 2016-12-01 | 12 | 2017 | 2016 | Winter | 192.9519 | 217.2151 | 241.4784 | 266.4769 | 291.4059 |  | 7346.2745 | 7166.9893 | 7027.3521 | 6915.6928 | 7044.1856 |  | 291.4059 | 291.4059 | 291.4059 | 192.9519 | 24.929 | 118.8576 | 0.011791 | 192.9519
LCC-02 | 2017-01-01 | 1 | 2017 | 2017 | Winter | 194.1567 | 218.728 | 243.2993 | 268.6151 | 293.7376 |  | 7336.1734 | 7157.2717 | 7018.1527 | 6907.6597 | 7044.1856 |  | 293.7376 | 293.7376 | 293.7376 | 194.1567 | 25.1225 | 118.8576 | 0.011791 | 194.1567
LCC-02 | 2017-02-01 | 2 | 2017 | 2017 | Winter | 193.3261 | 217.685 | 242.0439 | 267.1409 | 292.13 |  | 7343.1222 | 7163.9554 | 7024.4772 | 6913.1707 | 7044.1856 |  | 292.13 | 292.13 | 292.13 | 193.3261 | 24.9891 | 118.8576 | 0.011791 | 193.3261
LCC-02 | 2017-03-01 | 3 | 2017 | 2017 | Winter | 189.2102 | 212.5169 | 235.8235 | 259.8363 | 284.1645 |  | 7378.583 | 7198.1441 | 7057.0014 | 6942.2268 | 7044.1856 |  | 284.1645 | 284.1645 | 284.1645 | 189.2102 | 24.3281 | 118.8576 | 0.011791 | 189.2102
LCC-02 | 2017-04-01 | 4 | 2017 | 2017 | Spring | 182.3405 | 203.8908 | 225.4411 | 247.6444 | 270.8693 |  | 7277.2843 | 7111.7091 | 6987.3352 | 6892.7738 | 7039.087 |  | 270.8693 | 270.8693 | 270.8693 | 182.3405 | 23.2249 | 118.8576 | 0.011791 | 182.3405
LCC-02 | 2017-05-01 | 5 | 2017 | 2017 | Spring | 179.4744 | 200.2919 | 221.1094 | 242.5578 | 265.3224 |  | 7303.497 | 7136.0385 | 7009.6714 | 6911.3729 | 7039.087 |  | 265.3224 | 265.3224 | 265.3224 | 179.4744 | 22.7646 | 118.8576 | 0.011791 | 179.4744
LCC-02 | 2017-06-01 | 6 | 2017 | 2017 | Summer | 174.2435 | 193.7237 | 213.2039 | 233.2743 | 255.1989 |  | 7313.4468 | 7143.206 | 7005.3299 | 6891.0245 | 7084.3308 |  | 255.1989 | 255.1989 | 255.1989 | 174.2435 | 21.9245 | 118.8576 | 0.011791 | 174.2435
LCC-02 | 2017-07-01 | 7 | 2017 | 2017 | Summer | 173.4951 | 192.784 | 212.0729 | 231.9462 | 253.7506 |  | 7320.7984 | 7150.5934 | 7012.5927 | 6897.7078 | 7084.3308 |  | 253.7506 | 253.7506 | 253.7506 | 173.4951 | 21.8044 | 118.8576 | 0.011791 | 173.4951
LCC-02 | 2017-08-01 | 8 | 2017 | 2017 | Summer | 173.4951 | 192.784 | 212.0729 | 231.9462 | 253.7506 |  | 7320.7984 | 7150.5934 | 7012.5927 | 6897.7078 | 7084.3308 |  | 253.7506 | 253.7506 | 253.7506 | 173.4951 | 21.8044 | 118.8576 | 0.011791 | 173.4951
LCC-02 | 2017-09-01 | 9 | 2017 | 2017 | Summer | 176.1143 | 196.0728 | 216.0313 | 236.5946 | 258.8196 |  | 7295.3623 | 7125.0575 | 6987.5532 | 6874.9042 | 7084.3308 |  | 258.8196 | 258.8196 | 258.8196 | 176.1143 | 22.225 | 118.8576 | 0.011791 | 176.1143
LCC-02 | 2017-10-01 | 10 | 2018 | 2017 | Fall | 182.6473 | 204.276 | 225.9048 | 248.1889 | 271.4631 |  | 7274.546 | 7109.1722 | 6985.0185 | 6890.9004 | 7039.087 |  | 271.4631 | 271.4631 | 271.4631 | 182.6473 | 23.2742 | 118.8576 | 0.011791 | 182.6473
LCC-02 | 2017-11-01 | 11 | 2018 | 2017 | Fall | 186.5611 | 209.1905 | 231.8198 | 255.1349 | 279.0376 |  | 7240.7063 | 7077.8947 | 6956.7175 | 6869.1416 | 7039.087 |  | 279.0376 | 279.0376 | 279.0376 | 186.5611 | 23.9027 | 118.8576 | 0.011791 | 186.5611
LCC-02 | 2017-12-01 | 12 | 2018 | 2017 | Winter | 192.9519 | 217.2151 | 241.4784 | 266.4769 | 291.4059 |  | 7346.2745 | 7166.9893 | 7027.3521 | 6915.6928 | 7044.1856 |  | 291.4059 | 291.4059 | 291.4059 | 192.9519 | 24.929 | 118.8576 | 0.011791 | 192.9519
LCC-02 | 2018-01-01 | 1 | 2018 | 2018 | Winter | 194.1567 | 218.728 | 243.2993 | 268.6151 | 293.7376 |  | 7336.1734 | 7157.2717 | 7018.1527 | 6907.6597 | 7044.1856 |  | 293.7376 | 293.7376 | 293.7376 | 194.1567 | 25.1225 | 118.8576 | 0.011791 | 194.1567
LCC-02 | 2018-02-01 | 2 | 2018 | 2018 | Winter | 193.3261 | 217.685 | 242.0439 | 267.1409 | 292.13 |  | 7343.1222 | 7163.9554 | 7024.4772 | 6913.1707 | 7044.1856 |  | 292.13 | 292.13 | 292.13 | 193.3261 | 24.9891 | 118.8576 | 0.011791 | 193.3261
LCC-02 | 2018-03-01 | 3 | 2018 | 2018 | Winter | 189.2102 | 212.5169 | 235.8235 | 259.8363 | 284.1645 |  | 7378.583 | 7198.1441 | 7057.0014 | 6942.2268 | 7044.1856 |  | 284.1645 | 284.1645 | 284.1645 | 189.2102 | 24.3281 | 118.8576 | 0.011791 | 189.2102
LCC-02 | 2018-04-01 | 4 | 2018 | 2018 | Spring | 182.3405 | 203.8908 | 225.4411 | 247.6444 | 270.8693 |  | 7277.2843 | 7111.7091 | 6987.3352 | 6892.7738 | 7039.087 |  | 270.8693 | 270.8693 | 270.8693 | 182.3405 | 23.2249 | 118.8576 | 0.011791 | 182.3405
LCC-02 | 2018-05-01 | 5 | 2018 | 2018 | Spring | 179.4744 | 200.2919 | 221.1094 | 242.5578 | 265.3224 |  | 7303.497 | 7136.0385 | 7009.6714 | 6911.3729 | 7039.087 |  | 265.3224 | 265.3224 | 265.3224 | 179.4744 | 22.7646 | 118.8576 | 0.011791 | 179.4744
LCC-02 | 2018-06-01 | 6 | 2018 | 2018 | Summer | 174.2435 | 193.7237 | 213.2039 | 233.2743 | 255.1989 |  | 7313.4468 | 7143.206 | 7005.3299 | 6891.0245 | 7084.3308 |  | 255.1989 | 255.1989 | 255.1989 | 174.2435 | 21.9245 | 118.8576 | 0.011791 | 174.2435
LCC-02 | 2018-07-01 | 7 | 2018 | 2018 | Summer | 173.4951 | 192.784 | 212.0729 | 231.9462 | 253.7506 |  | 7320.7984 | 7150.5934 | 7012.5927 | 6897.7078 | 7084.3308 |  | 253.7506 | 253.7506 | 253.7506 | 173.4951 | 21.8044 | 118.8576 | 0.011791 | 173.4951
LCC-02 | 2018-08-01 | 8 | 2018 | 2018 | Summer | 173.4951 | 192.784 | 212.0729 | 231.9462 | 253.7506 |  | 7320.7984 | 7150.5934 | 7012.5927 | 6897.7078 | 7084.3308 |  | 253.7506 | 253.7506 | 253.7506 | 173.4951 | 21.8044 | 118.8576 | 0.011791 | 173.4951
LCC-02 | 2018-09-01 | 9 | 2018 | 2018 | Summer | 176.1143 | 196.0728 | 216.0313 | 236.5946 | 258.8196 |  | 7295.3623 | 7125.0575 | 6987.5532 | 6874.9042 | 7084.3308 |  | 258.8196 | 258.8196 | 258.8196 | 176.1143 | 22.225 | 118.8576 | 0.011791 | 176.1143
LCC-02 | 2018-10-01 | 10 | 2019 | 2018 | Fall | 182.6473 | 204.276 | 225.9048 | 248.1889 | 271.4631 |  | 7274.546 | 7109.1722 | 6985.0185 | 6890.9004 | 7039.087 |  | 271.4631 | 271.4631 | 271.4631 | 182.6473 | 23.2742 | 118.8576 | 0.011791 | 182.6473
LCC-02 | 2018-11-01 | 11 | 2019 | 2018 | Fall | 186.5611 | 209.1905 | 231.8198 | 255.1349 | 279.0376 |  | 7240.7063 | 7077.8947 | 6956.7175 | 6869.1416 | 7039.087 |  | 279.0376 | 279.0376 | 279.0376 | 186.5611 | 23.9027 | 118.8576 | 0.011791 | 186.5611
LCC-02 | 2018-12-01 | 12 | 2019 | 2018 | Winter | 192.9519 | 217.2151 | 241.4784 | 266.4769 | 291.4059 |  | 7346.2745 | 7166.9893 | 7027.3521 | 6915.6928 | 7044.1856 |  | 291.4059 | 291.4059 | 291.4059 | 192.9519 | 24.929 | 118.8576 | 0.011791 | 192.9519
LCC-02 | 2019-01-01 | 1 | 2019 | 2019 | Winter | 194.1567 | 218.728 | 243.2993 | 268.6151 | 293.7376 |  | 7336.1734 | 7157.2717 | 7018.1527 | 6907.6597 | 7044.1856 |  | 293.7376 | 293.7376 | 293.7376 | 194.1567 | 25.1225 | 118.8576 | 0.011791 | 194.1567
LCC-02 | 2019-02-01 | 2 | 2019 | 2019 | Winter | 193.3261 | 217.685 | 242.0439 | 267.1409 | 292.13 |  | 7343.1222 | 7163.9554 | 7024.4772 | 6913.1707 | 7044.1856 |  | 292.13 | 292.13 | 292.13 | 193.3261 | 24.9891 | 118.8576 | 0.011791 | 193.3261
LCC-02 | 2019-03-01 | 3 | 2019 | 2019 | Winter | 189.2102 | 212.5169 | 235.8235 | 259.8363 | 284.1645 |  | 7378.583 | 7198.1441 | 7057.0014 | 6942.2268 | 7044.1856 |  | 284.1645 | 284.1645 | 284.1645 | 189.2102 | 24.3281 | 118.8576 | 0.011791 | 189.2102
LCC-02 | 2019-04-01 | 4 | 2019 | 2019 | Spring | 182.3405 | 203.8908 | 225.4411 | 247.6444 | 270.8693 |  | 7277.2843 | 7111.7091 | 6987.3352 | 6892.7738 | 7039.087 |  | 270.8693 | 270.8693 | 270.8693 | 182.3405 | 23.2249 | 118.8576 | 0.011791 | 182.3405
LCC-02 | 2019-05-01 | 5 | 2019 | 2019 | Spring | 179.4744 | 200.2919 | 221.1094 | 242.5578 | 265.3224 |  | 7303.497 | 7136.0385 | 7009.6714 | 6911.3729 | 7039.087 |  | 265.3224 | 265.3224 | 265.3224 | 179.4744 | 22.7646 | 118.8576 | 0.011791 | 179.4744
LCC-02 | 2019-06-01 | 6 | 2019 | 2019 | Summer | 174.2435 | 193.7237 | 213.2039 | 233.2743 | 255.1989 |  | 7313.4468 | 7143.206 | 7005.3299 | 6891.0245 | 7084.3308 |  | 255.1989 | 255.1989 | 255.1989 | 174.2435 | 21.9245 | 118.8576 | 0.011791 | 174.2435
LCC-02 | 2019-07-01 | 7 | 2019 | 2019 | Summer | 173.4951 | 192.784 | 212.0729 | 231.9462 | 253.7506 |  | 7320.7984 | 7150.5934 | 7012.5927 | 6897.7078 | 7084.3308 |  | 253.7506 | 253.7506 | 253.7506 | 173.4951 | 21.8044 | 118.8576 | 0.011791 | 173.4951
LCC-02 | 2019-08-01 | 8 | 2019 | 2019 | Summer | 173.4951 | 192.784 | 212.0729 | 231.9462 | 253.7506 |  | 7320.7984 | 7150.5934 | 7012.5927 | 6897.7078 | 7084.3308 |  | 253.7506 | 253.7506 | 253.7506 | 173.4951 | 21.8044 | 118.8576 | 0.011791 | 173.4951
LCC-02 | 2019-09-01 | 9 | 2019 | 2019 | Summer | 176.1143 | 196.0728 | 216.0313 | 236.5946 | 258.8196 |  | 7295.3623 | 7125.0575 | 6987.5532 | 6874.9042 | 7084.3308 |  | 258.8196 | 258.8196 | 258.8196 | 176.1143 | 22.225 | 118.8576 | 0.011791 | 176.1143
LCC-02 | 2019-10-01 | 10 | 2020 | 2019 | Fall | 182.6473 | 204.276 | 225.9048 | 248.1889 | 271.4631 |  | 7274.546 | 7109.1722 | 6985.0185 | 6890.9004 | 7039.087 |  | 271.4631 | 271.4631 | 271.4631 | 182.6473 | 23.2742 | 118.8576 | 0.011791 | 182.6473
LCC-02 | 2019-11-01 | 11 | 2020 | 2019 | Fall | 186.5611 | 209.1905 | 231.8198 | 255.1349 | 279.0376 |  | 7240.7063 | 7077.8947 | 6956.7175 | 6869.1416 | 7039.087 |  | 279.0376 | 279.0376 | 279.0376 | 186.5611 | 23.9027 | 118.8576 | 0.011791 | 186.5611
LCC-02 | 2019-12-01 | 12 | 2020 | 2019 | Winter | 192.9519 | 217.2151 | 241.4784 | 266.4769 | 291.4059 |  | 7346.2745 | 7166.9893 | 7027.3521 | 6915.6928 | 7044.1856 |  | 291.4059 | 291.4059 | 291.4059 | 192.9519 | 24.929 | 118.8576 | 0.011791 | 192.9519
LCC-02 | 2020-01-01 | 1 | 2020 | 2020 | Winter | 194.1567 | 218.728 | 243.2993 | 268.6151 | 293.7376 |  | 7336.1734 | 7157.2717 | 7018.1527 | 6907.6597 | 7044.1856 |  | 293.7376 | 293.7376 | 293.7376 | 194.1567 | 25.1225 | 118.8576 | 0.011791 | 194.1567
LCC-02 | 2020-02-01 | 2 | 2020 | 2020 | Winter | 193.3261 | 217.685 | 242.0439 | 267.1409 | 292.13 |  | 7343.1222 | 7163.9554 | 7024.4772 | 6913.1707 | 7044.1856 |  | 292.13 | 292.13 | 292.13 | 193.3261 | 24.9891 | 118.8576 | 0.011791 | 193.3261
LCC-02 | 2020-03-01 | 3 | 2020 | 2020 | Winter | 189.2102 | 212.5169 | 235.8235 | 259.8363 | 284.1645 |  | 7378.583 | 7198.1441 | 7057.0014 | 6942.2268 | 7044.1856 |  | 284.1645 | 284.1645 | 284.1645 | 189.2102 | 24.3281 | 118.8576 | 0.011791 | 189.2102
LCC-02 | 2020-04-01 | 4 | 2020 | 2020 | Spring | 182.3405 | 203.8908 | 225.4411 | 247.6444 | 270.8693 |  | 7277.2843 | 7111.7091 | 6987.3352 | 6892.7738 | 7039.087 |  | 270.8693 | 270.8693 | 270.8693 | 182.3405 | 23.2249 | 118.8576 | 0.011791 | 182.3405
LCC-02 | 2020-05-01 | 5 | 2020 | 2020 | Spring | 179.4744 | 200.2919 | 221.1094 | 242.5578 | 265.3224 |  | 7303.497 | 7136.0385 | 7009.6714 | 6911.3729 | 7039.087 |  | 265.3224 | 265.3224 | 265.3224 | 179.4744 | 22.7646 | 118.8576 | 0.011791 | 179.4744
LCC-02 | 2020-06-01 | 6 | 2020 | 2020 | Summer | 174.2435 | 193.7237 | 213.2039 | 233.2743 | 255.1989 |  | 7313.4468 | 7143.206 | 7005.3299 | 6891.0245 | 7084.3308 |  | 255.1989 | 255.1989 | 255.1989 | 174.2435 | 21.9245 | 118.8576 | 0.011791 | 174.2435
LCC-02 | 2020-07-01 | 7 | 2020 | 2020 | Summer | 173.4951 | 192.784 | 212.0729 | 231.9462 | 253.7506 |  | 7320.7984 | 7150.5934 | 7012.5927 | 6897.7078 | 7084.3308 |  | 253.7506 | 253.7506 | 253.7506 | 173.4951 | 21.8044 | 118.8576 | 0.011791 | 173.4951
LCC-02 | 2020-08-01 | 8 | 2020 | 2020 | Summer | 173.4951 | 192.784 | 212.0729 | 231.9462 | 253.7506 |  | 7320.7984 | 7150.5934 | 7012.5927 | 6897.7078 | 7084.3308 |  | 253.7506 | 253.7506 | 253.7506 | 173.4951 | 21.8044 | 118.8576 | 0.011791 | 173.4951
LCC-02 | 2020-09-01 | 9 | 2020 | 2020 | Summer | 176.1143 | 196.0728 | 216.0313 | 236.5946 | 258.8196 |  | 7295.3623 | 7125.0575 | 6987.5532 | 6874.9042 | 7084.3308 |  | 258.8196 | 258.8196 | 258.8196 | 176.1143 | 22.225 | 118.8576 | 0.011791 | 176.1143
LCC-02 | 2020-10-01 | 10 | 2021 | 2020 | Fall | 182.6473 | 204.276 | 225.9048 | 248.1889 | 271.4631 |  | 7274.546 | 7109.1722 | 6985.0185 | 6890.9004 | 7039.087 |  | 271.4631 | 271.4631 | 271.4631 | 182.6473 | 23.2742 | 118.8576 | 0.011791 | 182.6473
LCC-02 | 2020-11-01 | 11 | 2021 | 2020 | Fall | 186.5611 | 209.1905 | 231.8198 | 255.1349 | 279.0376 |  | 7240.7063 | 7077.8947 | 6956.7175 | 6869.1416 | 7039.087 |  | 279.0376 | 279.0376 | 279.0376 | 186.5611 | 23.9027 | 118.8576 | 0.011791 | 186.5611
LCC-02 | 2020-12-01 | 12 | 2021 | 2020 | Winter | 192.9519 | 217.2151 | 241.4784 | 266.4769 | 291.4059 |  | 7346.2745 | 7166.9893 | 7027.3521 | 6915.6928 | 7044.1856 |  | 291.4059 | 291.4059 | 291.4059 | 192.9519 | 24.929 | 118.8576 | 0.011791 | 192.9519
LCC-02 | 2021-01-01 | 1 | 2021 | 2021 | Winter | 194.1567 | 218.728 | 243.2993 | 268.6151 | 293.7376 |  | 7336.1734 | 7157.2717 | 7018.1527 | 6907.6597 | 7044.1856 |  | 293.7376 | 293.7376 | 293.7376 | 194.1567 | 25.1225 | 118.8576 | 0.011791 | 194.1567
LCC-02 | 2021-02-01 | 2 | 2021 | 2021 | Winter | 193.3261 | 217.685 | 242.0439 | 267.1409 | 292.13 |  | 7343.1222 | 7163.9554 | 7024.4772 | 6913.1707 | 7044.1856 |  | 292.13 | 292.13 | 292.13 | 193.3261 | 24.9891 | 118.8576 | 0.011791 | 193.3261
LCC-02 | 2021-03-01 | 3 | 2021 | 2021 | Winter | 189.2102 | 212.5169 | 235.8235 | 259.8363 | 284.1645 |  | 7378.583 | 7198.1441 | 7057.0014 | 6942.2268 | 7044.1856 |  | 284.1645 | 284.1645 | 284.1645 | 189.2102 | 24.3281 | 118.8576 | 0.011791 | 189.2102
LCC-02 | 2021-04-01 | 4 | 2021 | 2021 | Spring | 182.3405 | 203.8908 | 225.4411 | 247.6444 | 270.8693 |  | 7277.2843 | 7111.7091 | 6987.3352 | 6892.7738 | 7039.087 |  | 270.8693 | 270.8693 | 270.8693 | 182.3405 | 23.2249 | 118.8576 | 0.011791 | 182.3405
LCC-02 | 2021-05-01 | 5 | 2021 | 2021 | Spring | 179.4744 | 200.2919 | 221.1094 | 242.5578 | 265.3224 |  | 7303.497 | 7136.0385 | 7009.6714 | 6911.3729 | 7039.087 |  | 265.3224 | 265.3224 | 265.3224 | 179.4744 | 22.7646 | 118.8576 | 0.011791 | 179.4744
LCC-02 | 2021-06-01 | 6 | 2021 | 2021 | Summer | 174.2435 | 193.7237 | 213.2039 | 233.2743 | 255.1989 |  | 7313.4468 | 7143.206 | 7005.3299 | 6891.0245 | 7084.3308 |  | 255.1989 | 255.1989 | 255.1989 | 174.2435 | 21.9245 | 118.8576 | 0.011791 | 174.2435
LCC-02 | 2021-07-01 | 7 | 2021 | 2021 | Summer | 173.4951 | 192.784 | 212.0729 | 231.9462 | 253.7506 |  | 7320.7984 | 7150.5934 | 7012.5927 | 6897.7078 | 7084.3308 |  | 253.7506 | 253.7506 | 253.7506 | 173.4951 | 21.8044 | 118.8576 | 0.011791 | 173.4951
LCC-02 | 2021-08-01 | 8 | 2021 | 2021 | Summer | 173.4951 | 192.784 | 212.0729 | 231.9462 | 253.7506 |  | 7320.7984 | 7150.5934 | 7012.5927 | 6897.7078 | 7084.3308 |  | 253.7506 | 253.7506 | 253.7506 | 173.4951 | 21.8044 | 118.8576 | 0.011791 | 173.4951
LCC-02 | 2021-09-01 | 9 | 2021 | 2021 | Summer | 176.1143 | 196.0728 | 216.0313 | 236.5946 | 258.8196 |  | 7295.3623 | 7125.0575 | 6987.5532 | 6874.9042 | 7084.3308 |  | 258.8196 | 258.8196 | 258.8196 | 176.1143 | 22.225 | 118.8576 | 0.011791 | 176.1143
LCC-02 | 2021-10-01 | 10 | 2022 | 2021 | Fall | 182.6473 | 204.276 | 225.9048 | 248.1889 | 271.4631 |  | 7274.546 | 7109.1722 | 6985.0185 | 6890.9004 | 7039.087 |  | 271.4631 | 271.4631 | 271.4631 | 182.6473 | 23.2742 | 118.8576 | 0.011791 | 182.6473
LCC-02 | 2021-11-01 | 11 | 2022 | 2021 | Fall | 186.5611 | 209.1905 | 231.8198 | 255.1349 | 279.0376 |  | 7240.7063 | 7077.8947 | 6956.7175 | 6869.1416 | 7039.087 |  | 279.0376 | 279.0376 | 279.0376 | 186.5611 | 23.9027 | 118.8576 | 0.011791 | 186.5611
LCC-02 | 2021-12-01 | 12 | 2022 | 2021 | Winter | 192.9519 | 217.2151 | 241.4784 | 266.4769 | 291.4059 |  | 7346.2745 | 7166.9893 | 7027.3521 | 6915.6928 | 7044.1856 |  | 291.4059 | 291.4059 | 291.4059 | 192.9519 | 24.929 | 118.8576 | 0.011791 | 192.9519
LCC-02 | 2022-01-01 | 1 | 2022 | 2022 | Winter | 194.1567 | 218.728 | 243.2993 | 268.6151 | 293.7376 |  | 7336.1734 | 7157.2717 | 7018.1527 | 6907.6597 | 7044.1856 |  | 293.7376 | 293.7376 | 293.7376 | 194.1567 | 25.1225 | 118.8576 | 0.011791 | 194.1567
LCC-02 | 2022-02-01 | 2 | 2022 | 2022 | Winter | 193.3261 | 217.685 | 242.0439 | 267.1409 | 292.13 |  | 7343.1222 | 7163.9554 | 7024.4772 | 6913.1707 | 7044.1856 |  | 292.13 | 292.13 | 292.13 | 193.3261 | 24.9891 | 118.8576 | 0.011791 | 193.3261
LCC-02 | 2022-03-01 | 3 | 2022 | 2022 | Winter | 189.2102 | 212.5169 | 235.8235 | 259.8363 | 284.1645 |  | 7378.583 | 7198.1441 | 7057.0014 | 6942.2268 | 7044.1856 |  | 284.1645 | 284.1645 | 284.1645 | 189.2102 | 24.3281 | 118.8576 | 0.011791 | 189.2102
LCC-02 | 2022-04-01 | 4 | 2022 | 2022 | Spring | 182.3405 | 203.8908 | 225.4411 | 247.6444 | 270.8693 |  | 7277.2843 | 7111.7091 | 6987.3352 | 6892.7738 | 7039.087 |  | 270.8693 | 270.8693 | 270.8693 | 182.3405 | 23.2249 | 118.8576 | 0.011791 | 182.3405
LCC-02 | 2022-05-01 | 5 | 2022 | 2022 | Spring | 179.4744 | 200.2919 | 221.1094 | 242.5578 | 265.3224 |  | 7303.497 | 7136.0385 | 7009.6714 | 6911.3729 | 7039.087 |  | 265.3224 | 265.3224 | 265.3224 | 179.4744 | 22.7646 | 118.8576 | 0.011791 | 179.4744
LCC-02 | 2022-06-01 | 6 | 2022 | 2022 | Summer | 174.2435 | 193.7237 | 213.2039 | 233.2743 | 255.1989 |  | 7313.4468 | 7143.206 | 7005.3299 | 6891.0245 | 7084.3308 |  | 255.1989 | 255.1989 | 255.1989 | 174.2435 | 21.9245 | 118.8576 | 0.011791 | 174.2435
LCC-02 | 2022-07-01 | 7 | 2022 | 2022 | Summer | 173.4951 | 192.784 | 212.0729 | 231.9462 | 253.7506 |  | 7320.7984 | 7150.5934 | 7012.5927 | 6897.7078 | 7084.3308 |  | 253.7506 | 253.7506 | 253.7506 | 173.4951 | 21.8044 | 118.8576 | 0.011791 | 173.4951
LCC-02 | 2022-08-01 | 8 | 2022 | 2022 | Summer | 173.4951 | 192.784 | 212.0729 | 231.9462 | 253.7506 |  | 7320.7984 | 7150.5934 | 7012.5927 | 6897.7078 | 7084.3308 |  | 253.7506 | 253.7506 | 253.7506 | 173.4951 | 21.8044 | 118.8576 | 0.011791 | 173.4951
LCC-02 | 2022-09-01 | 9 | 2022 | 2022 | Summer | 176.1143 | 196.0728 | 216.0313 | 236.5946 | 258.8196 |  | 7295.3623 | 7125.0575 | 6987.5532 | 6874.9042 | 7084.3308 |  | 258.8196 | 258.8196 | 258.8196 | 176.1143 | 22.225 | 118.8576 | 0.011791 | 176.1143
LCC-02 | 2022-10-01 | 10 | 2023 | 2022 | Fall | 182.6473 | 204.276 | 225.9048 | 248.1889 | 271.4631 |  | 7274.546 | 7109.1722 | 6985.0185 | 6890.9004 | 7039.087 |  | 271.4631 | 271.4631 | 271.4631 | 182.6473 | 23.2742 | 118.8576 | 0.011791 | 182.6473
LCC-02 | 2022-11-01 | 11 | 2023 | 2022 | Fall | 186.5611 | 209.1905 | 231.8198 | 255.1349 | 279.0376 |  | 7240.7063 | 7077.8947 | 6956.7175 | 6869.1416 | 7039.087 |  | 279.0376 | 279.0376 | 279.0376 | 186.5611 | 23.9027 | 118.8576 | 0.011791 | 186.5611
LCC-02 | 2022-12-01 | 12 | 2023 | 2022 | Winter | 192.9519 | 217.2151 | 241.4784 | 266.4769 | 291.4059 |  | 7346.2745 | 7166.9893 | 7027.3521 | 6915.6928 | 7044.1856 |  | 291.4059 | 291.4059 | 291.4059 | 192.9519 | 24.929 | 118.8576 | 0.011791 | 192.9519
LCC-02 | 2023-01-01 | 1 | 2023 | 2023 | Winter | 194.1567 | 218.728 | 243.2993 | 268.6151 | 293.7376 |  | 7336.1734 | 7157.2717 | 7018.1527 | 6907.6597 | 7044.1856 |  | 293.7376 | 293.7376 | 293.7376 | 194.1567 | 25.1225 | 118.8576 | 0.011791 | 194.1567
LCC-02 | 2023-02-01 | 2 | 2023 | 2023 | Winter | 193.3261 | 217.685 | 242.0439 | 267.1409 | 292.13 |  | 7343.1222 | 7163.9554 | 7024.4772 | 6913.1707 | 7044.1856 |  | 292.13 | 292.13 | 292.13 | 193.3261 | 24.9891 | 118.8576 | 0.011791 | 193.3261
LCC-02 | 2023-03-01 | 3 | 2023 | 2023 | Winter | 189.2102 | 212.5169 | 235.8235 | 259.8363 | 284.1645 |  | 7378.583 | 7198.1441 | 7057.0014 | 6942.2268 | 7044.1856 |  | 284.1645 | 284.1645 | 284.1645 | 189.2102 | 24.3281 | 118.8576 | 0.011791 | 189.2102
LCC-02 | 2023-04-01 | 4 | 2023 | 2023 | Spring | 182.3405 | 203.8908 | 225.4411 | 247.6444 | 270.8693 |  | 7277.2843 | 7111.7091 | 6987.3352 | 6892.7738 | 7039.087 |  | 270.8693 | 270.8693 | 270.8693 | 182.3405 | 23.2249 | 118.8576 | 0.011791 | 182.3405
LCC-02 | 2023-05-01 | 5 | 2023 | 2023 | Spring | 179.4744 | 200.2919 | 221.1094 | 242.5578 | 265.3224 |  | 7303.497 | 7136.0385 | 7009.6714 | 6911.3729 | 7039.087 |  | 265.3224 | 265.3224 | 265.3224 | 179.4744 | 22.7646 | 118.8576 | 0.011791 | 179.4744
LCC-02 | 2023-06-01 | 6 | 2023 | 2023 | Summer | 174.2435 | 193.7237 | 213.2039 | 233.2743 | 255.1989 |  | 7313.4468 | 7143.206 | 7005.3299 | 6891.0245 | 7084.3308 |  | 255.1989 | 255.1989 | 255.1989 | 174.2435 | 21.9245 | 118.8576 | 0.011791 | 174.2435
LCC-02 | 2023-07-01 | 7 | 2023 | 2023 | Summer | 173.4951 | 192.784 | 212.0729 | 231.9462 | 253.7506 |  | 7320.7984 | 7150.5934 | 7012.5927 | 6897.7078 | 7084.3308 |  | 253.7506 | 253.7506 | 253.7506 | 173.4951 | 21.8044 | 118.8576 | 0.011791 | 173.4951
LCC-02 | 2023-08-01 | 8 | 2023 | 2023 | Summer | 173.4951 | 192.784 | 212.0729 | 231.9462 | 253.7506 |  | 7320.7984 | 7150.5934 | 7012.5927 | 6897.7078 | 7084.3308 |  | 253.7506 | 253.7506 | 253.7506 | 173.4951 | 21.8044 | 118.8576 | 0.011791 | 173.4951
LCC-02 | 2023-09-01 | 9 | 2023 | 2023 | Summer | 176.1143 | 196.0728 | 216.0313 | 236.5946 | 258.8196 |  | 7295.3623 | 7125.0575 | 6987.5532 | 6874.9042 | 7084.3308 |  | 258.8196 | 258.8196 | 258.8196 | 176.1143 | 22.225 | 118.8576 | 0.011791 | 176.1143
LCC-02 | 2023-10-01 | 10 | 2024 | 2023 | Fall | 182.6473 | 204.276 | 225.9048 | 248.1889 | 271.4631 |  | 7274.546 | 7109.1722 | 6985.0185 | 6890.9004 | 7039.087 |  | 271.4631 | 271.4631 | 271.4631 | 182.6473 | 23.2742 | 118.8576 | 0.011791 | 182.6473
LCC-02 | 2023-11-01 | 11 | 2024 | 2023 | Fall | 186.5611 | 209.1905 | 231.8198 | 255.1349 | 279.0376 |  | 7240.7063 | 7077.8947 | 6956.7175 | 6869.1416 | 7039.087 |  | 279.0376 | 279.0376 | 279.0376 | 186.5611 | 23.9027 | 118.8576 | 0.011791 | 186.5611
LCC-02 | 2023-12-01 | 12 | 2024 | 2023 | Winter | 192.9519 | 217.2151 | 241.4784 | 266.4769 | 291.4059 |  | 7346.2745 | 7166.9893 | 7027.3521 | 6915.6928 | 7044.1856 |  | 291.4059 | 291.4059 | 291.4059 | 192.9519 | 24.929 | 118.8576 | 0.011791 | 192.9519
LCC-02 | 2024-01-01 | 1 | 2024 | 2024 | Winter | 194.1567 | 218.728 | 243.2993 | 268.6151 | 293.7376 |  | 7336.1734 | 7157.2717 | 7018.1527 | 6907.6597 | 7044.1856 |  | 293.7376 | 293.7376 | 293.7376 | 194.1567 | 25.1225 | 118.8576 | 0.011791 | 194.1567
LCC-02 | 2024-02-01 | 2 | 2024 | 2024 | Winter | 193.3261 | 217.685 | 242.0439 | 267.1409 | 292.13 |  | 7343.1222 | 7163.9554 | 7024.4772 | 6913.1707 | 7044.1856 |  | 292.13 | 292.13 | 292.13 | 193.3261 | 24.9891 | 118.8576 | 0.011791 | 193.3261
LCC-02 | 2024-03-01 | 3 | 2024 | 2024 | Winter | 189.2102 | 212.5169 | 235.8235 | 259.8363 | 284.1645 |  | 7378.583 | 7198.1441 | 7057.0014 | 6942.2268 | 7044.1856 |  | 284.1645 | 284.1645 | 284.1645 | 189.2102 | 24.3281 | 118.8576 | 0.011791 | 189.2102
LCC-02 | 2024-04-01 | 4 | 2024 | 2024 | Spring | 182.3405 | 203.8908 | 225.4411 | 247.6444 | 270.8693 |  | 7277.2843 | 7111.7091 | 6987.3352 | 6892.7738 | 7039.087 |  | 270.8693 | 270.8693 | 270.8693 | 182.3405 | 23.2249 | 118.8576 | 0.011791 | 182.3405
LCC-02 | 2024-05-01 | 5 | 2024 | 2024 | Spring | 179.4744 | 200.2919 | 221.1094 | 242.5578 | 265.3224 |  | 7303.497 | 7136.0385 | 7009.6714 | 6911.3729 | 7039.087 |  | 265.3224 | 265.3224 | 265.3224 | 179.4744 | 22.7646 | 118.8576 | 0.011791 | 179.4744
LCC-02 | 2024-06-01 | 6 | 2024 | 2024 | Summer | 174.2435 | 193.7237 | 213.2039 | 233.2743 | 255.1989 |  | 7313.4468 | 7143.206 | 7005.3299 | 6891.0245 | 7084.3308 |  | 255.1989 | 255.1989 | 255.1989 | 174.2435 | 21.9245 | 118.8576 | 0.011791 | 174.2435
LCC-02 | 2024-07-01 | 7 | 2024 | 2024 | Summer | 173.4951 | 192.784 | 212.0729 | 231.9462 | 253.7506 |  | 7320.7984 | 7150.5934 | 7012.5927 | 6897.7078 | 7084.3308 |  | 253.7506 | 253.7506 | 253.7506 | 173.4951 | 21.8044 | 118.8576 | 0.011791 | 173.4951
LCC-02 | 2024-08-01 | 8 | 2024 | 2024 | Summer | 173.4951 | 192.784 | 212.0729 | 231.9462 | 253.7506 |  | 7320.7984 | 7150.5934 | 7012.5927 | 6897.7078 | 7084.3308 |  | 253.7506 | 253.7506 | 253.7506 | 173.4951 | 21.8044 | 118.8576 | 0.011791 | 173.4951
LCC-02 | 2024-09-01 | 9 | 2024 | 2024 | Summer | 176.1143 | 196.0728 | 216.0313 | 236.5946 | 258.8196 |  | 7295.3623 | 7125.0575 | 6987.5532 | 6874.9042 | 7084.3308 |  | 258.8196 | 258.8196 | 258.8196 | 176.1143 | 22.225 | 118.8576 | 0.011791 | 176.1143
LCC-02 | 2024-10-01 | 10 | 2025 | 2024 | Fall | 182.6473 | 204.276 | 225.9048 | 248.1889 | 271.4631 |  | 7274.546 | 7109.1722 | 6985.0185 | 6890.9004 | 7039.087 |  | 271.4631 | 271.4631 | 271.4631 | 182.6473 | 23.2742 | 118.8576 | 0.011791 | 182.6473
LCC-02 | 2024-11-01 | 11 | 2025 | 2024 | Fall | 186.5611 | 209.1905 | 231.8198 | 255.1349 | 279.0376 |  | 7240.7063 | 7077.8947 | 6956.7175 | 6869.1416 | 7039.087 |  | 279.0376 | 279.0376 | 279.0376 | 186.5611 | 23.9027 | 118.8576 | 0.011791 | 186.5611
LCC-02 | 2024-12-01 | 12 | 2025 | 2024 | Winter | 192.9519 | 217.2151 | 241.4784 | 266.4769 | 291.4059 |  | 7346.2745 | 7166.9893 | 7027.3521 | 6915.6928 | 7044.1856 |  | 291.4059 | 291.4059 | 291.4059 | 192.9519 | 24.929 | 118.8576 | 0.011791 | 192.9519
LCC-02 | 2025-01-01 | 1 | 2025 | 2025 | Winter | 194.1567 | 218.728 | 243.2993 | 268.6151 | 293.7376 |  | 7336.1734 | 7157.2717 | 7018.1527 | 6907.6597 | 7044.1856 |  | 293.7376 | 293.7376 | 293.7376 | 194.1567 | 25.1225 | 118.8576 | 0.011791 | 194.1567
LCC-02 | 2025-02-01 | 2 | 2025 | 2025 | Winter | 193.3261 | 217.685 | 242.0439 | 267.1409 | 292.13 |  | 7343.1222 | 7163.9554 | 7024.4772 | 6913.1707 | 7044.1856 |  | 292.13 | 292.13 | 292.13 | 193.3261 | 24.9891 | 118.8576 | 0.011791 | 193.3261
LCC-02 | 2025-03-01 | 3 | 2025 | 2025 | Winter | 189.2102 | 212.5169 | 235.8235 | 259.8363 | 284.1645 |  | 7378.583 | 7198.1441 | 7057.0014 | 6942.2268 | 7044.1856 |  | 284.1645 | 284.1645 | 284.1645 | 189.2102 | 24.3281 | 118.8576 | 0.011791 | 189.2102
LCC-02 | 2025-04-01 | 4 | 2025 | 2025 | Spring | 182.3405 | 203.8908 | 225.4411 | 247.6444 | 270.8693 |  | 7277.2843 | 7111.7091 | 6987.3352 | 6892.7738 | 7039.087 |  | 270.8693 | 270.8693 | 270.8693 | 182.3405 | 23.2249 | 118.8576 | 0.011791 | 182.3405
LCC-02 | 2025-05-01 | 5 | 2025 | 2025 | Spring | 179.4744 | 200.2919 | 221.1094 | 242.5578 | 265.3224 |  | 7303.497 | 7136.0385 | 7009.6714 | 6911.3729 | 7039.087 |  | 265.3224 | 265.3224 | 265.3224 | 179.4744 | 22.7646 | 118.8576 | 0.011791 | 179.4744
LCC-02 | 2025-06-01 | 6 | 2025 | 2025 | Summer | 174.2435 | 193.7237 | 213.2039 | 233.2743 | 255.1989 |  | 7313.4468 | 7143.206 | 7005.3299 | 6891.0245 | 7084.3308 |  | 255.1989 | 255.1989 | 255.1989 | 174.2435 | 21.9245 | 118.8576 | 0.011791 | 174.2435
LCC-02 | 2025-07-01 | 7 | 2025 | 2025 | Summer | 173.4951 | 192.784 | 212.0729 | 231.9462 | 253.7506 |  | 7320.7984 | 7150.5934 | 7012.5927 | 6897.7078 | 7084.3308 |  | 253.7506 | 253.7506 | 253.7506 | 173.4951 | 21.8044 | 118.8576 | 0.011791 | 173.4951
LCC-02 | 2025-08-01 | 8 | 2025 | 2025 | Summer | 173.4951 | 192.784 | 212.0729 | 231.9462 | 253.7506 |  | 7320.7984 | 7150.5934 | 7012.5927 | 6897.7078 | 7084.3308 |  | 253.7506 | 253.7506 | 253.7506 | 173.4951 | 21.8044 | 118.8576 | 0.011791 | 173.4951
LCC-02 | 2025-09-01 | 9 | 2025 | 2025 | Summer | 176.1143 | 196.0728 | 216.0313 | 236.5946 | 258.8196 |  | 7295.3623 | 7125.0575 | 6987.5532 | 6874.9042 | 7084.3308 |  | 258.8196 | 258.8196 | 258.8196 | 176.1143 | 22.225 | 118.8576 | 0.011791 | 176.1143
LCC-02 | 2025-10-01 | 10 | 2026 | 2025 | Fall | 182.6473 | 204.276 | 225.9048 | 248.1889 | 271.4631 |  | 7274.546 | 7109.1722 | 6985.0185 | 6890.9004 | 7039.087 |  | 271.4631 | 271.4631 | 271.4631 | 182.6473 | 23.2742 | 118.8576 | 0.011791 | 182.6473
LCC-02 | 2025-11-01 | 11 | 2026 | 2025 | Fall | 186.5611 | 209.1905 | 231.8198 | 255.1349 | 279.0376 |  | 7240.7063 | 7077.8947 | 6956.7175 | 6869.1416 | 7039.087 |  | 279.0376 | 279.0376 | 279.0376 | 186.5611 | 23.9027 | 118.8576 | 0.011791 | 186.5611
LCC-02 | 2025-12-01 | 12 | 2026 | 2025 | Winter | 192.9519 | 217.2151 | 241.4784 | 266.4769 | 291.4059 |  | 7346.2745 | 7166.9893 | 7027.3521 | 6915.6928 | 7044.1856 |  | 291.4059 | 291.4059 | 291.4059 | 192.9519 | 24.929 | 118.8576 | 0.011791 | 192.9519
LCC-02 | 2026-01-01 | 1 | 2026 | 2026 | Winter | 194.1567 | 218.728 | 243.2993 | 268.6151 | 293.7376 |  | 7336.1734 | 7157.2717 | 7018.1527 | 6907.6597 | 7044.1856 |  | 293.7376 | 293.7376 | 293.7376 | 194.1567 | 25.1225 | 118.8576 | 0.011791 | 194.1567
LCC-02 | 2026-02-01 | 2 | 2026 | 2026 | Winter | 193.3261 | 217.685 | 242.0439 | 267.1409 | 292.13 |  | 7343.1222 | 7163.9554 | 7024.4772 | 6913.1707 | 7044.1856 |  | 292.13 | 292.13 | 292.13 | 193.3261 | 24.9891 | 118.8576 | 0.011791 | 193.3261
LCC-02 | 2026-03-01 | 3 | 2026 | 2026 | Winter | 189.2102 | 212.5169 | 235.8235 | 259.8363 | 284.1645 |  | 7378.583 | 7198.1441 | 7057.0014 | 6942.2268 | 7044.1856 |  | 284.1645 | 284.1645 | 284.1645 | 189.2102 | 24.3281 | 118.8576 | 0.011791 | 189.2102
LCC-02 | 2026-04-01 | 4 | 2026 | 2026 | Spring | 182.3405 | 203.8908 | 225.4411 | 247.6444 | 270.8693 |  | 7277.2843 | 7111.7091 | 6987.3352 | 6892.7738 | 7039.087 |  | 270.8693 | 270.8693 | 270.8693 | 182.3405 | 23.2249 | 118.8576 | 0.011791 | 182.3405
LCC-02 | 2026-05-01 | 5 | 2026 | 2026 | Spring | 179.4744 | 200.2919 | 221.1094 | 242.5578 | 265.3224 |  | 7303.497 | 7136.0385 | 7009.6714 | 6911.3729 | 7039.087 |  | 265.3224 | 265.3224 | 265.3224 | 179.4744 | 22.7646 | 118.8576 | 0.011791 | 179.4744
LCC-02 | 2026-06-01 | 6 | 2026 | 2026 | Summer | 174.2435 | 193.7237 | 213.2039 | 233.2743 | 255.1989 |  | 7313.4468 | 7143.206 | 7005.3299 | 6891.0245 | 7084.3308 |  | 255.1989 | 255.1989 | 255.1989 | 174.2435 | 21.9245 | 118.8576 | 0.011791 | 174.2435
LCC-02 | 2026-07-01 | 7 | 2026 | 2026 | Summer | 173.4951 | 192.784 | 212.0729 | 231.9462 | 253.7506 |  | 7320.7984 | 7150.5934 | 7012.5927 | 6897.7078 | 7084.3308 |  | 253.7506 | 253.7506 | 253.7506 | 173.4951 | 21.8044 | 118.8576 | 0.011791 | 173.4951
LCC-02 | 2026-08-01 | 8 | 2026 | 2026 | Summer | 173.4951 | 192.784 | 212.0729 | 231.9462 | 253.7506 |  | 7320.7984 | 7150.5934 | 7012.5927 | 6897.7078 | 7084.3308 |  | 253.7506 | 253.7506 | 253.7506 | 173.4951 | 21.8044 | 118.8576 | 0.011791 | 173.4951
LCC-02 | 2026-09-01 | 9 | 2026 | 2026 | Summer | 176.1143 | 196.0728 | 216.0313 | 236.5946 | 258.8196 |  | 7295.3623 | 7125.0575 | 6987.5532 | 6874.9042 | 7084.3308 |  | 258.8196 | 258.8196 | 258.8196 | 176.1143 | 22.225 | 118.8576 | 0.011791 | 176.1143
LCC-02 | 2026-10-01 | 10 | 2027 | 2026 | Fall | 182.6473 | 204.276 | 225.9048 | 248.1889 | 271.4631 |  | 7274.546 | 7109.1722 | 6985.0185 | 6890.9004 | 7039.087 |  | 271.4631 | 271.4631 | 271.4631 | 182.6473 | 23.2742 | 118.8576 | 0.011791 | 182.6473
LCC-02 | 2026-11-01 | 11 | 2027 | 2026 | Fall | 186.5611 | 209.1905 | 231.8198 | 255.1349 | 279.0376 |  | 7240.7063 | 7077.8947 | 6956.7175 | 6869.1416 | 7039.087 |  | 279.0376 | 279.0376 | 279.0376 | 186.5611 | 23.9027 | 118.8576 | 0.011791 | 186.5611
LCC-02 | 2026-12-01 | 12 | 2027 | 2026 | Winter | 192.9519 | 217.2151 | 241.4784 | 266.4769 | 291.4059 |  | 7346.2745 | 7166.9893 | 7027.3521 | 6915.6928 | 7044.1856 |  | 291.4059 | 291.4059 | 291.4059 | 192.9519 | 24.929 | 118.8576 | 0.011791 | 192.9519
LCC-02 | 2027-01-01 | 1 | 2027 | 2027 | Winter | 194.1567 | 218.728 | 243.2993 | 268.6151 | 293.7376 |  | 7336.1734 | 7157.2717 | 7018.1527 | 6907.6597 | 7044.1856 |  | 293.7376 | 293.7376 | 293.7376 | 194.1567 | 25.1225 | 118.8576 | 0.011791 | 194.1567
LCC-02 | 2027-02-01 | 2 | 2027 | 2027 | Winter | 193.3261 | 217.685 | 242.0439 | 267.1409 | 292.13 |  | 7343.1222 | 7163.9554 | 7024.4772 | 6913.1707 | 7044.1856 |  | 292.13 | 292.13 | 292.13 | 193.3261 | 24.9891 | 118.8576 | 0.011791 | 193.3261
LCC-02 | 2027-03-01 | 3 | 2027 | 2027 | Winter | 189.2102 | 212.5169 | 235.8235 | 259.8363 | 284.1645 |  | 7378.583 | 7198.1441 | 7057.0014 | 6942.2268 | 7044.1856 |  | 284.1645 | 284.1645 | 284.1645 | 189.2102 | 24.3281 | 118.8576 | 0.011791 | 189.2102
LCC-02 | 2027-04-01 | 4 | 2027 | 2027 | Spring | 182.3405 | 203.8908 | 225.4411 | 247.6444 | 270.8693 |  | 7277.2843 | 7111.7091 | 6987.3352 | 6892.7738 | 7039.087 |  | 270.8693 | 270.8693 | 270.8693 | 182.3405 | 23.2249 | 118.8576 | 0.011791 | 182.3405
LCC-02 | 2027-05-01 | 5 | 2027 | 2027 | Spring | 179.4744 | 200.2919 | 221.1094 | 242.5578 | 265.3224 |  | 7303.497 | 7136.0385 | 7009.6714 | 6911.3729 | 7039.087 |  | 265.3224 | 265.3224 | 265.3224 | 179.4744 | 22.7646 | 118.8576 | 0.011791 | 179.4744
LCC-02 | 2027-06-01 | 6 | 2027 | 2027 | Summer | 174.2435 | 193.7237 | 213.2039 | 233.2743 | 255.1989 |  | 7313.4468 | 7143.206 | 7005.3299 | 6891.0245 | 7084.3308 |  | 255.1989 | 255.1989 | 255.1989 | 174.2435 | 21.9245 | 118.8576 | 0.011791 | 174.2435
LCC-02 | 2027-07-01 | 7 | 2027 | 2027 | Summer | 173.4951 | 192.784 | 212.0729 | 231.9462 | 253.7506 |  | 7320.7984 | 7150.5934 | 7012.5927 | 6897.7078 | 7084.3308 |  | 253.7506 | 253.7506 | 253.7506 | 173.4951 | 21.8044 | 118.8576 | 0.011791 | 173.4951
LCC-02 | 2027-08-01 | 8 | 2027 | 2027 | Summer | 173.4951 | 192.784 | 212.0729 | 231.9462 | 253.7506 |  | 7320.7984 | 7150.5934 | 7012.5927 | 6897.7078 | 7084.3308 |  | 253.7506 | 253.7506 | 253.7506 | 173.4951 | 21.8044 | 118.8576 | 0.011791 | 173.4951
LCC-02 | 2027-09-01 | 9 | 2027 | 2027 | Summer | 176.1143 | 196.0728 | 216.0313 | 236.5946 | 258.8196 |  | 7295.3623 | 7125.0575 | 6987.5532 | 6874.9042 | 7084.3308 |  | 258.8196 | 258.8196 | 258.8196 | 176.1143 | 22.225 | 118.8576 | 0.011791 | 176.1143
LCC-02 | 2027-10-01 | 10 | 2028 | 2027 | Fall | 182.6473 | 204.276 | 225.9048 | 248.1889 | 271.4631 |  | 7274.546 | 7109.1722 | 6985.0185 | 6890.9004 | 7039.087 |  | 271.4631 | 271.4631 | 271.4631 | 182.6473 | 23.2742 | 118.8576 | 0.011791 | 182.6473
LCC-02 | 2027-11-01 | 11 | 2028 | 2027 | Fall | 186.5611 | 209.1905 | 231.8198 | 255.1349 | 279.0376 |  | 7240.7063 | 7077.8947 | 6956.7175 | 6869.1416 | 7039.087 |  | 279.0376 | 279.0376 | 279.0376 | 186.5611 | 23.9027 | 118.8576 | 0.011791 | 186.5611
LCC-02 | 2027-12-01 | 12 | 2028 | 2027 | Winter | 192.9519 | 217.2151 | 241.4784 | 266.4769 | 291.4059 |  | 7346.2745 | 7166.9893 | 7027.3521 | 6915.6928 | 7044.1856 |  | 291.4059 | 291.4059 | 291.4059 | 192.9519 | 24.929 | 118.8576 | 0.011791 | 192.9519
LCC-02 | 2028-01-01 | 1 | 2028 | 2028 | Winter | 194.1567 | 218.728 | 243.2993 | 268.6151 | 293.7376 |  | 7336.1734 | 7157.2717 | 7018.1527 | 6907.6597 | 7044.1856 |  | 293.7376 | 293.7376 | 293.7376 | 194.1567 | 25.1225 | 118.8576 | 0.011791 | 194.1567
LCC-02 | 2028-02-01 | 2 | 2028 | 2028 | Winter | 193.3261 | 217.685 | 242.0439 | 267.1409 | 292.13 |  | 7343.1222 | 7163.9554 | 7024.4772 | 6913.1707 | 7044.1856 |  | 292.13 | 292.13 | 292.13 | 193.3261 | 24.9891 | 118.8576 | 0.011791 | 193.3261
LCC-02 | 2028-03-01 | 3 | 2028 | 2028 | Winter | 189.2102 | 212.5169 | 235.8235 | 259.8363 | 284.1645 |  | 7378.583 | 7198.1441 | 7057.0014 | 6942.2268 | 7044.1856 |  | 284.1645 | 284.1645 | 284.1645 | 189.2102 | 24.3281 | 118.8576 | 0.011791 | 189.2102
LCC-02 | 2028-04-01 | 4 | 2028 | 2028 | Spring | 182.3405 | 203.8908 | 225.4411 | 247.6444 | 270.8693 |  | 7277.2843 | 7111.7091 | 6987.3352 | 6892.7738 | 7039.087 |  | 270.8693 | 270.8693 | 270.8693 | 182.3405 | 23.2249 | 118.8576 | 0.011791 | 182.3405
LCC-02 | 2028-05-01 | 5 | 2028 | 2028 | Spring | 179.4744 | 200.2919 | 221.1094 | 242.5578 | 265.3224 |  | 7303.497 | 7136.0385 | 7009.6714 | 6911.3729 | 7039.087 |  | 265.3224 | 265.3224 | 265.3224 | 179.4744 | 22.7646 | 118.8576 | 0.011791 | 179.4744
LCC-02 | 2028-06-01 | 6 | 2028 | 2028 | Summer | 174.2435 | 193.7237 | 213.2039 | 233.2743 | 255.1989 |  | 7313.4468 | 7143.206 | 7005.3299 | 6891.0245 | 7084.3308 |  | 255.1989 | 255.1989 | 255.1989 | 174.2435 | 21.9245 | 118.8576 | 0.011791 | 174.2435
LCC-02 | 2028-07-01 | 7 | 2028 | 2028 | Summer | 173.4951 | 192.784 | 212.0729 | 231.9462 | 253.7506 |  | 7320.7984 | 7150.5934 | 7012.5927 | 6897.7078 | 7084.3308 |  | 253.7506 | 253.7506 | 253.7506 | 173.4951 | 21.8044 | 118.8576 | 0.011791 | 173.4951
LCC-02 | 2028-08-01 | 8 | 2028 | 2028 | Summer | 173.4951 | 192.784 | 212.0729 | 231.9462 | 253.7506 |  | 7320.7984 | 7150.5934 | 7012.5927 | 6897.7078 | 7084.3308 |  | 253.7506 | 253.7506 | 253.7506 | 173.4951 | 21.8044 | 118.8576 | 0.011791 | 173.4951
LCC-02 | 2028-09-01 | 9 | 2028 | 2028 | Summer | 176.1143 | 196.0728 | 216.0313 | 236.5946 | 258.8196 |  | 7295.3623 | 7125.0575 | 6987.5532 | 6874.9042 | 7084.3308 |  | 258.8196 | 258.8196 | 258.8196 | 176.1143 | 22.225 | 118.8576 | 0.011791 | 176.1143
LCC-02 | 2028-10-01 | 10 | 2029 | 2028 | Fall | 182.6473 | 204.276 | 225.9048 | 248.1889 | 271.4631 |  | 7274.546 | 7109.1722 | 6985.0185 | 6890.9004 | 7039.087 |  | 271.4631 | 271.4631 | 271.4631 | 182.6473 | 23.2742 | 118.8576 | 0.011791 | 182.6473
LCC-02 | 2028-11-01 | 11 | 2029 | 2028 | Fall | 186.5611 | 209.1905 | 231.8198 | 255.1349 | 279.0376 |  | 7240.7063 | 7077.8947 | 6956.7175 | 6869.1416 | 7039.087 |  | 279.0376 | 279.0376 | 279.0376 | 186.5611 | 23.9027 | 118.8576 | 0.011791 | 186.5611
LCC-02 | 2028-12-01 | 12 | 2029 | 2028 | Winter | 192.9519 | 217.2151 | 241.4784 | 266.4769 | 291.4059 |  | 7346.2745 | 7166.9893 | 7027.3521 | 6915.6928 | 7044.1856 |  | 291.4059 | 291.4059 | 291.4059 | 192.9519 | 24.929 | 118.8576 | 0.011791 | 192.9519
LCC-02 | 2029-01-01 | 1 | 2029 | 2029 | Winter | 194.1567 | 218.728 | 243.2993 | 268.6151 | 293.7376 |  | 7336.1734 | 7157.2717 | 7018.1527 | 6907.6597 | 7044.1856 |  | 293.7376 | 293.7376 | 293.7376 | 194.1567 | 25.1225 | 118.8576 | 0.011791 | 194.1567
LCC-02 | 2029-02-01 | 2 | 2029 | 2029 | Winter | 193.3261 | 217.685 | 242.0439 | 267.1409 | 292.13 |  | 7343.1222 | 7163.9554 | 7024.4772 | 6913.1707 | 7044.1856 |  | 292.13 | 292.13 | 292.13 | 193.3261 | 24.9891 | 118.8576 | 0.011791 | 193.3261
LCC-02 | 2029-03-01 | 3 | 2029 | 2029 | Winter | 189.2102 | 212.5169 | 235.8235 | 259.8363 | 284.1645 |  | 7378.583 | 7198.1441 | 7057.0014 | 6942.2268 | 7044.1856 |  | 284.1645 | 284.1645 | 284.1645 | 189.2102 | 24.3281 | 118.8576 | 0.011791 | 189.2102
LCC-02 | 2029-04-01 | 4 | 2029 | 2029 | Spring | 182.3405 | 203.8908 | 225.4411 | 247.6444 | 270.8693 |  | 7277.2843 | 7111.7091 | 6987.3352 | 6892.7738 | 7039.087 |  | 270.8693 | 270.8693 | 270.8693 | 182.3405 | 23.2249 | 118.8576 | 0.011791 | 182.3405
LCC-02 | 2029-05-01 | 5 | 2029 | 2029 | Spring | 179.4744 | 200.2919 | 221.1094 | 242.5578 | 265.3224 |  | 7303.497 | 7136.0385 | 7009.6714 | 6911.3729 | 7039.087 |  | 265.3224 | 265.3224 | 265.3224 | 179.4744 | 22.7646 | 118.8576 | 0.011791 | 179.4744
LCC-02 | 2029-06-01 | 6 | 2029 | 2029 | Summer | 174.2435 | 193.7237 | 213.2039 | 233.2743 | 255.1989 |  | 7313.4468 | 7143.206 | 7005.3299 | 6891.0245 | 7084.3308 |  | 255.1989 | 255.1989 | 255.1989 | 174.2435 | 21.9245 | 118.8576 | 0.011791 | 174.2435
LCC-02 | 2029-07-01 | 7 | 2029 | 2029 | Summer | 173.4951 | 192.784 | 212.0729 | 231.9462 | 253.7506 |  | 7320.7984 | 7150.5934 | 7012.5927 | 6897.7078 | 7084.3308 |  | 253.7506 | 253.7506 | 253.7506 | 173.4951 | 21.8044 | 118.8576 | 0.011791 | 173.4951
LCC-02 | 2029-08-01 | 8 | 2029 | 2029 | Summer | 173.4951 | 192.784 | 212.0729 | 231.9462 | 253.7506 |  | 7320.7984 | 7150.5934 | 7012.5927 | 6897.7078 | 7084.3308 |  | 253.7506 | 253.7506 | 253.7506 | 173.4951 | 21.8044 | 118.8576 | 0.011791 | 173.4951
LCC-02 | 2029-09-01 | 9 | 2029 | 2029 | Summer | 176.1143 | 196.0728 | 216.0313 | 236.5946 | 258.8196 |  | 7295.3623 | 7125.0575 | 6987.5532 | 6874.9042 | 7084.3308 |  | 258.8196 | 258.8196 | 258.8196 | 176.1143 | 22.225 | 118.8576 | 0.011791 | 176.1143
LCC-02 | 2029-10-01 | 10 | 2030 | 2029 | Fall | 182.6473 | 204.276 | 225.9048 | 248.1889 | 271.4631 |  | 7274.546 | 7109.1722 | 6985.0185 | 6890.9004 | 7039.087 |  | 271.4631 | 271.4631 | 271.4631 | 182.6473 | 23.2742 | 118.8576 | 0.011791 | 182.6473
LCC-02 | 2029-11-01 | 11 | 2030 | 2029 | Fall | 186.5611 | 209.1905 | 231.8198 | 255.1349 | 279.0376 |  | 7240.7063 | 7077.8947 | 6956.7175 | 6869.1416 | 7039.087 |  | 279.0376 | 279.0376 | 279.0376 | 186.5611 | 23.9027 | 118.8576 | 0.011791 | 186.5611
LCC-02 | 2029-12-01 | 12 | 2030 | 2029 | Winter | 192.9519 | 217.2151 | 241.4784 | 266.4769 | 291.4059 |  | 7346.2745 | 7166.9893 | 7027.3521 | 6915.6928 | 7044.1856 |  | 291.4059 | 291.4059 | 291.4059 | 192.9519 | 24.929 | 118.8576 | 0.011791 | 192.9519
LCC-02 | 2030-01-01 | 1 | 2030 | 2030 | Winter | 194.1567 | 218.728 | 243.2993 | 268.6151 | 293.7376 |  | 7336.1734 | 7157.2717 | 7018.1527 | 6907.6597 | 7044.1856 |  | 293.7376 | 293.7376 | 293.7376 | 194.1567 | 25.1225 | 118.8576 | 0.011791 | 194.1567
LCC-02 | 2030-02-01 | 2 | 2030 | 2030 | Winter | 193.3261 | 217.685 | 242.0439 | 267.1409 | 292.13 |  | 7343.1222 | 7163.9554 | 7024.4772 | 6913.1707 | 7044.1856 |  | 292.13 | 292.13 | 292.13 | 193.3261 | 24.9891 | 118.8576 | 0.011791 | 193.3261
LCC-02 | 2030-03-01 | 3 | 2030 | 2030 | Winter | 189.2102 | 212.5169 | 235.8235 | 259.8363 | 284.1645 |  | 7378.583 | 7198.1441 | 7057.0014 | 6942.2268 | 7044.1856 |  | 284.1645 | 284.1645 | 284.1645 | 189.2102 | 24.3281 | 118.8576 | 0.011791 | 189.2102
LCC-02 | 2030-04-01 | 4 | 2030 | 2030 | Spring | 182.3405 | 203.8908 | 225.4411 | 247.6444 | 270.8693 |  | 7277.2843 | 7111.7091 | 6987.3352 | 6892.7738 | 7039.087 |  | 270.8693 | 270.8693 | 270.8693 | 182.3405 | 23.2249 | 118.8576 | 0.011791 | 182.3405
LCC-02 | 2030-05-01 | 5 | 2030 | 2030 | Spring | 179.4744 | 200.2919 | 221.1094 | 242.5578 | 265.3224 |  | 7303.497 | 7136.0385 | 7009.6714 | 6911.3729 | 7039.087 |  | 265.3224 | 265.3224 | 265.3224 | 179.4744 | 22.7646 | 118.8576 | 0.011791 | 179.4744
LCC-02 | 2030-06-01 | 6 | 2030 | 2030 | Summer | 174.2435 | 193.7237 | 213.2039 | 233.2743 | 255.1989 |  | 7313.4468 | 7143.206 | 7005.3299 | 6891.0245 | 7084.3308 |  | 255.1989 | 255.1989 | 255.1989 | 174.2435 | 21.9245 | 118.8576 | 0.011791 | 174.2435
LCC-02 | 2030-07-01 | 7 | 2030 | 2030 | Summer | 173.4951 | 192.784 | 212.0729 | 231.9462 | 253.7506 |  | 7320.7984 | 7150.5934 | 7012.5927 | 6897.7078 | 7084.3308 |  | 253.7506 | 253.7506 | 253.7506 | 173.4951 | 21.8044 | 118.8576 | 0.011791 | 173.4951
LCC-02 | 2030-08-01 | 8 | 2030 | 2030 | Summer | 173.4951 | 192.784 | 212.0729 | 231.9462 | 253.7506 |  | 7320.7984 | 7150.5934 | 7012.5927 | 6897.7078 | 7084.3308 |  | 253.7506 | 253.7506 | 253.7506 | 173.4951 | 21.8044 | 118.8576 | 0.011791 | 173.4951
LCC-02 | 2030-09-01 | 9 | 2030 | 2030 | Summer | 176.1143 | 196.0728 | 216.0313 | 236.5946 | 258.8196 |  | 7295.3623 | 7125.0575 | 6987.5532 | 6874.9042 | 7084.3308 |  | 258.8196 | 258.8196 | 258.8196 | 176.1143 | 22.225 | 118.8576 | 0.011791 | 176.1143
LCC-02 | 2030-10-01 | 10 | 2031 | 2030 | Fall | 182.6473 | 204.276 | 225.9048 | 248.1889 | 271.4631 |  | 7274.546 | 7109.1722 | 6985.0185 | 6890.9004 | 7039.087 |  | 271.4631 | 271.4631 | 271.4631 | 182.6473 | 23.2742 | 118.8576 | 0.011791 | 182.6473
LCC-02 | 2030-11-01 | 11 | 2031 | 2030 | Fall | 186.5611 | 209.1905 | 231.8198 | 255.1349 | 279.0376 |  | 7240.7063 | 7077.8947 | 6956.7175 | 6869.1416 | 7039.087 |  | 279.0376 | 279.0376 | 279.0376 | 186.5611 | 23.9027 | 118.8576 | 0.011791 | 186.5611
LCC-02 | 2030-12-01 | 12 | 2031 | 2030 | Winter | 192.9519 | 217.2151 | 241.4784 | 266.4769 | 291.4059 |  | 7346.2745 | 7166.9893 | 7027.3521 | 6915.6928 | 7044.1856 |  | 291.4059 | 291.4059 | 291.4059 | 192.9519 | 24.929 | 118.8576 | 0.011791 | 192.9519
LCC-02 | 2031-01-01 | 1 | 2031 | 2031 | Winter | 194.1567 | 218.728 | 243.2993 | 268.6151 | 293.7376 |  | 7336.1734 | 7157.2717 | 7018.1527 | 6907.6597 | 7044.1856 |  | 293.7376 | 293.7376 | 293.7376 | 194.1567 | 25.1225 | 118.8576 | 0.011791 | 194.1567
LCC-02 | 2031-02-01 | 2 | 2031 | 2031 | Winter | 193.3261 | 217.685 | 242.0439 | 267.1409 | 292.13 |  | 7343.1222 | 7163.9554 | 7024.4772 | 6913.1707 | 7044.1856 |  | 292.13 | 292.13 | 292.13 | 193.3261 | 24.9891 | 118.8576 | 0.011791 | 193.3261
LCC-02 | 2031-03-01 | 3 | 2031 | 2031 | Winter | 189.2102 | 212.5169 | 235.8235 | 259.8363 | 284.1645 |  | 7378.583 | 7198.1441 | 7057.0014 | 6942.2268 | 7044.1856 |  | 284.1645 | 284.1645 | 284.1645 | 189.2102 | 24.3281 | 118.8576 | 0.011791 | 189.2102
LCC-02 | 2031-04-01 | 4 | 2031 | 2031 | Spring | 182.3405 | 203.8908 | 225.4411 | 247.6444 | 270.8693 |  | 7277.2843 | 7111.7091 | 6987.3352 | 6892.7738 | 7039.087 |  | 270.8693 | 270.8693 | 270.8693 | 182.3405 | 23.2249 | 118.8576 | 0.011791 | 182.3405
LCC-02 | 2031-05-01 | 5 | 2031 | 2031 | Spring | 179.4744 | 200.2919 | 221.1094 | 242.5578 | 265.3224 |  | 7303.497 | 7136.0385 | 7009.6714 | 6911.3729 | 7039.087 |  | 265.3224 | 265.3224 | 265.3224 | 179.4744 | 22.7646 | 118.8576 | 0.011791 | 179.4744
LCC-02 | 2031-06-01 | 6 | 2031 | 2031 | Summer | 174.2435 | 193.7237 | 213.2039 | 233.2743 | 255.1989 |  | 7313.4468 | 7143.206 | 7005.3299 | 6891.0245 | 7084.3308 |  | 255.1989 | 255.1989 | 255.1989 | 174.2435 | 21.9245 | 118.8576 | 0.011791 | 174.2435
LCC-02 | 2031-07-01 | 7 | 2031 | 2031 | Summer | 173.4951 | 192.784 | 212.0729 | 231.9462 | 253.7506 |  | 7320.7984 | 7150.5934 | 7012.5927 | 6897.7078 | 7084.3308 |  | 253.7506 | 253.7506 | 253.7506 | 173.4951 | 21.8044 | 118.8576 | 0.011791 | 173.4951
LCC-02 | 2031-08-01 | 8 | 2031 | 2031 | Summer | 173.4951 | 192.784 | 212.0729 | 231.9462 | 253.7506 |  | 7320.7984 | 7150.5934 | 7012.5927 | 6897.7078 | 7084.3308 |  | 253.7506 | 253.7506 | 253.7506 | 173.4951 | 21.8044 | 118.8576 | 0.011791 | 173.4951
LCC-02 | 2031-09-01 | 9 | 2031 | 2031 | Summer | 176.1143 | 196.0728 | 216.0313 | 236.5946 | 258.8196 |  | 7295.3623 | 7125.0575 | 6987.5532 | 6874.9042 | 7084.3308 |  | 258.8196 | 258.8196 | 258.8196 | 176.1143 | 22.225 | 118.8576 | 0.011791 | 176.1143
LCC-02 | 2031-10-01 | 10 | 2032 | 2031 | Fall | 182.6473 | 204.276 | 225.9048 | 248.1889 | 271.4631 |  | 7274.546 | 7109.1722 | 6985.0185 | 6890.9004 | 7039.087 |  | 271.4631 | 271.4631 | 271.4631 | 182.6473 | 23.2742 | 118.8576 | 0.011791 | 182.6473
LCC-02 | 2031-11-01 | 11 | 2032 | 2031 | Fall | 186.5611 | 209.1905 | 231.8198 | 255.1349 | 279.0376 |  | 7240.7063 | 7077.8947 | 6956.7175 | 6869.1416 | 7039.087 |  | 279.0376 | 279.0376 | 279.0376 | 186.5611 | 23.9027 | 118.8576 | 0.011791 | 186.5611
LCC-02 | 2031-12-01 | 12 | 2032 | 2031 | Winter | 192.9519 | 217.2151 | 241.4784 | 266.4769 | 291.4059 |  | 7346.2745 | 7166.9893 | 7027.3521 | 6915.6928 | 7044.1856 |  | 291.4059 | 291.4059 | 291.4059 | 192.9519 | 24.929 | 118.8576 | 0.011791 | 192.9519
LCC-02 | 2032-01-01 | 1 | 2032 | 2032 | Winter | 194.1567 | 218.728 | 243.2993 | 268.6151 | 293.7376 |  | 7336.1734 | 7157.2717 | 7018.1527 | 6907.6597 | 7044.1856 |  | 293.7376 | 293.7376 | 293.7376 | 194.1567 | 25.1225 | 118.8576 | 0.011791 | 194.1567
LCC-02 | 2032-02-01 | 2 | 2032 | 2032 | Winter | 193.3261 | 217.685 | 242.0439 | 267.1409 | 292.13 |  | 7343.1222 | 7163.9554 | 7024.4772 | 6913.1707 | 7044.1856 |  | 292.13 | 292.13 | 292.13 | 193.3261 | 24.9891 | 118.8576 | 0.011791 | 193.3261
LCC-02 | 2032-03-01 | 3 | 2032 | 2032 | Winter | 189.2102 | 212.5169 | 235.8235 | 259.8363 | 284.1645 |  | 7378.583 | 7198.1441 | 7057.0014 | 6942.2268 | 7044.1856 |  | 284.1645 | 284.1645 | 284.1645 | 189.2102 | 24.3281 | 118.8576 | 0.011791 | 189.2102
LCC-02 | 2032-04-01 | 4 | 2032 | 2032 | Spring | 182.3405 | 203.8908 | 225.4411 | 247.6444 | 270.8693 |  | 7277.2843 | 7111.7091 | 6987.3352 | 6892.7738 | 7039.087 |  | 270.8693 | 270.8693 | 270.8693 | 182.3405 | 23.2249 | 118.8576 | 0.011791 | 182.3405
LCC-02 | 2032-05-01 | 5 | 2032 | 2032 | Spring | 179.4744 | 200.2919 | 221.1094 | 242.5578 | 265.3224 |  | 7303.497 | 7136.0385 | 7009.6714 | 6911.3729 | 7039.087 |  | 265.3224 | 265.3224 | 265.3224 | 179.4744 | 22.7646 | 118.8576 | 0.011791 | 179.4744
LCC-02 | 2032-06-01 | 6 | 2032 | 2032 | Summer | 174.2435 | 193.7237 | 213.2039 | 233.2743 | 255.1989 |  | 7313.4468 | 7143.206 | 7005.3299 | 6891.0245 | 7084.3308 |  | 255.1989 | 255.1989 | 255.1989 | 174.2435 | 21.9245 | 118.8576 | 0.011791 | 174.2435
LCC-02 | 2032-07-01 | 7 | 2032 | 2032 | Summer | 173.4951 | 192.784 | 212.0729 | 231.9462 | 253.7506 |  | 7320.7984 | 7150.5934 | 7012.5927 | 6897.7078 | 7084.3308 |  | 253.7506 | 253.7506 | 253.7506 | 173.4951 | 21.8044 | 118.8576 | 0.011791 | 173.4951
LCC-02 | 2032-08-01 | 8 | 2032 | 2032 | Summer | 173.4951 | 192.784 | 212.0729 | 231.9462 | 253.7506 |  | 7320.7984 | 7150.5934 | 7012.5927 | 6897.7078 | 7084.3308 |  | 253.7506 | 253.7506 | 253.7506 | 173.4951 | 21.8044 | 118.8576 | 0.011791 | 173.4951
LCC-02 | 2032-09-01 | 9 | 2032 | 2032 | Summer | 176.1143 | 196.0728 | 216.0313 | 236.5946 | 258.8196 |  | 7295.3623 | 7125.0575 | 6987.5532 | 6874.9042 | 7084.3308 |  | 258.8196 | 258.8196 | 258.8196 | 176.1143 | 22.225 | 118.8576 | 0.011791 | 176.1143
LCC-02 | 2032-10-01 | 10 | 2033 | 2032 | Fall | 182.6473 | 204.276 | 225.9048 | 248.1889 | 271.4631 |  | 7274.546 | 7109.1722 | 6985.0185 | 6890.9004 | 7039.087 |  | 271.4631 | 271.4631 | 271.4631 | 182.6473 | 23.2742 | 118.8576 | 0.011791 | 182.6473
LCC-02 | 2032-11-01 | 11 | 2033 | 2032 | Fall | 186.5611 | 209.1905 | 231.8198 | 255.1349 | 279.0376 |  | 7240.7063 | 7077.8947 | 6956.7175 | 6869.1416 | 7039.087 |  | 279.0376 | 279.0376 | 279.0376 | 186.5611 | 23.9027 | 118.8576 | 0.011791 | 186.5611
LCC-02 | 2032-12-01 | 12 | 2033 | 2032 | Winter | 192.9519 | 217.2151 | 241.4784 | 266.4769 | 291.4059 |  | 7346.2745 | 7166.9893 | 7027.3521 | 6915.6928 | 7044.1856 |  | 291.4059 | 291.4059 | 291.4059 | 192.9519 | 24.929 | 118.8576 | 0.011791 | 192.9519
LCC-02 | 2033-01-01 | 1 | 2033 | 2033 | Winter | 194.1567 | 218.728 | 243.2993 | 268.6151 | 293.7376 |  | 7336.1734 | 7157.2717 | 7018.1527 | 6907.6597 | 7044.1856 |  | 293.7376 | 293.7376 | 293.7376 | 194.1567 | 25.1225 | 118.8576 | 0.011791 | 194.1567
LCC-02 | 2033-02-01 | 2 | 2033 | 2033 | Winter | 193.3261 | 217.685 | 242.0439 | 267.1409 | 292.13 |  | 7343.1222 | 7163.9554 | 7024.4772 | 6913.1707 | 7044.1856 |  | 292.13 | 292.13 | 292.13 | 193.3261 | 24.9891 | 118.8576 | 0.011791 | 193.3261
LCC-02 | 2033-03-01 | 3 | 2033 | 2033 | Winter | 189.2102 | 212.5169 | 235.8235 | 259.8363 | 284.1645 |  | 7378.583 | 7198.1441 | 7057.0014 | 6942.2268 | 7044.1856 |  | 284.1645 | 284.1645 | 284.1645 | 189.2102 | 24.3281 | 118.8576 | 0.011791 | 189.2102
LCC-02 | 2033-04-01 | 4 | 2033 | 2033 | Spring | 182.3405 | 203.8908 | 225.4411 | 247.6444 | 270.8693 |  | 7277.2843 | 7111.7091 | 6987.3352 | 6892.7738 | 7039.087 |  | 270.8693 | 270.8693 | 270.8693 | 182.3405 | 23.2249 | 118.8576 | 0.011791 | 182.3405
LCC-02 | 2033-05-01 | 5 | 2033 | 2033 | Spring | 179.4744 | 200.2919 | 221.1094 | 242.5578 | 265.3224 |  | 7303.497 | 7136.0385 | 7009.6714 | 6911.3729 | 7039.087 |  | 265.3224 | 265.3224 | 265.3224 | 179.4744 | 22.7646 | 118.8576 | 0.011791 | 179.4744
LCC-02 | 2033-06-01 | 6 | 2033 | 2033 | Summer | 174.2435 | 193.7237 | 213.2039 | 233.2743 | 255.1989 |  | 7313.4468 | 7143.206 | 7005.3299 | 6891.0245 | 7084.3308 |  | 255.1989 | 255.1989 | 255.1989 | 174.2435 | 21.9245 | 118.8576 | 0.011791 | 174.2435
LCC-02 | 2033-07-01 | 7 | 2033 | 2033 | Summer | 173.4951 | 192.784 | 212.0729 | 231.9462 | 253.7506 |  | 7320.7984 | 7150.5934 | 7012.5927 | 6897.7078 | 7084.3308 |  | 253.7506 | 253.7506 | 253.7506 | 173.4951 | 21.8044 | 118.8576 | 0.011791 | 173.4951
LCC-02 | 2033-08-01 | 8 | 2033 | 2033 | Summer | 173.4951 | 192.784 | 212.0729 | 231.9462 | 253.7506 |  | 7320.7984 | 7150.5934 | 7012.5927 | 6897.7078 | 7084.3308 |  | 253.7506 | 253.7506 | 253.7506 | 173.4951 | 21.8044 | 118.8576 | 0.011791 | 173.4951
LCC-02 | 2033-09-01 | 9 | 2033 | 2033 | Summer | 176.1143 | 196.0728 | 216.0313 | 236.5946 | 258.8196 |  | 7295.3623 | 7125.0575 | 6987.5532 | 6874.9042 | 7084.3308 |  | 258.8196 | 258.8196 | 258.8196 | 176.1143 | 22.225 | 118.8576 | 0.011791 | 176.1143
LCC-02 | 2033-10-01 | 10 | 2034 | 2033 | Fall | 182.6473 | 204.276 | 225.9048 | 248.1889 | 271.4631 |  | 7274.546 | 7109.1722 | 6985.0185 | 6890.9004 | 7039.087 |  | 271.4631 | 271.4631 | 271.4631 | 182.6473 | 23.2742 | 118.8576 | 0.011791 | 182.6473
LCC-02 | 2033-11-01 | 11 | 2034 | 2033 | Fall | 186.5611 | 209.1905 | 231.8198 | 255.1349 | 279.0376 |  | 7240.7063 | 7077.8947 | 6956.7175 | 6869.1416 | 7039.087 |  | 279.0376 | 279.0376 | 279.0376 | 186.5611 | 23.9027 | 118.8576 | 0.011791 | 186.5611
LCC-02 | 2033-12-01 | 12 | 2034 | 2033 | Winter | 192.9519 | 217.2151 | 241.4784 | 266.4769 | 291.4059 |  | 7346.2745 | 7166.9893 | 7027.3521 | 6915.6928 | 7044.1856 |  | 291.4059 | 291.4059 | 291.4059 | 192.9519 | 24.929 | 118.8576 | 0.011791 | 192.9519
LCC-02 | 2034-01-01 | 1 | 2034 | 2034 | Winter | 194.1567 | 218.728 | 243.2993 | 268.6151 | 293.7376 |  | 7336.1734 | 7157.2717 | 7018.1527 | 6907.6597 | 7044.1856 |  | 293.7376 | 293.7376 | 293.7376 | 194.1567 | 25.1225 | 118.8576 | 0.011791 | 194.1567
LCC-02 | 2034-02-01 | 2 | 2034 | 2034 | Winter | 193.3261 | 217.685 | 242.0439 | 267.1409 | 292.13 |  | 7343.1222 | 7163.9554 | 7024.4772 | 6913.1707 | 7044.1856 |  | 292.13 | 292.13 | 292.13 | 193.3261 | 24.9891 | 118.8576 | 0.011791 | 193.3261
LCC-02 | 2034-03-01 | 3 | 2034 | 2034 | Winter | 189.2102 | 212.5169 | 235.8235 | 259.8363 | 284.1645 |  | 7378.583 | 7198.1441 | 7057.0014 | 6942.2268 | 7044.1856 |  | 284.1645 | 284.1645 | 284.1645 | 189.2102 | 24.3281 | 118.8576 | 0.011791 | 189.2102
LCC-02 | 2034-04-01 | 4 | 2034 | 2034 | Spring | 182.3405 | 203.8908 | 225.4411 | 247.6444 | 270.8693 |  | 7277.2843 | 7111.7091 | 6987.3352 | 6892.7738 | 7039.087 |  | 270.8693 | 270.8693 | 270.8693 | 182.3405 | 23.2249 | 118.8576 | 0.011791 | 182.3405
LCC-02 | 2034-05-01 | 5 | 2034 | 2034 | Spring | 179.4744 | 200.2919 | 221.1094 | 242.5578 | 265.3224 |  | 7303.497 | 7136.0385 | 7009.6714 | 6911.3729 | 7039.087 |  | 265.3224 | 265.3224 | 265.3224 | 179.4744 | 22.7646 | 118.8576 | 0.011791 | 179.4744
LCC-02 | 2034-06-01 | 6 | 2034 | 2034 | Summer | 174.2435 | 193.7237 | 213.2039 | 233.2743 | 255.1989 |  | 7313.4468 | 7143.206 | 7005.3299 | 6891.0245 | 7084.3308 |  | 255.1989 | 255.1989 | 255.1989 | 174.2435 | 21.9245 | 118.8576 | 0.011791 | 174.2435
LCC-02 | 2034-07-01 | 7 | 2034 | 2034 | Summer | 173.4951 | 192.784 | 212.0729 | 231.9462 | 253.7506 |  | 7320.7984 | 7150.5934 | 7012.5927 | 6897.7078 | 7084.3308 |  | 253.7506 | 253.7506 | 253.7506 | 173.4951 | 21.8044 | 118.8576 | 0.011791 | 173.4951
LCC-02 | 2034-08-01 | 8 | 2034 | 2034 | Summer | 173.4951 | 192.784 | 212.0729 | 231.9462 | 253.7506 |  | 7320.7984 | 7150.5934 | 7012.5927 | 6897.7078 | 7084.3308 |  | 253.7506 | 253.7506 | 253.7506 | 173.4951 | 21.8044 | 118.8576 | 0.011791 | 173.4951
LCC-02 | 2034-09-01 | 9 | 2034 | 2034 | Summer | 176.1143 | 196.0728 | 216.0313 | 236.5946 | 258.8196 |  | 7295.3623 | 7125.0575 | 6987.5532 | 6874.9042 | 7084.3308 |  | 258.8196 | 258.8196 | 258.8196 | 176.1143 | 22.225 | 118.8576 | 0.011791 | 176.1143
LCC-02 | 2034-10-01 | 10 | 2035 | 2034 | Fall | 182.6473 | 204.276 | 225.9048 | 248.1889 | 271.4631 |  | 7274.546 | 7109.1722 | 6985.0185 | 6890.9004 | 7039.087 |  | 271.4631 | 271.4631 | 271.4631 | 182.6473 | 23.2742 | 118.8576 | 0.011791 | 182.6473
LCC-02 | 2034-11-01 | 11 | 2035 | 2034 | Fall | 186.5611 | 209.1905 | 231.8198 | 255.1349 | 279.0376 |  | 7240.7063 | 7077.8947 | 6956.7175 | 6869.1416 | 7039.087 |  | 279.0376 | 279.0376 | 279.0376 | 186.5611 | 23.9027 | 118.8576 | 0.011791 | 186.5611
LCC-02 | 2034-12-01 | 12 | 2035 | 2034 | Winter | 192.9519 | 217.2151 | 241.4784 | 266.4769 | 291.4059 |  | 7346.2745 | 7166.9893 | 7027.3521 | 6915.6928 | 7044.1856 |  | 291.4059 | 291.4059 | 291.4059 | 192.9519 | 24.929 | 118.8576 | 0.011791 | 192.9519
LCC-02 | 2035-01-01 | 1 | 2035 | 2035 | Winter | 194.1567 | 218.728 | 243.2993 | 268.6151 | 293.7376 |  | 7336.1734 | 7157.2717 | 7018.1527 | 6907.6597 | 7044.1856 |  | 293.7376 | 293.7376 | 293.7376 | 194.1567 | 25.1225 | 118.8576 | 0.011791 | 194.1567
LCC-02 | 2035-02-01 | 2 | 2035 | 2035 | Winter | 193.3261 | 217.685 | 242.0439 | 267.1409 | 292.13 |  | 7343.1222 | 7163.9554 | 7024.4772 | 6913.1707 | 7044.1856 |  | 292.13 | 292.13 | 292.13 | 193.3261 | 24.9891 | 118.8576 | 0.011791 | 193.3261
LCC-02 | 2035-03-01 | 3 | 2035 | 2035 | Winter | 189.2102 | 212.5169 | 235.8235 | 259.8363 | 284.1645 |  | 7378.583 | 7198.1441 | 7057.0014 | 6942.2268 | 7044.1856 |  | 284.1645 | 284.1645 | 284.1645 | 189.2102 | 24.3281 | 118.8576 | 0.011791 | 189.2102
LCC-02 | 2035-04-01 | 4 | 2035 | 2035 | Spring | 182.3405 | 203.8908 | 225.4411 | 247.6444 | 270.8693 |  | 7277.2843 | 7111.7091 | 6987.3352 | 6892.7738 | 7039.087 |  | 270.8693 | 270.8693 | 270.8693 | 182.3405 | 23.2249 | 118.8576 | 0.011791 | 182.3405
LCC-02 | 2035-05-01 | 5 | 2035 | 2035 | Spring | 179.4744 | 200.2919 | 221.1094 | 242.5578 | 265.3224 |  | 7303.497 | 7136.0385 | 7009.6714 | 6911.3729 | 7039.087 |  | 265.3224 | 265.3224 | 265.3224 | 179.4744 | 22.7646 | 118.8576 | 0.011791 | 179.4744
LCC-02 | 2035-06-01 | 6 | 2035 | 2035 | Summer | 174.2435 | 193.7237 | 213.2039 | 233.2743 | 255.1989 |  | 7313.4468 | 7143.206 | 7005.3299 | 6891.0245 | 7084.3308 |  | 255.1989 | 255.1989 | 255.1989 | 174.2435 | 21.9245 | 118.8576 | 0.011791 | 174.2435
LCC-02 | 2035-07-01 | 7 | 2035 | 2035 | Summer | 173.4951 | 192.784 | 212.0729 | 231.9462 | 253.7506 |  | 7320.7984 | 7150.5934 | 7012.5927 | 6897.7078 | 7084.3308 |  | 253.7506 | 253.7506 | 253.7506 | 173.4951 | 21.8044 | 118.8576 | 0.011791 | 173.4951
LCC-02 | 2035-08-01 | 8 | 2035 | 2035 | Summer | 173.4951 | 192.784 | 212.0729 | 231.9462 | 253.7506 |  | 7320.7984 | 7150.5934 | 7012.5927 | 6897.7078 | 7084.3308 |  | 253.7506 | 253.7506 | 253.7506 | 173.4951 | 21.8044 | 118.8576 | 0.011791 | 173.4951
LCC-02 | 2035-09-01 | 9 | 2035 | 2035 | Summer | 176.1143 | 196.0728 | 216.0313 | 236.5946 | 258.8196 |  | 7295.3623 | 7125.0575 | 6987.5532 | 6874.9042 | 7084.3308 |  | 258.8196 | 258.8196 | 258.8196 | 176.1143 | 22.225 | 118.8576 | 0.011791 | 176.1143
LCC-02 | 2035-10-01 | 10 | 2036 | 2035 | Fall | 182.6473 | 204.276 | 225.9048 | 248.1889 | 271.4631 |  | 7274.546 | 7109.1722 | 6985.0185 | 6890.9004 | 7039.087 |  | 271.4631 | 271.4631 | 271.4631 | 182.6473 | 23.2742 | 118.8576 | 0.011791 | 182.6473
LCC-02 | 2035-11-01 | 11 | 2036 | 2035 | Fall | 186.5611 | 209.1905 | 231.8198 | 255.1349 | 279.0376 |  | 7240.7063 | 7077.8947 | 6956.7175 | 6869.1416 | 7039.087 |  | 279.0376 | 279.0376 | 279.0376 | 186.5611 | 23.9027 | 118.8576 | 0.011791 | 186.5611
LCC-02 | 2035-12-01 | 12 | 2036 | 2035 | Winter | 192.9519 | 217.2151 | 241.4784 | 266.4769 | 291.4059 |  | 7346.2745 | 7166.9893 | 7027.3521 | 6915.6928 | 7044.1856 |  | 291.4059 | 291.4059 | 291.4059 | 192.9519 | 24.929 | 118.8576 | 0.011791 | 192.9519
LCC-02 | 2036-01-01 | 1 | 2036 | 2036 | Winter | 194.1567 | 218.728 | 243.2993 | 268.6151 | 293.7376 |  | 7336.1734 | 7157.2717 | 7018.1527 | 6907.6597 | 7044.1856 |  | 293.7376 | 293.7376 | 293.7376 | 194.1567 | 25.1225 | 118.8576 | 0.011791 | 194.1567
LCC-02 | 2036-02-01 | 2 | 2036 | 2036 | Winter | 193.3261 | 217.685 | 242.0439 | 267.1409 | 292.13 |  | 7343.1222 | 7163.9554 | 7024.4772 | 6913.1707 | 7044.1856 |  | 292.13 | 292.13 | 292.13 | 193.3261 | 24.9891 | 118.8576 | 0.011791 | 193.3261
LCC-02 | 2036-03-01 | 3 | 2036 | 2036 | Winter | 189.2102 | 212.5169 | 235.8235 | 259.8363 | 284.1645 |  | 7378.583 | 7198.1441 | 7057.0014 | 6942.2268 | 7044.1856 |  | 284.1645 | 284.1645 | 284.1645 | 189.2102 | 24.3281 | 118.8576 | 0.011791 | 189.2102
LCC-02 | 2036-04-01 | 4 | 2036 | 2036 | Spring | 182.3405 | 203.8908 | 225.4411 | 247.6444 | 270.8693 |  | 7277.2843 | 7111.7091 | 6987.3352 | 6892.7738 | 7039.087 |  | 270.8693 | 270.8693 | 270.8693 | 182.3405 | 23.2249 | 118.8576 | 0.011791 | 182.3405
LCC-02 | 2036-05-01 | 5 | 2036 | 2036 | Spring | 179.4744 | 200.2919 | 221.1094 | 242.5578 | 265.3224 |  | 7303.497 | 7136.0385 | 7009.6714 | 6911.3729 | 7039.087 |  | 265.3224 | 265.3224 | 265.3224 | 179.4744 | 22.7646 | 118.8576 | 0.011791 | 179.4744
LCC-02 | 2036-06-01 | 6 | 2036 | 2036 | Summer | 174.2435 | 193.7237 | 213.2039 | 233.2743 | 255.1989 |  | 7313.4468 | 7143.206 | 7005.3299 | 6891.0245 | 7084.3308 |  | 255.1989 | 255.1989 | 255.1989 | 174.2435 | 21.9245 | 118.8576 | 0.011791 | 174.2435
LCC-02 | 2036-07-01 | 7 | 2036 | 2036 | Summer | 173.4951 | 192.784 | 212.0729 | 231.9462 | 253.7506 |  | 7320.7984 | 7150.5934 | 7012.5927 | 6897.7078 | 7084.3308 |  | 253.7506 | 253.7506 | 253.7506 | 173.4951 | 21.8044 | 118.8576 | 0.011791 | 173.4951
LCC-02 | 2036-08-01 | 8 | 2036 | 2036 | Summer | 173.4951 | 192.784 | 212.0729 | 231.9462 | 253.7506 |  | 7320.7984 | 7150.5934 | 7012.5927 | 6897.7078 | 7084.3308 |  | 253.7506 | 253.7506 | 253.7506 | 173.4951 | 21.8044 | 118.8576 | 0.011791 | 173.4951
LCC-02 | 2036-09-01 | 9 | 2036 | 2036 | Summer | 176.1143 | 196.0728 | 216.0313 | 236.5946 | 258.8196 |  | 7295.3623 | 7125.0575 | 6987.5532 | 6874.9042 | 7084.3308 |  | 258.8196 | 258.8196 | 258.8196 | 176.1143 | 22.225 | 118.8576 | 0.011791 | 176.1143
LCC-02 | 2036-10-01 | 10 | 2037 | 2036 | Fall | 182.6473 | 204.276 | 225.9048 | 248.1889 | 271.4631 |  | 7274.546 | 7109.1722 | 6985.0185 | 6890.9004 | 7039.087 |  | 271.4631 | 271.4631 | 271.4631 | 182.6473 | 23.2742 | 118.8576 | 0.011791 | 182.6473
LCC-02 | 2036-11-01 | 11 | 2037 | 2036 | Fall | 186.5611 | 209.1905 | 231.8198 | 255.1349 | 279.0376 |  | 7240.7063 | 7077.8947 | 6956.7175 | 6869.1416 | 7039.087 |  | 279.0376 | 279.0376 | 279.0376 | 186.5611 | 23.9027 | 118.8576 | 0.011791 | 186.5611
LCC-02 | 2036-12-01 | 12 | 2037 | 2036 | Winter | 192.9519 | 217.2151 | 241.4784 | 266.4769 | 291.4059 |  | 7346.2745 | 7166.9893 | 7027.3521 | 6915.6928 | 7044.1856 |  | 291.4059 | 291.4059 | 291.4059 | 192.9519 | 24.929 | 118.8576 | 0.011791 | 192.9519
LCC-02 | 2037-01-01 | 1 | 2037 | 2037 | Winter | 194.1567 | 218.728 | 243.2993 | 268.6151 | 293.7376 |  | 7336.1734 | 7157.2717 | 7018.1527 | 6907.6597 | 7044.1856 |  | 293.7376 | 293.7376 | 293.7376 | 194.1567 | 25.1225 | 118.8576 | 0.011791 | 194.1567
LCC-02 | 2037-02-01 | 2 | 2037 | 2037 | Winter | 193.3261 | 217.685 | 242.0439 | 267.1409 | 292.13 |  | 7343.1222 | 7163.9554 | 7024.4772 | 6913.1707 | 7044.1856 |  | 292.13 | 292.13 | 292.13 | 193.3261 | 24.9891 | 118.8576 | 0.011791 | 193.3261
LCC-02 | 2037-03-01 | 3 | 2037 | 2037 | Winter | 189.2102 | 212.5169 | 235.8235 | 259.8363 | 284.1645 |  | 7378.583 | 7198.1441 | 7057.0014 | 6942.2268 | 7044.1856 |  | 284.1645 | 284.1645 | 284.1645 | 189.2102 | 24.3281 | 118.8576 | 0.011791 | 189.2102
LCC-02 | 2037-04-01 | 4 | 2037 | 2037 | Spring | 182.3405 | 203.8908 | 225.4411 | 247.6444 | 270.8693 |  | 7277.2843 | 7111.7091 | 6987.3352 | 6892.7738 | 7039.087 |  | 270.8693 | 270.8693 | 270.8693 | 182.3405 | 23.2249 | 118.8576 | 0.011791 | 182.3405
LCC-02 | 2037-05-01 | 5 | 2037 | 2037 | Spring | 179.4744 | 200.2919 | 221.1094 | 242.5578 | 265.3224 |  | 7303.497 | 7136.0385 | 7009.6714 | 6911.3729 | 7039.087 |  | 265.3224 | 265.3224 | 265.3224 | 179.4744 | 22.7646 | 118.8576 | 0.011791 | 179.4744
LCC-02 | 2037-06-01 | 6 | 2037 | 2037 | Summer | 174.2435 | 193.7237 | 213.2039 | 233.2743 | 255.1989 |  | 7313.4468 | 7143.206 | 7005.3299 | 6891.0245 | 7084.3308 |  | 255.1989 | 255.1989 | 255.1989 | 174.2435 | 21.9245 | 118.8576 | 0.011791 | 174.2435
LCC-02 | 2037-07-01 | 7 | 2037 | 2037 | Summer | 173.4951 | 192.784 | 212.0729 | 231.9462 | 253.7506 |  | 7320.7984 | 7150.5934 | 7012.5927 | 6897.7078 | 7084.3308 |  | 253.7506 | 253.7506 | 253.7506 | 173.4951 | 21.8044 | 118.8576 | 0.011791 | 173.4951
LCC-02 | 2037-08-01 | 8 | 2037 | 2037 | Summer | 173.4951 | 192.784 | 212.0729 | 231.9462 | 253.7506 |  | 7320.7984 | 7150.5934 | 7012.5927 | 6897.7078 | 7084.3308 |  | 253.7506 | 253.7506 | 253.7506 | 173.4951 | 21.8044 | 118.8576 | 0.011791 | 173.4951
LCC-02 | 2037-09-01 | 9 | 2037 | 2037 | Summer | 176.1143 | 196.0728 | 216.0313 | 236.5946 | 258.8196 |  | 7295.3623 | 7125.0575 | 6987.5532 | 6874.9042 | 7084.3308 |  | 258.8196 | 258.8196 | 258.8196 | 176.1143 | 22.225 | 118.8576 | 0.011791 | 176.1143
LCC-02 | 2037-10-01 | 10 | 2038 | 2037 | Fall | 182.6473 | 204.276 | 225.9048 | 248.1889 | 271.4631 |  | 7274.546 | 7109.1722 | 6985.0185 | 6890.9004 | 7039.087 |  | 271.4631 | 271.4631 | 271.4631 | 182.6473 | 23.2742 | 118.8576 | 0.011791 | 182.6473
LCC-02 | 2037-11-01 | 11 | 2038 | 2037 | Fall | 186.5611 | 209.1905 | 231.8198 | 255.1349 | 279.0376 |  | 7240.7063 | 7077.8947 | 6956.7175 | 6869.1416 | 7039.087 |  | 279.0376 | 279.0376 | 279.0376 | 186.5611 | 23.9027 | 118.8576 | 0.011791 | 186.5611
LCC-02 | 2037-12-01 | 12 | 2038 | 2037 | Winter | 192.9519 | 217.2151 | 241.4784 | 266.4769 | 291.4059 |  | 7346.2745 | 7166.9893 | 7027.3521 | 6915.6928 | 7044.1856 |  | 291.4059 | 291.4059 | 291.4059 | 192.9519 | 24.929 | 118.8576 | 0.011791 | 192.9519
LCC-02 | 2038-01-01 | 1 | 2038 | 2038 | Winter | 194.1567 | 218.728 | 243.2993 | 268.6151 | 293.7376 |  | 7336.1734 | 7157.2717 | 7018.1527 | 6907.6597 | 7044.1856 |  | 293.7376 | 293.7376 | 293.7376 | 194.1567 | 25.1225 | 118.8576 | 0.011791 | 194.1567
LCC-02 | 2038-02-01 | 2 | 2038 | 2038 | Winter | 193.3261 | 217.685 | 242.0439 | 267.1409 | 292.13 |  | 7343.1222 | 7163.9554 | 7024.4772 | 6913.1707 | 7044.1856 |  | 292.13 | 292.13 | 292.13 | 193.3261 | 24.9891 | 118.8576 | 0.011791 | 193.3261
LCC-02 | 2038-03-01 | 3 | 2038 | 2038 | Winter | 189.2102 | 212.5169 | 235.8235 | 259.8363 | 284.1645 |  | 7378.583 | 7198.1441 | 7057.0014 | 6942.2268 | 7044.1856 |  | 284.1645 | 284.1645 | 284.1645 | 189.2102 | 24.3281 | 118.8576 | 0.011791 | 189.2102
LCC-02 | 2038-04-01 | 4 | 2038 | 2038 | Spring | 182.3405 | 203.8908 | 225.4411 | 247.6444 | 270.8693 |  | 7277.2843 | 7111.7091 | 6987.3352 | 6892.7738 | 7039.087 |  | 270.8693 | 270.8693 | 270.8693 | 182.3405 | 23.2249 | 118.8576 | 0.011791 | 182.3405
LCC-02 | 2038-05-01 | 5 | 2038 | 2038 | Spring | 179.4744 | 200.2919 | 221.1094 | 242.5578 | 265.3224 |  | 7303.497 | 7136.0385 | 7009.6714 | 6911.3729 | 7039.087 |  | 265.3224 | 265.3224 | 265.3224 | 179.4744 | 22.7646 | 118.8576 | 0.011791 | 179.4744
LCC-02 | 2038-06-01 | 6 | 2038 | 2038 | Summer | 174.2435 | 193.7237 | 213.2039 | 233.2743 | 255.1989 |  | 7313.4468 | 7143.206 | 7005.3299 | 6891.0245 | 7084.3308 |  | 255.1989 | 255.1989 | 255.1989 | 174.2435 | 21.9245 | 118.8576 | 0.011791 | 174.2435
LCC-02 | 2038-07-01 | 7 | 2038 | 2038 | Summer | 173.4951 | 192.784 | 212.0729 | 231.9462 | 253.7506 |  | 7320.7984 | 7150.5934 | 7012.5927 | 6897.7078 | 7084.3308 |  | 253.7506 | 253.7506 | 253.7506 | 173.4951 | 21.8044 | 118.8576 | 0.011791 | 173.4951
LCC-02 | 2038-08-01 | 8 | 2038 | 2038 | Summer | 173.4951 | 192.784 | 212.0729 | 231.9462 | 253.7506 |  | 7320.7984 | 7150.5934 | 7012.5927 | 6897.7078 | 7084.3308 |  | 253.7506 | 253.7506 | 253.7506 | 173.4951 | 21.8044 | 118.8576 | 0.011791 | 173.4951
LCC-02 | 2038-09-01 | 9 | 2038 | 2038 | Summer | 176.1143 | 196.0728 | 216.0313 | 236.5946 | 258.8196 |  | 7295.3623 | 7125.0575 | 6987.5532 | 6874.9042 | 7084.3308 |  | 258.8196 | 258.8196 | 258.8196 | 176.1143 | 22.225 | 118.8576 | 0.011791 | 176.1143
LCC-02 | 2038-10-01 | 10 | 2039 | 2038 | Fall | 182.6473 | 204.276 | 225.9048 | 248.1889 | 271.4631 |  | 7274.546 | 7109.1722 | 6985.0185 | 6890.9004 | 7039.087 |  | 271.4631 | 271.4631 | 271.4631 | 182.6473 | 23.2742 | 118.8576 | 0.011791 | 182.6473
LCC-02 | 2038-11-01 | 11 | 2039 | 2038 | Fall | 186.5611 | 209.1905 | 231.8198 | 255.1349 | 279.0376 |  | 7240.7063 | 7077.8947 | 6956.7175 | 6869.1416 | 7039.087 |  | 279.0376 | 279.0376 | 279.0376 | 186.5611 | 23.9027 | 118.8576 | 0.011791 | 186.5611
LCC-02 | 2038-12-01 | 12 | 2039 | 2038 | Winter | 192.9519 | 217.2151 | 241.4784 | 266.4769 | 291.4059 |  | 7346.2745 | 7166.9893 | 7027.3521 | 6915.6928 | 7044.1856 |  | 291.4059 | 291.4059 | 291.4059 | 192.9519 | 24.929 | 118.8576 | 0.011791 | 192.9519
LCC-02 | 2039-01-01 | 1 | 2039 | 2039 | Winter | 194.1567 | 218.728 | 243.2993 | 268.6151 | 293.7376 |  | 7336.1734 | 7157.2717 | 7018.1527 | 6907.6597 | 7044.1856 |  | 293.7376 | 293.7376 | 293.7376 | 194.1567 | 25.1225 | 118.8576 | 0.011791 | 194.1567
LCC-02 | 2039-02-01 | 2 | 2039 | 2039 | Winter | 193.3261 | 217.685 | 242.0439 | 267.1409 | 292.13 |  | 7343.1222 | 7163.9554 | 7024.4772 | 6913.1707 | 7044.1856 |  | 292.13 | 292.13 | 292.13 | 193.3261 | 24.9891 | 118.8576 | 0.011791 | 193.3261
LCC-02 | 2039-03-01 | 3 | 2039 | 2039 | Winter | 189.2102 | 212.5169 | 235.8235 | 259.8363 | 284.1645 |  | 7378.583 | 7198.1441 | 7057.0014 | 6942.2268 | 7044.1856 |  | 284.1645 | 284.1645 | 284.1645 | 189.2102 | 24.3281 | 118.8576 | 0.011791 | 189.2102
LCC-02 | 2039-04-01 | 4 | 2039 | 2039 | Spring | 182.3405 | 203.8908 | 225.4411 | 247.6444 | 270.8693 |  | 7277.2843 | 7111.7091 | 6987.3352 | 6892.7738 | 7039.087 |  | 270.8693 | 270.8693 | 270.8693 | 182.3405 | 23.2249 | 118.8576 | 0.011791 | 182.3405
LCC-02 | 2039-05-01 | 5 | 2039 | 2039 | Spring | 179.4744 | 200.2919 | 221.1094 | 242.5578 | 265.3224 |  | 7303.497 | 7136.0385 | 7009.6714 | 6911.3729 | 7039.087 |  | 265.3224 | 265.3224 | 265.3224 | 179.4744 | 22.7646 | 118.8576 | 0.011791 | 179.4744
LCC-02 | 2039-06-01 | 6 | 2039 | 2039 | Summer | 174.2435 | 193.7237 | 213.2039 | 233.2743 | 255.1989 |  | 7313.4468 | 7143.206 | 7005.3299 | 6891.0245 | 7084.3308 |  | 255.1989 | 255.1989 | 255.1989 | 174.2435 | 21.9245 | 118.8576 | 0.011791 | 174.2435
LCC-02 | 2039-07-01 | 7 | 2039 | 2039 | Summer | 173.4951 | 192.784 | 212.0729 | 231.9462 | 253.7506 |  | 7320.7984 | 7150.5934 | 7012.5927 | 6897.7078 | 7084.3308 |  | 253.7506 | 253.7506 | 253.7506 | 173.4951 | 21.8044 | 118.8576 | 0.011791 | 173.4951
LCC-02 | 2039-08-01 | 8 | 2039 | 2039 | Summer | 173.4951 | 192.784 | 212.0729 | 231.9462 | 253.7506 |  | 7320.7984 | 7150.5934 | 7012.5927 | 6897.7078 | 7084.3308 |  | 253.7506 | 253.7506 | 253.7506 | 173.4951 | 21.8044 | 118.8576 | 0.011791 | 173.4951
LCC-02 | 2039-09-01 | 9 | 2039 | 2039 | Summer | 176.1143 | 196.0728 | 216.0313 | 236.5946 | 258.8196 |  | 7295.3623 | 7125.0575 | 6987.5532 | 6874.9042 | 7084.3308 |  | 258.8196 | 258.8196 | 258.8196 | 176.1143 | 22.225 | 118.8576 | 0.011791 | 176.1143
LCC-02 | 2039-10-01 | 10 | 2040 | 2039 | Fall | 182.6473 | 204.276 | 225.9048 | 248.1889 | 271.4631 |  | 7274.546 | 7109.1722 | 6985.0185 | 6890.9004 | 7039.087 |  | 271.4631 | 271.4631 | 271.4631 | 182.6473 | 23.2742 | 118.8576 | 0.011791 | 182.6473
LCC-02 | 2039-11-01 | 11 | 2040 | 2039 | Fall | 186.5611 | 209.1905 | 231.8198 | 255.1349 | 279.0376 |  | 7240.7063 | 7077.8947 | 6956.7175 | 6869.1416 | 7039.087 |  | 279.0376 | 279.0376 | 279.0376 | 186.5611 | 23.9027 | 118.8576 | 0.011791 | 186.5611
LCC-02 | 2039-12-01 | 12 | 2040 | 2039 | Winter | 192.9519 | 217.2151 | 241.4784 | 266.4769 | 291.4059 |  | 7346.2745 | 7166.9893 | 7027.3521 | 6915.6928 | 7044.1856 |  | 291.4059 | 291.4059 | 291.4059 | 192.9519 | 24.929 | 118.8576 | 0.011791 | 192.9519
LCC-02 | 2040-01-01 | 1 | 2040 | 2040 | Winter | 194.1567 | 218.728 | 243.2993 | 268.6151 | 293.7376 |  | 7336.1734 | 7157.2717 | 7018.1527 | 6907.6597 | 7044.1856 |  | 293.7376 | 293.7376 | 293.7376 | 194.1567 | 25.1225 | 118.8576 | 0.011791 | 194.1567
LCC-02 | 2040-02-01 | 2 | 2040 | 2040 | Winter | 193.3261 | 217.685 | 242.0439 | 267.1409 | 292.13 |  | 7343.1222 | 7163.9554 | 7024.4772 | 6913.1707 | 7044.1856 |  | 292.13 | 292.13 | 292.13 | 193.3261 | 24.9891 | 118.8576 | 0.011791 | 193.3261
LCC-02 | 2040-03-01 | 3 | 2040 | 2040 | Winter | 189.2102 | 212.5169 | 235.8235 | 259.8363 | 284.1645 |  | 7378.583 | 7198.1441 | 7057.0014 | 6942.2268 | 7044.1856 |  | 284.1645 | 284.1645 | 284.1645 | 189.2102 | 24.3281 | 118.8576 | 0.011791 | 189.2102
LCC-02 | 2040-04-01 | 4 | 2040 | 2040 | Spring | 182.3405 | 203.8908 | 225.4411 | 247.6444 | 270.8693 |  | 7277.2843 | 7111.7091 | 6987.3352 | 6892.7738 | 7039.087 |  | 270.8693 | 270.8693 | 270.8693 | 182.3405 | 23.2249 | 118.8576 | 0.011791 | 182.3405
LCC-02 | 2040-05-01 | 5 | 2040 | 2040 | Spring | 179.4744 | 200.2919 | 221.1094 | 242.5578 | 265.3224 |  | 7303.497 | 7136.0385 | 7009.6714 | 6911.3729 | 7039.087 |  | 265.3224 | 265.3224 | 265.3224 | 179.4744 | 22.7646 | 118.8576 | 0.011791 | 179.4744
LCC-02 | 2040-06-01 | 6 | 2040 | 2040 | Summer | 174.2435 | 193.7237 | 213.2039 | 233.2743 | 255.1989 |  | 7313.4468 | 7143.206 | 7005.3299 | 6891.0245 | 7084.3308 |  | 255.1989 | 255.1989 | 255.1989 | 174.2435 | 21.9245 | 118.8576 | 0.011791 | 174.2435
LCC-02 | 2040-07-01 | 7 | 2040 | 2040 | Summer | 173.4951 | 192.784 | 212.0729 | 231.9462 | 253.7506 |  | 7320.7984 | 7150.5934 | 7012.5927 | 6897.7078 | 7084.3308 |  | 253.7506 | 253.7506 | 253.7506 | 173.4951 | 21.8044 | 118.8576 | 0.011791 | 173.4951
LCC-02 | 2040-08-01 | 8 | 2040 | 2040 | Summer | 173.4951 | 192.784 | 212.0729 | 231.9462 | 253.7506 |  | 7320.7984 | 7150.5934 | 7012.5927 | 6897.7078 | 7084.3308 |  | 253.7506 | 253.7506 | 253.7506 | 173.4951 | 21.8044 | 118.8576 | 0.011791 | 173.4951
LCC-02 | 2040-09-01 | 9 | 2040 | 2040 | Summer | 176.1143 | 196.0728 | 216.0313 | 236.5946 | 258.8196 |  | 7295.3623 | 7125.0575 | 6987.5532 | 6874.9042 | 7084.3308 |  | 258.8196 | 258.8196 | 258.8196 | 176.1143 | 22.225 | 118.8576 | 0.011791 | 176.1143
LCC-02 | 2040-10-01 | 10 | 2041 | 2040 | Fall | 182.6473 | 204.276 | 225.9048 | 248.1889 | 271.4631 |  | 7274.546 | 7109.1722 | 6985.0185 | 6890.9004 | 7039.087 |  | 271.4631 | 271.4631 | 271.4631 | 182.6473 | 23.2742 | 118.8576 | 0.011791 | 182.6473
LCC-02 | 2040-11-01 | 11 | 2041 | 2040 | Fall | 186.5611 | 209.1905 | 231.8198 | 255.1349 | 279.0376 |  | 7240.7063 | 7077.8947 | 6956.7175 | 6869.1416 | 7039.087 |  | 279.0376 | 279.0376 | 279.0376 | 186.5611 | 23.9027 | 118.8576 | 0.011791 | 186.5611
LCC-02 | 2040-12-01 | 12 | 2041 | 2040 | Winter | 192.9519 | 217.2151 | 241.4784 | 266.4769 | 291.4059 |  | 7346.2745 | 7166.9893 | 7027.3521 | 6915.6928 | 7044.1856 |  | 291.4059 | 291.4059 | 291.4059 | 192.9519 | 24.929 | 118.8576 | 0.011791 | 192.9519
LCC-02 | 2041-01-01 | 1 | 2041 | 2041 | Winter | 194.1567 | 218.728 | 243.2993 | 268.6151 | 293.7376 |  | 7336.1734 | 7157.2717 | 7018.1527 | 6907.6597 | 7044.1856 |  | 293.7376 | 293.7376 | 293.7376 | 194.1567 | 25.1225 | 118.8576 | 0.011791 | 194.1567
LCC-02 | 2041-02-01 | 2 | 2041 | 2041 | Winter | 193.3261 | 217.685 | 242.0439 | 267.1409 | 292.13 |  | 7343.1222 | 7163.9554 | 7024.4772 | 6913.1707 | 7044.1856 |  | 292.13 | 292.13 | 292.13 | 193.3261 | 24.9891 | 118.8576 | 0.011791 | 193.3261
LCC-02 | 2041-03-01 | 3 | 2041 | 2041 | Winter | 189.2102 | 212.5169 | 235.8235 | 259.8363 | 284.1645 |  | 7378.583 | 7198.1441 | 7057.0014 | 6942.2268 | 7044.1856 |  | 284.1645 | 284.1645 | 284.1645 | 189.2102 | 24.3281 | 118.8576 | 0.011791 | 189.2102
LCC-02 | 2041-04-01 | 4 | 2041 | 2041 | Spring | 182.3405 | 203.8908 | 225.4411 | 247.6444 | 270.8693 |  | 7277.2843 | 7111.7091 | 6987.3352 | 6892.7738 | 7039.087 |  | 270.8693 | 270.8693 | 270.8693 | 182.3405 | 23.2249 | 118.8576 | 0.011791 | 182.3405
LCC-02 | 2041-05-01 | 5 | 2041 | 2041 | Spring | 179.4744 | 200.2919 | 221.1094 | 242.5578 | 265.3224 |  | 7303.497 | 7136.0385 | 7009.6714 | 6911.3729 | 7039.087 |  | 265.3224 | 265.3224 | 265.3224 | 179.4744 | 22.7646 | 118.8576 | 0.011791 | 179.4744
LCC-02 | 2041-06-01 | 6 | 2041 | 2041 | Summer | 174.2435 | 193.7237 | 213.2039 | 233.2743 | 255.1989 |  | 7313.4468 | 7143.206 | 7005.3299 | 6891.0245 | 7084.3308 |  | 255.1989 | 255.1989 | 255.1989 | 174.2435 | 21.9245 | 118.8576 | 0.011791 | 174.2435
LCC-02 | 2041-07-01 | 7 | 2041 | 2041 | Summer | 173.4951 | 192.784 | 212.0729 | 231.9462 | 253.7506 |  | 7320.7984 | 7150.5934 | 7012.5927 | 6897.7078 | 7084.3308 |  | 253.7506 | 253.7506 | 253.7506 | 173.4951 | 21.8044 | 118.8576 | 0.011791 | 173.4951
LCC-02 | 2041-08-01 | 8 | 2041 | 2041 | Summer | 173.4951 | 192.784 | 212.0729 | 231.9462 | 253.7506 |  | 7320.7984 | 7150.5934 | 7012.5927 | 6897.7078 | 7084.3308 |  | 253.7506 | 253.7506 | 253.7506 | 173.4951 | 21.8044 | 118.8576 | 0.011791 | 173.4951
LCC-02 | 2041-09-01 | 9 | 2041 | 2041 | Summer | 176.1143 | 196.0728 | 216.0313 | 236.5946 | 258.8196 |  | 7295.3623 | 7125.0575 | 6987.5532 | 6874.9042 | 7084.3308 |  | 258.8196 | 258.8196 | 258.8196 | 176.1143 | 22.225 | 118.8576 | 0.011791 | 176.1143
LCC-02 | 2041-10-01 | 10 | 2042 | 2041 | Fall | 182.6473 | 204.276 | 225.9048 | 248.1889 | 271.4631 |  | 7274.546 | 7109.1722 | 6985.0185 | 6890.9004 | 7039.087 |  | 271.4631 | 271.4631 | 271.4631 | 182.6473 | 23.2742 | 118.8576 | 0.011791 | 182.6473
LCC-02 | 2041-11-01 | 11 | 2042 | 2041 | Fall | 186.5611 | 209.1905 | 231.8198 | 255.1349 | 279.0376 |  | 7240.7063 | 7077.8947 | 6956.7175 | 6869.1416 | 7039.087 |  | 279.0376 | 279.0376 | 279.0376 | 186.5611 | 23.9027 | 118.8576 | 0.011791 | 186.5611
LCC-02 | 2041-12-01 | 12 | 2042 | 2041 | Winter | 192.9519 | 217.2151 | 241.4784 | 266.4769 | 291.4059 |  | 7346.2745 | 7166.9893 | 7027.3521 | 6915.6928 | 7044.1856 |  | 291.4059 | 291.4059 | 291.4059 | 192.9519 | 24.929 | 118.8576 | 0.011791 | 192.9519
LCC-02 | 2042-01-01 | 1 | 2042 | 2042 | Winter | 194.1567 | 218.728 | 243.2993 | 268.6151 | 293.7376 |  | 7336.1734 | 7157.2717 | 7018.1527 | 6907.6597 | 7044.1856 |  | 293.7376 | 293.7376 | 293.7376 | 194.1567 | 25.1225 | 118.8576 | 0.011791 | 194.1567
LCC-02 | 2042-02-01 | 2 | 2042 | 2042 | Winter | 193.3261 | 217.685 | 242.0439 | 267.1409 | 292.13 |  | 7343.1222 | 7163.9554 | 7024.4772 | 6913.1707 | 7044.1856 |  | 292.13 | 292.13 | 292.13 | 193.3261 | 24.9891 | 118.8576 | 0.011791 | 193.3261
LCC-02 | 2042-03-01 | 3 | 2042 | 2042 | Winter | 189.2102 | 212.5169 | 235.8235 | 259.8363 | 284.1645 |  | 7378.583 | 7198.1441 | 7057.0014 | 6942.2268 | 7044.1856 |  | 284.1645 | 284.1645 | 284.1645 | 189.2102 | 24.3281 | 118.8576 | 0.011791 | 189.2102
LCC-02 | 2042-04-01 | 4 | 2042 | 2042 | Spring | 182.3405 | 203.8908 | 225.4411 | 247.6444 | 270.8693 |  | 7277.2843 | 7111.7091 | 6987.3352 | 6892.7738 | 7039.087 |  | 270.8693 | 270.8693 | 270.8693 | 182.3405 | 23.2249 | 118.8576 | 0.011791 | 182.3405
LCC-02 | 2042-05-01 | 5 | 2042 | 2042 | Spring | 179.4744 | 200.2919 | 221.1094 | 242.5578 | 265.3224 |  | 7303.497 | 7136.0385 | 7009.6714 | 6911.3729 | 7039.087 |  | 265.3224 | 265.3224 | 265.3224 | 179.4744 | 22.7646 | 118.8576 | 0.011791 | 179.4744
LCC-02 | 2042-06-01 | 6 | 2042 | 2042 | Summer | 174.2435 | 193.7237 | 213.2039 | 233.2743 | 255.1989 |  | 7313.4468 | 7143.206 | 7005.3299 | 6891.0245 | 7084.3308 |  | 255.1989 | 255.1989 | 255.1989 | 174.2435 | 21.9245 | 118.8576 | 0.011791 | 174.2435
LCC-02 | 2042-07-01 | 7 | 2042 | 2042 | Summer | 173.4951 | 192.784 | 212.0729 | 231.9462 | 253.7506 |  | 7320.7984 | 7150.5934 | 7012.5927 | 6897.7078 | 7084.3308 |  | 253.7506 | 253.7506 | 253.7506 | 173.4951 | 21.8044 | 118.8576 | 0.011791 | 173.4951
LCC-02 | 2042-08-01 | 8 | 2042 | 2042 | Summer | 173.4951 | 192.784 | 212.0729 | 231.9462 | 253.7506 |  | 7320.7984 | 7150.5934 | 7012.5927 | 6897.7078 | 7084.3308 |  | 253.7506 | 253.7506 | 253.7506 | 173.4951 | 21.8044 | 118.8576 | 0.011791 | 173.4951
LCC-02 | 2042-09-01 | 9 | 2042 | 2042 | Summer | 176.1143 | 196.0728 | 216.0313 | 236.5946 | 258.8196 |  | 7295.3623 | 7125.0575 | 6987.5532 | 6874.9042 | 7084.3308 |  | 258.8196 | 258.8196 | 258.8196 | 176.1143 | 22.225 | 118.8576 | 0.011791 | 176.1143
LCC-02 | 2042-10-01 | 10 | 2043 | 2042 | Fall | 182.6473 | 204.276 | 225.9048 | 248.1889 | 271.4631 |  | 7274.546 | 7109.1722 | 6985.0185 | 6890.9004 | 7039.087 |  | 271.4631 | 271.4631 | 271.4631 | 182.6473 | 23.2742 | 118.8576 | 0.011791 | 182.6473
LCC-02 | 2042-11-01 | 11 | 2043 | 2042 | Fall | 186.5611 | 209.1905 | 231.8198 | 255.1349 | 279.0376 |  | 7240.7063 | 7077.8947 | 6956.7175 | 6869.1416 | 7039.087 |  | 279.0376 | 279.0376 | 279.0376 | 186.5611 | 23.9027 | 118.8576 | 0.011791 | 186.5611
LCC-02 | 2042-12-01 | 12 | 2043 | 2042 | Winter | 192.9519 | 217.2151 | 241.4784 | 266.4769 | 291.4059 |  | 7346.2745 | 7166.9893 | 7027.3521 | 6915.6928 | 7044.1856 |  | 291.4059 | 291.4059 | 291.4059 | 192.9519 | 24.929 | 118.8576 | 0.011791 | 192.9519
LCC-02 | 2043-01-01 | 1 | 2043 | 2043 | Winter | 194.1567 | 218.728 | 243.2993 | 268.6151 | 293.7376 |  | 7336.1734 | 7157.2717 | 7018.1527 | 6907.6597 | 7044.1856 |  | 293.7376 | 293.7376 | 293.7376 | 194.1567 | 25.1225 | 118.8576 | 0.011791 | 194.1567
LCC-02 | 2043-02-01 | 2 | 2043 | 2043 | Winter | 193.3261 | 217.685 | 242.0439 | 267.1409 | 292.13 |  | 7343.1222 | 7163.9554 | 7024.4772 | 6913.1707 | 7044.1856 |  | 292.13 | 292.13 | 292.13 | 193.3261 | 24.9891 | 118.8576 | 0.011791 | 193.3261
LCC-02 | 2043-03-01 | 3 | 2043 | 2043 | Winter | 189.2102 | 212.5169 | 235.8235 | 259.8363 | 284.1645 |  | 7378.583 | 7198.1441 | 7057.0014 | 6942.2268 | 7044.1856 |  | 284.1645 | 284.1645 | 284.1645 | 189.2102 | 24.3281 | 118.8576 | 0.011791 | 189.2102
LCC-02 | 2043-04-01 | 4 | 2043 | 2043 | Spring | 182.3405 | 203.8908 | 225.4411 | 247.6444 | 270.8693 |  | 7277.2843 | 7111.7091 | 6987.3352 | 6892.7738 | 7039.087 |  | 270.8693 | 270.8693 | 270.8693 | 182.3405 | 23.2249 | 118.8576 | 0.011791 | 182.3405
LCC-02 | 2043-05-01 | 5 | 2043 | 2043 | Spring | 179.4744 | 200.2919 | 221.1094 | 242.5578 | 265.3224 |  | 7303.497 | 7136.0385 | 7009.6714 | 6911.3729 | 7039.087 |  | 265.3224 | 265.3224 | 265.3224 | 179.4744 | 22.7646 | 118.8576 | 0.011791 | 179.4744
LCC-02 | 2043-06-01 | 6 | 2043 | 2043 | Summer | 174.2435 | 193.7237 | 213.2039 | 233.2743 | 255.1989 |  | 7313.4468 | 7143.206 | 7005.3299 | 6891.0245 | 7084.3308 |  | 255.1989 | 255.1989 | 255.1989 | 174.2435 | 21.9245 | 118.8576 | 0.011791 | 174.2435
LCC-02 | 2043-07-01 | 7 | 2043 | 2043 | Summer | 173.4951 | 192.784 | 212.0729 | 231.9462 | 253.7506 |  | 7320.7984 | 7150.5934 | 7012.5927 | 6897.7078 | 7084.3308 |  | 253.7506 | 253.7506 | 253.7506 | 173.4951 | 21.8044 | 118.8576 | 0.011791 | 173.4951
LCC-02 | 2043-08-01 | 8 | 2043 | 2043 | Summer | 173.4951 | 192.784 | 212.0729 | 231.9462 | 253.7506 |  | 7320.7984 | 7150.5934 | 7012.5927 | 6897.7078 | 7084.3308 |  | 253.7506 | 253.7506 | 253.7506 | 173.4951 | 21.8044 | 118.8576 | 0.011791 | 173.4951
LCC-02 | 2043-09-01 | 9 | 2043 | 2043 | Summer | 176.1143 | 196.0728 | 216.0313 | 236.5946 | 258.8196 |  | 7295.3623 | 7125.0575 | 6987.5532 | 6874.9042 | 7084.3308 |  | 258.8196 | 258.8196 | 258.8196 | 176.1143 | 22.225 | 118.8576 | 0.011791 | 176.1143
LCC-02 | 2043-10-01 | 10 | 2044 | 2043 | Fall | 182.6473 | 204.276 | 225.9048 | 248.1889 | 271.4631 |  | 7274.546 | 7109.1722 | 6985.0185 | 6890.9004 | 7039.087 |  | 271.4631 | 271.4631 | 271.4631 | 182.6473 | 23.2742 | 118.8576 | 0.011791 | 182.6473
LCC-02 | 2043-11-01 | 11 | 2044 | 2043 | Fall | 186.5611 | 209.1905 | 231.8198 | 255.1349 | 279.0376 |  | 7240.7063 | 7077.8947 | 6956.7175 | 6869.1416 | 7039.087 |  | 279.0376 | 279.0376 | 279.0376 | 186.5611 | 23.9027 | 118.8576 | 0.011791 | 186.5611
LCC-02 | 2043-12-01 | 12 | 2044 | 2043 | Winter | 192.9519 | 217.2151 | 241.4784 | 266.4769 | 291.4059 |  | 7346.2745 | 7166.9893 | 7027.3521 | 6915.6928 | 7044.1856 |  | 291.4059 | 291.4059 | 291.4059 | 192.9519 | 24.929 | 118.8576 | 0.011791 | 192.9519
LCC-02 | 2044-01-01 | 1 | 2044 | 2044 | Winter | 194.1567 | 218.728 | 243.2993 | 268.6151 | 293.7376 |  | 7336.1734 | 7157.2717 | 7018.1527 | 6907.6597 | 7044.1856 |  | 293.7376 | 293.7376 | 293.7376 | 194.1567 | 25.1225 | 118.8576 | 0.011791 | 194.1567
LCC-02 | 2044-02-01 | 2 | 2044 | 2044 | Winter | 193.3261 | 217.685 | 242.0439 | 267.1409 | 292.13 |  | 7343.1222 | 7163.9554 | 7024.4772 | 6913.1707 | 7044.1856 |  | 292.13 | 292.13 | 292.13 | 193.3261 | 24.9891 | 118.8576 | 0.011791 | 193.3261
LCC-02 | 2044-03-01 | 3 | 2044 | 2044 | Winter | 189.2102 | 212.5169 | 235.8235 | 259.8363 | 284.1645 |  | 7378.583 | 7198.1441 | 7057.0014 | 6942.2268 | 7044.1856 |  | 284.1645 | 284.1645 | 284.1645 | 189.2102 | 24.3281 | 118.8576 | 0.011791 | 189.2102
LCC-02 | 2044-04-01 | 4 | 2044 | 2044 | Spring | 182.3405 | 203.8908 | 225.4411 | 247.6444 | 270.8693 |  | 7277.2843 | 7111.7091 | 6987.3352 | 6892.7738 | 7039.087 |  | 270.8693 | 270.8693 | 270.8693 | 182.3405 | 23.2249 | 118.8576 | 0.011791 | 182.3405
LCC-02 | 2044-05-01 | 5 | 2044 | 2044 | Spring | 179.4744 | 200.2919 | 221.1094 | 242.5578 | 265.3224 |  | 7303.497 | 7136.0385 | 7009.6714 | 6911.3729 | 7039.087 |  | 265.3224 | 265.3224 | 265.3224 | 179.4744 | 22.7646 | 118.8576 | 0.011791 | 179.4744
LCC-02 | 2044-06-01 | 6 | 2044 | 2044 | Summer | 174.2435 | 193.7237 | 213.2039 | 233.2743 | 255.1989 |  | 7313.4468 | 7143.206 | 7005.3299 | 6891.0245 | 7084.3308 |  | 255.1989 | 255.1989 | 255.1989 | 174.2435 | 21.9245 | 118.8576 | 0.011791 | 174.2435
LCC-02 | 2044-07-01 | 7 | 2044 | 2044 | Summer | 173.4951 | 192.784 | 212.0729 | 231.9462 | 253.7506 |  | 7320.7984 | 7150.5934 | 7012.5927 | 6897.7078 | 7084.3308 |  | 253.7506 | 253.7506 | 253.7506 | 173.4951 | 21.8044 | 118.8576 | 0.011791 | 173.4951
LCC-02 | 2044-08-01 | 8 | 2044 | 2044 | Summer | 173.4951 | 192.784 | 212.0729 | 231.9462 | 253.7506 |  | 7320.7984 | 7150.5934 | 7012.5927 | 6897.7078 | 7084.3308 |  | 253.7506 | 253.7506 | 253.7506 | 173.4951 | 21.8044 | 118.8576 | 0.011791 | 173.4951
LCC-02 | 2044-09-01 | 9 | 2044 | 2044 | Summer | 176.1143 | 196.0728 | 216.0313 | 236.5946 | 258.8196 |  | 7295.3623 | 7125.0575 | 6987.5532 | 6874.9042 | 7084.3308 |  | 258.8196 | 258.8196 | 258.8196 | 176.1143 | 22.225 | 118.8576 | 0.011791 | 176.1143
LCC-02 | 2044-10-01 | 10 | 2045 | 2044 | Fall | 182.6473 | 204.276 | 225.9048 | 248.1889 | 271.4631 |  | 7274.546 | 7109.1722 | 6985.0185 | 6890.9004 | 7039.087 |  | 271.4631 | 271.4631 | 271.4631 | 182.6473 | 23.2742 | 118.8576 | 0.011791 | 182.6473
LCC-02 | 2044-11-01 | 11 | 2045 | 2044 | Fall | 186.5611 | 209.1905 | 231.8198 | 255.1349 | 279.0376 |  | 7240.7063 | 7077.8947 | 6956.7175 | 6869.1416 | 7039.087 |  | 279.0376 | 279.0376 | 279.0376 | 186.5611 | 23.9027 | 118.8576 | 0.011791 | 186.5611
LCC-02 | 2044-12-01 | 12 | 2045 | 2044 | Winter | 192.9519 | 217.2151 | 241.4784 | 266.4769 | 291.4059 |  | 7346.2745 | 7166.9893 | 7027.3521 | 6915.6928 | 7044.1856 |  | 291.4059 | 291.4059 | 291.4059 | 192.9519 | 24.929 | 118.8576 | 0.011791 | 192.9519
LCC-02 | 2045-01-01 | 1 | 2045 | 2045 | Winter | 194.1567 | 218.728 | 243.2993 | 268.6151 | 293.7376 |  | 7336.1734 | 7157.2717 | 7018.1527 | 6907.6597 | 7044.1856 |  | 293.7376 | 293.7376 | 293.7376 | 194.1567 | 25.1225 | 118.8576 | 0.011791 | 194.1567
LCC-02 | 2045-02-01 | 2 | 2045 | 2045 | Winter | 193.3261 | 217.685 | 242.0439 | 267.1409 | 292.13 |  | 7343.1222 | 7163.9554 | 7024.4772 | 6913.1707 | 7044.1856 |  | 292.13 | 292.13 | 292.13 | 193.3261 | 24.9891 | 118.8576 | 0.011791 | 193.3261
LCC-02 | 2045-03-01 | 3 | 2045 | 2045 | Winter | 189.2102 | 212.5169 | 235.8235 | 259.8363 | 284.1645 |  | 7378.583 | 7198.1441 | 7057.0014 | 6942.2268 | 7044.1856 |  | 284.1645 | 284.1645 | 284.1645 | 189.2102 | 24.3281 | 118.8576 | 0.011791 | 189.2102
LCC-02 | 2045-04-01 | 4 | 2045 | 2045 | Spring | 182.3405 | 203.8908 | 225.4411 | 247.6444 | 270.8693 |  | 7277.2843 | 7111.7091 | 6987.3352 | 6892.7738 | 7039.087 |  | 270.8693 | 270.8693 | 270.8693 | 182.3405 | 23.2249 | 118.8576 | 0.011791 | 182.3405
LCC-02 | 2045-05-01 | 5 | 2045 | 2045 | Spring | 179.4744 | 200.2919 | 221.1094 | 242.5578 | 265.3224 |  | 7303.497 | 7136.0385 | 7009.6714 | 6911.3729 | 7039.087 |  | 265.3224 | 265.3224 | 265.3224 | 179.4744 | 22.7646 | 118.8576 | 0.011791 | 179.4744
LCC-02 | 2045-06-01 | 6 | 2045 | 2045 | Summer | 174.2435 | 193.7237 | 213.2039 | 233.2743 | 255.1989 |  | 7313.4468 | 7143.206 | 7005.3299 | 6891.0245 | 7084.3308 |  | 255.1989 | 255.1989 | 255.1989 | 174.2435 | 21.9245 | 118.8576 | 0.011791 | 174.2435
LCC-02 | 2045-07-01 | 7 | 2045 | 2045 | Summer | 173.4951 | 192.784 | 212.0729 | 231.9462 | 253.7506 |  | 7320.7984 | 7150.5934 | 7012.5927 | 6897.7078 | 7084.3308 |  | 253.7506 | 253.7506 | 253.7506 | 173.4951 | 21.8044 | 118.8576 | 0.011791 | 173.4951
LCC-02 | 2045-08-01 | 8 | 2045 | 2045 | Summer | 173.4951 | 192.784 | 212.0729 | 231.9462 | 253.7506 |  | 7320.7984 | 7150.5934 | 7012.5927 | 6897.7078 | 7084.3308 |  | 253.7506 | 253.7506 | 253.7506 | 173.4951 | 21.8044 | 118.8576 | 0.011791 | 173.4951
LCC-02 | 2045-09-01 | 9 | 2045 | 2045 | Summer | 176.1143 | 196.0728 | 216.0313 | 236.5946 | 258.8196 |  | 7295.3623 | 7125.0575 | 6987.5532 | 6874.9042 | 7084.3308 |  | 258.8196 | 258.8196 | 258.8196 | 176.1143 | 22.225 | 118.8576 | 0.011791 | 176.1143
LCC-02 | 2045-10-01 | 10 | 2046 | 2045 | Fall | 182.6473 | 204.276 | 225.9048 | 248.1889 | 271.4631 |  | 7274.546 | 7109.1722 | 6985.0185 | 6890.9004 | 7039.087 |  | 271.4631 | 271.4631 | 271.4631 | 182.6473 | 23.2742 | 118.8576 | 0.011791 | 182.6473
LCC-02 | 2045-11-01 | 11 | 2046 | 2045 | Fall | 186.5611 | 209.1905 | 231.8198 | 255.1349 | 279.0376 |  | 7240.7063 | 7077.8947 | 6956.7175 | 6869.1416 | 7039.087 |  | 279.0376 | 279.0376 | 279.0376 | 186.5611 | 23.9027 | 118.8576 | 0.011791 | 186.5611
LCC-02 | 2045-12-01 | 12 | 2046 | 2045 | Winter | 192.9519 | 217.2151 | 241.4784 | 266.4769 | 291.4059 |  | 7346.2745 | 7166.9893 | 7027.3521 | 6915.6928 | 7044.1856 |  | 291.4059 | 291.4059 | 291.4059 | 192.9519 | 24.929 | 118.8576 | 0.011791 | 192.9519
LCC-02 | 2046-01-01 | 1 | 2046 | 2046 | Winter | 194.1567 | 218.728 | 243.2993 | 268.6151 | 293.7376 |  | 7336.1734 | 7157.2717 | 7018.1527 | 6907.6597 | 7044.1856 |  | 293.7376 | 293.7376 | 293.7376 | 194.1567 | 25.1225 | 118.8576 | 0.011791 | 194.1567
LCC-02 | 2046-02-01 | 2 | 2046 | 2046 | Winter | 193.3261 | 217.685 | 242.0439 | 267.1409 | 292.13 |  | 7343.1222 | 7163.9554 | 7024.4772 | 6913.1707 | 7044.1856 |  | 292.13 | 292.13 | 292.13 | 193.3261 | 24.9891 | 118.8576 | 0.011791 | 193.3261
LCC-02 | 2046-03-01 | 3 | 2046 | 2046 | Winter | 189.2102 | 212.5169 | 235.8235 | 259.8363 | 284.1645 |  | 7378.583 | 7198.1441 | 7057.0014 | 6942.2268 | 7044.1856 |  | 284.1645 | 284.1645 | 284.1645 | 189.2102 | 24.3281 | 118.8576 | 0.011791 | 189.2102
LCC-02 | 2046-04-01 | 4 | 2046 | 2046 | Spring | 182.3405 | 203.8908 | 225.4411 | 247.6444 | 270.8693 |  | 7277.2843 | 7111.7091 | 6987.3352 | 6892.7738 | 7039.087 |  | 270.8693 | 270.8693 | 270.8693 | 182.3405 | 23.2249 | 118.8576 | 0.011791 | 182.3405
LCC-02 | 2046-05-01 | 5 | 2046 | 2046 | Spring | 179.4744 | 200.2919 | 221.1094 | 242.5578 | 265.3224 |  | 7303.497 | 7136.0385 | 7009.6714 | 6911.3729 | 7039.087 |  | 265.3224 | 265.3224 | 265.3224 | 179.4744 | 22.7646 | 118.8576 | 0.011791 | 179.4744
LCC-02 | 2046-06-01 | 6 | 2046 | 2046 | Summer | 174.2435 | 193.7237 | 213.2039 | 233.2743 | 255.1989 |  | 7313.4468 | 7143.206 | 7005.3299 | 6891.0245 | 7084.3308 |  | 255.1989 | 255.1989 | 255.1989 | 174.2435 | 21.9245 | 118.8576 | 0.011791 | 174.2435
LCC-02 | 2046-07-01 | 7 | 2046 | 2046 | Summer | 173.4951 | 192.784 | 212.0729 | 231.9462 | 253.7506 |  | 7320.7984 | 7150.5934 | 7012.5927 | 6897.7078 | 7084.3308 |  | 253.7506 | 253.7506 | 253.7506 | 173.4951 | 21.8044 | 118.8576 | 0.011791 | 173.4951
LCC-02 | 2046-08-01 | 8 | 2046 | 2046 | Summer | 173.4951 | 192.784 | 212.0729 | 231.9462 | 253.7506 |  | 7320.7984 | 7150.5934 | 7012.5927 | 6897.7078 | 7084.3308 |  | 253.7506 | 253.7506 | 253.7506 | 173.4951 | 21.8044 | 118.8576 | 0.011791 | 173.4951
LCC-02 | 2046-09-01 | 9 | 2046 | 2046 | Summer | 176.1143 | 196.0728 | 216.0313 | 236.5946 | 258.8196 |  | 7295.3623 | 7125.0575 | 6987.5532 | 6874.9042 | 7084.3308 |  | 258.8196 | 258.8196 | 258.8196 | 176.1143 | 22.225 | 118.8576 | 0.011791 | 176.1143
MGC-01 | 2016-10-01 | 10 | 2017 | 2016 | Fall | 150 | 188.3348 | 226.6696 | 266.1661 | 324.8237 |  | 7636.037 | 7242.8497 | 7001.8404 | 6847.9911 | 7291 |  | 324.8237 | 324.8237 | 324.8237 | 150 | 58.6576 | 118.8571 | 0.012756 | 185
MGC-01 | 2016-11-01 | 11 | 2017 | 2016 | Fall | 150 | 191.686 | 233.372 | 276.3212 | 332.787 |  | 7636.037 | 7217.1683 | 6969.4757 | 6824.6957 | 7291 |  | 332.787 | 332.787 | 332.787 | 150 | 56.4658 | 118.8571 | 0.012756 | 185
MGC-01 | 2016-12-01 | 12 | 2017 | 2016 | Winter | 150 | 196.7999 | 243.5999 | 291.818 | 344.9391 |  | 7658.1022 | 7189.3826 | 6935.683 | 6800.5358 | 7172 |  | 344.9391 | 344.9391 | 344.9391 | 150 | 53.1211 | 118.8571 | 0.012756 | 185
MGC-01 | 2017-01-01 | 1 | 2017 | 2017 | Winter | 150 | 197.85 | 245.7 | 295 | 347.1593 |  | 7658.1022 | 7181.9708 | 6927.2394 | 6796.8075 | 7172 |  | 347.1593 | 347.1593 | 347.1593 | 150 | 52.1593 | 118.8571 | 0.012756 | 185
MGC-01 | 2017-02-01 | 2 | 2017 | 2017 | Winter | 150 | 197.1114 | 244.2228 | 292.7618 | 345.6792 |  | 7658.1022 | 7187.1738 | 6933.1561 | 6799.3452 | 7172 |  | 345.6792 | 345.6792 | 345.6792 | 150 | 52.9174 | 118.8571 | 0.012756 | 185
MGC-01 | 2017-03-01 | 3 | 2017 | 2017 | Winter | 150 | 193.6855 | 237.3709 | 282.3802 | 337.5383 |  | 7658.1022 | 7211.9721 | 6962.0091 | 6816.1001 | 7172 |  | 337.5383 | 337.5383 | 337.5383 | 150 | 55.1581 | 118.8571 | 0.012756 | 185
MGC-01 | 2017-04-01 | 4 | 2017 | 2017 | Spring | 150 | 188.3286 | 226.6572 | 266.1472 | 324.8089 |  | 7636.037 | 7242.8984 | 7001.9029 | 6848.0417 | 7291 |  | 324.8089 | 324.8089 | 324.8089 | 150 | 58.6617 | 118.8571 | 0.012756 | 185
MGC-01 | 2017-05-01 | 5 | 2017 | 2017 | Spring | 150 | 185.9554 | 221.9107 | 258.9556 | 319.1695 |  | 7636.037 | 7261.7551 | 7026.3671 | 6869.0885 | 7291 |  | 319.1695 | 319.1695 | 319.1695 | 150 | 60.2138 | 118.8571 | 0.012756 | 185
MGC-01 | 2017-06-01 | 6 | 2017 | 2017 | Summer | 150 | 181.539 | 213.0781 | 245.5729 | 308.6751 |  | 7811.5139 | 7349.6636 | 7073.2391 | 6931.9071 | 7291 |  | 308.6751 | 308.6751 | 308.6751 | 150 | 63.1022 | 118.8571 | 0.012756 | 185
MGC-01 | 2017-07-01 | 7 | 2017 | 2017 | Summer | 150 | 181.2276 | 212.4552 | 244.6291 | 307.935 |  | 7811.5139 | 7353.1973 | 7077.2926 | 6934.0616 | 7291 |  | 307.935 | 307.935 | 307.935 | 150 | 63.3059 | 118.8571 | 0.012756 | 185
MGC-01 | 2017-08-01 | 8 | 2017 | 2017 | Summer | 150 | 181.2276 | 212.4552 | 244.6291 | 307.935 |  | 7811.5139 | 7353.1973 | 7077.2926 | 6934.0616 | 7291 |  | 307.935 | 307.935 | 307.935 | 150 | 63.3059 | 118.8571 | 0.012756 | 185
MGC-01 | 2017-09-01 | 9 | 2017 | 2017 | Summer | 150 | 182.7848 | 215.5697 | 249.348 | 311.6354 |  | 7811.5139 | 7335.7048 | 7057.5427 | 6924.5127 | 7291 |  | 311.6354 | 311.6354 | 311.6354 | 150 | 62.2875 | 118.8571 | 0.012756 | 185
MGC-01 | 2017-10-01 | 10 | 2018 | 2017 | Fall | 150 | 188.3348 | 226.6696 | 266.1661 | 324.8237 |  | 7636.037 | 7242.8497 | 7001.8404 | 6847.9911 | 7291 |  | 324.8237 | 324.8237 | 324.8237 | 150 | 58.6576 | 118.8571 | 0.012756 | 185
MGC-01 | 2017-11-01 | 11 | 2018 | 2017 | Fall | 150 | 191.686 | 233.372 | 276.3212 | 332.787 |  | 7636.037 | 7217.1683 | 6969.4757 | 6824.6957 | 7291 |  | 332.787 | 332.787 | 332.787 | 150 | 56.4658 | 118.8571 | 0.012756 | 185
MGC-01 | 2017-12-01 | 12 | 2018 | 2017 | Winter | 150 | 196.7999 | 243.5999 | 291.818 | 344.9391 |  | 7658.1022 | 7189.3826 | 6935.683 | 6800.5358 | 7172 |  | 344.9391 | 344.9391 | 344.9391 | 150 | 53.1211 | 118.8571 | 0.012756 | 185
MGC-01 | 2018-01-01 | 1 | 2018 | 2018 | Winter | 150 | 197.85 | 245.7 | 295 | 347.1593 |  | 7658.1022 | 7181.9708 | 6927.2394 | 6796.8075 | 7172 |  | 347.1593 | 347.1593 | 347.1593 | 150 | 52.1593 | 118.8571 | 0.012756 | 185
MGC-01 | 2018-02-01 | 2 | 2018 | 2018 | Winter | 150 | 197.1114 | 244.2228 | 292.7618 | 345.6792 |  | 7658.1022 | 7187.1738 | 6933.1561 | 6799.3452 | 7172 |  | 345.6792 | 345.6792 | 345.6792 | 150 | 52.9174 | 118.8571 | 0.012756 | 185
MGC-01 | 2018-03-01 | 3 | 2018 | 2018 | Winter | 150 | 193.6855 | 237.3709 | 282.3802 | 337.5383 |  | 7658.1022 | 7211.9721 | 6962.0091 | 6816.1001 | 7172 |  | 337.5383 | 337.5383 | 337.5383 | 150 | 55.1581 | 118.8571 | 0.012756 | 185
MGC-01 | 2018-04-01 | 4 | 2018 | 2018 | Spring | 150 | 188.3286 | 226.6572 | 266.1472 | 324.8089 |  | 7636.037 | 7242.8984 | 7001.9029 | 6848.0417 | 7291 |  | 324.8089 | 324.8089 | 324.8089 | 150 | 58.6617 | 118.8571 | 0.012756 | 185
MGC-01 | 2018-05-01 | 5 | 2018 | 2018 | Spring | 150 | 185.9554 | 221.9107 | 258.9556 | 319.1695 |  | 7636.037 | 7261.7551 | 7026.3671 | 6869.0885 | 7291 |  | 319.1695 | 319.1695 | 319.1695 | 150 | 60.2138 | 118.8571 | 0.012756 | 185
MGC-01 | 2018-06-01 | 6 | 2018 | 2018 | Summer | 150 | 181.539 | 213.0781 | 245.5729 | 308.6751 |  | 7811.5139 | 7349.6636 | 7073.2391 | 6931.9071 | 7291 |  | 308.6751 | 308.6751 | 308.6751 | 150 | 63.1022 | 118.8571 | 0.012756 | 185
MGC-01 | 2018-07-01 | 7 | 2018 | 2018 | Summer | 150 | 181.2276 | 212.4552 | 244.6291 | 307.935 |  | 7811.5139 | 7353.1973 | 7077.2926 | 6934.0616 | 7291 |  | 307.935 | 307.935 | 307.935 | 150 | 63.3059 | 118.8571 | 0.012756 | 185
MGC-01 | 2018-08-01 | 8 | 2018 | 2018 | Summer | 150 | 181.2276 | 212.4552 | 244.6291 | 307.935 |  | 7811.5139 | 7353.1973 | 7077.2926 | 6934.0616 | 7291 |  | 307.935 | 307.935 | 307.935 | 150 | 63.3059 | 118.8571 | 0.012756 | 185
MGC-01 | 2018-09-01 | 9 | 2018 | 2018 | Summer | 150 | 182.7848 | 215.5697 | 249.348 | 311.6354 |  | 7811.5139 | 7335.7048 | 7057.5427 | 6924.5127 | 7291 |  | 311.6354 | 311.6354 | 311.6354 | 150 | 62.2875 | 118.8571 | 0.012756 | 185
MGC-01 | 2018-10-01 | 10 | 2019 | 2018 | Fall | 150 | 188.3348 | 226.6696 | 266.1661 | 324.8237 |  | 7636.037 | 7242.8497 | 7001.8404 | 6847.9911 | 7291 |  | 324.8237 | 324.8237 | 324.8237 | 150 | 58.6576 | 118.8571 | 0.012756 | 185
MGC-01 | 2018-11-01 | 11 | 2019 | 2018 | Fall | 150 | 191.686 | 233.372 | 276.3212 | 332.787 |  | 7636.037 | 7217.1683 | 6969.4757 | 6824.6957 | 7291 |  | 332.787 | 332.787 | 332.787 | 150 | 56.4658 | 118.8571 | 0.012756 | 185
MGC-01 | 2018-12-01 | 12 | 2019 | 2018 | Winter | 150 | 196.7999 | 243.5999 | 291.818 | 344.9391 |  | 7658.1022 | 7189.3826 | 6935.683 | 6800.5358 | 7172 |  | 344.9391 | 344.9391 | 344.9391 | 150 | 53.1211 | 118.8571 | 0.012756 | 185
MGC-01 | 2019-01-01 | 1 | 2019 | 2019 | Winter | 150 | 197.85 | 245.7 | 295 | 347.1593 |  | 7658.1022 | 7181.9708 | 6927.2394 | 6796.8075 | 7172 |  | 347.1593 | 347.1593 | 347.1593 | 150 | 52.1593 | 118.8571 | 0.012756 | 185
MGC-01 | 2019-02-01 | 2 | 2019 | 2019 | Winter | 150 | 197.1114 | 244.2228 | 292.7618 | 345.6792 |  | 7658.1022 | 7187.1738 | 6933.1561 | 6799.3452 | 7172 |  | 345.6792 | 345.6792 | 345.6792 | 150 | 52.9174 | 118.8571 | 0.012756 | 185
MGC-01 | 2019-03-01 | 3 | 2019 | 2019 | Winter | 150 | 193.6855 | 237.3709 | 282.3802 | 337.5383 |  | 7658.1022 | 7211.9721 | 6962.0091 | 6816.1001 | 7172 |  | 337.5383 | 337.5383 | 337.5383 | 150 | 55.1581 | 118.8571 | 0.012756 | 185
MGC-01 | 2019-04-01 | 4 | 2019 | 2019 | Spring | 150 | 188.3286 | 226.6572 | 266.1472 | 324.8089 |  | 7636.037 | 7242.8984 | 7001.9029 | 6848.0417 | 7291 |  | 324.8089 | 324.8089 | 324.8089 | 150 | 58.6617 | 118.8571 | 0.012756 | 185
MGC-01 | 2019-05-01 | 5 | 2019 | 2019 | Spring | 150 | 185.9554 | 221.9107 | 258.9556 | 319.1695 |  | 7636.037 | 7261.7551 | 7026.3671 | 6869.0885 | 7291 |  | 319.1695 | 319.1695 | 319.1695 | 150 | 60.2138 | 118.8571 | 0.012756 | 185
MGC-01 | 2019-06-01 | 6 | 2019 | 2019 | Summer | 150 | 181.539 | 213.0781 | 245.5729 | 308.6751 |  | 7811.5139 | 7349.6636 | 7073.2391 | 6931.9071 | 7291 |  | 308.6751 | 308.6751 | 308.6751 | 150 | 63.1022 | 118.8571 | 0.012756 | 185
MGC-01 | 2019-07-01 | 7 | 2019 | 2019 | Summer | 150 | 181.2276 | 212.4552 | 244.6291 | 307.935 |  | 7811.5139 | 7353.1973 | 7077.2926 | 6934.0616 | 7291 |  | 307.935 | 307.935 | 307.935 | 150 | 63.3059 | 118.8571 | 0.012756 | 185
MGC-01 | 2019-08-01 | 8 | 2019 | 2019 | Summer | 150 | 181.2276 | 212.4552 | 244.6291 | 307.935 |  | 7811.5139 | 7353.1973 | 7077.2926 | 6934.0616 | 7291 |  | 307.935 | 307.935 | 307.935 | 150 | 63.3059 | 118.8571 | 0.012756 | 185
MGC-01 | 2019-09-01 | 9 | 2019 | 2019 | Summer | 150 | 182.7848 | 215.5697 | 249.348 | 311.6354 |  | 7811.5139 | 7335.7048 | 7057.5427 | 6924.5127 | 7291 |  | 311.6354 | 311.6354 | 311.6354 | 150 | 62.2875 | 118.8571 | 0.012756 | 185
MGC-01 | 2019-10-01 | 10 | 2020 | 2019 | Fall | 150 | 188.3348 | 226.6696 | 266.1661 | 324.8237 |  | 7636.037 | 7242.8497 | 7001.8404 | 6847.9911 | 7291 |  | 324.8237 | 324.8237 | 324.8237 | 150 | 58.6576 | 118.8571 | 0.012756 | 185
MGC-01 | 2019-11-01 | 11 | 2020 | 2019 | Fall | 150 | 191.686 | 233.372 | 276.3212 | 332.787 |  | 7636.037 | 7217.1683 | 6969.4757 | 6824.6957 | 7291 |  | 332.787 | 332.787 | 332.787 | 150 | 56.4658 | 118.8571 | 0.012756 | 185
MGC-01 | 2019-12-01 | 12 | 2020 | 2019 | Winter | 150 | 196.7999 | 243.5999 | 291.818 | 344.9391 |  | 7658.1022 | 7189.3826 | 6935.683 | 6800.5358 | 7172 |  | 344.9391 | 344.9391 | 344.9391 | 150 | 53.1211 | 118.8571 | 0.012756 | 185
MGC-01 | 2020-01-01 | 1 | 2020 | 2020 | Winter | 150 | 197.85 | 245.7 | 295 | 347.1593 |  | 7658.1022 | 7181.9708 | 6927.2394 | 6796.8075 | 7172 |  | 347.1593 | 347.1593 | 347.1593 | 150 | 52.1593 | 118.8571 | 0.012756 | 185
MGC-01 | 2020-02-01 | 2 | 2020 | 2020 | Winter | 150 | 197.1114 | 244.2228 | 292.7618 | 345.6792 |  | 7658.1022 | 7187.1738 | 6933.1561 | 6799.3452 | 7172 |  | 345.6792 | 345.6792 | 345.6792 | 150 | 52.9174 | 118.8571 | 0.012756 | 185
MGC-01 | 2020-03-01 | 3 | 2020 | 2020 | Winter | 150 | 193.6855 | 237.3709 | 282.3802 | 337.5383 |  | 7658.1022 | 7211.9721 | 6962.0091 | 6816.1001 | 7172 |  | 337.5383 | 337.5383 | 337.5383 | 150 | 55.1581 | 118.8571 | 0.012756 | 185
MGC-01 | 2020-04-01 | 4 | 2020 | 2020 | Spring | 150 | 188.3286 | 226.6572 | 266.1472 | 324.8089 |  | 7636.037 | 7242.8984 | 7001.9029 | 6848.0417 | 7291 |  | 324.8089 | 324.8089 | 324.8089 | 150 | 58.6617 | 118.8571 | 0.012756 | 185
MGC-01 | 2020-05-01 | 5 | 2020 | 2020 | Spring | 150 | 185.9554 | 221.9107 | 258.9556 | 319.1695 |  | 7636.037 | 7261.7551 | 7026.3671 | 6869.0885 | 7291 |  | 319.1695 | 319.1695 | 319.1695 | 150 | 60.2138 | 118.8571 | 0.012756 | 185
MGC-01 | 2020-06-01 | 6 | 2020 | 2020 | Summer | 150 | 181.539 | 213.0781 | 245.5729 | 308.6751 |  | 7811.5139 | 7349.6636 | 7073.2391 | 6931.9071 | 7291 |  | 308.6751 | 308.6751 | 308.6751 | 150 | 63.1022 | 118.8571 | 0.012756 | 185
MGC-01 | 2020-07-01 | 7 | 2020 | 2020 | Summer | 150 | 181.2276 | 212.4552 | 244.6291 | 307.935 |  | 7811.5139 | 7353.1973 | 7077.2926 | 6934.0616 | 7291 |  | 307.935 | 307.935 | 307.935 | 150 | 63.3059 | 118.8571 | 0.012756 | 185
MGC-01 | 2020-08-01 | 8 | 2020 | 2020 | Summer | 150 | 181.2276 | 212.4552 | 244.6291 | 307.935 |  | 7811.5139 | 7353.1973 | 7077.2926 | 6934.0616 | 7291 |  | 307.935 | 307.935 | 307.935 | 150 | 63.3059 | 118.8571 | 0.012756 | 185
MGC-01 | 2020-09-01 | 9 | 2020 | 2020 | Summer | 150 | 182.7848 | 215.5697 | 249.348 | 311.6354 |  | 7811.5139 | 7335.7048 | 7057.5427 | 6924.5127 | 7291 |  | 311.6354 | 311.6354 | 311.6354 | 150 | 62.2875 | 118.8571 | 0.012756 | 185
MGC-01 | 2020-10-01 | 10 | 2021 | 2020 | Fall | 150 | 188.3348 | 226.6696 | 266.1661 | 324.8237 |  | 7636.037 | 7242.8497 | 7001.8404 | 6847.9911 | 7291 |  | 324.8237 | 324.8237 | 324.8237 | 150 | 58.6576 | 118.8571 | 0.012756 | 185
MGC-01 | 2020-11-01 | 11 | 2021 | 2020 | Fall | 150 | 191.686 | 233.372 | 276.3212 | 332.787 |  | 7636.037 | 7217.1683 | 6969.4757 | 6824.6957 | 7291 |  | 332.787 | 332.787 | 332.787 | 150 | 56.4658 | 118.8571 | 0.012756 | 185
MGC-01 | 2020-12-01 | 12 | 2021 | 2020 | Winter | 150 | 196.7999 | 243.5999 | 291.818 | 344.9391 |  | 7658.1022 | 7189.3826 | 6935.683 | 6800.5358 | 7172 |  | 344.9391 | 344.9391 | 344.9391 | 150 | 53.1211 | 118.8571 | 0.012756 | 185
MGC-01 | 2021-01-01 | 1 | 2021 | 2021 | Winter | 150 | 197.85 | 245.7 | 295 | 347.1593 |  | 7658.1022 | 7181.9708 | 6927.2394 | 6796.8075 | 7172 |  | 347.1593 | 347.1593 | 347.1593 | 150 | 52.1593 | 118.8571 | 0.012756 | 185
MGC-01 | 2021-02-01 | 2 | 2021 | 2021 | Winter | 150 | 197.1114 | 244.2228 | 292.7618 | 345.6792 |  | 7658.1022 | 7187.1738 | 6933.1561 | 6799.3452 | 7172 |  | 345.6792 | 345.6792 | 345.6792 | 150 | 52.9174 | 118.8571 | 0.012756 | 185
MGC-01 | 2021-03-01 | 3 | 2021 | 2021 | Winter | 150 | 193.6855 | 237.3709 | 282.3802 | 337.5383 |  | 7658.1022 | 7211.9721 | 6962.0091 | 6816.1001 | 7172 |  | 337.5383 | 337.5383 | 337.5383 | 150 | 55.1581 | 118.8571 | 0.012756 | 185
MGC-01 | 2021-04-01 | 4 | 2021 | 2021 | Spring | 150 | 188.3286 | 226.6572 | 266.1472 | 324.8089 |  | 7636.037 | 7242.8984 | 7001.9029 | 6848.0417 | 7291 |  | 324.8089 | 324.8089 | 324.8089 | 150 | 58.6617 | 118.8571 | 0.012756 | 185
MGC-01 | 2021-05-01 | 5 | 2021 | 2021 | Spring | 150 | 185.9554 | 221.9107 | 258.9556 | 319.1695 |  | 7636.037 | 7261.7551 | 7026.3671 | 6869.0885 | 7291 |  | 319.1695 | 319.1695 | 319.1695 | 150 | 60.2138 | 118.8571 | 0.012756 | 185
MGC-01 | 2021-06-01 | 6 | 2021 | 2021 | Summer | 150 | 181.539 | 213.0781 | 245.5729 | 308.6751 |  | 7811.5139 | 7349.6636 | 7073.2391 | 6931.9071 | 7291 |  | 308.6751 | 308.6751 | 308.6751 | 150 | 63.1022 | 118.8571 | 0.012756 | 185
MGC-01 | 2021-07-01 | 7 | 2021 | 2021 | Summer | 150 | 181.2276 | 212.4552 | 244.6291 | 307.935 |  | 7811.5139 | 7353.1973 | 7077.2926 | 6934.0616 | 7291 |  | 307.935 | 307.935 | 307.935 | 150 | 63.3059 | 118.8571 | 0.012756 | 185
MGC-01 | 2021-08-01 | 8 | 2021 | 2021 | Summer | 150 | 181.2276 | 212.4552 | 244.6291 | 307.935 |  | 7811.5139 | 7353.1973 | 7077.2926 | 6934.0616 | 7291 |  | 307.935 | 307.935 | 307.935 | 150 | 63.3059 | 118.8571 | 0.012756 | 185
MGC-01 | 2021-09-01 | 9 | 2021 | 2021 | Summer | 150 | 182.7848 | 215.5697 | 249.348 | 311.6354 |  | 7811.5139 | 7335.7048 | 7057.5427 | 6924.5127 | 7291 |  | 311.6354 | 311.6354 | 311.6354 | 150 | 62.2875 | 118.8571 | 0.012756 | 185
MGC-01 | 2021-10-01 | 10 | 2022 | 2021 | Fall | 150 | 188.3348 | 226.6696 | 266.1661 | 324.8237 |  | 7636.037 | 7242.8497 | 7001.8404 | 6847.9911 | 7291 |  | 324.8237 | 324.8237 | 324.8237 | 150 | 58.6576 | 118.8571 | 0.012756 | 185
MGC-01 | 2021-11-01 | 11 | 2022 | 2021 | Fall | 150 | 191.686 | 233.372 | 276.3212 | 332.787 |  | 7636.037 | 7217.1683 | 6969.4757 | 6824.6957 | 7291 |  | 332.787 | 332.787 | 332.787 | 150 | 56.4658 | 118.8571 | 0.012756 | 185
MGC-01 | 2021-12-01 | 12 | 2022 | 2021 | Winter | 150 | 196.7999 | 243.5999 | 291.818 | 344.9391 |  | 7658.1022 | 7189.3826 | 6935.683 | 6800.5358 | 7172 |  | 344.9391 | 344.9391 | 344.9391 | 150 | 53.1211 | 118.8571 | 0.012756 | 185
MGC-01 | 2022-01-01 | 1 | 2022 | 2022 | Winter | 150 | 197.85 | 245.7 | 295 | 347.1593 |  | 7658.1022 | 7181.9708 | 6927.2394 | 6796.8075 | 7172 |  | 347.1593 | 347.1593 | 347.1593 | 150 | 52.1593 | 118.8571 | 0.012756 | 185
MGC-01 | 2022-02-01 | 2 | 2022 | 2022 | Winter | 150 | 197.1114 | 244.2228 | 292.7618 | 345.6792 |  | 7658.1022 | 7187.1738 | 6933.1561 | 6799.3452 | 7172 |  | 345.6792 | 345.6792 | 345.6792 | 150 | 52.9174 | 118.8571 | 0.012756 | 185
MGC-01 | 2022-03-01 | 3 | 2022 | 2022 | Winter | 150 | 193.6855 | 237.3709 | 282.3802 | 337.5383 |  | 7658.1022 | 7211.9721 | 6962.0091 | 6816.1001 | 7172 |  | 337.5383 | 337.5383 | 337.5383 | 150 | 55.1581 | 118.8571 | 0.012756 | 185
MGC-01 | 2022-04-01 | 4 | 2022 | 2022 | Spring | 150 | 188.3286 | 226.6572 | 266.1472 | 324.8089 |  | 7636.037 | 7242.8984 | 7001.9029 | 6848.0417 | 7291 |  | 324.8089 | 324.8089 | 324.8089 | 150 | 58.6617 | 118.8571 | 0.012756 | 185
MGC-01 | 2022-05-01 | 5 | 2022 | 2022 | Spring | 150 | 185.9554 | 221.9107 | 258.9556 | 319.1695 |  | 7636.037 | 7261.7551 | 7026.3671 | 6869.0885 | 7291 |  | 319.1695 | 319.1695 | 319.1695 | 150 | 60.2138 | 118.8571 | 0.012756 | 185
MGC-01 | 2022-06-01 | 6 | 2022 | 2022 | Summer | 150 | 181.539 | 213.0781 | 245.5729 | 308.6751 |  | 7811.5139 | 7349.6636 | 7073.2391 | 6931.9071 | 7291 |  | 308.6751 | 308.6751 | 308.6751 | 150 | 63.1022 | 118.8571 | 0.012756 | 185
MGC-01 | 2022-07-01 | 7 | 2022 | 2022 | Summer | 150 | 181.2276 | 212.4552 | 244.6291 | 307.935 |  | 7811.5139 | 7353.1973 | 7077.2926 | 6934.0616 | 7291 |  | 307.935 | 307.935 | 307.935 | 150 | 63.3059 | 118.8571 | 0.012756 | 185
MGC-01 | 2022-08-01 | 8 | 2022 | 2022 | Summer | 150 | 181.2276 | 212.4552 | 244.6291 | 307.935 |  | 7811.5139 | 7353.1973 | 7077.2926 | 6934.0616 | 7291 |  | 307.935 | 307.935 | 307.935 | 150 | 63.3059 | 118.8571 | 0.012756 | 185
MGC-01 | 2022-09-01 | 9 | 2022 | 2022 | Summer | 150 | 182.7848 | 215.5697 | 249.348 | 311.6354 |  | 7811.5139 | 7335.7048 | 7057.5427 | 6924.5127 | 7291 |  | 311.6354 | 311.6354 | 311.6354 | 150 | 62.2875 | 118.8571 | 0.012756 | 185
MGC-01 | 2022-10-01 | 10 | 2023 | 2022 | Fall | 150 | 188.3348 | 226.6696 | 266.1661 | 324.8237 |  | 7636.037 | 7242.8497 | 7001.8404 | 6847.9911 | 7291 |  | 324.8237 | 324.8237 | 324.8237 | 150 | 58.6576 | 118.8571 | 0.012756 | 185
MGC-01 | 2022-11-01 | 11 | 2023 | 2022 | Fall | 150 | 191.686 | 233.372 | 276.3212 | 332.787 |  | 7636.037 | 7217.1683 | 6969.4757 | 6824.6957 | 7291 |  | 332.787 | 332.787 | 332.787 | 150 | 56.4658 | 118.8571 | 0.012756 | 185
MGC-01 | 2022-12-01 | 12 | 2023 | 2022 | Winter | 150 | 196.7999 | 243.5999 | 291.818 | 344.9391 |  | 7658.1022 | 7189.3826 | 6935.683 | 6800.5358 | 7172 |  | 344.9391 | 344.9391 | 344.9391 | 150 | 53.1211 | 118.8571 | 0.012756 | 185
MGC-01 | 2023-01-01 | 1 | 2023 | 2023 | Winter | 150 | 197.85 | 245.7 | 295 | 347.1593 |  | 7658.1022 | 7181.9708 | 6927.2394 | 6796.8075 | 7172 |  | 347.1593 | 347.1593 | 347.1593 | 150 | 52.1593 | 118.8571 | 0.012756 | 185
MGC-01 | 2023-02-01 | 2 | 2023 | 2023 | Winter | 150 | 197.1114 | 244.2228 | 292.7618 | 345.6792 |  | 7658.1022 | 7187.1738 | 6933.1561 | 6799.3452 | 7172 |  | 345.6792 | 345.6792 | 345.6792 | 150 | 52.9174 | 118.8571 | 0.012756 | 185
MGC-01 | 2023-03-01 | 3 | 2023 | 2023 | Winter | 150 | 193.6855 | 237.3709 | 282.3802 | 337.5383 |  | 7658.1022 | 7211.9721 | 6962.0091 | 6816.1001 | 7172 |  | 337.5383 | 337.5383 | 337.5383 | 150 | 55.1581 | 118.8571 | 0.012756 | 185
MGC-01 | 2023-04-01 | 4 | 2023 | 2023 | Spring | 150 | 188.3286 | 226.6572 | 266.1472 | 324.8089 |  | 7636.037 | 7242.8984 | 7001.9029 | 6848.0417 | 7291 |  | 324.8089 | 324.8089 | 324.8089 | 150 | 58.6617 | 118.8571 | 0.012756 | 185
MGC-01 | 2023-05-01 | 5 | 2023 | 2023 | Spring | 150 | 185.9554 | 221.9107 | 258.9556 | 319.1695 |  | 7636.037 | 7261.7551 | 7026.3671 | 6869.0885 | 7291 |  | 319.1695 | 319.1695 | 319.1695 | 150 | 60.2138 | 118.8571 | 0.012756 | 185
MGC-01 | 2023-06-01 | 6 | 2023 | 2023 | Summer | 150 | 181.539 | 213.0781 | 245.5729 | 308.6751 |  | 7811.5139 | 7349.6636 | 7073.2391 | 6931.9071 | 7291 |  | 308.6751 | 308.6751 | 308.6751 | 150 | 63.1022 | 118.8571 | 0.012756 | 185
MGC-01 | 2023-07-01 | 7 | 2023 | 2023 | Summer | 150 | 181.2276 | 212.4552 | 244.6291 | 307.935 |  | 7811.5139 | 7353.1973 | 7077.2926 | 6934.0616 | 7291 |  | 307.935 | 307.935 | 307.935 | 150 | 63.3059 | 118.8571 | 0.012756 | 185
MGC-01 | 2023-08-01 | 8 | 2023 | 2023 | Summer | 150 | 181.2276 | 212.4552 | 244.6291 | 307.935 |  | 7811.5139 | 7353.1973 | 7077.2926 | 6934.0616 | 7291 |  | 307.935 | 307.935 | 307.935 | 150 | 63.3059 | 118.8571 | 0.012756 | 185
MGC-01 | 2023-09-01 | 9 | 2023 | 2023 | Summer | 150 | 182.7848 | 215.5697 | 249.348 | 311.6354 |  | 7811.5139 | 7335.7048 | 7057.5427 | 6924.5127 | 7291 |  | 311.6354 | 311.6354 | 311.6354 | 150 | 62.2875 | 118.8571 | 0.012756 | 185
MGC-01 | 2023-10-01 | 10 | 2024 | 2023 | Fall | 150 | 188.3348 | 226.6696 | 266.1661 | 324.8237 |  | 7636.037 | 7242.8497 | 7001.8404 | 6847.9911 | 7291 |  | 324.8237 | 324.8237 | 324.8237 | 150 | 58.6576 | 118.8571 | 0.012756 | 185
MGC-01 | 2023-11-01 | 11 | 2024 | 2023 | Fall | 150 | 191.686 | 233.372 | 276.3212 | 332.787 |  | 7636.037 | 7217.1683 | 6969.4757 | 6824.6957 | 7291 |  | 332.787 | 332.787 | 332.787 | 150 | 56.4658 | 118.8571 | 0.012756 | 185
MGC-01 | 2023-12-01 | 12 | 2024 | 2023 | Winter | 150 | 196.7999 | 243.5999 | 291.818 | 344.9391 |  | 7658.1022 | 7189.3826 | 6935.683 | 6800.5358 | 7172 |  | 344.9391 | 344.9391 | 344.9391 | 150 | 53.1211 | 118.8571 | 0.012756 | 185
MGC-01 | 2024-01-01 | 1 | 2024 | 2024 | Winter | 150 | 197.85 | 245.7 | 295 | 347.1593 |  | 7658.1022 | 7181.9708 | 6927.2394 | 6796.8075 | 7172 |  | 347.1593 | 347.1593 | 347.1593 | 150 | 52.1593 | 118.8571 | 0.012756 | 185
MGC-01 | 2024-02-01 | 2 | 2024 | 2024 | Winter | 150 | 197.1114 | 244.2228 | 292.7618 | 345.6792 |  | 7658.1022 | 7187.1738 | 6933.1561 | 6799.3452 | 7172 |  | 345.6792 | 345.6792 | 345.6792 | 150 | 52.9174 | 118.8571 | 0.012756 | 185
MGC-01 | 2024-03-01 | 3 | 2024 | 2024 | Winter | 150 | 193.6855 | 237.3709 | 282.3802 | 337.5383 |  | 7658.1022 | 7211.9721 | 6962.0091 | 6816.1001 | 7172 |  | 337.5383 | 337.5383 | 337.5383 | 150 | 55.1581 | 118.8571 | 0.012756 | 185
MGC-01 | 2024-04-01 | 4 | 2024 | 2024 | Spring | 150 | 188.3286 | 226.6572 | 266.1472 | 324.8089 |  | 7636.037 | 7242.8984 | 7001.9029 | 6848.0417 | 7291 |  | 324.8089 | 324.8089 | 324.8089 | 150 | 58.6617 | 118.8571 | 0.012756 | 185
MGC-01 | 2024-05-01 | 5 | 2024 | 2024 | Spring | 150 | 185.9554 | 221.9107 | 258.9556 | 319.1695 |  | 7636.037 | 7261.7551 | 7026.3671 | 6869.0885 | 7291 |  | 319.1695 | 319.1695 | 319.1695 | 150 | 60.2138 | 118.8571 | 0.012756 | 185
MGC-01 | 2024-06-01 | 6 | 2024 | 2024 | Summer | 150 | 181.539 | 213.0781 | 245.5729 | 308.6751 |  | 7811.5139 | 7349.6636 | 7073.2391 | 6931.9071 | 7291 |  | 308.6751 | 308.6751 | 308.6751 | 150 | 63.1022 | 118.8571 | 0.012756 | 185
MGC-01 | 2024-07-01 | 7 | 2024 | 2024 | Summer | 150 | 181.2276 | 212.4552 | 244.6291 | 307.935 |  | 7811.5139 | 7353.1973 | 7077.2926 | 6934.0616 | 7291 |  | 307.935 | 307.935 | 307.935 | 150 | 63.3059 | 118.8571 | 0.012756 | 185
MGC-01 | 2024-08-01 | 8 | 2024 | 2024 | Summer | 150 | 181.2276 | 212.4552 | 244.6291 | 307.935 |  | 7811.5139 | 7353.1973 | 7077.2926 | 6934.0616 | 7291 |  | 307.935 | 307.935 | 307.935 | 150 | 63.3059 | 118.8571 | 0.012756 | 185
MGC-01 | 2024-09-01 | 9 | 2024 | 2024 | Summer | 150 | 182.7848 | 215.5697 | 249.348 | 311.6354 |  | 7811.5139 | 7335.7048 | 7057.5427 | 6924.5127 | 7291 |  | 311.6354 | 311.6354 | 311.6354 | 150 | 62.2875 | 118.8571 | 0.012756 | 185
MGC-01 | 2024-10-01 | 10 | 2025 | 2024 | Fall | 150 | 188.3348 | 226.6696 | 266.1661 | 324.8237 |  | 7636.037 | 7242.8497 | 7001.8404 | 6847.9911 | 7291 |  | 324.8237 | 324.8237 | 324.8237 | 150 | 58.6576 | 118.8571 | 0.012756 | 185
MGC-01 | 2024-11-01 | 11 | 2025 | 2024 | Fall | 150 | 191.686 | 233.372 | 276.3212 | 332.787 |  | 7636.037 | 7217.1683 | 6969.4757 | 6824.6957 | 7291 |  | 332.787 | 332.787 | 332.787 | 150 | 56.4658 | 118.8571 | 0.012756 | 185
MGC-01 | 2024-12-01 | 12 | 2025 | 2024 | Winter | 150 | 196.7999 | 243.5999 | 291.818 | 344.9391 |  | 7658.1022 | 7189.3826 | 6935.683 | 6800.5358 | 7172 |  | 344.9391 | 344.9391 | 344.9391 | 150 | 53.1211 | 118.8571 | 0.012756 | 185
MGC-01 | 2025-01-01 | 1 | 2025 | 2025 | Winter | 150 | 197.85 | 245.7 | 295 | 347.1593 |  | 7658.1022 | 7181.9708 | 6927.2394 | 6796.8075 | 7172 |  | 347.1593 | 347.1593 | 347.1593 | 150 | 52.1593 | 118.8571 | 0.012756 | 185
MGC-01 | 2025-02-01 | 2 | 2025 | 2025 | Winter | 150 | 197.1114 | 244.2228 | 292.7618 | 345.6792 |  | 7658.1022 | 7187.1738 | 6933.1561 | 6799.3452 | 7172 |  | 345.6792 | 345.6792 | 345.6792 | 150 | 52.9174 | 118.8571 | 0.012756 | 185
MGC-01 | 2025-03-01 | 3 | 2025 | 2025 | Winter | 150 | 193.6855 | 237.3709 | 282.3802 | 337.5383 |  | 7658.1022 | 7211.9721 | 6962.0091 | 6816.1001 | 7172 |  | 337.5383 | 337.5383 | 337.5383 | 150 | 55.1581 | 118.8571 | 0.012756 | 185
MGC-01 | 2025-04-01 | 4 | 2025 | 2025 | Spring | 150 | 188.3286 | 226.6572 | 266.1472 | 324.8089 |  | 7636.037 | 7242.8984 | 7001.9029 | 6848.0417 | 7291 |  | 324.8089 | 324.8089 | 324.8089 | 150 | 58.6617 | 118.8571 | 0.012756 | 185
MGC-01 | 2025-05-01 | 5 | 2025 | 2025 | Spring | 150 | 185.9554 | 221.9107 | 258.9556 | 319.1695 |  | 7636.037 | 7261.7551 | 7026.3671 | 6869.0885 | 7291 |  | 319.1695 | 319.1695 | 319.1695 | 150 | 60.2138 | 118.8571 | 0.012756 | 185
MGC-01 | 2025-06-01 | 6 | 2025 | 2025 | Summer | 150 | 181.539 | 213.0781 | 245.5729 | 308.6751 |  | 7811.5139 | 7349.6636 | 7073.2391 | 6931.9071 | 7291 |  | 308.6751 | 308.6751 | 308.6751 | 150 | 63.1022 | 118.8571 | 0.012756 | 185
MGC-01 | 2025-07-01 | 7 | 2025 | 2025 | Summer | 150 | 181.2276 | 212.4552 | 244.6291 | 307.935 |  | 7811.5139 | 7353.1973 | 7077.2926 | 6934.0616 | 7291 |  | 307.935 | 307.935 | 307.935 | 150 | 63.3059 | 118.8571 | 0.012756 | 185
MGC-01 | 2025-08-01 | 8 | 2025 | 2025 | Summer | 150 | 181.2276 | 212.4552 | 244.6291 | 307.935 |  | 7811.5139 | 7353.1973 | 7077.2926 | 6934.0616 | 7291 |  | 307.935 | 307.935 | 307.935 | 150 | 63.3059 | 118.8571 | 0.012756 | 185
MGC-01 | 2025-09-01 | 9 | 2025 | 2025 | Summer | 150 | 182.7848 | 215.5697 | 249.348 | 311.6354 |  | 7811.5139 | 7335.7048 | 7057.5427 | 6924.5127 | 7291 |  | 311.6354 | 311.6354 | 311.6354 | 150 | 62.2875 | 118.8571 | 0.012756 | 185
MGC-01 | 2025-10-01 | 10 | 2026 | 2025 | Fall | 150 | 188.3348 | 226.6696 | 266.1661 | 324.8237 |  | 7636.037 | 7242.8497 | 7001.8404 | 6847.9911 | 7291 |  | 324.8237 | 324.8237 | 324.8237 | 150 | 58.6576 | 118.8571 | 0.012756 | 185
MGC-01 | 2025-11-01 | 11 | 2026 | 2025 | Fall | 150 | 191.686 | 233.372 | 276.3212 | 332.787 |  | 7636.037 | 7217.1683 | 6969.4757 | 6824.6957 | 7291 |  | 332.787 | 332.787 | 332.787 | 150 | 56.4658 | 118.8571 | 0.012756 | 185
MGC-01 | 2025-12-01 | 12 | 2026 | 2025 | Winter | 150 | 196.7999 | 243.5999 | 291.818 | 344.9391 |  | 7658.1022 | 7189.3826 | 6935.683 | 6800.5358 | 7172 |  | 344.9391 | 344.9391 | 344.9391 | 150 | 53.1211 | 118.8571 | 0.012756 | 185
MGC-01 | 2026-01-01 | 1 | 2026 | 2026 | Winter | 150 | 197.85 | 245.7 | 295 | 347.1593 |  | 7658.1022 | 7181.9708 | 6927.2394 | 6796.8075 | 7172 |  | 347.1593 | 347.1593 | 347.1593 | 150 | 52.1593 | 118.8571 | 0.012756 | 185
MGC-01 | 2026-02-01 | 2 | 2026 | 2026 | Winter | 150 | 197.1114 | 244.2228 | 292.7618 | 345.6792 |  | 7658.1022 | 7187.1738 | 6933.1561 | 6799.3452 | 7172 |  | 345.6792 | 345.6792 | 345.6792 | 150 | 52.9174 | 118.8571 | 0.012756 | 185
MGC-01 | 2026-03-01 | 3 | 2026 | 2026 | Winter | 150 | 193.6855 | 237.3709 | 282.3802 | 337.5383 |  | 7658.1022 | 7211.9721 | 6962.0091 | 6816.1001 | 7172 |  | 337.5383 | 337.5383 | 337.5383 | 150 | 55.1581 | 118.8571 | 0.012756 | 185
MGC-01 | 2026-04-01 | 4 | 2026 | 2026 | Spring | 150 | 188.3286 | 226.6572 | 266.1472 | 324.8089 |  | 7636.037 | 7242.8984 | 7001.9029 | 6848.0417 | 7291 |  | 324.8089 | 324.8089 | 324.8089 | 150 | 58.6617 | 118.8571 | 0.012756 | 185
MGC-01 | 2026-05-01 | 5 | 2026 | 2026 | Spring | 150 | 185.9554 | 221.9107 | 258.9556 | 319.1695 |  | 7636.037 | 7261.7551 | 7026.3671 | 6869.0885 | 7291 |  | 319.1695 | 319.1695 | 319.1695 | 150 | 60.2138 | 118.8571 | 0.012756 | 185
MGC-01 | 2026-06-01 | 6 | 2026 | 2026 | Summer | 150 | 181.539 | 213.0781 | 245.5729 | 308.6751 |  | 7811.5139 | 7349.6636 | 7073.2391 | 6931.9071 | 7291 |  | 308.6751 | 308.6751 | 308.6751 | 150 | 63.1022 | 118.8571 | 0.012756 | 185
MGC-01 | 2026-07-01 | 7 | 2026 | 2026 | Summer | 150 | 181.2276 | 212.4552 | 244.6291 | 307.935 |  | 7811.5139 | 7353.1973 | 7077.2926 | 6934.0616 | 7291 |  | 307.935 | 307.935 | 307.935 | 150 | 63.3059 | 118.8571 | 0.012756 | 185
MGC-01 | 2026-08-01 | 8 | 2026 | 2026 | Summer | 150 | 181.2276 | 212.4552 | 244.6291 | 307.935 |  | 7811.5139 | 7353.1973 | 7077.2926 | 6934.0616 | 7291 |  | 307.935 | 307.935 | 307.935 | 150 | 63.3059 | 118.8571 | 0.012756 | 185
MGC-01 | 2026-09-01 | 9 | 2026 | 2026 | Summer | 150 | 182.7848 | 215.5697 | 249.348 | 311.6354 |  | 7811.5139 | 7335.7048 | 7057.5427 | 6924.5127 | 7291 |  | 311.6354 | 311.6354 | 311.6354 | 150 | 62.2875 | 118.8571 | 0.012756 | 185
MGC-01 | 2026-10-01 | 10 | 2027 | 2026 | Fall | 150 | 188.3348 | 226.6696 | 266.1661 | 324.8237 |  | 7636.037 | 7242.8497 | 7001.8404 | 6847.9911 | 7291 |  | 324.8237 | 324.8237 | 324.8237 | 150 | 58.6576 | 118.8571 | 0.012756 | 185
MGC-01 | 2026-11-01 | 11 | 2027 | 2026 | Fall | 150 | 191.686 | 233.372 | 276.3212 | 332.787 |  | 7636.037 | 7217.1683 | 6969.4757 | 6824.6957 | 7291 |  | 332.787 | 332.787 | 332.787 | 150 | 56.4658 | 118.8571 | 0.012756 | 185
MGC-01 | 2026-12-01 | 12 | 2027 | 2026 | Winter | 150 | 196.7999 | 243.5999 | 291.818 | 344.9391 |  | 7658.1022 | 7189.3826 | 6935.683 | 6800.5358 | 7172 |  | 344.9391 | 344.9391 | 344.9391 | 150 | 53.1211 | 118.8571 | 0.012756 | 185
MGC-01 | 2027-01-01 | 1 | 2027 | 2027 | Winter | 150 | 197.85 | 245.7 | 295 | 347.1593 |  | 7658.1022 | 7181.9708 | 6927.2394 | 6796.8075 | 7172 |  | 347.1593 | 347.1593 | 347.1593 | 150 | 52.1593 | 118.8571 | 0.012756 | 185
MGC-01 | 2027-02-01 | 2 | 2027 | 2027 | Winter | 150 | 197.1114 | 244.2228 | 292.7618 | 345.6792 |  | 7658.1022 | 7187.1738 | 6933.1561 | 6799.3452 | 7172 |  | 345.6792 | 345.6792 | 345.6792 | 150 | 52.9174 | 118.8571 | 0.012756 | 185
MGC-01 | 2027-03-01 | 3 | 2027 | 2027 | Winter | 150 | 193.6855 | 237.3709 | 282.3802 | 337.5383 |  | 7658.1022 | 7211.9721 | 6962.0091 | 6816.1001 | 7172 |  | 337.5383 | 337.5383 | 337.5383 | 150 | 55.1581 | 118.8571 | 0.012756 | 185
MGC-01 | 2027-04-01 | 4 | 2027 | 2027 | Spring | 150 | 188.3286 | 226.6572 | 266.1472 | 324.8089 |  | 7636.037 | 7242.8984 | 7001.9029 | 6848.0417 | 7291 |  | 324.8089 | 324.8089 | 324.8089 | 150 | 58.6617 | 118.8571 | 0.012756 | 185
MGC-01 | 2027-05-01 | 5 | 2027 | 2027 | Spring | 150 | 185.9554 | 221.9107 | 258.9556 | 319.1695 |  | 7636.037 | 7261.7551 | 7026.3671 | 6869.0885 | 7291 |  | 319.1695 | 319.1695 | 319.1695 | 150 | 60.2138 | 118.8571 | 0.012756 | 185
MGC-01 | 2027-06-01 | 6 | 2027 | 2027 | Summer | 150 | 181.539 | 213.0781 | 245.5729 | 308.6751 |  | 7811.5139 | 7349.6636 | 7073.2391 | 6931.9071 | 7291 |  | 308.6751 | 308.6751 | 308.6751 | 150 | 63.1022 | 118.8571 | 0.012756 | 185
MGC-01 | 2027-07-01 | 7 | 2027 | 2027 | Summer | 150 | 181.2276 | 212.4552 | 244.6291 | 307.935 |  | 7811.5139 | 7353.1973 | 7077.2926 | 6934.0616 | 7291 |  | 307.935 | 307.935 | 307.935 | 150 | 63.3059 | 118.8571 | 0.012756 | 185
MGC-01 | 2027-08-01 | 8 | 2027 | 2027 | Summer | 150 | 181.2276 | 212.4552 | 244.6291 | 307.935 |  | 7811.5139 | 7353.1973 | 7077.2926 | 6934.0616 | 7291 |  | 307.935 | 307.935 | 307.935 | 150 | 63.3059 | 118.8571 | 0.012756 | 185
MGC-01 | 2027-09-01 | 9 | 2027 | 2027 | Summer | 150 | 182.7848 | 215.5697 | 249.348 | 311.6354 |  | 7811.5139 | 7335.7048 | 7057.5427 | 6924.5127 | 7291 |  | 311.6354 | 311.6354 | 311.6354 | 150 | 62.2875 | 118.8571 | 0.012756 | 185
MGC-01 | 2027-10-01 | 10 | 2028 | 2027 | Fall | 150 | 188.3348 | 226.6696 | 266.1661 | 324.8237 |  | 7636.037 | 7242.8497 | 7001.8404 | 6847.9911 | 7291 |  | 324.8237 | 324.8237 | 324.8237 | 150 | 58.6576 | 118.8571 | 0.012756 | 185
MGC-01 | 2027-11-01 | 11 | 2028 | 2027 | Fall | 150 | 191.686 | 233.372 | 276.3212 | 332.787 |  | 7636.037 | 7217.1683 | 6969.4757 | 6824.6957 | 7291 |  | 332.787 | 332.787 | 332.787 | 150 | 56.4658 | 118.8571 | 0.012756 | 185
MGC-01 | 2027-12-01 | 12 | 2028 | 2027 | Winter | 150 | 196.7999 | 243.5999 | 291.818 | 344.9391 |  | 7658.1022 | 7189.3826 | 6935.683 | 6800.5358 | 7172 |  | 344.9391 | 344.9391 | 344.9391 | 150 | 53.1211 | 118.8571 | 0.012756 | 185
MGC-01 | 2028-01-01 | 1 | 2028 | 2028 | Winter | 150 | 197.85 | 245.7 | 295 | 347.1593 |  | 7658.1022 | 7181.9708 | 6927.2394 | 6796.8075 | 7172 |  | 347.1593 | 347.1593 | 347.1593 | 150 | 52.1593 | 118.8571 | 0.012756 | 185
MGC-01 | 2028-02-01 | 2 | 2028 | 2028 | Winter | 150 | 197.1114 | 244.2228 | 292.7618 | 345.6792 |  | 7658.1022 | 7187.1738 | 6933.1561 | 6799.3452 | 7172 |  | 345.6792 | 345.6792 | 345.6792 | 150 | 52.9174 | 118.8571 | 0.012756 | 185
MGC-01 | 2028-03-01 | 3 | 2028 | 2028 | Winter | 150 | 193.6855 | 237.3709 | 282.3802 | 337.5383 |  | 7658.1022 | 7211.9721 | 6962.0091 | 6816.1001 | 7172 |  | 337.5383 | 337.5383 | 337.5383 | 150 | 55.1581 | 118.8571 | 0.012756 | 185
MGC-01 | 2028-04-01 | 4 | 2028 | 2028 | Spring | 150 | 188.3286 | 226.6572 | 266.1472 | 324.8089 |  | 7636.037 | 7242.8984 | 7001.9029 | 6848.0417 | 7291 |  | 324.8089 | 324.8089 | 324.8089 | 150 | 58.6617 | 118.8571 | 0.012756 | 185
MGC-01 | 2028-05-01 | 5 | 2028 | 2028 | Spring | 150 | 185.9554 | 221.9107 | 258.9556 | 319.1695 |  | 7636.037 | 7261.7551 | 7026.3671 | 6869.0885 | 7291 |  | 319.1695 | 319.1695 | 319.1695 | 150 | 60.2138 | 118.8571 | 0.012756 | 185
MGC-01 | 2028-06-01 | 6 | 2028 | 2028 | Summer | 150 | 181.539 | 213.0781 | 245.5729 | 308.6751 |  | 7811.5139 | 7349.6636 | 7073.2391 | 6931.9071 | 7291 |  | 308.6751 | 308.6751 | 308.6751 | 150 | 63.1022 | 118.8571 | 0.012756 | 185
MGC-01 | 2028-07-01 | 7 | 2028 | 2028 | Summer | 150 | 181.2276 | 212.4552 | 244.6291 | 307.935 |  | 7811.5139 | 7353.1973 | 7077.2926 | 6934.0616 | 7291 |  | 307.935 | 307.935 | 307.935 | 150 | 63.3059 | 118.8571 | 0.012756 | 185
MGC-01 | 2028-08-01 | 8 | 2028 | 2028 | Summer | 150 | 181.2276 | 212.4552 | 244.6291 | 307.935 |  | 7811.5139 | 7353.1973 | 7077.2926 | 6934.0616 | 7291 |  | 307.935 | 307.935 | 307.935 | 150 | 63.3059 | 118.8571 | 0.012756 | 185
MGC-01 | 2028-09-01 | 9 | 2028 | 2028 | Summer | 150 | 182.7848 | 215.5697 | 249.348 | 311.6354 |  | 7811.5139 | 7335.7048 | 7057.5427 | 6924.5127 | 7291 |  | 311.6354 | 311.6354 | 311.6354 | 150 | 62.2875 | 118.8571 | 0.012756 | 185
MGC-01 | 2028-10-01 | 10 | 2029 | 2028 | Fall | 150 | 188.3348 | 226.6696 | 266.1661 | 324.8237 |  | 7636.037 | 7242.8497 | 7001.8404 | 6847.9911 | 7291 |  | 324.8237 | 324.8237 | 324.8237 | 150 | 58.6576 | 118.8571 | 0.012756 | 185
MGC-01 | 2028-11-01 | 11 | 2029 | 2028 | Fall | 150 | 191.686 | 233.372 | 276.3212 | 332.787 |  | 7636.037 | 7217.1683 | 6969.4757 | 6824.6957 | 7291 |  | 332.787 | 332.787 | 332.787 | 150 | 56.4658 | 118.8571 | 0.012756 | 185
MGC-01 | 2028-12-01 | 12 | 2029 | 2028 | Winter | 150 | 196.7999 | 243.5999 | 291.818 | 344.9391 |  | 7658.1022 | 7189.3826 | 6935.683 | 6800.5358 | 7172 |  | 344.9391 | 344.9391 | 344.9391 | 150 | 53.1211 | 118.8571 | 0.012756 | 185
MGC-01 | 2029-01-01 | 1 | 2029 | 2029 | Winter | 150 | 197.85 | 245.7 | 295 | 347.1593 |  | 7658.1022 | 7181.9708 | 6927.2394 | 6796.8075 | 7172 |  | 347.1593 | 347.1593 | 347.1593 | 150 | 52.1593 | 118.8571 | 0.012756 | 185
MGC-01 | 2029-02-01 | 2 | 2029 | 2029 | Winter | 150 | 197.1114 | 244.2228 | 292.7618 | 345.6792 |  | 7658.1022 | 7187.1738 | 6933.1561 | 6799.3452 | 7172 |  | 345.6792 | 345.6792 | 345.6792 | 150 | 52.9174 | 118.8571 | 0.012756 | 185
MGC-01 | 2029-03-01 | 3 | 2029 | 2029 | Winter | 150 | 193.6855 | 237.3709 | 282.3802 | 337.5383 |  | 7658.1022 | 7211.9721 | 6962.0091 | 6816.1001 | 7172 |  | 337.5383 | 337.5383 | 337.5383 | 150 | 55.1581 | 118.8571 | 0.012756 | 185
MGC-01 | 2029-04-01 | 4 | 2029 | 2029 | Spring | 150 | 188.3286 | 226.6572 | 266.1472 | 324.8089 |  | 7636.037 | 7242.8984 | 7001.9029 | 6848.0417 | 7291 |  | 324.8089 | 324.8089 | 324.8089 | 150 | 58.6617 | 118.8571 | 0.012756 | 185
MGC-01 | 2029-05-01 | 5 | 2029 | 2029 | Spring | 150 | 185.9554 | 221.9107 | 258.9556 | 319.1695 |  | 7636.037 | 7261.7551 | 7026.3671 | 6869.0885 | 7291 |  | 319.1695 | 319.1695 | 319.1695 | 150 | 60.2138 | 118.8571 | 0.012756 | 185
MGC-01 | 2029-06-01 | 6 | 2029 | 2029 | Summer | 150 | 181.539 | 213.0781 | 245.5729 | 308.6751 |  | 7811.5139 | 7349.6636 | 7073.2391 | 6931.9071 | 7291 |  | 308.6751 | 308.6751 | 308.6751 | 150 | 63.1022 | 118.8571 | 0.012756 | 185
MGC-01 | 2029-07-01 | 7 | 2029 | 2029 | Summer | 150 | 181.2276 | 212.4552 | 244.6291 | 307.935 |  | 7811.5139 | 7353.1973 | 7077.2926 | 6934.0616 | 7291 |  | 307.935 | 307.935 | 307.935 | 150 | 63.3059 | 118.8571 | 0.012756 | 185
MGC-01 | 2029-08-01 | 8 | 2029 | 2029 | Summer | 150 | 181.2276 | 212.4552 | 244.6291 | 307.935 |  | 7811.5139 | 7353.1973 | 7077.2926 | 6934.0616 | 7291 |  | 307.935 | 307.935 | 307.935 | 150 | 63.3059 | 118.8571 | 0.012756 | 185
MGC-01 | 2029-09-01 | 9 | 2029 | 2029 | Summer | 150 | 182.7848 | 215.5697 | 249.348 | 311.6354 |  | 7811.5139 | 7335.7048 | 7057.5427 | 6924.5127 | 7291 |  | 311.6354 | 311.6354 | 311.6354 | 150 | 62.2875 | 118.8571 | 0.012756 | 185
MGC-01 | 2029-10-01 | 10 | 2030 | 2029 | Fall | 150 | 188.3348 | 226.6696 | 266.1661 | 324.8237 |  | 7636.037 | 7242.8497 | 7001.8404 | 6847.9911 | 7291 |  | 324.8237 | 324.8237 | 324.8237 | 150 | 58.6576 | 118.8571 | 0.012756 | 185
MGC-01 | 2029-11-01 | 11 | 2030 | 2029 | Fall | 150 | 191.686 | 233.372 | 276.3212 | 332.787 |  | 7636.037 | 7217.1683 | 6969.4757 | 6824.6957 | 7291 |  | 332.787 | 332.787 | 332.787 | 150 | 56.4658 | 118.8571 | 0.012756 | 185
MGC-01 | 2029-12-01 | 12 | 2030 | 2029 | Winter | 150 | 196.7999 | 243.5999 | 291.818 | 344.9391 |  | 7658.1022 | 7189.3826 | 6935.683 | 6800.5358 | 7172 |  | 344.9391 | 344.9391 | 344.9391 | 150 | 53.1211 | 118.8571 | 0.012756 | 185
MGC-01 | 2030-01-01 | 1 | 2030 | 2030 | Winter | 150 | 197.85 | 245.7 | 295 | 347.1593 |  | 7658.1022 | 7181.9708 | 6927.2394 | 6796.8075 | 7172 |  | 347.1593 | 347.1593 | 347.1593 | 150 | 52.1593 | 118.8571 | 0.012756 | 185
MGC-01 | 2030-02-01 | 2 | 2030 | 2030 | Winter | 150 | 197.1114 | 244.2228 | 292.7618 | 345.6792 |  | 7658.1022 | 7187.1738 | 6933.1561 | 6799.3452 | 7172 |  | 345.6792 | 345.6792 | 345.6792 | 150 | 52.9174 | 118.8571 | 0.012756 | 185
MGC-01 | 2030-03-01 | 3 | 2030 | 2030 | Winter | 150 | 193.6855 | 237.3709 | 282.3802 | 337.5383 |  | 7658.1022 | 7211.9721 | 6962.0091 | 6816.1001 | 7172 |  | 337.5383 | 337.5383 | 337.5383 | 150 | 55.1581 | 118.8571 | 0.012756 | 185
MGC-01 | 2030-04-01 | 4 | 2030 | 2030 | Spring | 150 | 188.3286 | 226.6572 | 266.1472 | 324.8089 |  | 7636.037 | 7242.8984 | 7001.9029 | 6848.0417 | 7291 |  | 324.8089 | 324.8089 | 324.8089 | 150 | 58.6617 | 118.8571 | 0.012756 | 185
MGC-01 | 2030-05-01 | 5 | 2030 | 2030 | Spring | 150 | 185.9554 | 221.9107 | 258.9556 | 319.1695 |  | 7636.037 | 7261.7551 | 7026.3671 | 6869.0885 | 7291 |  | 319.1695 | 319.1695 | 319.1695 | 150 | 60.2138 | 118.8571 | 0.012756 | 185
MGC-01 | 2030-06-01 | 6 | 2030 | 2030 | Summer | 150 | 181.539 | 213.0781 | 245.5729 | 308.6751 |  | 7811.5139 | 7349.6636 | 7073.2391 | 6931.9071 | 7291 |  | 308.6751 | 308.6751 | 308.6751 | 150 | 63.1022 | 118.8571 | 0.012756 | 185
MGC-01 | 2030-07-01 | 7 | 2030 | 2030 | Summer | 150 | 181.2276 | 212.4552 | 244.6291 | 307.935 |  | 7811.5139 | 7353.1973 | 7077.2926 | 6934.0616 | 7291 |  | 307.935 | 307.935 | 307.935 | 150 | 63.3059 | 118.8571 | 0.012756 | 185
MGC-01 | 2030-08-01 | 8 | 2030 | 2030 | Summer | 150 | 181.2276 | 212.4552 | 244.6291 | 307.935 |  | 7811.5139 | 7353.1973 | 7077.2926 | 6934.0616 | 7291 |  | 307.935 | 307.935 | 307.935 | 150 | 63.3059 | 118.8571 | 0.012756 | 185
MGC-01 | 2030-09-01 | 9 | 2030 | 2030 | Summer | 150 | 182.7848 | 215.5697 | 249.348 | 311.6354 |  | 7811.5139 | 7335.7048 | 7057.5427 | 6924.5127 | 7291 |  | 311.6354 | 311.6354 | 311.6354 | 150 | 62.2875 | 118.8571 | 0.012756 | 185
MGC-01 | 2030-10-01 | 10 | 2031 | 2030 | Fall | 150 | 188.3348 | 226.6696 | 266.1661 | 324.8237 |  | 7636.037 | 7242.8497 | 7001.8404 | 6847.9911 | 7291 |  | 324.8237 | 324.8237 | 324.8237 | 150 | 58.6576 | 118.8571 | 0.012756 | 185
MGC-01 | 2030-11-01 | 11 | 2031 | 2030 | Fall | 150 | 191.686 | 233.372 | 276.3212 | 332.787 |  | 7636.037 | 7217.1683 | 6969.4757 | 6824.6957 | 7291 |  | 332.787 | 332.787 | 332.787 | 150 | 56.4658 | 118.8571 | 0.012756 | 185
MGC-01 | 2030-12-01 | 12 | 2031 | 2030 | Winter | 150 | 196.7999 | 243.5999 | 291.818 | 344.9391 |  | 7658.1022 | 7189.3826 | 6935.683 | 6800.5358 | 7172 |  | 344.9391 | 344.9391 | 344.9391 | 150 | 53.1211 | 118.8571 | 0.012756 | 185
MGC-01 | 2031-01-01 | 1 | 2031 | 2031 | Winter | 150 | 197.85 | 245.7 | 295 | 347.1593 |  | 7658.1022 | 7181.9708 | 6927.2394 | 6796.8075 | 7172 |  | 347.1593 | 347.1593 | 347.1593 | 150 | 52.1593 | 118.8571 | 0.012756 | 185
MGC-01 | 2031-02-01 | 2 | 2031 | 2031 | Winter | 150 | 197.1114 | 244.2228 | 292.7618 | 345.6792 |  | 7658.1022 | 7187.1738 | 6933.1561 | 6799.3452 | 7172 |  | 345.6792 | 345.6792 | 345.6792 | 150 | 52.9174 | 118.8571 | 0.012756 | 185
MGC-01 | 2031-03-01 | 3 | 2031 | 2031 | Winter | 150 | 193.6855 | 237.3709 | 282.3802 | 337.5383 |  | 7658.1022 | 7211.9721 | 6962.0091 | 6816.1001 | 7172 |  | 337.5383 | 337.5383 | 337.5383 | 150 | 55.1581 | 118.8571 | 0.012756 | 185
MGC-01 | 2031-04-01 | 4 | 2031 | 2031 | Spring | 150 | 188.3286 | 226.6572 | 266.1472 | 324.8089 |  | 7636.037 | 7242.8984 | 7001.9029 | 6848.0417 | 7291 |  | 324.8089 | 324.8089 | 324.8089 | 150 | 58.6617 | 118.8571 | 0.012756 | 185
MGC-01 | 2031-05-01 | 5 | 2031 | 2031 | Spring | 150 | 185.9554 | 221.9107 | 258.9556 | 319.1695 |  | 7636.037 | 7261.7551 | 7026.3671 | 6869.0885 | 7291 |  | 319.1695 | 319.1695 | 319.1695 | 150 | 60.2138 | 118.8571 | 0.012756 | 185
MGC-01 | 2031-06-01 | 6 | 2031 | 2031 | Summer | 150 | 181.539 | 213.0781 | 245.5729 | 308.6751 |  | 7811.5139 | 7349.6636 | 7073.2391 | 6931.9071 | 7291 |  | 308.6751 | 308.6751 | 308.6751 | 150 | 63.1022 | 118.8571 | 0.012756 | 185
MGC-01 | 2031-07-01 | 7 | 2031 | 2031 | Summer | 150 | 181.2276 | 212.4552 | 244.6291 | 307.935 |  | 7811.5139 | 7353.1973 | 7077.2926 | 6934.0616 | 7291 |  | 307.935 | 307.935 | 307.935 | 150 | 63.3059 | 118.8571 | 0.012756 | 185
MGC-01 | 2031-08-01 | 8 | 2031 | 2031 | Summer | 150 | 181.2276 | 212.4552 | 244.6291 | 307.935 |  | 7811.5139 | 7353.1973 | 7077.2926 | 6934.0616 | 7291 |  | 307.935 | 307.935 | 307.935 | 150 | 63.3059 | 118.8571 | 0.012756 | 185
MGC-01 | 2031-09-01 | 9 | 2031 | 2031 | Summer | 150 | 182.7848 | 215.5697 | 249.348 | 311.6354 |  | 7811.5139 | 7335.7048 | 7057.5427 | 6924.5127 | 7291 |  | 311.6354 | 311.6354 | 311.6354 | 150 | 62.2875 | 118.8571 | 0.012756 | 185
MGC-01 | 2031-10-01 | 10 | 2032 | 2031 | Fall | 150 | 188.3348 | 226.6696 | 266.1661 | 324.8237 |  | 7636.037 | 7242.8497 | 7001.8404 | 6847.9911 | 7291 |  | 324.8237 | 324.8237 | 324.8237 | 150 | 58.6576 | 118.8571 | 0.012756 | 185
MGC-01 | 2031-11-01 | 11 | 2032 | 2031 | Fall | 150 | 191.686 | 233.372 | 276.3212 | 332.787 |  | 7636.037 | 7217.1683 | 6969.4757 | 6824.6957 | 7291 |  | 332.787 | 332.787 | 332.787 | 150 | 56.4658 | 118.8571 | 0.012756 | 185
MGC-01 | 2031-12-01 | 12 | 2032 | 2031 | Winter | 150 | 196.7999 | 243.5999 | 291.818 | 344.9391 |  | 7658.1022 | 7189.3826 | 6935.683 | 6800.5358 | 7172 |  | 344.9391 | 344.9391 | 344.9391 | 150 | 53.1211 | 118.8571 | 0.012756 | 185
MGC-01 | 2032-01-01 | 1 | 2032 | 2032 | Winter | 150 | 197.85 | 245.7 | 295 | 347.1593 |  | 7658.1022 | 7181.9708 | 6927.2394 | 6796.8075 | 7172 |  | 347.1593 | 347.1593 | 347.1593 | 150 | 52.1593 | 118.8571 | 0.012756 | 185
MGC-01 | 2032-02-01 | 2 | 2032 | 2032 | Winter | 150 | 197.1114 | 244.2228 | 292.7618 | 345.6792 |  | 7658.1022 | 7187.1738 | 6933.1561 | 6799.3452 | 7172 |  | 345.6792 | 345.6792 | 345.6792 | 150 | 52.9174 | 118.8571 | 0.012756 | 185
MGC-01 | 2032-03-01 | 3 | 2032 | 2032 | Winter | 150 | 193.6855 | 237.3709 | 282.3802 | 337.5383 |  | 7658.1022 | 7211.9721 | 6962.0091 | 6816.1001 | 7172 |  | 337.5383 | 337.5383 | 337.5383 | 150 | 55.1581 | 118.8571 | 0.012756 | 185
MGC-01 | 2032-04-01 | 4 | 2032 | 2032 | Spring | 150 | 188.3286 | 226.6572 | 266.1472 | 324.8089 |  | 7636.037 | 7242.8984 | 7001.9029 | 6848.0417 | 7291 |  | 324.8089 | 324.8089 | 324.8089 | 150 | 58.6617 | 118.8571 | 0.012756 | 185
MGC-01 | 2032-05-01 | 5 | 2032 | 2032 | Spring | 150 | 185.9554 | 221.9107 | 258.9556 | 319.1695 |  | 7636.037 | 7261.7551 | 7026.3671 | 6869.0885 | 7291 |  | 319.1695 | 319.1695 | 319.1695 | 150 | 60.2138 | 118.8571 | 0.012756 | 185
MGC-01 | 2032-06-01 | 6 | 2032 | 2032 | Summer | 150 | 181.539 | 213.0781 | 245.5729 | 308.6751 |  | 7811.5139 | 7349.6636 | 7073.2391 | 6931.9071 | 7291 |  | 308.6751 | 308.6751 | 308.6751 | 150 | 63.1022 | 118.8571 | 0.012756 | 185
MGC-01 | 2032-07-01 | 7 | 2032 | 2032 | Summer | 150 | 181.2276 | 212.4552 | 244.6291 | 307.935 |  | 7811.5139 | 7353.1973 | 7077.2926 | 6934.0616 | 7291 |  | 307.935 | 307.935 | 307.935 | 150 | 63.3059 | 118.8571 | 0.012756 | 185
MGC-01 | 2032-08-01 | 8 | 2032 | 2032 | Summer | 150 | 181.2276 | 212.4552 | 244.6291 | 307.935 |  | 7811.5139 | 7353.1973 | 7077.2926 | 6934.0616 | 7291 |  | 307.935 | 307.935 | 307.935 | 150 | 63.3059 | 118.8571 | 0.012756 | 185
MGC-01 | 2032-09-01 | 9 | 2032 | 2032 | Summer | 150 | 182.7848 | 215.5697 | 249.348 | 311.6354 |  | 7811.5139 | 7335.7048 | 7057.5427 | 6924.5127 | 7291 |  | 311.6354 | 311.6354 | 311.6354 | 150 | 62.2875 | 118.8571 | 0.012756 | 185
MGC-01 | 2032-10-01 | 10 | 2033 | 2032 | Fall | 150 | 188.3348 | 226.6696 | 266.1661 | 324.8237 |  | 7636.037 | 7242.8497 | 7001.8404 | 6847.9911 | 7291 |  | 324.8237 | 324.8237 | 324.8237 | 150 | 58.6576 | 118.8571 | 0.012756 | 185
MGC-01 | 2032-11-01 | 11 | 2033 | 2032 | Fall | 150 | 191.686 | 233.372 | 276.3212 | 332.787 |  | 7636.037 | 7217.1683 | 6969.4757 | 6824.6957 | 7291 |  | 332.787 | 332.787 | 332.787 | 150 | 56.4658 | 118.8571 | 0.012756 | 185
MGC-01 | 2032-12-01 | 12 | 2033 | 2032 | Winter | 150 | 196.7999 | 243.5999 | 291.818 | 344.9391 |  | 7658.1022 | 7189.3826 | 6935.683 | 6800.5358 | 7172 |  | 344.9391 | 344.9391 | 344.9391 | 150 | 53.1211 | 118.8571 | 0.012756 | 185
MGC-01 | 2033-01-01 | 1 | 2033 | 2033 | Winter | 150 | 197.85 | 245.7 | 295 | 347.1593 |  | 7658.1022 | 7181.9708 | 6927.2394 | 6796.8075 | 7172 |  | 347.1593 | 347.1593 | 347.1593 | 150 | 52.1593 | 118.8571 | 0.012756 | 185
MGC-01 | 2033-02-01 | 2 | 2033 | 2033 | Winter | 150 | 197.1114 | 244.2228 | 292.7618 | 345.6792 |  | 7658.1022 | 7187.1738 | 6933.1561 | 6799.3452 | 7172 |  | 345.6792 | 345.6792 | 345.6792 | 150 | 52.9174 | 118.8571 | 0.012756 | 185
MGC-01 | 2033-03-01 | 3 | 2033 | 2033 | Winter | 150 | 193.6855 | 237.3709 | 282.3802 | 337.5383 |  | 7658.1022 | 7211.9721 | 6962.0091 | 6816.1001 | 7172 |  | 337.5383 | 337.5383 | 337.5383 | 150 | 55.1581 | 118.8571 | 0.012756 | 185
MGC-01 | 2033-04-01 | 4 | 2033 | 2033 | Spring | 150 | 188.3286 | 226.6572 | 266.1472 | 324.8089 |  | 7636.037 | 7242.8984 | 7001.9029 | 6848.0417 | 7291 |  | 324.8089 | 324.8089 | 324.8089 | 150 | 58.6617 | 118.8571 | 0.012756 | 185
MGC-01 | 2033-05-01 | 5 | 2033 | 2033 | Spring | 150 | 185.9554 | 221.9107 | 258.9556 | 319.1695 |  | 7636.037 | 7261.7551 | 7026.3671 | 6869.0885 | 7291 |  | 319.1695 | 319.1695 | 319.1695 | 150 | 60.2138 | 118.8571 | 0.012756 | 185
MGC-01 | 2033-06-01 | 6 | 2033 | 2033 | Summer | 150 | 181.539 | 213.0781 | 245.5729 | 308.6751 |  | 7811.5139 | 7349.6636 | 7073.2391 | 6931.9071 | 7291 |  | 308.6751 | 308.6751 | 308.6751 | 150 | 63.1022 | 118.8571 | 0.012756 | 185
MGC-01 | 2033-07-01 | 7 | 2033 | 2033 | Summer | 150 | 181.2276 | 212.4552 | 244.6291 | 307.935 |  | 7811.5139 | 7353.1973 | 7077.2926 | 6934.0616 | 7291 |  | 307.935 | 307.935 | 307.935 | 150 | 63.3059 | 118.8571 | 0.012756 | 185
MGC-01 | 2033-08-01 | 8 | 2033 | 2033 | Summer | 150 | 181.2276 | 212.4552 | 244.6291 | 307.935 |  | 7811.5139 | 7353.1973 | 7077.2926 | 6934.0616 | 7291 |  | 307.935 | 307.935 | 307.935 | 150 | 63.3059 | 118.8571 | 0.012756 | 185
MGC-01 | 2033-09-01 | 9 | 2033 | 2033 | Summer | 150 | 182.7848 | 215.5697 | 249.348 | 311.6354 |  | 7811.5139 | 7335.7048 | 7057.5427 | 6924.5127 | 7291 |  | 311.6354 | 311.6354 | 311.6354 | 150 | 62.2875 | 118.8571 | 0.012756 | 185
MGC-01 | 2033-10-01 | 10 | 2034 | 2033 | Fall | 150 | 188.3348 | 226.6696 | 266.1661 | 324.8237 |  | 7636.037 | 7242.8497 | 7001.8404 | 6847.9911 | 7291 |  | 324.8237 | 324.8237 | 324.8237 | 150 | 58.6576 | 118.8571 | 0.012756 | 185
MGC-01 | 2033-11-01 | 11 | 2034 | 2033 | Fall | 150 | 191.686 | 233.372 | 276.3212 | 332.787 |  | 7636.037 | 7217.1683 | 6969.4757 | 6824.6957 | 7291 |  | 332.787 | 332.787 | 332.787 | 150 | 56.4658 | 118.8571 | 0.012756 | 185
MGC-01 | 2033-12-01 | 12 | 2034 | 2033 | Winter | 150 | 196.7999 | 243.5999 | 291.818 | 344.9391 |  | 7658.1022 | 7189.3826 | 6935.683 | 6800.5358 | 7172 |  | 344.9391 | 344.9391 | 344.9391 | 150 | 53.1211 | 118.8571 | 0.012756 | 185
MGC-01 | 2034-01-01 | 1 | 2034 | 2034 | Winter | 150 | 197.85 | 245.7 | 295 | 347.1593 |  | 7658.1022 | 7181.9708 | 6927.2394 | 6796.8075 | 7172 |  | 347.1593 | 347.1593 | 347.1593 | 150 | 52.1593 | 118.8571 | 0.012756 | 185
MGC-01 | 2034-02-01 | 2 | 2034 | 2034 | Winter | 150 | 197.1114 | 244.2228 | 292.7618 | 345.6792 |  | 7658.1022 | 7187.1738 | 6933.1561 | 6799.3452 | 7172 |  | 345.6792 | 345.6792 | 345.6792 | 150 | 52.9174 | 118.8571 | 0.012756 | 185
MGC-01 | 2034-03-01 | 3 | 2034 | 2034 | Winter | 150 | 193.6855 | 237.3709 | 282.3802 | 337.5383 |  | 7658.1022 | 7211.9721 | 6962.0091 | 6816.1001 | 7172 |  | 337.5383 | 337.5383 | 337.5383 | 150 | 55.1581 | 118.8571 | 0.012756 | 185
MGC-01 | 2034-04-01 | 4 | 2034 | 2034 | Spring | 150 | 188.3286 | 226.6572 | 266.1472 | 324.8089 |  | 7636.037 | 7242.8984 | 7001.9029 | 6848.0417 | 7291 |  | 324.8089 | 324.8089 | 324.8089 | 150 | 58.6617 | 118.8571 | 0.012756 | 185
MGC-01 | 2034-05-01 | 5 | 2034 | 2034 | Spring | 150 | 185.9554 | 221.9107 | 258.9556 | 319.1695 |  | 7636.037 | 7261.7551 | 7026.3671 | 6869.0885 | 7291 |  | 319.1695 | 319.1695 | 319.1695 | 150 | 60.2138 | 118.8571 | 0.012756 | 185
MGC-01 | 2034-06-01 | 6 | 2034 | 2034 | Summer | 150 | 181.539 | 213.0781 | 245.5729 | 308.6751 |  | 7811.5139 | 7349.6636 | 7073.2391 | 6931.9071 | 7291 |  | 308.6751 | 308.6751 | 308.6751 | 150 | 63.1022 | 118.8571 | 0.012756 | 185
MGC-01 | 2034-07-01 | 7 | 2034 | 2034 | Summer | 150 | 181.2276 | 212.4552 | 244.6291 | 307.935 |  | 7811.5139 | 7353.1973 | 7077.2926 | 6934.0616 | 7291 |  | 307.935 | 307.935 | 307.935 | 150 | 63.3059 | 118.8571 | 0.012756 | 185
MGC-01 | 2034-08-01 | 8 | 2034 | 2034 | Summer | 150 | 181.2276 | 212.4552 | 244.6291 | 307.935 |  | 7811.5139 | 7353.1973 | 7077.2926 | 6934.0616 | 7291 |  | 307.935 | 307.935 | 307.935 | 150 | 63.3059 | 118.8571 | 0.012756 | 185
MGC-01 | 2034-09-01 | 9 | 2034 | 2034 | Summer | 150 | 182.7848 | 215.5697 | 249.348 | 311.6354 |  | 7811.5139 | 7335.7048 | 7057.5427 | 6924.5127 | 7291 |  | 311.6354 | 311.6354 | 311.6354 | 150 | 62.2875 | 118.8571 | 0.012756 | 185
MGC-01 | 2034-10-01 | 10 | 2035 | 2034 | Fall | 150 | 188.3348 | 226.6696 | 266.1661 | 324.8237 |  | 7636.037 | 7242.8497 | 7001.8404 | 6847.9911 | 7291 |  | 324.8237 | 324.8237 | 324.8237 | 150 | 58.6576 | 118.8571 | 0.012756 | 185
MGC-01 | 2034-11-01 | 11 | 2035 | 2034 | Fall | 150 | 191.686 | 233.372 | 276.3212 | 332.787 |  | 7636.037 | 7217.1683 | 6969.4757 | 6824.6957 | 7291 |  | 332.787 | 332.787 | 332.787 | 150 | 56.4658 | 118.8571 | 0.012756 | 185
MGC-01 | 2034-12-01 | 12 | 2035 | 2034 | Winter | 150 | 196.7999 | 243.5999 | 291.818 | 344.9391 |  | 7658.1022 | 7189.3826 | 6935.683 | 6800.5358 | 7172 |  | 344.9391 | 344.9391 | 344.9391 | 150 | 53.1211 | 118.8571 | 0.012756 | 185
MGC-01 | 2035-01-01 | 1 | 2035 | 2035 | Winter | 150 | 197.85 | 245.7 | 295 | 347.1593 |  | 7658.1022 | 7181.9708 | 6927.2394 | 6796.8075 | 7172 |  | 347.1593 | 347.1593 | 347.1593 | 150 | 52.1593 | 118.8571 | 0.012756 | 185
MGC-01 | 2035-02-01 | 2 | 2035 | 2035 | Winter | 150 | 197.1114 | 244.2228 | 292.7618 | 345.6792 |  | 7658.1022 | 7187.1738 | 6933.1561 | 6799.3452 | 7172 |  | 345.6792 | 345.6792 | 345.6792 | 150 | 52.9174 | 118.8571 | 0.012756 | 185
MGC-01 | 2035-03-01 | 3 | 2035 | 2035 | Winter | 150 | 193.6855 | 237.3709 | 282.3802 | 337.5383 |  | 7658.1022 | 7211.9721 | 6962.0091 | 6816.1001 | 7172 |  | 337.5383 | 337.5383 | 337.5383 | 150 | 55.1581 | 118.8571 | 0.012756 | 185
MGC-01 | 2035-04-01 | 4 | 2035 | 2035 | Spring | 150 | 188.3286 | 226.6572 | 266.1472 | 324.8089 |  | 7636.037 | 7242.8984 | 7001.9029 | 6848.0417 | 7291 |  | 324.8089 | 324.8089 | 324.8089 | 150 | 58.6617 | 118.8571 | 0.012756 | 185
MGC-01 | 2035-05-01 | 5 | 2035 | 2035 | Spring | 150 | 185.9554 | 221.9107 | 258.9556 | 319.1695 |  | 7636.037 | 7261.7551 | 7026.3671 | 6869.0885 | 7291 |  | 319.1695 | 319.1695 | 319.1695 | 150 | 60.2138 | 118.8571 | 0.012756 | 185
MGC-01 | 2035-06-01 | 6 | 2035 | 2035 | Summer | 150 | 181.539 | 213.0781 | 245.5729 | 308.6751 |  | 7811.5139 | 7349.6636 | 7073.2391 | 6931.9071 | 7291 |  | 308.6751 | 308.6751 | 308.6751 | 150 | 63.1022 | 118.8571 | 0.012756 | 185
MGC-01 | 2035-07-01 | 7 | 2035 | 2035 | Summer | 150 | 181.2276 | 212.4552 | 244.6291 | 307.935 |  | 7811.5139 | 7353.1973 | 7077.2926 | 6934.0616 | 7291 |  | 307.935 | 307.935 | 307.935 | 150 | 63.3059 | 118.8571 | 0.012756 | 185
MGC-01 | 2035-08-01 | 8 | 2035 | 2035 | Summer | 150 | 181.2276 | 212.4552 | 244.6291 | 307.935 |  | 7811.5139 | 7353.1973 | 7077.2926 | 6934.0616 | 7291 |  | 307.935 | 307.935 | 307.935 | 150 | 63.3059 | 118.8571 | 0.012756 | 185
MGC-01 | 2035-09-01 | 9 | 2035 | 2035 | Summer | 150 | 182.7848 | 215.5697 | 249.348 | 311.6354 |  | 7811.5139 | 7335.7048 | 7057.5427 | 6924.5127 | 7291 |  | 311.6354 | 311.6354 | 311.6354 | 150 | 62.2875 | 118.8571 | 0.012756 | 185
MGC-01 | 2035-10-01 | 10 | 2036 | 2035 | Fall | 150 | 188.3348 | 226.6696 | 266.1661 | 324.8237 |  | 7636.037 | 7242.8497 | 7001.8404 | 6847.9911 | 7291 |  | 324.8237 | 324.8237 | 324.8237 | 150 | 58.6576 | 118.8571 | 0.012756 | 185
MGC-01 | 2035-11-01 | 11 | 2036 | 2035 | Fall | 150 | 191.686 | 233.372 | 276.3212 | 332.787 |  | 7636.037 | 7217.1683 | 6969.4757 | 6824.6957 | 7291 |  | 332.787 | 332.787 | 332.787 | 150 | 56.4658 | 118.8571 | 0.012756 | 185
MGC-01 | 2035-12-01 | 12 | 2036 | 2035 | Winter | 150 | 196.7999 | 243.5999 | 291.818 | 344.9391 |  | 7658.1022 | 7189.3826 | 6935.683 | 6800.5358 | 7172 |  | 344.9391 | 344.9391 | 344.9391 | 150 | 53.1211 | 118.8571 | 0.012756 | 185
MGC-01 | 2036-01-01 | 1 | 2036 | 2036 | Winter | 150 | 197.85 | 245.7 | 295 | 347.1593 |  | 7658.1022 | 7181.9708 | 6927.2394 | 6796.8075 | 7172 |  | 347.1593 | 347.1593 | 347.1593 | 150 | 52.1593 | 118.8571 | 0.012756 | 185
MGC-01 | 2036-02-01 | 2 | 2036 | 2036 | Winter | 150 | 197.1114 | 244.2228 | 292.7618 | 345.6792 |  | 7658.1022 | 7187.1738 | 6933.1561 | 6799.3452 | 7172 |  | 345.6792 | 345.6792 | 345.6792 | 150 | 52.9174 | 118.8571 | 0.012756 | 185
MGC-01 | 2036-03-01 | 3 | 2036 | 2036 | Winter | 150 | 193.6855 | 237.3709 | 282.3802 | 337.5383 |  | 7658.1022 | 7211.9721 | 6962.0091 | 6816.1001 | 7172 |  | 337.5383 | 337.5383 | 337.5383 | 150 | 55.1581 | 118.8571 | 0.012756 | 185
MGC-01 | 2036-04-01 | 4 | 2036 | 2036 | Spring | 150 | 188.3286 | 226.6572 | 266.1472 | 324.8089 |  | 7636.037 | 7242.8984 | 7001.9029 | 6848.0417 | 7291 |  | 324.8089 | 324.8089 | 324.8089 | 150 | 58.6617 | 118.8571 | 0.012756 | 185
MGC-01 | 2036-05-01 | 5 | 2036 | 2036 | Spring | 150 | 185.9554 | 221.9107 | 258.9556 | 319.1695 |  | 7636.037 | 7261.7551 | 7026.3671 | 6869.0885 | 7291 |  | 319.1695 | 319.1695 | 319.1695 | 150 | 60.2138 | 118.8571 | 0.012756 | 185
MGC-01 | 2036-06-01 | 6 | 2036 | 2036 | Summer | 150 | 181.539 | 213.0781 | 245.5729 | 308.6751 |  | 7811.5139 | 7349.6636 | 7073.2391 | 6931.9071 | 7291 |  | 308.6751 | 308.6751 | 308.6751 | 150 | 63.1022 | 118.8571 | 0.012756 | 185
MGC-01 | 2036-07-01 | 7 | 2036 | 2036 | Summer | 150 | 181.2276 | 212.4552 | 244.6291 | 307.935 |  | 7811.5139 | 7353.1973 | 7077.2926 | 6934.0616 | 7291 |  | 307.935 | 307.935 | 307.935 | 150 | 63.3059 | 118.8571 | 0.012756 | 185
MGC-01 | 2036-08-01 | 8 | 2036 | 2036 | Summer | 150 | 181.2276 | 212.4552 | 244.6291 | 307.935 |  | 7811.5139 | 7353.1973 | 7077.2926 | 6934.0616 | 7291 |  | 307.935 | 307.935 | 307.935 | 150 | 63.3059 | 118.8571 | 0.012756 | 185
MGC-01 | 2036-09-01 | 9 | 2036 | 2036 | Summer | 150 | 182.7848 | 215.5697 | 249.348 | 311.6354 |  | 7811.5139 | 7335.7048 | 7057.5427 | 6924.5127 | 7291 |  | 311.6354 | 311.6354 | 311.6354 | 150 | 62.2875 | 118.8571 | 0.012756 | 185
MGC-01 | 2036-10-01 | 10 | 2037 | 2036 | Fall | 150 | 188.3348 | 226.6696 | 266.1661 | 324.8237 |  | 7636.037 | 7242.8497 | 7001.8404 | 6847.9911 | 7291 |  | 324.8237 | 324.8237 | 324.8237 | 150 | 58.6576 | 118.8571 | 0.012756 | 185
MGC-01 | 2036-11-01 | 11 | 2037 | 2036 | Fall | 150 | 191.686 | 233.372 | 276.3212 | 332.787 |  | 7636.037 | 7217.1683 | 6969.4757 | 6824.6957 | 7291 |  | 332.787 | 332.787 | 332.787 | 150 | 56.4658 | 118.8571 | 0.012756 | 185
MGC-01 | 2036-12-01 | 12 | 2037 | 2036 | Winter | 150 | 196.7999 | 243.5999 | 291.818 | 344.9391 |  | 7658.1022 | 7189.3826 | 6935.683 | 6800.5358 | 7172 |  | 344.9391 | 344.9391 | 344.9391 | 150 | 53.1211 | 118.8571 | 0.012756 | 185
MGC-01 | 2037-01-01 | 1 | 2037 | 2037 | Winter | 150 | 197.85 | 245.7 | 295 | 347.1593 |  | 7658.1022 | 7181.9708 | 6927.2394 | 6796.8075 | 7172 |  | 347.1593 | 347.1593 | 347.1593 | 150 | 52.1593 | 118.8571 | 0.012756 | 185
MGC-01 | 2037-02-01 | 2 | 2037 | 2037 | Winter | 150 | 197.1114 | 244.2228 | 292.7618 | 345.6792 |  | 7658.1022 | 7187.1738 | 6933.1561 | 6799.3452 | 7172 |  | 345.6792 | 345.6792 | 345.6792 | 150 | 52.9174 | 118.8571 | 0.012756 | 185
MGC-01 | 2037-03-01 | 3 | 2037 | 2037 | Winter | 150 | 193.6855 | 237.3709 | 282.3802 | 337.5383 |  | 7658.1022 | 7211.9721 | 6962.0091 | 6816.1001 | 7172 |  | 337.5383 | 337.5383 | 337.5383 | 150 | 55.1581 | 118.8571 | 0.012756 | 185
MGC-01 | 2037-04-01 | 4 | 2037 | 2037 | Spring | 150 | 188.3286 | 226.6572 | 266.1472 | 324.8089 |  | 7636.037 | 7242.8984 | 7001.9029 | 6848.0417 | 7291 |  | 324.8089 | 324.8089 | 324.8089 | 150 | 58.6617 | 118.8571 | 0.012756 | 185
MGC-01 | 2037-05-01 | 5 | 2037 | 2037 | Spring | 150 | 185.9554 | 221.9107 | 258.9556 | 319.1695 |  | 7636.037 | 7261.7551 | 7026.3671 | 6869.0885 | 7291 |  | 319.1695 | 319.1695 | 319.1695 | 150 | 60.2138 | 118.8571 | 0.012756 | 185
MGC-01 | 2037-06-01 | 6 | 2037 | 2037 | Summer | 150 | 181.539 | 213.0781 | 245.5729 | 308.6751 |  | 7811.5139 | 7349.6636 | 7073.2391 | 6931.9071 | 7291 |  | 308.6751 | 308.6751 | 308.6751 | 150 | 63.1022 | 118.8571 | 0.012756 | 185
MGC-01 | 2037-07-01 | 7 | 2037 | 2037 | Summer | 150 | 181.2276 | 212.4552 | 244.6291 | 307.935 |  | 7811.5139 | 7353.1973 | 7077.2926 | 6934.0616 | 7291 |  | 307.935 | 307.935 | 307.935 | 150 | 63.3059 | 118.8571 | 0.012756 | 185
MGC-01 | 2037-08-01 | 8 | 2037 | 2037 | Summer | 150 | 181.2276 | 212.4552 | 244.6291 | 307.935 |  | 7811.5139 | 7353.1973 | 7077.2926 | 6934.0616 | 7291 |  | 307.935 | 307.935 | 307.935 | 150 | 63.3059 | 118.8571 | 0.012756 | 185
MGC-01 | 2037-09-01 | 9 | 2037 | 2037 | Summer | 150 | 182.7848 | 215.5697 | 249.348 | 311.6354 |  | 7811.5139 | 7335.7048 | 7057.5427 | 6924.5127 | 7291 |  | 311.6354 | 311.6354 | 311.6354 | 150 | 62.2875 | 118.8571 | 0.012756 | 185
MGC-01 | 2037-10-01 | 10 | 2038 | 2037 | Fall | 150 | 188.3348 | 226.6696 | 266.1661 | 324.8237 |  | 7636.037 | 7242.8497 | 7001.8404 | 6847.9911 | 7291 |  | 324.8237 | 324.8237 | 324.8237 | 150 | 58.6576 | 118.8571 | 0.012756 | 185
MGC-01 | 2037-11-01 | 11 | 2038 | 2037 | Fall | 150 | 191.686 | 233.372 | 276.3212 | 332.787 |  | 7636.037 | 7217.1683 | 6969.4757 | 6824.6957 | 7291 |  | 332.787 | 332.787 | 332.787 | 150 | 56.4658 | 118.8571 | 0.012756 | 185
MGC-01 | 2037-12-01 | 12 | 2038 | 2037 | Winter | 150 | 196.7999 | 243.5999 | 291.818 | 344.9391 |  | 7658.1022 | 7189.3826 | 6935.683 | 6800.5358 | 7172 |  | 344.9391 | 344.9391 | 344.9391 | 150 | 53.1211 | 118.8571 | 0.012756 | 185
MGC-01 | 2038-01-01 | 1 | 2038 | 2038 | Winter | 150 | 197.85 | 245.7 | 295 | 347.1593 |  | 7658.1022 | 7181.9708 | 6927.2394 | 6796.8075 | 7172 |  | 347.1593 | 347.1593 | 347.1593 | 150 | 52.1593 | 118.8571 | 0.012756 | 185
MGC-01 | 2038-02-01 | 2 | 2038 | 2038 | Winter | 150 | 197.1114 | 244.2228 | 292.7618 | 345.6792 |  | 7658.1022 | 7187.1738 | 6933.1561 | 6799.3452 | 7172 |  | 345.6792 | 345.6792 | 345.6792 | 150 | 52.9174 | 118.8571 | 0.012756 | 185
MGC-01 | 2038-03-01 | 3 | 2038 | 2038 | Winter | 150 | 193.6855 | 237.3709 | 282.3802 | 337.5383 |  | 7658.1022 | 7211.9721 | 6962.0091 | 6816.1001 | 7172 |  | 337.5383 | 337.5383 | 337.5383 | 150 | 55.1581 | 118.8571 | 0.012756 | 185
MGC-01 | 2038-04-01 | 4 | 2038 | 2038 | Spring | 150 | 188.3286 | 226.6572 | 266.1472 | 324.8089 |  | 7636.037 | 7242.8984 | 7001.9029 | 6848.0417 | 7291 |  | 324.8089 | 324.8089 | 324.8089 | 150 | 58.6617 | 118.8571 | 0.012756 | 185
MGC-01 | 2038-05-01 | 5 | 2038 | 2038 | Spring | 150 | 185.9554 | 221.9107 | 258.9556 | 319.1695 |  | 7636.037 | 7261.7551 | 7026.3671 | 6869.0885 | 7291 |  | 319.1695 | 319.1695 | 319.1695 | 150 | 60.2138 | 118.8571 | 0.012756 | 185
MGC-01 | 2038-06-01 | 6 | 2038 | 2038 | Summer | 150 | 181.539 | 213.0781 | 245.5729 | 308.6751 |  | 7811.5139 | 7349.6636 | 7073.2391 | 6931.9071 | 7291 |  | 308.6751 | 308.6751 | 308.6751 | 150 | 63.1022 | 118.8571 | 0.012756 | 185
MGC-01 | 2038-07-01 | 7 | 2038 | 2038 | Summer | 150 | 181.2276 | 212.4552 | 244.6291 | 307.935 |  | 7811.5139 | 7353.1973 | 7077.2926 | 6934.0616 | 7291 |  | 307.935 | 307.935 | 307.935 | 150 | 63.3059 | 118.8571 | 0.012756 | 185
MGC-01 | 2038-08-01 | 8 | 2038 | 2038 | Summer | 150 | 181.2276 | 212.4552 | 244.6291 | 307.935 |  | 7811.5139 | 7353.1973 | 7077.2926 | 6934.0616 | 7291 |  | 307.935 | 307.935 | 307.935 | 150 | 63.3059 | 118.8571 | 0.012756 | 185
MGC-01 | 2038-09-01 | 9 | 2038 | 2038 | Summer | 150 | 182.7848 | 215.5697 | 249.348 | 311.6354 |  | 7811.5139 | 7335.7048 | 7057.5427 | 6924.5127 | 7291 |  | 311.6354 | 311.6354 | 311.6354 | 150 | 62.2875 | 118.8571 | 0.012756 | 185
MGC-01 | 2038-10-01 | 10 | 2039 | 2038 | Fall | 150 | 188.3348 | 226.6696 | 266.1661 | 324.8237 |  | 7636.037 | 7242.8497 | 7001.8404 | 6847.9911 | 7291 |  | 324.8237 | 324.8237 | 324.8237 | 150 | 58.6576 | 118.8571 | 0.012756 | 185
MGC-01 | 2038-11-01 | 11 | 2039 | 2038 | Fall | 150 | 191.686 | 233.372 | 276.3212 | 332.787 |  | 7636.037 | 7217.1683 | 6969.4757 | 6824.6957 | 7291 |  | 332.787 | 332.787 | 332.787 | 150 | 56.4658 | 118.8571 | 0.012756 | 185
MGC-01 | 2038-12-01 | 12 | 2039 | 2038 | Winter | 150 | 196.7999 | 243.5999 | 291.818 | 344.9391 |  | 7658.1022 | 7189.3826 | 6935.683 | 6800.5358 | 7172 |  | 344.9391 | 344.9391 | 344.9391 | 150 | 53.1211 | 118.8571 | 0.012756 | 185
MGC-01 | 2039-01-01 | 1 | 2039 | 2039 | Winter | 150 | 197.85 | 245.7 | 295 | 347.1593 |  | 7658.1022 | 7181.9708 | 6927.2394 | 6796.8075 | 7172 |  | 347.1593 | 347.1593 | 347.1593 | 150 | 52.1593 | 118.8571 | 0.012756 | 185
MGC-01 | 2039-02-01 | 2 | 2039 | 2039 | Winter | 150 | 197.1114 | 244.2228 | 292.7618 | 345.6792 |  | 7658.1022 | 7187.1738 | 6933.1561 | 6799.3452 | 7172 |  | 345.6792 | 345.6792 | 345.6792 | 150 | 52.9174 | 118.8571 | 0.012756 | 185
MGC-01 | 2039-03-01 | 3 | 2039 | 2039 | Winter | 150 | 193.6855 | 237.3709 | 282.3802 | 337.5383 |  | 7658.1022 | 7211.9721 | 6962.0091 | 6816.1001 | 7172 |  | 337.5383 | 337.5383 | 337.5383 | 150 | 55.1581 | 118.8571 | 0.012756 | 185
MGC-01 | 2039-04-01 | 4 | 2039 | 2039 | Spring | 150 | 188.3286 | 226.6572 | 266.1472 | 324.8089 |  | 7636.037 | 7242.8984 | 7001.9029 | 6848.0417 | 7291 |  | 324.8089 | 324.8089 | 324.8089 | 150 | 58.6617 | 118.8571 | 0.012756 | 185
MGC-01 | 2039-05-01 | 5 | 2039 | 2039 | Spring | 150 | 185.9554 | 221.9107 | 258.9556 | 319.1695 |  | 7636.037 | 7261.7551 | 7026.3671 | 6869.0885 | 7291 |  | 319.1695 | 319.1695 | 319.1695 | 150 | 60.2138 | 118.8571 | 0.012756 | 185
MGC-01 | 2039-06-01 | 6 | 2039 | 2039 | Summer | 150 | 181.539 | 213.0781 | 245.5729 | 308.6751 |  | 7811.5139 | 7349.6636 | 7073.2391 | 6931.9071 | 7291 |  | 308.6751 | 308.6751 | 308.6751 | 150 | 63.1022 | 118.8571 | 0.012756 | 185
MGC-01 | 2039-07-01 | 7 | 2039 | 2039 | Summer | 150 | 181.2276 | 212.4552 | 244.6291 | 307.935 |  | 7811.5139 | 7353.1973 | 7077.2926 | 6934.0616 | 7291 |  | 307.935 | 307.935 | 307.935 | 150 | 63.3059 | 118.8571 | 0.012756 | 185
MGC-01 | 2039-08-01 | 8 | 2039 | 2039 | Summer | 150 | 181.2276 | 212.4552 | 244.6291 | 307.935 |  | 7811.5139 | 7353.1973 | 7077.2926 | 6934.0616 | 7291 |  | 307.935 | 307.935 | 307.935 | 150 | 63.3059 | 118.8571 | 0.012756 | 185
MGC-01 | 2039-09-01 | 9 | 2039 | 2039 | Summer | 150 | 182.7848 | 215.5697 | 249.348 | 311.6354 |  | 7811.5139 | 7335.7048 | 7057.5427 | 6924.5127 | 7291 |  | 311.6354 | 311.6354 | 311.6354 | 150 | 62.2875 | 118.8571 | 0.012756 | 185
MGC-01 | 2039-10-01 | 10 | 2040 | 2039 | Fall | 150 | 188.3348 | 226.6696 | 266.1661 | 324.8237 |  | 7636.037 | 7242.8497 | 7001.8404 | 6847.9911 | 7291 |  | 324.8237 | 324.8237 | 324.8237 | 150 | 58.6576 | 118.8571 | 0.012756 | 185
MGC-01 | 2039-11-01 | 11 | 2040 | 2039 | Fall | 150 | 191.686 | 233.372 | 276.3212 | 332.787 |  | 7636.037 | 7217.1683 | 6969.4757 | 6824.6957 | 7291 |  | 332.787 | 332.787 | 332.787 | 150 | 56.4658 | 118.8571 | 0.012756 | 185
MGC-01 | 2039-12-01 | 12 | 2040 | 2039 | Winter | 150 | 196.7999 | 243.5999 | 291.818 | 344.9391 |  | 7658.1022 | 7189.3826 | 6935.683 | 6800.5358 | 7172 |  | 344.9391 | 344.9391 | 344.9391 | 150 | 53.1211 | 118.8571 | 0.012756 | 185
MGC-01 | 2040-01-01 | 1 | 2040 | 2040 | Winter | 150 | 197.85 | 245.7 | 295 | 347.1593 |  | 7658.1022 | 7181.9708 | 6927.2394 | 6796.8075 | 7172 |  | 347.1593 | 347.1593 | 347.1593 | 150 | 52.1593 | 118.8571 | 0.012756 | 185
MGC-01 | 2040-02-01 | 2 | 2040 | 2040 | Winter | 150 | 197.1114 | 244.2228 | 292.7618 | 345.6792 |  | 7658.1022 | 7187.1738 | 6933.1561 | 6799.3452 | 7172 |  | 345.6792 | 345.6792 | 345.6792 | 150 | 52.9174 | 118.8571 | 0.012756 | 185
MGC-01 | 2040-03-01 | 3 | 2040 | 2040 | Winter | 150 | 193.6855 | 237.3709 | 282.3802 | 337.5383 |  | 7658.1022 | 7211.9721 | 6962.0091 | 6816.1001 | 7172 |  | 337.5383 | 337.5383 | 337.5383 | 150 | 55.1581 | 118.8571 | 0.012756 | 185
MGC-01 | 2040-04-01 | 4 | 2040 | 2040 | Spring | 150 | 188.3286 | 226.6572 | 266.1472 | 324.8089 |  | 7636.037 | 7242.8984 | 7001.9029 | 6848.0417 | 7291 |  | 324.8089 | 324.8089 | 324.8089 | 150 | 58.6617 | 118.8571 | 0.012756 | 185
MGC-01 | 2040-05-01 | 5 | 2040 | 2040 | Spring | 150 | 185.9554 | 221.9107 | 258.9556 | 319.1695 |  | 7636.037 | 7261.7551 | 7026.3671 | 6869.0885 | 7291 |  | 319.1695 | 319.1695 | 319.1695 | 150 | 60.2138 | 118.8571 | 0.012756 | 185
MGC-01 | 2040-06-01 | 6 | 2040 | 2040 | Summer | 150 | 181.539 | 213.0781 | 245.5729 | 308.6751 |  | 7811.5139 | 7349.6636 | 7073.2391 | 6931.9071 | 7291 |  | 308.6751 | 308.6751 | 308.6751 | 150 | 63.1022 | 118.8571 | 0.012756 | 185
MGC-01 | 2040-07-01 | 7 | 2040 | 2040 | Summer | 150 | 181.2276 | 212.4552 | 244.6291 | 307.935 |  | 7811.5139 | 7353.1973 | 7077.2926 | 6934.0616 | 7291 |  | 307.935 | 307.935 | 307.935 | 150 | 63.3059 | 118.8571 | 0.012756 | 185
MGC-01 | 2040-08-01 | 8 | 2040 | 2040 | Summer | 150 | 181.2276 | 212.4552 | 244.6291 | 307.935 |  | 7811.5139 | 7353.1973 | 7077.2926 | 6934.0616 | 7291 |  | 307.935 | 307.935 | 307.935 | 150 | 63.3059 | 118.8571 | 0.012756 | 185
MGC-01 | 2040-09-01 | 9 | 2040 | 2040 | Summer | 150 | 182.7848 | 215.5697 | 249.348 | 311.6354 |  | 7811.5139 | 7335.7048 | 7057.5427 | 6924.5127 | 7291 |  | 311.6354 | 311.6354 | 311.6354 | 150 | 62.2875 | 118.8571 | 0.012756 | 185
MGC-01 | 2040-10-01 | 10 | 2041 | 2040 | Fall | 150 | 188.3348 | 226.6696 | 266.1661 | 324.8237 |  | 7636.037 | 7242.8497 | 7001.8404 | 6847.9911 | 7291 |  | 324.8237 | 324.8237 | 324.8237 | 150 | 58.6576 | 118.8571 | 0.012756 | 185
MGC-01 | 2040-11-01 | 11 | 2041 | 2040 | Fall | 150 | 191.686 | 233.372 | 276.3212 | 332.787 |  | 7636.037 | 7217.1683 | 6969.4757 | 6824.6957 | 7291 |  | 332.787 | 332.787 | 332.787 | 150 | 56.4658 | 118.8571 | 0.012756 | 185
MGC-01 | 2040-12-01 | 12 | 2041 | 2040 | Winter | 150 | 196.7999 | 243.5999 | 291.818 | 344.9391 |  | 7658.1022 | 7189.3826 | 6935.683 | 6800.5358 | 7172 |  | 344.9391 | 344.9391 | 344.9391 | 150 | 53.1211 | 118.8571 | 0.012756 | 185
MGC-01 | 2041-01-01 | 1 | 2041 | 2041 | Winter | 150 | 197.85 | 245.7 | 295 | 347.1593 |  | 7658.1022 | 7181.9708 | 6927.2394 | 6796.8075 | 7172 |  | 347.1593 | 347.1593 | 347.1593 | 150 | 52.1593 | 118.8571 | 0.012756 | 185
MGC-01 | 2041-02-01 | 2 | 2041 | 2041 | Winter | 150 | 197.1114 | 244.2228 | 292.7618 | 345.6792 |  | 7658.1022 | 7187.1738 | 6933.1561 | 6799.3452 | 7172 |  | 345.6792 | 345.6792 | 345.6792 | 150 | 52.9174 | 118.8571 | 0.012756 | 185
MGC-01 | 2041-03-01 | 3 | 2041 | 2041 | Winter | 150 | 193.6855 | 237.3709 | 282.3802 | 337.5383 |  | 7658.1022 | 7211.9721 | 6962.0091 | 6816.1001 | 7172 |  | 337.5383 | 337.5383 | 337.5383 | 150 | 55.1581 | 118.8571 | 0.012756 | 185
MGC-01 | 2041-04-01 | 4 | 2041 | 2041 | Spring | 150 | 188.3286 | 226.6572 | 266.1472 | 324.8089 |  | 7636.037 | 7242.8984 | 7001.9029 | 6848.0417 | 7291 |  | 324.8089 | 324.8089 | 324.8089 | 150 | 58.6617 | 118.8571 | 0.012756 | 185
MGC-01 | 2041-05-01 | 5 | 2041 | 2041 | Spring | 150 | 185.9554 | 221.9107 | 258.9556 | 319.1695 |  | 7636.037 | 7261.7551 | 7026.3671 | 6869.0885 | 7291 |  | 319.1695 | 319.1695 | 319.1695 | 150 | 60.2138 | 118.8571 | 0.012756 | 185
MGC-01 | 2041-06-01 | 6 | 2041 | 2041 | Summer | 150 | 181.539 | 213.0781 | 245.5729 | 308.6751 |  | 7811.5139 | 7349.6636 | 7073.2391 | 6931.9071 | 7291 |  | 308.6751 | 308.6751 | 308.6751 | 150 | 63.1022 | 118.8571 | 0.012756 | 185
MGC-01 | 2041-07-01 | 7 | 2041 | 2041 | Summer | 150 | 181.2276 | 212.4552 | 244.6291 | 307.935 |  | 7811.5139 | 7353.1973 | 7077.2926 | 6934.0616 | 7291 |  | 307.935 | 307.935 | 307.935 | 150 | 63.3059 | 118.8571 | 0.012756 | 185
MGC-01 | 2041-08-01 | 8 | 2041 | 2041 | Summer | 150 | 181.2276 | 212.4552 | 244.6291 | 307.935 |  | 7811.5139 | 7353.1973 | 7077.2926 | 6934.0616 | 7291 |  | 307.935 | 307.935 | 307.935 | 150 | 63.3059 | 118.8571 | 0.012756 | 185
MGC-01 | 2041-09-01 | 9 | 2041 | 2041 | Summer | 150 | 182.7848 | 215.5697 | 249.348 | 311.6354 |  | 7811.5139 | 7335.7048 | 7057.5427 | 6924.5127 | 7291 |  | 311.6354 | 311.6354 | 311.6354 | 150 | 62.2875 | 118.8571 | 0.012756 | 185
MGC-01 | 2041-10-01 | 10 | 2042 | 2041 | Fall | 150 | 188.3348 | 226.6696 | 266.1661 | 324.8237 |  | 7636.037 | 7242.8497 | 7001.8404 | 6847.9911 | 7291 |  | 324.8237 | 324.8237 | 324.8237 | 150 | 58.6576 | 118.8571 | 0.012756 | 185
MGC-01 | 2041-11-01 | 11 | 2042 | 2041 | Fall | 150 | 191.686 | 233.372 | 276.3212 | 332.787 |  | 7636.037 | 7217.1683 | 6969.4757 | 6824.6957 | 7291 |  | 332.787 | 332.787 | 332.787 | 150 | 56.4658 | 118.8571 | 0.012756 | 185
MGC-01 | 2041-12-01 | 12 | 2042 | 2041 | Winter | 150 | 196.7999 | 243.5999 | 291.818 | 344.9391 |  | 7658.1022 | 7189.3826 | 6935.683 | 6800.5358 | 7172 |  | 344.9391 | 344.9391 | 344.9391 | 150 | 53.1211 | 118.8571 | 0.012756 | 185
MGC-01 | 2042-01-01 | 1 | 2042 | 2042 | Winter | 150 | 197.85 | 245.7 | 295 | 347.1593 |  | 7658.1022 | 7181.9708 | 6927.2394 | 6796.8075 | 7172 |  | 347.1593 | 347.1593 | 347.1593 | 150 | 52.1593 | 118.8571 | 0.012756 | 185
MGC-01 | 2042-02-01 | 2 | 2042 | 2042 | Winter | 150 | 197.1114 | 244.2228 | 292.7618 | 345.6792 |  | 7658.1022 | 7187.1738 | 6933.1561 | 6799.3452 | 7172 |  | 345.6792 | 345.6792 | 345.6792 | 150 | 52.9174 | 118.8571 | 0.012756 | 185
MGC-01 | 2042-03-01 | 3 | 2042 | 2042 | Winter | 150 | 193.6855 | 237.3709 | 282.3802 | 337.5383 |  | 7658.1022 | 7211.9721 | 6962.0091 | 6816.1001 | 7172 |  | 337.5383 | 337.5383 | 337.5383 | 150 | 55.1581 | 118.8571 | 0.012756 | 185
MGC-01 | 2042-04-01 | 4 | 2042 | 2042 | Spring | 150 | 188.3286 | 226.6572 | 266.1472 | 324.8089 |  | 7636.037 | 7242.8984 | 7001.9029 | 6848.0417 | 7291 |  | 324.8089 | 324.8089 | 324.8089 | 150 | 58.6617 | 118.8571 | 0.012756 | 185
MGC-01 | 2042-05-01 | 5 | 2042 | 2042 | Spring | 150 | 185.9554 | 221.9107 | 258.9556 | 319.1695 |  | 7636.037 | 7261.7551 | 7026.3671 | 6869.0885 | 7291 |  | 319.1695 | 319.1695 | 319.1695 | 150 | 60.2138 | 118.8571 | 0.012756 | 185
MGC-01 | 2042-06-01 | 6 | 2042 | 2042 | Summer | 150 | 181.539 | 213.0781 | 245.5729 | 308.6751 |  | 7811.5139 | 7349.6636 | 7073.2391 | 6931.9071 | 7291 |  | 308.6751 | 308.6751 | 308.6751 | 150 | 63.1022 | 118.8571 | 0.012756 | 185
MGC-01 | 2042-07-01 | 7 | 2042 | 2042 | Summer | 150 | 181.2276 | 212.4552 | 244.6291 | 307.935 |  | 7811.5139 | 7353.1973 | 7077.2926 | 6934.0616 | 7291 |  | 307.935 | 307.935 | 307.935 | 150 | 63.3059 | 118.8571 | 0.012756 | 185
MGC-01 | 2042-08-01 | 8 | 2042 | 2042 | Summer | 150 | 181.2276 | 212.4552 | 244.6291 | 307.935 |  | 7811.5139 | 7353.1973 | 7077.2926 | 6934.0616 | 7291 |  | 307.935 | 307.935 | 307.935 | 150 | 63.3059 | 118.8571 | 0.012756 | 185
MGC-01 | 2042-09-01 | 9 | 2042 | 2042 | Summer | 150 | 182.7848 | 215.5697 | 249.348 | 311.6354 |  | 7811.5139 | 7335.7048 | 7057.5427 | 6924.5127 | 7291 |  | 311.6354 | 311.6354 | 311.6354 | 150 | 62.2875 | 118.8571 | 0.012756 | 185
MGC-01 | 2042-10-01 | 10 | 2043 | 2042 | Fall | 150 | 188.3348 | 226.6696 | 266.1661 | 324.8237 |  | 7636.037 | 7242.8497 | 7001.8404 | 6847.9911 | 7291 |  | 324.8237 | 324.8237 | 324.8237 | 150 | 58.6576 | 118.8571 | 0.012756 | 185
MGC-01 | 2042-11-01 | 11 | 2043 | 2042 | Fall | 150 | 191.686 | 233.372 | 276.3212 | 332.787 |  | 7636.037 | 7217.1683 | 6969.4757 | 6824.6957 | 7291 |  | 332.787 | 332.787 | 332.787 | 150 | 56.4658 | 118.8571 | 0.012756 | 185
MGC-01 | 2042-12-01 | 12 | 2043 | 2042 | Winter | 150 | 196.7999 | 243.5999 | 291.818 | 344.9391 |  | 7658.1022 | 7189.3826 | 6935.683 | 6800.5358 | 7172 |  | 344.9391 | 344.9391 | 344.9391 | 150 | 53.1211 | 118.8571 | 0.012756 | 185
MGC-01 | 2043-01-01 | 1 | 2043 | 2043 | Winter | 150 | 197.85 | 245.7 | 295 | 347.1593 |  | 7658.1022 | 7181.9708 | 6927.2394 | 6796.8075 | 7172 |  | 347.1593 | 347.1593 | 347.1593 | 150 | 52.1593 | 118.8571 | 0.012756 | 185
MGC-01 | 2043-02-01 | 2 | 2043 | 2043 | Winter | 150 | 197.1114 | 244.2228 | 292.7618 | 345.6792 |  | 7658.1022 | 7187.1738 | 6933.1561 | 6799.3452 | 7172 |  | 345.6792 | 345.6792 | 345.6792 | 150 | 52.9174 | 118.8571 | 0.012756 | 185
MGC-01 | 2043-03-01 | 3 | 2043 | 2043 | Winter | 150 | 193.6855 | 237.3709 | 282.3802 | 337.5383 |  | 7658.1022 | 7211.9721 | 6962.0091 | 6816.1001 | 7172 |  | 337.5383 | 337.5383 | 337.5383 | 150 | 55.1581 | 118.8571 | 0.012756 | 185
MGC-01 | 2043-04-01 | 4 | 2043 | 2043 | Spring | 150 | 188.3286 | 226.6572 | 266.1472 | 324.8089 |  | 7636.037 | 7242.8984 | 7001.9029 | 6848.0417 | 7291 |  | 324.8089 | 324.8089 | 324.8089 | 150 | 58.6617 | 118.8571 | 0.012756 | 185
MGC-01 | 2043-05-01 | 5 | 2043 | 2043 | Spring | 150 | 185.9554 | 221.9107 | 258.9556 | 319.1695 |  | 7636.037 | 7261.7551 | 7026.3671 | 6869.0885 | 7291 |  | 319.1695 | 319.1695 | 319.1695 | 150 | 60.2138 | 118.8571 | 0.012756 | 185
MGC-01 | 2043-06-01 | 6 | 2043 | 2043 | Summer | 150 | 181.539 | 213.0781 | 245.5729 | 308.6751 |  | 7811.5139 | 7349.6636 | 7073.2391 | 6931.9071 | 7291 |  | 308.6751 | 308.6751 | 308.6751 | 150 | 63.1022 | 118.8571 | 0.012756 | 185
MGC-01 | 2043-07-01 | 7 | 2043 | 2043 | Summer | 150 | 181.2276 | 212.4552 | 244.6291 | 307.935 |  | 7811.5139 | 7353.1973 | 7077.2926 | 6934.0616 | 7291 |  | 307.935 | 307.935 | 307.935 | 150 | 63.3059 | 118.8571 | 0.012756 | 185
MGC-01 | 2043-08-01 | 8 | 2043 | 2043 | Summer | 150 | 181.2276 | 212.4552 | 244.6291 | 307.935 |  | 7811.5139 | 7353.1973 | 7077.2926 | 6934.0616 | 7291 |  | 307.935 | 307.935 | 307.935 | 150 | 63.3059 | 118.8571 | 0.012756 | 185
MGC-01 | 2043-09-01 | 9 | 2043 | 2043 | Summer | 150 | 182.7848 | 215.5697 | 249.348 | 311.6354 |  | 7811.5139 | 7335.7048 | 7057.5427 | 6924.5127 | 7291 |  | 311.6354 | 311.6354 | 311.6354 | 150 | 62.2875 | 118.8571 | 0.012756 | 185
MGC-01 | 2043-10-01 | 10 | 2044 | 2043 | Fall | 150 | 188.3348 | 226.6696 | 266.1661 | 324.8237 |  | 7636.037 | 7242.8497 | 7001.8404 | 6847.9911 | 7291 |  | 324.8237 | 324.8237 | 324.8237 | 150 | 58.6576 | 118.8571 | 0.012756 | 185
MGC-01 | 2043-11-01 | 11 | 2044 | 2043 | Fall | 150 | 191.686 | 233.372 | 276.3212 | 332.787 |  | 7636.037 | 7217.1683 | 6969.4757 | 6824.6957 | 7291 |  | 332.787 | 332.787 | 332.787 | 150 | 56.4658 | 118.8571 | 0.012756 | 185
MGC-01 | 2043-12-01 | 12 | 2044 | 2043 | Winter | 150 | 196.7999 | 243.5999 | 291.818 | 344.9391 |  | 7658.1022 | 7189.3826 | 6935.683 | 6800.5358 | 7172 |  | 344.9391 | 344.9391 | 344.9391 | 150 | 53.1211 | 118.8571 | 0.012756 | 185
MGC-01 | 2044-01-01 | 1 | 2044 | 2044 | Winter | 150 | 197.85 | 245.7 | 295 | 347.1593 |  | 7658.1022 | 7181.9708 | 6927.2394 | 6796.8075 | 7172 |  | 347.1593 | 347.1593 | 347.1593 | 150 | 52.1593 | 118.8571 | 0.012756 | 185
MGC-01 | 2044-02-01 | 2 | 2044 | 2044 | Winter | 150 | 197.1114 | 244.2228 | 292.7618 | 345.6792 |  | 7658.1022 | 7187.1738 | 6933.1561 | 6799.3452 | 7172 |  | 345.6792 | 345.6792 | 345.6792 | 150 | 52.9174 | 118.8571 | 0.012756 | 185
MGC-01 | 2044-03-01 | 3 | 2044 | 2044 | Winter | 150 | 193.6855 | 237.3709 | 282.3802 | 337.5383 |  | 7658.1022 | 7211.9721 | 6962.0091 | 6816.1001 | 7172 |  | 337.5383 | 337.5383 | 337.5383 | 150 | 55.1581 | 118.8571 | 0.012756 | 185
MGC-01 | 2044-04-01 | 4 | 2044 | 2044 | Spring | 150 | 188.3286 | 226.6572 | 266.1472 | 324.8089 |  | 7636.037 | 7242.8984 | 7001.9029 | 6848.0417 | 7291 |  | 324.8089 | 324.8089 | 324.8089 | 150 | 58.6617 | 118.8571 | 0.012756 | 185
MGC-01 | 2044-05-01 | 5 | 2044 | 2044 | Spring | 150 | 185.9554 | 221.9107 | 258.9556 | 319.1695 |  | 7636.037 | 7261.7551 | 7026.3671 | 6869.0885 | 7291 |  | 319.1695 | 319.1695 | 319.1695 | 150 | 60.2138 | 118.8571 | 0.012756 | 185
MGC-01 | 2044-06-01 | 6 | 2044 | 2044 | Summer | 150 | 181.539 | 213.0781 | 245.5729 | 308.6751 |  | 7811.5139 | 7349.6636 | 7073.2391 | 6931.9071 | 7291 |  | 308.6751 | 308.6751 | 308.6751 | 150 | 63.1022 | 118.8571 | 0.012756 | 185
MGC-01 | 2044-07-01 | 7 | 2044 | 2044 | Summer | 150 | 181.2276 | 212.4552 | 244.6291 | 307.935 |  | 7811.5139 | 7353.1973 | 7077.2926 | 6934.0616 | 7291 |  | 307.935 | 307.935 | 307.935 | 150 | 63.3059 | 118.8571 | 0.012756 | 185
MGC-01 | 2044-08-01 | 8 | 2044 | 2044 | Summer | 150 | 181.2276 | 212.4552 | 244.6291 | 307.935 |  | 7811.5139 | 7353.1973 | 7077.2926 | 6934.0616 | 7291 |  | 307.935 | 307.935 | 307.935 | 150 | 63.3059 | 118.8571 | 0.012756 | 185
MGC-01 | 2044-09-01 | 9 | 2044 | 2044 | Summer | 150 | 182.7848 | 215.5697 | 249.348 | 311.6354 |  | 7811.5139 | 7335.7048 | 7057.5427 | 6924.5127 | 7291 |  | 311.6354 | 311.6354 | 311.6354 | 150 | 62.2875 | 118.8571 | 0.012756 | 185
MGC-01 | 2044-10-01 | 10 | 2045 | 2044 | Fall | 150 | 188.3348 | 226.6696 | 266.1661 | 324.8237 |  | 7636.037 | 7242.8497 | 7001.8404 | 6847.9911 | 7291 |  | 324.8237 | 324.8237 | 324.8237 | 150 | 58.6576 | 118.8571 | 0.012756 | 185
MGC-01 | 2044-11-01 | 11 | 2045 | 2044 | Fall | 150 | 191.686 | 233.372 | 276.3212 | 332.787 |  | 7636.037 | 7217.1683 | 6969.4757 | 6824.6957 | 7291 |  | 332.787 | 332.787 | 332.787 | 150 | 56.4658 | 118.8571 | 0.012756 | 185
MGC-01 | 2044-12-01 | 12 | 2045 | 2044 | Winter | 150 | 196.7999 | 243.5999 | 291.818 | 344.9391 |  | 7658.1022 | 7189.3826 | 6935.683 | 6800.5358 | 7172 |  | 344.9391 | 344.9391 | 344.9391 | 150 | 53.1211 | 118.8571 | 0.012756 | 185
MGC-01 | 2045-01-01 | 1 | 2045 | 2045 | Winter | 150 | 197.85 | 245.7 | 295 | 347.1593 |  | 7658.1022 | 7181.9708 | 6927.2394 | 6796.8075 | 7172 |  | 347.1593 | 347.1593 | 347.1593 | 150 | 52.1593 | 118.8571 | 0.012756 | 185
MGC-01 | 2045-02-01 | 2 | 2045 | 2045 | Winter | 150 | 197.1114 | 244.2228 | 292.7618 | 345.6792 |  | 7658.1022 | 7187.1738 | 6933.1561 | 6799.3452 | 7172 |  | 345.6792 | 345.6792 | 345.6792 | 150 | 52.9174 | 118.8571 | 0.012756 | 185
MGC-01 | 2045-03-01 | 3 | 2045 | 2045 | Winter | 150 | 193.6855 | 237.3709 | 282.3802 | 337.5383 |  | 7658.1022 | 7211.9721 | 6962.0091 | 6816.1001 | 7172 |  | 337.5383 | 337.5383 | 337.5383 | 150 | 55.1581 | 118.8571 | 0.012756 | 185
MGC-01 | 2045-04-01 | 4 | 2045 | 2045 | Spring | 150 | 188.3286 | 226.6572 | 266.1472 | 324.8089 |  | 7636.037 | 7242.8984 | 7001.9029 | 6848.0417 | 7291 |  | 324.8089 | 324.8089 | 324.8089 | 150 | 58.6617 | 118.8571 | 0.012756 | 185
MGC-01 | 2045-05-01 | 5 | 2045 | 2045 | Spring | 150 | 185.9554 | 221.9107 | 258.9556 | 319.1695 |  | 7636.037 | 7261.7551 | 7026.3671 | 6869.0885 | 7291 |  | 319.1695 | 319.1695 | 319.1695 | 150 | 60.2138 | 118.8571 | 0.012756 | 185
MGC-01 | 2045-06-01 | 6 | 2045 | 2045 | Summer | 150 | 181.539 | 213.0781 | 245.5729 | 308.6751 |  | 7811.5139 | 7349.6636 | 7073.2391 | 6931.9071 | 7291 |  | 308.6751 | 308.6751 | 308.6751 | 150 | 63.1022 | 118.8571 | 0.012756 | 185
MGC-01 | 2045-07-01 | 7 | 2045 | 2045 | Summer | 150 | 181.2276 | 212.4552 | 244.6291 | 307.935 |  | 7811.5139 | 7353.1973 | 7077.2926 | 6934.0616 | 7291 |  | 307.935 | 307.935 | 307.935 | 150 | 63.3059 | 118.8571 | 0.012756 | 185
MGC-01 | 2045-08-01 | 8 | 2045 | 2045 | Summer | 150 | 181.2276 | 212.4552 | 244.6291 | 307.935 |  | 7811.5139 | 7353.1973 | 7077.2926 | 6934.0616 | 7291 |  | 307.935 | 307.935 | 307.935 | 150 | 63.3059 | 118.8571 | 0.012756 | 185
MGC-01 | 2045-09-01 | 9 | 2045 | 2045 | Summer | 150 | 182.7848 | 215.5697 | 249.348 | 311.6354 |  | 7811.5139 | 7335.7048 | 7057.5427 | 6924.5127 | 7291 |  | 311.6354 | 311.6354 | 311.6354 | 150 | 62.2875 | 118.8571 | 0.012756 | 185
MGC-01 | 2045-10-01 | 10 | 2046 | 2045 | Fall | 150 | 188.3348 | 226.6696 | 266.1661 | 324.8237 |  | 7636.037 | 7242.8497 | 7001.8404 | 6847.9911 | 7291 |  | 324.8237 | 324.8237 | 324.8237 | 150 | 58.6576 | 118.8571 | 0.012756 | 185
MGC-01 | 2045-11-01 | 11 | 2046 | 2045 | Fall | 150 | 191.686 | 233.372 | 276.3212 | 332.787 |  | 7636.037 | 7217.1683 | 6969.4757 | 6824.6957 | 7291 |  | 332.787 | 332.787 | 332.787 | 150 | 56.4658 | 118.8571 | 0.012756 | 185
MGC-01 | 2045-12-01 | 12 | 2046 | 2045 | Winter | 150 | 196.7999 | 243.5999 | 291.818 | 344.9391 |  | 7658.1022 | 7189.3826 | 6935.683 | 6800.5358 | 7172 |  | 344.9391 | 344.9391 | 344.9391 | 150 | 53.1211 | 118.8571 | 0.012756 | 185
MGC-01 | 2046-01-01 | 1 | 2046 | 2046 | Winter | 150 | 197.85 | 245.7 | 295 | 347.1593 |  | 7658.1022 | 7181.9708 | 6927.2394 | 6796.8075 | 7172 |  | 347.1593 | 347.1593 | 347.1593 | 150 | 52.1593 | 118.8571 | 0.012756 | 185
MGC-01 | 2046-02-01 | 2 | 2046 | 2046 | Winter | 150 | 197.1114 | 244.2228 | 292.7618 | 345.6792 |  | 7658.1022 | 7187.1738 | 6933.1561 | 6799.3452 | 7172 |  | 345.6792 | 345.6792 | 345.6792 | 150 | 52.9174 | 118.8571 | 0.012756 | 185
MGC-01 | 2046-03-01 | 3 | 2046 | 2046 | Winter | 150 | 193.6855 | 237.3709 | 282.3802 | 337.5383 |  | 7658.1022 | 7211.9721 | 6962.0091 | 6816.1001 | 7172 |  | 337.5383 | 337.5383 | 337.5383 | 150 | 55.1581 | 118.8571 | 0.012756 | 185
MGC-01 | 2046-04-01 | 4 | 2046 | 2046 | Spring | 150 | 188.3286 | 226.6572 | 266.1472 | 324.8089 |  | 7636.037 | 7242.8984 | 7001.9029 | 6848.0417 | 7291 |  | 324.8089 | 324.8089 | 324.8089 | 150 | 58.6617 | 118.8571 | 0.012756 | 185
MGC-01 | 2046-05-01 | 5 | 2046 | 2046 | Spring | 150 | 185.9554 | 221.9107 | 258.9556 | 319.1695 |  | 7636.037 | 7261.7551 | 7026.3671 | 6869.0885 | 7291 |  | 319.1695 | 319.1695 | 319.1695 | 150 | 60.2138 | 118.8571 | 0.012756 | 185
MGC-01 | 2046-06-01 | 6 | 2046 | 2046 | Summer | 150 | 181.539 | 213.0781 | 245.5729 | 308.6751 |  | 7811.5139 | 7349.6636 | 7073.2391 | 6931.9071 | 7291 |  | 308.6751 | 308.6751 | 308.6751 | 150 | 63.1022 | 118.8571 | 0.012756 | 185
MGC-01 | 2046-07-01 | 7 | 2046 | 2046 | Summer | 150 | 181.2276 | 212.4552 | 244.6291 | 307.935 |  | 7811.5139 | 7353.1973 | 7077.2926 | 6934.0616 | 7291 |  | 307.935 | 307.935 | 307.935 | 150 | 63.3059 | 118.8571 | 0.012756 | 185
MGC-01 | 2046-08-01 | 8 | 2046 | 2046 | Summer | 150 | 181.2276 | 212.4552 | 244.6291 | 307.935 |  | 7811.5139 | 7353.1973 | 7077.2926 | 6934.0616 | 7291 |  | 307.935 | 307.935 | 307.935 | 150 | 63.3059 | 118.8571 | 0.012756 | 185
MGC-01 | 2046-09-01 | 9 | 2046 | 2046 | Summer | 150 | 182.7848 | 215.5697 | 249.348 | 311.6354 |  | 7811.5139 | 7335.7048 | 7057.5427 | 6924.5127 | 7291 |  | 311.6354 | 311.6354 | 311.6354 | 150 | 62.2875 | 118.8571 | 0.012756 | 185
MGC-02 | 2016-10-01 | 10 | 2017 | 2016 | Fall | 150 | 188.3348 | 226.6696 | 266.1661 | 324.8237 |  | 7636.037 | 7242.8497 | 7001.8404 | 6847.9911 | 7291 |  | 324.8237 | 324.8237 | 324.8237 | 150 | 58.6576 | 118.8571 | 0.012756 | 185
MGC-02 | 2016-11-01 | 11 | 2017 | 2016 | Fall | 150 | 191.686 | 233.372 | 276.3212 | 332.787 |  | 7636.037 | 7217.1683 | 6969.4757 | 6824.6957 | 7291 |  | 332.787 | 332.787 | 332.787 | 150 | 56.4658 | 118.8571 | 0.012756 | 185
MGC-02 | 2016-12-01 | 12 | 2017 | 2016 | Winter | 150 | 196.7999 | 243.5999 | 291.818 | 344.9391 |  | 7658.1022 | 7189.3826 | 6935.683 | 6800.5358 | 7172 |  | 344.9391 | 344.9391 | 344.9391 | 150 | 53.1211 | 118.8571 | 0.012756 | 185
MGC-02 | 2017-01-01 | 1 | 2017 | 2017 | Winter | 150 | 197.85 | 245.7 | 295 | 347.1593 |  | 7658.1022 | 7181.9708 | 6927.2394 | 6796.8075 | 7172 |  | 347.1593 | 347.1593 | 347.1593 | 150 | 52.1593 | 118.8571 | 0.012756 | 185
MGC-02 | 2017-02-01 | 2 | 2017 | 2017 | Winter | 150 | 197.1114 | 244.2228 | 292.7618 | 345.6792 |  | 7658.1022 | 7187.1738 | 6933.1561 | 6799.3452 | 7172 |  | 345.6792 | 345.6792 | 345.6792 | 150 | 52.9174 | 118.8571 | 0.012756 | 185
MGC-02 | 2017-03-01 | 3 | 2017 | 2017 | Winter | 150 | 193.6855 | 237.3709 | 282.3802 | 337.5383 |  | 7658.1022 | 7211.9721 | 6962.0091 | 6816.1001 | 7172 |  | 337.5383 | 337.5383 | 337.5383 | 150 | 55.1581 | 118.8571 | 0.012756 | 185
MGC-02 | 2017-04-01 | 4 | 2017 | 2017 | Spring | 150 | 188.3286 | 226.6572 | 266.1472 | 324.8089 |  | 7636.037 | 7242.8984 | 7001.9029 | 6848.0417 | 7291 |  | 324.8089 | 324.8089 | 324.8089 | 150 | 58.6617 | 118.8571 | 0.012756 | 185
MGC-02 | 2017-05-01 | 5 | 2017 | 2017 | Spring | 150 | 185.9554 | 221.9107 | 258.9556 | 319.1695 |  | 7636.037 | 7261.7551 | 7026.3671 | 6869.0885 | 7291 |  | 319.1695 | 319.1695 | 319.1695 | 150 | 60.2138 | 118.8571 | 0.012756 | 185
MGC-02 | 2017-06-01 | 6 | 2017 | 2017 | Summer | 150 | 181.539 | 213.0781 | 245.5729 | 308.6751 |  | 7811.5139 | 7349.6636 | 7073.2391 | 6931.9071 | 7291 |  | 308.6751 | 308.6751 | 308.6751 | 150 | 63.1022 | 118.8571 | 0.012756 | 185
MGC-02 | 2017-07-01 | 7 | 2017 | 2017 | Summer | 150 | 181.2276 | 212.4552 | 244.6291 | 307.935 |  | 7811.5139 | 7353.1973 | 7077.2926 | 6934.0616 | 7291 |  | 307.935 | 307.935 | 307.935 | 150 | 63.3059 | 118.8571 | 0.012756 | 185
MGC-02 | 2017-08-01 | 8 | 2017 | 2017 | Summer | 150 | 181.2276 | 212.4552 | 244.6291 | 307.935 |  | 7811.5139 | 7353.1973 | 7077.2926 | 6934.0616 | 7291 |  | 307.935 | 307.935 | 307.935 | 150 | 63.3059 | 118.8571 | 0.012756 | 185
MGC-02 | 2017-09-01 | 9 | 2017 | 2017 | Summer | 150 | 182.7848 | 215.5697 | 249.348 | 311.6354 |  | 7811.5139 | 7335.7048 | 7057.5427 | 6924.5127 | 7291 |  | 311.6354 | 311.6354 | 311.6354 | 150 | 62.2875 | 118.8571 | 0.012756 | 185
MGC-02 | 2017-10-01 | 10 | 2018 | 2017 | Fall | 150 | 188.3348 | 226.6696 | 266.1661 | 324.8237 |  | 7636.037 | 7242.8497 | 7001.8404 | 6847.9911 | 7291 |  | 324.8237 | 324.8237 | 324.8237 | 150 | 58.6576 | 118.8571 | 0.012756 | 185
MGC-02 | 2017-11-01 | 11 | 2018 | 2017 | Fall | 150 | 191.686 | 233.372 | 276.3212 | 332.787 |  | 7636.037 | 7217.1683 | 6969.4757 | 6824.6957 | 7291 |  | 332.787 | 332.787 | 332.787 | 150 | 56.4658 | 118.8571 | 0.012756 | 185
MGC-02 | 2017-12-01 | 12 | 2018 | 2017 | Winter | 150 | 196.7999 | 243.5999 | 291.818 | 344.9391 |  | 7658.1022 | 7189.3826 | 6935.683 | 6800.5358 | 7172 |  | 344.9391 | 344.9391 | 344.9391 | 150 | 53.1211 | 118.8571 | 0.012756 | 185
MGC-02 | 2018-01-01 | 1 | 2018 | 2018 | Winter | 150 | 197.85 | 245.7 | 295 | 347.1593 |  | 7658.1022 | 7181.9708 | 6927.2394 | 6796.8075 | 7172 |  | 347.1593 | 347.1593 | 347.1593 | 150 | 52.1593 | 118.8571 | 0.012756 | 185
MGC-02 | 2018-02-01 | 2 | 2018 | 2018 | Winter | 150 | 197.1114 | 244.2228 | 292.7618 | 345.6792 |  | 7658.1022 | 7187.1738 | 6933.1561 | 6799.3452 | 7172 |  | 345.6792 | 345.6792 | 345.6792 | 150 | 52.9174 | 118.8571 | 0.012756 | 185
MGC-02 | 2018-03-01 | 3 | 2018 | 2018 | Winter | 150 | 193.6855 | 237.3709 | 282.3802 | 337.5383 |  | 7658.1022 | 7211.9721 | 6962.0091 | 6816.1001 | 7172 |  | 337.5383 | 337.5383 | 337.5383 | 150 | 55.1581 | 118.8571 | 0.012756 | 185
MGC-02 | 2018-04-01 | 4 | 2018 | 2018 | Spring | 150 | 188.3286 | 226.6572 | 266.1472 | 324.8089 |  | 7636.037 | 7242.8984 | 7001.9029 | 6848.0417 | 7291 |  | 324.8089 | 324.8089 | 324.8089 | 150 | 58.6617 | 118.8571 | 0.012756 | 185
MGC-02 | 2018-05-01 | 5 | 2018 | 2018 | Spring | 150 | 185.9554 | 221.9107 | 258.9556 | 319.1695 |  | 7636.037 | 7261.7551 | 7026.3671 | 6869.0885 | 7291 |  | 319.1695 | 319.1695 | 319.1695 | 150 | 60.2138 | 118.8571 | 0.012756 | 185
MGC-02 | 2018-06-01 | 6 | 2018 | 2018 | Summer | 150 | 181.539 | 213.0781 | 245.5729 | 308.6751 |  | 7811.5139 | 7349.6636 | 7073.2391 | 6931.9071 | 7291 |  | 308.6751 | 308.6751 | 308.6751 | 150 | 63.1022 | 118.8571 | 0.012756 | 185
MGC-02 | 2018-07-01 | 7 | 2018 | 2018 | Summer | 150 | 181.2276 | 212.4552 | 244.6291 | 307.935 |  | 7811.5139 | 7353.1973 | 7077.2926 | 6934.0616 | 7291 |  | 307.935 | 307.935 | 307.935 | 150 | 63.3059 | 118.8571 | 0.012756 | 185
MGC-02 | 2018-08-01 | 8 | 2018 | 2018 | Summer | 150 | 181.2276 | 212.4552 | 244.6291 | 307.935 |  | 7811.5139 | 7353.1973 | 7077.2926 | 6934.0616 | 7291 |  | 307.935 | 307.935 | 307.935 | 150 | 63.3059 | 118.8571 | 0.012756 | 185
MGC-02 | 2018-09-01 | 9 | 2018 | 2018 | Summer | 150 | 182.7848 | 215.5697 | 249.348 | 311.6354 |  | 7811.5139 | 7335.7048 | 7057.5427 | 6924.5127 | 7291 |  | 311.6354 | 311.6354 | 311.6354 | 150 | 62.2875 | 118.8571 | 0.012756 | 185
MGC-02 | 2018-10-01 | 10 | 2019 | 2018 | Fall | 150 | 188.3348 | 226.6696 | 266.1661 | 324.8237 |  | 7636.037 | 7242.8497 | 7001.8404 | 6847.9911 | 7291 |  | 324.8237 | 324.8237 | 324.8237 | 150 | 58.6576 | 118.8571 | 0.012756 | 185
MGC-02 | 2018-11-01 | 11 | 2019 | 2018 | Fall | 150 | 191.686 | 233.372 | 276.3212 | 332.787 |  | 7636.037 | 7217.1683 | 6969.4757 | 6824.6957 | 7291 |  | 332.787 | 332.787 | 332.787 | 150 | 56.4658 | 118.8571 | 0.012756 | 185
MGC-02 | 2018-12-01 | 12 | 2019 | 2018 | Winter | 150 | 196.7999 | 243.5999 | 291.818 | 344.9391 |  | 7658.1022 | 7189.3826 | 6935.683 | 6800.5358 | 7172 |  | 344.9391 | 344.9391 | 344.9391 | 150 | 53.1211 | 118.8571 | 0.012756 | 185
MGC-02 | 2019-01-01 | 1 | 2019 | 2019 | Winter | 150 | 197.85 | 245.7 | 295 | 347.1593 |  | 7658.1022 | 7181.9708 | 6927.2394 | 6796.8075 | 7172 |  | 347.1593 | 347.1593 | 347.1593 | 150 | 52.1593 | 118.8571 | 0.012756 | 185
MGC-02 | 2019-02-01 | 2 | 2019 | 2019 | Winter | 150 | 197.1114 | 244.2228 | 292.7618 | 345.6792 |  | 7658.1022 | 7187.1738 | 6933.1561 | 6799.3452 | 7172 |  | 345.6792 | 345.6792 | 345.6792 | 150 | 52.9174 | 118.8571 | 0.012756 | 185
MGC-02 | 2019-03-01 | 3 | 2019 | 2019 | Winter | 150 | 193.6855 | 237.3709 | 282.3802 | 337.5383 |  | 7658.1022 | 7211.9721 | 6962.0091 | 6816.1001 | 7172 |  | 337.5383 | 337.5383 | 337.5383 | 150 | 55.1581 | 118.8571 | 0.012756 | 185
MGC-02 | 2019-04-01 | 4 | 2019 | 2019 | Spring | 150 | 188.3286 | 226.6572 | 266.1472 | 324.8089 |  | 7636.037 | 7242.8984 | 7001.9029 | 6848.0417 | 7291 |  | 324.8089 | 324.8089 | 324.8089 | 150 | 58.6617 | 118.8571 | 0.012756 | 185
MGC-02 | 2019-05-01 | 5 | 2019 | 2019 | Spring | 150 | 185.9554 | 221.9107 | 258.9556 | 319.1695 |  | 7636.037 | 7261.7551 | 7026.3671 | 6869.0885 | 7291 |  | 319.1695 | 319.1695 | 319.1695 | 150 | 60.2138 | 118.8571 | 0.012756 | 185
MGC-02 | 2019-06-01 | 6 | 2019 | 2019 | Summer | 150 | 181.539 | 213.0781 | 245.5729 | 308.6751 |  | 7811.5139 | 7349.6636 | 7073.2391 | 6931.9071 | 7291 |  | 308.6751 | 308.6751 | 308.6751 | 150 | 63.1022 | 118.8571 | 0.012756 | 185
MGC-02 | 2019-07-01 | 7 | 2019 | 2019 | Summer | 150 | 181.2276 | 212.4552 | 244.6291 | 307.935 |  | 7811.5139 | 7353.1973 | 7077.2926 | 6934.0616 | 7291 |  | 307.935 | 307.935 | 307.935 | 150 | 63.3059 | 118.8571 | 0.012756 | 185
MGC-02 | 2019-08-01 | 8 | 2019 | 2019 | Summer | 150 | 181.2276 | 212.4552 | 244.6291 | 307.935 |  | 7811.5139 | 7353.1973 | 7077.2926 | 6934.0616 | 7291 |  | 307.935 | 307.935 | 307.935 | 150 | 63.3059 | 118.8571 | 0.012756 | 185
MGC-02 | 2019-09-01 | 9 | 2019 | 2019 | Summer | 150 | 182.7848 | 215.5697 | 249.348 | 311.6354 |  | 7811.5139 | 7335.7048 | 7057.5427 | 6924.5127 | 7291 |  | 311.6354 | 311.6354 | 311.6354 | 150 | 62.2875 | 118.8571 | 0.012756 | 185
MGC-02 | 2019-10-01 | 10 | 2020 | 2019 | Fall | 150 | 188.3348 | 226.6696 | 266.1661 | 324.8237 |  | 7636.037 | 7242.8497 | 7001.8404 | 6847.9911 | 7291 |  | 324.8237 | 324.8237 | 324.8237 | 150 | 58.6576 | 118.8571 | 0.012756 | 185
MGC-02 | 2019-11-01 | 11 | 2020 | 2019 | Fall | 150 | 191.686 | 233.372 | 276.3212 | 332.787 |  | 7636.037 | 7217.1683 | 6969.4757 | 6824.6957 | 7291 |  | 332.787 | 332.787 | 332.787 | 150 | 56.4658 | 118.8571 | 0.012756 | 185
MGC-02 | 2019-12-01 | 12 | 2020 | 2019 | Winter | 150 | 196.7999 | 243.5999 | 291.818 | 344.9391 |  | 7658.1022 | 7189.3826 | 6935.683 | 6800.5358 | 7172 |  | 344.9391 | 344.9391 | 344.9391 | 150 | 53.1211 | 118.8571 | 0.012756 | 185
MGC-02 | 2020-01-01 | 1 | 2020 | 2020 | Winter | 150 | 197.85 | 245.7 | 295 | 347.1593 |  | 7658.1022 | 7181.9708 | 6927.2394 | 6796.8075 | 7172 |  | 347.1593 | 347.1593 | 347.1593 | 150 | 52.1593 | 118.8571 | 0.012756 | 185
MGC-02 | 2020-02-01 | 2 | 2020 | 2020 | Winter | 150 | 197.1114 | 244.2228 | 292.7618 | 345.6792 |  | 7658.1022 | 7187.1738 | 6933.1561 | 6799.3452 | 7172 |  | 345.6792 | 345.6792 | 345.6792 | 150 | 52.9174 | 118.8571 | 0.012756 | 185
MGC-02 | 2020-03-01 | 3 | 2020 | 2020 | Winter | 150 | 193.6855 | 237.3709 | 282.3802 | 337.5383 |  | 7658.1022 | 7211.9721 | 6962.0091 | 6816.1001 | 7172 |  | 337.5383 | 337.5383 | 337.5383 | 150 | 55.1581 | 118.8571 | 0.012756 | 185
MGC-02 | 2020-04-01 | 4 | 2020 | 2020 | Spring | 150 | 188.3286 | 226.6572 | 266.1472 | 324.8089 |  | 7636.037 | 7242.8984 | 7001.9029 | 6848.0417 | 7291 |  | 324.8089 | 324.8089 | 324.8089 | 150 | 58.6617 | 118.8571 | 0.012756 | 185
MGC-02 | 2020-05-01 | 5 | 2020 | 2020 | Spring | 150 | 185.9554 | 221.9107 | 258.9556 | 319.1695 |  | 7636.037 | 7261.7551 | 7026.3671 | 6869.0885 | 7291 |  | 319.1695 | 319.1695 | 319.1695 | 150 | 60.2138 | 118.8571 | 0.012756 | 185
MGC-02 | 2020-06-01 | 6 | 2020 | 2020 | Summer | 150 | 181.539 | 213.0781 | 245.5729 | 308.6751 |  | 7811.5139 | 7349.6636 | 7073.2391 | 6931.9071 | 7291 |  | 308.6751 | 308.6751 | 308.6751 | 150 | 63.1022 | 118.8571 | 0.012756 | 185
MGC-02 | 2020-07-01 | 7 | 2020 | 2020 | Summer | 150 | 181.2276 | 212.4552 | 244.6291 | 307.935 |  | 7811.5139 | 7353.1973 | 7077.2926 | 6934.0616 | 7291 |  | 307.935 | 307.935 | 307.935 | 150 | 63.3059 | 118.8571 | 0.012756 | 185
MGC-02 | 2020-08-01 | 8 | 2020 | 2020 | Summer | 150 | 181.2276 | 212.4552 | 244.6291 | 307.935 |  | 7811.5139 | 7353.1973 | 7077.2926 | 6934.0616 | 7291 |  | 307.935 | 307.935 | 307.935 | 150 | 63.3059 | 118.8571 | 0.012756 | 185
MGC-02 | 2020-09-01 | 9 | 2020 | 2020 | Summer | 150 | 182.7848 | 215.5697 | 249.348 | 311.6354 |  | 7811.5139 | 7335.7048 | 7057.5427 | 6924.5127 | 7291 |  | 311.6354 | 311.6354 | 311.6354 | 150 | 62.2875 | 118.8571 | 0.012756 | 185
MGC-02 | 2020-10-01 | 10 | 2021 | 2020 | Fall | 150 | 188.3348 | 226.6696 | 266.1661 | 324.8237 |  | 7636.037 | 7242.8497 | 7001.8404 | 6847.9911 | 7291 |  | 324.8237 | 324.8237 | 324.8237 | 150 | 58.6576 | 118.8571 | 0.012756 | 185
MGC-02 | 2020-11-01 | 11 | 2021 | 2020 | Fall | 150 | 191.686 | 233.372 | 276.3212 | 332.787 |  | 7636.037 | 7217.1683 | 6969.4757 | 6824.6957 | 7291 |  | 332.787 | 332.787 | 332.787 | 150 | 56.4658 | 118.8571 | 0.012756 | 185
MGC-02 | 2020-12-01 | 12 | 2021 | 2020 | Winter | 150 | 196.7999 | 243.5999 | 291.818 | 344.9391 |  | 7658.1022 | 7189.3826 | 6935.683 | 6800.5358 | 7172 |  | 344.9391 | 344.9391 | 344.9391 | 150 | 53.1211 | 118.8571 | 0.012756 | 185
MGC-02 | 2021-01-01 | 1 | 2021 | 2021 | Winter | 150 | 197.85 | 245.7 | 295 | 347.1593 |  | 7658.1022 | 7181.9708 | 6927.2394 | 6796.8075 | 7172 |  | 347.1593 | 347.1593 | 347.1593 | 150 | 52.1593 | 118.8571 | 0.012756 | 185
MGC-02 | 2021-02-01 | 2 | 2021 | 2021 | Winter | 150 | 197.1114 | 244.2228 | 292.7618 | 345.6792 |  | 7658.1022 | 7187.1738 | 6933.1561 | 6799.3452 | 7172 |  | 345.6792 | 345.6792 | 345.6792 | 150 | 52.9174 | 118.8571 | 0.012756 | 185
MGC-02 | 2021-03-01 | 3 | 2021 | 2021 | Winter | 150 | 193.6855 | 237.3709 | 282.3802 | 337.5383 |  | 7658.1022 | 7211.9721 | 6962.0091 | 6816.1001 | 7172 |  | 337.5383 | 337.5383 | 337.5383 | 150 | 55.1581 | 118.8571 | 0.012756 | 185
MGC-02 | 2021-04-01 | 4 | 2021 | 2021 | Spring | 150 | 188.3286 | 226.6572 | 266.1472 | 324.8089 |  | 7636.037 | 7242.8984 | 7001.9029 | 6848.0417 | 7291 |  | 324.8089 | 324.8089 | 324.8089 | 150 | 58.6617 | 118.8571 | 0.012756 | 185
MGC-02 | 2021-05-01 | 5 | 2021 | 2021 | Spring | 150 | 185.9554 | 221.9107 | 258.9556 | 319.1695 |  | 7636.037 | 7261.7551 | 7026.3671 | 6869.0885 | 7291 |  | 319.1695 | 319.1695 | 319.1695 | 150 | 60.2138 | 118.8571 | 0.012756 | 185
MGC-02 | 2021-06-01 | 6 | 2021 | 2021 | Summer | 150 | 181.539 | 213.0781 | 245.5729 | 308.6751 |  | 7811.5139 | 7349.6636 | 7073.2391 | 6931.9071 | 7291 |  | 308.6751 | 308.6751 | 308.6751 | 150 | 63.1022 | 118.8571 | 0.012756 | 185
MGC-02 | 2021-07-01 | 7 | 2021 | 2021 | Summer | 150 | 181.2276 | 212.4552 | 244.6291 | 307.935 |  | 7811.5139 | 7353.1973 | 7077.2926 | 6934.0616 | 7291 |  | 307.935 | 307.935 | 307.935 | 150 | 63.3059 | 118.8571 | 0.012756 | 185
MGC-02 | 2021-08-01 | 8 | 2021 | 2021 | Summer | 150 | 181.2276 | 212.4552 | 244.6291 | 307.935 |  | 7811.5139 | 7353.1973 | 7077.2926 | 6934.0616 | 7291 |  | 307.935 | 307.935 | 307.935 | 150 | 63.3059 | 118.8571 | 0.012756 | 185
MGC-02 | 2021-09-01 | 9 | 2021 | 2021 | Summer | 150 | 182.7848 | 215.5697 | 249.348 | 311.6354 |  | 7811.5139 | 7335.7048 | 7057.5427 | 6924.5127 | 7291 |  | 311.6354 | 311.6354 | 311.6354 | 150 | 62.2875 | 118.8571 | 0.012756 | 185
MGC-02 | 2021-10-01 | 10 | 2022 | 2021 | Fall | 150 | 188.3348 | 226.6696 | 266.1661 | 324.8237 |  | 7636.037 | 7242.8497 | 7001.8404 | 6847.9911 | 7291 |  | 324.8237 | 324.8237 | 324.8237 | 150 | 58.6576 | 118.8571 | 0.012756 | 185
MGC-02 | 2021-11-01 | 11 | 2022 | 2021 | Fall | 150 | 191.686 | 233.372 | 276.3212 | 332.787 |  | 7636.037 | 7217.1683 | 6969.4757 | 6824.6957 | 7291 |  | 332.787 | 332.787 | 332.787 | 150 | 56.4658 | 118.8571 | 0.012756 | 185
MGC-02 | 2021-12-01 | 12 | 2022 | 2021 | Winter | 150 | 196.7999 | 243.5999 | 291.818 | 344.9391 |  | 7658.1022 | 7189.3826 | 6935.683 | 6800.5358 | 7172 |  | 344.9391 | 344.9391 | 344.9391 | 150 | 53.1211 | 118.8571 | 0.012756 | 185
MGC-02 | 2022-01-01 | 1 | 2022 | 2022 | Winter | 150 | 197.85 | 245.7 | 295 | 347.1593 |  | 7658.1022 | 7181.9708 | 6927.2394 | 6796.8075 | 7172 |  | 347.1593 | 347.1593 | 347.1593 | 150 | 52.1593 | 118.8571 | 0.012756 | 185
MGC-02 | 2022-02-01 | 2 | 2022 | 2022 | Winter | 150 | 197.1114 | 244.2228 | 292.7618 | 345.6792 |  | 7658.1022 | 7187.1738 | 6933.1561 | 6799.3452 | 7172 |  | 345.6792 | 345.6792 | 345.6792 | 150 | 52.9174 | 118.8571 | 0.012756 | 185
MGC-02 | 2022-03-01 | 3 | 2022 | 2022 | Winter | 150 | 193.6855 | 237.3709 | 282.3802 | 337.5383 |  | 7658.1022 | 7211.9721 | 6962.0091 | 6816.1001 | 7172 |  | 337.5383 | 337.5383 | 337.5383 | 150 | 55.1581 | 118.8571 | 0.012756 | 185
MGC-02 | 2022-04-01 | 4 | 2022 | 2022 | Spring | 150 | 188.3286 | 226.6572 | 266.1472 | 324.8089 |  | 7636.037 | 7242.8984 | 7001.9029 | 6848.0417 | 7291 |  | 324.8089 | 324.8089 | 324.8089 | 150 | 58.6617 | 118.8571 | 0.012756 | 185
MGC-02 | 2022-05-01 | 5 | 2022 | 2022 | Spring | 150 | 185.9554 | 221.9107 | 258.9556 | 319.1695 |  | 7636.037 | 7261.7551 | 7026.3671 | 6869.0885 | 7291 |  | 319.1695 | 319.1695 | 319.1695 | 150 | 60.2138 | 118.8571 | 0.012756 | 185
MGC-02 | 2022-06-01 | 6 | 2022 | 2022 | Summer | 150 | 181.539 | 213.0781 | 245.5729 | 308.6751 |  | 7811.5139 | 7349.6636 | 7073.2391 | 6931.9071 | 7291 |  | 308.6751 | 308.6751 | 308.6751 | 150 | 63.1022 | 118.8571 | 0.012756 | 185
MGC-02 | 2022-07-01 | 7 | 2022 | 2022 | Summer | 150 | 181.2276 | 212.4552 | 244.6291 | 307.935 |  | 7811.5139 | 7353.1973 | 7077.2926 | 6934.0616 | 7291 |  | 307.935 | 307.935 | 307.935 | 150 | 63.3059 | 118.8571 | 0.012756 | 185
MGC-02 | 2022-08-01 | 8 | 2022 | 2022 | Summer | 150 | 181.2276 | 212.4552 | 244.6291 | 307.935 |  | 7811.5139 | 7353.1973 | 7077.2926 | 6934.0616 | 7291 |  | 307.935 | 307.935 | 307.935 | 150 | 63.3059 | 118.8571 | 0.012756 | 185
MGC-02 | 2022-09-01 | 9 | 2022 | 2022 | Summer | 150 | 182.7848 | 215.5697 | 249.348 | 311.6354 |  | 7811.5139 | 7335.7048 | 7057.5427 | 6924.5127 | 7291 |  | 311.6354 | 311.6354 | 311.6354 | 150 | 62.2875 | 118.8571 | 0.012756 | 185
MGC-02 | 2022-10-01 | 10 | 2023 | 2022 | Fall | 150 | 188.3348 | 226.6696 | 266.1661 | 324.8237 |  | 7636.037 | 7242.8497 | 7001.8404 | 6847.9911 | 7291 |  | 324.8237 | 324.8237 | 324.8237 | 150 | 58.6576 | 118.8571 | 0.012756 | 185
MGC-02 | 2022-11-01 | 11 | 2023 | 2022 | Fall | 150 | 191.686 | 233.372 | 276.3212 | 332.787 |  | 7636.037 | 7217.1683 | 6969.4757 | 6824.6957 | 7291 |  | 332.787 | 332.787 | 332.787 | 150 | 56.4658 | 118.8571 | 0.012756 | 185
MGC-02 | 2022-12-01 | 12 | 2023 | 2022 | Winter | 150 | 196.7999 | 243.5999 | 291.818 | 344.9391 |  | 7658.1022 | 7189.3826 | 6935.683 | 6800.5358 | 7172 |  | 344.9391 | 344.9391 | 344.9391 | 150 | 53.1211 | 118.8571 | 0.012756 | 185
MGC-02 | 2023-01-01 | 1 | 2023 | 2023 | Winter | 150 | 197.85 | 245.7 | 295 | 347.1593 |  | 7658.1022 | 7181.9708 | 6927.2394 | 6796.8075 | 7172 |  | 347.1593 | 347.1593 | 347.1593 | 150 | 52.1593 | 118.8571 | 0.012756 | 185
MGC-02 | 2023-02-01 | 2 | 2023 | 2023 | Winter | 150 | 197.1114 | 244.2228 | 292.7618 | 345.6792 |  | 7658.1022 | 7187.1738 | 6933.1561 | 6799.3452 | 7172 |  | 345.6792 | 345.6792 | 345.6792 | 150 | 52.9174 | 118.8571 | 0.012756 | 185
MGC-02 | 2023-03-01 | 3 | 2023 | 2023 | Winter | 150 | 193.6855 | 237.3709 | 282.3802 | 337.5383 |  | 7658.1022 | 7211.9721 | 6962.0091 | 6816.1001 | 7172 |  | 337.5383 | 337.5383 | 337.5383 | 150 | 55.1581 | 118.8571 | 0.012756 | 185
MGC-02 | 2023-04-01 | 4 | 2023 | 2023 | Spring | 150 | 188.3286 | 226.6572 | 266.1472 | 324.8089 |  | 7636.037 | 7242.8984 | 7001.9029 | 6848.0417 | 7291 |  | 324.8089 | 324.8089 | 324.8089 | 150 | 58.6617 | 118.8571 | 0.012756 | 185
MGC-02 | 2023-05-01 | 5 | 2023 | 2023 | Spring | 150 | 185.9554 | 221.9107 | 258.9556 | 319.1695 |  | 7636.037 | 7261.7551 | 7026.3671 | 6869.0885 | 7291 |  | 319.1695 | 319.1695 | 319.1695 | 150 | 60.2138 | 118.8571 | 0.012756 | 185
MGC-02 | 2023-06-01 | 6 | 2023 | 2023 | Summer | 150 | 181.539 | 213.0781 | 245.5729 | 308.6751 |  | 7811.5139 | 7349.6636 | 7073.2391 | 6931.9071 | 7291 |  | 308.6751 | 308.6751 | 308.6751 | 150 | 63.1022 | 118.8571 | 0.012756 | 185
MGC-02 | 2023-07-01 | 7 | 2023 | 2023 | Summer | 150 | 181.2276 | 212.4552 | 244.6291 | 307.935 |  | 7811.5139 | 7353.1973 | 7077.2926 | 6934.0616 | 7291 |  | 307.935 | 307.935 | 307.935 | 150 | 63.3059 | 118.8571 | 0.012756 | 185
MGC-02 | 2023-08-01 | 8 | 2023 | 2023 | Summer | 150 | 181.2276 | 212.4552 | 244.6291 | 307.935 |  | 7811.5139 | 7353.1973 | 7077.2926 | 6934.0616 | 7291 |  | 307.935 | 307.935 | 307.935 | 150 | 63.3059 | 118.8571 | 0.012756 | 185
MGC-02 | 2023-09-01 | 9 | 2023 | 2023 | Summer | 150 | 182.7848 | 215.5697 | 249.348 | 311.6354 |  | 7811.5139 | 7335.7048 | 7057.5427 | 6924.5127 | 7291 |  | 311.6354 | 311.6354 | 311.6354 | 150 | 62.2875 | 118.8571 | 0.012756 | 185
MGC-02 | 2023-10-01 | 10 | 2024 | 2023 | Fall | 150 | 188.3348 | 226.6696 | 266.1661 | 324.8237 |  | 7636.037 | 7242.8497 | 7001.8404 | 6847.9911 | 7291 |  | 324.8237 | 324.8237 | 324.8237 | 150 | 58.6576 | 118.8571 | 0.012756 | 185
MGC-02 | 2023-11-01 | 11 | 2024 | 2023 | Fall | 150 | 191.686 | 233.372 | 276.3212 | 332.787 |  | 7636.037 | 7217.1683 | 6969.4757 | 6824.6957 | 7291 |  | 332.787 | 332.787 | 332.787 | 150 | 56.4658 | 118.8571 | 0.012756 | 185
MGC-02 | 2023-12-01 | 12 | 2024 | 2023 | Winter | 150 | 196.7999 | 243.5999 | 291.818 | 344.9391 |  | 7658.1022 | 7189.3826 | 6935.683 | 6800.5358 | 7172 |  | 344.9391 | 344.9391 | 344.9391 | 150 | 53.1211 | 118.8571 | 0.012756 | 185
MGC-02 | 2024-01-01 | 1 | 2024 | 2024 | Winter | 150 | 197.85 | 245.7 | 295 | 347.1593 |  | 7658.1022 | 7181.9708 | 6927.2394 | 6796.8075 | 7172 |  | 347.1593 | 347.1593 | 347.1593 | 150 | 52.1593 | 118.8571 | 0.012756 | 185
MGC-02 | 2024-02-01 | 2 | 2024 | 2024 | Winter | 150 | 197.1114 | 244.2228 | 292.7618 | 345.6792 |  | 7658.1022 | 7187.1738 | 6933.1561 | 6799.3452 | 7172 |  | 345.6792 | 345.6792 | 345.6792 | 150 | 52.9174 | 118.8571 | 0.012756 | 185
MGC-02 | 2024-03-01 | 3 | 2024 | 2024 | Winter | 150 | 193.6855 | 237.3709 | 282.3802 | 337.5383 |  | 7658.1022 | 7211.9721 | 6962.0091 | 6816.1001 | 7172 |  | 337.5383 | 337.5383 | 337.5383 | 150 | 55.1581 | 118.8571 | 0.012756 | 185
MGC-02 | 2024-04-01 | 4 | 2024 | 2024 | Spring | 150 | 188.3286 | 226.6572 | 266.1472 | 324.8089 |  | 7636.037 | 7242.8984 | 7001.9029 | 6848.0417 | 7291 |  | 324.8089 | 324.8089 | 324.8089 | 150 | 58.6617 | 118.8571 | 0.012756 | 185
MGC-02 | 2024-05-01 | 5 | 2024 | 2024 | Spring | 150 | 185.9554 | 221.9107 | 258.9556 | 319.1695 |  | 7636.037 | 7261.7551 | 7026.3671 | 6869.0885 | 7291 |  | 319.1695 | 319.1695 | 319.1695 | 150 | 60.2138 | 118.8571 | 0.012756 | 185
MGC-02 | 2024-06-01 | 6 | 2024 | 2024 | Summer | 150 | 181.539 | 213.0781 | 245.5729 | 308.6751 |  | 7811.5139 | 7349.6636 | 7073.2391 | 6931.9071 | 7291 |  | 308.6751 | 308.6751 | 308.6751 | 150 | 63.1022 | 118.8571 | 0.012756 | 185
MGC-02 | 2024-07-01 | 7 | 2024 | 2024 | Summer | 150 | 181.2276 | 212.4552 | 244.6291 | 307.935 |  | 7811.5139 | 7353.1973 | 7077.2926 | 6934.0616 | 7291 |  | 307.935 | 307.935 | 307.935 | 150 | 63.3059 | 118.8571 | 0.012756 | 185
MGC-02 | 2024-08-01 | 8 | 2024 | 2024 | Summer | 150 | 181.2276 | 212.4552 | 244.6291 | 307.935 |  | 7811.5139 | 7353.1973 | 7077.2926 | 6934.0616 | 7291 |  | 307.935 | 307.935 | 307.935 | 150 | 63.3059 | 118.8571 | 0.012756 | 185
MGC-02 | 2024-09-01 | 9 | 2024 | 2024 | Summer | 150 | 182.7848 | 215.5697 | 249.348 | 311.6354 |  | 7811.5139 | 7335.7048 | 7057.5427 | 6924.5127 | 7291 |  | 311.6354 | 311.6354 | 311.6354 | 150 | 62.2875 | 118.8571 | 0.012756 | 185
MGC-02 | 2024-10-01 | 10 | 2025 | 2024 | Fall | 150 | 188.3348 | 226.6696 | 266.1661 | 324.8237 |  | 7636.037 | 7242.8497 | 7001.8404 | 6847.9911 | 7291 |  | 324.8237 | 324.8237 | 324.8237 | 150 | 58.6576 | 118.8571 | 0.012756 | 185
MGC-02 | 2024-11-01 | 11 | 2025 | 2024 | Fall | 150 | 191.686 | 233.372 | 276.3212 | 332.787 |  | 7636.037 | 7217.1683 | 6969.4757 | 6824.6957 | 7291 |  | 332.787 | 332.787 | 332.787 | 150 | 56.4658 | 118.8571 | 0.012756 | 185
MGC-02 | 2024-12-01 | 12 | 2025 | 2024 | Winter | 150 | 196.7999 | 243.5999 | 291.818 | 344.9391 |  | 7658.1022 | 7189.3826 | 6935.683 | 6800.5358 | 7172 |  | 344.9391 | 344.9391 | 344.9391 | 150 | 53.1211 | 118.8571 | 0.012756 | 185
MGC-02 | 2025-01-01 | 1 | 2025 | 2025 | Winter | 150 | 197.85 | 245.7 | 295 | 347.1593 |  | 7658.1022 | 7181.9708 | 6927.2394 | 6796.8075 | 7172 |  | 347.1593 | 347.1593 | 347.1593 | 150 | 52.1593 | 118.8571 | 0.012756 | 185
MGC-02 | 2025-02-01 | 2 | 2025 | 2025 | Winter | 150 | 197.1114 | 244.2228 | 292.7618 | 345.6792 |  | 7658.1022 | 7187.1738 | 6933.1561 | 6799.3452 | 7172 |  | 345.6792 | 345.6792 | 345.6792 | 150 | 52.9174 | 118.8571 | 0.012756 | 185
MGC-02 | 2025-03-01 | 3 | 2025 | 2025 | Winter | 150 | 193.6855 | 237.3709 | 282.3802 | 337.5383 |  | 7658.1022 | 7211.9721 | 6962.0091 | 6816.1001 | 7172 |  | 337.5383 | 337.5383 | 337.5383 | 150 | 55.1581 | 118.8571 | 0.012756 | 185
MGC-02 | 2025-04-01 | 4 | 2025 | 2025 | Spring | 150 | 188.3286 | 226.6572 | 266.1472 | 324.8089 |  | 7636.037 | 7242.8984 | 7001.9029 | 6848.0417 | 7291 |  | 324.8089 | 324.8089 | 324.8089 | 150 | 58.6617 | 118.8571 | 0.012756 | 185
MGC-02 | 2025-05-01 | 5 | 2025 | 2025 | Spring | 150 | 185.9554 | 221.9107 | 258.9556 | 319.1695 |  | 7636.037 | 7261.7551 | 7026.3671 | 6869.0885 | 7291 |  | 319.1695 | 319.1695 | 319.1695 | 150 | 60.2138 | 118.8571 | 0.012756 | 185
MGC-02 | 2025-06-01 | 6 | 2025 | 2025 | Summer | 150 | 181.539 | 213.0781 | 245.5729 | 308.6751 |  | 7811.5139 | 7349.6636 | 7073.2391 | 6931.9071 | 7291 |  | 308.6751 | 308.6751 | 308.6751 | 150 | 63.1022 | 118.8571 | 0.012756 | 185
MGC-02 | 2025-07-01 | 7 | 2025 | 2025 | Summer | 150 | 181.2276 | 212.4552 | 244.6291 | 307.935 |  | 7811.5139 | 7353.1973 | 7077.2926 | 6934.0616 | 7291 |  | 307.935 | 307.935 | 307.935 | 150 | 63.3059 | 118.8571 | 0.012756 | 185
MGC-02 | 2025-08-01 | 8 | 2025 | 2025 | Summer | 150 | 181.2276 | 212.4552 | 244.6291 | 307.935 |  | 7811.5139 | 7353.1973 | 7077.2926 | 6934.0616 | 7291 |  | 307.935 | 307.935 | 307.935 | 150 | 63.3059 | 118.8571 | 0.012756 | 185
MGC-02 | 2025-09-01 | 9 | 2025 | 2025 | Summer | 150 | 182.7848 | 215.5697 | 249.348 | 311.6354 |  | 7811.5139 | 7335.7048 | 7057.5427 | 6924.5127 | 7291 |  | 311.6354 | 311.6354 | 311.6354 | 150 | 62.2875 | 118.8571 | 0.012756 | 185
MGC-02 | 2025-10-01 | 10 | 2026 | 2025 | Fall | 150 | 188.3348 | 226.6696 | 266.1661 | 324.8237 |  | 7636.037 | 7242.8497 | 7001.8404 | 6847.9911 | 7291 |  | 324.8237 | 324.8237 | 324.8237 | 150 | 58.6576 | 118.8571 | 0.012756 | 185
MGC-02 | 2025-11-01 | 11 | 2026 | 2025 | Fall | 150 | 191.686 | 233.372 | 276.3212 | 332.787 |  | 7636.037 | 7217.1683 | 6969.4757 | 6824.6957 | 7291 |  | 332.787 | 332.787 | 332.787 | 150 | 56.4658 | 118.8571 | 0.012756 | 185
MGC-02 | 2025-12-01 | 12 | 2026 | 2025 | Winter | 150 | 196.7999 | 243.5999 | 291.818 | 344.9391 |  | 7658.1022 | 7189.3826 | 6935.683 | 6800.5358 | 7172 |  | 344.9391 | 344.9391 | 344.9391 | 150 | 53.1211 | 118.8571 | 0.012756 | 185
MGC-02 | 2026-01-01 | 1 | 2026 | 2026 | Winter | 150 | 197.85 | 245.7 | 295 | 347.1593 |  | 7658.1022 | 7181.9708 | 6927.2394 | 6796.8075 | 7172 |  | 347.1593 | 347.1593 | 347.1593 | 150 | 52.1593 | 118.8571 | 0.012756 | 185
MGC-02 | 2026-02-01 | 2 | 2026 | 2026 | Winter | 150 | 197.1114 | 244.2228 | 292.7618 | 345.6792 |  | 7658.1022 | 7187.1738 | 6933.1561 | 6799.3452 | 7172 |  | 345.6792 | 345.6792 | 345.6792 | 150 | 52.9174 | 118.8571 | 0.012756 | 185
MGC-02 | 2026-03-01 | 3 | 2026 | 2026 | Winter | 150 | 193.6855 | 237.3709 | 282.3802 | 337.5383 |  | 7658.1022 | 7211.9721 | 6962.0091 | 6816.1001 | 7172 |  | 337.5383 | 337.5383 | 337.5383 | 150 | 55.1581 | 118.8571 | 0.012756 | 185
MGC-02 | 2026-04-01 | 4 | 2026 | 2026 | Spring | 150 | 188.3286 | 226.6572 | 266.1472 | 324.8089 |  | 7636.037 | 7242.8984 | 7001.9029 | 6848.0417 | 7291 |  | 324.8089 | 324.8089 | 324.8089 | 150 | 58.6617 | 118.8571 | 0.012756 | 185
MGC-02 | 2026-05-01 | 5 | 2026 | 2026 | Spring | 150 | 185.9554 | 221.9107 | 258.9556 | 319.1695 |  | 7636.037 | 7261.7551 | 7026.3671 | 6869.0885 | 7291 |  | 319.1695 | 319.1695 | 319.1695 | 150 | 60.2138 | 118.8571 | 0.012756 | 185
MGC-02 | 2026-06-01 | 6 | 2026 | 2026 | Summer | 150 | 181.539 | 213.0781 | 245.5729 | 308.6751 |  | 7811.5139 | 7349.6636 | 7073.2391 | 6931.9071 | 7291 |  | 308.6751 | 308.6751 | 308.6751 | 150 | 63.1022 | 118.8571 | 0.012756 | 185
MGC-02 | 2026-07-01 | 7 | 2026 | 2026 | Summer | 150 | 181.2276 | 212.4552 | 244.6291 | 307.935 |  | 7811.5139 | 7353.1973 | 7077.2926 | 6934.0616 | 7291 |  | 307.935 | 307.935 | 307.935 | 150 | 63.3059 | 118.8571 | 0.012756 | 185
MGC-02 | 2026-08-01 | 8 | 2026 | 2026 | Summer | 150 | 181.2276 | 212.4552 | 244.6291 | 307.935 |  | 7811.5139 | 7353.1973 | 7077.2926 | 6934.0616 | 7291 |  | 307.935 | 307.935 | 307.935 | 150 | 63.3059 | 118.8571 | 0.012756 | 185
MGC-02 | 2026-09-01 | 9 | 2026 | 2026 | Summer | 150 | 182.7848 | 215.5697 | 249.348 | 311.6354 |  | 7811.5139 | 7335.7048 | 7057.5427 | 6924.5127 | 7291 |  | 311.6354 | 311.6354 | 311.6354 | 150 | 62.2875 | 118.8571 | 0.012756 | 185
MGC-02 | 2026-10-01 | 10 | 2027 | 2026 | Fall | 150 | 188.3348 | 226.6696 | 266.1661 | 324.8237 |  | 7636.037 | 7242.8497 | 7001.8404 | 6847.9911 | 7291 |  | 324.8237 | 324.8237 | 324.8237 | 150 | 58.6576 | 118.8571 | 0.012756 | 185
MGC-02 | 2026-11-01 | 11 | 2027 | 2026 | Fall | 150 | 191.686 | 233.372 | 276.3212 | 332.787 |  | 7636.037 | 7217.1683 | 6969.4757 | 6824.6957 | 7291 |  | 332.787 | 332.787 | 332.787 | 150 | 56.4658 | 118.8571 | 0.012756 | 185
MGC-02 | 2026-12-01 | 12 | 2027 | 2026 | Winter | 150 | 196.7999 | 243.5999 | 291.818 | 344.9391 |  | 7658.1022 | 7189.3826 | 6935.683 | 6800.5358 | 7172 |  | 344.9391 | 344.9391 | 344.9391 | 150 | 53.1211 | 118.8571 | 0.012756 | 185
MGC-02 | 2027-01-01 | 1 | 2027 | 2027 | Winter | 150 | 197.85 | 245.7 | 295 | 347.1593 |  | 7658.1022 | 7181.9708 | 6927.2394 | 6796.8075 | 7172 |  | 347.1593 | 347.1593 | 347.1593 | 150 | 52.1593 | 118.8571 | 0.012756 | 185
MGC-02 | 2027-02-01 | 2 | 2027 | 2027 | Winter | 150 | 197.1114 | 244.2228 | 292.7618 | 345.6792 |  | 7658.1022 | 7187.1738 | 6933.1561 | 6799.3452 | 7172 |  | 345.6792 | 345.6792 | 345.6792 | 150 | 52.9174 | 118.8571 | 0.012756 | 185
MGC-02 | 2027-03-01 | 3 | 2027 | 2027 | Winter | 150 | 193.6855 | 237.3709 | 282.3802 | 337.5383 |  | 7658.1022 | 7211.9721 | 6962.0091 | 6816.1001 | 7172 |  | 337.5383 | 337.5383 | 337.5383 | 150 | 55.1581 | 118.8571 | 0.012756 | 185
MGC-02 | 2027-04-01 | 4 | 2027 | 2027 | Spring | 150 | 188.3286 | 226.6572 | 266.1472 | 324.8089 |  | 7636.037 | 7242.8984 | 7001.9029 | 6848.0417 | 7291 |  | 324.8089 | 324.8089 | 324.8089 | 150 | 58.6617 | 118.8571 | 0.012756 | 185
MGC-02 | 2027-05-01 | 5 | 2027 | 2027 | Spring | 150 | 185.9554 | 221.9107 | 258.9556 | 319.1695 |  | 7636.037 | 7261.7551 | 7026.3671 | 6869.0885 | 7291 |  | 319.1695 | 319.1695 | 319.1695 | 150 | 60.2138 | 118.8571 | 0.012756 | 185
MGC-02 | 2027-06-01 | 6 | 2027 | 2027 | Summer | 150 | 181.539 | 213.0781 | 245.5729 | 308.6751 |  | 7811.5139 | 7349.6636 | 7073.2391 | 6931.9071 | 7291 |  | 308.6751 | 308.6751 | 308.6751 | 150 | 63.1022 | 118.8571 | 0.012756 | 185
MGC-02 | 2027-07-01 | 7 | 2027 | 2027 | Summer | 150 | 181.2276 | 212.4552 | 244.6291 | 307.935 |  | 7811.5139 | 7353.1973 | 7077.2926 | 6934.0616 | 7291 |  | 307.935 | 307.935 | 307.935 | 150 | 63.3059 | 118.8571 | 0.012756 | 185
MGC-02 | 2027-08-01 | 8 | 2027 | 2027 | Summer | 150 | 181.2276 | 212.4552 | 244.6291 | 307.935 |  | 7811.5139 | 7353.1973 | 7077.2926 | 6934.0616 | 7291 |  | 307.935 | 307.935 | 307.935 | 150 | 63.3059 | 118.8571 | 0.012756 | 185
MGC-02 | 2027-09-01 | 9 | 2027 | 2027 | Summer | 150 | 182.7848 | 215.5697 | 249.348 | 311.6354 |  | 7811.5139 | 7335.7048 | 7057.5427 | 6924.5127 | 7291 |  | 311.6354 | 311.6354 | 311.6354 | 150 | 62.2875 | 118.8571 | 0.012756 | 185
MGC-02 | 2027-10-01 | 10 | 2028 | 2027 | Fall | 150 | 188.3348 | 226.6696 | 266.1661 | 324.8237 |  | 7636.037 | 7242.8497 | 7001.8404 | 6847.9911 | 7291 |  | 324.8237 | 324.8237 | 324.8237 | 150 | 58.6576 | 118.8571 | 0.012756 | 185
MGC-02 | 2027-11-01 | 11 | 2028 | 2027 | Fall | 150 | 191.686 | 233.372 | 276.3212 | 332.787 |  | 7636.037 | 7217.1683 | 6969.4757 | 6824.6957 | 7291 |  | 332.787 | 332.787 | 332.787 | 150 | 56.4658 | 118.8571 | 0.012756 | 185
MGC-02 | 2027-12-01 | 12 | 2028 | 2027 | Winter | 150 | 196.7999 | 243.5999 | 291.818 | 344.9391 |  | 7658.1022 | 7189.3826 | 6935.683 | 6800.5358 | 7172 |  | 344.9391 | 344.9391 | 344.9391 | 150 | 53.1211 | 118.8571 | 0.012756 | 185
MGC-02 | 2028-01-01 | 1 | 2028 | 2028 | Winter | 150 | 197.85 | 245.7 | 295 | 347.1593 |  | 7658.1022 | 7181.9708 | 6927.2394 | 6796.8075 | 7172 |  | 347.1593 | 347.1593 | 347.1593 | 150 | 52.1593 | 118.8571 | 0.012756 | 185
MGC-02 | 2028-02-01 | 2 | 2028 | 2028 | Winter | 150 | 197.1114 | 244.2228 | 292.7618 | 345.6792 |  | 7658.1022 | 7187.1738 | 6933.1561 | 6799.3452 | 7172 |  | 345.6792 | 345.6792 | 345.6792 | 150 | 52.9174 | 118.8571 | 0.012756 | 185
MGC-02 | 2028-03-01 | 3 | 2028 | 2028 | Winter | 150 | 193.6855 | 237.3709 | 282.3802 | 337.5383 |  | 7658.1022 | 7211.9721 | 6962.0091 | 6816.1001 | 7172 |  | 337.5383 | 337.5383 | 337.5383 | 150 | 55.1581 | 118.8571 | 0.012756 | 185
MGC-02 | 2028-04-01 | 4 | 2028 | 2028 | Spring | 150 | 188.3286 | 226.6572 | 266.1472 | 324.8089 |  | 7636.037 | 7242.8984 | 7001.9029 | 6848.0417 | 7291 |  | 324.8089 | 324.8089 | 324.8089 | 150 | 58.6617 | 118.8571 | 0.012756 | 185
MGC-02 | 2028-05-01 | 5 | 2028 | 2028 | Spring | 150 | 185.9554 | 221.9107 | 258.9556 | 319.1695 |  | 7636.037 | 7261.7551 | 7026.3671 | 6869.0885 | 7291 |  | 319.1695 | 319.1695 | 319.1695 | 150 | 60.2138 | 118.8571 | 0.012756 | 185
MGC-02 | 2028-06-01 | 6 | 2028 | 2028 | Summer | 150 | 181.539 | 213.0781 | 245.5729 | 308.6751 |  | 7811.5139 | 7349.6636 | 7073.2391 | 6931.9071 | 7291 |  | 308.6751 | 308.6751 | 308.6751 | 150 | 63.1022 | 118.8571 | 0.012756 | 185
MGC-02 | 2028-07-01 | 7 | 2028 | 2028 | Summer | 150 | 181.2276 | 212.4552 | 244.6291 | 307.935 |  | 7811.5139 | 7353.1973 | 7077.2926 | 6934.0616 | 7291 |  | 307.935 | 307.935 | 307.935 | 150 | 63.3059 | 118.8571 | 0.012756 | 185
MGC-02 | 2028-08-01 | 8 | 2028 | 2028 | Summer | 150 | 181.2276 | 212.4552 | 244.6291 | 307.935 |  | 7811.5139 | 7353.1973 | 7077.2926 | 6934.0616 | 7291 |  | 307.935 | 307.935 | 307.935 | 150 | 63.3059 | 118.8571 | 0.012756 | 185
MGC-02 | 2028-09-01 | 9 | 2028 | 2028 | Summer | 150 | 182.7848 | 215.5697 | 249.348 | 311.6354 |  | 7811.5139 | 7335.7048 | 7057.5427 | 6924.5127 | 7291 |  | 311.6354 | 311.6354 | 311.6354 | 150 | 62.2875 | 118.8571 | 0.012756 | 185
MGC-02 | 2028-10-01 | 10 | 2029 | 2028 | Fall | 150 | 188.3348 | 226.6696 | 266.1661 | 324.8237 |  | 7636.037 | 7242.8497 | 7001.8404 | 6847.9911 | 7291 |  | 324.8237 | 324.8237 | 324.8237 | 150 | 58.6576 | 118.8571 | 0.012756 | 185
MGC-02 | 2028-11-01 | 11 | 2029 | 2028 | Fall | 150 | 191.686 | 233.372 | 276.3212 | 332.787 |  | 7636.037 | 7217.1683 | 6969.4757 | 6824.6957 | 7291 |  | 332.787 | 332.787 | 332.787 | 150 | 56.4658 | 118.8571 | 0.012756 | 185
MGC-02 | 2028-12-01 | 12 | 2029 | 2028 | Winter | 150 | 196.7999 | 243.5999 | 291.818 | 344.9391 |  | 7658.1022 | 7189.3826 | 6935.683 | 6800.5358 | 7172 |  | 344.9391 | 344.9391 | 344.9391 | 150 | 53.1211 | 118.8571 | 0.012756 | 185
MGC-02 | 2029-01-01 | 1 | 2029 | 2029 | Winter | 150 | 197.85 | 245.7 | 295 | 347.1593 |  | 7658.1022 | 7181.9708 | 6927.2394 | 6796.8075 | 7172 |  | 347.1593 | 347.1593 | 347.1593 | 150 | 52.1593 | 118.8571 | 0.012756 | 185
MGC-02 | 2029-02-01 | 2 | 2029 | 2029 | Winter | 150 | 197.1114 | 244.2228 | 292.7618 | 345.6792 |  | 7658.1022 | 7187.1738 | 6933.1561 | 6799.3452 | 7172 |  | 345.6792 | 345.6792 | 345.6792 | 150 | 52.9174 | 118.8571 | 0.012756 | 185
MGC-02 | 2029-03-01 | 3 | 2029 | 2029 | Winter | 150 | 193.6855 | 237.3709 | 282.3802 | 337.5383 |  | 7658.1022 | 7211.9721 | 6962.0091 | 6816.1001 | 7172 |  | 337.5383 | 337.5383 | 337.5383 | 150 | 55.1581 | 118.8571 | 0.012756 | 185
MGC-02 | 2029-04-01 | 4 | 2029 | 2029 | Spring | 150 | 188.3286 | 226.6572 | 266.1472 | 324.8089 |  | 7636.037 | 7242.8984 | 7001.9029 | 6848.0417 | 7291 |  | 324.8089 | 324.8089 | 324.8089 | 150 | 58.6617 | 118.8571 | 0.012756 | 185
MGC-02 | 2029-05-01 | 5 | 2029 | 2029 | Spring | 150 | 185.9554 | 221.9107 | 258.9556 | 319.1695 |  | 7636.037 | 7261.7551 | 7026.3671 | 6869.0885 | 7291 |  | 319.1695 | 319.1695 | 319.1695 | 150 | 60.2138 | 118.8571 | 0.012756 | 185
MGC-02 | 2029-06-01 | 6 | 2029 | 2029 | Summer | 150 | 181.539 | 213.0781 | 245.5729 | 308.6751 |  | 7811.5139 | 7349.6636 | 7073.2391 | 6931.9071 | 7291 |  | 308.6751 | 308.6751 | 308.6751 | 150 | 63.1022 | 118.8571 | 0.012756 | 185
MGC-02 | 2029-07-01 | 7 | 2029 | 2029 | Summer | 150 | 181.2276 | 212.4552 | 244.6291 | 307.935 |  | 7811.5139 | 7353.1973 | 7077.2926 | 6934.0616 | 7291 |  | 307.935 | 307.935 | 307.935 | 150 | 63.3059 | 118.8571 | 0.012756 | 185
MGC-02 | 2029-08-01 | 8 | 2029 | 2029 | Summer | 150 | 181.2276 | 212.4552 | 244.6291 | 307.935 |  | 7811.5139 | 7353.1973 | 7077.2926 | 6934.0616 | 7291 |  | 307.935 | 307.935 | 307.935 | 150 | 63.3059 | 118.8571 | 0.012756 | 185
MGC-02 | 2029-09-01 | 9 | 2029 | 2029 | Summer | 150 | 182.7848 | 215.5697 | 249.348 | 311.6354 |  | 7811.5139 | 7335.7048 | 7057.5427 | 6924.5127 | 7291 |  | 311.6354 | 311.6354 | 311.6354 | 150 | 62.2875 | 118.8571 | 0.012756 | 185
MGC-02 | 2029-10-01 | 10 | 2030 | 2029 | Fall | 150 | 188.3348 | 226.6696 | 266.1661 | 324.8237 |  | 7636.037 | 7242.8497 | 7001.8404 | 6847.9911 | 7291 |  | 324.8237 | 324.8237 | 324.8237 | 150 | 58.6576 | 118.8571 | 0.012756 | 185
MGC-02 | 2029-11-01 | 11 | 2030 | 2029 | Fall | 150 | 191.686 | 233.372 | 276.3212 | 332.787 |  | 7636.037 | 7217.1683 | 6969.4757 | 6824.6957 | 7291 |  | 332.787 | 332.787 | 332.787 | 150 | 56.4658 | 118.8571 | 0.012756 | 185
MGC-02 | 2029-12-01 | 12 | 2030 | 2029 | Winter | 150 | 196.7999 | 243.5999 | 291.818 | 344.9391 |  | 7658.1022 | 7189.3826 | 6935.683 | 6800.5358 | 7172 |  | 344.9391 | 344.9391 | 344.9391 | 150 | 53.1211 | 118.8571 | 0.012756 | 185
MGC-02 | 2030-01-01 | 1 | 2030 | 2030 | Winter | 150 | 197.85 | 245.7 | 295 | 347.1593 |  | 7658.1022 | 7181.9708 | 6927.2394 | 6796.8075 | 7172 |  | 347.1593 | 347.1593 | 347.1593 | 150 | 52.1593 | 118.8571 | 0.012756 | 185
MGC-02 | 2030-02-01 | 2 | 2030 | 2030 | Winter | 150 | 197.1114 | 244.2228 | 292.7618 | 345.6792 |  | 7658.1022 | 7187.1738 | 6933.1561 | 6799.3452 | 7172 |  | 345.6792 | 345.6792 | 345.6792 | 150 | 52.9174 | 118.8571 | 0.012756 | 185
MGC-02 | 2030-03-01 | 3 | 2030 | 2030 | Winter | 150 | 193.6855 | 237.3709 | 282.3802 | 337.5383 |  | 7658.1022 | 7211.9721 | 6962.0091 | 6816.1001 | 7172 |  | 337.5383 | 337.5383 | 337.5383 | 150 | 55.1581 | 118.8571 | 0.012756 | 185
MGC-02 | 2030-04-01 | 4 | 2030 | 2030 | Spring | 150 | 188.3286 | 226.6572 | 266.1472 | 324.8089 |  | 7636.037 | 7242.8984 | 7001.9029 | 6848.0417 | 7291 |  | 324.8089 | 324.8089 | 324.8089 | 150 | 58.6617 | 118.8571 | 0.012756 | 185
MGC-02 | 2030-05-01 | 5 | 2030 | 2030 | Spring | 150 | 185.9554 | 221.9107 | 258.9556 | 319.1695 |  | 7636.037 | 7261.7551 | 7026.3671 | 6869.0885 | 7291 |  | 319.1695 | 319.1695 | 319.1695 | 150 | 60.2138 | 118.8571 | 0.012756 | 185
MGC-02 | 2030-06-01 | 6 | 2030 | 2030 | Summer | 150 | 181.539 | 213.0781 | 245.5729 | 308.6751 |  | 7811.5139 | 7349.6636 | 7073.2391 | 6931.9071 | 7291 |  | 308.6751 | 308.6751 | 308.6751 | 150 | 63.1022 | 118.8571 | 0.012756 | 185
MGC-02 | 2030-07-01 | 7 | 2030 | 2030 | Summer | 150 | 181.2276 | 212.4552 | 244.6291 | 307.935 |  | 7811.5139 | 7353.1973 | 7077.2926 | 6934.0616 | 7291 |  | 307.935 | 307.935 | 307.935 | 150 | 63.3059 | 118.8571 | 0.012756 | 185
MGC-02 | 2030-08-01 | 8 | 2030 | 2030 | Summer | 150 | 181.2276 | 212.4552 | 244.6291 | 307.935 |  | 7811.5139 | 7353.1973 | 7077.2926 | 6934.0616 | 7291 |  | 307.935 | 307.935 | 307.935 | 150 | 63.3059 | 118.8571 | 0.012756 | 185
MGC-02 | 2030-09-01 | 9 | 2030 | 2030 | Summer | 150 | 182.7848 | 215.5697 | 249.348 | 311.6354 |  | 7811.5139 | 7335.7048 | 7057.5427 | 6924.5127 | 7291 |  | 311.6354 | 311.6354 | 311.6354 | 150 | 62.2875 | 118.8571 | 0.012756 | 185
MGC-02 | 2030-10-01 | 10 | 2031 | 2030 | Fall | 150 | 188.3348 | 226.6696 | 266.1661 | 324.8237 |  | 7636.037 | 7242.8497 | 7001.8404 | 6847.9911 | 7291 |  | 324.8237 | 324.8237 | 324.8237 | 150 | 58.6576 | 118.8571 | 0.012756 | 185
MGC-02 | 2030-11-01 | 11 | 2031 | 2030 | Fall | 150 | 191.686 | 233.372 | 276.3212 | 332.787 |  | 7636.037 | 7217.1683 | 6969.4757 | 6824.6957 | 7291 |  | 332.787 | 332.787 | 332.787 | 150 | 56.4658 | 118.8571 | 0.012756 | 185
MGC-02 | 2030-12-01 | 12 | 2031 | 2030 | Winter | 150 | 196.7999 | 243.5999 | 291.818 | 344.9391 |  | 7658.1022 | 7189.3826 | 6935.683 | 6800.5358 | 7172 |  | 344.9391 | 344.9391 | 344.9391 | 150 | 53.1211 | 118.8571 | 0.012756 | 185
MGC-02 | 2031-01-01 | 1 | 2031 | 2031 | Winter | 150 | 197.85 | 245.7 | 295 | 347.1593 |  | 7658.1022 | 7181.9708 | 6927.2394 | 6796.8075 | 7172 |  | 347.1593 | 347.1593 | 347.1593 | 150 | 52.1593 | 118.8571 | 0.012756 | 185
MGC-02 | 2031-02-01 | 2 | 2031 | 2031 | Winter | 150 | 197.1114 | 244.2228 | 292.7618 | 345.6792 |  | 7658.1022 | 7187.1738 | 6933.1561 | 6799.3452 | 7172 |  | 345.6792 | 345.6792 | 345.6792 | 150 | 52.9174 | 118.8571 | 0.012756 | 185
MGC-02 | 2031-03-01 | 3 | 2031 | 2031 | Winter | 150 | 193.6855 | 237.3709 | 282.3802 | 337.5383 |  | 7658.1022 | 7211.9721 | 6962.0091 | 6816.1001 | 7172 |  | 337.5383 | 337.5383 | 337.5383 | 150 | 55.1581 | 118.8571 | 0.012756 | 185
MGC-02 | 2031-04-01 | 4 | 2031 | 2031 | Spring | 150 | 188.3286 | 226.6572 | 266.1472 | 324.8089 |  | 7636.037 | 7242.8984 | 7001.9029 | 6848.0417 | 7291 |  | 324.8089 | 324.8089 | 324.8089 | 150 | 58.6617 | 118.8571 | 0.012756 | 185
MGC-02 | 2031-05-01 | 5 | 2031 | 2031 | Spring | 150 | 185.9554 | 221.9107 | 258.9556 | 319.1695 |  | 7636.037 | 7261.7551 | 7026.3671 | 6869.0885 | 7291 |  | 319.1695 | 319.1695 | 319.1695 | 150 | 60.2138 | 118.8571 | 0.012756 | 185
MGC-02 | 2031-06-01 | 6 | 2031 | 2031 | Summer | 150 | 181.539 | 213.0781 | 245.5729 | 308.6751 |  | 7811.5139 | 7349.6636 | 7073.2391 | 6931.9071 | 7291 |  | 308.6751 | 308.6751 | 308.6751 | 150 | 63.1022 | 118.8571 | 0.012756 | 185
MGC-02 | 2031-07-01 | 7 | 2031 | 2031 | Summer | 150 | 181.2276 | 212.4552 | 244.6291 | 307.935 |  | 7811.5139 | 7353.1973 | 7077.2926 | 6934.0616 | 7291 |  | 307.935 | 307.935 | 307.935 | 150 | 63.3059 | 118.8571 | 0.012756 | 185
MGC-02 | 2031-08-01 | 8 | 2031 | 2031 | Summer | 150 | 181.2276 | 212.4552 | 244.6291 | 307.935 |  | 7811.5139 | 7353.1973 | 7077.2926 | 6934.0616 | 7291 |  | 307.935 | 307.935 | 307.935 | 150 | 63.3059 | 118.8571 | 0.012756 | 185
MGC-02 | 2031-09-01 | 9 | 2031 | 2031 | Summer | 150 | 182.7848 | 215.5697 | 249.348 | 311.6354 |  | 7811.5139 | 7335.7048 | 7057.5427 | 6924.5127 | 7291 |  | 311.6354 | 311.6354 | 311.6354 | 150 | 62.2875 | 118.8571 | 0.012756 | 185
MGC-02 | 2031-10-01 | 10 | 2032 | 2031 | Fall | 150 | 188.3348 | 226.6696 | 266.1661 | 324.8237 |  | 7636.037 | 7242.8497 | 7001.8404 | 6847.9911 | 7291 |  | 324.8237 | 324.8237 | 324.8237 | 150 | 58.6576 | 118.8571 | 0.012756 | 185
MGC-02 | 2031-11-01 | 11 | 2032 | 2031 | Fall | 150 | 191.686 | 233.372 | 276.3212 | 332.787 |  | 7636.037 | 7217.1683 | 6969.4757 | 6824.6957 | 7291 |  | 332.787 | 332.787 | 332.787 | 150 | 56.4658 | 118.8571 | 0.012756 | 185
MGC-02 | 2031-12-01 | 12 | 2032 | 2031 | Winter | 150 | 196.7999 | 243.5999 | 291.818 | 344.9391 |  | 7658.1022 | 7189.3826 | 6935.683 | 6800.5358 | 7172 |  | 344.9391 | 344.9391 | 344.9391 | 150 | 53.1211 | 118.8571 | 0.012756 | 185
MGC-02 | 2032-01-01 | 1 | 2032 | 2032 | Winter | 150 | 197.85 | 245.7 | 295 | 347.1593 |  | 7658.1022 | 7181.9708 | 6927.2394 | 6796.8075 | 7172 |  | 347.1593 | 347.1593 | 347.1593 | 150 | 52.1593 | 118.8571 | 0.012756 | 185
MGC-02 | 2032-02-01 | 2 | 2032 | 2032 | Winter | 150 | 197.1114 | 244.2228 | 292.7618 | 345.6792 |  | 7658.1022 | 7187.1738 | 6933.1561 | 6799.3452 | 7172 |  | 345.6792 | 345.6792 | 345.6792 | 150 | 52.9174 | 118.8571 | 0.012756 | 185
MGC-02 | 2032-03-01 | 3 | 2032 | 2032 | Winter | 150 | 193.6855 | 237.3709 | 282.3802 | 337.5383 |  | 7658.1022 | 7211.9721 | 6962.0091 | 6816.1001 | 7172 |  | 337.5383 | 337.5383 | 337.5383 | 150 | 55.1581 | 118.8571 | 0.012756 | 185
MGC-02 | 2032-04-01 | 4 | 2032 | 2032 | Spring | 150 | 188.3286 | 226.6572 | 266.1472 | 324.8089 |  | 7636.037 | 7242.8984 | 7001.9029 | 6848.0417 | 7291 |  | 324.8089 | 324.8089 | 324.8089 | 150 | 58.6617 | 118.8571 | 0.012756 | 185
MGC-02 | 2032-05-01 | 5 | 2032 | 2032 | Spring | 150 | 185.9554 | 221.9107 | 258.9556 | 319.1695 |  | 7636.037 | 7261.7551 | 7026.3671 | 6869.0885 | 7291 |  | 319.1695 | 319.1695 | 319.1695 | 150 | 60.2138 | 118.8571 | 0.012756 | 185
MGC-02 | 2032-06-01 | 6 | 2032 | 2032 | Summer | 150 | 181.539 | 213.0781 | 245.5729 | 308.6751 |  | 7811.5139 | 7349.6636 | 7073.2391 | 6931.9071 | 7291 |  | 308.6751 | 308.6751 | 308.6751 | 150 | 63.1022 | 118.8571 | 0.012756 | 185
MGC-02 | 2032-07-01 | 7 | 2032 | 2032 | Summer | 150 | 181.2276 | 212.4552 | 244.6291 | 307.935 |  | 7811.5139 | 7353.1973 | 7077.2926 | 6934.0616 | 7291 |  | 307.935 | 307.935 | 307.935 | 150 | 63.3059 | 118.8571 | 0.012756 | 185
MGC-02 | 2032-08-01 | 8 | 2032 | 2032 | Summer | 150 | 181.2276 | 212.4552 | 244.6291 | 307.935 |  | 7811.5139 | 7353.1973 | 7077.2926 | 6934.0616 | 7291 |  | 307.935 | 307.935 | 307.935 | 150 | 63.3059 | 118.8571 | 0.012756 | 185
MGC-02 | 2032-09-01 | 9 | 2032 | 2032 | Summer | 150 | 182.7848 | 215.5697 | 249.348 | 311.6354 |  | 7811.5139 | 7335.7048 | 7057.5427 | 6924.5127 | 7291 |  | 311.6354 | 311.6354 | 311.6354 | 150 | 62.2875 | 118.8571 | 0.012756 | 185
MGC-02 | 2032-10-01 | 10 | 2033 | 2032 | Fall | 150 | 188.3348 | 226.6696 | 266.1661 | 324.8237 |  | 7636.037 | 7242.8497 | 7001.8404 | 6847.9911 | 7291 |  | 324.8237 | 324.8237 | 324.8237 | 150 | 58.6576 | 118.8571 | 0.012756 | 185
MGC-02 | 2032-11-01 | 11 | 2033 | 2032 | Fall | 150 | 191.686 | 233.372 | 276.3212 | 332.787 |  | 7636.037 | 7217.1683 | 6969.4757 | 6824.6957 | 7291 |  | 332.787 | 332.787 | 332.787 | 150 | 56.4658 | 118.8571 | 0.012756 | 185
MGC-02 | 2032-12-01 | 12 | 2033 | 2032 | Winter | 150 | 196.7999 | 243.5999 | 291.818 | 344.9391 |  | 7658.1022 | 7189.3826 | 6935.683 | 6800.5358 | 7172 |  | 344.9391 | 344.9391 | 344.9391 | 150 | 53.1211 | 118.8571 | 0.012756 | 185
MGC-02 | 2033-01-01 | 1 | 2033 | 2033 | Winter | 150 | 197.85 | 245.7 | 295 | 347.1593 |  | 7658.1022 | 7181.9708 | 6927.2394 | 6796.8075 | 7172 |  | 347.1593 | 347.1593 | 347.1593 | 150 | 52.1593 | 118.8571 | 0.012756 | 185
MGC-02 | 2033-02-01 | 2 | 2033 | 2033 | Winter | 150 | 197.1114 | 244.2228 | 292.7618 | 345.6792 |  | 7658.1022 | 7187.1738 | 6933.1561 | 6799.3452 | 7172 |  | 345.6792 | 345.6792 | 345.6792 | 150 | 52.9174 | 118.8571 | 0.012756 | 185
MGC-02 | 2033-03-01 | 3 | 2033 | 2033 | Winter | 150 | 193.6855 | 237.3709 | 282.3802 | 337.5383 |  | 7658.1022 | 7211.9721 | 6962.0091 | 6816.1001 | 7172 |  | 337.5383 | 337.5383 | 337.5383 | 150 | 55.1581 | 118.8571 | 0.012756 | 185
MGC-02 | 2033-04-01 | 4 | 2033 | 2033 | Spring | 150 | 188.3286 | 226.6572 | 266.1472 | 324.8089 |  | 7636.037 | 7242.8984 | 7001.9029 | 6848.0417 | 7291 |  | 324.8089 | 324.8089 | 324.8089 | 150 | 58.6617 | 118.8571 | 0.012756 | 185
MGC-02 | 2033-05-01 | 5 | 2033 | 2033 | Spring | 150 | 185.9554 | 221.9107 | 258.9556 | 319.1695 |  | 7636.037 | 7261.7551 | 7026.3671 | 6869.0885 | 7291 |  | 319.1695 | 319.1695 | 319.1695 | 150 | 60.2138 | 118.8571 | 0.012756 | 185
MGC-02 | 2033-06-01 | 6 | 2033 | 2033 | Summer | 150 | 181.539 | 213.0781 | 245.5729 | 308.6751 |  | 7811.5139 | 7349.6636 | 7073.2391 | 6931.9071 | 7291 |  | 308.6751 | 308.6751 | 308.6751 | 150 | 63.1022 | 118.8571 | 0.012756 | 185
MGC-02 | 2033-07-01 | 7 | 2033 | 2033 | Summer | 150 | 181.2276 | 212.4552 | 244.6291 | 307.935 |  | 7811.5139 | 7353.1973 | 7077.2926 | 6934.0616 | 7291 |  | 307.935 | 307.935 | 307.935 | 150 | 63.3059 | 118.8571 | 0.012756 | 185
MGC-02 | 2033-08-01 | 8 | 2033 | 2033 | Summer | 150 | 181.2276 | 212.4552 | 244.6291 | 307.935 |  | 7811.5139 | 7353.1973 | 7077.2926 | 6934.0616 | 7291 |  | 307.935 | 307.935 | 307.935 | 150 | 63.3059 | 118.8571 | 0.012756 | 185
MGC-02 | 2033-09-01 | 9 | 2033 | 2033 | Summer | 150 | 182.7848 | 215.5697 | 249.348 | 311.6354 |  | 7811.5139 | 7335.7048 | 7057.5427 | 6924.5127 | 7291 |  | 311.6354 | 311.6354 | 311.6354 | 150 | 62.2875 | 118.8571 | 0.012756 | 185
MGC-02 | 2033-10-01 | 10 | 2034 | 2033 | Fall | 150 | 188.3348 | 226.6696 | 266.1661 | 324.8237 |  | 7636.037 | 7242.8497 | 7001.8404 | 6847.9911 | 7291 |  | 324.8237 | 324.8237 | 324.8237 | 150 | 58.6576 | 118.8571 | 0.012756 | 185
MGC-02 | 2033-11-01 | 11 | 2034 | 2033 | Fall | 150 | 191.686 | 233.372 | 276.3212 | 332.787 |  | 7636.037 | 7217.1683 | 6969.4757 | 6824.6957 | 7291 |  | 332.787 | 332.787 | 332.787 | 150 | 56.4658 | 118.8571 | 0.012756 | 185
MGC-02 | 2033-12-01 | 12 | 2034 | 2033 | Winter | 150 | 196.7999 | 243.5999 | 291.818 | 344.9391 |  | 7658.1022 | 7189.3826 | 6935.683 | 6800.5358 | 7172 |  | 344.9391 | 344.9391 | 344.9391 | 150 | 53.1211 | 118.8571 | 0.012756 | 185
MGC-02 | 2034-01-01 | 1 | 2034 | 2034 | Winter | 150 | 197.85 | 245.7 | 295 | 347.1593 |  | 7658.1022 | 7181.9708 | 6927.2394 | 6796.8075 | 7172 |  | 347.1593 | 347.1593 | 347.1593 | 150 | 52.1593 | 118.8571 | 0.012756 | 185
MGC-02 | 2034-02-01 | 2 | 2034 | 2034 | Winter | 150 | 197.1114 | 244.2228 | 292.7618 | 345.6792 |  | 7658.1022 | 7187.1738 | 6933.1561 | 6799.3452 | 7172 |  | 345.6792 | 345.6792 | 345.6792 | 150 | 52.9174 | 118.8571 | 0.012756 | 185
MGC-02 | 2034-03-01 | 3 | 2034 | 2034 | Winter | 150 | 193.6855 | 237.3709 | 282.3802 | 337.5383 |  | 7658.1022 | 7211.9721 | 6962.0091 | 6816.1001 | 7172 |  | 337.5383 | 337.5383 | 337.5383 | 150 | 55.1581 | 118.8571 | 0.012756 | 185
MGC-02 | 2034-04-01 | 4 | 2034 | 2034 | Spring | 150 | 188.3286 | 226.6572 | 266.1472 | 324.8089 |  | 7636.037 | 7242.8984 | 7001.9029 | 6848.0417 | 7291 |  | 324.8089 | 324.8089 | 324.8089 | 150 | 58.6617 | 118.8571 | 0.012756 | 185
MGC-02 | 2034-05-01 | 5 | 2034 | 2034 | Spring | 150 | 185.9554 | 221.9107 | 258.9556 | 319.1695 |  | 7636.037 | 7261.7551 | 7026.3671 | 6869.0885 | 7291 |  | 319.1695 | 319.1695 | 319.1695 | 150 | 60.2138 | 118.8571 | 0.012756 | 185
MGC-02 | 2034-06-01 | 6 | 2034 | 2034 | Summer | 150 | 181.539 | 213.0781 | 245.5729 | 308.6751 |  | 7811.5139 | 7349.6636 | 7073.2391 | 6931.9071 | 7291 |  | 308.6751 | 308.6751 | 308.6751 | 150 | 63.1022 | 118.8571 | 0.012756 | 185
MGC-02 | 2034-07-01 | 7 | 2034 | 2034 | Summer | 150 | 181.2276 | 212.4552 | 244.6291 | 307.935 |  | 7811.5139 | 7353.1973 | 7077.2926 | 6934.0616 | 7291 |  | 307.935 | 307.935 | 307.935 | 150 | 63.3059 | 118.8571 | 0.012756 | 185
MGC-02 | 2034-08-01 | 8 | 2034 | 2034 | Summer | 150 | 181.2276 | 212.4552 | 244.6291 | 307.935 |  | 7811.5139 | 7353.1973 | 7077.2926 | 6934.0616 | 7291 |  | 307.935 | 307.935 | 307.935 | 150 | 63.3059 | 118.8571 | 0.012756 | 185
MGC-02 | 2034-09-01 | 9 | 2034 | 2034 | Summer | 150 | 182.7848 | 215.5697 | 249.348 | 311.6354 |  | 7811.5139 | 7335.7048 | 7057.5427 | 6924.5127 | 7291 |  | 311.6354 | 311.6354 | 311.6354 | 150 | 62.2875 | 118.8571 | 0.012756 | 185
MGC-02 | 2034-10-01 | 10 | 2035 | 2034 | Fall | 150 | 188.3348 | 226.6696 | 266.1661 | 324.8237 |  | 7636.037 | 7242.8497 | 7001.8404 | 6847.9911 | 7291 |  | 324.8237 | 324.8237 | 324.8237 | 150 | 58.6576 | 118.8571 | 0.012756 | 185
MGC-02 | 2034-11-01 | 11 | 2035 | 2034 | Fall | 150 | 191.686 | 233.372 | 276.3212 | 332.787 |  | 7636.037 | 7217.1683 | 6969.4757 | 6824.6957 | 7291 |  | 332.787 | 332.787 | 332.787 | 150 | 56.4658 | 118.8571 | 0.012756 | 185
MGC-02 | 2034-12-01 | 12 | 2035 | 2034 | Winter | 150 | 196.7999 | 243.5999 | 291.818 | 344.9391 |  | 7658.1022 | 7189.3826 | 6935.683 | 6800.5358 | 7172 |  | 344.9391 | 344.9391 | 344.9391 | 150 | 53.1211 | 118.8571 | 0.012756 | 185
MGC-02 | 2035-01-01 | 1 | 2035 | 2035 | Winter | 150 | 197.85 | 245.7 | 295 | 347.1593 |  | 7658.1022 | 7181.9708 | 6927.2394 | 6796.8075 | 7172 |  | 347.1593 | 347.1593 | 347.1593 | 150 | 52.1593 | 118.8571 | 0.012756 | 185
MGC-02 | 2035-02-01 | 2 | 2035 | 2035 | Winter | 150 | 197.1114 | 244.2228 | 292.7618 | 345.6792 |  | 7658.1022 | 7187.1738 | 6933.1561 | 6799.3452 | 7172 |  | 345.6792 | 345.6792 | 345.6792 | 150 | 52.9174 | 118.8571 | 0.012756 | 185
MGC-02 | 2035-03-01 | 3 | 2035 | 2035 | Winter | 150 | 193.6855 | 237.3709 | 282.3802 | 337.5383 |  | 7658.1022 | 7211.9721 | 6962.0091 | 6816.1001 | 7172 |  | 337.5383 | 337.5383 | 337.5383 | 150 | 55.1581 | 118.8571 | 0.012756 | 185
MGC-02 | 2035-04-01 | 4 | 2035 | 2035 | Spring | 150 | 188.3286 | 226.6572 | 266.1472 | 324.8089 |  | 7636.037 | 7242.8984 | 7001.9029 | 6848.0417 | 7291 |  | 324.8089 | 324.8089 | 324.8089 | 150 | 58.6617 | 118.8571 | 0.012756 | 185
MGC-02 | 2035-05-01 | 5 | 2035 | 2035 | Spring | 150 | 185.9554 | 221.9107 | 258.9556 | 319.1695 |  | 7636.037 | 7261.7551 | 7026.3671 | 6869.0885 | 7291 |  | 319.1695 | 319.1695 | 319.1695 | 150 | 60.2138 | 118.8571 | 0.012756 | 185
MGC-02 | 2035-06-01 | 6 | 2035 | 2035 | Summer | 150 | 181.539 | 213.0781 | 245.5729 | 308.6751 |  | 7811.5139 | 7349.6636 | 7073.2391 | 6931.9071 | 7291 |  | 308.6751 | 308.6751 | 308.6751 | 150 | 63.1022 | 118.8571 | 0.012756 | 185
MGC-02 | 2035-07-01 | 7 | 2035 | 2035 | Summer | 150 | 181.2276 | 212.4552 | 244.6291 | 307.935 |  | 7811.5139 | 7353.1973 | 7077.2926 | 6934.0616 | 7291 |  | 307.935 | 307.935 | 307.935 | 150 | 63.3059 | 118.8571 | 0.012756 | 185
MGC-02 | 2035-08-01 | 8 | 2035 | 2035 | Summer | 150 | 181.2276 | 212.4552 | 244.6291 | 307.935 |  | 7811.5139 | 7353.1973 | 7077.2926 | 6934.0616 | 7291 |  | 307.935 | 307.935 | 307.935 | 150 | 63.3059 | 118.8571 | 0.012756 | 185
MGC-02 | 2035-09-01 | 9 | 2035 | 2035 | Summer | 150 | 182.7848 | 215.5697 | 249.348 | 311.6354 |  | 7811.5139 | 7335.7048 | 7057.5427 | 6924.5127 | 7291 |  | 311.6354 | 311.6354 | 311.6354 | 150 | 62.2875 | 118.8571 | 0.012756 | 185
MGC-02 | 2035-10-01 | 10 | 2036 | 2035 | Fall | 150 | 188.3348 | 226.6696 | 266.1661 | 324.8237 |  | 7636.037 | 7242.8497 | 7001.8404 | 6847.9911 | 7291 |  | 324.8237 | 324.8237 | 324.8237 | 150 | 58.6576 | 118.8571 | 0.012756 | 185
MGC-02 | 2035-11-01 | 11 | 2036 | 2035 | Fall | 150 | 191.686 | 233.372 | 276.3212 | 332.787 |  | 7636.037 | 7217.1683 | 6969.4757 | 6824.6957 | 7291 |  | 332.787 | 332.787 | 332.787 | 150 | 56.4658 | 118.8571 | 0.012756 | 185
MGC-02 | 2035-12-01 | 12 | 2036 | 2035 | Winter | 150 | 196.7999 | 243.5999 | 291.818 | 344.9391 |  | 7658.1022 | 7189.3826 | 6935.683 | 6800.5358 | 7172 |  | 344.9391 | 344.9391 | 344.9391 | 150 | 53.1211 | 118.8571 | 0.012756 | 185
MGC-02 | 2036-01-01 | 1 | 2036 | 2036 | Winter | 150 | 197.85 | 245.7 | 295 | 347.1593 |  | 7658.1022 | 7181.9708 | 6927.2394 | 6796.8075 | 7172 |  | 347.1593 | 347.1593 | 347.1593 | 150 | 52.1593 | 118.8571 | 0.012756 | 185
MGC-02 | 2036-02-01 | 2 | 2036 | 2036 | Winter | 150 | 197.1114 | 244.2228 | 292.7618 | 345.6792 |  | 7658.1022 | 7187.1738 | 6933.1561 | 6799.3452 | 7172 |  | 345.6792 | 345.6792 | 345.6792 | 150 | 52.9174 | 118.8571 | 0.012756 | 185
MGC-02 | 2036-03-01 | 3 | 2036 | 2036 | Winter | 150 | 193.6855 | 237.3709 | 282.3802 | 337.5383 |  | 7658.1022 | 7211.9721 | 6962.0091 | 6816.1001 | 7172 |  | 337.5383 | 337.5383 | 337.5383 | 150 | 55.1581 | 118.8571 | 0.012756 | 185
MGC-02 | 2036-04-01 | 4 | 2036 | 2036 | Spring | 150 | 188.3286 | 226.6572 | 266.1472 | 324.8089 |  | 7636.037 | 7242.8984 | 7001.9029 | 6848.0417 | 7291 |  | 324.8089 | 324.8089 | 324.8089 | 150 | 58.6617 | 118.8571 | 0.012756 | 185
MGC-02 | 2036-05-01 | 5 | 2036 | 2036 | Spring | 150 | 185.9554 | 221.9107 | 258.9556 | 319.1695 |  | 7636.037 | 7261.7551 | 7026.3671 | 6869.0885 | 7291 |  | 319.1695 | 319.1695 | 319.1695 | 150 | 60.2138 | 118.8571 | 0.012756 | 185
MGC-02 | 2036-06-01 | 6 | 2036 | 2036 | Summer | 150 | 181.539 | 213.0781 | 245.5729 | 308.6751 |  | 7811.5139 | 7349.6636 | 7073.2391 | 6931.9071 | 7291 |  | 308.6751 | 308.6751 | 308.6751 | 150 | 63.1022 | 118.8571 | 0.012756 | 185
MGC-02 | 2036-07-01 | 7 | 2036 | 2036 | Summer | 150 | 181.2276 | 212.4552 | 244.6291 | 307.935 |  | 7811.5139 | 7353.1973 | 7077.2926 | 6934.0616 | 7291 |  | 307.935 | 307.935 | 307.935 | 150 | 63.3059 | 118.8571 | 0.012756 | 185
MGC-02 | 2036-08-01 | 8 | 2036 | 2036 | Summer | 150 | 181.2276 | 212.4552 | 244.6291 | 307.935 |  | 7811.5139 | 7353.1973 | 7077.2926 | 6934.0616 | 7291 |  | 307.935 | 307.935 | 307.935 | 150 | 63.3059 | 118.8571 | 0.012756 | 185
MGC-02 | 2036-09-01 | 9 | 2036 | 2036 | Summer | 150 | 182.7848 | 215.5697 | 249.348 | 311.6354 |  | 7811.5139 | 7335.7048 | 7057.5427 | 6924.5127 | 7291 |  | 311.6354 | 311.6354 | 311.6354 | 150 | 62.2875 | 118.8571 | 0.012756 | 185
MGC-02 | 2036-10-01 | 10 | 2037 | 2036 | Fall | 150 | 188.3348 | 226.6696 | 266.1661 | 324.8237 |  | 7636.037 | 7242.8497 | 7001.8404 | 6847.9911 | 7291 |  | 324.8237 | 324.8237 | 324.8237 | 150 | 58.6576 | 118.8571 | 0.012756 | 185
MGC-02 | 2036-11-01 | 11 | 2037 | 2036 | Fall | 150 | 191.686 | 233.372 | 276.3212 | 332.787 |  | 7636.037 | 7217.1683 | 6969.4757 | 6824.6957 | 7291 |  | 332.787 | 332.787 | 332.787 | 150 | 56.4658 | 118.8571 | 0.012756 | 185
MGC-02 | 2036-12-01 | 12 | 2037 | 2036 | Winter | 150 | 196.7999 | 243.5999 | 291.818 | 344.9391 |  | 7658.1022 | 7189.3826 | 6935.683 | 6800.5358 | 7172 |  | 344.9391 | 344.9391 | 344.9391 | 150 | 53.1211 | 118.8571 | 0.012756 | 185
MGC-02 | 2037-01-01 | 1 | 2037 | 2037 | Winter | 150 | 197.85 | 245.7 | 295 | 347.1593 |  | 7658.1022 | 7181.9708 | 6927.2394 | 6796.8075 | 7172 |  | 347.1593 | 347.1593 | 347.1593 | 150 | 52.1593 | 118.8571 | 0.012756 | 185
MGC-02 | 2037-02-01 | 2 | 2037 | 2037 | Winter | 150 | 197.1114 | 244.2228 | 292.7618 | 345.6792 |  | 7658.1022 | 7187.1738 | 6933.1561 | 6799.3452 | 7172 |  | 345.6792 | 345.6792 | 345.6792 | 150 | 52.9174 | 118.8571 | 0.012756 | 185
MGC-02 | 2037-03-01 | 3 | 2037 | 2037 | Winter | 150 | 193.6855 | 237.3709 | 282.3802 | 337.5383 |  | 7658.1022 | 7211.9721 | 6962.0091 | 6816.1001 | 7172 |  | 337.5383 | 337.5383 | 337.5383 | 150 | 55.1581 | 118.8571 | 0.012756 | 185
MGC-02 | 2037-04-01 | 4 | 2037 | 2037 | Spring | 150 | 188.3286 | 226.6572 | 266.1472 | 324.8089 |  | 7636.037 | 7242.8984 | 7001.9029 | 6848.0417 | 7291 |  | 324.8089 | 324.8089 | 324.8089 | 150 | 58.6617 | 118.8571 | 0.012756 | 185
MGC-02 | 2037-05-01 | 5 | 2037 | 2037 | Spring | 150 | 185.9554 | 221.9107 | 258.9556 | 319.1695 |  | 7636.037 | 7261.7551 | 7026.3671 | 6869.0885 | 7291 |  | 319.1695 | 319.1695 | 319.1695 | 150 | 60.2138 | 118.8571 | 0.012756 | 185
MGC-02 | 2037-06-01 | 6 | 2037 | 2037 | Summer | 150 | 181.539 | 213.0781 | 245.5729 | 308.6751 |  | 7811.5139 | 7349.6636 | 7073.2391 | 6931.9071 | 7291 |  | 308.6751 | 308.6751 | 308.6751 | 150 | 63.1022 | 118.8571 | 0.012756 | 185
MGC-02 | 2037-07-01 | 7 | 2037 | 2037 | Summer | 150 | 181.2276 | 212.4552 | 244.6291 | 307.935 |  | 7811.5139 | 7353.1973 | 7077.2926 | 6934.0616 | 7291 |  | 307.935 | 307.935 | 307.935 | 150 | 63.3059 | 118.8571 | 0.012756 | 185
MGC-02 | 2037-08-01 | 8 | 2037 | 2037 | Summer | 150 | 181.2276 | 212.4552 | 244.6291 | 307.935 |  | 7811.5139 | 7353.1973 | 7077.2926 | 6934.0616 | 7291 |  | 307.935 | 307.935 | 307.935 | 150 | 63.3059 | 118.8571 | 0.012756 | 185
MGC-02 | 2037-09-01 | 9 | 2037 | 2037 | Summer | 150 | 182.7848 | 215.5697 | 249.348 | 311.6354 |  | 7811.5139 | 7335.7048 | 7057.5427 | 6924.5127 | 7291 |  | 311.6354 | 311.6354 | 311.6354 | 150 | 62.2875 | 118.8571 | 0.012756 | 185
MGC-02 | 2037-10-01 | 10 | 2038 | 2037 | Fall | 150 | 188.3348 | 226.6696 | 266.1661 | 324.8237 |  | 7636.037 | 7242.8497 | 7001.8404 | 6847.9911 | 7291 |  | 324.8237 | 324.8237 | 324.8237 | 150 | 58.6576 | 118.8571 | 0.012756 | 185
MGC-02 | 2037-11-01 | 11 | 2038 | 2037 | Fall | 150 | 191.686 | 233.372 | 276.3212 | 332.787 |  | 7636.037 | 7217.1683 | 6969.4757 | 6824.6957 | 7291 |  | 332.787 | 332.787 | 332.787 | 150 | 56.4658 | 118.8571 | 0.012756 | 185
MGC-02 | 2037-12-01 | 12 | 2038 | 2037 | Winter | 150 | 196.7999 | 243.5999 | 291.818 | 344.9391 |  | 7658.1022 | 7189.3826 | 6935.683 | 6800.5358 | 7172 |  | 344.9391 | 344.9391 | 344.9391 | 150 | 53.1211 | 118.8571 | 0.012756 | 185
MGC-02 | 2038-01-01 | 1 | 2038 | 2038 | Winter | 150 | 197.85 | 245.7 | 295 | 347.1593 |  | 7658.1022 | 7181.9708 | 6927.2394 | 6796.8075 | 7172 |  | 347.1593 | 347.1593 | 347.1593 | 150 | 52.1593 | 118.8571 | 0.012756 | 185
MGC-02 | 2038-02-01 | 2 | 2038 | 2038 | Winter | 150 | 197.1114 | 244.2228 | 292.7618 | 345.6792 |  | 7658.1022 | 7187.1738 | 6933.1561 | 6799.3452 | 7172 |  | 345.6792 | 345.6792 | 345.6792 | 150 | 52.9174 | 118.8571 | 0.012756 | 185
MGC-02 | 2038-03-01 | 3 | 2038 | 2038 | Winter | 150 | 193.6855 | 237.3709 | 282.3802 | 337.5383 |  | 7658.1022 | 7211.9721 | 6962.0091 | 6816.1001 | 7172 |  | 337.5383 | 337.5383 | 337.5383 | 150 | 55.1581 | 118.8571 | 0.012756 | 185
MGC-02 | 2038-04-01 | 4 | 2038 | 2038 | Spring | 150 | 188.3286 | 226.6572 | 266.1472 | 324.8089 |  | 7636.037 | 7242.8984 | 7001.9029 | 6848.0417 | 7291 |  | 324.8089 | 324.8089 | 324.8089 | 150 | 58.6617 | 118.8571 | 0.012756 | 185
MGC-02 | 2038-05-01 | 5 | 2038 | 2038 | Spring | 150 | 185.9554 | 221.9107 | 258.9556 | 319.1695 |  | 7636.037 | 7261.7551 | 7026.3671 | 6869.0885 | 7291 |  | 319.1695 | 319.1695 | 319.1695 | 150 | 60.2138 | 118.8571 | 0.012756 | 185
MGC-02 | 2038-06-01 | 6 | 2038 | 2038 | Summer | 150 | 181.539 | 213.0781 | 245.5729 | 308.6751 |  | 7811.5139 | 7349.6636 | 7073.2391 | 6931.9071 | 7291 |  | 308.6751 | 308.6751 | 308.6751 | 150 | 63.1022 | 118.8571 | 0.012756 | 185
MGC-02 | 2038-07-01 | 7 | 2038 | 2038 | Summer | 150 | 181.2276 | 212.4552 | 244.6291 | 307.935 |  | 7811.5139 | 7353.1973 | 7077.2926 | 6934.0616 | 7291 |  | 307.935 | 307.935 | 307.935 | 150 | 63.3059 | 118.8571 | 0.012756 | 185
MGC-02 | 2038-08-01 | 8 | 2038 | 2038 | Summer | 150 | 181.2276 | 212.4552 | 244.6291 | 307.935 |  | 7811.5139 | 7353.1973 | 7077.2926 | 6934.0616 | 7291 |  | 307.935 | 307.935 | 307.935 | 150 | 63.3059 | 118.8571 | 0.012756 | 185
MGC-02 | 2038-09-01 | 9 | 2038 | 2038 | Summer | 150 | 182.7848 | 215.5697 | 249.348 | 311.6354 |  | 7811.5139 | 7335.7048 | 7057.5427 | 6924.5127 | 7291 |  | 311.6354 | 311.6354 | 311.6354 | 150 | 62.2875 | 118.8571 | 0.012756 | 185
MGC-02 | 2038-10-01 | 10 | 2039 | 2038 | Fall | 150 | 188.3348 | 226.6696 | 266.1661 | 324.8237 |  | 7636.037 | 7242.8497 | 7001.8404 | 6847.9911 | 7291 |  | 324.8237 | 324.8237 | 324.8237 | 150 | 58.6576 | 118.8571 | 0.012756 | 185
MGC-02 | 2038-11-01 | 11 | 2039 | 2038 | Fall | 150 | 191.686 | 233.372 | 276.3212 | 332.787 |  | 7636.037 | 7217.1683 | 6969.4757 | 6824.6957 | 7291 |  | 332.787 | 332.787 | 332.787 | 150 | 56.4658 | 118.8571 | 0.012756 | 185
MGC-02 | 2038-12-01 | 12 | 2039 | 2038 | Winter | 150 | 196.7999 | 243.5999 | 291.818 | 344.9391 |  | 7658.1022 | 7189.3826 | 6935.683 | 6800.5358 | 7172 |  | 344.9391 | 344.9391 | 344.9391 | 150 | 53.1211 | 118.8571 | 0.012756 | 185
MGC-02 | 2039-01-01 | 1 | 2039 | 2039 | Winter | 150 | 197.85 | 245.7 | 295 | 347.1593 |  | 7658.1022 | 7181.9708 | 6927.2394 | 6796.8075 | 7172 |  | 347.1593 | 347.1593 | 347.1593 | 150 | 52.1593 | 118.8571 | 0.012756 | 185
MGC-02 | 2039-02-01 | 2 | 2039 | 2039 | Winter | 150 | 197.1114 | 244.2228 | 292.7618 | 345.6792 |  | 7658.1022 | 7187.1738 | 6933.1561 | 6799.3452 | 7172 |  | 345.6792 | 345.6792 | 345.6792 | 150 | 52.9174 | 118.8571 | 0.012756 | 185
MGC-02 | 2039-03-01 | 3 | 2039 | 2039 | Winter | 150 | 193.6855 | 237.3709 | 282.3802 | 337.5383 |  | 7658.1022 | 7211.9721 | 6962.0091 | 6816.1001 | 7172 |  | 337.5383 | 337.5383 | 337.5383 | 150 | 55.1581 | 118.8571 | 0.012756 | 185
MGC-02 | 2039-04-01 | 4 | 2039 | 2039 | Spring | 150 | 188.3286 | 226.6572 | 266.1472 | 324.8089 |  | 7636.037 | 7242.8984 | 7001.9029 | 6848.0417 | 7291 |  | 324.8089 | 324.8089 | 324.8089 | 150 | 58.6617 | 118.8571 | 0.012756 | 185
MGC-02 | 2039-05-01 | 5 | 2039 | 2039 | Spring | 150 | 185.9554 | 221.9107 | 258.9556 | 319.1695 |  | 7636.037 | 7261.7551 | 7026.3671 | 6869.0885 | 7291 |  | 319.1695 | 319.1695 | 319.1695 | 150 | 60.2138 | 118.8571 | 0.012756 | 185
MGC-02 | 2039-06-01 | 6 | 2039 | 2039 | Summer | 150 | 181.539 | 213.0781 | 245.5729 | 308.6751 |  | 7811.5139 | 7349.6636 | 7073.2391 | 6931.9071 | 7291 |  | 308.6751 | 308.6751 | 308.6751 | 150 | 63.1022 | 118.8571 | 0.012756 | 185
MGC-02 | 2039-07-01 | 7 | 2039 | 2039 | Summer | 150 | 181.2276 | 212.4552 | 244.6291 | 307.935 |  | 7811.5139 | 7353.1973 | 7077.2926 | 6934.0616 | 7291 |  | 307.935 | 307.935 | 307.935 | 150 | 63.3059 | 118.8571 | 0.012756 | 185
MGC-02 | 2039-08-01 | 8 | 2039 | 2039 | Summer | 150 | 181.2276 | 212.4552 | 244.6291 | 307.935 |  | 7811.5139 | 7353.1973 | 7077.2926 | 6934.0616 | 7291 |  | 307.935 | 307.935 | 307.935 | 150 | 63.3059 | 118.8571 | 0.012756 | 185
MGC-02 | 2039-09-01 | 9 | 2039 | 2039 | Summer | 150 | 182.7848 | 215.5697 | 249.348 | 311.6354 |  | 7811.5139 | 7335.7048 | 7057.5427 | 6924.5127 | 7291 |  | 311.6354 | 311.6354 | 311.6354 | 150 | 62.2875 | 118.8571 | 0.012756 | 185
MGC-02 | 2039-10-01 | 10 | 2040 | 2039 | Fall | 150 | 188.3348 | 226.6696 | 266.1661 | 324.8237 |  | 7636.037 | 7242.8497 | 7001.8404 | 6847.9911 | 7291 |  | 324.8237 | 324.8237 | 324.8237 | 150 | 58.6576 | 118.8571 | 0.012756 | 185
MGC-02 | 2039-11-01 | 11 | 2040 | 2039 | Fall | 150 | 191.686 | 233.372 | 276.3212 | 332.787 |  | 7636.037 | 7217.1683 | 6969.4757 | 6824.6957 | 7291 |  | 332.787 | 332.787 | 332.787 | 150 | 56.4658 | 118.8571 | 0.012756 | 185
MGC-02 | 2039-12-01 | 12 | 2040 | 2039 | Winter | 150 | 196.7999 | 243.5999 | 291.818 | 344.9391 |  | 7658.1022 | 7189.3826 | 6935.683 | 6800.5358 | 7172 |  | 344.9391 | 344.9391 | 344.9391 | 150 | 53.1211 | 118.8571 | 0.012756 | 185
MGC-02 | 2040-01-01 | 1 | 2040 | 2040 | Winter | 150 | 197.85 | 245.7 | 295 | 347.1593 |  | 7658.1022 | 7181.9708 | 6927.2394 | 6796.8075 | 7172 |  | 347.1593 | 347.1593 | 347.1593 | 150 | 52.1593 | 118.8571 | 0.012756 | 185
MGC-02 | 2040-02-01 | 2 | 2040 | 2040 | Winter | 150 | 197.1114 | 244.2228 | 292.7618 | 345.6792 |  | 7658.1022 | 7187.1738 | 6933.1561 | 6799.3452 | 7172 |  | 345.6792 | 345.6792 | 345.6792 | 150 | 52.9174 | 118.8571 | 0.012756 | 185
MGC-02 | 2040-03-01 | 3 | 2040 | 2040 | Winter | 150 | 193.6855 | 237.3709 | 282.3802 | 337.5383 |  | 7658.1022 | 7211.9721 | 6962.0091 | 6816.1001 | 7172 |  | 337.5383 | 337.5383 | 337.5383 | 150 | 55.1581 | 118.8571 | 0.012756 | 185
MGC-02 | 2040-04-01 | 4 | 2040 | 2040 | Spring | 150 | 188.3286 | 226.6572 | 266.1472 | 324.8089 |  | 7636.037 | 7242.8984 | 7001.9029 | 6848.0417 | 7291 |  | 324.8089 | 324.8089 | 324.8089 | 150 | 58.6617 | 118.8571 | 0.012756 | 185
MGC-02 | 2040-05-01 | 5 | 2040 | 2040 | Spring | 150 | 185.9554 | 221.9107 | 258.9556 | 319.1695 |  | 7636.037 | 7261.7551 | 7026.3671 | 6869.0885 | 7291 |  | 319.1695 | 319.1695 | 319.1695 | 150 | 60.2138 | 118.8571 | 0.012756 | 185
MGC-02 | 2040-06-01 | 6 | 2040 | 2040 | Summer | 150 | 181.539 | 213.0781 | 245.5729 | 308.6751 |  | 7811.5139 | 7349.6636 | 7073.2391 | 6931.9071 | 7291 |  | 308.6751 | 308.6751 | 308.6751 | 150 | 63.1022 | 118.8571 | 0.012756 | 185
MGC-02 | 2040-07-01 | 7 | 2040 | 2040 | Summer | 150 | 181.2276 | 212.4552 | 244.6291 | 307.935 |  | 7811.5139 | 7353.1973 | 7077.2926 | 6934.0616 | 7291 |  | 307.935 | 307.935 | 307.935 | 150 | 63.3059 | 118.8571 | 0.012756 | 185
MGC-02 | 2040-08-01 | 8 | 2040 | 2040 | Summer | 150 | 181.2276 | 212.4552 | 244.6291 | 307.935 |  | 7811.5139 | 7353.1973 | 7077.2926 | 6934.0616 | 7291 |  | 307.935 | 307.935 | 307.935 | 150 | 63.3059 | 118.8571 | 0.012756 | 185
MGC-02 | 2040-09-01 | 9 | 2040 | 2040 | Summer | 150 | 182.7848 | 215.5697 | 249.348 | 311.6354 |  | 7811.5139 | 7335.7048 | 7057.5427 | 6924.5127 | 7291 |  | 311.6354 | 311.6354 | 311.6354 | 150 | 62.2875 | 118.8571 | 0.012756 | 185
MGC-02 | 2040-10-01 | 10 | 2041 | 2040 | Fall | 150 | 188.3348 | 226.6696 | 266.1661 | 324.8237 |  | 7636.037 | 7242.8497 | 7001.8404 | 6847.9911 | 7291 |  | 324.8237 | 324.8237 | 324.8237 | 150 | 58.6576 | 118.8571 | 0.012756 | 185
MGC-02 | 2040-11-01 | 11 | 2041 | 2040 | Fall | 150 | 191.686 | 233.372 | 276.3212 | 332.787 |  | 7636.037 | 7217.1683 | 6969.4757 | 6824.6957 | 7291 |  | 332.787 | 332.787 | 332.787 | 150 | 56.4658 | 118.8571 | 0.012756 | 185
MGC-02 | 2040-12-01 | 12 | 2041 | 2040 | Winter | 150 | 196.7999 | 243.5999 | 291.818 | 344.9391 |  | 7658.1022 | 7189.3826 | 6935.683 | 6800.5358 | 7172 |  | 344.9391 | 344.9391 | 344.9391 | 150 | 53.1211 | 118.8571 | 0.012756 | 185
MGC-02 | 2041-01-01 | 1 | 2041 | 2041 | Winter | 150 | 197.85 | 245.7 | 295 | 347.1593 |  | 7658.1022 | 7181.9708 | 6927.2394 | 6796.8075 | 7172 |  | 347.1593 | 347.1593 | 347.1593 | 150 | 52.1593 | 118.8571 | 0.012756 | 185
MGC-02 | 2041-02-01 | 2 | 2041 | 2041 | Winter | 150 | 197.1114 | 244.2228 | 292.7618 | 345.6792 |  | 7658.1022 | 7187.1738 | 6933.1561 | 6799.3452 | 7172 |  | 345.6792 | 345.6792 | 345.6792 | 150 | 52.9174 | 118.8571 | 0.012756 | 185
MGC-02 | 2041-03-01 | 3 | 2041 | 2041 | Winter | 150 | 193.6855 | 237.3709 | 282.3802 | 337.5383 |  | 7658.1022 | 7211.9721 | 6962.0091 | 6816.1001 | 7172 |  | 337.5383 | 337.5383 | 337.5383 | 150 | 55.1581 | 118.8571 | 0.012756 | 185
MGC-02 | 2041-04-01 | 4 | 2041 | 2041 | Spring | 150 | 188.3286 | 226.6572 | 266.1472 | 324.8089 |  | 7636.037 | 7242.8984 | 7001.9029 | 6848.0417 | 7291 |  | 324.8089 | 324.8089 | 324.8089 | 150 | 58.6617 | 118.8571 | 0.012756 | 185
MGC-02 | 2041-05-01 | 5 | 2041 | 2041 | Spring | 150 | 185.9554 | 221.9107 | 258.9556 | 319.1695 |  | 7636.037 | 7261.7551 | 7026.3671 | 6869.0885 | 7291 |  | 319.1695 | 319.1695 | 319.1695 | 150 | 60.2138 | 118.8571 | 0.012756 | 185
MGC-02 | 2041-06-01 | 6 | 2041 | 2041 | Summer | 150 | 181.539 | 213.0781 | 245.5729 | 308.6751 |  | 7811.5139 | 7349.6636 | 7073.2391 | 6931.9071 | 7291 |  | 308.6751 | 308.6751 | 308.6751 | 150 | 63.1022 | 118.8571 | 0.012756 | 185
MGC-02 | 2041-07-01 | 7 | 2041 | 2041 | Summer | 150 | 181.2276 | 212.4552 | 244.6291 | 307.935 |  | 7811.5139 | 7353.1973 | 7077.2926 | 6934.0616 | 7291 |  | 307.935 | 307.935 | 307.935 | 150 | 63.3059 | 118.8571 | 0.012756 | 185
MGC-02 | 2041-08-01 | 8 | 2041 | 2041 | Summer | 150 | 181.2276 | 212.4552 | 244.6291 | 307.935 |  | 7811.5139 | 7353.1973 | 7077.2926 | 6934.0616 | 7291 |  | 307.935 | 307.935 | 307.935 | 150 | 63.3059 | 118.8571 | 0.012756 | 185
MGC-02 | 2041-09-01 | 9 | 2041 | 2041 | Summer | 150 | 182.7848 | 215.5697 | 249.348 | 311.6354 |  | 7811.5139 | 7335.7048 | 7057.5427 | 6924.5127 | 7291 |  | 311.6354 | 311.6354 | 311.6354 | 150 | 62.2875 | 118.8571 | 0.012756 | 185
MGC-02 | 2041-10-01 | 10 | 2042 | 2041 | Fall | 150 | 188.3348 | 226.6696 | 266.1661 | 324.8237 |  | 7636.037 | 7242.8497 | 7001.8404 | 6847.9911 | 7291 |  | 324.8237 | 324.8237 | 324.8237 | 150 | 58.6576 | 118.8571 | 0.012756 | 185
MGC-02 | 2041-11-01 | 11 | 2042 | 2041 | Fall | 150 | 191.686 | 233.372 | 276.3212 | 332.787 |  | 7636.037 | 7217.1683 | 6969.4757 | 6824.6957 | 7291 |  | 332.787 | 332.787 | 332.787 | 150 | 56.4658 | 118.8571 | 0.012756 | 185
MGC-02 | 2041-12-01 | 12 | 2042 | 2041 | Winter | 150 | 196.7999 | 243.5999 | 291.818 | 344.9391 |  | 7658.1022 | 7189.3826 | 6935.683 | 6800.5358 | 7172 |  | 344.9391 | 344.9391 | 344.9391 | 150 | 53.1211 | 118.8571 | 0.012756 | 185
MGC-02 | 2042-01-01 | 1 | 2042 | 2042 | Winter | 150 | 197.85 | 245.7 | 295 | 347.1593 |  | 7658.1022 | 7181.9708 | 6927.2394 | 6796.8075 | 7172 |  | 347.1593 | 347.1593 | 347.1593 | 150 | 52.1593 | 118.8571 | 0.012756 | 185
MGC-02 | 2042-02-01 | 2 | 2042 | 2042 | Winter | 150 | 197.1114 | 244.2228 | 292.7618 | 345.6792 |  | 7658.1022 | 7187.1738 | 6933.1561 | 6799.3452 | 7172 |  | 345.6792 | 345.6792 | 345.6792 | 150 | 52.9174 | 118.8571 | 0.012756 | 185
MGC-02 | 2042-03-01 | 3 | 2042 | 2042 | Winter | 150 | 193.6855 | 237.3709 | 282.3802 | 337.5383 |  | 7658.1022 | 7211.9721 | 6962.0091 | 6816.1001 | 7172 |  | 337.5383 | 337.5383 | 337.5383 | 150 | 55.1581 | 118.8571 | 0.012756 | 185
MGC-02 | 2042-04-01 | 4 | 2042 | 2042 | Spring | 150 | 188.3286 | 226.6572 | 266.1472 | 324.8089 |  | 7636.037 | 7242.8984 | 7001.9029 | 6848.0417 | 7291 |  | 324.8089 | 324.8089 | 324.8089 | 150 | 58.6617 | 118.8571 | 0.012756 | 185
MGC-02 | 2042-05-01 | 5 | 2042 | 2042 | Spring | 150 | 185.9554 | 221.9107 | 258.9556 | 319.1695 |  | 7636.037 | 7261.7551 | 7026.3671 | 6869.0885 | 7291 |  | 319.1695 | 319.1695 | 319.1695 | 150 | 60.2138 | 118.8571 | 0.012756 | 185
MGC-02 | 2042-06-01 | 6 | 2042 | 2042 | Summer | 150 | 181.539 | 213.0781 | 245.5729 | 308.6751 |  | 7811.5139 | 7349.6636 | 7073.2391 | 6931.9071 | 7291 |  | 308.6751 | 308.6751 | 308.6751 | 150 | 63.1022 | 118.8571 | 0.012756 | 185
MGC-02 | 2042-07-01 | 7 | 2042 | 2042 | Summer | 150 | 181.2276 | 212.4552 | 244.6291 | 307.935 |  | 7811.5139 | 7353.1973 | 7077.2926 | 6934.0616 | 7291 |  | 307.935 | 307.935 | 307.935 | 150 | 63.3059 | 118.8571 | 0.012756 | 185
MGC-02 | 2042-08-01 | 8 | 2042 | 2042 | Summer | 150 | 181.2276 | 212.4552 | 244.6291 | 307.935 |  | 7811.5139 | 7353.1973 | 7077.2926 | 6934.0616 | 7291 |  | 307.935 | 307.935 | 307.935 | 150 | 63.3059 | 118.8571 | 0.012756 | 185
MGC-02 | 2042-09-01 | 9 | 2042 | 2042 | Summer | 150 | 182.7848 | 215.5697 | 249.348 | 311.6354 |  | 7811.5139 | 7335.7048 | 7057.5427 | 6924.5127 | 7291 |  | 311.6354 | 311.6354 | 311.6354 | 150 | 62.2875 | 118.8571 | 0.012756 | 185
MGC-02 | 2042-10-01 | 10 | 2043 | 2042 | Fall | 150 | 188.3348 | 226.6696 | 266.1661 | 324.8237 |  | 7636.037 | 7242.8497 | 7001.8404 | 6847.9911 | 7291 |  | 324.8237 | 324.8237 | 324.8237 | 150 | 58.6576 | 118.8571 | 0.012756 | 185
MGC-02 | 2042-11-01 | 11 | 2043 | 2042 | Fall | 150 | 191.686 | 233.372 | 276.3212 | 332.787 |  | 7636.037 | 7217.1683 | 6969.4757 | 6824.6957 | 7291 |  | 332.787 | 332.787 | 332.787 | 150 | 56.4658 | 118.8571 | 0.012756 | 185
MGC-02 | 2042-12-01 | 12 | 2043 | 2042 | Winter | 150 | 196.7999 | 243.5999 | 291.818 | 344.9391 |  | 7658.1022 | 7189.3826 | 6935.683 | 6800.5358 | 7172 |  | 344.9391 | 344.9391 | 344.9391 | 150 | 53.1211 | 118.8571 | 0.012756 | 185
MGC-02 | 2043-01-01 | 1 | 2043 | 2043 | Winter | 150 | 197.85 | 245.7 | 295 | 347.1593 |  | 7658.1022 | 7181.9708 | 6927.2394 | 6796.8075 | 7172 |  | 347.1593 | 347.1593 | 347.1593 | 150 | 52.1593 | 118.8571 | 0.012756 | 185
MGC-02 | 2043-02-01 | 2 | 2043 | 2043 | Winter | 150 | 197.1114 | 244.2228 | 292.7618 | 345.6792 |  | 7658.1022 | 7187.1738 | 6933.1561 | 6799.3452 | 7172 |  | 345.6792 | 345.6792 | 345.6792 | 150 | 52.9174 | 118.8571 | 0.012756 | 185
MGC-02 | 2043-03-01 | 3 | 2043 | 2043 | Winter | 150 | 193.6855 | 237.3709 | 282.3802 | 337.5383 |  | 7658.1022 | 7211.9721 | 6962.0091 | 6816.1001 | 7172 |  | 337.5383 | 337.5383 | 337.5383 | 150 | 55.1581 | 118.8571 | 0.012756 | 185
MGC-02 | 2043-04-01 | 4 | 2043 | 2043 | Spring | 150 | 188.3286 | 226.6572 | 266.1472 | 324.8089 |  | 7636.037 | 7242.8984 | 7001.9029 | 6848.0417 | 7291 |  | 324.8089 | 324.8089 | 324.8089 | 150 | 58.6617 | 118.8571 | 0.012756 | 185
MGC-02 | 2043-05-01 | 5 | 2043 | 2043 | Spring | 150 | 185.9554 | 221.9107 | 258.9556 | 319.1695 |  | 7636.037 | 7261.7551 | 7026.3671 | 6869.0885 | 7291 |  | 319.1695 | 319.1695 | 319.1695 | 150 | 60.2138 | 118.8571 | 0.012756 | 185
MGC-02 | 2043-06-01 | 6 | 2043 | 2043 | Summer | 150 | 181.539 | 213.0781 | 245.5729 | 308.6751 |  | 7811.5139 | 7349.6636 | 7073.2391 | 6931.9071 | 7291 |  | 308.6751 | 308.6751 | 308.6751 | 150 | 63.1022 | 118.8571 | 0.012756 | 185
MGC-02 | 2043-07-01 | 7 | 2043 | 2043 | Summer | 150 | 181.2276 | 212.4552 | 244.6291 | 307.935 |  | 7811.5139 | 7353.1973 | 7077.2926 | 6934.0616 | 7291 |  | 307.935 | 307.935 | 307.935 | 150 | 63.3059 | 118.8571 | 0.012756 | 185
MGC-02 | 2043-08-01 | 8 | 2043 | 2043 | Summer | 150 | 181.2276 | 212.4552 | 244.6291 | 307.935 |  | 7811.5139 | 7353.1973 | 7077.2926 | 6934.0616 | 7291 |  | 307.935 | 307.935 | 307.935 | 150 | 63.3059 | 118.8571 | 0.012756 | 185
MGC-02 | 2043-09-01 | 9 | 2043 | 2043 | Summer | 150 | 182.7848 | 215.5697 | 249.348 | 311.6354 |  | 7811.5139 | 7335.7048 | 7057.5427 | 6924.5127 | 7291 |  | 311.6354 | 311.6354 | 311.6354 | 150 | 62.2875 | 118.8571 | 0.012756 | 185
MGC-02 | 2043-10-01 | 10 | 2044 | 2043 | Fall | 150 | 188.3348 | 226.6696 | 266.1661 | 324.8237 |  | 7636.037 | 7242.8497 | 7001.8404 | 6847.9911 | 7291 |  | 324.8237 | 324.8237 | 324.8237 | 150 | 58.6576 | 118.8571 | 0.012756 | 185
MGC-02 | 2043-11-01 | 11 | 2044 | 2043 | Fall | 150 | 191.686 | 233.372 | 276.3212 | 332.787 |  | 7636.037 | 7217.1683 | 6969.4757 | 6824.6957 | 7291 |  | 332.787 | 332.787 | 332.787 | 150 | 56.4658 | 118.8571 | 0.012756 | 185
MGC-02 | 2043-12-01 | 12 | 2044 | 2043 | Winter | 150 | 196.7999 | 243.5999 | 291.818 | 344.9391 |  | 7658.1022 | 7189.3826 | 6935.683 | 6800.5358 | 7172 |  | 344.9391 | 344.9391 | 344.9391 | 150 | 53.1211 | 118.8571 | 0.012756 | 185
MGC-02 | 2044-01-01 | 1 | 2044 | 2044 | Winter | 150 | 197.85 | 245.7 | 295 | 347.1593 |  | 7658.1022 | 7181.9708 | 6927.2394 | 6796.8075 | 7172 |  | 347.1593 | 347.1593 | 347.1593 | 150 | 52.1593 | 118.8571 | 0.012756 | 185
MGC-02 | 2044-02-01 | 2 | 2044 | 2044 | Winter | 150 | 197.1114 | 244.2228 | 292.7618 | 345.6792 |  | 7658.1022 | 7187.1738 | 6933.1561 | 6799.3452 | 7172 |  | 345.6792 | 345.6792 | 345.6792 | 150 | 52.9174 | 118.8571 | 0.012756 | 185
MGC-02 | 2044-03-01 | 3 | 2044 | 2044 | Winter | 150 | 193.6855 | 237.3709 | 282.3802 | 337.5383 |  | 7658.1022 | 7211.9721 | 6962.0091 | 6816.1001 | 7172 |  | 337.5383 | 337.5383 | 337.5383 | 150 | 55.1581 | 118.8571 | 0.012756 | 185
MGC-02 | 2044-04-01 | 4 | 2044 | 2044 | Spring | 150 | 188.3286 | 226.6572 | 266.1472 | 324.8089 |  | 7636.037 | 7242.8984 | 7001.9029 | 6848.0417 | 7291 |  | 324.8089 | 324.8089 | 324.8089 | 150 | 58.6617 | 118.8571 | 0.012756 | 185
MGC-02 | 2044-05-01 | 5 | 2044 | 2044 | Spring | 150 | 185.9554 | 221.9107 | 258.9556 | 319.1695 |  | 7636.037 | 7261.7551 | 7026.3671 | 6869.0885 | 7291 |  | 319.1695 | 319.1695 | 319.1695 | 150 | 60.2138 | 118.8571 | 0.012756 | 185
MGC-02 | 2044-06-01 | 6 | 2044 | 2044 | Summer | 150 | 181.539 | 213.0781 | 245.5729 | 308.6751 |  | 7811.5139 | 7349.6636 | 7073.2391 | 6931.9071 | 7291 |  | 308.6751 | 308.6751 | 308.6751 | 150 | 63.1022 | 118.8571 | 0.012756 | 185
MGC-02 | 2044-07-01 | 7 | 2044 | 2044 | Summer | 150 | 181.2276 | 212.4552 | 244.6291 | 307.935 |  | 7811.5139 | 7353.1973 | 7077.2926 | 6934.0616 | 7291 |  | 307.935 | 307.935 | 307.935 | 150 | 63.3059 | 118.8571 | 0.012756 | 185
MGC-02 | 2044-08-01 | 8 | 2044 | 2044 | Summer | 150 | 181.2276 | 212.4552 | 244.6291 | 307.935 |  | 7811.5139 | 7353.1973 | 7077.2926 | 6934.0616 | 7291 |  | 307.935 | 307.935 | 307.935 | 150 | 63.3059 | 118.8571 | 0.012756 | 185
MGC-02 | 2044-09-01 | 9 | 2044 | 2044 | Summer | 150 | 182.7848 | 215.5697 | 249.348 | 311.6354 |  | 7811.5139 | 7335.7048 | 7057.5427 | 6924.5127 | 7291 |  | 311.6354 | 311.6354 | 311.6354 | 150 | 62.2875 | 118.8571 | 0.012756 | 185
MGC-02 | 2044-10-01 | 10 | 2045 | 2044 | Fall | 150 | 188.3348 | 226.6696 | 266.1661 | 324.8237 |  | 7636.037 | 7242.8497 | 7001.8404 | 6847.9911 | 7291 |  | 324.8237 | 324.8237 | 324.8237 | 150 | 58.6576 | 118.8571 | 0.012756 | 185
MGC-02 | 2044-11-01 | 11 | 2045 | 2044 | Fall | 150 | 191.686 | 233.372 | 276.3212 | 332.787 |  | 7636.037 | 7217.1683 | 6969.4757 | 6824.6957 | 7291 |  | 332.787 | 332.787 | 332.787 | 150 | 56.4658 | 118.8571 | 0.012756 | 185
MGC-02 | 2044-12-01 | 12 | 2045 | 2044 | Winter | 150 | 196.7999 | 243.5999 | 291.818 | 344.9391 |  | 7658.1022 | 7189.3826 | 6935.683 | 6800.5358 | 7172 |  | 344.9391 | 344.9391 | 344.9391 | 150 | 53.1211 | 118.8571 | 0.012756 | 185
MGC-02 | 2045-01-01 | 1 | 2045 | 2045 | Winter | 150 | 197.85 | 245.7 | 295 | 347.1593 |  | 7658.1022 | 7181.9708 | 6927.2394 | 6796.8075 | 7172 |  | 347.1593 | 347.1593 | 347.1593 | 150 | 52.1593 | 118.8571 | 0.012756 | 185
MGC-02 | 2045-02-01 | 2 | 2045 | 2045 | Winter | 150 | 197.1114 | 244.2228 | 292.7618 | 345.6792 |  | 7658.1022 | 7187.1738 | 6933.1561 | 6799.3452 | 7172 |  | 345.6792 | 345.6792 | 345.6792 | 150 | 52.9174 | 118.8571 | 0.012756 | 185
MGC-02 | 2045-03-01 | 3 | 2045 | 2045 | Winter | 150 | 193.6855 | 237.3709 | 282.3802 | 337.5383 |  | 7658.1022 | 7211.9721 | 6962.0091 | 6816.1001 | 7172 |  | 337.5383 | 337.5383 | 337.5383 | 150 | 55.1581 | 118.8571 | 0.012756 | 185
MGC-02 | 2045-04-01 | 4 | 2045 | 2045 | Spring | 150 | 188.3286 | 226.6572 | 266.1472 | 324.8089 |  | 7636.037 | 7242.8984 | 7001.9029 | 6848.0417 | 7291 |  | 324.8089 | 324.8089 | 324.8089 | 150 | 58.6617 | 118.8571 | 0.012756 | 185
MGC-02 | 2045-05-01 | 5 | 2045 | 2045 | Spring | 150 | 185.9554 | 221.9107 | 258.9556 | 319.1695 |  | 7636.037 | 7261.7551 | 7026.3671 | 6869.0885 | 7291 |  | 319.1695 | 319.1695 | 319.1695 | 150 | 60.2138 | 118.8571 | 0.012756 | 185
MGC-02 | 2045-06-01 | 6 | 2045 | 2045 | Summer | 150 | 181.539 | 213.0781 | 245.5729 | 308.6751 |  | 7811.5139 | 7349.6636 | 7073.2391 | 6931.9071 | 7291 |  | 308.6751 | 308.6751 | 308.6751 | 150 | 63.1022 | 118.8571 | 0.012756 | 185
MGC-02 | 2045-07-01 | 7 | 2045 | 2045 | Summer | 150 | 181.2276 | 212.4552 | 244.6291 | 307.935 |  | 7811.5139 | 7353.1973 | 7077.2926 | 6934.0616 | 7291 |  | 307.935 | 307.935 | 307.935 | 150 | 63.3059 | 118.8571 | 0.012756 | 185
MGC-02 | 2045-08-01 | 8 | 2045 | 2045 | Summer | 150 | 181.2276 | 212.4552 | 244.6291 | 307.935 |  | 7811.5139 | 7353.1973 | 7077.2926 | 6934.0616 | 7291 |  | 307.935 | 307.935 | 307.935 | 150 | 63.3059 | 118.8571 | 0.012756 | 185
MGC-02 | 2045-09-01 | 9 | 2045 | 2045 | Summer | 150 | 182.7848 | 215.5697 | 249.348 | 311.6354 |  | 7811.5139 | 7335.7048 | 7057.5427 | 6924.5127 | 7291 |  | 311.6354 | 311.6354 | 311.6354 | 150 | 62.2875 | 118.8571 | 0.012756 | 185
MGC-02 | 2045-10-01 | 10 | 2046 | 2045 | Fall | 150 | 188.3348 | 226.6696 | 266.1661 | 324.8237 |  | 7636.037 | 7242.8497 | 7001.8404 | 6847.9911 | 7291 |  | 324.8237 | 324.8237 | 324.8237 | 150 | 58.6576 | 118.8571 | 0.012756 | 185
MGC-02 | 2045-11-01 | 11 | 2046 | 2045 | Fall | 150 | 191.686 | 233.372 | 276.3212 | 332.787 |  | 7636.037 | 7217.1683 | 6969.4757 | 6824.6957 | 7291 |  | 332.787 | 332.787 | 332.787 | 150 | 56.4658 | 118.8571 | 0.012756 | 185
MGC-02 | 2045-12-01 | 12 | 2046 | 2045 | Winter | 150 | 196.7999 | 243.5999 | 291.818 | 344.9391 |  | 7658.1022 | 7189.3826 | 6935.683 | 6800.5358 | 7172 |  | 344.9391 | 344.9391 | 344.9391 | 150 | 53.1211 | 118.8571 | 0.012756 | 185
MGC-02 | 2046-01-01 | 1 | 2046 | 2046 | Winter | 150 | 197.85 | 245.7 | 295 | 347.1593 |  | 7658.1022 | 7181.9708 | 6927.2394 | 6796.8075 | 7172 |  | 347.1593 | 347.1593 | 347.1593 | 150 | 52.1593 | 118.8571 | 0.012756 | 185
MGC-02 | 2046-02-01 | 2 | 2046 | 2046 | Winter | 150 | 197.1114 | 244.2228 | 292.7618 | 345.6792 |  | 7658.1022 | 7187.1738 | 6933.1561 | 6799.3452 | 7172 |  | 345.6792 | 345.6792 | 345.6792 | 150 | 52.9174 | 118.8571 | 0.012756 | 185
MGC-02 | 2046-03-01 | 3 | 2046 | 2046 | Winter | 150 | 193.6855 | 237.3709 | 282.3802 | 337.5383 |  | 7658.1022 | 7211.9721 | 6962.0091 | 6816.1001 | 7172 |  | 337.5383 | 337.5383 | 337.5383 | 150 | 55.1581 | 118.8571 | 0.012756 | 185
MGC-02 | 2046-04-01 | 4 | 2046 | 2046 | Spring | 150 | 188.3286 | 226.6572 | 266.1472 | 324.8089 |  | 7636.037 | 7242.8984 | 7001.9029 | 6848.0417 | 7291 |  | 324.8089 | 324.8089 | 324.8089 | 150 | 58.6617 | 118.8571 | 0.012756 | 185
MGC-02 | 2046-05-01 | 5 | 2046 | 2046 | Spring | 150 | 185.9554 | 221.9107 | 258.9556 | 319.1695 |  | 7636.037 | 7261.7551 | 7026.3671 | 6869.0885 | 7291 |  | 319.1695 | 319.1695 | 319.1695 | 150 | 60.2138 | 118.8571 | 0.012756 | 185
MGC-02 | 2046-06-01 | 6 | 2046 | 2046 | Summer | 150 | 181.539 | 213.0781 | 245.5729 | 308.6751 |  | 7811.5139 | 7349.6636 | 7073.2391 | 6931.9071 | 7291 |  | 308.6751 | 308.6751 | 308.6751 | 150 | 63.1022 | 118.8571 | 0.012756 | 185
MGC-02 | 2046-07-01 | 7 | 2046 | 2046 | Summer | 150 | 181.2276 | 212.4552 | 244.6291 | 307.935 |  | 7811.5139 | 7353.1973 | 7077.2926 | 6934.0616 | 7291 |  | 307.935 | 307.935 | 307.935 | 150 | 63.3059 | 118.8571 | 0.012756 | 185
MGC-02 | 2046-08-01 | 8 | 2046 | 2046 | Summer | 150 | 181.2276 | 212.4552 | 244.6291 | 307.935 |  | 7811.5139 | 7353.1973 | 7077.2926 | 6934.0616 | 7291 |  | 307.935 | 307.935 | 307.935 | 150 | 63.3059 | 118.8571 | 0.012756 | 185
MGC-02 | 2046-09-01 | 9 | 2046 | 2046 | Summer | 150 | 182.7848 | 215.5697 | 249.348 | 311.6354 |  | 7811.5139 | 7335.7048 | 7057.5427 | 6924.5127 | 7291 |  | 311.6354 | 311.6354 | 311.6354 | 150 | 62.2875 | 118.8571 | 0.012756 | 185
MGC-03 | 2016-10-01 | 10 | 2017 | 2016 | Fall | 150 | 182.7338 | 215.4676 | 249.1934 | 311.0439 |  | 7544.5796 | 7220.1278 | 7039.0794 | 6932.2222 | 7365 |  | 311.0439 | 311.0439 | 311.0439 | 150 | 61.8505 | 118.8571 | 0.012756 | 185
MGC-03 | 2016-11-01 | 11 | 2017 | 2016 | Fall | 150 | 185.1622 | 220.3244 | 256.5521 | 316.8315 |  | 7544.5796 | 7203.0334 | 7019.3825 | 6918.9554 | 7365 |  | 316.8315 | 316.8315 | 316.8315 | 150 | 60.2794 | 118.8571 | 0.012756 | 185
MGC-03 | 2016-12-01 | 12 | 2017 | 2016 | Winter | 150 | 187.95 | 225.9 | 265 | 325.6634 |  | 7481.9314 | 7160.0935 | 6997.6813 | 6898.2693 | 7383 |  | 325.6634 | 325.6634 | 325.6634 | 150 | 60.6634 | 118.8571 | 0.012756 | 185
MGC-03 | 2017-01-01 | 1 | 2017 | 2017 | Winter | 150 | 187.95 | 225.9 | 265 | 327.2771 |  | 7481.9314 | 7160.0935 | 6997.6813 | 6898.2693 | 7383 |  | 327.2771 | 327.2771 | 327.2771 | 150 | 62.2771 | 118.8571 | 0.012756 | 185
MGC-03 | 2017-02-01 | 2 | 2017 | 2017 | Winter | 150 | 187.95 | 225.9 | 265 | 326.2013 |  | 7481.9314 | 7160.0935 | 6997.6813 | 6898.2693 | 7383 |  | 326.2013 | 326.2013 | 326.2013 | 150 | 61.2013 | 118.8571 | 0.012756 | 185
MGC-03 | 2017-03-01 | 3 | 2017 | 2017 | Winter | 150 | 186.6111 | 223.2222 | 260.9427 | 320.2847 |  | 7481.9314 | 7167.6326 | 7006.9448 | 6904.1215 | 7383 |  | 320.2847 | 320.2847 | 320.2847 | 150 | 59.3419 | 118.8571 | 0.012756 | 185
MGC-03 | 2017-04-01 | 4 | 2017 | 2017 | Spring | 150 | 182.7293 | 215.4586 | 249.1797 | 311.0332 |  | 7544.5796 | 7220.1602 | 7039.1174 | 6932.2507 | 7365 |  | 311.0332 | 311.0332 | 311.0332 | 150 | 61.8535 | 118.8571 | 0.012756 | 185
MGC-03 | 2017-05-01 | 5 | 2017 | 2017 | Spring | 150 | 181.0096 | 212.0192 | 243.9684 | 306.9346 |  | 7544.5796 | 7232.7217 | 7053.9981 | 6944.0757 | 7365 |  | 306.9346 | 306.9346 | 306.9346 | 150 | 62.9661 | 118.8571 | 0.012756 | 185
MGC-03 | 2017-06-01 | 6 | 2017 | 2017 | Summer | 150 | 177.8093 | 205.6187 | 234.2708 | 299.3075 |  | 7587.8384 | 7277.3175 | 7087.0143 | 6961.7411 | 7457 |  | 299.3075 | 299.3075 | 299.3075 | 150 | 65.0367 | 118.8571 | 0.012756 | 185
MGC-03 | 2017-07-01 | 7 | 2017 | 2017 | Summer | 150 | 177.5837 | 205.1673 | 233.5869 | 298.7696 |  | 7587.8384 | 7279.2318 | 7089.5211 | 6963.8599 | 7457 |  | 298.7696 | 298.7696 | 298.7696 | 150 | 65.1827 | 118.8571 | 0.012756 | 185
MGC-03 | 2017-08-01 | 8 | 2017 | 2017 | Summer | 150 | 177.5837 | 205.1673 | 233.5869 | 298.7696 |  | 7587.8384 | 7279.2318 | 7089.5211 | 6963.8599 | 7457 |  | 298.7696 | 298.7696 | 298.7696 | 150 | 65.1827 | 118.8571 | 0.012756 | 185
MGC-03 | 2017-09-01 | 9 | 2017 | 2017 | Summer | 150 | 178.7121 | 207.4242 | 237.0063 | 301.459 |  | 7587.8384 | 7269.7347 | 7077.1484 | 6953.7921 | 7457 |  | 301.459 | 301.459 | 301.459 | 150 | 64.4526 | 118.8571 | 0.012756 | 185
MGC-03 | 2017-10-01 | 10 | 2018 | 2017 | Fall | 150 | 182.7338 | 215.4676 | 249.1934 | 311.0439 |  | 7544.5796 | 7220.1278 | 7039.0794 | 6932.2222 | 7365 |  | 311.0439 | 311.0439 | 311.0439 | 150 | 61.8505 | 118.8571 | 0.012756 | 185
MGC-03 | 2017-11-01 | 11 | 2018 | 2017 | Fall | 150 | 191.686 | 233.372 | 276.3212 | 332.787 |  | 7636.037 | 7217.1683 | 6969.4757 | 6824.6957 | 7291 |  | 332.787 | 332.787 | 332.787 | 150 | 56.4658 | 118.8571 | 0.012756 | 185
MGC-03 | 2017-12-01 | 12 | 2018 | 2017 | Winter | 150 | 196.7999 | 243.5999 | 291.818 | 344.9391 |  | 7658.1022 | 7189.3826 | 6935.683 | 6800.5358 | 7172 |  | 344.9391 | 344.9391 | 344.9391 | 150 | 53.1211 | 118.8571 | 0.012756 | 185
MGC-03 | 2018-01-01 | 1 | 2018 | 2018 | Winter | 150 | 197.85 | 245.7 | 295 | 347.1593 |  | 7658.1022 | 7181.9708 | 6927.2394 | 6796.8075 | 7172 |  | 347.1593 | 347.1593 | 347.1593 | 150 | 52.1593 | 118.8571 | 0.012756 | 185
MGC-03 | 2018-02-01 | 2 | 2018 | 2018 | Winter | 150 | 197.1114 | 244.2228 | 292.7618 | 345.6792 |  | 7658.1022 | 7187.1738 | 6933.1561 | 6799.3452 | 7172 |  | 345.6792 | 345.6792 | 345.6792 | 150 | 52.9174 | 118.8571 | 0.012756 | 185
MGC-03 | 2018-03-01 | 3 | 2018 | 2018 | Winter | 150 | 193.6855 | 237.3709 | 282.3802 | 337.5383 |  | 7658.1022 | 7211.9721 | 6962.0091 | 6816.1001 | 7172 |  | 337.5383 | 337.5383 | 337.5383 | 150 | 55.1581 | 118.8571 | 0.012756 | 185
MGC-03 | 2018-04-01 | 4 | 2018 | 2018 | Spring | 150 | 188.3286 | 226.6572 | 266.1472 | 324.8089 |  | 7636.037 | 7242.8984 | 7001.9029 | 6848.0417 | 7291 |  | 324.8089 | 324.8089 | 324.8089 | 150 | 58.6617 | 118.8571 | 0.012756 | 185
MGC-03 | 2018-05-01 | 5 | 2018 | 2018 | Spring | 150 | 185.9554 | 221.9107 | 258.9556 | 319.1695 |  | 7636.037 | 7261.7551 | 7026.3671 | 6869.0885 | 7291 |  | 319.1695 | 319.1695 | 319.1695 | 150 | 60.2138 | 118.8571 | 0.012756 | 185
MGC-03 | 2018-06-01 | 6 | 2018 | 2018 | Summer | 150 | 181.539 | 213.0781 | 245.5729 | 308.6751 |  | 7811.5139 | 7349.6636 | 7073.2391 | 6931.9071 | 7291 |  | 308.6751 | 308.6751 | 308.6751 | 150 | 63.1022 | 118.8571 | 0.012756 | 185
MGC-03 | 2018-07-01 | 7 | 2018 | 2018 | Summer | 150 | 181.2276 | 212.4552 | 244.6291 | 307.935 |  | 7811.5139 | 7353.1973 | 7077.2926 | 6934.0616 | 7291 |  | 307.935 | 307.935 | 307.935 | 150 | 63.3059 | 118.8571 | 0.012756 | 185
MGC-03 | 2018-08-01 | 8 | 2018 | 2018 | Summer | 150 | 181.2276 | 212.4552 | 244.6291 | 307.935 |  | 7811.5139 | 7353.1973 | 7077.2926 | 6934.0616 | 7291 |  | 307.935 | 307.935 | 307.935 | 150 | 63.3059 | 118.8571 | 0.012756 | 185
MGC-03 | 2018-09-01 | 9 | 2018 | 2018 | Summer | 150 | 182.7848 | 215.5697 | 249.348 | 311.6354 |  | 7811.5139 | 7335.7048 | 7057.5427 | 6924.5127 | 7291 |  | 311.6354 | 311.6354 | 311.6354 | 150 | 62.2875 | 118.8571 | 0.012756 | 185
MGC-03 | 2018-10-01 | 10 | 2019 | 2018 | Fall | 150 | 188.3348 | 226.6696 | 266.1661 | 324.8237 |  | 7636.037 | 7242.8497 | 7001.8404 | 6847.9911 | 7291 |  | 324.8237 | 324.8237 | 324.8237 | 150 | 58.6576 | 118.8571 | 0.012756 | 185
MGC-03 | 2018-11-01 | 11 | 2019 | 2018 | Fall | 150 | 191.686 | 233.372 | 276.3212 | 332.787 |  | 7636.037 | 7217.1683 | 6969.4757 | 6824.6957 | 7291 |  | 332.787 | 332.787 | 332.787 | 150 | 56.4658 | 118.8571 | 0.012756 | 185
MGC-03 | 2018-12-01 | 12 | 2019 | 2018 | Winter | 150 | 196.7999 | 243.5999 | 291.818 | 344.9391 |  | 7658.1022 | 7189.3826 | 6935.683 | 6800.5358 | 7172 |  | 344.9391 | 344.9391 | 344.9391 | 150 | 53.1211 | 118.8571 | 0.012756 | 185
MGC-03 | 2019-01-01 | 1 | 2019 | 2019 | Winter | 150 | 197.85 | 245.7 | 295 | 347.1593 |  | 7658.1022 | 7181.9708 | 6927.2394 | 6796.8075 | 7172 |  | 347.1593 | 347.1593 | 347.1593 | 150 | 52.1593 | 118.8571 | 0.012756 | 185
MGC-03 | 2019-02-01 | 2 | 2019 | 2019 | Winter | 150 | 197.1114 | 244.2228 | 292.7618 | 345.6792 |  | 7658.1022 | 7187.1738 | 6933.1561 | 6799.3452 | 7172 |  | 345.6792 | 345.6792 | 345.6792 | 150 | 52.9174 | 118.8571 | 0.012756 | 185
MGC-03 | 2019-03-01 | 3 | 2019 | 2019 | Winter | 150 | 193.6855 | 237.3709 | 282.3802 | 337.5383 |  | 7658.1022 | 7211.9721 | 6962.0091 | 6816.1001 | 7172 |  | 337.5383 | 337.5383 | 337.5383 | 150 | 55.1581 | 118.8571 | 0.012756 | 185
MGC-03 | 2019-04-01 | 4 | 2019 | 2019 | Spring | 150 | 188.3286 | 226.6572 | 266.1472 | 324.8089 |  | 7636.037 | 7242.8984 | 7001.9029 | 6848.0417 | 7291 |  | 324.8089 | 324.8089 | 324.8089 | 150 | 58.6617 | 118.8571 | 0.012756 | 185
MGC-03 | 2019-05-01 | 5 | 2019 | 2019 | Spring | 150 | 185.9554 | 221.9107 | 258.9556 | 319.1695 |  | 7636.037 | 7261.7551 | 7026.3671 | 6869.0885 | 7291 |  | 319.1695 | 319.1695 | 319.1695 | 150 | 60.2138 | 118.8571 | 0.012756 | 185
MGC-03 | 2019-06-01 | 6 | 2019 | 2019 | Summer | 150 | 181.539 | 213.0781 | 245.5729 | 308.6751 |  | 7811.5139 | 7349.6636 | 7073.2391 | 6931.9071 | 7291 |  | 308.6751 | 308.6751 | 308.6751 | 150 | 63.1022 | 118.8571 | 0.012756 | 185
MGC-03 | 2019-07-01 | 7 | 2019 | 2019 | Summer | 150 | 181.2276 | 212.4552 | 244.6291 | 307.935 |  | 7811.5139 | 7353.1973 | 7077.2926 | 6934.0616 | 7291 |  | 307.935 | 307.935 | 307.935 | 150 | 63.3059 | 118.8571 | 0.012756 | 185
MGC-03 | 2019-08-01 | 8 | 2019 | 2019 | Summer | 150 | 181.2276 | 212.4552 | 244.6291 | 307.935 |  | 7811.5139 | 7353.1973 | 7077.2926 | 6934.0616 | 7291 |  | 307.935 | 307.935 | 307.935 | 150 | 63.3059 | 118.8571 | 0.012756 | 185
MGC-03 | 2019-09-01 | 9 | 2019 | 2019 | Summer | 150 | 182.7848 | 215.5697 | 249.348 | 311.6354 |  | 7811.5139 | 7335.7048 | 7057.5427 | 6924.5127 | 7291 |  | 311.6354 | 311.6354 | 311.6354 | 150 | 62.2875 | 118.8571 | 0.012756 | 185
MGC-03 | 2019-10-01 | 10 | 2020 | 2019 | Fall | 150 | 188.3348 | 226.6696 | 266.1661 | 324.8237 |  | 7636.037 | 7242.8497 | 7001.8404 | 6847.9911 | 7291 |  | 324.8237 | 324.8237 | 324.8237 | 150 | 58.6576 | 118.8571 | 0.012756 | 185
MGC-03 | 2019-11-01 | 11 | 2020 | 2019 | Fall | 150 | 191.686 | 233.372 | 276.3212 | 332.787 |  | 7636.037 | 7217.1683 | 6969.4757 | 6824.6957 | 7291 |  | 332.787 | 332.787 | 332.787 | 150 | 56.4658 | 118.8571 | 0.012756 | 185
MGC-03 | 2019-12-01 | 12 | 2020 | 2019 | Winter | 150 | 196.7999 | 243.5999 | 291.818 | 344.9391 |  | 7658.1022 | 7189.3826 | 6935.683 | 6800.5358 | 7172 |  | 344.9391 | 344.9391 | 344.9391 | 150 | 53.1211 | 118.8571 | 0.012756 | 185
MGC-03 | 2020-01-01 | 1 | 2020 | 2020 | Winter | 150 | 197.85 | 245.7 | 295 | 347.1593 |  | 7658.1022 | 7181.9708 | 6927.2394 | 6796.8075 | 7172 |  | 347.1593 | 347.1593 | 347.1593 | 150 | 52.1593 | 118.8571 | 0.012756 | 185
MGC-03 | 2020-02-01 | 2 | 2020 | 2020 | Winter | 150 | 197.1114 | 244.2228 | 292.7618 | 345.6792 |  | 7658.1022 | 7187.1738 | 6933.1561 | 6799.3452 | 7172 |  | 345.6792 | 345.6792 | 345.6792 | 150 | 52.9174 | 118.8571 | 0.012756 | 185
MGC-03 | 2020-03-01 | 3 | 2020 | 2020 | Winter | 150 | 193.6855 | 237.3709 | 282.3802 | 337.5383 |  | 7658.1022 | 7211.9721 | 6962.0091 | 6816.1001 | 7172 |  | 337.5383 | 337.5383 | 337.5383 | 150 | 55.1581 | 118.8571 | 0.012756 | 185
MGC-03 | 2020-04-01 | 4 | 2020 | 2020 | Spring | 150 | 188.3286 | 226.6572 | 266.1472 | 324.8089 |  | 7636.037 | 7242.8984 | 7001.9029 | 6848.0417 | 7291 |  | 324.8089 | 324.8089 | 324.8089 | 150 | 58.6617 | 118.8571 | 0.012756 | 185
MGC-03 | 2020-05-01 | 5 | 2020 | 2020 | Spring | 150 | 185.9554 | 221.9107 | 258.9556 | 319.1695 |  | 7636.037 | 7261.7551 | 7026.3671 | 6869.0885 | 7291 |  | 319.1695 | 319.1695 | 319.1695 | 150 | 60.2138 | 118.8571 | 0.012756 | 185
MGC-03 | 2020-06-01 | 6 | 2020 | 2020 | Summer | 150 | 181.539 | 213.0781 | 245.5729 | 308.6751 |  | 7811.5139 | 7349.6636 | 7073.2391 | 6931.9071 | 7291 |  | 308.6751 | 308.6751 | 308.6751 | 150 | 63.1022 | 118.8571 | 0.012756 | 185
MGC-03 | 2020-07-01 | 7 | 2020 | 2020 | Summer | 150 | 181.2276 | 212.4552 | 244.6291 | 307.935 |  | 7811.5139 | 7353.1973 | 7077.2926 | 6934.0616 | 7291 |  | 307.935 | 307.935 | 307.935 | 150 | 63.3059 | 118.8571 | 0.012756 | 185
MGC-03 | 2020-08-01 | 8 | 2020 | 2020 | Summer | 150 | 181.2276 | 212.4552 | 244.6291 | 307.935 |  | 7811.5139 | 7353.1973 | 7077.2926 | 6934.0616 | 7291 |  | 307.935 | 307.935 | 307.935 | 150 | 63.3059 | 118.8571 | 0.012756 | 185
MGC-03 | 2020-09-01 | 9 | 2020 | 2020 | Summer | 150 | 182.7848 | 215.5697 | 249.348 | 311.6354 |  | 7811.5139 | 7335.7048 | 7057.5427 | 6924.5127 | 7291 |  | 311.6354 | 311.6354 | 311.6354 | 150 | 62.2875 | 118.8571 | 0.012756 | 185
MGC-03 | 2020-10-01 | 10 | 2021 | 2020 | Fall | 150 | 188.3348 | 226.6696 | 266.1661 | 324.8237 |  | 7636.037 | 7242.8497 | 7001.8404 | 6847.9911 | 7291 |  | 324.8237 | 324.8237 | 324.8237 | 150 | 58.6576 | 118.8571 | 0.012756 | 185
MGC-03 | 2020-11-01 | 11 | 2021 | 2020 | Fall | 150 | 191.686 | 233.372 | 276.3212 | 332.787 |  | 7636.037 | 7217.1683 | 6969.4757 | 6824.6957 | 7291 |  | 332.787 | 332.787 | 332.787 | 150 | 56.4658 | 118.8571 | 0.012756 | 185
MGC-03 | 2020-12-01 | 12 | 2021 | 2020 | Winter | 150 | 196.7999 | 243.5999 | 291.818 | 344.9391 |  | 7658.1022 | 7189.3826 | 6935.683 | 6800.5358 | 7172 |  | 344.9391 | 344.9391 | 344.9391 | 150 | 53.1211 | 118.8571 | 0.012756 | 185
MGC-03 | 2021-01-01 | 1 | 2021 | 2021 | Winter | 150 | 197.85 | 245.7 | 295 | 347.1593 |  | 7658.1022 | 7181.9708 | 6927.2394 | 6796.8075 | 7172 |  | 347.1593 | 347.1593 | 347.1593 | 150 | 52.1593 | 118.8571 | 0.012756 | 185
MGC-03 | 2021-02-01 | 2 | 2021 | 2021 | Winter | 150 | 197.1114 | 244.2228 | 292.7618 | 345.6792 |  | 7658.1022 | 7187.1738 | 6933.1561 | 6799.3452 | 7172 |  | 345.6792 | 345.6792 | 345.6792 | 150 | 52.9174 | 118.8571 | 0.012756 | 185
MGC-03 | 2021-03-01 | 3 | 2021 | 2021 | Winter | 150 | 193.6855 | 237.3709 | 282.3802 | 337.5383 |  | 7658.1022 | 7211.9721 | 6962.0091 | 6816.1001 | 7172 |  | 337.5383 | 337.5383 | 337.5383 | 150 | 55.1581 | 118.8571 | 0.012756 | 185
MGC-03 | 2021-04-01 | 4 | 2021 | 2021 | Spring | 150 | 188.3286 | 226.6572 | 266.1472 | 324.8089 |  | 7636.037 | 7242.8984 | 7001.9029 | 6848.0417 | 7291 |  | 324.8089 | 324.8089 | 324.8089 | 150 | 58.6617 | 118.8571 | 0.012756 | 185
MGC-03 | 2021-05-01 | 5 | 2021 | 2021 | Spring | 150 | 185.9554 | 221.9107 | 258.9556 | 319.1695 |  | 7636.037 | 7261.7551 | 7026.3671 | 6869.0885 | 7291 |  | 319.1695 | 319.1695 | 319.1695 | 150 | 60.2138 | 118.8571 | 0.012756 | 185
MGC-03 | 2021-06-01 | 6 | 2021 | 2021 | Summer | 150 | 181.539 | 213.0781 | 245.5729 | 308.6751 |  | 7811.5139 | 7349.6636 | 7073.2391 | 6931.9071 | 7291 |  | 308.6751 | 308.6751 | 308.6751 | 150 | 63.1022 | 118.8571 | 0.012756 | 185
MGC-03 | 2021-07-01 | 7 | 2021 | 2021 | Summer | 150 | 181.2276 | 212.4552 | 244.6291 | 307.935 |  | 7811.5139 | 7353.1973 | 7077.2926 | 6934.0616 | 7291 |  | 307.935 | 307.935 | 307.935 | 150 | 63.3059 | 118.8571 | 0.012756 | 185
MGC-03 | 2021-08-01 | 8 | 2021 | 2021 | Summer | 150 | 181.2276 | 212.4552 | 244.6291 | 307.935 |  | 7811.5139 | 7353.1973 | 7077.2926 | 6934.0616 | 7291 |  | 307.935 | 307.935 | 307.935 | 150 | 63.3059 | 118.8571 | 0.012756 | 185
MGC-03 | 2021-09-01 | 9 | 2021 | 2021 | Summer | 150 | 182.7848 | 215.5697 | 249.348 | 311.6354 |  | 7811.5139 | 7335.7048 | 7057.5427 | 6924.5127 | 7291 |  | 311.6354 | 311.6354 | 311.6354 | 150 | 62.2875 | 118.8571 | 0.012756 | 185
MGC-03 | 2021-10-01 | 10 | 2022 | 2021 | Fall | 150 | 188.3348 | 226.6696 | 266.1661 | 324.8237 |  | 7636.037 | 7242.8497 | 7001.8404 | 6847.9911 | 7291 |  | 324.8237 | 324.8237 | 324.8237 | 150 | 58.6576 | 118.8571 | 0.012756 | 185
MGC-03 | 2021-11-01 | 11 | 2022 | 2021 | Fall | 150 | 191.686 | 233.372 | 276.3212 | 332.787 |  | 7636.037 | 7217.1683 | 6969.4757 | 6824.6957 | 7291 |  | 332.787 | 332.787 | 332.787 | 150 | 56.4658 | 118.8571 | 0.012756 | 185
MGC-03 | 2021-12-01 | 12 | 2022 | 2021 | Winter | 150 | 196.7999 | 243.5999 | 291.818 | 344.9391 |  | 7658.1022 | 7189.3826 | 6935.683 | 6800.5358 | 7172 |  | 344.9391 | 344.9391 | 344.9391 | 150 | 53.1211 | 118.8571 | 0.012756 | 185
MGC-03 | 2022-01-01 | 1 | 2022 | 2022 | Winter | 150 | 197.85 | 245.7 | 295 | 347.1593 |  | 7658.1022 | 7181.9708 | 6927.2394 | 6796.8075 | 7172 |  | 347.1593 | 347.1593 | 347.1593 | 150 | 52.1593 | 118.8571 | 0.012756 | 185
MGC-03 | 2022-02-01 | 2 | 2022 | 2022 | Winter | 150 | 197.1114 | 244.2228 | 292.7618 | 345.6792 |  | 7658.1022 | 7187.1738 | 6933.1561 | 6799.3452 | 7172 |  | 345.6792 | 345.6792 | 345.6792 | 150 | 52.9174 | 118.8571 | 0.012756 | 185
MGC-03 | 2022-03-01 | 3 | 2022 | 2022 | Winter | 150 | 193.6855 | 237.3709 | 282.3802 | 337.5383 |  | 7658.1022 | 7211.9721 | 6962.0091 | 6816.1001 | 7172 |  | 337.5383 | 337.5383 | 337.5383 | 150 | 55.1581 | 118.8571 | 0.012756 | 185
MGC-03 | 2022-04-01 | 4 | 2022 | 2022 | Spring | 150 | 188.3286 | 226.6572 | 266.1472 | 324.8089 |  | 7636.037 | 7242.8984 | 7001.9029 | 6848.0417 | 7291 |  | 324.8089 | 324.8089 | 324.8089 | 150 | 58.6617 | 118.8571 | 0.012756 | 185
MGC-03 | 2022-05-01 | 5 | 2022 | 2022 | Spring | 150 | 185.9554 | 221.9107 | 258.9556 | 319.1695 |  | 7636.037 | 7261.7551 | 7026.3671 | 6869.0885 | 7291 |  | 319.1695 | 319.1695 | 319.1695 | 150 | 60.2138 | 118.8571 | 0.012756 | 185
MGC-03 | 2022-06-01 | 6 | 2022 | 2022 | Summer | 150 | 181.539 | 213.0781 | 245.5729 | 308.6751 |  | 7811.5139 | 7349.6636 | 7073.2391 | 6931.9071 | 7291 |  | 308.6751 | 308.6751 | 308.6751 | 150 | 63.1022 | 118.8571 | 0.012756 | 185
MGC-03 | 2022-07-01 | 7 | 2022 | 2022 | Summer | 150 | 181.2276 | 212.4552 | 244.6291 | 307.935 |  | 7811.5139 | 7353.1973 | 7077.2926 | 6934.0616 | 7291 |  | 307.935 | 307.935 | 307.935 | 150 | 63.3059 | 118.8571 | 0.012756 | 185
MGC-03 | 2022-08-01 | 8 | 2022 | 2022 | Summer | 150 | 181.2276 | 212.4552 | 244.6291 | 307.935 |  | 7811.5139 | 7353.1973 | 7077.2926 | 6934.0616 | 7291 |  | 307.935 | 307.935 | 307.935 | 150 | 63.3059 | 118.8571 | 0.012756 | 185
MGC-03 | 2022-09-01 | 9 | 2022 | 2022 | Summer | 150 | 182.7848 | 215.5697 | 249.348 | 311.6354 |  | 7811.5139 | 7335.7048 | 7057.5427 | 6924.5127 | 7291 |  | 311.6354 | 311.6354 | 311.6354 | 150 | 62.2875 | 118.8571 | 0.012756 | 185
MGC-03 | 2022-10-01 | 10 | 2023 | 2022 | Fall | 150 | 188.3348 | 226.6696 | 266.1661 | 324.8237 |  | 7636.037 | 7242.8497 | 7001.8404 | 6847.9911 | 7291 |  | 324.8237 | 324.8237 | 324.8237 | 150 | 58.6576 | 118.8571 | 0.012756 | 185
MGC-03 | 2022-11-01 | 11 | 2023 | 2022 | Fall | 150 | 191.686 | 233.372 | 276.3212 | 332.787 |  | 7636.037 | 7217.1683 | 6969.4757 | 6824.6957 | 7291 |  | 332.787 | 332.787 | 332.787 | 150 | 56.4658 | 118.8571 | 0.012756 | 185
MGC-03 | 2022-12-01 | 12 | 2023 | 2022 | Winter | 150 | 196.7999 | 243.5999 | 291.818 | 344.9391 |  | 7658.1022 | 7189.3826 | 6935.683 | 6800.5358 | 7172 |  | 344.9391 | 344.9391 | 344.9391 | 150 | 53.1211 | 118.8571 | 0.012756 | 185
MGC-03 | 2023-01-01 | 1 | 2023 | 2023 | Winter | 150 | 197.85 | 245.7 | 295 | 347.1593 |  | 7658.1022 | 7181.9708 | 6927.2394 | 6796.8075 | 7172 |  | 347.1593 | 347.1593 | 347.1593 | 150 | 52.1593 | 118.8571 | 0.012756 | 185
MGC-03 | 2023-02-01 | 2 | 2023 | 2023 | Winter | 150 | 197.1114 | 244.2228 | 292.7618 | 345.6792 |  | 7658.1022 | 7187.1738 | 6933.1561 | 6799.3452 | 7172 |  | 345.6792 | 345.6792 | 345.6792 | 150 | 52.9174 | 118.8571 | 0.012756 | 185
MGC-03 | 2023-03-01 | 3 | 2023 | 2023 | Winter | 150 | 193.6855 | 237.3709 | 282.3802 | 337.5383 |  | 7658.1022 | 7211.9721 | 6962.0091 | 6816.1001 | 7172 |  | 337.5383 | 337.5383 | 337.5383 | 150 | 55.1581 | 118.8571 | 0.012756 | 185
MGC-03 | 2023-04-01 | 4 | 2023 | 2023 | Spring | 150 | 188.3286 | 226.6572 | 266.1472 | 324.8089 |  | 7636.037 | 7242.8984 | 7001.9029 | 6848.0417 | 7291 |  | 324.8089 | 324.8089 | 324.8089 | 150 | 58.6617 | 118.8571 | 0.012756 | 185
MGC-03 | 2023-05-01 | 5 | 2023 | 2023 | Spring | 150 | 185.9554 | 221.9107 | 258.9556 | 319.1695 |  | 7636.037 | 7261.7551 | 7026.3671 | 6869.0885 | 7291 |  | 319.1695 | 319.1695 | 319.1695 | 150 | 60.2138 | 118.8571 | 0.012756 | 185
MGC-03 | 2023-06-01 | 6 | 2023 | 2023 | Summer | 150 | 181.539 | 213.0781 | 245.5729 | 308.6751 |  | 7811.5139 | 7349.6636 | 7073.2391 | 6931.9071 | 7291 |  | 308.6751 | 308.6751 | 308.6751 | 150 | 63.1022 | 118.8571 | 0.012756 | 185
MGC-03 | 2023-07-01 | 7 | 2023 | 2023 | Summer | 150 | 181.2276 | 212.4552 | 244.6291 | 307.935 |  | 7811.5139 | 7353.1973 | 7077.2926 | 6934.0616 | 7291 |  | 307.935 | 307.935 | 307.935 | 150 | 63.3059 | 118.8571 | 0.012756 | 185
MGC-03 | 2023-08-01 | 8 | 2023 | 2023 | Summer | 150 | 181.2276 | 212.4552 | 244.6291 | 307.935 |  | 7811.5139 | 7353.1973 | 7077.2926 | 6934.0616 | 7291 |  | 307.935 | 307.935 | 307.935 | 150 | 63.3059 | 118.8571 | 0.012756 | 185
MGC-03 | 2023-09-01 | 9 | 2023 | 2023 | Summer | 150 | 182.7848 | 215.5697 | 249.348 | 311.6354 |  | 7811.5139 | 7335.7048 | 7057.5427 | 6924.5127 | 7291 |  | 311.6354 | 311.6354 | 311.6354 | 150 | 62.2875 | 118.8571 | 0.012756 | 185
MGC-03 | 2023-10-01 | 10 | 2024 | 2023 | Fall | 150 | 188.3348 | 226.6696 | 266.1661 | 324.8237 |  | 7636.037 | 7242.8497 | 7001.8404 | 6847.9911 | 7291 |  | 324.8237 | 324.8237 | 324.8237 | 150 | 58.6576 | 118.8571 | 0.012756 | 185
MGC-03 | 2023-11-01 | 11 | 2024 | 2023 | Fall | 150 | 191.686 | 233.372 | 276.3212 | 332.787 |  | 7636.037 | 7217.1683 | 6969.4757 | 6824.6957 | 7291 |  | 332.787 | 332.787 | 332.787 | 150 | 56.4658 | 118.8571 | 0.012756 | 185
MGC-03 | 2023-12-01 | 12 | 2024 | 2023 | Winter | 150 | 196.7999 | 243.5999 | 291.818 | 344.9391 |  | 7658.1022 | 7189.3826 | 6935.683 | 6800.5358 | 7172 |  | 344.9391 | 344.9391 | 344.9391 | 150 | 53.1211 | 118.8571 | 0.012756 | 185
MGC-03 | 2024-01-01 | 1 | 2024 | 2024 | Winter | 150 | 197.85 | 245.7 | 295 | 347.1593 |  | 7658.1022 | 7181.9708 | 6927.2394 | 6796.8075 | 7172 |  | 347.1593 | 347.1593 | 347.1593 | 150 | 52.1593 | 118.8571 | 0.012756 | 185
MGC-03 | 2024-02-01 | 2 | 2024 | 2024 | Winter | 150 | 197.1114 | 244.2228 | 292.7618 | 345.6792 |  | 7658.1022 | 7187.1738 | 6933.1561 | 6799.3452 | 7172 |  | 345.6792 | 345.6792 | 345.6792 | 150 | 52.9174 | 118.8571 | 0.012756 | 185
MGC-03 | 2024-03-01 | 3 | 2024 | 2024 | Winter | 150 | 193.6855 | 237.3709 | 282.3802 | 337.5383 |  | 7658.1022 | 7211.9721 | 6962.0091 | 6816.1001 | 7172 |  | 337.5383 | 337.5383 | 337.5383 | 150 | 55.1581 | 118.8571 | 0.012756 | 185
MGC-03 | 2024-04-01 | 4 | 2024 | 2024 | Spring | 150 | 188.3286 | 226.6572 | 266.1472 | 324.8089 |  | 7636.037 | 7242.8984 | 7001.9029 | 6848.0417 | 7291 |  | 324.8089 | 324.8089 | 324.8089 | 150 | 58.6617 | 118.8571 | 0.012756 | 185
MGC-03 | 2024-05-01 | 5 | 2024 | 2024 | Spring | 150 | 185.9554 | 221.9107 | 258.9556 | 319.1695 |  | 7636.037 | 7261.7551 | 7026.3671 | 6869.0885 | 7291 |  | 319.1695 | 319.1695 | 319.1695 | 150 | 60.2138 | 118.8571 | 0.012756 | 185
MGC-03 | 2024-06-01 | 6 | 2024 | 2024 | Summer | 150 | 181.539 | 213.0781 | 245.5729 | 308.6751 |  | 7811.5139 | 7349.6636 | 7073.2391 | 6931.9071 | 7291 |  | 308.6751 | 308.6751 | 308.6751 | 150 | 63.1022 | 118.8571 | 0.012756 | 185
MGC-03 | 2024-07-01 | 7 | 2024 | 2024 | Summer | 150 | 181.2276 | 212.4552 | 244.6291 | 307.935 |  | 7811.5139 | 7353.1973 | 7077.2926 | 6934.0616 | 7291 |  | 307.935 | 307.935 | 307.935 | 150 | 63.3059 | 118.8571 | 0.012756 | 185
MGC-03 | 2024-08-01 | 8 | 2024 | 2024 | Summer | 150 | 181.2276 | 212.4552 | 244.6291 | 307.935 |  | 7811.5139 | 7353.1973 | 7077.2926 | 6934.0616 | 7291 |  | 307.935 | 307.935 | 307.935 | 150 | 63.3059 | 118.8571 | 0.012756 | 185
MGC-03 | 2024-09-01 | 9 | 2024 | 2024 | Summer | 150 | 182.7848 | 215.5697 | 249.348 | 311.6354 |  | 7811.5139 | 7335.7048 | 7057.5427 | 6924.5127 | 7291 |  | 311.6354 | 311.6354 | 311.6354 | 150 | 62.2875 | 118.8571 | 0.012756 | 185
MGC-03 | 2024-10-01 | 10 | 2025 | 2024 | Fall | 150 | 188.3348 | 226.6696 | 266.1661 | 324.8237 |  | 7636.037 | 7242.8497 | 7001.8404 | 6847.9911 | 7291 |  | 324.8237 | 324.8237 | 324.8237 | 150 | 58.6576 | 118.8571 | 0.012756 | 185
MGC-03 | 2024-11-01 | 11 | 2025 | 2024 | Fall | 150 | 191.686 | 233.372 | 276.3212 | 332.787 |  | 7636.037 | 7217.1683 | 6969.4757 | 6824.6957 | 7291 |  | 332.787 | 332.787 | 332.787 | 150 | 56.4658 | 118.8571 | 0.012756 | 185
MGC-03 | 2024-12-01 | 12 | 2025 | 2024 | Winter | 150 | 196.7999 | 243.5999 | 291.818 | 344.9391 |  | 7658.1022 | 7189.3826 | 6935.683 | 6800.5358 | 7172 |  | 344.9391 | 344.9391 | 344.9391 | 150 | 53.1211 | 118.8571 | 0.012756 | 185
MGC-03 | 2025-01-01 | 1 | 2025 | 2025 | Winter | 150 | 197.85 | 245.7 | 295 | 347.1593 |  | 7658.1022 | 7181.9708 | 6927.2394 | 6796.8075 | 7172 |  | 347.1593 | 347.1593 | 347.1593 | 150 | 52.1593 | 118.8571 | 0.012756 | 185
MGC-03 | 2025-02-01 | 2 | 2025 | 2025 | Winter | 150 | 197.1114 | 244.2228 | 292.7618 | 345.6792 |  | 7658.1022 | 7187.1738 | 6933.1561 | 6799.3452 | 7172 |  | 345.6792 | 345.6792 | 345.6792 | 150 | 52.9174 | 118.8571 | 0.012756 | 185
MGC-03 | 2025-03-01 | 3 | 2025 | 2025 | Winter | 150 | 193.6855 | 237.3709 | 282.3802 | 337.5383 |  | 7658.1022 | 7211.9721 | 6962.0091 | 6816.1001 | 7172 |  | 337.5383 | 337.5383 | 337.5383 | 150 | 55.1581 | 118.8571 | 0.012756 | 185
MGC-03 | 2025-04-01 | 4 | 2025 | 2025 | Spring | 150 | 188.3286 | 226.6572 | 266.1472 | 324.8089 |  | 7636.037 | 7242.8984 | 7001.9029 | 6848.0417 | 7291 |  | 324.8089 | 324.8089 | 324.8089 | 150 | 58.6617 | 118.8571 | 0.012756 | 185
MGC-03 | 2025-05-01 | 5 | 2025 | 2025 | Spring | 150 | 185.9554 | 221.9107 | 258.9556 | 319.1695 |  | 7636.037 | 7261.7551 | 7026.3671 | 6869.0885 | 7291 |  | 319.1695 | 319.1695 | 319.1695 | 150 | 60.2138 | 118.8571 | 0.012756 | 185
MGC-03 | 2025-06-01 | 6 | 2025 | 2025 | Summer | 150 | 181.539 | 213.0781 | 245.5729 | 308.6751 |  | 7811.5139 | 7349.6636 | 7073.2391 | 6931.9071 | 7291 |  | 308.6751 | 308.6751 | 308.6751 | 150 | 63.1022 | 118.8571 | 0.012756 | 185
MGC-03 | 2025-07-01 | 7 | 2025 | 2025 | Summer | 150 | 181.2276 | 212.4552 | 244.6291 | 307.935 |  | 7811.5139 | 7353.1973 | 7077.2926 | 6934.0616 | 7291 |  | 307.935 | 307.935 | 307.935 | 150 | 63.3059 | 118.8571 | 0.012756 | 185
MGC-03 | 2025-08-01 | 8 | 2025 | 2025 | Summer | 150 | 181.2276 | 212.4552 | 244.6291 | 307.935 |  | 7811.5139 | 7353.1973 | 7077.2926 | 6934.0616 | 7291 |  | 307.935 | 307.935 | 307.935 | 150 | 63.3059 | 118.8571 | 0.012756 | 185
MGC-03 | 2025-09-01 | 9 | 2025 | 2025 | Summer | 150 | 182.7848 | 215.5697 | 249.348 | 311.6354 |  | 7811.5139 | 7335.7048 | 7057.5427 | 6924.5127 | 7291 |  | 311.6354 | 311.6354 | 311.6354 | 150 | 62.2875 | 118.8571 | 0.012756 | 185
MGC-03 | 2025-10-01 | 10 | 2026 | 2025 | Fall | 150 | 188.3348 | 226.6696 | 266.1661 | 324.8237 |  | 7636.037 | 7242.8497 | 7001.8404 | 6847.9911 | 7291 |  | 324.8237 | 324.8237 | 324.8237 | 150 | 58.6576 | 118.8571 | 0.012756 | 185
MGC-03 | 2025-11-01 | 11 | 2026 | 2025 | Fall | 150 | 191.686 | 233.372 | 276.3212 | 332.787 |  | 7636.037 | 7217.1683 | 6969.4757 | 6824.6957 | 7291 |  | 332.787 | 332.787 | 332.787 | 150 | 56.4658 | 118.8571 | 0.012756 | 185
MGC-03 | 2025-12-01 | 12 | 2026 | 2025 | Winter | 150 | 196.7999 | 243.5999 | 291.818 | 344.9391 |  | 7658.1022 | 7189.3826 | 6935.683 | 6800.5358 | 7172 |  | 344.9391 | 344.9391 | 344.9391 | 150 | 53.1211 | 118.8571 | 0.012756 | 185
MGC-03 | 2026-01-01 | 1 | 2026 | 2026 | Winter | 150 | 197.85 | 245.7 | 295 | 347.1593 |  | 7658.1022 | 7181.9708 | 6927.2394 | 6796.8075 | 7172 |  | 347.1593 | 347.1593 | 347.1593 | 150 | 52.1593 | 118.8571 | 0.012756 | 185
MGC-03 | 2026-02-01 | 2 | 2026 | 2026 | Winter | 150 | 197.1114 | 244.2228 | 292.7618 | 345.6792 |  | 7658.1022 | 7187.1738 | 6933.1561 | 6799.3452 | 7172 |  | 345.6792 | 345.6792 | 345.6792 | 150 | 52.9174 | 118.8571 | 0.012756 | 185
MGC-03 | 2026-03-01 | 3 | 2026 | 2026 | Winter | 150 | 193.6855 | 237.3709 | 282.3802 | 337.5383 |  | 7658.1022 | 7211.9721 | 6962.0091 | 6816.1001 | 7172 |  | 337.5383 | 337.5383 | 337.5383 | 150 | 55.1581 | 118.8571 | 0.012756 | 185
MGC-03 | 2026-04-01 | 4 | 2026 | 2026 | Spring | 150 | 188.3286 | 226.6572 | 266.1472 | 324.8089 |  | 7636.037 | 7242.8984 | 7001.9029 | 6848.0417 | 7291 |  | 324.8089 | 324.8089 | 324.8089 | 150 | 58.6617 | 118.8571 | 0.012756 | 185
MGC-03 | 2026-05-01 | 5 | 2026 | 2026 | Spring | 150 | 185.9554 | 221.9107 | 258.9556 | 319.1695 |  | 7636.037 | 7261.7551 | 7026.3671 | 6869.0885 | 7291 |  | 319.1695 | 319.1695 | 319.1695 | 150 | 60.2138 | 118.8571 | 0.012756 | 185
MGC-03 | 2026-06-01 | 6 | 2026 | 2026 | Summer | 150 | 181.539 | 213.0781 | 245.5729 | 308.6751 |  | 7811.5139 | 7349.6636 | 7073.2391 | 6931.9071 | 7291 |  | 308.6751 | 308.6751 | 308.6751 | 150 | 63.1022 | 118.8571 | 0.012756 | 185
MGC-03 | 2026-07-01 | 7 | 2026 | 2026 | Summer | 150 | 181.2276 | 212.4552 | 244.6291 | 307.935 |  | 7811.5139 | 7353.1973 | 7077.2926 | 6934.0616 | 7291 |  | 307.935 | 307.935 | 307.935 | 150 | 63.3059 | 118.8571 | 0.012756 | 185
MGC-03 | 2026-08-01 | 8 | 2026 | 2026 | Summer | 150 | 181.2276 | 212.4552 | 244.6291 | 307.935 |  | 7811.5139 | 7353.1973 | 7077.2926 | 6934.0616 | 7291 |  | 307.935 | 307.935 | 307.935 | 150 | 63.3059 | 118.8571 | 0.012756 | 185
MGC-03 | 2026-09-01 | 9 | 2026 | 2026 | Summer | 150 | 182.7848 | 215.5697 | 249.348 | 311.6354 |  | 7811.5139 | 7335.7048 | 7057.5427 | 6924.5127 | 7291 |  | 311.6354 | 311.6354 | 311.6354 | 150 | 62.2875 | 118.8571 | 0.012756 | 185
MGC-03 | 2026-10-01 | 10 | 2027 | 2026 | Fall | 150 | 188.3348 | 226.6696 | 266.1661 | 324.8237 |  | 7636.037 | 7242.8497 | 7001.8404 | 6847.9911 | 7291 |  | 324.8237 | 324.8237 | 324.8237 | 150 | 58.6576 | 118.8571 | 0.012756 | 185
MGC-03 | 2026-11-01 | 11 | 2027 | 2026 | Fall | 150 | 191.686 | 233.372 | 276.3212 | 332.787 |  | 7636.037 | 7217.1683 | 6969.4757 | 6824.6957 | 7291 |  | 332.787 | 332.787 | 332.787 | 150 | 56.4658 | 118.8571 | 0.012756 | 185
MGC-03 | 2026-12-01 | 12 | 2027 | 2026 | Winter | 150 | 196.7999 | 243.5999 | 291.818 | 344.9391 |  | 7658.1022 | 7189.3826 | 6935.683 | 6800.5358 | 7172 |  | 344.9391 | 344.9391 | 344.9391 | 150 | 53.1211 | 118.8571 | 0.012756 | 185
MGC-03 | 2027-01-01 | 1 | 2027 | 2027 | Winter | 150 | 197.85 | 245.7 | 295 | 347.1593 |  | 7658.1022 | 7181.9708 | 6927.2394 | 6796.8075 | 7172 |  | 347.1593 | 347.1593 | 347.1593 | 150 | 52.1593 | 118.8571 | 0.012756 | 185
MGC-03 | 2027-02-01 | 2 | 2027 | 2027 | Winter | 150 | 197.1114 | 244.2228 | 292.7618 | 345.6792 |  | 7658.1022 | 7187.1738 | 6933.1561 | 6799.3452 | 7172 |  | 345.6792 | 345.6792 | 345.6792 | 150 | 52.9174 | 118.8571 | 0.012756 | 185
MGC-03 | 2027-03-01 | 3 | 2027 | 2027 | Winter | 150 | 193.6855 | 237.3709 | 282.3802 | 337.5383 |  | 7658.1022 | 7211.9721 | 6962.0091 | 6816.1001 | 7172 |  | 337.5383 | 337.5383 | 337.5383 | 150 | 55.1581 | 118.8571 | 0.012756 | 185
MGC-03 | 2027-04-01 | 4 | 2027 | 2027 | Spring | 150 | 188.3286 | 226.6572 | 266.1472 | 324.8089 |  | 7636.037 | 7242.8984 | 7001.9029 | 6848.0417 | 7291 |  | 324.8089 | 324.8089 | 324.8089 | 150 | 58.6617 | 118.8571 | 0.012756 | 185
MGC-03 | 2027-05-01 | 5 | 2027 | 2027 | Spring | 150 | 185.9554 | 221.9107 | 258.9556 | 319.1695 |  | 7636.037 | 7261.7551 | 7026.3671 | 6869.0885 | 7291 |  | 319.1695 | 319.1695 | 319.1695 | 150 | 60.2138 | 118.8571 | 0.012756 | 185
MGC-03 | 2027-06-01 | 6 | 2027 | 2027 | Summer | 150 | 181.539 | 213.0781 | 245.5729 | 308.6751 |  | 7811.5139 | 7349.6636 | 7073.2391 | 6931.9071 | 7291 |  | 308.6751 | 308.6751 | 308.6751 | 150 | 63.1022 | 118.8571 | 0.012756 | 185
MGC-03 | 2027-07-01 | 7 | 2027 | 2027 | Summer | 150 | 181.2276 | 212.4552 | 244.6291 | 307.935 |  | 7811.5139 | 7353.1973 | 7077.2926 | 6934.0616 | 7291 |  | 307.935 | 307.935 | 307.935 | 150 | 63.3059 | 118.8571 | 0.012756 | 185
MGC-03 | 2027-08-01 | 8 | 2027 | 2027 | Summer | 150 | 181.2276 | 212.4552 | 244.6291 | 307.935 |  | 7811.5139 | 7353.1973 | 7077.2926 | 6934.0616 | 7291 |  | 307.935 | 307.935 | 307.935 | 150 | 63.3059 | 118.8571 | 0.012756 | 185
MGC-03 | 2027-09-01 | 9 | 2027 | 2027 | Summer | 150 | 182.7848 | 215.5697 | 249.348 | 311.6354 |  | 7811.5139 | 7335.7048 | 7057.5427 | 6924.5127 | 7291 |  | 311.6354 | 311.6354 | 311.6354 | 150 | 62.2875 | 118.8571 | 0.012756 | 185
MGC-03 | 2027-10-01 | 10 | 2028 | 2027 | Fall | 150 | 188.3348 | 226.6696 | 266.1661 | 324.8237 |  | 7636.037 | 7242.8497 | 7001.8404 | 6847.9911 | 7291 |  | 324.8237 | 324.8237 | 324.8237 | 150 | 58.6576 | 118.8571 | 0.012756 | 185
MGC-03 | 2027-11-01 | 11 | 2028 | 2027 | Fall | 150 | 191.686 | 233.372 | 276.3212 | 332.787 |  | 7636.037 | 7217.1683 | 6969.4757 | 6824.6957 | 7291 |  | 332.787 | 332.787 | 332.787 | 150 | 56.4658 | 118.8571 | 0.012756 | 185
MGC-03 | 2027-12-01 | 12 | 2028 | 2027 | Winter | 150 | 196.7999 | 243.5999 | 291.818 | 344.9391 |  | 7658.1022 | 7189.3826 | 6935.683 | 6800.5358 | 7172 |  | 344.9391 | 344.9391 | 344.9391 | 150 | 53.1211 | 118.8571 | 0.012756 | 185
MGC-03 | 2028-01-01 | 1 | 2028 | 2028 | Winter | 150 | 197.85 | 245.7 | 295 | 347.1593 |  | 7658.1022 | 7181.9708 | 6927.2394 | 6796.8075 | 7172 |  | 347.1593 | 347.1593 | 347.1593 | 150 | 52.1593 | 118.8571 | 0.012756 | 185
MGC-03 | 2028-02-01 | 2 | 2028 | 2028 | Winter | 150 | 197.1114 | 244.2228 | 292.7618 | 345.6792 |  | 7658.1022 | 7187.1738 | 6933.1561 | 6799.3452 | 7172 |  | 345.6792 | 345.6792 | 345.6792 | 150 | 52.9174 | 118.8571 | 0.012756 | 185
MGC-03 | 2028-03-01 | 3 | 2028 | 2028 | Winter | 150 | 193.6855 | 237.3709 | 282.3802 | 337.5383 |  | 7658.1022 | 7211.9721 | 6962.0091 | 6816.1001 | 7172 |  | 337.5383 | 337.5383 | 337.5383 | 150 | 55.1581 | 118.8571 | 0.012756 | 185
MGC-03 | 2028-04-01 | 4 | 2028 | 2028 | Spring | 150 | 188.3286 | 226.6572 | 266.1472 | 324.8089 |  | 7636.037 | 7242.8984 | 7001.9029 | 6848.0417 | 7291 |  | 324.8089 | 324.8089 | 324.8089 | 150 | 58.6617 | 118.8571 | 0.012756 | 185
MGC-03 | 2028-05-01 | 5 | 2028 | 2028 | Spring | 150 | 185.9554 | 221.9107 | 258.9556 | 319.1695 |  | 7636.037 | 7261.7551 | 7026.3671 | 6869.0885 | 7291 |  | 319.1695 | 319.1695 | 319.1695 | 150 | 60.2138 | 118.8571 | 0.012756 | 185
MGC-03 | 2028-06-01 | 6 | 2028 | 2028 | Summer | 150 | 181.539 | 213.0781 | 245.5729 | 308.6751 |  | 7811.5139 | 7349.6636 | 7073.2391 | 6931.9071 | 7291 |  | 308.6751 | 308.6751 | 308.6751 | 150 | 63.1022 | 118.8571 | 0.012756 | 185
MGC-03 | 2028-07-01 | 7 | 2028 | 2028 | Summer | 150 | 181.2276 | 212.4552 | 244.6291 | 307.935 |  | 7811.5139 | 7353.1973 | 7077.2926 | 6934.0616 | 7291 |  | 307.935 | 307.935 | 307.935 | 150 | 63.3059 | 118.8571 | 0.012756 | 185
MGC-03 | 2028-08-01 | 8 | 2028 | 2028 | Summer | 150 | 181.2276 | 212.4552 | 244.6291 | 307.935 |  | 7811.5139 | 7353.1973 | 7077.2926 | 6934.0616 | 7291 |  | 307.935 | 307.935 | 307.935 | 150 | 63.3059 | 118.8571 | 0.012756 | 185
MGC-03 | 2028-09-01 | 9 | 2028 | 2028 | Summer | 150 | 182.7848 | 215.5697 | 249.348 | 311.6354 |  | 7811.5139 | 7335.7048 | 7057.5427 | 6924.5127 | 7291 |  | 311.6354 | 311.6354 | 311.6354 | 150 | 62.2875 | 118.8571 | 0.012756 | 185
MGC-03 | 2028-10-01 | 10 | 2029 | 2028 | Fall | 150 | 188.3348 | 226.6696 | 266.1661 | 324.8237 |  | 7636.037 | 7242.8497 | 7001.8404 | 6847.9911 | 7291 |  | 324.8237 | 324.8237 | 324.8237 | 150 | 58.6576 | 118.8571 | 0.012756 | 185
MGC-03 | 2028-11-01 | 11 | 2029 | 2028 | Fall | 150 | 191.686 | 233.372 | 276.3212 | 332.787 |  | 7636.037 | 7217.1683 | 6969.4757 | 6824.6957 | 7291 |  | 332.787 | 332.787 | 332.787 | 150 | 56.4658 | 118.8571 | 0.012756 | 185
MGC-03 | 2028-12-01 | 12 | 2029 | 2028 | Winter | 150 | 196.7999 | 243.5999 | 291.818 | 344.9391 |  | 7658.1022 | 7189.3826 | 6935.683 | 6800.5358 | 7172 |  | 344.9391 | 344.9391 | 344.9391 | 150 | 53.1211 | 118.8571 | 0.012756 | 185
MGC-03 | 2029-01-01 | 1 | 2029 | 2029 | Winter | 150 | 197.85 | 245.7 | 295 | 347.1593 |  | 7658.1022 | 7181.9708 | 6927.2394 | 6796.8075 | 7172 |  | 347.1593 | 347.1593 | 347.1593 | 150 | 52.1593 | 118.8571 | 0.012756 | 185
MGC-03 | 2029-02-01 | 2 | 2029 | 2029 | Winter | 150 | 197.1114 | 244.2228 | 292.7618 | 345.6792 |  | 7658.1022 | 7187.1738 | 6933.1561 | 6799.3452 | 7172 |  | 345.6792 | 345.6792 | 345.6792 | 150 | 52.9174 | 118.8571 | 0.012756 | 185
MGC-03 | 2029-03-01 | 3 | 2029 | 2029 | Winter | 150 | 193.6855 | 237.3709 | 282.3802 | 337.5383 |  | 7658.1022 | 7211.9721 | 6962.0091 | 6816.1001 | 7172 |  | 337.5383 | 337.5383 | 337.5383 | 150 | 55.1581 | 118.8571 | 0.012756 | 185
MGC-03 | 2029-04-01 | 4 | 2029 | 2029 | Spring | 150 | 188.3286 | 226.6572 | 266.1472 | 324.8089 |  | 7636.037 | 7242.8984 | 7001.9029 | 6848.0417 | 7291 |  | 324.8089 | 324.8089 | 324.8089 | 150 | 58.6617 | 118.8571 | 0.012756 | 185
MGC-03 | 2029-05-01 | 5 | 2029 | 2029 | Spring | 150 | 185.9554 | 221.9107 | 258.9556 | 319.1695 |  | 7636.037 | 7261.7551 | 7026.3671 | 6869.0885 | 7291 |  | 319.1695 | 319.1695 | 319.1695 | 150 | 60.2138 | 118.8571 | 0.012756 | 185
MGC-03 | 2029-06-01 | 6 | 2029 | 2029 | Summer | 150 | 181.539 | 213.0781 | 245.5729 | 308.6751 |  | 7811.5139 | 7349.6636 | 7073.2391 | 6931.9071 | 7291 |  | 308.6751 | 308.6751 | 308.6751 | 150 | 63.1022 | 118.8571 | 0.012756 | 185
MGC-03 | 2029-07-01 | 7 | 2029 | 2029 | Summer | 150 | 181.2276 | 212.4552 | 244.6291 | 307.935 |  | 7811.5139 | 7353.1973 | 7077.2926 | 6934.0616 | 7291 |  | 307.935 | 307.935 | 307.935 | 150 | 63.3059 | 118.8571 | 0.012756 | 185
MGC-03 | 2029-08-01 | 8 | 2029 | 2029 | Summer | 150 | 181.2276 | 212.4552 | 244.6291 | 307.935 |  | 7811.5139 | 7353.1973 | 7077.2926 | 6934.0616 | 7291 |  | 307.935 | 307.935 | 307.935 | 150 | 63.3059 | 118.8571 | 0.012756 | 185
MGC-03 | 2029-09-01 | 9 | 2029 | 2029 | Summer | 150 | 182.7848 | 215.5697 | 249.348 | 311.6354 |  | 7811.5139 | 7335.7048 | 7057.5427 | 6924.5127 | 7291 |  | 311.6354 | 311.6354 | 311.6354 | 150 | 62.2875 | 118.8571 | 0.012756 | 185
MGC-03 | 2029-10-01 | 10 | 2030 | 2029 | Fall | 150 | 188.3348 | 226.6696 | 266.1661 | 324.8237 |  | 7636.037 | 7242.8497 | 7001.8404 | 6847.9911 | 7291 |  | 324.8237 | 324.8237 | 324.8237 | 150 | 58.6576 | 118.8571 | 0.012756 | 185
MGC-03 | 2029-11-01 | 11 | 2030 | 2029 | Fall | 150 | 191.686 | 233.372 | 276.3212 | 332.787 |  | 7636.037 | 7217.1683 | 6969.4757 | 6824.6957 | 7291 |  | 332.787 | 332.787 | 332.787 | 150 | 56.4658 | 118.8571 | 0.012756 | 185
MGC-03 | 2029-12-01 | 12 | 2030 | 2029 | Winter | 150 | 196.7999 | 243.5999 | 291.818 | 344.9391 |  | 7658.1022 | 7189.3826 | 6935.683 | 6800.5358 | 7172 |  | 344.9391 | 344.9391 | 344.9391 | 150 | 53.1211 | 118.8571 | 0.012756 | 185
MGC-03 | 2030-01-01 | 1 | 2030 | 2030 | Winter | 150 | 197.85 | 245.7 | 295 | 347.1593 |  | 7658.1022 | 7181.9708 | 6927.2394 | 6796.8075 | 7172 |  | 347.1593 | 347.1593 | 347.1593 | 150 | 52.1593 | 118.8571 | 0.012756 | 185
MGC-03 | 2030-02-01 | 2 | 2030 | 2030 | Winter | 150 | 197.1114 | 244.2228 | 292.7618 | 345.6792 |  | 7658.1022 | 7187.1738 | 6933.1561 | 6799.3452 | 7172 |  | 345.6792 | 345.6792 | 345.6792 | 150 | 52.9174 | 118.8571 | 0.012756 | 185
MGC-03 | 2030-03-01 | 3 | 2030 | 2030 | Winter | 150 | 193.6855 | 237.3709 | 282.3802 | 337.5383 |  | 7658.1022 | 7211.9721 | 6962.0091 | 6816.1001 | 7172 |  | 337.5383 | 337.5383 | 337.5383 | 150 | 55.1581 | 118.8571 | 0.012756 | 185
MGC-03 | 2030-04-01 | 4 | 2030 | 2030 | Spring | 150 | 188.3286 | 226.6572 | 266.1472 | 324.8089 |  | 7636.037 | 7242.8984 | 7001.9029 | 6848.0417 | 7291 |  | 324.8089 | 324.8089 | 324.8089 | 150 | 58.6617 | 118.8571 | 0.012756 | 185
MGC-03 | 2030-05-01 | 5 | 2030 | 2030 | Spring | 150 | 185.9554 | 221.9107 | 258.9556 | 319.1695 |  | 7636.037 | 7261.7551 | 7026.3671 | 6869.0885 | 7291 |  | 319.1695 | 319.1695 | 319.1695 | 150 | 60.2138 | 118.8571 | 0.012756 | 185
MGC-03 | 2030-06-01 | 6 | 2030 | 2030 | Summer | 150 | 181.539 | 213.0781 | 245.5729 | 308.6751 |  | 7811.5139 | 7349.6636 | 7073.2391 | 6931.9071 | 7291 |  | 308.6751 | 308.6751 | 308.6751 | 150 | 63.1022 | 118.8571 | 0.012756 | 185
MGC-03 | 2030-07-01 | 7 | 2030 | 2030 | Summer | 150 | 181.2276 | 212.4552 | 244.6291 | 307.935 |  | 7811.5139 | 7353.1973 | 7077.2926 | 6934.0616 | 7291 |  | 307.935 | 307.935 | 307.935 | 150 | 63.3059 | 118.8571 | 0.012756 | 185
MGC-03 | 2030-08-01 | 8 | 2030 | 2030 | Summer | 150 | 181.2276 | 212.4552 | 244.6291 | 307.935 |  | 7811.5139 | 7353.1973 | 7077.2926 | 6934.0616 | 7291 |  | 307.935 | 307.935 | 307.935 | 150 | 63.3059 | 118.8571 | 0.012756 | 185
MGC-03 | 2030-09-01 | 9 | 2030 | 2030 | Summer | 150 | 182.7848 | 215.5697 | 249.348 | 311.6354 |  | 7811.5139 | 7335.7048 | 7057.5427 | 6924.5127 | 7291 |  | 311.6354 | 311.6354 | 311.6354 | 150 | 62.2875 | 118.8571 | 0.012756 | 185
MGC-03 | 2030-10-01 | 10 | 2031 | 2030 | Fall | 150 | 188.3348 | 226.6696 | 266.1661 | 324.8237 |  | 7636.037 | 7242.8497 | 7001.8404 | 6847.9911 | 7291 |  | 324.8237 | 324.8237 | 324.8237 | 150 | 58.6576 | 118.8571 | 0.012756 | 185
MGC-03 | 2030-11-01 | 11 | 2031 | 2030 | Fall | 150 | 191.686 | 233.372 | 276.3212 | 332.787 |  | 7636.037 | 7217.1683 | 6969.4757 | 6824.6957 | 7291 |  | 332.787 | 332.787 | 332.787 | 150 | 56.4658 | 118.8571 | 0.012756 | 185
MGC-03 | 2030-12-01 | 12 | 2031 | 2030 | Winter | 150 | 196.7999 | 243.5999 | 291.818 | 344.9391 |  | 7658.1022 | 7189.3826 | 6935.683 | 6800.5358 | 7172 |  | 344.9391 | 344.9391 | 344.9391 | 150 | 53.1211 | 118.8571 | 0.012756 | 185
MGC-03 | 2031-01-01 | 1 | 2031 | 2031 | Winter | 150 | 197.85 | 245.7 | 295 | 347.1593 |  | 7658.1022 | 7181.9708 | 6927.2394 | 6796.8075 | 7172 |  | 347.1593 | 347.1593 | 347.1593 | 150 | 52.1593 | 118.8571 | 0.012756 | 185
MGC-03 | 2031-02-01 | 2 | 2031 | 2031 | Winter | 150 | 197.1114 | 244.2228 | 292.7618 | 345.6792 |  | 7658.1022 | 7187.1738 | 6933.1561 | 6799.3452 | 7172 |  | 345.6792 | 345.6792 | 345.6792 | 150 | 52.9174 | 118.8571 | 0.012756 | 185
MGC-03 | 2031-03-01 | 3 | 2031 | 2031 | Winter | 150 | 193.6855 | 237.3709 | 282.3802 | 337.5383 |  | 7658.1022 | 7211.9721 | 6962.0091 | 6816.1001 | 7172 |  | 337.5383 | 337.5383 | 337.5383 | 150 | 55.1581 | 118.8571 | 0.012756 | 185
MGC-03 | 2031-04-01 | 4 | 2031 | 2031 | Spring | 150 | 188.3286 | 226.6572 | 266.1472 | 324.8089 |  | 7636.037 | 7242.8984 | 7001.9029 | 6848.0417 | 7291 |  | 324.8089 | 324.8089 | 324.8089 | 150 | 58.6617 | 118.8571 | 0.012756 | 185
MGC-03 | 2031-05-01 | 5 | 2031 | 2031 | Spring | 150 | 185.9554 | 221.9107 | 258.9556 | 319.1695 |  | 7636.037 | 7261.7551 | 7026.3671 | 6869.0885 | 7291 |  | 319.1695 | 319.1695 | 319.1695 | 150 | 60.2138 | 118.8571 | 0.012756 | 185
MGC-03 | 2031-06-01 | 6 | 2031 | 2031 | Summer | 150 | 181.539 | 213.0781 | 245.5729 | 308.6751 |  | 7811.5139 | 7349.6636 | 7073.2391 | 6931.9071 | 7291 |  | 308.6751 | 308.6751 | 308.6751 | 150 | 63.1022 | 118.8571 | 0.012756 | 185
MGC-03 | 2031-07-01 | 7 | 2031 | 2031 | Summer | 150 | 181.2276 | 212.4552 | 244.6291 | 307.935 |  | 7811.5139 | 7353.1973 | 7077.2926 | 6934.0616 | 7291 |  | 307.935 | 307.935 | 307.935 | 150 | 63.3059 | 118.8571 | 0.012756 | 185
MGC-03 | 2031-08-01 | 8 | 2031 | 2031 | Summer | 150 | 181.2276 | 212.4552 | 244.6291 | 307.935 |  | 7811.5139 | 7353.1973 | 7077.2926 | 6934.0616 | 7291 |  | 307.935 | 307.935 | 307.935 | 150 | 63.3059 | 118.8571 | 0.012756 | 185
MGC-03 | 2031-09-01 | 9 | 2031 | 2031 | Summer | 150 | 182.7848 | 215.5697 | 249.348 | 311.6354 |  | 7811.5139 | 7335.7048 | 7057.5427 | 6924.5127 | 7291 |  | 311.6354 | 311.6354 | 311.6354 | 150 | 62.2875 | 118.8571 | 0.012756 | 185
MGC-03 | 2031-10-01 | 10 | 2032 | 2031 | Fall | 150 | 188.3348 | 226.6696 | 266.1661 | 324.8237 |  | 7636.037 | 7242.8497 | 7001.8404 | 6847.9911 | 7291 |  | 324.8237 | 324.8237 | 324.8237 | 150 | 58.6576 | 118.8571 | 0.012756 | 185
MGC-03 | 2031-11-01 | 11 | 2032 | 2031 | Fall | 150 | 191.686 | 233.372 | 276.3212 | 332.787 |  | 7636.037 | 7217.1683 | 6969.4757 | 6824.6957 | 7291 |  | 332.787 | 332.787 | 332.787 | 150 | 56.4658 | 118.8571 | 0.012756 | 185
MGC-03 | 2031-12-01 | 12 | 2032 | 2031 | Winter | 150 | 196.7999 | 243.5999 | 291.818 | 344.9391 |  | 7658.1022 | 7189.3826 | 6935.683 | 6800.5358 | 7172 |  | 344.9391 | 344.9391 | 344.9391 | 150 | 53.1211 | 118.8571 | 0.012756 | 185
MGC-03 | 2032-01-01 | 1 | 2032 | 2032 | Winter | 150 | 197.85 | 245.7 | 295 | 347.1593 |  | 7658.1022 | 7181.9708 | 6927.2394 | 6796.8075 | 7172 |  | 347.1593 | 347.1593 | 347.1593 | 150 | 52.1593 | 118.8571 | 0.012756 | 185
MGC-03 | 2032-02-01 | 2 | 2032 | 2032 | Winter | 150 | 197.1114 | 244.2228 | 292.7618 | 345.6792 |  | 7658.1022 | 7187.1738 | 6933.1561 | 6799.3452 | 7172 |  | 345.6792 | 345.6792 | 345.6792 | 150 | 52.9174 | 118.8571 | 0.012756 | 185
MGC-03 | 2032-03-01 | 3 | 2032 | 2032 | Winter | 150 | 193.6855 | 237.3709 | 282.3802 | 337.5383 |  | 7658.1022 | 7211.9721 | 6962.0091 | 6816.1001 | 7172 |  | 337.5383 | 337.5383 | 337.5383 | 150 | 55.1581 | 118.8571 | 0.012756 | 185
MGC-03 | 2032-04-01 | 4 | 2032 | 2032 | Spring | 150 | 188.3286 | 226.6572 | 266.1472 | 324.8089 |  | 7636.037 | 7242.8984 | 7001.9029 | 6848.0417 | 7291 |  | 324.8089 | 324.8089 | 324.8089 | 150 | 58.6617 | 118.8571 | 0.012756 | 185
MGC-03 | 2032-05-01 | 5 | 2032 | 2032 | Spring | 150 | 185.9554 | 221.9107 | 258.9556 | 319.1695 |  | 7636.037 | 7261.7551 | 7026.3671 | 6869.0885 | 7291 |  | 319.1695 | 319.1695 | 319.1695 | 150 | 60.2138 | 118.8571 | 0.012756 | 185
MGC-03 | 2032-06-01 | 6 | 2032 | 2032 | Summer | 150 | 181.539 | 213.0781 | 245.5729 | 308.6751 |  | 7811.5139 | 7349.6636 | 7073.2391 | 6931.9071 | 7291 |  | 308.6751 | 308.6751 | 308.6751 | 150 | 63.1022 | 118.8571 | 0.012756 | 185
MGC-03 | 2032-07-01 | 7 | 2032 | 2032 | Summer | 150 | 181.2276 | 212.4552 | 244.6291 | 307.935 |  | 7811.5139 | 7353.1973 | 7077.2926 | 6934.0616 | 7291 |  | 307.935 | 307.935 | 307.935 | 150 | 63.3059 | 118.8571 | 0.012756 | 185
MGC-03 | 2032-08-01 | 8 | 2032 | 2032 | Summer | 150 | 181.2276 | 212.4552 | 244.6291 | 307.935 |  | 7811.5139 | 7353.1973 | 7077.2926 | 6934.0616 | 7291 |  | 307.935 | 307.935 | 307.935 | 150 | 63.3059 | 118.8571 | 0.012756 | 185
MGC-03 | 2032-09-01 | 9 | 2032 | 2032 | Summer | 150 | 182.7848 | 215.5697 | 249.348 | 311.6354 |  | 7811.5139 | 7335.7048 | 7057.5427 | 6924.5127 | 7291 |  | 311.6354 | 311.6354 | 311.6354 | 150 | 62.2875 | 118.8571 | 0.012756 | 185
MGC-03 | 2032-10-01 | 10 | 2033 | 2032 | Fall | 150 | 188.3348 | 226.6696 | 266.1661 | 324.8237 |  | 7636.037 | 7242.8497 | 7001.8404 | 6847.9911 | 7291 |  | 324.8237 | 324.8237 | 324.8237 | 150 | 58.6576 | 118.8571 | 0.012756 | 185
MGC-03 | 2032-11-01 | 11 | 2033 | 2032 | Fall | 150 | 191.686 | 233.372 | 276.3212 | 332.787 |  | 7636.037 | 7217.1683 | 6969.4757 | 6824.6957 | 7291 |  | 332.787 | 332.787 | 332.787 | 150 | 56.4658 | 118.8571 | 0.012756 | 185
MGC-03 | 2032-12-01 | 12 | 2033 | 2032 | Winter | 150 | 196.7999 | 243.5999 | 291.818 | 344.9391 |  | 7658.1022 | 7189.3826 | 6935.683 | 6800.5358 | 7172 |  | 344.9391 | 344.9391 | 344.9391 | 150 | 53.1211 | 118.8571 | 0.012756 | 185
MGC-03 | 2033-01-01 | 1 | 2033 | 2033 | Winter | 150 | 197.85 | 245.7 | 295 | 347.1593 |  | 7658.1022 | 7181.9708 | 6927.2394 | 6796.8075 | 7172 |  | 347.1593 | 347.1593 | 347.1593 | 150 | 52.1593 | 118.8571 | 0.012756 | 185
MGC-03 | 2033-02-01 | 2 | 2033 | 2033 | Winter | 150 | 197.1114 | 244.2228 | 292.7618 | 345.6792 |  | 7658.1022 | 7187.1738 | 6933.1561 | 6799.3452 | 7172 |  | 345.6792 | 345.6792 | 345.6792 | 150 | 52.9174 | 118.8571 | 0.012756 | 185
MGC-03 | 2033-03-01 | 3 | 2033 | 2033 | Winter | 150 | 193.6855 | 237.3709 | 282.3802 | 337.5383 |  | 7658.1022 | 7211.9721 | 6962.0091 | 6816.1001 | 7172 |  | 337.5383 | 337.5383 | 337.5383 | 150 | 55.1581 | 118.8571 | 0.012756 | 185
MGC-03 | 2033-04-01 | 4 | 2033 | 2033 | Spring | 150 | 188.3286 | 226.6572 | 266.1472 | 324.8089 |  | 7636.037 | 7242.8984 | 7001.9029 | 6848.0417 | 7291 |  | 324.8089 | 324.8089 | 324.8089 | 150 | 58.6617 | 118.8571 | 0.012756 | 185
MGC-03 | 2033-05-01 | 5 | 2033 | 2033 | Spring | 150 | 185.9554 | 221.9107 | 258.9556 | 319.1695 |  | 7636.037 | 7261.7551 | 7026.3671 | 6869.0885 | 7291 |  | 319.1695 | 319.1695 | 319.1695 | 150 | 60.2138 | 118.8571 | 0.012756 | 185
MGC-03 | 2033-06-01 | 6 | 2033 | 2033 | Summer | 150 | 181.539 | 213.0781 | 245.5729 | 308.6751 |  | 7811.5139 | 7349.6636 | 7073.2391 | 6931.9071 | 7291 |  | 308.6751 | 308.6751 | 308.6751 | 150 | 63.1022 | 118.8571 | 0.012756 | 185
MGC-03 | 2033-07-01 | 7 | 2033 | 2033 | Summer | 150 | 181.2276 | 212.4552 | 244.6291 | 307.935 |  | 7811.5139 | 7353.1973 | 7077.2926 | 6934.0616 | 7291 |  | 307.935 | 307.935 | 307.935 | 150 | 63.3059 | 118.8571 | 0.012756 | 185
MGC-03 | 2033-08-01 | 8 | 2033 | 2033 | Summer | 150 | 181.2276 | 212.4552 | 244.6291 | 307.935 |  | 7811.5139 | 7353.1973 | 7077.2926 | 6934.0616 | 7291 |  | 307.935 | 307.935 | 307.935 | 150 | 63.3059 | 118.8571 | 0.012756 | 185
MGC-03 | 2033-09-01 | 9 | 2033 | 2033 | Summer | 150 | 182.7848 | 215.5697 | 249.348 | 311.6354 |  | 7811.5139 | 7335.7048 | 7057.5427 | 6924.5127 | 7291 |  | 311.6354 | 311.6354 | 311.6354 | 150 | 62.2875 | 118.8571 | 0.012756 | 185
MGC-03 | 2033-10-01 | 10 | 2034 | 2033 | Fall | 150 | 188.3348 | 226.6696 | 266.1661 | 324.8237 |  | 7636.037 | 7242.8497 | 7001.8404 | 6847.9911 | 7291 |  | 324.8237 | 324.8237 | 324.8237 | 150 | 58.6576 | 118.8571 | 0.012756 | 185
MGC-03 | 2033-11-01 | 11 | 2034 | 2033 | Fall | 150 | 191.686 | 233.372 | 276.3212 | 332.787 |  | 7636.037 | 7217.1683 | 6969.4757 | 6824.6957 | 7291 |  | 332.787 | 332.787 | 332.787 | 150 | 56.4658 | 118.8571 | 0.012756 | 185
MGC-03 | 2033-12-01 | 12 | 2034 | 2033 | Winter | 150 | 196.7999 | 243.5999 | 291.818 | 344.9391 |  | 7658.1022 | 7189.3826 | 6935.683 | 6800.5358 | 7172 |  | 344.9391 | 344.9391 | 344.9391 | 150 | 53.1211 | 118.8571 | 0.012756 | 185
MGC-03 | 2034-01-01 | 1 | 2034 | 2034 | Winter | 150 | 197.85 | 245.7 | 295 | 347.1593 |  | 7658.1022 | 7181.9708 | 6927.2394 | 6796.8075 | 7172 |  | 347.1593 | 347.1593 | 347.1593 | 150 | 52.1593 | 118.8571 | 0.012756 | 185
MGC-03 | 2034-02-01 | 2 | 2034 | 2034 | Winter | 150 | 197.1114 | 244.2228 | 292.7618 | 345.6792 |  | 7658.1022 | 7187.1738 | 6933.1561 | 6799.3452 | 7172 |  | 345.6792 | 345.6792 | 345.6792 | 150 | 52.9174 | 118.8571 | 0.012756 | 185
MGC-03 | 2034-03-01 | 3 | 2034 | 2034 | Winter | 150 | 193.6855 | 237.3709 | 282.3802 | 337.5383 |  | 7658.1022 | 7211.9721 | 6962.0091 | 6816.1001 | 7172 |  | 337.5383 | 337.5383 | 337.5383 | 150 | 55.1581 | 118.8571 | 0.012756 | 185
MGC-03 | 2034-04-01 | 4 | 2034 | 2034 | Spring | 150 | 188.3286 | 226.6572 | 266.1472 | 324.8089 |  | 7636.037 | 7242.8984 | 7001.9029 | 6848.0417 | 7291 |  | 324.8089 | 324.8089 | 324.8089 | 150 | 58.6617 | 118.8571 | 0.012756 | 185
MGC-03 | 2034-05-01 | 5 | 2034 | 2034 | Spring | 150 | 185.9554 | 221.9107 | 258.9556 | 319.1695 |  | 7636.037 | 7261.7551 | 7026.3671 | 6869.0885 | 7291 |  | 319.1695 | 319.1695 | 319.1695 | 150 | 60.2138 | 118.8571 | 0.012756 | 185
MGC-03 | 2034-06-01 | 6 | 2034 | 2034 | Summer | 150 | 181.539 | 213.0781 | 245.5729 | 308.6751 |  | 7811.5139 | 7349.6636 | 7073.2391 | 6931.9071 | 7291 |  | 308.6751 | 308.6751 | 308.6751 | 150 | 63.1022 | 118.8571 | 0.012756 | 185
MGC-03 | 2034-07-01 | 7 | 2034 | 2034 | Summer | 150 | 181.2276 | 212.4552 | 244.6291 | 307.935 |  | 7811.5139 | 7353.1973 | 7077.2926 | 6934.0616 | 7291 |  | 307.935 | 307.935 | 307.935 | 150 | 63.3059 | 118.8571 | 0.012756 | 185
MGC-03 | 2034-08-01 | 8 | 2034 | 2034 | Summer | 150 | 181.2276 | 212.4552 | 244.6291 | 307.935 |  | 7811.5139 | 7353.1973 | 7077.2926 | 6934.0616 | 7291 |  | 307.935 | 307.935 | 307.935 | 150 | 63.3059 | 118.8571 | 0.012756 | 185
MGC-03 | 2034-09-01 | 9 | 2034 | 2034 | Summer | 150 | 182.7848 | 215.5697 | 249.348 | 311.6354 |  | 7811.5139 | 7335.7048 | 7057.5427 | 6924.5127 | 7291 |  | 311.6354 | 311.6354 | 311.6354 | 150 | 62.2875 | 118.8571 | 0.012756 | 185
MGC-03 | 2034-10-01 | 10 | 2035 | 2034 | Fall | 150 | 188.3348 | 226.6696 | 266.1661 | 324.8237 |  | 7636.037 | 7242.8497 | 7001.8404 | 6847.9911 | 7291 |  | 324.8237 | 324.8237 | 324.8237 | 150 | 58.6576 | 118.8571 | 0.012756 | 185
MGC-03 | 2034-11-01 | 11 | 2035 | 2034 | Fall | 150 | 191.686 | 233.372 | 276.3212 | 332.787 |  | 7636.037 | 7217.1683 | 6969.4757 | 6824.6957 | 7291 |  | 332.787 | 332.787 | 332.787 | 150 | 56.4658 | 118.8571 | 0.012756 | 185
MGC-03 | 2034-12-01 | 12 | 2035 | 2034 | Winter | 150 | 196.7999 | 243.5999 | 291.818 | 344.9391 |  | 7658.1022 | 7189.3826 | 6935.683 | 6800.5358 | 7172 |  | 344.9391 | 344.9391 | 344.9391 | 150 | 53.1211 | 118.8571 | 0.012756 | 185
MGC-03 | 2035-01-01 | 1 | 2035 | 2035 | Winter | 150 | 197.85 | 245.7 | 295 | 347.1593 |  | 7658.1022 | 7181.9708 | 6927.2394 | 6796.8075 | 7172 |  | 347.1593 | 347.1593 | 347.1593 | 150 | 52.1593 | 118.8571 | 0.012756 | 185
MGC-03 | 2035-02-01 | 2 | 2035 | 2035 | Winter | 150 | 197.1114 | 244.2228 | 292.7618 | 345.6792 |  | 7658.1022 | 7187.1738 | 6933.1561 | 6799.3452 | 7172 |  | 345.6792 | 345.6792 | 345.6792 | 150 | 52.9174 | 118.8571 | 0.012756 | 185
MGC-03 | 2035-03-01 | 3 | 2035 | 2035 | Winter | 150 | 193.6855 | 237.3709 | 282.3802 | 337.5383 |  | 7658.1022 | 7211.9721 | 6962.0091 | 6816.1001 | 7172 |  | 337.5383 | 337.5383 | 337.5383 | 150 | 55.1581 | 118.8571 | 0.012756 | 185
MGC-03 | 2035-04-01 | 4 | 2035 | 2035 | Spring | 150 | 188.3286 | 226.6572 | 266.1472 | 324.8089 |  | 7636.037 | 7242.8984 | 7001.9029 | 6848.0417 | 7291 |  | 324.8089 | 324.8089 | 324.8089 | 150 | 58.6617 | 118.8571 | 0.012756 | 185
MGC-03 | 2035-05-01 | 5 | 2035 | 2035 | Spring | 150 | 185.9554 | 221.9107 | 258.9556 | 319.1695 |  | 7636.037 | 7261.7551 | 7026.3671 | 6869.0885 | 7291 |  | 319.1695 | 319.1695 | 319.1695 | 150 | 60.2138 | 118.8571 | 0.012756 | 185
MGC-03 | 2035-06-01 | 6 | 2035 | 2035 | Summer | 150 | 181.539 | 213.0781 | 245.5729 | 308.6751 |  | 7811.5139 | 7349.6636 | 7073.2391 | 6931.9071 | 7291 |  | 308.6751 | 308.6751 | 308.6751 | 150 | 63.1022 | 118.8571 | 0.012756 | 185
MGC-03 | 2035-07-01 | 7 | 2035 | 2035 | Summer | 150 | 181.2276 | 212.4552 | 244.6291 | 307.935 |  | 7811.5139 | 7353.1973 | 7077.2926 | 6934.0616 | 7291 |  | 307.935 | 307.935 | 307.935 | 150 | 63.3059 | 118.8571 | 0.012756 | 185
MGC-03 | 2035-08-01 | 8 | 2035 | 2035 | Summer | 150 | 181.2276 | 212.4552 | 244.6291 | 307.935 |  | 7811.5139 | 7353.1973 | 7077.2926 | 6934.0616 | 7291 |  | 307.935 | 307.935 | 307.935 | 150 | 63.3059 | 118.8571 | 0.012756 | 185
MGC-03 | 2035-09-01 | 9 | 2035 | 2035 | Summer | 150 | 182.7848 | 215.5697 | 249.348 | 311.6354 |  | 7811.5139 | 7335.7048 | 7057.5427 | 6924.5127 | 7291 |  | 311.6354 | 311.6354 | 311.6354 | 150 | 62.2875 | 118.8571 | 0.012756 | 185
MGC-03 | 2035-10-01 | 10 | 2036 | 2035 | Fall | 150 | 188.3348 | 226.6696 | 266.1661 | 324.8237 |  | 7636.037 | 7242.8497 | 7001.8404 | 6847.9911 | 7291 |  | 324.8237 | 324.8237 | 324.8237 | 150 | 58.6576 | 118.8571 | 0.012756 | 185
MGC-03 | 2035-11-01 | 11 | 2036 | 2035 | Fall | 150 | 191.686 | 233.372 | 276.3212 | 332.787 |  | 7636.037 | 7217.1683 | 6969.4757 | 6824.6957 | 7291 |  | 332.787 | 332.787 | 332.787 | 150 | 56.4658 | 118.8571 | 0.012756 | 185
MGC-03 | 2035-12-01 | 12 | 2036 | 2035 | Winter | 150 | 196.7999 | 243.5999 | 291.818 | 344.9391 |  | 7658.1022 | 7189.3826 | 6935.683 | 6800.5358 | 7172 |  | 344.9391 | 344.9391 | 344.9391 | 150 | 53.1211 | 118.8571 | 0.012756 | 185
MGC-03 | 2036-01-01 | 1 | 2036 | 2036 | Winter | 150 | 197.85 | 245.7 | 295 | 347.1593 |  | 7658.1022 | 7181.9708 | 6927.2394 | 6796.8075 | 7172 |  | 347.1593 | 347.1593 | 347.1593 | 150 | 52.1593 | 118.8571 | 0.012756 | 185
MGC-03 | 2036-02-01 | 2 | 2036 | 2036 | Winter | 150 | 197.1114 | 244.2228 | 292.7618 | 345.6792 |  | 7658.1022 | 7187.1738 | 6933.1561 | 6799.3452 | 7172 |  | 345.6792 | 345.6792 | 345.6792 | 150 | 52.9174 | 118.8571 | 0.012756 | 185
MGC-03 | 2036-03-01 | 3 | 2036 | 2036 | Winter | 150 | 193.6855 | 237.3709 | 282.3802 | 337.5383 |  | 7658.1022 | 7211.9721 | 6962.0091 | 6816.1001 | 7172 |  | 337.5383 | 337.5383 | 337.5383 | 150 | 55.1581 | 118.8571 | 0.012756 | 185
MGC-03 | 2036-04-01 | 4 | 2036 | 2036 | Spring | 150 | 188.3286 | 226.6572 | 266.1472 | 324.8089 |  | 7636.037 | 7242.8984 | 7001.9029 | 6848.0417 | 7291 |  | 324.8089 | 324.8089 | 324.8089 | 150 | 58.6617 | 118.8571 | 0.012756 | 185
MGC-03 | 2036-05-01 | 5 | 2036 | 2036 | Spring | 150 | 185.9554 | 221.9107 | 258.9556 | 319.1695 |  | 7636.037 | 7261.7551 | 7026.3671 | 6869.0885 | 7291 |  | 319.1695 | 319.1695 | 319.1695 | 150 | 60.2138 | 118.8571 | 0.012756 | 185
MGC-03 | 2036-06-01 | 6 | 2036 | 2036 | Summer | 150 | 181.539 | 213.0781 | 245.5729 | 308.6751 |  | 7811.5139 | 7349.6636 | 7073.2391 | 6931.9071 | 7291 |  | 308.6751 | 308.6751 | 308.6751 | 150 | 63.1022 | 118.8571 | 0.012756 | 185
MGC-03 | 2036-07-01 | 7 | 2036 | 2036 | Summer | 150 | 181.2276 | 212.4552 | 244.6291 | 307.935 |  | 7811.5139 | 7353.1973 | 7077.2926 | 6934.0616 | 7291 |  | 307.935 | 307.935 | 307.935 | 150 | 63.3059 | 118.8571 | 0.012756 | 185
MGC-03 | 2036-08-01 | 8 | 2036 | 2036 | Summer | 150 | 181.2276 | 212.4552 | 244.6291 | 307.935 |  | 7811.5139 | 7353.1973 | 7077.2926 | 6934.0616 | 7291 |  | 307.935 | 307.935 | 307.935 | 150 | 63.3059 | 118.8571 | 0.012756 | 185
MGC-03 | 2036-09-01 | 9 | 2036 | 2036 | Summer | 150 | 182.7848 | 215.5697 | 249.348 | 311.6354 |  | 7811.5139 | 7335.7048 | 7057.5427 | 6924.5127 | 7291 |  | 311.6354 | 311.6354 | 311.6354 | 150 | 62.2875 | 118.8571 | 0.012756 | 185
MGC-03 | 2036-10-01 | 10 | 2037 | 2036 | Fall | 150 | 188.3348 | 226.6696 | 266.1661 | 324.8237 |  | 7636.037 | 7242.8497 | 7001.8404 | 6847.9911 | 7291 |  | 324.8237 | 324.8237 | 324.8237 | 150 | 58.6576 | 118.8571 | 0.012756 | 185
MGC-03 | 2036-11-01 | 11 | 2037 | 2036 | Fall | 150 | 191.686 | 233.372 | 276.3212 | 332.787 |  | 7636.037 | 7217.1683 | 6969.4757 | 6824.6957 | 7291 |  | 332.787 | 332.787 | 332.787 | 150 | 56.4658 | 118.8571 | 0.012756 | 185
MGC-03 | 2036-12-01 | 12 | 2037 | 2036 | Winter | 150 | 196.7999 | 243.5999 | 291.818 | 344.9391 |  | 7658.1022 | 7189.3826 | 6935.683 | 6800.5358 | 7172 |  | 344.9391 | 344.9391 | 344.9391 | 150 | 53.1211 | 118.8571 | 0.012756 | 185
MGC-03 | 2037-01-01 | 1 | 2037 | 2037 | Winter | 150 | 197.85 | 245.7 | 295 | 347.1593 |  | 7658.1022 | 7181.9708 | 6927.2394 | 6796.8075 | 7172 |  | 347.1593 | 347.1593 | 347.1593 | 150 | 52.1593 | 118.8571 | 0.012756 | 185
MGC-03 | 2037-02-01 | 2 | 2037 | 2037 | Winter | 150 | 197.1114 | 244.2228 | 292.7618 | 345.6792 |  | 7658.1022 | 7187.1738 | 6933.1561 | 6799.3452 | 7172 |  | 345.6792 | 345.6792 | 345.6792 | 150 | 52.9174 | 118.8571 | 0.012756 | 185
MGC-03 | 2037-03-01 | 3 | 2037 | 2037 | Winter | 150 | 193.6855 | 237.3709 | 282.3802 | 337.5383 |  | 7658.1022 | 7211.9721 | 6962.0091 | 6816.1001 | 7172 |  | 337.5383 | 337.5383 | 337.5383 | 150 | 55.1581 | 118.8571 | 0.012756 | 185
MGC-03 | 2037-04-01 | 4 | 2037 | 2037 | Spring | 150 | 188.3286 | 226.6572 | 266.1472 | 324.8089 |  | 7636.037 | 7242.8984 | 7001.9029 | 6848.0417 | 7291 |  | 324.8089 | 324.8089 | 324.8089 | 150 | 58.6617 | 118.8571 | 0.012756 | 185
MGC-03 | 2037-05-01 | 5 | 2037 | 2037 | Spring | 150 | 185.9554 | 221.9107 | 258.9556 | 319.1695 |  | 7636.037 | 7261.7551 | 7026.3671 | 6869.0885 | 7291 |  | 319.1695 | 319.1695 | 319.1695 | 150 | 60.2138 | 118.8571 | 0.012756 | 185
MGC-03 | 2037-06-01 | 6 | 2037 | 2037 | Summer | 150 | 181.539 | 213.0781 | 245.5729 | 308.6751 |  | 7811.5139 | 7349.6636 | 7073.2391 | 6931.9071 | 7291 |  | 308.6751 | 308.6751 | 308.6751 | 150 | 63.1022 | 118.8571 | 0.012756 | 185
MGC-03 | 2037-07-01 | 7 | 2037 | 2037 | Summer | 150 | 181.2276 | 212.4552 | 244.6291 | 307.935 |  | 7811.5139 | 7353.1973 | 7077.2926 | 6934.0616 | 7291 |  | 307.935 | 307.935 | 307.935 | 150 | 63.3059 | 118.8571 | 0.012756 | 185
MGC-03 | 2037-08-01 | 8 | 2037 | 2037 | Summer | 150 | 181.2276 | 212.4552 | 244.6291 | 307.935 |  | 7811.5139 | 7353.1973 | 7077.2926 | 6934.0616 | 7291 |  | 307.935 | 307.935 | 307.935 | 150 | 63.3059 | 118.8571 | 0.012756 | 185
MGC-03 | 2037-09-01 | 9 | 2037 | 2037 | Summer | 150 | 182.7848 | 215.5697 | 249.348 | 311.6354 |  | 7811.5139 | 7335.7048 | 7057.5427 | 6924.5127 | 7291 |  | 311.6354 | 311.6354 | 311.6354 | 150 | 62.2875 | 118.8571 | 0.012756 | 185
MGC-03 | 2037-10-01 | 10 | 2038 | 2037 | Fall | 150 | 188.3348 | 226.6696 | 266.1661 | 324.8237 |  | 7636.037 | 7242.8497 | 7001.8404 | 6847.9911 | 7291 |  | 324.8237 | 324.8237 | 324.8237 | 150 | 58.6576 | 118.8571 | 0.012756 | 185
MGC-03 | 2037-11-01 | 11 | 2038 | 2037 | Fall | 150 | 191.686 | 233.372 | 276.3212 | 332.787 |  | 7636.037 | 7217.1683 | 6969.4757 | 6824.6957 | 7291 |  | 332.787 | 332.787 | 332.787 | 150 | 56.4658 | 118.8571 | 0.012756 | 185
MGC-03 | 2037-12-01 | 12 | 2038 | 2037 | Winter | 150 | 196.7999 | 243.5999 | 291.818 | 344.9391 |  | 7658.1022 | 7189.3826 | 6935.683 | 6800.5358 | 7172 |  | 344.9391 | 344.9391 | 344.9391 | 150 | 53.1211 | 118.8571 | 0.012756 | 185
MGC-03 | 2038-01-01 | 1 | 2038 | 2038 | Winter | 150 | 197.85 | 245.7 | 295 | 347.1593 |  | 7658.1022 | 7181.9708 | 6927.2394 | 6796.8075 | 7172 |  | 347.1593 | 347.1593 | 347.1593 | 150 | 52.1593 | 118.8571 | 0.012756 | 185
MGC-03 | 2038-02-01 | 2 | 2038 | 2038 | Winter | 150 | 197.1114 | 244.2228 | 292.7618 | 345.6792 |  | 7658.1022 | 7187.1738 | 6933.1561 | 6799.3452 | 7172 |  | 345.6792 | 345.6792 | 345.6792 | 150 | 52.9174 | 118.8571 | 0.012756 | 185
MGC-03 | 2038-03-01 | 3 | 2038 | 2038 | Winter | 150 | 193.6855 | 237.3709 | 282.3802 | 337.5383 |  | 7658.1022 | 7211.9721 | 6962.0091 | 6816.1001 | 7172 |  | 337.5383 | 337.5383 | 337.5383 | 150 | 55.1581 | 118.8571 | 0.012756 | 185
MGC-03 | 2038-04-01 | 4 | 2038 | 2038 | Spring | 150 | 188.3286 | 226.6572 | 266.1472 | 324.8089 |  | 7636.037 | 7242.8984 | 7001.9029 | 6848.0417 | 7291 |  | 324.8089 | 324.8089 | 324.8089 | 150 | 58.6617 | 118.8571 | 0.012756 | 185
MGC-03 | 2038-05-01 | 5 | 2038 | 2038 | Spring | 150 | 185.9554 | 221.9107 | 258.9556 | 319.1695 |  | 7636.037 | 7261.7551 | 7026.3671 | 6869.0885 | 7291 |  | 319.1695 | 319.1695 | 319.1695 | 150 | 60.2138 | 118.8571 | 0.012756 | 185
MGC-03 | 2038-06-01 | 6 | 2038 | 2038 | Summer | 150 | 181.539 | 213.0781 | 245.5729 | 308.6751 |  | 7811.5139 | 7349.6636 | 7073.2391 | 6931.9071 | 7291 |  | 308.6751 | 308.6751 | 308.6751 | 150 | 63.1022 | 118.8571 | 0.012756 | 185
MGC-03 | 2038-07-01 | 7 | 2038 | 2038 | Summer | 150 | 181.2276 | 212.4552 | 244.6291 | 307.935 |  | 7811.5139 | 7353.1973 | 7077.2926 | 6934.0616 | 7291 |  | 307.935 | 307.935 | 307.935 | 150 | 63.3059 | 118.8571 | 0.012756 | 185
MGC-03 | 2038-08-01 | 8 | 2038 | 2038 | Summer | 150 | 181.2276 | 212.4552 | 244.6291 | 307.935 |  | 7811.5139 | 7353.1973 | 7077.2926 | 6934.0616 | 7291 |  | 307.935 | 307.935 | 307.935 | 150 | 63.3059 | 118.8571 | 0.012756 | 185
MGC-03 | 2038-09-01 | 9 | 2038 | 2038 | Summer | 150 | 182.7848 | 215.5697 | 249.348 | 311.6354 |  | 7811.5139 | 7335.7048 | 7057.5427 | 6924.5127 | 7291 |  | 311.6354 | 311.6354 | 311.6354 | 150 | 62.2875 | 118.8571 | 0.012756 | 185
MGC-03 | 2038-10-01 | 10 | 2039 | 2038 | Fall | 150 | 188.3348 | 226.6696 | 266.1661 | 324.8237 |  | 7636.037 | 7242.8497 | 7001.8404 | 6847.9911 | 7291 |  | 324.8237 | 324.8237 | 324.8237 | 150 | 58.6576 | 118.8571 | 0.012756 | 185
MGC-03 | 2038-11-01 | 11 | 2039 | 2038 | Fall | 150 | 191.686 | 233.372 | 276.3212 | 332.787 |  | 7636.037 | 7217.1683 | 6969.4757 | 6824.6957 | 7291 |  | 332.787 | 332.787 | 332.787 | 150 | 56.4658 | 118.8571 | 0.012756 | 185
MGC-03 | 2038-12-01 | 12 | 2039 | 2038 | Winter | 150 | 196.7999 | 243.5999 | 291.818 | 344.9391 |  | 7658.1022 | 7189.3826 | 6935.683 | 6800.5358 | 7172 |  | 344.9391 | 344.9391 | 344.9391 | 150 | 53.1211 | 118.8571 | 0.012756 | 185
MGC-03 | 2039-01-01 | 1 | 2039 | 2039 | Winter | 150 | 197.85 | 245.7 | 295 | 347.1593 |  | 7658.1022 | 7181.9708 | 6927.2394 | 6796.8075 | 7172 |  | 347.1593 | 347.1593 | 347.1593 | 150 | 52.1593 | 118.8571 | 0.012756 | 185
MGC-03 | 2039-02-01 | 2 | 2039 | 2039 | Winter | 150 | 197.1114 | 244.2228 | 292.7618 | 345.6792 |  | 7658.1022 | 7187.1738 | 6933.1561 | 6799.3452 | 7172 |  | 345.6792 | 345.6792 | 345.6792 | 150 | 52.9174 | 118.8571 | 0.012756 | 185
MGC-03 | 2039-03-01 | 3 | 2039 | 2039 | Winter | 150 | 193.6855 | 237.3709 | 282.3802 | 337.5383 |  | 7658.1022 | 7211.9721 | 6962.0091 | 6816.1001 | 7172 |  | 337.5383 | 337.5383 | 337.5383 | 150 | 55.1581 | 118.8571 | 0.012756 | 185
MGC-03 | 2039-04-01 | 4 | 2039 | 2039 | Spring | 150 | 188.3286 | 226.6572 | 266.1472 | 324.8089 |  | 7636.037 | 7242.8984 | 7001.9029 | 6848.0417 | 7291 |  | 324.8089 | 324.8089 | 324.8089 | 150 | 58.6617 | 118.8571 | 0.012756 | 185
MGC-03 | 2039-05-01 | 5 | 2039 | 2039 | Spring | 150 | 185.9554 | 221.9107 | 258.9556 | 319.1695 |  | 7636.037 | 7261.7551 | 7026.3671 | 6869.0885 | 7291 |  | 319.1695 | 319.1695 | 319.1695 | 150 | 60.2138 | 118.8571 | 0.012756 | 185
MGC-03 | 2039-06-01 | 6 | 2039 | 2039 | Summer | 150 | 181.539 | 213.0781 | 245.5729 | 308.6751 |  | 7811.5139 | 7349.6636 | 7073.2391 | 6931.9071 | 7291 |  | 308.6751 | 308.6751 | 308.6751 | 150 | 63.1022 | 118.8571 | 0.012756 | 185
MGC-03 | 2039-07-01 | 7 | 2039 | 2039 | Summer | 150 | 181.2276 | 212.4552 | 244.6291 | 307.935 |  | 7811.5139 | 7353.1973 | 7077.2926 | 6934.0616 | 7291 |  | 307.935 | 307.935 | 307.935 | 150 | 63.3059 | 118.8571 | 0.012756 | 185
MGC-03 | 2039-08-01 | 8 | 2039 | 2039 | Summer | 150 | 181.2276 | 212.4552 | 244.6291 | 307.935 |  | 7811.5139 | 7353.1973 | 7077.2926 | 6934.0616 | 7291 |  | 307.935 | 307.935 | 307.935 | 150 | 63.3059 | 118.8571 | 0.012756 | 185
MGC-03 | 2039-09-01 | 9 | 2039 | 2039 | Summer | 150 | 182.7848 | 215.5697 | 249.348 | 311.6354 |  | 7811.5139 | 7335.7048 | 7057.5427 | 6924.5127 | 7291 |  | 311.6354 | 311.6354 | 311.6354 | 150 | 62.2875 | 118.8571 | 0.012756 | 185
MGC-03 | 2039-10-01 | 10 | 2040 | 2039 | Fall | 150 | 188.3348 | 226.6696 | 266.1661 | 324.8237 |  | 7636.037 | 7242.8497 | 7001.8404 | 6847.9911 | 7291 |  | 324.8237 | 324.8237 | 324.8237 | 150 | 58.6576 | 118.8571 | 0.012756 | 185
MGC-03 | 2039-11-01 | 11 | 2040 | 2039 | Fall | 150 | 191.686 | 233.372 | 276.3212 | 332.787 |  | 7636.037 | 7217.1683 | 6969.4757 | 6824.6957 | 7291 |  | 332.787 | 332.787 | 332.787 | 150 | 56.4658 | 118.8571 | 0.012756 | 185
MGC-03 | 2039-12-01 | 12 | 2040 | 2039 | Winter | 150 | 196.7999 | 243.5999 | 291.818 | 344.9391 |  | 7658.1022 | 7189.3826 | 6935.683 | 6800.5358 | 7172 |  | 344.9391 | 344.9391 | 344.9391 | 150 | 53.1211 | 118.8571 | 0.012756 | 185
MGC-03 | 2040-01-01 | 1 | 2040 | 2040 | Winter | 150 | 197.85 | 245.7 | 295 | 347.1593 |  | 7658.1022 | 7181.9708 | 6927.2394 | 6796.8075 | 7172 |  | 347.1593 | 347.1593 | 347.1593 | 150 | 52.1593 | 118.8571 | 0.012756 | 185
MGC-03 | 2040-02-01 | 2 | 2040 | 2040 | Winter | 150 | 197.1114 | 244.2228 | 292.7618 | 345.6792 |  | 7658.1022 | 7187.1738 | 6933.1561 | 6799.3452 | 7172 |  | 345.6792 | 345.6792 | 345.6792 | 150 | 52.9174 | 118.8571 | 0.012756 | 185
MGC-03 | 2040-03-01 | 3 | 2040 | 2040 | Winter | 150 | 193.6855 | 237.3709 | 282.3802 | 337.5383 |  | 7658.1022 | 7211.9721 | 6962.0091 | 6816.1001 | 7172 |  | 337.5383 | 337.5383 | 337.5383 | 150 | 55.1581 | 118.8571 | 0.012756 | 185
MGC-03 | 2040-04-01 | 4 | 2040 | 2040 | Spring | 150 | 188.3286 | 226.6572 | 266.1472 | 324.8089 |  | 7636.037 | 7242.8984 | 7001.9029 | 6848.0417 | 7291 |  | 324.8089 | 324.8089 | 324.8089 | 150 | 58.6617 | 118.8571 | 0.012756 | 185
MGC-03 | 2040-05-01 | 5 | 2040 | 2040 | Spring | 150 | 185.9554 | 221.9107 | 258.9556 | 319.1695 |  | 7636.037 | 7261.7551 | 7026.3671 | 6869.0885 | 7291 |  | 319.1695 | 319.1695 | 319.1695 | 150 | 60.2138 | 118.8571 | 0.012756 | 185
MGC-03 | 2040-06-01 | 6 | 2040 | 2040 | Summer | 150 | 181.539 | 213.0781 | 245.5729 | 308.6751 |  | 7811.5139 | 7349.6636 | 7073.2391 | 6931.9071 | 7291 |  | 308.6751 | 308.6751 | 308.6751 | 150 | 63.1022 | 118.8571 | 0.012756 | 185
MGC-03 | 2040-07-01 | 7 | 2040 | 2040 | Summer | 150 | 181.2276 | 212.4552 | 244.6291 | 307.935 |  | 7811.5139 | 7353.1973 | 7077.2926 | 6934.0616 | 7291 |  | 307.935 | 307.935 | 307.935 | 150 | 63.3059 | 118.8571 | 0.012756 | 185
MGC-03 | 2040-08-01 | 8 | 2040 | 2040 | Summer | 150 | 181.2276 | 212.4552 | 244.6291 | 307.935 |  | 7811.5139 | 7353.1973 | 7077.2926 | 6934.0616 | 7291 |  | 307.935 | 307.935 | 307.935 | 150 | 63.3059 | 118.8571 | 0.012756 | 185
MGC-03 | 2040-09-01 | 9 | 2040 | 2040 | Summer | 150 | 182.7848 | 215.5697 | 249.348 | 311.6354 |  | 7811.5139 | 7335.7048 | 7057.5427 | 6924.5127 | 7291 |  | 311.6354 | 311.6354 | 311.6354 | 150 | 62.2875 | 118.8571 | 0.012756 | 185
MGC-03 | 2040-10-01 | 10 | 2041 | 2040 | Fall | 150 | 188.3348 | 226.6696 | 266.1661 | 324.8237 |  | 7636.037 | 7242.8497 | 7001.8404 | 6847.9911 | 7291 |  | 324.8237 | 324.8237 | 324.8237 | 150 | 58.6576 | 118.8571 | 0.012756 | 185
MGC-03 | 2040-11-01 | 11 | 2041 | 2040 | Fall | 150 | 191.686 | 233.372 | 276.3212 | 332.787 |  | 7636.037 | 7217.1683 | 6969.4757 | 6824.6957 | 7291 |  | 332.787 | 332.787 | 332.787 | 150 | 56.4658 | 118.8571 | 0.012756 | 185
MGC-03 | 2040-12-01 | 12 | 2041 | 2040 | Winter | 150 | 196.7999 | 243.5999 | 291.818 | 344.9391 |  | 7658.1022 | 7189.3826 | 6935.683 | 6800.5358 | 7172 |  | 344.9391 | 344.9391 | 344.9391 | 150 | 53.1211 | 118.8571 | 0.012756 | 185
MGC-03 | 2041-01-01 | 1 | 2041 | 2041 | Winter | 150 | 197.85 | 245.7 | 295 | 347.1593 |  | 7658.1022 | 7181.9708 | 6927.2394 | 6796.8075 | 7172 |  | 347.1593 | 347.1593 | 347.1593 | 150 | 52.1593 | 118.8571 | 0.012756 | 185
MGC-03 | 2041-02-01 | 2 | 2041 | 2041 | Winter | 150 | 197.1114 | 244.2228 | 292.7618 | 345.6792 |  | 7658.1022 | 7187.1738 | 6933.1561 | 6799.3452 | 7172 |  | 345.6792 | 345.6792 | 345.6792 | 150 | 52.9174 | 118.8571 | 0.012756 | 185
MGC-03 | 2041-03-01 | 3 | 2041 | 2041 | Winter | 150 | 193.6855 | 237.3709 | 282.3802 | 337.5383 |  | 7658.1022 | 7211.9721 | 6962.0091 | 6816.1001 | 7172 |  | 337.5383 | 337.5383 | 337.5383 | 150 | 55.1581 | 118.8571 | 0.012756 | 185
MGC-03 | 2041-04-01 | 4 | 2041 | 2041 | Spring | 150 | 188.3286 | 226.6572 | 266.1472 | 324.8089 |  | 7636.037 | 7242.8984 | 7001.9029 | 6848.0417 | 7291 |  | 324.8089 | 324.8089 | 324.8089 | 150 | 58.6617 | 118.8571 | 0.012756 | 185
MGC-03 | 2041-05-01 | 5 | 2041 | 2041 | Spring | 150 | 185.9554 | 221.9107 | 258.9556 | 319.1695 |  | 7636.037 | 7261.7551 | 7026.3671 | 6869.0885 | 7291 |  | 319.1695 | 319.1695 | 319.1695 | 150 | 60.2138 | 118.8571 | 0.012756 | 185
MGC-03 | 2041-06-01 | 6 | 2041 | 2041 | Summer | 150 | 181.539 | 213.0781 | 245.5729 | 308.6751 |  | 7811.5139 | 7349.6636 | 7073.2391 | 6931.9071 | 7291 |  | 308.6751 | 308.6751 | 308.6751 | 150 | 63.1022 | 118.8571 | 0.012756 | 185
MGC-03 | 2041-07-01 | 7 | 2041 | 2041 | Summer | 150 | 181.2276 | 212.4552 | 244.6291 | 307.935 |  | 7811.5139 | 7353.1973 | 7077.2926 | 6934.0616 | 7291 |  | 307.935 | 307.935 | 307.935 | 150 | 63.3059 | 118.8571 | 0.012756 | 185
MGC-03 | 2041-08-01 | 8 | 2041 | 2041 | Summer | 150 | 181.2276 | 212.4552 | 244.6291 | 307.935 |  | 7811.5139 | 7353.1973 | 7077.2926 | 6934.0616 | 7291 |  | 307.935 | 307.935 | 307.935 | 150 | 63.3059 | 118.8571 | 0.012756 | 185
MGC-03 | 2041-09-01 | 9 | 2041 | 2041 | Summer | 150 | 182.7848 | 215.5697 | 249.348 | 311.6354 |  | 7811.5139 | 7335.7048 | 7057.5427 | 6924.5127 | 7291 |  | 311.6354 | 311.6354 | 311.6354 | 150 | 62.2875 | 118.8571 | 0.012756 | 185
MGC-03 | 2041-10-01 | 10 | 2042 | 2041 | Fall | 150 | 188.3348 | 226.6696 | 266.1661 | 324.8237 |  | 7636.037 | 7242.8497 | 7001.8404 | 6847.9911 | 7291 |  | 324.8237 | 324.8237 | 324.8237 | 150 | 58.6576 | 118.8571 | 0.012756 | 185
MGC-03 | 2041-11-01 | 11 | 2042 | 2041 | Fall | 150 | 191.686 | 233.372 | 276.3212 | 332.787 |  | 7636.037 | 7217.1683 | 6969.4757 | 6824.6957 | 7291 |  | 332.787 | 332.787 | 332.787 | 150 | 56.4658 | 118.8571 | 0.012756 | 185
MGC-03 | 2041-12-01 | 12 | 2042 | 2041 | Winter | 150 | 196.7999 | 243.5999 | 291.818 | 344.9391 |  | 7658.1022 | 7189.3826 | 6935.683 | 6800.5358 | 7172 |  | 344.9391 | 344.9391 | 344.9391 | 150 | 53.1211 | 118.8571 | 0.012756 | 185
MGC-03 | 2042-01-01 | 1 | 2042 | 2042 | Winter | 150 | 197.85 | 245.7 | 295 | 347.1593 |  | 7658.1022 | 7181.9708 | 6927.2394 | 6796.8075 | 7172 |  | 347.1593 | 347.1593 | 347.1593 | 150 | 52.1593 | 118.8571 | 0.012756 | 185
MGC-03 | 2042-02-01 | 2 | 2042 | 2042 | Winter | 150 | 197.1114 | 244.2228 | 292.7618 | 345.6792 |  | 7658.1022 | 7187.1738 | 6933.1561 | 6799.3452 | 7172 |  | 345.6792 | 345.6792 | 345.6792 | 150 | 52.9174 | 118.8571 | 0.012756 | 185
MGC-03 | 2042-03-01 | 3 | 2042 | 2042 | Winter | 150 | 193.6855 | 237.3709 | 282.3802 | 337.5383 |  | 7658.1022 | 7211.9721 | 6962.0091 | 6816.1001 | 7172 |  | 337.5383 | 337.5383 | 337.5383 | 150 | 55.1581 | 118.8571 | 0.012756 | 185
MGC-03 | 2042-04-01 | 4 | 2042 | 2042 | Spring | 150 | 188.3286 | 226.6572 | 266.1472 | 324.8089 |  | 7636.037 | 7242.8984 | 7001.9029 | 6848.0417 | 7291 |  | 324.8089 | 324.8089 | 324.8089 | 150 | 58.6617 | 118.8571 | 0.012756 | 185
MGC-03 | 2042-05-01 | 5 | 2042 | 2042 | Spring | 150 | 185.9554 | 221.9107 | 258.9556 | 319.1695 |  | 7636.037 | 7261.7551 | 7026.3671 | 6869.0885 | 7291 |  | 319.1695 | 319.1695 | 319.1695 | 150 | 60.2138 | 118.8571 | 0.012756 | 185
MGC-03 | 2042-06-01 | 6 | 2042 | 2042 | Summer | 150 | 181.539 | 213.0781 | 245.5729 | 308.6751 |  | 7811.5139 | 7349.6636 | 7073.2391 | 6931.9071 | 7291 |  | 308.6751 | 308.6751 | 308.6751 | 150 | 63.1022 | 118.8571 | 0.012756 | 185
MGC-03 | 2042-07-01 | 7 | 2042 | 2042 | Summer | 150 | 181.2276 | 212.4552 | 244.6291 | 307.935 |  | 7811.5139 | 7353.1973 | 7077.2926 | 6934.0616 | 7291 |  | 307.935 | 307.935 | 307.935 | 150 | 63.3059 | 118.8571 | 0.012756 | 185
MGC-03 | 2042-08-01 | 8 | 2042 | 2042 | Summer | 150 | 181.2276 | 212.4552 | 244.6291 | 307.935 |  | 7811.5139 | 7353.1973 | 7077.2926 | 6934.0616 | 7291 |  | 307.935 | 307.935 | 307.935 | 150 | 63.3059 | 118.8571 | 0.012756 | 185
MGC-03 | 2042-09-01 | 9 | 2042 | 2042 | Summer | 150 | 182.7848 | 215.5697 | 249.348 | 311.6354 |  | 7811.5139 | 7335.7048 | 7057.5427 | 6924.5127 | 7291 |  | 311.6354 | 311.6354 | 311.6354 | 150 | 62.2875 | 118.8571 | 0.012756 | 185
MGC-03 | 2042-10-01 | 10 | 2043 | 2042 | Fall | 150 | 188.3348 | 226.6696 | 266.1661 | 324.8237 |  | 7636.037 | 7242.8497 | 7001.8404 | 6847.9911 | 7291 |  | 324.8237 | 324.8237 | 324.8237 | 150 | 58.6576 | 118.8571 | 0.012756 | 185
MGC-03 | 2042-11-01 | 11 | 2043 | 2042 | Fall | 150 | 191.686 | 233.372 | 276.3212 | 332.787 |  | 7636.037 | 7217.1683 | 6969.4757 | 6824.6957 | 7291 |  | 332.787 | 332.787 | 332.787 | 150 | 56.4658 | 118.8571 | 0.012756 | 185
MGC-03 | 2042-12-01 | 12 | 2043 | 2042 | Winter | 150 | 196.7999 | 243.5999 | 291.818 | 344.9391 |  | 7658.1022 | 7189.3826 | 6935.683 | 6800.5358 | 7172 |  | 344.9391 | 344.9391 | 344.9391 | 150 | 53.1211 | 118.8571 | 0.012756 | 185
MGC-03 | 2043-01-01 | 1 | 2043 | 2043 | Winter | 150 | 197.85 | 245.7 | 295 | 347.1593 |  | 7658.1022 | 7181.9708 | 6927.2394 | 6796.8075 | 7172 |  | 347.1593 | 347.1593 | 347.1593 | 150 | 52.1593 | 118.8571 | 0.012756 | 185
MGC-03 | 2043-02-01 | 2 | 2043 | 2043 | Winter | 150 | 197.1114 | 244.2228 | 292.7618 | 345.6792 |  | 7658.1022 | 7187.1738 | 6933.1561 | 6799.3452 | 7172 |  | 345.6792 | 345.6792 | 345.6792 | 150 | 52.9174 | 118.8571 | 0.012756 | 185
MGC-03 | 2043-03-01 | 3 | 2043 | 2043 | Winter | 150 | 193.6855 | 237.3709 | 282.3802 | 337.5383 |  | 7658.1022 | 7211.9721 | 6962.0091 | 6816.1001 | 7172 |  | 337.5383 | 337.5383 | 337.5383 | 150 | 55.1581 | 118.8571 | 0.012756 | 185
MGC-03 | 2043-04-01 | 4 | 2043 | 2043 | Spring | 150 | 188.3286 | 226.6572 | 266.1472 | 324.8089 |  | 7636.037 | 7242.8984 | 7001.9029 | 6848.0417 | 7291 |  | 324.8089 | 324.8089 | 324.8089 | 150 | 58.6617 | 118.8571 | 0.012756 | 185
MGC-03 | 2043-05-01 | 5 | 2043 | 2043 | Spring | 150 | 185.9554 | 221.9107 | 258.9556 | 319.1695 |  | 7636.037 | 7261.7551 | 7026.3671 | 6869.0885 | 7291 |  | 319.1695 | 319.1695 | 319.1695 | 150 | 60.2138 | 118.8571 | 0.012756 | 185
MGC-03 | 2043-06-01 | 6 | 2043 | 2043 | Summer | 150 | 181.539 | 213.0781 | 245.5729 | 308.6751 |  | 7811.5139 | 7349.6636 | 7073.2391 | 6931.9071 | 7291 |  | 308.6751 | 308.6751 | 308.6751 | 150 | 63.1022 | 118.8571 | 0.012756 | 185
MGC-03 | 2043-07-01 | 7 | 2043 | 2043 | Summer | 150 | 181.2276 | 212.4552 | 244.6291 | 307.935 |  | 7811.5139 | 7353.1973 | 7077.2926 | 6934.0616 | 7291 |  | 307.935 | 307.935 | 307.935 | 150 | 63.3059 | 118.8571 | 0.012756 | 185
MGC-03 | 2043-08-01 | 8 | 2043 | 2043 | Summer | 150 | 181.2276 | 212.4552 | 244.6291 | 307.935 |  | 7811.5139 | 7353.1973 | 7077.2926 | 6934.0616 | 7291 |  | 307.935 | 307.935 | 307.935 | 150 | 63.3059 | 118.8571 | 0.012756 | 185
MGC-03 | 2043-09-01 | 9 | 2043 | 2043 | Summer | 150 | 182.7848 | 215.5697 | 249.348 | 311.6354 |  | 7811.5139 | 7335.7048 | 7057.5427 | 6924.5127 | 7291 |  | 311.6354 | 311.6354 | 311.6354 | 150 | 62.2875 | 118.8571 | 0.012756 | 185
MGC-03 | 2043-10-01 | 10 | 2044 | 2043 | Fall | 150 | 188.3348 | 226.6696 | 266.1661 | 324.8237 |  | 7636.037 | 7242.8497 | 7001.8404 | 6847.9911 | 7291 |  | 324.8237 | 324.8237 | 324.8237 | 150 | 58.6576 | 118.8571 | 0.012756 | 185
MGC-03 | 2043-11-01 | 11 | 2044 | 2043 | Fall | 150 | 191.686 | 233.372 | 276.3212 | 332.787 |  | 7636.037 | 7217.1683 | 6969.4757 | 6824.6957 | 7291 |  | 332.787 | 332.787 | 332.787 | 150 | 56.4658 | 118.8571 | 0.012756 | 185
MGC-03 | 2043-12-01 | 12 | 2044 | 2043 | Winter | 150 | 196.7999 | 243.5999 | 291.818 | 344.9391 |  | 7658.1022 | 7189.3826 | 6935.683 | 6800.5358 | 7172 |  | 344.9391 | 344.9391 | 344.9391 | 150 | 53.1211 | 118.8571 | 0.012756 | 185
MGC-03 | 2044-01-01 | 1 | 2044 | 2044 | Winter | 150 | 197.85 | 245.7 | 295 | 347.1593 |  | 7658.1022 | 7181.9708 | 6927.2394 | 6796.8075 | 7172 |  | 347.1593 | 347.1593 | 347.1593 | 150 | 52.1593 | 118.8571 | 0.012756 | 185
MGC-03 | 2044-02-01 | 2 | 2044 | 2044 | Winter | 150 | 197.1114 | 244.2228 | 292.7618 | 345.6792 |  | 7658.1022 | 7187.1738 | 6933.1561 | 6799.3452 | 7172 |  | 345.6792 | 345.6792 | 345.6792 | 150 | 52.9174 | 118.8571 | 0.012756 | 185
MGC-03 | 2044-03-01 | 3 | 2044 | 2044 | Winter | 150 | 193.6855 | 237.3709 | 282.3802 | 337.5383 |  | 7658.1022 | 7211.9721 | 6962.0091 | 6816.1001 | 7172 |  | 337.5383 | 337.5383 | 337.5383 | 150 | 55.1581 | 118.8571 | 0.012756 | 185
MGC-03 | 2044-04-01 | 4 | 2044 | 2044 | Spring | 150 | 188.3286 | 226.6572 | 266.1472 | 324.8089 |  | 7636.037 | 7242.8984 | 7001.9029 | 6848.0417 | 7291 |  | 324.8089 | 324.8089 | 324.8089 | 150 | 58.6617 | 118.8571 | 0.012756 | 185
MGC-03 | 2044-05-01 | 5 | 2044 | 2044 | Spring | 150 | 185.9554 | 221.9107 | 258.9556 | 319.1695 |  | 7636.037 | 7261.7551 | 7026.3671 | 6869.0885 | 7291 |  | 319.1695 | 319.1695 | 319.1695 | 150 | 60.2138 | 118.8571 | 0.012756 | 185
MGC-03 | 2044-06-01 | 6 | 2044 | 2044 | Summer | 150 | 181.539 | 213.0781 | 245.5729 | 308.6751 |  | 7811.5139 | 7349.6636 | 7073.2391 | 6931.9071 | 7291 |  | 308.6751 | 308.6751 | 308.6751 | 150 | 63.1022 | 118.8571 | 0.012756 | 185
MGC-03 | 2044-07-01 | 7 | 2044 | 2044 | Summer | 150 | 181.2276 | 212.4552 | 244.6291 | 307.935 |  | 7811.5139 | 7353.1973 | 7077.2926 | 6934.0616 | 7291 |  | 307.935 | 307.935 | 307.935 | 150 | 63.3059 | 118.8571 | 0.012756 | 185
MGC-03 | 2044-08-01 | 8 | 2044 | 2044 | Summer | 150 | 181.2276 | 212.4552 | 244.6291 | 307.935 |  | 7811.5139 | 7353.1973 | 7077.2926 | 6934.0616 | 7291 |  | 307.935 | 307.935 | 307.935 | 150 | 63.3059 | 118.8571 | 0.012756 | 185
MGC-03 | 2044-09-01 | 9 | 2044 | 2044 | Summer | 150 | 182.7848 | 215.5697 | 249.348 | 311.6354 |  | 7811.5139 | 7335.7048 | 7057.5427 | 6924.5127 | 7291 |  | 311.6354 | 311.6354 | 311.6354 | 150 | 62.2875 | 118.8571 | 0.012756 | 185
MGC-03 | 2044-10-01 | 10 | 2045 | 2044 | Fall | 150 | 188.3348 | 226.6696 | 266.1661 | 324.8237 |  | 7636.037 | 7242.8497 | 7001.8404 | 6847.9911 | 7291 |  | 324.8237 | 324.8237 | 324.8237 | 150 | 58.6576 | 118.8571 | 0.012756 | 185
MGC-03 | 2044-11-01 | 11 | 2045 | 2044 | Fall | 150 | 191.686 | 233.372 | 276.3212 | 332.787 |  | 7636.037 | 7217.1683 | 6969.4757 | 6824.6957 | 7291 |  | 332.787 | 332.787 | 332.787 | 150 | 56.4658 | 118.8571 | 0.012756 | 185
MGC-03 | 2044-12-01 | 12 | 2045 | 2044 | Winter | 150 | 196.7999 | 243.5999 | 291.818 | 344.9391 |  | 7658.1022 | 7189.3826 | 6935.683 | 6800.5358 | 7172 |  | 344.9391 | 344.9391 | 344.9391 | 150 | 53.1211 | 118.8571 | 0.012756 | 185
MGC-03 | 2045-01-01 | 1 | 2045 | 2045 | Winter | 150 | 197.85 | 245.7 | 295 | 347.1593 |  | 7658.1022 | 7181.9708 | 6927.2394 | 6796.8075 | 7172 |  | 347.1593 | 347.1593 | 347.1593 | 150 | 52.1593 | 118.8571 | 0.012756 | 185
MGC-03 | 2045-02-01 | 2 | 2045 | 2045 | Winter | 150 | 197.1114 | 244.2228 | 292.7618 | 345.6792 |  | 7658.1022 | 7187.1738 | 6933.1561 | 6799.3452 | 7172 |  | 345.6792 | 345.6792 | 345.6792 | 150 | 52.9174 | 118.8571 | 0.012756 | 185
MGC-03 | 2045-03-01 | 3 | 2045 | 2045 | Winter | 150 | 193.6855 | 237.3709 | 282.3802 | 337.5383 |  | 7658.1022 | 7211.9721 | 6962.0091 | 6816.1001 | 7172 |  | 337.5383 | 337.5383 | 337.5383 | 150 | 55.1581 | 118.8571 | 0.012756 | 185
MGC-03 | 2045-04-01 | 4 | 2045 | 2045 | Spring | 150 | 188.3286 | 226.6572 | 266.1472 | 324.8089 |  | 7636.037 | 7242.8984 | 7001.9029 | 6848.0417 | 7291 |  | 324.8089 | 324.8089 | 324.8089 | 150 | 58.6617 | 118.8571 | 0.012756 | 185
MGC-03 | 2045-05-01 | 5 | 2045 | 2045 | Spring | 150 | 185.9554 | 221.9107 | 258.9556 | 319.1695 |  | 7636.037 | 7261.7551 | 7026.3671 | 6869.0885 | 7291 |  | 319.1695 | 319.1695 | 319.1695 | 150 | 60.2138 | 118.8571 | 0.012756 | 185
MGC-03 | 2045-06-01 | 6 | 2045 | 2045 | Summer | 150 | 181.539 | 213.0781 | 245.5729 | 308.6751 |  | 7811.5139 | 7349.6636 | 7073.2391 | 6931.9071 | 7291 |  | 308.6751 | 308.6751 | 308.6751 | 150 | 63.1022 | 118.8571 | 0.012756 | 185
MGC-03 | 2045-07-01 | 7 | 2045 | 2045 | Summer | 150 | 181.2276 | 212.4552 | 244.6291 | 307.935 |  | 7811.5139 | 7353.1973 | 7077.2926 | 6934.0616 | 7291 |  | 307.935 | 307.935 | 307.935 | 150 | 63.3059 | 118.8571 | 0.012756 | 185
MGC-03 | 2045-08-01 | 8 | 2045 | 2045 | Summer | 150 | 181.2276 | 212.4552 | 244.6291 | 307.935 |  | 7811.5139 | 7353.1973 | 7077.2926 | 6934.0616 | 7291 |  | 307.935 | 307.935 | 307.935 | 150 | 63.3059 | 118.8571 | 0.012756 | 185
MGC-03 | 2045-09-01 | 9 | 2045 | 2045 | Summer | 150 | 182.7848 | 215.5697 | 249.348 | 311.6354 |  | 7811.5139 | 7335.7048 | 7057.5427 | 6924.5127 | 7291 |  | 311.6354 | 311.6354 | 311.6354 | 150 | 62.2875 | 118.8571 | 0.012756 | 185
MGC-03 | 2045-10-01 | 10 | 2046 | 2045 | Fall | 150 | 188.3348 | 226.6696 | 266.1661 | 324.8237 |  | 7636.037 | 7242.8497 | 7001.8404 | 6847.9911 | 7291 |  | 324.8237 | 324.8237 | 324.8237 | 150 | 58.6576 | 118.8571 | 0.012756 | 185
MGC-03 | 2045-11-01 | 11 | 2046 | 2045 | Fall | 150 | 191.686 | 233.372 | 276.3212 | 332.787 |  | 7636.037 | 7217.1683 | 6969.4757 | 6824.6957 | 7291 |  | 332.787 | 332.787 | 332.787 | 150 | 56.4658 | 118.8571 | 0.012756 | 185
MGC-03 | 2045-12-01 | 12 | 2046 | 2045 | Winter | 150 | 196.7999 | 243.5999 | 291.818 | 344.9391 |  | 7658.1022 | 7189.3826 | 6935.683 | 6800.5358 | 7172 |  | 344.9391 | 344.9391 | 344.9391 | 150 | 53.1211 | 118.8571 | 0.012756 | 185
MGC-03 | 2046-01-01 | 1 | 2046 | 2046 | Winter | 150 | 197.85 | 245.7 | 295 | 347.1593 |  | 7658.1022 | 7181.9708 | 6927.2394 | 6796.8075 | 7172 |  | 347.1593 | 347.1593 | 347.1593 | 150 | 52.1593 | 118.8571 | 0.012756 | 185
MGC-03 | 2046-02-01 | 2 | 2046 | 2046 | Winter | 150 | 197.1114 | 244.2228 | 292.7618 | 345.6792 |  | 7658.1022 | 7187.1738 | 6933.1561 | 6799.3452 | 7172 |  | 345.6792 | 345.6792 | 345.6792 | 150 | 52.9174 | 118.8571 | 0.012756 | 185
MGC-03 | 2046-03-01 | 3 | 2046 | 2046 | Winter | 150 | 193.6855 | 237.3709 | 282.3802 | 337.5383 |  | 7658.1022 | 7211.9721 | 6962.0091 | 6816.1001 | 7172 |  | 337.5383 | 337.5383 | 337.5383 | 150 | 55.1581 | 118.8571 | 0.012756 | 185
MGC-03 | 2046-04-01 | 4 | 2046 | 2046 | Spring | 150 | 188.3286 | 226.6572 | 266.1472 | 324.8089 |  | 7636.037 | 7242.8984 | 7001.9029 | 6848.0417 | 7291 |  | 324.8089 | 324.8089 | 324.8089 | 150 | 58.6617 | 118.8571 | 0.012756 | 185
MGC-03 | 2046-05-01 | 5 | 2046 | 2046 | Spring | 150 | 185.9554 | 221.9107 | 258.9556 | 319.1695 |  | 7636.037 | 7261.7551 | 7026.3671 | 6869.0885 | 7291 |  | 319.1695 | 319.1695 | 319.1695 | 150 | 60.2138 | 118.8571 | 0.012756 | 185
MGC-03 | 2046-06-01 | 6 | 2046 | 2046 | Summer | 150 | 181.539 | 213.0781 | 245.5729 | 308.6751 |  | 7811.5139 | 7349.6636 | 7073.2391 | 6931.9071 | 7291 |  | 308.6751 | 308.6751 | 308.6751 | 150 | 63.1022 | 118.8571 | 0.012756 | 185
MGC-03 | 2046-07-01 | 7 | 2046 | 2046 | Summer | 150 | 181.2276 | 212.4552 | 244.6291 | 307.935 |  | 7811.5139 | 7353.1973 | 7077.2926 | 6934.0616 | 7291 |  | 307.935 | 307.935 | 307.935 | 150 | 63.3059 | 118.8571 | 0.012756 | 185
MGC-03 | 2046-08-01 | 8 | 2046 | 2046 | Summer | 150 | 181.2276 | 212.4552 | 244.6291 | 307.935 |  | 7811.5139 | 7353.1973 | 7077.2926 | 6934.0616 | 7291 |  | 307.935 | 307.935 | 307.935 | 150 | 63.3059 | 118.8571 | 0.012756 | 185
MGC-03 | 2046-09-01 | 9 | 2046 | 2046 | Summer | 150 | 182.7848 | 215.5697 | 249.348 | 311.6354 |  | 7811.5139 | 7335.7048 | 7057.5427 | 6924.5127 | 7291 |  | 311.6354 | 311.6354 | 311.6354 | 150 | 62.2875 | 118.8571 | 0.012756 | 185
PCC-01 | 2016-10-01 | 10 | 2017 | 2016 | Fall | 115 | 186.83 | 258.66 | 332.6667 | 366.6667 |  | 8580.0755 | 7099.8758 | 6750.2767 | 6652.762 | 6844.586 |  | 366.6667 | 366.6667 | 366.6667 | 115 | 34 | 118.8579 | 0.030947 | 146
PCC-01 | 2016-11-01 | 11 | 2017 | 2016 | Fall | 115 | 187.27 | 259.54 | 334 | 370.3333 |  | 8580.0755 | 7095.9636 | 6747.7807 | 6655.3322 | 6844.586 |  | 370.3333 | 370.3333 | 370.3333 | 115 | 36.3333 | 118.8579 | 0.030947 | 146
PCC-01 | 2016-12-01 | 12 | 2017 | 2016 | Winter | 115 | 187.6 | 260.2 | 335 | 373.6667 |  | 8630.0755 | 7143.0539 | 6795.9207 | 6707.4455 | 6911.6989 |  | 373.6667 | 373.6667 | 373.6667 | 115 | 38.6667 | 118.8579 | 0.030947 | 146
PCC-01 | 2017-01-01 | 1 | 2017 | 2017 | Winter | 115 | 187.6 | 260.2 | 335 | 373.6667 |  | 8630.0755 | 7143.0539 | 6795.9207 | 6707.4455 | 6911.6989 |  | 373.6667 | 373.6667 | 373.6667 | 115 | 38.6667 | 118.8579 | 0.030947 | 146
PCC-01 | 2017-02-01 | 2 | 2017 | 2017 | Winter | 115 | 187.49 | 259.98 | 334.6667 | 372.3333 |  | 8630.0755 | 7144.0215 | 6796.5396 | 6706.723 | 6911.6989 |  | 372.3333 | 372.3333 | 372.3333 | 115 | 37.6667 | 118.8579 | 0.030947 | 146
PCC-01 | 2017-03-01 | 3 | 2017 | 2017 | Winter | 115 | 187.27 | 259.54 | 334 | 370.3333 |  | 8630.0755 | 7145.9636 | 6797.7807 | 6705.3322 | 6911.6989 |  | 370.3333 | 370.3333 | 370.3333 | 115 | 36.3333 | 118.8579 | 0.030947 | 146
PCC-01 | 2017-04-01 | 4 | 2017 | 2017 | Spring | 115 | 186.83 | 258.66 | 332.6667 | 366.6667 |  | 8580.0755 | 7099.8758 | 6750.2767 | 6652.762 | 6844.586 |  | 366.6667 | 366.6667 | 366.6667 | 115 | 34 | 118.8579 | 0.030947 | 146
PCC-01 | 2017-05-01 | 5 | 2017 | 2017 | Spring | 115 | 184.245 | 253.49 | 324.8333 | 359.5 |  | 8580.0755 | 7123.6338 | 6765.3207 | 6642.9141 | 6844.586 |  | 359.5 | 359.5 | 359.5 | 115 | 34.6667 | 118.8579 | 0.030947 | 146
PCC-01 | 2017-06-01 | 6 | 2017 | 2017 | Summer | 115 | 181.66 | 248.32 | 317 | 352.3333 |  | 8594.5809 | 7161.83 | 6792.6823 | 6650.929 | 6848.758 |  | 352.3333 | 352.3333 | 352.3333 | 115 | 35.3333 | 118.8579 | 0.030947 | 146
PCC-01 | 2017-07-01 | 7 | 2017 | 2017 | Summer | 115 | 181.66 | 248.32 | 317 | 352.3333 |  | 8594.5809 | 7161.83 | 6792.6823 | 6650.929 | 6848.758 |  | 352.3333 | 352.3333 | 352.3333 | 115 | 35.3333 | 118.8579 | 0.030947 | 146
PCC-01 | 2017-08-01 | 8 | 2017 | 2017 | Summer | 115 | 181.66 | 248.32 | 317 | 352.3333 |  | 8594.5809 | 7161.83 | 6792.6823 | 6650.929 | 6848.758 |  | 352.3333 | 352.3333 | 352.3333 | 115 | 35.3333 | 118.8579 | 0.030947 | 146
PCC-01 | 2017-09-01 | 9 | 2017 | 2017 | Summer | 115 | 184.245 | 253.49 | 324.8333 | 359.5 |  | 8594.5809 | 7136.6371 | 6776.822 | 6652.8678 | 6848.758 |  | 359.5 | 359.5 | 359.5 | 115 | 34.6667 | 118.8579 | 0.030947 | 146
PCC-01 | 2017-10-01 | 10 | 2018 | 2017 | Fall | 115 | 186.83 | 258.66 | 332.6667 | 366.6667 |  | 8580.0755 | 7099.8758 | 6750.2767 | 6652.762 | 6844.586 |  | 366.6667 | 366.6667 | 366.6667 | 115 | 34 | 118.8579 | 0.030947 | 146
PCC-01 | 2017-11-01 | 11 | 2018 | 2017 | Fall | 115 | 187.27 | 259.54 | 334 | 370.3333 |  | 8580.0755 | 7095.9636 | 6747.7807 | 6655.3322 | 6844.586 |  | 370.3333 | 370.3333 | 370.3333 | 115 | 36.3333 | 118.8579 | 0.030947 | 146
PCC-01 | 2017-12-01 | 12 | 2018 | 2017 | Winter | 115 | 187.6 | 260.2 | 335 | 373.6667 |  | 8630.0755 | 7143.0539 | 6795.9207 | 6707.4455 | 6911.6989 |  | 373.6667 | 373.6667 | 373.6667 | 115 | 38.6667 | 118.8579 | 0.030947 | 146
PCC-01 | 2018-01-01 | 1 | 2018 | 2018 | Winter | 115 | 187.6 | 260.2 | 335 | 373.6667 |  | 8630.0755 | 7143.0539 | 6795.9207 | 6707.4455 | 6911.6989 |  | 373.6667 | 373.6667 | 373.6667 | 115 | 38.6667 | 118.8579 | 0.030947 | 146
PCC-01 | 2018-02-01 | 2 | 2018 | 2018 | Winter | 115 | 187.49 | 259.98 | 334.6667 | 372.3333 |  | 8630.0755 | 7144.0215 | 6796.5396 | 6706.723 | 6911.6989 |  | 372.3333 | 372.3333 | 372.3333 | 115 | 37.6667 | 118.8579 | 0.030947 | 146
PCC-01 | 2018-03-01 | 3 | 2018 | 2018 | Winter | 115 | 187.27 | 259.54 | 334 | 370.3333 |  | 8630.0755 | 7145.9636 | 6797.7807 | 6705.3322 | 6911.6989 |  | 370.3333 | 370.3333 | 370.3333 | 115 | 36.3333 | 118.8579 | 0.030947 | 146
PCC-01 | 2018-04-01 | 4 | 2018 | 2018 | Spring | 115 | 186.83 | 258.66 | 332.6667 | 366.6667 |  | 8580.0755 | 7099.8758 | 6750.2767 | 6652.762 | 6844.586 |  | 366.6667 | 366.6667 | 366.6667 | 115 | 34 | 118.8579 | 0.030947 | 146
PCC-01 | 2018-05-01 | 5 | 2018 | 2018 | Spring | 115 | 184.245 | 253.49 | 324.8333 | 359.5 |  | 8580.0755 | 7123.6338 | 6765.3207 | 6642.9141 | 6844.586 |  | 359.5 | 359.5 | 359.5 | 115 | 34.6667 | 118.8579 | 0.030947 | 146
PCC-01 | 2018-06-01 | 6 | 2018 | 2018 | Summer | 115 | 181.66 | 248.32 | 317 | 352.3333 |  | 8594.5809 | 7161.83 | 6792.6823 | 6650.929 | 6848.758 |  | 352.3333 | 352.3333 | 352.3333 | 115 | 35.3333 | 118.8579 | 0.030947 | 146
PCC-01 | 2018-07-01 | 7 | 2018 | 2018 | Summer | 115 | 181.66 | 248.32 | 317 | 352.3333 |  | 8594.5809 | 7161.83 | 6792.6823 | 6650.929 | 6848.758 |  | 352.3333 | 352.3333 | 352.3333 | 115 | 35.3333 | 118.8579 | 0.030947 | 146
PCC-01 | 2018-08-01 | 8 | 2018 | 2018 | Summer | 115 | 181.66 | 248.32 | 317 | 352.3333 |  | 8594.5809 | 7161.83 | 6792.6823 | 6650.929 | 6848.758 |  | 352.3333 | 352.3333 | 352.3333 | 115 | 35.3333 | 118.8579 | 0.030947 | 146
PCC-01 | 2018-09-01 | 9 | 2018 | 2018 | Summer | 115 | 184.245 | 253.49 | 324.8333 | 359.5 |  | 8594.5809 | 7136.6371 | 6776.822 | 6652.8678 | 6848.758 |  | 359.5 | 359.5 | 359.5 | 115 | 34.6667 | 118.8579 | 0.030947 | 146
PCC-01 | 2018-10-01 | 10 | 2019 | 2018 | Fall | 115 | 186.83 | 258.66 | 332.6667 | 366.6667 |  | 8580.0755 | 7099.8758 | 6750.2767 | 6652.762 | 6844.586 |  | 366.6667 | 366.6667 | 366.6667 | 115 | 34 | 118.8579 | 0.030947 | 146
PCC-01 | 2018-11-01 | 11 | 2019 | 2018 | Fall | 115 | 187.27 | 259.54 | 334 | 370.3333 |  | 8580.0755 | 7095.9636 | 6747.7807 | 6655.3322 | 6844.586 |  | 370.3333 | 370.3333 | 370.3333 | 115 | 36.3333 | 118.8579 | 0.030947 | 146
PCC-01 | 2018-12-01 | 12 | 2019 | 2018 | Winter | 115 | 187.6 | 260.2 | 335 | 373.6667 |  | 8630.0755 | 7143.0539 | 6795.9207 | 6707.4455 | 6911.6989 |  | 373.6667 | 373.6667 | 373.6667 | 115 | 38.6667 | 118.8579 | 0.030947 | 146
PCC-01 | 2019-01-01 | 1 | 2019 | 2019 | Winter | 115 | 187.6 | 260.2 | 335 | 373.6667 |  | 8630.0755 | 7143.0539 | 6795.9207 | 6707.4455 | 6911.6989 |  | 373.6667 | 373.6667 | 373.6667 | 115 | 38.6667 | 118.8579 | 0.030947 | 146
PCC-01 | 2019-02-01 | 2 | 2019 | 2019 | Winter | 115 | 187.49 | 259.98 | 334.6667 | 372.3333 |  | 8630.0755 | 7144.0215 | 6796.5396 | 6706.723 | 6911.6989 |  | 372.3333 | 372.3333 | 372.3333 | 115 | 37.6667 | 118.8579 | 0.030947 | 146
PCC-01 | 2019-03-01 | 3 | 2019 | 2019 | Winter | 115 | 187.27 | 259.54 | 334 | 370.3333 |  | 8630.0755 | 7145.9636 | 6797.7807 | 6705.3322 | 6911.6989 |  | 370.3333 | 370.3333 | 370.3333 | 115 | 36.3333 | 118.8579 | 0.030947 | 146
PCC-01 | 2019-04-01 | 4 | 2019 | 2019 | Spring | 115 | 186.83 | 258.66 | 332.6667 | 366.6667 |  | 8580.0755 | 7099.8758 | 6750.2767 | 6652.762 | 6844.586 |  | 366.6667 | 366.6667 | 366.6667 | 115 | 34 | 118.8579 | 0.030947 | 146
PCC-01 | 2019-05-01 | 5 | 2019 | 2019 | Spring | 115 | 184.245 | 253.49 | 324.8333 | 359.5 |  | 8580.0755 | 7123.6338 | 6765.3207 | 6642.9141 | 6844.586 |  | 359.5 | 359.5 | 359.5 | 115 | 34.6667 | 118.8579 | 0.030947 | 146
PCC-01 | 2019-06-01 | 6 | 2019 | 2019 | Summer | 115 | 181.66 | 248.32 | 317 | 352.3333 |  | 8594.5809 | 7161.83 | 6792.6823 | 6650.929 | 6848.758 |  | 352.3333 | 352.3333 | 352.3333 | 115 | 35.3333 | 118.8579 | 0.030947 | 146
PCC-01 | 2019-07-01 | 7 | 2019 | 2019 | Summer | 115 | 181.66 | 248.32 | 317 | 352.3333 |  | 8594.5809 | 7161.83 | 6792.6823 | 6650.929 | 6848.758 |  | 352.3333 | 352.3333 | 352.3333 | 115 | 35.3333 | 118.8579 | 0.030947 | 146
PCC-01 | 2019-08-01 | 8 | 2019 | 2019 | Summer | 115 | 181.66 | 248.32 | 317 | 352.3333 |  | 8594.5809 | 7161.83 | 6792.6823 | 6650.929 | 6848.758 |  | 352.3333 | 352.3333 | 352.3333 | 115 | 35.3333 | 118.8579 | 0.030947 | 146
PCC-01 | 2019-09-01 | 9 | 2019 | 2019 | Summer | 115 | 184.245 | 253.49 | 324.8333 | 359.5 |  | 8594.5809 | 7136.6371 | 6776.822 | 6652.8678 | 6848.758 |  | 359.5 | 359.5 | 359.5 | 115 | 34.6667 | 118.8579 | 0.030947 | 146
PCC-01 | 2019-10-01 | 10 | 2020 | 2019 | Fall | 115 | 186.83 | 258.66 | 332.6667 | 366.6667 |  | 8580.0755 | 7099.8758 | 6750.2767 | 6652.762 | 6844.586 |  | 366.6667 | 366.6667 | 366.6667 | 115 | 34 | 118.8579 | 0.030947 | 146
PCC-01 | 2019-11-01 | 11 | 2020 | 2019 | Fall | 115 | 187.27 | 259.54 | 334 | 370.3333 |  | 8580.0755 | 7095.9636 | 6747.7807 | 6655.3322 | 6844.586 |  | 370.3333 | 370.3333 | 370.3333 | 115 | 36.3333 | 118.8579 | 0.030947 | 146
PCC-01 | 2019-12-01 | 12 | 2020 | 2019 | Winter | 115 | 187.6 | 260.2 | 335 | 373.6667 |  | 8630.0755 | 7143.0539 | 6795.9207 | 6707.4455 | 6911.6989 |  | 373.6667 | 373.6667 | 373.6667 | 115 | 38.6667 | 118.8579 | 0.030947 | 146
PCC-01 | 2020-01-01 | 1 | 2020 | 2020 | Winter | 115 | 187.6 | 260.2 | 335 | 373.6667 |  | 8630.0755 | 7143.0539 | 6795.9207 | 6707.4455 | 6911.6989 |  | 373.6667 | 373.6667 | 373.6667 | 115 | 38.6667 | 118.8579 | 0.030947 | 146
PCC-01 | 2020-02-01 | 2 | 2020 | 2020 | Winter | 115 | 187.49 | 259.98 | 334.6667 | 372.3333 |  | 8630.0755 | 7144.0215 | 6796.5396 | 6706.723 | 6911.6989 |  | 372.3333 | 372.3333 | 372.3333 | 115 | 37.6667 | 118.8579 | 0.030947 | 146
PCC-01 | 2020-03-01 | 3 | 2020 | 2020 | Winter | 115 | 187.27 | 259.54 | 334 | 370.3333 |  | 8630.0755 | 7145.9636 | 6797.7807 | 6705.3322 | 6911.6989 |  | 370.3333 | 370.3333 | 370.3333 | 115 | 36.3333 | 118.8579 | 0.030947 | 146
PCC-01 | 2020-04-01 | 4 | 2020 | 2020 | Spring | 115 | 186.83 | 258.66 | 332.6667 | 366.6667 |  | 8580.0755 | 7099.8758 | 6750.2767 | 6652.762 | 6844.586 |  | 366.6667 | 366.6667 | 366.6667 | 115 | 34 | 118.8579 | 0.030947 | 146
PCC-01 | 2020-05-01 | 5 | 2020 | 2020 | Spring | 115 | 184.245 | 253.49 | 324.8333 | 359.5 |  | 8580.0755 | 7123.6338 | 6765.3207 | 6642.9141 | 6844.586 |  | 359.5 | 359.5 | 359.5 | 115 | 34.6667 | 118.8579 | 0.030947 | 146
PCC-01 | 2020-06-01 | 6 | 2020 | 2020 | Summer | 115 | 181.66 | 248.32 | 317 | 352.3333 |  | 8594.5809 | 7161.83 | 6792.6823 | 6650.929 | 6848.758 |  | 352.3333 | 352.3333 | 352.3333 | 115 | 35.3333 | 118.8579 | 0.030947 | 146
PCC-01 | 2020-07-01 | 7 | 2020 | 2020 | Summer | 115 | 181.66 | 248.32 | 317 | 352.3333 |  | 8594.5809 | 7161.83 | 6792.6823 | 6650.929 | 6848.758 |  | 352.3333 | 352.3333 | 352.3333 | 115 | 35.3333 | 118.8579 | 0.030947 | 146
PCC-01 | 2020-08-01 | 8 | 2020 | 2020 | Summer | 115 | 181.66 | 248.32 | 317 | 352.3333 |  | 8594.5809 | 7161.83 | 6792.6823 | 6650.929 | 6848.758 |  | 352.3333 | 352.3333 | 352.3333 | 115 | 35.3333 | 118.8579 | 0.030947 | 146
PCC-01 | 2020-09-01 | 9 | 2020 | 2020 | Summer | 115 | 184.245 | 253.49 | 324.8333 | 359.5 |  | 8594.5809 | 7136.6371 | 6776.822 | 6652.8678 | 6848.758 |  | 359.5 | 359.5 | 359.5 | 115 | 34.6667 | 118.8579 | 0.030947 | 146
PCC-01 | 2020-10-01 | 10 | 2021 | 2020 | Fall | 115 | 186.83 | 258.66 | 332.6667 | 366.6667 |  | 8580.0755 | 7099.8758 | 6750.2767 | 6652.762 | 6844.586 |  | 366.6667 | 366.6667 | 366.6667 | 115 | 34 | 118.8579 | 0.030947 | 146
PCC-01 | 2020-11-01 | 11 | 2021 | 2020 | Fall | 115 | 187.27 | 259.54 | 334 | 370.3333 |  | 8580.0755 | 7095.9636 | 6747.7807 | 6655.3322 | 6844.586 |  | 370.3333 | 370.3333 | 370.3333 | 115 | 36.3333 | 118.8579 | 0.030947 | 146
PCC-01 | 2020-12-01 | 12 | 2021 | 2020 | Winter | 115 | 187.6 | 260.2 | 335 | 373.6667 |  | 8630.0755 | 7143.0539 | 6795.9207 | 6707.4455 | 6911.6989 |  | 373.6667 | 373.6667 | 373.6667 | 115 | 38.6667 | 118.8579 | 0.030947 | 146
PCC-01 | 2021-01-01 | 1 | 2021 | 2021 | Winter | 115 | 187.6 | 260.2 | 335 | 373.6667 |  | 8630.0755 | 7143.0539 | 6795.9207 | 6707.4455 | 6911.6989 |  | 373.6667 | 373.6667 | 373.6667 | 115 | 38.6667 | 118.8579 | 0.030947 | 146
PCC-01 | 2021-02-01 | 2 | 2021 | 2021 | Winter | 115 | 187.49 | 259.98 | 334.6667 | 372.3333 |  | 8630.0755 | 7144.0215 | 6796.5396 | 6706.723 | 6911.6989 |  | 372.3333 | 372.3333 | 372.3333 | 115 | 37.6667 | 118.8579 | 0.030947 | 146
PCC-01 | 2021-03-01 | 3 | 2021 | 2021 | Winter | 115 | 187.27 | 259.54 | 334 | 370.3333 |  | 8630.0755 | 7145.9636 | 6797.7807 | 6705.3322 | 6911.6989 |  | 370.3333 | 370.3333 | 370.3333 | 115 | 36.3333 | 118.8579 | 0.030947 | 146
PCC-01 | 2021-04-01 | 4 | 2021 | 2021 | Spring | 115 | 186.83 | 258.66 | 332.6667 | 366.6667 |  | 8580.0755 | 7099.8758 | 6750.2767 | 6652.762 | 6844.586 |  | 366.6667 | 366.6667 | 366.6667 | 115 | 34 | 118.8579 | 0.030947 | 146
PCC-01 | 2021-05-01 | 5 | 2021 | 2021 | Spring | 115 | 184.245 | 253.49 | 324.8333 | 359.5 |  | 8580.0755 | 7123.6338 | 6765.3207 | 6642.9141 | 6844.586 |  | 359.5 | 359.5 | 359.5 | 115 | 34.6667 | 118.8579 | 0.030947 | 146
PCC-01 | 2021-06-01 | 6 | 2021 | 2021 | Summer | 115 | 181.66 | 248.32 | 317 | 352.3333 |  | 8594.5809 | 7161.83 | 6792.6823 | 6650.929 | 6848.758 |  | 352.3333 | 352.3333 | 352.3333 | 115 | 35.3333 | 118.8579 | 0.030947 | 146
PCC-01 | 2021-07-01 | 7 | 2021 | 2021 | Summer | 115 | 181.66 | 248.32 | 317 | 352.3333 |  | 8594.5809 | 7161.83 | 6792.6823 | 6650.929 | 6848.758 |  | 352.3333 | 352.3333 | 352.3333 | 115 | 35.3333 | 118.8579 | 0.030947 | 146
PCC-01 | 2021-08-01 | 8 | 2021 | 2021 | Summer | 115 | 181.66 | 248.32 | 317 | 352.3333 |  | 8594.5809 | 7161.83 | 6792.6823 | 6650.929 | 6848.758 |  | 352.3333 | 352.3333 | 352.3333 | 115 | 35.3333 | 118.8579 | 0.030947 | 146
PCC-01 | 2021-09-01 | 9 | 2021 | 2021 | Summer | 115 | 184.245 | 253.49 | 324.8333 | 359.5 |  | 8594.5809 | 7136.6371 | 6776.822 | 6652.8678 | 6848.758 |  | 359.5 | 359.5 | 359.5 | 115 | 34.6667 | 118.8579 | 0.030947 | 146
PCC-01 | 2021-10-01 | 10 | 2022 | 2021 | Fall | 115 | 186.83 | 258.66 | 332.6667 | 366.6667 |  | 8580.0755 | 7099.8758 | 6750.2767 | 6652.762 | 6844.586 |  | 366.6667 | 366.6667 | 366.6667 | 115 | 34 | 118.8579 | 0.030947 | 146
PCC-01 | 2021-11-01 | 11 | 2022 | 2021 | Fall | 115 | 187.27 | 259.54 | 334 | 370.3333 |  | 8580.0755 | 7095.9636 | 6747.7807 | 6655.3322 | 6844.586 |  | 370.3333 | 370.3333 | 370.3333 | 115 | 36.3333 | 118.8579 | 0.030947 | 146
PCC-01 | 2021-12-01 | 12 | 2022 | 2021 | Winter | 115 | 187.6 | 260.2 | 335 | 373.6667 |  | 8630.0755 | 7143.0539 | 6795.9207 | 6707.4455 | 6911.6989 |  | 373.6667 | 373.6667 | 373.6667 | 115 | 38.6667 | 118.8579 | 0.030947 | 146
PCC-01 | 2022-01-01 | 1 | 2022 | 2022 | Winter | 115 | 187.6 | 260.2 | 335 | 373.6667 |  | 8630.0755 | 7143.0539 | 6795.9207 | 6707.4455 | 6911.6989 |  | 373.6667 | 373.6667 | 373.6667 | 115 | 38.6667 | 118.8579 | 0.030947 | 146
PCC-01 | 2022-02-01 | 2 | 2022 | 2022 | Winter | 115 | 187.49 | 259.98 | 334.6667 | 372.3333 |  | 8630.0755 | 7144.0215 | 6796.5396 | 6706.723 | 6911.6989 |  | 372.3333 | 372.3333 | 372.3333 | 115 | 37.6667 | 118.8579 | 0.030947 | 146
PCC-01 | 2022-03-01 | 3 | 2022 | 2022 | Winter | 115 | 187.27 | 259.54 | 334 | 370.3333 |  | 8630.0755 | 7145.9636 | 6797.7807 | 6705.3322 | 6911.6989 |  | 370.3333 | 370.3333 | 370.3333 | 115 | 36.3333 | 118.8579 | 0.030947 | 146
PCC-01 | 2022-04-01 | 4 | 2022 | 2022 | Spring | 115 | 186.83 | 258.66 | 332.6667 | 366.6667 |  | 8580.0755 | 7099.8758 | 6750.2767 | 6652.762 | 6844.586 |  | 366.6667 | 366.6667 | 366.6667 | 115 | 34 | 118.8579 | 0.030947 | 146
PCC-01 | 2022-05-01 | 5 | 2022 | 2022 | Spring | 115 | 184.245 | 253.49 | 324.8333 | 359.5 |  | 8580.0755 | 7123.6338 | 6765.3207 | 6642.9141 | 6844.586 |  | 359.5 | 359.5 | 359.5 | 115 | 34.6667 | 118.8579 | 0.030947 | 146
PCC-01 | 2022-06-01 | 6 | 2022 | 2022 | Summer | 115 | 181.66 | 248.32 | 317 | 352.3333 |  | 8594.5809 | 7161.83 | 6792.6823 | 6650.929 | 6848.758 |  | 352.3333 | 352.3333 | 352.3333 | 115 | 35.3333 | 118.8579 | 0.030947 | 146
PCC-01 | 2022-07-01 | 7 | 2022 | 2022 | Summer | 115 | 181.66 | 248.32 | 317 | 352.3333 |  | 8594.5809 | 7161.83 | 6792.6823 | 6650.929 | 6848.758 |  | 352.3333 | 352.3333 | 352.3333 | 115 | 35.3333 | 118.8579 | 0.030947 | 146
PCC-01 | 2022-08-01 | 8 | 2022 | 2022 | Summer | 115 | 181.66 | 248.32 | 317 | 352.3333 |  | 8594.5809 | 7161.83 | 6792.6823 | 6650.929 | 6848.758 |  | 352.3333 | 352.3333 | 352.3333 | 115 | 35.3333 | 118.8579 | 0.030947 | 146
PCC-01 | 2022-09-01 | 9 | 2022 | 2022 | Summer | 115 | 184.245 | 253.49 | 324.8333 | 359.5 |  | 8594.5809 | 7136.6371 | 6776.822 | 6652.8678 | 6848.758 |  | 359.5 | 359.5 | 359.5 | 115 | 34.6667 | 118.8579 | 0.030947 | 146
PCC-01 | 2022-10-01 | 10 | 2023 | 2022 | Fall | 115 | 186.83 | 258.66 | 332.6667 | 366.6667 |  | 8580.0755 | 7099.8758 | 6750.2767 | 6652.762 | 6844.586 |  | 366.6667 | 366.6667 | 366.6667 | 115 | 34 | 118.8579 | 0.030947 | 146
PCC-01 | 2022-11-01 | 11 | 2023 | 2022 | Fall | 115 | 187.27 | 259.54 | 334 | 370.3333 |  | 8580.0755 | 7095.9636 | 6747.7807 | 6655.3322 | 6844.586 |  | 370.3333 | 370.3333 | 370.3333 | 115 | 36.3333 | 118.8579 | 0.030947 | 146
PCC-01 | 2022-12-01 | 12 | 2023 | 2022 | Winter | 115 | 187.6 | 260.2 | 335 | 373.6667 |  | 8630.0755 | 7143.0539 | 6795.9207 | 6707.4455 | 6911.6989 |  | 373.6667 | 373.6667 | 373.6667 | 115 | 38.6667 | 118.8579 | 0.030947 | 146
PCC-01 | 2023-01-01 | 1 | 2023 | 2023 | Winter | 115 | 187.6 | 260.2 | 335 | 373.6667 |  | 8630.0755 | 7143.0539 | 6795.9207 | 6707.4455 | 6911.6989 |  | 373.6667 | 373.6667 | 373.6667 | 115 | 38.6667 | 118.8579 | 0.030947 | 146
PCC-01 | 2023-02-01 | 2 | 2023 | 2023 | Winter | 115 | 187.49 | 259.98 | 334.6667 | 372.3333 |  | 8630.0755 | 7144.0215 | 6796.5396 | 6706.723 | 6911.6989 |  | 372.3333 | 372.3333 | 372.3333 | 115 | 37.6667 | 118.8579 | 0.030947 | 146
PCC-01 | 2023-03-01 | 3 | 2023 | 2023 | Winter | 115 | 187.27 | 259.54 | 334 | 370.3333 |  | 8630.0755 | 7145.9636 | 6797.7807 | 6705.3322 | 6911.6989 |  | 370.3333 | 370.3333 | 370.3333 | 115 | 36.3333 | 118.8579 | 0.030947 | 146
PCC-01 | 2023-04-01 | 4 | 2023 | 2023 | Spring | 115 | 186.83 | 258.66 | 332.6667 | 366.6667 |  | 8580.0755 | 7099.8758 | 6750.2767 | 6652.762 | 6844.586 |  | 366.6667 | 366.6667 | 366.6667 | 115 | 34 | 118.8579 | 0.030947 | 146
PCC-01 | 2023-05-01 | 5 | 2023 | 2023 | Spring | 115 | 184.245 | 253.49 | 324.8333 | 359.5 |  | 8580.0755 | 7123.6338 | 6765.3207 | 6642.9141 | 6844.586 |  | 359.5 | 359.5 | 359.5 | 115 | 34.6667 | 118.8579 | 0.030947 | 146
PCC-01 | 2023-06-01 | 6 | 2023 | 2023 | Summer | 115 | 181.66 | 248.32 | 317 | 352.3333 |  | 8594.5809 | 7161.83 | 6792.6823 | 6650.929 | 6848.758 |  | 352.3333 | 352.3333 | 352.3333 | 115 | 35.3333 | 118.8579 | 0.030947 | 146
PCC-01 | 2023-07-01 | 7 | 2023 | 2023 | Summer | 115 | 181.66 | 248.32 | 317 | 352.3333 |  | 8594.5809 | 7161.83 | 6792.6823 | 6650.929 | 6848.758 |  | 352.3333 | 352.3333 | 352.3333 | 115 | 35.3333 | 118.8579 | 0.030947 | 146
PCC-01 | 2023-08-01 | 8 | 2023 | 2023 | Summer | 115 | 181.66 | 248.32 | 317 | 352.3333 |  | 8594.5809 | 7161.83 | 6792.6823 | 6650.929 | 6848.758 |  | 352.3333 | 352.3333 | 352.3333 | 115 | 35.3333 | 118.8579 | 0.030947 | 146
PCC-01 | 2023-09-01 | 9 | 2023 | 2023 | Summer | 115 | 184.245 | 253.49 | 324.8333 | 359.5 |  | 8594.5809 | 7136.6371 | 6776.822 | 6652.8678 | 6848.758 |  | 359.5 | 359.5 | 359.5 | 115 | 34.6667 | 118.8579 | 0.030947 | 146
PCC-01 | 2023-10-01 | 10 | 2024 | 2023 | Fall | 115 | 186.83 | 258.66 | 332.6667 | 366.6667 |  | 8580.0755 | 7099.8758 | 6750.2767 | 6652.762 | 6844.586 |  | 366.6667 | 366.6667 | 366.6667 | 115 | 34 | 118.8579 | 0.030947 | 146
PCC-01 | 2023-11-01 | 11 | 2024 | 2023 | Fall | 115 | 187.27 | 259.54 | 334 | 370.3333 |  | 8580.0755 | 7095.9636 | 6747.7807 | 6655.3322 | 6844.586 |  | 370.3333 | 370.3333 | 370.3333 | 115 | 36.3333 | 118.8579 | 0.030947 | 146
PCC-01 | 2023-12-01 | 12 | 2024 | 2023 | Winter | 115 | 187.6 | 260.2 | 335 | 373.6667 |  | 8630.0755 | 7143.0539 | 6795.9207 | 6707.4455 | 6911.6989 |  | 373.6667 | 373.6667 | 373.6667 | 115 | 38.6667 | 118.8579 | 0.030947 | 146
PCC-01 | 2024-01-01 | 1 | 2024 | 2024 | Winter | 115 | 187.6 | 260.2 | 335 | 373.6667 |  | 8630.0755 | 7143.0539 | 6795.9207 | 6707.4455 | 6911.6989 |  | 373.6667 | 373.6667 | 373.6667 | 115 | 38.6667 | 118.8579 | 0.030947 | 146
PCC-01 | 2024-02-01 | 2 | 2024 | 2024 | Winter | 115 | 187.49 | 259.98 | 334.6667 | 372.3333 |  | 8630.0755 | 7144.0215 | 6796.5396 | 6706.723 | 6911.6989 |  | 372.3333 | 372.3333 | 372.3333 | 115 | 37.6667 | 118.8579 | 0.030947 | 146
PCC-01 | 2024-03-01 | 3 | 2024 | 2024 | Winter | 115 | 187.27 | 259.54 | 334 | 370.3333 |  | 8630.0755 | 7145.9636 | 6797.7807 | 6705.3322 | 6911.6989 |  | 370.3333 | 370.3333 | 370.3333 | 115 | 36.3333 | 118.8579 | 0.030947 | 146
PCC-01 | 2024-04-01 | 4 | 2024 | 2024 | Spring | 115 | 186.83 | 258.66 | 332.6667 | 366.6667 |  | 8580.0755 | 7099.8758 | 6750.2767 | 6652.762 | 6844.586 |  | 366.6667 | 366.6667 | 366.6667 | 115 | 34 | 118.8579 | 0.030947 | 146
PCC-01 | 2024-05-01 | 5 | 2024 | 2024 | Spring | 115 | 184.245 | 253.49 | 324.8333 | 359.5 |  | 8580.0755 | 7123.6338 | 6765.3207 | 6642.9141 | 6844.586 |  | 359.5 | 359.5 | 359.5 | 115 | 34.6667 | 118.8579 | 0.030947 | 146
PCC-01 | 2024-06-01 | 6 | 2024 | 2024 | Summer | 115 | 181.66 | 248.32 | 317 | 352.3333 |  | 8594.5809 | 7161.83 | 6792.6823 | 6650.929 | 6848.758 |  | 352.3333 | 352.3333 | 352.3333 | 115 | 35.3333 | 118.8579 | 0.030947 | 146
PCC-01 | 2024-07-01 | 7 | 2024 | 2024 | Summer | 115 | 181.66 | 248.32 | 317 | 352.3333 |  | 8594.5809 | 7161.83 | 6792.6823 | 6650.929 | 6848.758 |  | 352.3333 | 352.3333 | 352.3333 | 115 | 35.3333 | 118.8579 | 0.030947 | 146
PCC-01 | 2024-08-01 | 8 | 2024 | 2024 | Summer | 115 | 181.66 | 248.32 | 317 | 352.3333 |  | 8594.5809 | 7161.83 | 6792.6823 | 6650.929 | 6848.758 |  | 352.3333 | 352.3333 | 352.3333 | 115 | 35.3333 | 118.8579 | 0.030947 | 146
PCC-01 | 2024-09-01 | 9 | 2024 | 2024 | Summer | 115 | 184.245 | 253.49 | 324.8333 | 359.5 |  | 8594.5809 | 7136.6371 | 6776.822 | 6652.8678 | 6848.758 |  | 359.5 | 359.5 | 359.5 | 115 | 34.6667 | 118.8579 | 0.030947 | 146
PCC-01 | 2024-10-01 | 10 | 2025 | 2024 | Fall | 115 | 186.83 | 258.66 | 332.6667 | 366.6667 |  | 8580.0755 | 7099.8758 | 6750.2767 | 6652.762 | 6844.586 |  | 366.6667 | 366.6667 | 366.6667 | 115 | 34 | 118.8579 | 0.030947 | 146
PCC-01 | 2024-11-01 | 11 | 2025 | 2024 | Fall | 115 | 187.27 | 259.54 | 334 | 370.3333 |  | 8580.0755 | 7095.9636 | 6747.7807 | 6655.3322 | 6844.586 |  | 370.3333 | 370.3333 | 370.3333 | 115 | 36.3333 | 118.8579 | 0.030947 | 146
PCC-01 | 2024-12-01 | 12 | 2025 | 2024 | Winter | 115 | 187.6 | 260.2 | 335 | 373.6667 |  | 8630.0755 | 7143.0539 | 6795.9207 | 6707.4455 | 6911.6989 |  | 373.6667 | 373.6667 | 373.6667 | 115 | 38.6667 | 118.8579 | 0.030947 | 146
PCC-01 | 2025-01-01 | 1 | 2025 | 2025 | Winter | 115 | 187.6 | 260.2 | 335 | 373.6667 |  | 8630.0755 | 7143.0539 | 6795.9207 | 6707.4455 | 6911.6989 |  | 373.6667 | 373.6667 | 373.6667 | 115 | 38.6667 | 118.8579 | 0.030947 | 146
PCC-01 | 2025-02-01 | 2 | 2025 | 2025 | Winter | 115 | 187.49 | 259.98 | 334.6667 | 372.3333 |  | 8630.0755 | 7144.0215 | 6796.5396 | 6706.723 | 6911.6989 |  | 372.3333 | 372.3333 | 372.3333 | 115 | 37.6667 | 118.8579 | 0.030947 | 146
PCC-01 | 2025-03-01 | 3 | 2025 | 2025 | Winter | 115 | 187.27 | 259.54 | 334 | 370.3333 |  | 8630.0755 | 7145.9636 | 6797.7807 | 6705.3322 | 6911.6989 |  | 370.3333 | 370.3333 | 370.3333 | 115 | 36.3333 | 118.8579 | 0.030947 | 146
PCC-01 | 2025-04-01 | 4 | 2025 | 2025 | Spring | 115 | 186.83 | 258.66 | 332.6667 | 366.6667 |  | 8580.0755 | 7099.8758 | 6750.2767 | 6652.762 | 6844.586 |  | 366.6667 | 366.6667 | 366.6667 | 115 | 34 | 118.8579 | 0.030947 | 146
PCC-01 | 2025-05-01 | 5 | 2025 | 2025 | Spring | 115 | 184.245 | 253.49 | 324.8333 | 359.5 |  | 8580.0755 | 7123.6338 | 6765.3207 | 6642.9141 | 6844.586 |  | 359.5 | 359.5 | 359.5 | 115 | 34.6667 | 118.8579 | 0.030947 | 146
PCC-01 | 2025-06-01 | 6 | 2025 | 2025 | Summer | 115 | 181.66 | 248.32 | 317 | 352.3333 |  | 8594.5809 | 7161.83 | 6792.6823 | 6650.929 | 6848.758 |  | 352.3333 | 352.3333 | 352.3333 | 115 | 35.3333 | 118.8579 | 0.030947 | 146
PCC-01 | 2025-07-01 | 7 | 2025 | 2025 | Summer | 115 | 181.66 | 248.32 | 317 | 352.3333 |  | 8594.5809 | 7161.83 | 6792.6823 | 6650.929 | 6848.758 |  | 352.3333 | 352.3333 | 352.3333 | 115 | 35.3333 | 118.8579 | 0.030947 | 146
PCC-01 | 2025-08-01 | 8 | 2025 | 2025 | Summer | 115 | 181.66 | 248.32 | 317 | 352.3333 |  | 8594.5809 | 7161.83 | 6792.6823 | 6650.929 | 6848.758 |  | 352.3333 | 352.3333 | 352.3333 | 115 | 35.3333 | 118.8579 | 0.030947 | 146
PCC-01 | 2025-09-01 | 9 | 2025 | 2025 | Summer | 115 | 184.245 | 253.49 | 324.8333 | 359.5 |  | 8594.5809 | 7136.6371 | 6776.822 | 6652.8678 | 6848.758 |  | 359.5 | 359.5 | 359.5 | 115 | 34.6667 | 118.8579 | 0.030947 | 146
PCC-01 | 2025-10-01 | 10 | 2026 | 2025 | Fall | 115 | 186.83 | 258.66 | 332.6667 | 366.6667 |  | 8580.0755 | 7099.8758 | 6750.2767 | 6652.762 | 6844.586 |  | 366.6667 | 366.6667 | 366.6667 | 115 | 34 | 118.8579 | 0.030947 | 146
PCC-01 | 2025-11-01 | 11 | 2026 | 2025 | Fall | 115 | 187.27 | 259.54 | 334 | 370.3333 |  | 8580.0755 | 7095.9636 | 6747.7807 | 6655.3322 | 6844.586 |  | 370.3333 | 370.3333 | 370.3333 | 115 | 36.3333 | 118.8579 | 0.030947 | 146
PCC-01 | 2025-12-01 | 12 | 2026 | 2025 | Winter | 115 | 187.6 | 260.2 | 335 | 373.6667 |  | 8630.0755 | 7143.0539 | 6795.9207 | 6707.4455 | 6911.6989 |  | 373.6667 | 373.6667 | 373.6667 | 115 | 38.6667 | 118.8579 | 0.030947 | 146
PCC-01 | 2026-01-01 | 1 | 2026 | 2026 | Winter | 115 | 187.6 | 260.2 | 335 | 373.6667 |  | 8630.0755 | 7143.0539 | 6795.9207 | 6707.4455 | 6911.6989 |  | 373.6667 | 373.6667 | 373.6667 | 115 | 38.6667 | 118.8579 | 0.030947 | 146
PCC-01 | 2026-02-01 | 2 | 2026 | 2026 | Winter | 115 | 187.49 | 259.98 | 334.6667 | 372.3333 |  | 8630.0755 | 7144.0215 | 6796.5396 | 6706.723 | 6911.6989 |  | 372.3333 | 372.3333 | 372.3333 | 115 | 37.6667 | 118.8579 | 0.030947 | 146
PCC-01 | 2026-03-01 | 3 | 2026 | 2026 | Winter | 115 | 187.27 | 259.54 | 334 | 370.3333 |  | 8630.0755 | 7145.9636 | 6797.7807 | 6705.3322 | 6911.6989 |  | 370.3333 | 370.3333 | 370.3333 | 115 | 36.3333 | 118.8579 | 0.030947 | 146
PCC-01 | 2026-04-01 | 4 | 2026 | 2026 | Spring | 115 | 186.83 | 258.66 | 332.6667 | 366.6667 |  | 8580.0755 | 7099.8758 | 6750.2767 | 6652.762 | 6844.586 |  | 366.6667 | 366.6667 | 366.6667 | 115 | 34 | 118.8579 | 0.030947 | 146
PCC-01 | 2026-05-01 | 5 | 2026 | 2026 | Spring | 115 | 184.245 | 253.49 | 324.8333 | 359.5 |  | 8580.0755 | 7123.6338 | 6765.3207 | 6642.9141 | 6844.586 |  | 359.5 | 359.5 | 359.5 | 115 | 34.6667 | 118.8579 | 0.030947 | 146
PCC-01 | 2026-06-01 | 6 | 2026 | 2026 | Summer | 115 | 181.66 | 248.32 | 317 | 352.3333 |  | 8594.5809 | 7161.83 | 6792.6823 | 6650.929 | 6848.758 |  | 352.3333 | 352.3333 | 352.3333 | 115 | 35.3333 | 118.8579 | 0.030947 | 146
PCC-01 | 2026-07-01 | 7 | 2026 | 2026 | Summer | 115 | 181.66 | 248.32 | 317 | 352.3333 |  | 8594.5809 | 7161.83 | 6792.6823 | 6650.929 | 6848.758 |  | 352.3333 | 352.3333 | 352.3333 | 115 | 35.3333 | 118.8579 | 0.030947 | 146
PCC-01 | 2026-08-01 | 8 | 2026 | 2026 | Summer | 115 | 181.66 | 248.32 | 317 | 352.3333 |  | 8594.5809 | 7161.83 | 6792.6823 | 6650.929 | 6848.758 |  | 352.3333 | 352.3333 | 352.3333 | 115 | 35.3333 | 118.8579 | 0.030947 | 146
PCC-01 | 2026-09-01 | 9 | 2026 | 2026 | Summer | 115 | 184.245 | 253.49 | 324.8333 | 359.5 |  | 8594.5809 | 7136.6371 | 6776.822 | 6652.8678 | 6848.758 |  | 359.5 | 359.5 | 359.5 | 115 | 34.6667 | 118.8579 | 0.030947 | 146
PCC-01 | 2026-10-01 | 10 | 2027 | 2026 | Fall | 115 | 186.83 | 258.66 | 332.6667 | 366.6667 |  | 8580.0755 | 7099.8758 | 6750.2767 | 6652.762 | 6844.586 |  | 366.6667 | 366.6667 | 366.6667 | 115 | 34 | 118.8579 | 0.030947 | 146
PCC-01 | 2026-11-01 | 11 | 2027 | 2026 | Fall | 115 | 187.27 | 259.54 | 334 | 370.3333 |  | 8580.0755 | 7095.9636 | 6747.7807 | 6655.3322 | 6844.586 |  | 370.3333 | 370.3333 | 370.3333 | 115 | 36.3333 | 118.8579 | 0.030947 | 146
PCC-01 | 2026-12-01 | 12 | 2027 | 2026 | Winter | 115 | 187.6 | 260.2 | 335 | 373.6667 |  | 8630.0755 | 7143.0539 | 6795.9207 | 6707.4455 | 6911.6989 |  | 373.6667 | 373.6667 | 373.6667 | 115 | 38.6667 | 118.8579 | 0.030947 | 146
PCC-01 | 2027-01-01 | 1 | 2027 | 2027 | Winter | 115 | 187.6 | 260.2 | 335 | 373.6667 |  | 8630.0755 | 7143.0539 | 6795.9207 | 6707.4455 | 6911.6989 |  | 373.6667 | 373.6667 | 373.6667 | 115 | 38.6667 | 118.8579 | 0.030947 | 146
PCC-01 | 2027-02-01 | 2 | 2027 | 2027 | Winter | 115 | 187.49 | 259.98 | 334.6667 | 372.3333 |  | 8630.0755 | 7144.0215 | 6796.5396 | 6706.723 | 6911.6989 |  | 372.3333 | 372.3333 | 372.3333 | 115 | 37.6667 | 118.8579 | 0.030947 | 146
PCC-01 | 2027-03-01 | 3 | 2027 | 2027 | Winter | 115 | 187.27 | 259.54 | 334 | 370.3333 |  | 8630.0755 | 7145.9636 | 6797.7807 | 6705.3322 | 6911.6989 |  | 370.3333 | 370.3333 | 370.3333 | 115 | 36.3333 | 118.8579 | 0.030947 | 146
PCC-01 | 2027-04-01 | 4 | 2027 | 2027 | Spring | 115 | 186.83 | 258.66 | 332.6667 | 366.6667 |  | 8580.0755 | 7099.8758 | 6750.2767 | 6652.762 | 6844.586 |  | 366.6667 | 366.6667 | 366.6667 | 115 | 34 | 118.8579 | 0.030947 | 146
PCC-01 | 2027-05-01 | 5 | 2027 | 2027 | Spring | 115 | 184.245 | 253.49 | 324.8333 | 359.5 |  | 8580.0755 | 7123.6338 | 6765.3207 | 6642.9141 | 6844.586 |  | 359.5 | 359.5 | 359.5 | 115 | 34.6667 | 118.8579 | 0.030947 | 146
PCC-01 | 2027-06-01 | 6 | 2027 | 2027 | Summer | 115 | 181.66 | 248.32 | 317 | 352.3333 |  | 8594.5809 | 7161.83 | 6792.6823 | 6650.929 | 6848.758 |  | 352.3333 | 352.3333 | 352.3333 | 115 | 35.3333 | 118.8579 | 0.030947 | 146
PCC-01 | 2027-07-01 | 7 | 2027 | 2027 | Summer | 115 | 181.66 | 248.32 | 317 | 352.3333 |  | 8594.5809 | 7161.83 | 6792.6823 | 6650.929 | 6848.758 |  | 352.3333 | 352.3333 | 352.3333 | 115 | 35.3333 | 118.8579 | 0.030947 | 146
PCC-01 | 2027-08-01 | 8 | 2027 | 2027 | Summer | 115 | 181.66 | 248.32 | 317 | 352.3333 |  | 8594.5809 | 7161.83 | 6792.6823 | 6650.929 | 6848.758 |  | 352.3333 | 352.3333 | 352.3333 | 115 | 35.3333 | 118.8579 | 0.030947 | 146
PCC-01 | 2027-09-01 | 9 | 2027 | 2027 | Summer | 115 | 184.245 | 253.49 | 324.8333 | 359.5 |  | 8594.5809 | 7136.6371 | 6776.822 | 6652.8678 | 6848.758 |  | 359.5 | 359.5 | 359.5 | 115 | 34.6667 | 118.8579 | 0.030947 | 146
PCC-01 | 2027-10-01 | 10 | 2028 | 2027 | Fall | 115 | 186.83 | 258.66 | 332.6667 | 366.6667 |  | 8580.0755 | 7099.8758 | 6750.2767 | 6652.762 | 6844.586 |  | 366.6667 | 366.6667 | 366.6667 | 115 | 34 | 118.8579 | 0.030947 | 146
PCC-01 | 2027-11-01 | 11 | 2028 | 2027 | Fall | 115 | 187.27 | 259.54 | 334 | 370.3333 |  | 8580.0755 | 7095.9636 | 6747.7807 | 6655.3322 | 6844.586 |  | 370.3333 | 370.3333 | 370.3333 | 115 | 36.3333 | 118.8579 | 0.030947 | 146
PCC-01 | 2027-12-01 | 12 | 2028 | 2027 | Winter | 115 | 187.6 | 260.2 | 335 | 373.6667 |  | 8630.0755 | 7143.0539 | 6795.9207 | 6707.4455 | 6911.6989 |  | 373.6667 | 373.6667 | 373.6667 | 115 | 38.6667 | 118.8579 | 0.030947 | 146
PCC-01 | 2028-01-01 | 1 | 2028 | 2028 | Winter | 115 | 187.6 | 260.2 | 335 | 373.6667 |  | 8630.0755 | 7143.0539 | 6795.9207 | 6707.4455 | 6911.6989 |  | 373.6667 | 373.6667 | 373.6667 | 115 | 38.6667 | 118.8579 | 0.030947 | 146
PCC-01 | 2028-02-01 | 2 | 2028 | 2028 | Winter | 115 | 187.49 | 259.98 | 334.6667 | 372.3333 |  | 8630.0755 | 7144.0215 | 6796.5396 | 6706.723 | 6911.6989 |  | 372.3333 | 372.3333 | 372.3333 | 115 | 37.6667 | 118.8579 | 0.030947 | 146
PCC-01 | 2028-03-01 | 3 | 2028 | 2028 | Winter | 115 | 187.27 | 259.54 | 334 | 370.3333 |  | 8630.0755 | 7145.9636 | 6797.7807 | 6705.3322 | 6911.6989 |  | 370.3333 | 370.3333 | 370.3333 | 115 | 36.3333 | 118.8579 | 0.030947 | 146
PCC-01 | 2028-04-01 | 4 | 2028 | 2028 | Spring | 115 | 186.83 | 258.66 | 332.6667 | 366.6667 |  | 8580.0755 | 7099.8758 | 6750.2767 | 6652.762 | 6844.586 |  | 366.6667 | 366.6667 | 366.6667 | 115 | 34 | 118.8579 | 0.030947 | 146
PCC-01 | 2028-05-01 | 5 | 2028 | 2028 | Spring | 115 | 184.245 | 253.49 | 324.8333 | 359.5 |  | 8580.0755 | 7123.6338 | 6765.3207 | 6642.9141 | 6844.586 |  | 359.5 | 359.5 | 359.5 | 115 | 34.6667 | 118.8579 | 0.030947 | 146
PCC-01 | 2028-06-01 | 6 | 2028 | 2028 | Summer | 115 | 181.66 | 248.32 | 317 | 352.3333 |  | 8594.5809 | 7161.83 | 6792.6823 | 6650.929 | 6848.758 |  | 352.3333 | 352.3333 | 352.3333 | 115 | 35.3333 | 118.8579 | 0.030947 | 146
PCC-01 | 2028-07-01 | 7 | 2028 | 2028 | Summer | 115 | 181.66 | 248.32 | 317 | 352.3333 |  | 8594.5809 | 7161.83 | 6792.6823 | 6650.929 | 6848.758 |  | 352.3333 | 352.3333 | 352.3333 | 115 | 35.3333 | 118.8579 | 0.030947 | 146
PCC-01 | 2028-08-01 | 8 | 2028 | 2028 | Summer | 115 | 181.66 | 248.32 | 317 | 352.3333 |  | 8594.5809 | 7161.83 | 6792.6823 | 6650.929 | 6848.758 |  | 352.3333 | 352.3333 | 352.3333 | 115 | 35.3333 | 118.8579 | 0.030947 | 146
PCC-01 | 2028-09-01 | 9 | 2028 | 2028 | Summer | 115 | 184.245 | 253.49 | 324.8333 | 359.5 |  | 8594.5809 | 7136.6371 | 6776.822 | 6652.8678 | 6848.758 |  | 359.5 | 359.5 | 359.5 | 115 | 34.6667 | 118.8579 | 0.030947 | 146
PCC-01 | 2028-10-01 | 10 | 2029 | 2028 | Fall | 115 | 186.83 | 258.66 | 332.6667 | 366.6667 |  | 8580.0755 | 7099.8758 | 6750.2767 | 6652.762 | 6844.586 |  | 366.6667 | 366.6667 | 366.6667 | 115 | 34 | 118.8579 | 0.030947 | 146
PCC-01 | 2028-11-01 | 11 | 2029 | 2028 | Fall | 115 | 187.27 | 259.54 | 334 | 370.3333 |  | 8580.0755 | 7095.9636 | 6747.7807 | 6655.3322 | 6844.586 |  | 370.3333 | 370.3333 | 370.3333 | 115 | 36.3333 | 118.8579 | 0.030947 | 146
PCC-01 | 2028-12-01 | 12 | 2029 | 2028 | Winter | 115 | 187.6 | 260.2 | 335 | 373.6667 |  | 8630.0755 | 7143.0539 | 6795.9207 | 6707.4455 | 6911.6989 |  | 373.6667 | 373.6667 | 373.6667 | 115 | 38.6667 | 118.8579 | 0.030947 | 146
PCC-01 | 2029-01-01 | 1 | 2029 | 2029 | Winter | 115 | 187.6 | 260.2 | 335 | 373.6667 |  | 8630.0755 | 7143.0539 | 6795.9207 | 6707.4455 | 6911.6989 |  | 373.6667 | 373.6667 | 373.6667 | 115 | 38.6667 | 118.8579 | 0.030947 | 146
PCC-01 | 2029-02-01 | 2 | 2029 | 2029 | Winter | 115 | 187.49 | 259.98 | 334.6667 | 372.3333 |  | 8630.0755 | 7144.0215 | 6796.5396 | 6706.723 | 6911.6989 |  | 372.3333 | 372.3333 | 372.3333 | 115 | 37.6667 | 118.8579 | 0.030947 | 146
PCC-01 | 2029-03-01 | 3 | 2029 | 2029 | Winter | 115 | 187.27 | 259.54 | 334 | 370.3333 |  | 8630.0755 | 7145.9636 | 6797.7807 | 6705.3322 | 6911.6989 |  | 370.3333 | 370.3333 | 370.3333 | 115 | 36.3333 | 118.8579 | 0.030947 | 146
PCC-01 | 2029-04-01 | 4 | 2029 | 2029 | Spring | 115 | 186.83 | 258.66 | 332.6667 | 366.6667 |  | 8580.0755 | 7099.8758 | 6750.2767 | 6652.762 | 6844.586 |  | 366.6667 | 366.6667 | 366.6667 | 115 | 34 | 118.8579 | 0.030947 | 146
PCC-01 | 2029-05-01 | 5 | 2029 | 2029 | Spring | 115 | 184.245 | 253.49 | 324.8333 | 359.5 |  | 8580.0755 | 7123.6338 | 6765.3207 | 6642.9141 | 6844.586 |  | 359.5 | 359.5 | 359.5 | 115 | 34.6667 | 118.8579 | 0.030947 | 146
PCC-01 | 2029-06-01 | 6 | 2029 | 2029 | Summer | 115 | 181.66 | 248.32 | 317 | 352.3333 |  | 8594.5809 | 7161.83 | 6792.6823 | 6650.929 | 6848.758 |  | 352.3333 | 352.3333 | 352.3333 | 115 | 35.3333 | 118.8579 | 0.030947 | 146
PCC-01 | 2029-07-01 | 7 | 2029 | 2029 | Summer | 115 | 181.66 | 248.32 | 317 | 352.3333 |  | 8594.5809 | 7161.83 | 6792.6823 | 6650.929 | 6848.758 |  | 352.3333 | 352.3333 | 352.3333 | 115 | 35.3333 | 118.8579 | 0.030947 | 146
PCC-01 | 2029-08-01 | 8 | 2029 | 2029 | Summer | 115 | 181.66 | 248.32 | 317 | 352.3333 |  | 8594.5809 | 7161.83 | 6792.6823 | 6650.929 | 6848.758 |  | 352.3333 | 352.3333 | 352.3333 | 115 | 35.3333 | 118.8579 | 0.030947 | 146
PCC-01 | 2029-09-01 | 9 | 2029 | 2029 | Summer | 115 | 184.245 | 253.49 | 324.8333 | 359.5 |  | 8594.5809 | 7136.6371 | 6776.822 | 6652.8678 | 6848.758 |  | 359.5 | 359.5 | 359.5 | 115 | 34.6667 | 118.8579 | 0.030947 | 146
PCC-01 | 2029-10-01 | 10 | 2030 | 2029 | Fall | 115 | 186.83 | 258.66 | 332.6667 | 366.6667 |  | 8580.0755 | 7099.8758 | 6750.2767 | 6652.762 | 6844.586 |  | 366.6667 | 366.6667 | 366.6667 | 115 | 34 | 118.8579 | 0.030947 | 146
PCC-01 | 2029-11-01 | 11 | 2030 | 2029 | Fall | 115 | 187.27 | 259.54 | 334 | 370.3333 |  | 8580.0755 | 7095.9636 | 6747.7807 | 6655.3322 | 6844.586 |  | 370.3333 | 370.3333 | 370.3333 | 115 | 36.3333 | 118.8579 | 0.030947 | 146
PCC-01 | 2029-12-01 | 12 | 2030 | 2029 | Winter | 115 | 187.6 | 260.2 | 335 | 373.6667 |  | 8630.0755 | 7143.0539 | 6795.9207 | 6707.4455 | 6911.6989 |  | 373.6667 | 373.6667 | 373.6667 | 115 | 38.6667 | 118.8579 | 0.030947 | 146
PCC-01 | 2030-01-01 | 1 | 2030 | 2030 | Winter | 115 | 187.6 | 260.2 | 335 | 373.6667 |  | 8630.0755 | 7143.0539 | 6795.9207 | 6707.4455 | 6911.6989 |  | 373.6667 | 373.6667 | 373.6667 | 115 | 38.6667 | 118.8579 | 0.030947 | 146
PCC-01 | 2030-02-01 | 2 | 2030 | 2030 | Winter | 115 | 187.49 | 259.98 | 334.6667 | 372.3333 |  | 8630.0755 | 7144.0215 | 6796.5396 | 6706.723 | 6911.6989 |  | 372.3333 | 372.3333 | 372.3333 | 115 | 37.6667 | 118.8579 | 0.030947 | 146
PCC-01 | 2030-03-01 | 3 | 2030 | 2030 | Winter | 115 | 187.27 | 259.54 | 334 | 370.3333 |  | 8630.0755 | 7145.9636 | 6797.7807 | 6705.3322 | 6911.6989 |  | 370.3333 | 370.3333 | 370.3333 | 115 | 36.3333 | 118.8579 | 0.030947 | 146
PCC-01 | 2030-04-01 | 4 | 2030 | 2030 | Spring | 115 | 186.83 | 258.66 | 332.6667 | 366.6667 |  | 8580.0755 | 7099.8758 | 6750.2767 | 6652.762 | 6844.586 |  | 366.6667 | 366.6667 | 366.6667 | 115 | 34 | 118.8579 | 0.030947 | 146
PCC-01 | 2030-05-01 | 5 | 2030 | 2030 | Spring | 115 | 184.245 | 253.49 | 324.8333 | 359.5 |  | 8580.0755 | 7123.6338 | 6765.3207 | 6642.9141 | 6844.586 |  | 359.5 | 359.5 | 359.5 | 115 | 34.6667 | 118.8579 | 0.030947 | 146
PCC-01 | 2030-06-01 | 6 | 2030 | 2030 | Summer | 115 | 181.66 | 248.32 | 317 | 352.3333 |  | 8594.5809 | 7161.83 | 6792.6823 | 6650.929 | 6848.758 |  | 352.3333 | 352.3333 | 352.3333 | 115 | 35.3333 | 118.8579 | 0.030947 | 146
PCC-01 | 2030-07-01 | 7 | 2030 | 2030 | Summer | 115 | 181.66 | 248.32 | 317 | 352.3333 |  | 8594.5809 | 7161.83 | 6792.6823 | 6650.929 | 6848.758 |  | 352.3333 | 352.3333 | 352.3333 | 115 | 35.3333 | 118.8579 | 0.030947 | 146
PCC-01 | 2030-08-01 | 8 | 2030 | 2030 | Summer | 115 | 181.66 | 248.32 | 317 | 352.3333 |  | 8594.5809 | 7161.83 | 6792.6823 | 6650.929 | 6848.758 |  | 352.3333 | 352.3333 | 352.3333 | 115 | 35.3333 | 118.8579 | 0.030947 | 146
PCC-01 | 2030-09-01 | 9 | 2030 | 2030 | Summer | 115 | 184.245 | 253.49 | 324.8333 | 359.5 |  | 8594.5809 | 7136.6371 | 6776.822 | 6652.8678 | 6848.758 |  | 359.5 | 359.5 | 359.5 | 115 | 34.6667 | 118.8579 | 0.030947 | 146
PCC-01 | 2030-10-01 | 10 | 2031 | 2030 | Fall | 115 | 186.83 | 258.66 | 332.6667 | 366.6667 |  | 8580.0755 | 7099.8758 | 6750.2767 | 6652.762 | 6844.586 |  | 366.6667 | 366.6667 | 366.6667 | 115 | 34 | 118.8579 | 0.030947 | 146
PCC-01 | 2030-11-01 | 11 | 2031 | 2030 | Fall | 115 | 187.27 | 259.54 | 334 | 370.3333 |  | 8580.0755 | 7095.9636 | 6747.7807 | 6655.3322 | 6844.586 |  | 370.3333 | 370.3333 | 370.3333 | 115 | 36.3333 | 118.8579 | 0.030947 | 146
PCC-01 | 2030-12-01 | 12 | 2031 | 2030 | Winter | 115 | 187.6 | 260.2 | 335 | 373.6667 |  | 8630.0755 | 7143.0539 | 6795.9207 | 6707.4455 | 6911.6989 |  | 373.6667 | 373.6667 | 373.6667 | 115 | 38.6667 | 118.8579 | 0.030947 | 146
PCC-01 | 2031-01-01 | 1 | 2031 | 2031 | Winter | 115 | 187.6 | 260.2 | 335 | 373.6667 |  | 8630.0755 | 7143.0539 | 6795.9207 | 6707.4455 | 6911.6989 |  | 373.6667 | 373.6667 | 373.6667 | 115 | 38.6667 | 118.8579 | 0.030947 | 146
PCC-01 | 2031-02-01 | 2 | 2031 | 2031 | Winter | 115 | 187.49 | 259.98 | 334.6667 | 372.3333 |  | 8630.0755 | 7144.0215 | 6796.5396 | 6706.723 | 6911.6989 |  | 372.3333 | 372.3333 | 372.3333 | 115 | 37.6667 | 118.8579 | 0.030947 | 146
PCC-01 | 2031-03-01 | 3 | 2031 | 2031 | Winter | 115 | 187.27 | 259.54 | 334 | 370.3333 |  | 8630.0755 | 7145.9636 | 6797.7807 | 6705.3322 | 6911.6989 |  | 370.3333 | 370.3333 | 370.3333 | 115 | 36.3333 | 118.8579 | 0.030947 | 146
PCC-01 | 2031-04-01 | 4 | 2031 | 2031 | Spring | 115 | 186.83 | 258.66 | 332.6667 | 366.6667 |  | 8580.0755 | 7099.8758 | 6750.2767 | 6652.762 | 6844.586 |  | 366.6667 | 366.6667 | 366.6667 | 115 | 34 | 118.8579 | 0.030947 | 146
PCC-01 | 2031-05-01 | 5 | 2031 | 2031 | Spring | 115 | 184.245 | 253.49 | 324.8333 | 359.5 |  | 8580.0755 | 7123.6338 | 6765.3207 | 6642.9141 | 6844.586 |  | 359.5 | 359.5 | 359.5 | 115 | 34.6667 | 118.8579 | 0.030947 | 146
PCC-01 | 2031-06-01 | 6 | 2031 | 2031 | Summer | 115 | 181.66 | 248.32 | 317 | 352.3333 |  | 8594.5809 | 7161.83 | 6792.6823 | 6650.929 | 6848.758 |  | 352.3333 | 352.3333 | 352.3333 | 115 | 35.3333 | 118.8579 | 0.030947 | 146
PCC-01 | 2031-07-01 | 7 | 2031 | 2031 | Summer | 115 | 181.66 | 248.32 | 317 | 352.3333 |  | 8594.5809 | 7161.83 | 6792.6823 | 6650.929 | 6848.758 |  | 352.3333 | 352.3333 | 352.3333 | 115 | 35.3333 | 118.8579 | 0.030947 | 146
PCC-01 | 2031-08-01 | 8 | 2031 | 2031 | Summer | 115 | 181.66 | 248.32 | 317 | 352.3333 |  | 8594.5809 | 7161.83 | 6792.6823 | 6650.929 | 6848.758 |  | 352.3333 | 352.3333 | 352.3333 | 115 | 35.3333 | 118.8579 | 0.030947 | 146
PCC-01 | 2031-09-01 | 9 | 2031 | 2031 | Summer | 115 | 184.245 | 253.49 | 324.8333 | 359.5 |  | 8594.5809 | 7136.6371 | 6776.822 | 6652.8678 | 6848.758 |  | 359.5 | 359.5 | 359.5 | 115 | 34.6667 | 118.8579 | 0.030947 | 146
PCC-01 | 2031-10-01 | 10 | 2032 | 2031 | Fall | 115 | 186.83 | 258.66 | 332.6667 | 366.6667 |  | 8580.0755 | 7099.8758 | 6750.2767 | 6652.762 | 6844.586 |  | 366.6667 | 366.6667 | 366.6667 | 115 | 34 | 118.8579 | 0.030947 | 146
PCC-01 | 2031-11-01 | 11 | 2032 | 2031 | Fall | 115 | 187.27 | 259.54 | 334 | 370.3333 |  | 8580.0755 | 7095.9636 | 6747.7807 | 6655.3322 | 6844.586 |  | 370.3333 | 370.3333 | 370.3333 | 115 | 36.3333 | 118.8579 | 0.030947 | 146
PCC-01 | 2031-12-01 | 12 | 2032 | 2031 | Winter | 115 | 187.6 | 260.2 | 335 | 373.6667 |  | 8630.0755 | 7143.0539 | 6795.9207 | 6707.4455 | 6911.6989 |  | 373.6667 | 373.6667 | 373.6667 | 115 | 38.6667 | 118.8579 | 0.030947 | 146
PCC-01 | 2032-01-01 | 1 | 2032 | 2032 | Winter | 115 | 187.6 | 260.2 | 335 | 373.6667 |  | 8630.0755 | 7143.0539 | 6795.9207 | 6707.4455 | 6911.6989 |  | 373.6667 | 373.6667 | 373.6667 | 115 | 38.6667 | 118.8579 | 0.030947 | 146
PCC-01 | 2032-02-01 | 2 | 2032 | 2032 | Winter | 115 | 187.49 | 259.98 | 334.6667 | 372.3333 |  | 8630.0755 | 7144.0215 | 6796.5396 | 6706.723 | 6911.6989 |  | 372.3333 | 372.3333 | 372.3333 | 115 | 37.6667 | 118.8579 | 0.030947 | 146
PCC-01 | 2032-03-01 | 3 | 2032 | 2032 | Winter | 115 | 187.27 | 259.54 | 334 | 370.3333 |  | 8630.0755 | 7145.9636 | 6797.7807 | 6705.3322 | 6911.6989 |  | 370.3333 | 370.3333 | 370.3333 | 115 | 36.3333 | 118.8579 | 0.030947 | 146
PCC-01 | 2032-04-01 | 4 | 2032 | 2032 | Spring | 115 | 186.83 | 258.66 | 332.6667 | 366.6667 |  | 8580.0755 | 7099.8758 | 6750.2767 | 6652.762 | 6844.586 |  | 366.6667 | 366.6667 | 366.6667 | 115 | 34 | 118.8579 | 0.030947 | 146
PCC-01 | 2032-05-01 | 5 | 2032 | 2032 | Spring | 115 | 184.245 | 253.49 | 324.8333 | 359.5 |  | 8580.0755 | 7123.6338 | 6765.3207 | 6642.9141 | 6844.586 |  | 359.5 | 359.5 | 359.5 | 115 | 34.6667 | 118.8579 | 0.030947 | 146
PCC-01 | 2032-06-01 | 6 | 2032 | 2032 | Summer | 115 | 181.66 | 248.32 | 317 | 352.3333 |  | 8594.5809 | 7161.83 | 6792.6823 | 6650.929 | 6848.758 |  | 352.3333 | 352.3333 | 352.3333 | 115 | 35.3333 | 118.8579 | 0.030947 | 146
PCC-01 | 2032-07-01 | 7 | 2032 | 2032 | Summer | 115 | 181.66 | 248.32 | 317 | 352.3333 |  | 8594.5809 | 7161.83 | 6792.6823 | 6650.929 | 6848.758 |  | 352.3333 | 352.3333 | 352.3333 | 115 | 35.3333 | 118.8579 | 0.030947 | 146
PCC-01 | 2032-08-01 | 8 | 2032 | 2032 | Summer | 115 | 181.66 | 248.32 | 317 | 352.3333 |  | 8594.5809 | 7161.83 | 6792.6823 | 6650.929 | 6848.758 |  | 352.3333 | 352.3333 | 352.3333 | 115 | 35.3333 | 118.8579 | 0.030947 | 146
PCC-01 | 2032-09-01 | 9 | 2032 | 2032 | Summer | 115 | 184.245 | 253.49 | 324.8333 | 359.5 |  | 8594.5809 | 7136.6371 | 6776.822 | 6652.8678 | 6848.758 |  | 359.5 | 359.5 | 359.5 | 115 | 34.6667 | 118.8579 | 0.030947 | 146
PCC-01 | 2032-10-01 | 10 | 2033 | 2032 | Fall | 115 | 186.83 | 258.66 | 332.6667 | 366.6667 |  | 8580.0755 | 7099.8758 | 6750.2767 | 6652.762 | 6844.586 |  | 366.6667 | 366.6667 | 366.6667 | 115 | 34 | 118.8579 | 0.030947 | 146
PCC-01 | 2032-11-01 | 11 | 2033 | 2032 | Fall | 115 | 187.27 | 259.54 | 334 | 370.3333 |  | 8580.0755 | 7095.9636 | 6747.7807 | 6655.3322 | 6844.586 |  | 370.3333 | 370.3333 | 370.3333 | 115 | 36.3333 | 118.8579 | 0.030947 | 146
PCC-01 | 2032-12-01 | 12 | 2033 | 2032 | Winter | 115 | 187.6 | 260.2 | 335 | 373.6667 |  | 8630.0755 | 7143.0539 | 6795.9207 | 6707.4455 | 6911.6989 |  | 373.6667 | 373.6667 | 373.6667 | 115 | 38.6667 | 118.8579 | 0.030947 | 146
PCC-01 | 2033-01-01 | 1 | 2033 | 2033 | Winter | 115 | 187.6 | 260.2 | 335 | 373.6667 |  | 8630.0755 | 7143.0539 | 6795.9207 | 6707.4455 | 6911.6989 |  | 373.6667 | 373.6667 | 373.6667 | 115 | 38.6667 | 118.8579 | 0.030947 | 146
PCC-01 | 2033-02-01 | 2 | 2033 | 2033 | Winter | 115 | 187.49 | 259.98 | 334.6667 | 372.3333 |  | 8630.0755 | 7144.0215 | 6796.5396 | 6706.723 | 6911.6989 |  | 372.3333 | 372.3333 | 372.3333 | 115 | 37.6667 | 118.8579 | 0.030947 | 146
PCC-01 | 2033-03-01 | 3 | 2033 | 2033 | Winter | 115 | 187.27 | 259.54 | 334 | 370.3333 |  | 8630.0755 | 7145.9636 | 6797.7807 | 6705.3322 | 6911.6989 |  | 370.3333 | 370.3333 | 370.3333 | 115 | 36.3333 | 118.8579 | 0.030947 | 146
PCC-01 | 2033-04-01 | 4 | 2033 | 2033 | Spring | 115 | 186.83 | 258.66 | 332.6667 | 366.6667 |  | 8580.0755 | 7099.8758 | 6750.2767 | 6652.762 | 6844.586 |  | 366.6667 | 366.6667 | 366.6667 | 115 | 34 | 118.8579 | 0.030947 | 146
PCC-01 | 2033-05-01 | 5 | 2033 | 2033 | Spring | 115 | 184.245 | 253.49 | 324.8333 | 359.5 |  | 8580.0755 | 7123.6338 | 6765.3207 | 6642.9141 | 6844.586 |  | 359.5 | 359.5 | 359.5 | 115 | 34.6667 | 118.8579 | 0.030947 | 146
PCC-01 | 2033-06-01 | 6 | 2033 | 2033 | Summer | 115 | 181.66 | 248.32 | 317 | 352.3333 |  | 8594.5809 | 7161.83 | 6792.6823 | 6650.929 | 6848.758 |  | 352.3333 | 352.3333 | 352.3333 | 115 | 35.3333 | 118.8579 | 0.030947 | 146
PCC-01 | 2033-07-01 | 7 | 2033 | 2033 | Summer | 115 | 181.66 | 248.32 | 317 | 352.3333 |  | 8594.5809 | 7161.83 | 6792.6823 | 6650.929 | 6848.758 |  | 352.3333 | 352.3333 | 352.3333 | 115 | 35.3333 | 118.8579 | 0.030947 | 146
PCC-01 | 2033-08-01 | 8 | 2033 | 2033 | Summer | 115 | 181.66 | 248.32 | 317 | 352.3333 |  | 8594.5809 | 7161.83 | 6792.6823 | 6650.929 | 6848.758 |  | 352.3333 | 352.3333 | 352.3333 | 115 | 35.3333 | 118.8579 | 0.030947 | 146
PCC-01 | 2033-09-01 | 9 | 2033 | 2033 | Summer | 115 | 184.245 | 253.49 | 324.8333 | 359.5 |  | 8594.5809 | 7136.6371 | 6776.822 | 6652.8678 | 6848.758 |  | 359.5 | 359.5 | 359.5 | 115 | 34.6667 | 118.8579 | 0.030947 | 146
PCC-01 | 2033-10-01 | 10 | 2034 | 2033 | Fall | 115 | 186.83 | 258.66 | 332.6667 | 366.6667 |  | 8580.0755 | 7099.8758 | 6750.2767 | 6652.762 | 6844.586 |  | 366.6667 | 366.6667 | 366.6667 | 115 | 34 | 118.8579 | 0.030947 | 146
PCC-01 | 2033-11-01 | 11 | 2034 | 2033 | Fall | 115 | 187.27 | 259.54 | 334 | 370.3333 |  | 8580.0755 | 7095.9636 | 6747.7807 | 6655.3322 | 6844.586 |  | 370.3333 | 370.3333 | 370.3333 | 115 | 36.3333 | 118.8579 | 0.030947 | 146
PCC-01 | 2033-12-01 | 12 | 2034 | 2033 | Winter | 115 | 187.6 | 260.2 | 335 | 373.6667 |  | 8630.0755 | 7143.0539 | 6795.9207 | 6707.4455 | 6911.6989 |  | 373.6667 | 373.6667 | 373.6667 | 115 | 38.6667 | 118.8579 | 0.030947 | 146
PCC-01 | 2034-01-01 | 1 | 2034 | 2034 | Winter | 115 | 187.6 | 260.2 | 335 | 373.6667 |  | 8630.0755 | 7143.0539 | 6795.9207 | 6707.4455 | 6911.6989 |  | 373.6667 | 373.6667 | 373.6667 | 115 | 38.6667 | 118.8579 | 0.030947 | 146
PCC-01 | 2034-02-01 | 2 | 2034 | 2034 | Winter | 115 | 187.49 | 259.98 | 334.6667 | 372.3333 |  | 8630.0755 | 7144.0215 | 6796.5396 | 6706.723 | 6911.6989 |  | 372.3333 | 372.3333 | 372.3333 | 115 | 37.6667 | 118.8579 | 0.030947 | 146
PCC-01 | 2034-03-01 | 3 | 2034 | 2034 | Winter | 115 | 187.27 | 259.54 | 334 | 370.3333 |  | 8630.0755 | 7145.9636 | 6797.7807 | 6705.3322 | 6911.6989 |  | 370.3333 | 370.3333 | 370.3333 | 115 | 36.3333 | 118.8579 | 0.030947 | 146
PCC-01 | 2034-04-01 | 4 | 2034 | 2034 | Spring | 115 | 186.83 | 258.66 | 332.6667 | 366.6667 |  | 8580.0755 | 7099.8758 | 6750.2767 | 6652.762 | 6844.586 |  | 366.6667 | 366.6667 | 366.6667 | 115 | 34 | 118.8579 | 0.030947 | 146
PCC-01 | 2034-05-01 | 5 | 2034 | 2034 | Spring | 115 | 184.245 | 253.49 | 324.8333 | 359.5 |  | 8580.0755 | 7123.6338 | 6765.3207 | 6642.9141 | 6844.586 |  | 359.5 | 359.5 | 359.5 | 115 | 34.6667 | 118.8579 | 0.030947 | 146
PCC-01 | 2034-06-01 | 6 | 2034 | 2034 | Summer | 115 | 181.66 | 248.32 | 317 | 352.3333 |  | 8594.5809 | 7161.83 | 6792.6823 | 6650.929 | 6848.758 |  | 352.3333 | 352.3333 | 352.3333 | 115 | 35.3333 | 118.8579 | 0.030947 | 146
PCC-01 | 2034-07-01 | 7 | 2034 | 2034 | Summer | 115 | 181.66 | 248.32 | 317 | 352.3333 |  | 8594.5809 | 7161.83 | 6792.6823 | 6650.929 | 6848.758 |  | 352.3333 | 352.3333 | 352.3333 | 115 | 35.3333 | 118.8579 | 0.030947 | 146
PCC-01 | 2034-08-01 | 8 | 2034 | 2034 | Summer | 115 | 181.66 | 248.32 | 317 | 352.3333 |  | 8594.5809 | 7161.83 | 6792.6823 | 6650.929 | 6848.758 |  | 352.3333 | 352.3333 | 352.3333 | 115 | 35.3333 | 118.8579 | 0.030947 | 146
PCC-01 | 2034-09-01 | 9 | 2034 | 2034 | Summer | 115 | 184.245 | 253.49 | 324.8333 | 359.5 |  | 8594.5809 | 7136.6371 | 6776.822 | 6652.8678 | 6848.758 |  | 359.5 | 359.5 | 359.5 | 115 | 34.6667 | 118.8579 | 0.030947 | 146
PCC-01 | 2034-10-01 | 10 | 2035 | 2034 | Fall | 115 | 186.83 | 258.66 | 332.6667 | 366.6667 |  | 8580.0755 | 7099.8758 | 6750.2767 | 6652.762 | 6844.586 |  | 366.6667 | 366.6667 | 366.6667 | 115 | 34 | 118.8579 | 0.030947 | 146
PCC-01 | 2034-11-01 | 11 | 2035 | 2034 | Fall | 115 | 187.27 | 259.54 | 334 | 370.3333 |  | 8580.0755 | 7095.9636 | 6747.7807 | 6655.3322 | 6844.586 |  | 370.3333 | 370.3333 | 370.3333 | 115 | 36.3333 | 118.8579 | 0.030947 | 146
PCC-01 | 2034-12-01 | 12 | 2035 | 2034 | Winter | 115 | 187.6 | 260.2 | 335 | 373.6667 |  | 8630.0755 | 7143.0539 | 6795.9207 | 6707.4455 | 6911.6989 |  | 373.6667 | 373.6667 | 373.6667 | 115 | 38.6667 | 118.8579 | 0.030947 | 146
PCC-01 | 2035-01-01 | 1 | 2035 | 2035 | Winter | 115 | 187.6 | 260.2 | 335 | 373.6667 |  | 8630.0755 | 7143.0539 | 6795.9207 | 6707.4455 | 6911.6989 |  | 373.6667 | 373.6667 | 373.6667 | 115 | 38.6667 | 118.8579 | 0.030947 | 146
PCC-01 | 2035-02-01 | 2 | 2035 | 2035 | Winter | 115 | 187.49 | 259.98 | 334.6667 | 372.3333 |  | 8630.0755 | 7144.0215 | 6796.5396 | 6706.723 | 6911.6989 |  | 372.3333 | 372.3333 | 372.3333 | 115 | 37.6667 | 118.8579 | 0.030947 | 146
PCC-01 | 2035-03-01 | 3 | 2035 | 2035 | Winter | 115 | 187.27 | 259.54 | 334 | 370.3333 |  | 8630.0755 | 7145.9636 | 6797.7807 | 6705.3322 | 6911.6989 |  | 370.3333 | 370.3333 | 370.3333 | 115 | 36.3333 | 118.8579 | 0.030947 | 146
PCC-01 | 2035-04-01 | 4 | 2035 | 2035 | Spring | 115 | 186.83 | 258.66 | 332.6667 | 366.6667 |  | 8580.0755 | 7099.8758 | 6750.2767 | 6652.762 | 6844.586 |  | 366.6667 | 366.6667 | 366.6667 | 115 | 34 | 118.8579 | 0.030947 | 146
PCC-01 | 2035-05-01 | 5 | 2035 | 2035 | Spring | 115 | 184.245 | 253.49 | 324.8333 | 359.5 |  | 8580.0755 | 7123.6338 | 6765.3207 | 6642.9141 | 6844.586 |  | 359.5 | 359.5 | 359.5 | 115 | 34.6667 | 118.8579 | 0.030947 | 146
PCC-01 | 2035-06-01 | 6 | 2035 | 2035 | Summer | 115 | 181.66 | 248.32 | 317 | 352.3333 |  | 8594.5809 | 7161.83 | 6792.6823 | 6650.929 | 6848.758 |  | 352.3333 | 352.3333 | 352.3333 | 115 | 35.3333 | 118.8579 | 0.030947 | 146
PCC-01 | 2035-07-01 | 7 | 2035 | 2035 | Summer | 115 | 181.66 | 248.32 | 317 | 352.3333 |  | 8594.5809 | 7161.83 | 6792.6823 | 6650.929 | 6848.758 |  | 352.3333 | 352.3333 | 352.3333 | 115 | 35.3333 | 118.8579 | 0.030947 | 146
PCC-01 | 2035-08-01 | 8 | 2035 | 2035 | Summer | 115 | 181.66 | 248.32 | 317 | 352.3333 |  | 8594.5809 | 7161.83 | 6792.6823 | 6650.929 | 6848.758 |  | 352.3333 | 352.3333 | 352.3333 | 115 | 35.3333 | 118.8579 | 0.030947 | 146
PCC-01 | 2035-09-01 | 9 | 2035 | 2035 | Summer | 115 | 184.245 | 253.49 | 324.8333 | 359.5 |  | 8594.5809 | 7136.6371 | 6776.822 | 6652.8678 | 6848.758 |  | 359.5 | 359.5 | 359.5 | 115 | 34.6667 | 118.8579 | 0.030947 | 146
PCC-01 | 2035-10-01 | 10 | 2036 | 2035 | Fall | 115 | 186.83 | 258.66 | 332.6667 | 366.6667 |  | 8580.0755 | 7099.8758 | 6750.2767 | 6652.762 | 6844.586 |  | 366.6667 | 366.6667 | 366.6667 | 115 | 34 | 118.8579 | 0.030947 | 146
PCC-01 | 2035-11-01 | 11 | 2036 | 2035 | Fall | 115 | 187.27 | 259.54 | 334 | 370.3333 |  | 8580.0755 | 7095.9636 | 6747.7807 | 6655.3322 | 6844.586 |  | 370.3333 | 370.3333 | 370.3333 | 115 | 36.3333 | 118.8579 | 0.030947 | 146
PCC-01 | 2035-12-01 | 12 | 2036 | 2035 | Winter | 115 | 187.6 | 260.2 | 335 | 373.6667 |  | 8630.0755 | 7143.0539 | 6795.9207 | 6707.4455 | 6911.6989 |  | 373.6667 | 373.6667 | 373.6667 | 115 | 38.6667 | 118.8579 | 0.030947 | 146
PCC-01 | 2036-01-01 | 1 | 2036 | 2036 | Winter | 115 | 187.6 | 260.2 | 335 | 373.6667 |  | 8630.0755 | 7143.0539 | 6795.9207 | 6707.4455 | 6911.6989 |  | 373.6667 | 373.6667 | 373.6667 | 115 | 38.6667 | 118.8579 | 0.030947 | 146
PCC-01 | 2036-02-01 | 2 | 2036 | 2036 | Winter | 115 | 187.49 | 259.98 | 334.6667 | 372.3333 |  | 8630.0755 | 7144.0215 | 6796.5396 | 6706.723 | 6911.6989 |  | 372.3333 | 372.3333 | 372.3333 | 115 | 37.6667 | 118.8579 | 0.030947 | 146
PCC-01 | 2036-03-01 | 3 | 2036 | 2036 | Winter | 115 | 187.27 | 259.54 | 334 | 370.3333 |  | 8630.0755 | 7145.9636 | 6797.7807 | 6705.3322 | 6911.6989 |  | 370.3333 | 370.3333 | 370.3333 | 115 | 36.3333 | 118.8579 | 0.030947 | 146
PCC-01 | 2036-04-01 | 4 | 2036 | 2036 | Spring | 115 | 186.83 | 258.66 | 332.6667 | 366.6667 |  | 8580.0755 | 7099.8758 | 6750.2767 | 6652.762 | 6844.586 |  | 366.6667 | 366.6667 | 366.6667 | 115 | 34 | 118.8579 | 0.030947 | 146
PCC-01 | 2036-05-01 | 5 | 2036 | 2036 | Spring | 115 | 184.245 | 253.49 | 324.8333 | 359.5 |  | 8580.0755 | 7123.6338 | 6765.3207 | 6642.9141 | 6844.586 |  | 359.5 | 359.5 | 359.5 | 115 | 34.6667 | 118.8579 | 0.030947 | 146
PCC-01 | 2036-06-01 | 6 | 2036 | 2036 | Summer | 115 | 181.66 | 248.32 | 317 | 352.3333 |  | 8594.5809 | 7161.83 | 6792.6823 | 6650.929 | 6848.758 |  | 352.3333 | 352.3333 | 352.3333 | 115 | 35.3333 | 118.8579 | 0.030947 | 146
PCC-01 | 2036-07-01 | 7 | 2036 | 2036 | Summer | 115 | 181.66 | 248.32 | 317 | 352.3333 |  | 8594.5809 | 7161.83 | 6792.6823 | 6650.929 | 6848.758 |  | 352.3333 | 352.3333 | 352.3333 | 115 | 35.3333 | 118.8579 | 0.030947 | 146
PCC-01 | 2036-08-01 | 8 | 2036 | 2036 | Summer | 115 | 181.66 | 248.32 | 317 | 352.3333 |  | 8594.5809 | 7161.83 | 6792.6823 | 6650.929 | 6848.758 |  | 352.3333 | 352.3333 | 352.3333 | 115 | 35.3333 | 118.8579 | 0.030947 | 146
PCC-01 | 2036-09-01 | 9 | 2036 | 2036 | Summer | 115 | 184.245 | 253.49 | 324.8333 | 359.5 |  | 8594.5809 | 7136.6371 | 6776.822 | 6652.8678 | 6848.758 |  | 359.5 | 359.5 | 359.5 | 115 | 34.6667 | 118.8579 | 0.030947 | 146
PCC-01 | 2036-10-01 | 10 | 2037 | 2036 | Fall | 115 | 186.83 | 258.66 | 332.6667 | 366.6667 |  | 8580.0755 | 7099.8758 | 6750.2767 | 6652.762 | 6844.586 |  | 366.6667 | 366.6667 | 366.6667 | 115 | 34 | 118.8579 | 0.030947 | 146
PCC-01 | 2036-11-01 | 11 | 2037 | 2036 | Fall | 115 | 187.27 | 259.54 | 334 | 370.3333 |  | 8580.0755 | 7095.9636 | 6747.7807 | 6655.3322 | 6844.586 |  | 370.3333 | 370.3333 | 370.3333 | 115 | 36.3333 | 118.8579 | 0.030947 | 146
PCC-01 | 2036-12-01 | 12 | 2037 | 2036 | Winter | 115 | 187.6 | 260.2 | 335 | 373.6667 |  | 8630.0755 | 7143.0539 | 6795.9207 | 6707.4455 | 6911.6989 |  | 373.6667 | 373.6667 | 373.6667 | 115 | 38.6667 | 118.8579 | 0.030947 | 146
PCC-01 | 2037-01-01 | 1 | 2037 | 2037 | Winter | 115 | 187.6 | 260.2 | 335 | 373.6667 |  | 8630.0755 | 7143.0539 | 6795.9207 | 6707.4455 | 6911.6989 |  | 373.6667 | 373.6667 | 373.6667 | 115 | 38.6667 | 118.8579 | 0.030947 | 146
PCC-01 | 2037-02-01 | 2 | 2037 | 2037 | Winter | 115 | 187.49 | 259.98 | 334.6667 | 372.3333 |  | 8630.0755 | 7144.0215 | 6796.5396 | 6706.723 | 6911.6989 |  | 372.3333 | 372.3333 | 372.3333 | 115 | 37.6667 | 118.8579 | 0.030947 | 146
PCC-01 | 2037-03-01 | 3 | 2037 | 2037 | Winter | 115 | 187.27 | 259.54 | 334 | 370.3333 |  | 8630.0755 | 7145.9636 | 6797.7807 | 6705.3322 | 6911.6989 |  | 370.3333 | 370.3333 | 370.3333 | 115 | 36.3333 | 118.8579 | 0.030947 | 146
PCC-01 | 2037-04-01 | 4 | 2037 | 2037 | Spring | 115 | 186.83 | 258.66 | 332.6667 | 366.6667 |  | 8580.0755 | 7099.8758 | 6750.2767 | 6652.762 | 6844.586 |  | 366.6667 | 366.6667 | 366.6667 | 115 | 34 | 118.8579 | 0.030947 | 146
PCC-01 | 2037-05-01 | 5 | 2037 | 2037 | Spring | 115 | 184.245 | 253.49 | 324.8333 | 359.5 |  | 8580.0755 | 7123.6338 | 6765.3207 | 6642.9141 | 6844.586 |  | 359.5 | 359.5 | 359.5 | 115 | 34.6667 | 118.8579 | 0.030947 | 146
PCC-01 | 2037-06-01 | 6 | 2037 | 2037 | Summer | 115 | 181.66 | 248.32 | 317 | 352.3333 |  | 8594.5809 | 7161.83 | 6792.6823 | 6650.929 | 6848.758 |  | 352.3333 | 352.3333 | 352.3333 | 115 | 35.3333 | 118.8579 | 0.030947 | 146
PCC-01 | 2037-07-01 | 7 | 2037 | 2037 | Summer | 115 | 181.66 | 248.32 | 317 | 352.3333 |  | 8594.5809 | 7161.83 | 6792.6823 | 6650.929 | 6848.758 |  | 352.3333 | 352.3333 | 352.3333 | 115 | 35.3333 | 118.8579 | 0.030947 | 146
PCC-01 | 2037-08-01 | 8 | 2037 | 2037 | Summer | 115 | 181.66 | 248.32 | 317 | 352.3333 |  | 8594.5809 | 7161.83 | 6792.6823 | 6650.929 | 6848.758 |  | 352.3333 | 352.3333 | 352.3333 | 115 | 35.3333 | 118.8579 | 0.030947 | 146
PCC-01 | 2037-09-01 | 9 | 2037 | 2037 | Summer | 115 | 184.245 | 253.49 | 324.8333 | 359.5 |  | 8594.5809 | 7136.6371 | 6776.822 | 6652.8678 | 6848.758 |  | 359.5 | 359.5 | 359.5 | 115 | 34.6667 | 118.8579 | 0.030947 | 146
PCC-01 | 2037-10-01 | 10 | 2038 | 2037 | Fall | 115 | 186.83 | 258.66 | 332.6667 | 366.6667 |  | 8580.0755 | 7099.8758 | 6750.2767 | 6652.762 | 6844.586 |  | 366.6667 | 366.6667 | 366.6667 | 115 | 34 | 118.8579 | 0.030947 | 146
PCC-01 | 2037-11-01 | 11 | 2038 | 2037 | Fall | 115 | 187.27 | 259.54 | 334 | 370.3333 |  | 8580.0755 | 7095.9636 | 6747.7807 | 6655.3322 | 6844.586 |  | 370.3333 | 370.3333 | 370.3333 | 115 | 36.3333 | 118.8579 | 0.030947 | 146
PCC-01 | 2037-12-01 | 12 | 2038 | 2037 | Winter | 115 | 187.6 | 260.2 | 335 | 373.6667 |  | 8630.0755 | 7143.0539 | 6795.9207 | 6707.4455 | 6911.6989 |  | 373.6667 | 373.6667 | 373.6667 | 115 | 38.6667 | 118.8579 | 0.030947 | 146
PCC-01 | 2038-01-01 | 1 | 2038 | 2038 | Winter | 115 | 187.6 | 260.2 | 335 | 373.6667 |  | 8630.0755 | 7143.0539 | 6795.9207 | 6707.4455 | 6911.6989 |  | 373.6667 | 373.6667 | 373.6667 | 115 | 38.6667 | 118.8579 | 0.030947 | 146
PCC-01 | 2038-02-01 | 2 | 2038 | 2038 | Winter | 115 | 187.49 | 259.98 | 334.6667 | 372.3333 |  | 8630.0755 | 7144.0215 | 6796.5396 | 6706.723 | 6911.6989 |  | 372.3333 | 372.3333 | 372.3333 | 115 | 37.6667 | 118.8579 | 0.030947 | 146
PCC-01 | 2038-03-01 | 3 | 2038 | 2038 | Winter | 115 | 187.27 | 259.54 | 334 | 370.3333 |  | 8630.0755 | 7145.9636 | 6797.7807 | 6705.3322 | 6911.6989 |  | 370.3333 | 370.3333 | 370.3333 | 115 | 36.3333 | 118.8579 | 0.030947 | 146
PCC-01 | 2038-04-01 | 4 | 2038 | 2038 | Spring | 115 | 186.83 | 258.66 | 332.6667 | 366.6667 |  | 8580.0755 | 7099.8758 | 6750.2767 | 6652.762 | 6844.586 |  | 366.6667 | 366.6667 | 366.6667 | 115 | 34 | 118.8579 | 0.030947 | 146
PCC-01 | 2038-05-01 | 5 | 2038 | 2038 | Spring | 115 | 184.245 | 253.49 | 324.8333 | 359.5 |  | 8580.0755 | 7123.6338 | 6765.3207 | 6642.9141 | 6844.586 |  | 359.5 | 359.5 | 359.5 | 115 | 34.6667 | 118.8579 | 0.030947 | 146
PCC-01 | 2038-06-01 | 6 | 2038 | 2038 | Summer | 115 | 181.66 | 248.32 | 317 | 352.3333 |  | 8594.5809 | 7161.83 | 6792.6823 | 6650.929 | 6848.758 |  | 352.3333 | 352.3333 | 352.3333 | 115 | 35.3333 | 118.8579 | 0.030947 | 146
PCC-01 | 2038-07-01 | 7 | 2038 | 2038 | Summer | 115 | 181.66 | 248.32 | 317 | 352.3333 |  | 8594.5809 | 7161.83 | 6792.6823 | 6650.929 | 6848.758 |  | 352.3333 | 352.3333 | 352.3333 | 115 | 35.3333 | 118.8579 | 0.030947 | 146
PCC-01 | 2038-08-01 | 8 | 2038 | 2038 | Summer | 115 | 181.66 | 248.32 | 317 | 352.3333 |  | 8594.5809 | 7161.83 | 6792.6823 | 6650.929 | 6848.758 |  | 352.3333 | 352.3333 | 352.3333 | 115 | 35.3333 | 118.8579 | 0.030947 | 146
PCC-01 | 2038-09-01 | 9 | 2038 | 2038 | Summer | 115 | 184.245 | 253.49 | 324.8333 | 359.5 |  | 8594.5809 | 7136.6371 | 6776.822 | 6652.8678 | 6848.758 |  | 359.5 | 359.5 | 359.5 | 115 | 34.6667 | 118.8579 | 0.030947 | 146
PCC-01 | 2038-10-01 | 10 | 2039 | 2038 | Fall | 115 | 186.83 | 258.66 | 332.6667 | 366.6667 |  | 8580.0755 | 7099.8758 | 6750.2767 | 6652.762 | 6844.586 |  | 366.6667 | 366.6667 | 366.6667 | 115 | 34 | 118.8579 | 0.030947 | 146
PCC-01 | 2038-11-01 | 11 | 2039 | 2038 | Fall | 115 | 187.27 | 259.54 | 334 | 370.3333 |  | 8580.0755 | 7095.9636 | 6747.7807 | 6655.3322 | 6844.586 |  | 370.3333 | 370.3333 | 370.3333 | 115 | 36.3333 | 118.8579 | 0.030947 | 146
PCC-01 | 2038-12-01 | 12 | 2039 | 2038 | Winter | 115 | 187.6 | 260.2 | 335 | 373.6667 |  | 8630.0755 | 7143.0539 | 6795.9207 | 6707.4455 | 6911.6989 |  | 373.6667 | 373.6667 | 373.6667 | 115 | 38.6667 | 118.8579 | 0.030947 | 146
PCC-01 | 2039-01-01 | 1 | 2039 | 2039 | Winter | 115 | 187.6 | 260.2 | 335 | 373.6667 |  | 8630.0755 | 7143.0539 | 6795.9207 | 6707.4455 | 6911.6989 |  | 373.6667 | 373.6667 | 373.6667 | 115 | 38.6667 | 118.8579 | 0.030947 | 146
PCC-01 | 2039-02-01 | 2 | 2039 | 2039 | Winter | 115 | 187.49 | 259.98 | 334.6667 | 372.3333 |  | 8630.0755 | 7144.0215 | 6796.5396 | 6706.723 | 6911.6989 |  | 372.3333 | 372.3333 | 372.3333 | 115 | 37.6667 | 118.8579 | 0.030947 | 146
PCC-01 | 2039-03-01 | 3 | 2039 | 2039 | Winter | 115 | 187.27 | 259.54 | 334 | 370.3333 |  | 8630.0755 | 7145.9636 | 6797.7807 | 6705.3322 | 6911.6989 |  | 370.3333 | 370.3333 | 370.3333 | 115 | 36.3333 | 118.8579 | 0.030947 | 146
PCC-01 | 2039-04-01 | 4 | 2039 | 2039 | Spring | 115 | 186.83 | 258.66 | 332.6667 | 366.6667 |  | 8580.0755 | 7099.8758 | 6750.2767 | 6652.762 | 6844.586 |  | 366.6667 | 366.6667 | 366.6667 | 115 | 34 | 118.8579 | 0.030947 | 146
PCC-01 | 2039-05-01 | 5 | 2039 | 2039 | Spring | 115 | 184.245 | 253.49 | 324.8333 | 359.5 |  | 8580.0755 | 7123.6338 | 6765.3207 | 6642.9141 | 6844.586 |  | 359.5 | 359.5 | 359.5 | 115 | 34.6667 | 118.8579 | 0.030947 | 146
PCC-01 | 2039-06-01 | 6 | 2039 | 2039 | Summer | 115 | 181.66 | 248.32 | 317 | 352.3333 |  | 8594.5809 | 7161.83 | 6792.6823 | 6650.929 | 6848.758 |  | 352.3333 | 352.3333 | 352.3333 | 115 | 35.3333 | 118.8579 | 0.030947 | 146
PCC-01 | 2039-07-01 | 7 | 2039 | 2039 | Summer | 115 | 181.66 | 248.32 | 317 | 352.3333 |  | 8594.5809 | 7161.83 | 6792.6823 | 6650.929 | 6848.758 |  | 352.3333 | 352.3333 | 352.3333 | 115 | 35.3333 | 118.8579 | 0.030947 | 146
PCC-01 | 2039-08-01 | 8 | 2039 | 2039 | Summer | 115 | 181.66 | 248.32 | 317 | 352.3333 |  | 8594.5809 | 7161.83 | 6792.6823 | 6650.929 | 6848.758 |  | 352.3333 | 352.3333 | 352.3333 | 115 | 35.3333 | 118.8579 | 0.030947 | 146
PCC-01 | 2039-09-01 | 9 | 2039 | 2039 | Summer | 115 | 184.245 | 253.49 | 324.8333 | 359.5 |  | 8594.5809 | 7136.6371 | 6776.822 | 6652.8678 | 6848.758 |  | 359.5 | 359.5 | 359.5 | 115 | 34.6667 | 118.8579 | 0.030947 | 146
PCC-01 | 2039-10-01 | 10 | 2040 | 2039 | Fall | 115 | 186.83 | 258.66 | 332.6667 | 366.6667 |  | 8580.0755 | 7099.8758 | 6750.2767 | 6652.762 | 6844.586 |  | 366.6667 | 366.6667 | 366.6667 | 115 | 34 | 118.8579 | 0.030947 | 146
PCC-01 | 2039-11-01 | 11 | 2040 | 2039 | Fall | 115 | 187.27 | 259.54 | 334 | 370.3333 |  | 8580.0755 | 7095.9636 | 6747.7807 | 6655.3322 | 6844.586 |  | 370.3333 | 370.3333 | 370.3333 | 115 | 36.3333 | 118.8579 | 0.030947 | 146
PCC-01 | 2039-12-01 | 12 | 2040 | 2039 | Winter | 115 | 187.6 | 260.2 | 335 | 373.6667 |  | 8630.0755 | 7143.0539 | 6795.9207 | 6707.4455 | 6911.6989 |  | 373.6667 | 373.6667 | 373.6667 | 115 | 38.6667 | 118.8579 | 0.030947 | 146
PCC-01 | 2040-01-01 | 1 | 2040 | 2040 | Winter | 115 | 187.6 | 260.2 | 335 | 373.6667 |  | 8630.0755 | 7143.0539 | 6795.9207 | 6707.4455 | 6911.6989 |  | 373.6667 | 373.6667 | 373.6667 | 115 | 38.6667 | 118.8579 | 0.030947 | 146
PCC-01 | 2040-02-01 | 2 | 2040 | 2040 | Winter | 115 | 187.49 | 259.98 | 334.6667 | 372.3333 |  | 8630.0755 | 7144.0215 | 6796.5396 | 6706.723 | 6911.6989 |  | 372.3333 | 372.3333 | 372.3333 | 115 | 37.6667 | 118.8579 | 0.030947 | 146
PCC-01 | 2040-03-01 | 3 | 2040 | 2040 | Winter | 115 | 187.27 | 259.54 | 334 | 370.3333 |  | 8630.0755 | 7145.9636 | 6797.7807 | 6705.3322 | 6911.6989 |  | 370.3333 | 370.3333 | 370.3333 | 115 | 36.3333 | 118.8579 | 0.030947 | 146
PCC-01 | 2040-04-01 | 4 | 2040 | 2040 | Spring | 115 | 186.83 | 258.66 | 332.6667 | 366.6667 |  | 8580.0755 | 7099.8758 | 6750.2767 | 6652.762 | 6844.586 |  | 366.6667 | 366.6667 | 366.6667 | 115 | 34 | 118.8579 | 0.030947 | 146
PCC-01 | 2040-05-01 | 5 | 2040 | 2040 | Spring | 115 | 184.245 | 253.49 | 324.8333 | 359.5 |  | 8580.0755 | 7123.6338 | 6765.3207 | 6642.9141 | 6844.586 |  | 359.5 | 359.5 | 359.5 | 115 | 34.6667 | 118.8579 | 0.030947 | 146
PCC-01 | 2040-06-01 | 6 | 2040 | 2040 | Summer | 115 | 181.66 | 248.32 | 317 | 352.3333 |  | 8594.5809 | 7161.83 | 6792.6823 | 6650.929 | 6848.758 |  | 352.3333 | 352.3333 | 352.3333 | 115 | 35.3333 | 118.8579 | 0.030947 | 146
PCC-01 | 2040-07-01 | 7 | 2040 | 2040 | Summer | 115 | 181.66 | 248.32 | 317 | 352.3333 |  | 8594.5809 | 7161.83 | 6792.6823 | 6650.929 | 6848.758 |  | 352.3333 | 352.3333 | 352.3333 | 115 | 35.3333 | 118.8579 | 0.030947 | 146
PCC-01 | 2040-08-01 | 8 | 2040 | 2040 | Summer | 115 | 181.66 | 248.32 | 317 | 352.3333 |  | 8594.5809 | 7161.83 | 6792.6823 | 6650.929 | 6848.758 |  | 352.3333 | 352.3333 | 352.3333 | 115 | 35.3333 | 118.8579 | 0.030947 | 146
PCC-01 | 2040-09-01 | 9 | 2040 | 2040 | Summer | 115 | 184.245 | 253.49 | 324.8333 | 359.5 |  | 8594.5809 | 7136.6371 | 6776.822 | 6652.8678 | 6848.758 |  | 359.5 | 359.5 | 359.5 | 115 | 34.6667 | 118.8579 | 0.030947 | 146
PCC-01 | 2040-10-01 | 10 | 2041 | 2040 | Fall | 115 | 186.83 | 258.66 | 332.6667 | 366.6667 |  | 8580.0755 | 7099.8758 | 6750.2767 | 6652.762 | 6844.586 |  | 366.6667 | 366.6667 | 366.6667 | 115 | 34 | 118.8579 | 0.030947 | 146
PCC-01 | 2040-11-01 | 11 | 2041 | 2040 | Fall | 115 | 187.27 | 259.54 | 334 | 370.3333 |  | 8580.0755 | 7095.9636 | 6747.7807 | 6655.3322 | 6844.586 |  | 370.3333 | 370.3333 | 370.3333 | 115 | 36.3333 | 118.8579 | 0.030947 | 146
PCC-01 | 2040-12-01 | 12 | 2041 | 2040 | Winter | 115 | 187.6 | 260.2 | 335 | 373.6667 |  | 8630.0755 | 7143.0539 | 6795.9207 | 6707.4455 | 6911.6989 |  | 373.6667 | 373.6667 | 373.6667 | 115 | 38.6667 | 118.8579 | 0.030947 | 146
PCC-01 | 2041-01-01 | 1 | 2041 | 2041 | Winter | 115 | 187.6 | 260.2 | 335 | 373.6667 |  | 8630.0755 | 7143.0539 | 6795.9207 | 6707.4455 | 6911.6989 |  | 373.6667 | 373.6667 | 373.6667 | 115 | 38.6667 | 118.8579 | 0.030947 | 146
PCC-01 | 2041-02-01 | 2 | 2041 | 2041 | Winter | 115 | 187.49 | 259.98 | 334.6667 | 372.3333 |  | 8630.0755 | 7144.0215 | 6796.5396 | 6706.723 | 6911.6989 |  | 372.3333 | 372.3333 | 372.3333 | 115 | 37.6667 | 118.8579 | 0.030947 | 146
PCC-01 | 2041-03-01 | 3 | 2041 | 2041 | Winter | 115 | 187.27 | 259.54 | 334 | 370.3333 |  | 8630.0755 | 7145.9636 | 6797.7807 | 6705.3322 | 6911.6989 |  | 370.3333 | 370.3333 | 370.3333 | 115 | 36.3333 | 118.8579 | 0.030947 | 146
PCC-01 | 2041-04-01 | 4 | 2041 | 2041 | Spring | 115 | 186.83 | 258.66 | 332.6667 | 366.6667 |  | 8580.0755 | 7099.8758 | 6750.2767 | 6652.762 | 6844.586 |  | 366.6667 | 366.6667 | 366.6667 | 115 | 34 | 118.8579 | 0.030947 | 146
PCC-01 | 2041-05-01 | 5 | 2041 | 2041 | Spring | 115 | 184.245 | 253.49 | 324.8333 | 359.5 |  | 8580.0755 | 7123.6338 | 6765.3207 | 6642.9141 | 6844.586 |  | 359.5 | 359.5 | 359.5 | 115 | 34.6667 | 118.8579 | 0.030947 | 146
PCC-01 | 2041-06-01 | 6 | 2041 | 2041 | Summer | 115 | 181.66 | 248.32 | 317 | 352.3333 |  | 8594.5809 | 7161.83 | 6792.6823 | 6650.929 | 6848.758 |  | 352.3333 | 352.3333 | 352.3333 | 115 | 35.3333 | 118.8579 | 0.030947 | 146
PCC-01 | 2041-07-01 | 7 | 2041 | 2041 | Summer | 115 | 181.66 | 248.32 | 317 | 352.3333 |  | 8594.5809 | 7161.83 | 6792.6823 | 6650.929 | 6848.758 |  | 352.3333 | 352.3333 | 352.3333 | 115 | 35.3333 | 118.8579 | 0.030947 | 146
PCC-01 | 2041-08-01 | 8 | 2041 | 2041 | Summer | 115 | 181.66 | 248.32 | 317 | 352.3333 |  | 8594.5809 | 7161.83 | 6792.6823 | 6650.929 | 6848.758 |  | 352.3333 | 352.3333 | 352.3333 | 115 | 35.3333 | 118.8579 | 0.030947 | 146
PCC-01 | 2041-09-01 | 9 | 2041 | 2041 | Summer | 115 | 184.245 | 253.49 | 324.8333 | 359.5 |  | 8594.5809 | 7136.6371 | 6776.822 | 6652.8678 | 6848.758 |  | 359.5 | 359.5 | 359.5 | 115 | 34.6667 | 118.8579 | 0.030947 | 146
PCC-01 | 2041-10-01 | 10 | 2042 | 2041 | Fall | 115 | 186.83 | 258.66 | 332.6667 | 366.6667 |  | 8580.0755 | 7099.8758 | 6750.2767 | 6652.762 | 6844.586 |  | 366.6667 | 366.6667 | 366.6667 | 115 | 34 | 118.8579 | 0.030947 | 146
PCC-01 | 2041-11-01 | 11 | 2042 | 2041 | Fall | 115 | 187.27 | 259.54 | 334 | 370.3333 |  | 8580.0755 | 7095.9636 | 6747.7807 | 6655.3322 | 6844.586 |  | 370.3333 | 370.3333 | 370.3333 | 115 | 36.3333 | 118.8579 | 0.030947 | 146
PCC-01 | 2041-12-01 | 12 | 2042 | 2041 | Winter | 115 | 187.6 | 260.2 | 335 | 373.6667 |  | 8630.0755 | 7143.0539 | 6795.9207 | 6707.4455 | 6911.6989 |  | 373.6667 | 373.6667 | 373.6667 | 115 | 38.6667 | 118.8579 | 0.030947 | 146
PCC-01 | 2042-01-01 | 1 | 2042 | 2042 | Winter | 115 | 187.6 | 260.2 | 335 | 373.6667 |  | 8630.0755 | 7143.0539 | 6795.9207 | 6707.4455 | 6911.6989 |  | 373.6667 | 373.6667 | 373.6667 | 115 | 38.6667 | 118.8579 | 0.030947 | 146
PCC-01 | 2042-02-01 | 2 | 2042 | 2042 | Winter | 115 | 187.49 | 259.98 | 334.6667 | 372.3333 |  | 8630.0755 | 7144.0215 | 6796.5396 | 6706.723 | 6911.6989 |  | 372.3333 | 372.3333 | 372.3333 | 115 | 37.6667 | 118.8579 | 0.030947 | 146
PCC-01 | 2042-03-01 | 3 | 2042 | 2042 | Winter | 115 | 187.27 | 259.54 | 334 | 370.3333 |  | 8630.0755 | 7145.9636 | 6797.7807 | 6705.3322 | 6911.6989 |  | 370.3333 | 370.3333 | 370.3333 | 115 | 36.3333 | 118.8579 | 0.030947 | 146
PCC-01 | 2042-04-01 | 4 | 2042 | 2042 | Spring | 115 | 186.83 | 258.66 | 332.6667 | 366.6667 |  | 8580.0755 | 7099.8758 | 6750.2767 | 6652.762 | 6844.586 |  | 366.6667 | 366.6667 | 366.6667 | 115 | 34 | 118.8579 | 0.030947 | 146
PCC-01 | 2042-05-01 | 5 | 2042 | 2042 | Spring | 115 | 184.245 | 253.49 | 324.8333 | 359.5 |  | 8580.0755 | 7123.6338 | 6765.3207 | 6642.9141 | 6844.586 |  | 359.5 | 359.5 | 359.5 | 115 | 34.6667 | 118.8579 | 0.030947 | 146
PCC-01 | 2042-06-01 | 6 | 2042 | 2042 | Summer | 115 | 181.66 | 248.32 | 317 | 352.3333 |  | 8594.5809 | 7161.83 | 6792.6823 | 6650.929 | 6848.758 |  | 352.3333 | 352.3333 | 352.3333 | 115 | 35.3333 | 118.8579 | 0.030947 | 146
PCC-01 | 2042-07-01 | 7 | 2042 | 2042 | Summer | 115 | 181.66 | 248.32 | 317 | 352.3333 |  | 8594.5809 | 7161.83 | 6792.6823 | 6650.929 | 6848.758 |  | 352.3333 | 352.3333 | 352.3333 | 115 | 35.3333 | 118.8579 | 0.030947 | 146
PCC-01 | 2042-08-01 | 8 | 2042 | 2042 | Summer | 115 | 181.66 | 248.32 | 317 | 352.3333 |  | 8594.5809 | 7161.83 | 6792.6823 | 6650.929 | 6848.758 |  | 352.3333 | 352.3333 | 352.3333 | 115 | 35.3333 | 118.8579 | 0.030947 | 146
PCC-01 | 2042-09-01 | 9 | 2042 | 2042 | Summer | 115 | 184.245 | 253.49 | 324.8333 | 359.5 |  | 8594.5809 | 7136.6371 | 6776.822 | 6652.8678 | 6848.758 |  | 359.5 | 359.5 | 359.5 | 115 | 34.6667 | 118.8579 | 0.030947 | 146
PCC-01 | 2042-10-01 | 10 | 2043 | 2042 | Fall | 115 | 186.83 | 258.66 | 332.6667 | 366.6667 |  | 8580.0755 | 7099.8758 | 6750.2767 | 6652.762 | 6844.586 |  | 366.6667 | 366.6667 | 366.6667 | 115 | 34 | 118.8579 | 0.030947 | 146
PCC-01 | 2042-11-01 | 11 | 2043 | 2042 | Fall | 115 | 187.27 | 259.54 | 334 | 370.3333 |  | 8580.0755 | 7095.9636 | 6747.7807 | 6655.3322 | 6844.586 |  | 370.3333 | 370.3333 | 370.3333 | 115 | 36.3333 | 118.8579 | 0.030947 | 146
PCC-01 | 2042-12-01 | 12 | 2043 | 2042 | Winter | 115 | 187.6 | 260.2 | 335 | 373.6667 |  | 8630.0755 | 7143.0539 | 6795.9207 | 6707.4455 | 6911.6989 |  | 373.6667 | 373.6667 | 373.6667 | 115 | 38.6667 | 118.8579 | 0.030947 | 146
PCC-01 | 2043-01-01 | 1 | 2043 | 2043 | Winter | 115 | 187.6 | 260.2 | 335 | 373.6667 |  | 8630.0755 | 7143.0539 | 6795.9207 | 6707.4455 | 6911.6989 |  | 373.6667 | 373.6667 | 373.6667 | 115 | 38.6667 | 118.8579 | 0.030947 | 146
PCC-01 | 2043-02-01 | 2 | 2043 | 2043 | Winter | 115 | 187.49 | 259.98 | 334.6667 | 372.3333 |  | 8630.0755 | 7144.0215 | 6796.5396 | 6706.723 | 6911.6989 |  | 372.3333 | 372.3333 | 372.3333 | 115 | 37.6667 | 118.8579 | 0.030947 | 146
PCC-01 | 2043-03-01 | 3 | 2043 | 2043 | Winter | 115 | 187.27 | 259.54 | 334 | 370.3333 |  | 8630.0755 | 7145.9636 | 6797.7807 | 6705.3322 | 6911.6989 |  | 370.3333 | 370.3333 | 370.3333 | 115 | 36.3333 | 118.8579 | 0.030947 | 146
PCC-01 | 2043-04-01 | 4 | 2043 | 2043 | Spring | 115 | 186.83 | 258.66 | 332.6667 | 366.6667 |  | 8580.0755 | 7099.8758 | 6750.2767 | 6652.762 | 6844.586 |  | 366.6667 | 366.6667 | 366.6667 | 115 | 34 | 118.8579 | 0.030947 | 146
PCC-01 | 2043-05-01 | 5 | 2043 | 2043 | Spring | 115 | 184.245 | 253.49 | 324.8333 | 359.5 |  | 8580.0755 | 7123.6338 | 6765.3207 | 6642.9141 | 6844.586 |  | 359.5 | 359.5 | 359.5 | 115 | 34.6667 | 118.8579 | 0.030947 | 146
PCC-01 | 2043-06-01 | 6 | 2043 | 2043 | Summer | 115 | 181.66 | 248.32 | 317 | 352.3333 |  | 8594.5809 | 7161.83 | 6792.6823 | 6650.929 | 6848.758 |  | 352.3333 | 352.3333 | 352.3333 | 115 | 35.3333 | 118.8579 | 0.030947 | 146
PCC-01 | 2043-07-01 | 7 | 2043 | 2043 | Summer | 115 | 181.66 | 248.32 | 317 | 352.3333 |  | 8594.5809 | 7161.83 | 6792.6823 | 6650.929 | 6848.758 |  | 352.3333 | 352.3333 | 352.3333 | 115 | 35.3333 | 118.8579 | 0.030947 | 146
PCC-01 | 2043-08-01 | 8 | 2043 | 2043 | Summer | 115 | 181.66 | 248.32 | 317 | 352.3333 |  | 8594.5809 | 7161.83 | 6792.6823 | 6650.929 | 6848.758 |  | 352.3333 | 352.3333 | 352.3333 | 115 | 35.3333 | 118.8579 | 0.030947 | 146
PCC-01 | 2043-09-01 | 9 | 2043 | 2043 | Summer | 115 | 184.245 | 253.49 | 324.8333 | 359.5 |  | 8594.5809 | 7136.6371 | 6776.822 | 6652.8678 | 6848.758 |  | 359.5 | 359.5 | 359.5 | 115 | 34.6667 | 118.8579 | 0.030947 | 146
PCC-01 | 2043-10-01 | 10 | 2044 | 2043 | Fall | 115 | 186.83 | 258.66 | 332.6667 | 366.6667 |  | 8580.0755 | 7099.8758 | 6750.2767 | 6652.762 | 6844.586 |  | 366.6667 | 366.6667 | 366.6667 | 115 | 34 | 118.8579 | 0.030947 | 146
PCC-01 | 2043-11-01 | 11 | 2044 | 2043 | Fall | 115 | 187.27 | 259.54 | 334 | 370.3333 |  | 8580.0755 | 7095.9636 | 6747.7807 | 6655.3322 | 6844.586 |  | 370.3333 | 370.3333 | 370.3333 | 115 | 36.3333 | 118.8579 | 0.030947 | 146
PCC-01 | 2043-12-01 | 12 | 2044 | 2043 | Winter | 115 | 187.6 | 260.2 | 335 | 373.6667 |  | 8630.0755 | 7143.0539 | 6795.9207 | 6707.4455 | 6911.6989 |  | 373.6667 | 373.6667 | 373.6667 | 115 | 38.6667 | 118.8579 | 0.030947 | 146
PCC-01 | 2044-01-01 | 1 | 2044 | 2044 | Winter | 115 | 187.6 | 260.2 | 335 | 373.6667 |  | 8630.0755 | 7143.0539 | 6795.9207 | 6707.4455 | 6911.6989 |  | 373.6667 | 373.6667 | 373.6667 | 115 | 38.6667 | 118.8579 | 0.030947 | 146
PCC-01 | 2044-02-01 | 2 | 2044 | 2044 | Winter | 115 | 187.49 | 259.98 | 334.6667 | 372.3333 |  | 8630.0755 | 7144.0215 | 6796.5396 | 6706.723 | 6911.6989 |  | 372.3333 | 372.3333 | 372.3333 | 115 | 37.6667 | 118.8579 | 0.030947 | 146
PCC-01 | 2044-03-01 | 3 | 2044 | 2044 | Winter | 115 | 187.27 | 259.54 | 334 | 370.3333 |  | 8630.0755 | 7145.9636 | 6797.7807 | 6705.3322 | 6911.6989 |  | 370.3333 | 370.3333 | 370.3333 | 115 | 36.3333 | 118.8579 | 0.030947 | 146
PCC-01 | 2044-04-01 | 4 | 2044 | 2044 | Spring | 115 | 186.83 | 258.66 | 332.6667 | 366.6667 |  | 8580.0755 | 7099.8758 | 6750.2767 | 6652.762 | 6844.586 |  | 366.6667 | 366.6667 | 366.6667 | 115 | 34 | 118.8579 | 0.030947 | 146
PCC-01 | 2044-05-01 | 5 | 2044 | 2044 | Spring | 115 | 184.245 | 253.49 | 324.8333 | 359.5 |  | 8580.0755 | 7123.6338 | 6765.3207 | 6642.9141 | 6844.586 |  | 359.5 | 359.5 | 359.5 | 115 | 34.6667 | 118.8579 | 0.030947 | 146
PCC-01 | 2044-06-01 | 6 | 2044 | 2044 | Summer | 115 | 181.66 | 248.32 | 317 | 352.3333 |  | 8594.5809 | 7161.83 | 6792.6823 | 6650.929 | 6848.758 |  | 352.3333 | 352.3333 | 352.3333 | 115 | 35.3333 | 118.8579 | 0.030947 | 146
PCC-01 | 2044-07-01 | 7 | 2044 | 2044 | Summer | 115 | 181.66 | 248.32 | 317 | 352.3333 |  | 8594.5809 | 7161.83 | 6792.6823 | 6650.929 | 6848.758 |  | 352.3333 | 352.3333 | 352.3333 | 115 | 35.3333 | 118.8579 | 0.030947 | 146
PCC-01 | 2044-08-01 | 8 | 2044 | 2044 | Summer | 115 | 181.66 | 248.32 | 317 | 352.3333 |  | 8594.5809 | 7161.83 | 6792.6823 | 6650.929 | 6848.758 |  | 352.3333 | 352.3333 | 352.3333 | 115 | 35.3333 | 118.8579 | 0.030947 | 146
PCC-01 | 2044-09-01 | 9 | 2044 | 2044 | Summer | 115 | 184.245 | 253.49 | 324.8333 | 359.5 |  | 8594.5809 | 7136.6371 | 6776.822 | 6652.8678 | 6848.758 |  | 359.5 | 359.5 | 359.5 | 115 | 34.6667 | 118.8579 | 0.030947 | 146
PCC-01 | 2044-10-01 | 10 | 2045 | 2044 | Fall | 115 | 186.83 | 258.66 | 332.6667 | 366.6667 |  | 8580.0755 | 7099.8758 | 6750.2767 | 6652.762 | 6844.586 |  | 366.6667 | 366.6667 | 366.6667 | 115 | 34 | 118.8579 | 0.030947 | 146
PCC-01 | 2044-11-01 | 11 | 2045 | 2044 | Fall | 115 | 187.27 | 259.54 | 334 | 370.3333 |  | 8580.0755 | 7095.9636 | 6747.7807 | 6655.3322 | 6844.586 |  | 370.3333 | 370.3333 | 370.3333 | 115 | 36.3333 | 118.8579 | 0.030947 | 146
PCC-01 | 2044-12-01 | 12 | 2045 | 2044 | Winter | 115 | 187.6 | 260.2 | 335 | 373.6667 |  | 8630.0755 | 7143.0539 | 6795.9207 | 6707.4455 | 6911.6989 |  | 373.6667 | 373.6667 | 373.6667 | 115 | 38.6667 | 118.8579 | 0.030947 | 146
PCC-01 | 2045-01-01 | 1 | 2045 | 2045 | Winter | 115 | 187.6 | 260.2 | 335 | 373.6667 |  | 8630.0755 | 7143.0539 | 6795.9207 | 6707.4455 | 6911.6989 |  | 373.6667 | 373.6667 | 373.6667 | 115 | 38.6667 | 118.8579 | 0.030947 | 146
PCC-01 | 2045-02-01 | 2 | 2045 | 2045 | Winter | 115 | 187.49 | 259.98 | 334.6667 | 372.3333 |  | 8630.0755 | 7144.0215 | 6796.5396 | 6706.723 | 6911.6989 |  | 372.3333 | 372.3333 | 372.3333 | 115 | 37.6667 | 118.8579 | 0.030947 | 146
PCC-01 | 2045-03-01 | 3 | 2045 | 2045 | Winter | 115 | 187.27 | 259.54 | 334 | 370.3333 |  | 8630.0755 | 7145.9636 | 6797.7807 | 6705.3322 | 6911.6989 |  | 370.3333 | 370.3333 | 370.3333 | 115 | 36.3333 | 118.8579 | 0.030947 | 146
PCC-01 | 2045-04-01 | 4 | 2045 | 2045 | Spring | 115 | 186.83 | 258.66 | 332.6667 | 366.6667 |  | 8580.0755 | 7099.8758 | 6750.2767 | 6652.762 | 6844.586 |  | 366.6667 | 366.6667 | 366.6667 | 115 | 34 | 118.8579 | 0.030947 | 146
PCC-01 | 2045-05-01 | 5 | 2045 | 2045 | Spring | 115 | 184.245 | 253.49 | 324.8333 | 359.5 |  | 8580.0755 | 7123.6338 | 6765.3207 | 6642.9141 | 6844.586 |  | 359.5 | 359.5 | 359.5 | 115 | 34.6667 | 118.8579 | 0.030947 | 146
PCC-01 | 2045-06-01 | 6 | 2045 | 2045 | Summer | 115 | 181.66 | 248.32 | 317 | 352.3333 |  | 8594.5809 | 7161.83 | 6792.6823 | 6650.929 | 6848.758 |  | 352.3333 | 352.3333 | 352.3333 | 115 | 35.3333 | 118.8579 | 0.030947 | 146
PCC-01 | 2045-07-01 | 7 | 2045 | 2045 | Summer | 115 | 181.66 | 248.32 | 317 | 352.3333 |  | 8594.5809 | 7161.83 | 6792.6823 | 6650.929 | 6848.758 |  | 352.3333 | 352.3333 | 352.3333 | 115 | 35.3333 | 118.8579 | 0.030947 | 146
PCC-01 | 2045-08-01 | 8 | 2045 | 2045 | Summer | 115 | 181.66 | 248.32 | 317 | 352.3333 |  | 8594.5809 | 7161.83 | 6792.6823 | 6650.929 | 6848.758 |  | 352.3333 | 352.3333 | 352.3333 | 115 | 35.3333 | 118.8579 | 0.030947 | 146
PCC-01 | 2045-09-01 | 9 | 2045 | 2045 | Summer | 115 | 184.245 | 253.49 | 324.8333 | 359.5 |  | 8594.5809 | 7136.6371 | 6776.822 | 6652.8678 | 6848.758 |  | 359.5 | 359.5 | 359.5 | 115 | 34.6667 | 118.8579 | 0.030947 | 146
PCC-01 | 2045-10-01 | 10 | 2046 | 2045 | Fall | 115 | 186.83 | 258.66 | 332.6667 | 366.6667 |  | 8580.0755 | 7099.8758 | 6750.2767 | 6652.762 | 6844.586 |  | 366.6667 | 366.6667 | 366.6667 | 115 | 34 | 118.8579 | 0.030947 | 146
PCC-01 | 2045-11-01 | 11 | 2046 | 2045 | Fall | 115 | 187.27 | 259.54 | 334 | 370.3333 |  | 8580.0755 | 7095.9636 | 6747.7807 | 6655.3322 | 6844.586 |  | 370.3333 | 370.3333 | 370.3333 | 115 | 36.3333 | 118.8579 | 0.030947 | 146
PCC-01 | 2045-12-01 | 12 | 2046 | 2045 | Winter | 115 | 187.6 | 260.2 | 335 | 373.6667 |  | 8630.0755 | 7143.0539 | 6795.9207 | 6707.4455 | 6911.6989 |  | 373.6667 | 373.6667 | 373.6667 | 115 | 38.6667 | 118.8579 | 0.030947 | 146
PCC-01 | 2046-01-01 | 1 | 2046 | 2046 | Winter | 115 | 187.6 | 260.2 | 335 | 373.6667 |  | 8630.0755 | 7143.0539 | 6795.9207 | 6707.4455 | 6911.6989 |  | 373.6667 | 373.6667 | 373.6667 | 115 | 38.6667 | 118.8579 | 0.030947 | 146
PCC-01 | 2046-02-01 | 2 | 2046 | 2046 | Winter | 115 | 187.49 | 259.98 | 334.6667 | 372.3333 |  | 8630.0755 | 7144.0215 | 6796.5396 | 6706.723 | 6911.6989 |  | 372.3333 | 372.3333 | 372.3333 | 115 | 37.6667 | 118.8579 | 0.030947 | 146
PCC-01 | 2046-03-01 | 3 | 2046 | 2046 | Winter | 115 | 187.27 | 259.54 | 334 | 370.3333 |  | 8630.0755 | 7145.9636 | 6797.7807 | 6705.3322 | 6911.6989 |  | 370.3333 | 370.3333 | 370.3333 | 115 | 36.3333 | 118.8579 | 0.030947 | 146
PCC-01 | 2046-04-01 | 4 | 2046 | 2046 | Spring | 115 | 186.83 | 258.66 | 332.6667 | 366.6667 |  | 8580.0755 | 7099.8758 | 6750.2767 | 6652.762 | 6844.586 |  | 366.6667 | 366.6667 | 366.6667 | 115 | 34 | 118.8579 | 0.030947 | 146
PCC-01 | 2046-05-01 | 5 | 2046 | 2046 | Spring | 115 | 184.245 | 253.49 | 324.8333 | 359.5 |  | 8580.0755 | 7123.6338 | 6765.3207 | 6642.9141 | 6844.586 |  | 359.5 | 359.5 | 359.5 | 115 | 34.6667 | 118.8579 | 0.030947 | 146
PCC-01 | 2046-06-01 | 6 | 2046 | 2046 | Summer | 115 | 181.66 | 248.32 | 317 | 352.3333 |  | 8594.5809 | 7161.83 | 6792.6823 | 6650.929 | 6848.758 |  | 352.3333 | 352.3333 | 352.3333 | 115 | 35.3333 | 118.8579 | 0.030947 | 146
PCC-01 | 2046-07-01 | 7 | 2046 | 2046 | Summer | 115 | 181.66 | 248.32 | 317 | 352.3333 |  | 8594.5809 | 7161.83 | 6792.6823 | 6650.929 | 6848.758 |  | 352.3333 | 352.3333 | 352.3333 | 115 | 35.3333 | 118.8579 | 0.030947 | 146
PCC-01 | 2046-08-01 | 8 | 2046 | 2046 | Summer | 115 | 181.66 | 248.32 | 317 | 352.3333 |  | 8594.5809 | 7161.83 | 6792.6823 | 6650.929 | 6848.758 |  | 352.3333 | 352.3333 | 352.3333 | 115 | 35.3333 | 118.8579 | 0.030947 | 146
PCC-01 | 2046-09-01 | 9 | 2046 | 2046 | Summer | 115 | 184.245 | 253.49 | 324.8333 | 359.5 |  | 8594.5809 | 7136.6371 | 6776.822 | 6652.8678 | 6848.758 |  | 359.5 | 359.5 | 359.5 | 115 | 34.6667 | 118.8579 | 0.030947 | 146
PCC-02 | 2016-10-01 | 10 | 2017 | 2016 | Fall | 115 | 186.83 | 258.66 | 332.6667 | 366.6667 |  | 8580.0755 | 7099.8758 | 6750.2767 | 6652.762 | 6844.586 |  | 366.6667 | 366.6667 | 366.6667 | 115 | 34 | 118.8579 | 0.030947 | 146
PCC-02 | 2016-11-01 | 11 | 2017 | 2016 | Fall | 115 | 187.27 | 259.54 | 334 | 370.3333 |  | 8580.0755 | 7095.9636 | 6747.7807 | 6655.3322 | 6844.586 |  | 370.3333 | 370.3333 | 370.3333 | 115 | 36.3333 | 118.8579 | 0.030947 | 146
PCC-02 | 2016-12-01 | 12 | 2017 | 2016 | Winter | 115 | 187.6 | 260.2 | 335 | 373.6667 |  | 8630.0755 | 7143.0539 | 6795.9207 | 6707.4455 | 6911.6989 |  | 373.6667 | 373.6667 | 373.6667 | 115 | 38.6667 | 118.8579 | 0.030947 | 146
PCC-02 | 2017-01-01 | 1 | 2017 | 2017 | Winter | 115 | 187.6 | 260.2 | 335 | 373.6667 |  | 8630.0755 | 7143.0539 | 6795.9207 | 6707.4455 | 6911.6989 |  | 373.6667 | 373.6667 | 373.6667 | 115 | 38.6667 | 118.8579 | 0.030947 | 146
PCC-02 | 2017-02-01 | 2 | 2017 | 2017 | Winter | 115 | 187.49 | 259.98 | 334.6667 | 372.3333 |  | 8630.0755 | 7144.0215 | 6796.5396 | 6706.723 | 6911.6989 |  | 372.3333 | 372.3333 | 372.3333 | 115 | 37.6667 | 118.8579 | 0.030947 | 146
PCC-02 | 2017-03-01 | 3 | 2017 | 2017 | Winter | 115 | 187.27 | 259.54 | 334 | 370.3333 |  | 8630.0755 | 7145.9636 | 6797.7807 | 6705.3322 | 6911.6989 |  | 370.3333 | 370.3333 | 370.3333 | 115 | 36.3333 | 118.8579 | 0.030947 | 146
PCC-02 | 2017-04-01 | 4 | 2017 | 2017 | Spring | 115 | 186.83 | 258.66 | 332.6667 | 366.6667 |  | 8580.0755 | 7099.8758 | 6750.2767 | 6652.762 | 6844.586 |  | 366.6667 | 366.6667 | 366.6667 | 115 | 34 | 118.8579 | 0.030947 | 146
PCC-02 | 2017-05-01 | 5 | 2017 | 2017 | Spring | 115 | 184.245 | 253.49 | 324.8333 | 359.5 |  | 8580.0755 | 7123.6338 | 6765.3207 | 6642.9141 | 6844.586 |  | 359.5 | 359.5 | 359.5 | 115 | 34.6667 | 118.8579 | 0.030947 | 146
PCC-02 | 2017-06-01 | 6 | 2017 | 2017 | Summer | 115 | 181.66 | 248.32 | 317 | 352.3333 |  | 8594.5809 | 7161.83 | 6792.6823 | 6650.929 | 6848.758 |  | 352.3333 | 352.3333 | 352.3333 | 115 | 35.3333 | 118.8579 | 0.030947 | 146
PCC-02 | 2017-07-01 | 7 | 2017 | 2017 | Summer | 115 | 181.66 | 248.32 | 317 | 352.3333 |  | 8594.5809 | 7161.83 | 6792.6823 | 6650.929 | 6848.758 |  | 352.3333 | 352.3333 | 352.3333 | 115 | 35.3333 | 118.8579 | 0.030947 | 146
PCC-02 | 2017-08-01 | 8 | 2017 | 2017 | Summer | 115 | 181.66 | 248.32 | 317 | 352.3333 |  | 8594.5809 | 7161.83 | 6792.6823 | 6650.929 | 6848.758 |  | 352.3333 | 352.3333 | 352.3333 | 115 | 35.3333 | 118.8579 | 0.030947 | 146
PCC-02 | 2017-09-01 | 9 | 2017 | 2017 | Summer | 115 | 184.245 | 253.49 | 324.8333 | 359.5 |  | 8594.5809 | 7136.6371 | 6776.822 | 6652.8678 | 6848.758 |  | 359.5 | 359.5 | 359.5 | 115 | 34.6667 | 118.8579 | 0.030947 | 146
PCC-02 | 2017-10-01 | 10 | 2018 | 2017 | Fall | 115 | 186.83 | 258.66 | 332.6667 | 366.6667 |  | 8580.0755 | 7099.8758 | 6750.2767 | 6652.762 | 6844.586 |  | 366.6667 | 366.6667 | 366.6667 | 115 | 34 | 118.8579 | 0.030947 | 146
PCC-02 | 2017-11-01 | 11 | 2018 | 2017 | Fall | 115 | 187.27 | 259.54 | 334 | 370.3333 |  | 8580.0755 | 7095.9636 | 6747.7807 | 6655.3322 | 6844.586 |  | 370.3333 | 370.3333 | 370.3333 | 115 | 36.3333 | 118.8579 | 0.030947 | 146
PCC-02 | 2017-12-01 | 12 | 2018 | 2017 | Winter | 115 | 187.6 | 260.2 | 335 | 373.6667 |  | 8630.0755 | 7143.0539 | 6795.9207 | 6707.4455 | 6911.6989 |  | 373.6667 | 373.6667 | 373.6667 | 115 | 38.6667 | 118.8579 | 0.030947 | 146
PCC-02 | 2018-01-01 | 1 | 2018 | 2018 | Winter | 115 | 187.6 | 260.2 | 335 | 373.6667 |  | 8630.0755 | 7143.0539 | 6795.9207 | 6707.4455 | 6911.6989 |  | 373.6667 | 373.6667 | 373.6667 | 115 | 38.6667 | 118.8579 | 0.030947 | 146
PCC-02 | 2018-02-01 | 2 | 2018 | 2018 | Winter | 115 | 187.49 | 259.98 | 334.6667 | 372.3333 |  | 8630.0755 | 7144.0215 | 6796.5396 | 6706.723 | 6911.6989 |  | 372.3333 | 372.3333 | 372.3333 | 115 | 37.6667 | 118.8579 | 0.030947 | 146
PCC-02 | 2018-03-01 | 3 | 2018 | 2018 | Winter | 115 | 187.27 | 259.54 | 334 | 370.3333 |  | 8630.0755 | 7145.9636 | 6797.7807 | 6705.3322 | 6911.6989 |  | 370.3333 | 370.3333 | 370.3333 | 115 | 36.3333 | 118.8579 | 0.030947 | 146
PCC-02 | 2018-04-01 | 4 | 2018 | 2018 | Spring | 115 | 186.83 | 258.66 | 332.6667 | 366.6667 |  | 8580.0755 | 7099.8758 | 6750.2767 | 6652.762 | 6844.586 |  | 366.6667 | 366.6667 | 366.6667 | 115 | 34 | 118.8579 | 0.030947 | 146
PCC-02 | 2018-05-01 | 5 | 2018 | 2018 | Spring | 115 | 184.245 | 253.49 | 324.8333 | 359.5 |  | 8580.0755 | 7123.6338 | 6765.3207 | 6642.9141 | 6844.586 |  | 359.5 | 359.5 | 359.5 | 115 | 34.6667 | 118.8579 | 0.030947 | 146
PCC-02 | 2018-06-01 | 6 | 2018 | 2018 | Summer | 115 | 181.66 | 248.32 | 317 | 352.3333 |  | 8594.5809 | 7161.83 | 6792.6823 | 6650.929 | 6848.758 |  | 352.3333 | 352.3333 | 352.3333 | 115 | 35.3333 | 118.8579 | 0.030947 | 146
PCC-02 | 2018-07-01 | 7 | 2018 | 2018 | Summer | 115 | 181.66 | 248.32 | 317 | 352.3333 |  | 8594.5809 | 7161.83 | 6792.6823 | 6650.929 | 6848.758 |  | 352.3333 | 352.3333 | 352.3333 | 115 | 35.3333 | 118.8579 | 0.030947 | 146
PCC-02 | 2018-08-01 | 8 | 2018 | 2018 | Summer | 115 | 181.66 | 248.32 | 317 | 352.3333 |  | 8594.5809 | 7161.83 | 6792.6823 | 6650.929 | 6848.758 |  | 352.3333 | 352.3333 | 352.3333 | 115 | 35.3333 | 118.8579 | 0.030947 | 146
PCC-02 | 2018-09-01 | 9 | 2018 | 2018 | Summer | 115 | 184.245 | 253.49 | 324.8333 | 359.5 |  | 8594.5809 | 7136.6371 | 6776.822 | 6652.8678 | 6848.758 |  | 359.5 | 359.5 | 359.5 | 115 | 34.6667 | 118.8579 | 0.030947 | 146
PCC-02 | 2018-10-01 | 10 | 2019 | 2018 | Fall | 115 | 186.83 | 258.66 | 332.6667 | 366.6667 |  | 8580.0755 | 7099.8758 | 6750.2767 | 6652.762 | 6844.586 |  | 366.6667 | 366.6667 | 366.6667 | 115 | 34 | 118.8579 | 0.030947 | 146
PCC-02 | 2018-11-01 | 11 | 2019 | 2018 | Fall | 115 | 187.27 | 259.54 | 334 | 370.3333 |  | 8580.0755 | 7095.9636 | 6747.7807 | 6655.3322 | 6844.586 |  | 370.3333 | 370.3333 | 370.3333 | 115 | 36.3333 | 118.8579 | 0.030947 | 146
PCC-02 | 2018-12-01 | 12 | 2019 | 2018 | Winter | 115 | 187.6 | 260.2 | 335 | 373.6667 |  | 8630.0755 | 7143.0539 | 6795.9207 | 6707.4455 | 6911.6989 |  | 373.6667 | 373.6667 | 373.6667 | 115 | 38.6667 | 118.8579 | 0.030947 | 146
PCC-02 | 2019-01-01 | 1 | 2019 | 2019 | Winter | 115 | 187.6 | 260.2 | 335 | 373.6667 |  | 8630.0755 | 7143.0539 | 6795.9207 | 6707.4455 | 6911.6989 |  | 373.6667 | 373.6667 | 373.6667 | 115 | 38.6667 | 118.8579 | 0.030947 | 146
PCC-02 | 2019-02-01 | 2 | 2019 | 2019 | Winter | 115 | 187.49 | 259.98 | 334.6667 | 372.3333 |  | 8630.0755 | 7144.0215 | 6796.5396 | 6706.723 | 6911.6989 |  | 372.3333 | 372.3333 | 372.3333 | 115 | 37.6667 | 118.8579 | 0.030947 | 146
PCC-02 | 2019-03-01 | 3 | 2019 | 2019 | Winter | 115 | 187.27 | 259.54 | 334 | 370.3333 |  | 8630.0755 | 7145.9636 | 6797.7807 | 6705.3322 | 6911.6989 |  | 370.3333 | 370.3333 | 370.3333 | 115 | 36.3333 | 118.8579 | 0.030947 | 146
PCC-02 | 2019-04-01 | 4 | 2019 | 2019 | Spring | 115 | 186.83 | 258.66 | 332.6667 | 366.6667 |  | 8580.0755 | 7099.8758 | 6750.2767 | 6652.762 | 6844.586 |  | 366.6667 | 366.6667 | 366.6667 | 115 | 34 | 118.8579 | 0.030947 | 146
PCC-02 | 2019-05-01 | 5 | 2019 | 2019 | Spring | 115 | 184.245 | 253.49 | 324.8333 | 359.5 |  | 8580.0755 | 7123.6338 | 6765.3207 | 6642.9141 | 6844.586 |  | 359.5 | 359.5 | 359.5 | 115 | 34.6667 | 118.8579 | 0.030947 | 146
PCC-02 | 2019-06-01 | 6 | 2019 | 2019 | Summer | 115 | 181.66 | 248.32 | 317 | 352.3333 |  | 8594.5809 | 7161.83 | 6792.6823 | 6650.929 | 6848.758 |  | 352.3333 | 352.3333 | 352.3333 | 115 | 35.3333 | 118.8579 | 0.030947 | 146
PCC-02 | 2019-07-01 | 7 | 2019 | 2019 | Summer | 115 | 181.66 | 248.32 | 317 | 352.3333 |  | 8594.5809 | 7161.83 | 6792.6823 | 6650.929 | 6848.758 |  | 352.3333 | 352.3333 | 352.3333 | 115 | 35.3333 | 118.8579 | 0.030947 | 146
PCC-02 | 2019-08-01 | 8 | 2019 | 2019 | Summer | 115 | 181.66 | 248.32 | 317 | 352.3333 |  | 8594.5809 | 7161.83 | 6792.6823 | 6650.929 | 6848.758 |  | 352.3333 | 352.3333 | 352.3333 | 115 | 35.3333 | 118.8579 | 0.030947 | 146
PCC-02 | 2019-09-01 | 9 | 2019 | 2019 | Summer | 115 | 184.245 | 253.49 | 324.8333 | 359.5 |  | 8594.5809 | 7136.6371 | 6776.822 | 6652.8678 | 6848.758 |  | 359.5 | 359.5 | 359.5 | 115 | 34.6667 | 118.8579 | 0.030947 | 146
PCC-02 | 2019-10-01 | 10 | 2020 | 2019 | Fall | 115 | 186.83 | 258.66 | 332.6667 | 366.6667 |  | 8580.0755 | 7099.8758 | 6750.2767 | 6652.762 | 6844.586 |  | 366.6667 | 366.6667 | 366.6667 | 115 | 34 | 118.8579 | 0.030947 | 146
PCC-02 | 2019-11-01 | 11 | 2020 | 2019 | Fall | 115 | 187.27 | 259.54 | 334 | 370.3333 |  | 8580.0755 | 7095.9636 | 6747.7807 | 6655.3322 | 6844.586 |  | 370.3333 | 370.3333 | 370.3333 | 115 | 36.3333 | 118.8579 | 0.030947 | 146
PCC-02 | 2019-12-01 | 12 | 2020 | 2019 | Winter | 115 | 187.6 | 260.2 | 335 | 373.6667 |  | 8630.0755 | 7143.0539 | 6795.9207 | 6707.4455 | 6911.6989 |  | 373.6667 | 373.6667 | 373.6667 | 115 | 38.6667 | 118.8579 | 0.030947 | 146
PCC-02 | 2020-01-01 | 1 | 2020 | 2020 | Winter | 115 | 187.6 | 260.2 | 335 | 373.6667 |  | 8630.0755 | 7143.0539 | 6795.9207 | 6707.4455 | 6911.6989 |  | 373.6667 | 373.6667 | 373.6667 | 115 | 38.6667 | 118.8579 | 0.030947 | 146
PCC-02 | 2020-02-01 | 2 | 2020 | 2020 | Winter | 115 | 187.49 | 259.98 | 334.6667 | 372.3333 |  | 8630.0755 | 7144.0215 | 6796.5396 | 6706.723 | 6911.6989 |  | 372.3333 | 372.3333 | 372.3333 | 115 | 37.6667 | 118.8579 | 0.030947 | 146
PCC-02 | 2020-03-01 | 3 | 2020 | 2020 | Winter | 115 | 187.27 | 259.54 | 334 | 370.3333 |  | 8630.0755 | 7145.9636 | 6797.7807 | 6705.3322 | 6911.6989 |  | 370.3333 | 370.3333 | 370.3333 | 115 | 36.3333 | 118.8579 | 0.030947 | 146
PCC-02 | 2020-04-01 | 4 | 2020 | 2020 | Spring | 115 | 186.83 | 258.66 | 332.6667 | 366.6667 |  | 8580.0755 | 7099.8758 | 6750.2767 | 6652.762 | 6844.586 |  | 366.6667 | 366.6667 | 366.6667 | 115 | 34 | 118.8579 | 0.030947 | 146
PCC-02 | 2020-05-01 | 5 | 2020 | 2020 | Spring | 115 | 184.245 | 253.49 | 324.8333 | 359.5 |  | 8580.0755 | 7123.6338 | 6765.3207 | 6642.9141 | 6844.586 |  | 359.5 | 359.5 | 359.5 | 115 | 34.6667 | 118.8579 | 0.030947 | 146
PCC-02 | 2020-06-01 | 6 | 2020 | 2020 | Summer | 115 | 181.66 | 248.32 | 317 | 352.3333 |  | 8594.5809 | 7161.83 | 6792.6823 | 6650.929 | 6848.758 |  | 352.3333 | 352.3333 | 352.3333 | 115 | 35.3333 | 118.8579 | 0.030947 | 146
PCC-02 | 2020-07-01 | 7 | 2020 | 2020 | Summer | 115 | 181.66 | 248.32 | 317 | 352.3333 |  | 8594.5809 | 7161.83 | 6792.6823 | 6650.929 | 6848.758 |  | 352.3333 | 352.3333 | 352.3333 | 115 | 35.3333 | 118.8579 | 0.030947 | 146
PCC-02 | 2020-08-01 | 8 | 2020 | 2020 | Summer | 115 | 181.66 | 248.32 | 317 | 352.3333 |  | 8594.5809 | 7161.83 | 6792.6823 | 6650.929 | 6848.758 |  | 352.3333 | 352.3333 | 352.3333 | 115 | 35.3333 | 118.8579 | 0.030947 | 146
PCC-02 | 2020-09-01 | 9 | 2020 | 2020 | Summer | 115 | 184.245 | 253.49 | 324.8333 | 359.5 |  | 8594.5809 | 7136.6371 | 6776.822 | 6652.8678 | 6848.758 |  | 359.5 | 359.5 | 359.5 | 115 | 34.6667 | 118.8579 | 0.030947 | 146
PCC-02 | 2020-10-01 | 10 | 2021 | 2020 | Fall | 115 | 186.83 | 258.66 | 332.6667 | 366.6667 |  | 8580.0755 | 7099.8758 | 6750.2767 | 6652.762 | 6844.586 |  | 366.6667 | 366.6667 | 366.6667 | 115 | 34 | 118.8579 | 0.030947 | 146
PCC-02 | 2020-11-01 | 11 | 2021 | 2020 | Fall | 115 | 187.27 | 259.54 | 334 | 370.3333 |  | 8580.0755 | 7095.9636 | 6747.7807 | 6655.3322 | 6844.586 |  | 370.3333 | 370.3333 | 370.3333 | 115 | 36.3333 | 118.8579 | 0.030947 | 146
PCC-02 | 2020-12-01 | 12 | 2021 | 2020 | Winter | 115 | 187.6 | 260.2 | 335 | 373.6667 |  | 8630.0755 | 7143.0539 | 6795.9207 | 6707.4455 | 6911.6989 |  | 373.6667 | 373.6667 | 373.6667 | 115 | 38.6667 | 118.8579 | 0.030947 | 146
PCC-02 | 2021-01-01 | 1 | 2021 | 2021 | Winter | 115 | 187.6 | 260.2 | 335 | 373.6667 |  | 8630.0755 | 7143.0539 | 6795.9207 | 6707.4455 | 6911.6989 |  | 373.6667 | 373.6667 | 373.6667 | 115 | 38.6667 | 118.8579 | 0.030947 | 146
PCC-02 | 2021-02-01 | 2 | 2021 | 2021 | Winter | 115 | 187.49 | 259.98 | 334.6667 | 372.3333 |  | 8630.0755 | 7144.0215 | 6796.5396 | 6706.723 | 6911.6989 |  | 372.3333 | 372.3333 | 372.3333 | 115 | 37.6667 | 118.8579 | 0.030947 | 146
PCC-02 | 2021-03-01 | 3 | 2021 | 2021 | Winter | 115 | 187.27 | 259.54 | 334 | 370.3333 |  | 8630.0755 | 7145.9636 | 6797.7807 | 6705.3322 | 6911.6989 |  | 370.3333 | 370.3333 | 370.3333 | 115 | 36.3333 | 118.8579 | 0.030947 | 146
PCC-02 | 2021-04-01 | 4 | 2021 | 2021 | Spring | 115 | 186.83 | 258.66 | 332.6667 | 366.6667 |  | 8580.0755 | 7099.8758 | 6750.2767 | 6652.762 | 6844.586 |  | 366.6667 | 366.6667 | 366.6667 | 115 | 34 | 118.8579 | 0.030947 | 146
PCC-02 | 2021-05-01 | 5 | 2021 | 2021 | Spring | 115 | 184.245 | 253.49 | 324.8333 | 359.5 |  | 8580.0755 | 7123.6338 | 6765.3207 | 6642.9141 | 6844.586 |  | 359.5 | 359.5 | 359.5 | 115 | 34.6667 | 118.8579 | 0.030947 | 146
PCC-02 | 2021-06-01 | 6 | 2021 | 2021 | Summer | 115 | 181.66 | 248.32 | 317 | 352.3333 |  | 8594.5809 | 7161.83 | 6792.6823 | 6650.929 | 6848.758 |  | 352.3333 | 352.3333 | 352.3333 | 115 | 35.3333 | 118.8579 | 0.030947 | 146
PCC-02 | 2021-07-01 | 7 | 2021 | 2021 | Summer | 115 | 181.66 | 248.32 | 317 | 352.3333 |  | 8594.5809 | 7161.83 | 6792.6823 | 6650.929 | 6848.758 |  | 352.3333 | 352.3333 | 352.3333 | 115 | 35.3333 | 118.8579 | 0.030947 | 146
PCC-02 | 2021-08-01 | 8 | 2021 | 2021 | Summer | 115 | 181.66 | 248.32 | 317 | 352.3333 |  | 8594.5809 | 7161.83 | 6792.6823 | 6650.929 | 6848.758 |  | 352.3333 | 352.3333 | 352.3333 | 115 | 35.3333 | 118.8579 | 0.030947 | 146
PCC-02 | 2021-09-01 | 9 | 2021 | 2021 | Summer | 115 | 184.245 | 253.49 | 324.8333 | 359.5 |  | 8594.5809 | 7136.6371 | 6776.822 | 6652.8678 | 6848.758 |  | 359.5 | 359.5 | 359.5 | 115 | 34.6667 | 118.8579 | 0.030947 | 146
PCC-02 | 2021-10-01 | 10 | 2022 | 2021 | Fall | 115 | 186.83 | 258.66 | 332.6667 | 366.6667 |  | 8580.0755 | 7099.8758 | 6750.2767 | 6652.762 | 6844.586 |  | 366.6667 | 366.6667 | 366.6667 | 115 | 34 | 118.8579 | 0.030947 | 146
PCC-02 | 2021-11-01 | 11 | 2022 | 2021 | Fall | 115 | 187.27 | 259.54 | 334 | 370.3333 |  | 8580.0755 | 7095.9636 | 6747.7807 | 6655.3322 | 6844.586 |  | 370.3333 | 370.3333 | 370.3333 | 115 | 36.3333 | 118.8579 | 0.030947 | 146
PCC-02 | 2021-12-01 | 12 | 2022 | 2021 | Winter | 115 | 187.6 | 260.2 | 335 | 373.6667 |  | 8630.0755 | 7143.0539 | 6795.9207 | 6707.4455 | 6911.6989 |  | 373.6667 | 373.6667 | 373.6667 | 115 | 38.6667 | 118.8579 | 0.030947 | 146
PCC-02 | 2022-01-01 | 1 | 2022 | 2022 | Winter | 115 | 187.6 | 260.2 | 335 | 373.6667 |  | 8630.0755 | 7143.0539 | 6795.9207 | 6707.4455 | 6911.6989 |  | 373.6667 | 373.6667 | 373.6667 | 115 | 38.6667 | 118.8579 | 0.030947 | 146
PCC-02 | 2022-02-01 | 2 | 2022 | 2022 | Winter | 115 | 187.49 | 259.98 | 334.6667 | 372.3333 |  | 8630.0755 | 7144.0215 | 6796.5396 | 6706.723 | 6911.6989 |  | 372.3333 | 372.3333 | 372.3333 | 115 | 37.6667 | 118.8579 | 0.030947 | 146
PCC-02 | 2022-03-01 | 3 | 2022 | 2022 | Winter | 115 | 187.27 | 259.54 | 334 | 370.3333 |  | 8630.0755 | 7145.9636 | 6797.7807 | 6705.3322 | 6911.6989 |  | 370.3333 | 370.3333 | 370.3333 | 115 | 36.3333 | 118.8579 | 0.030947 | 146
PCC-02 | 2022-04-01 | 4 | 2022 | 2022 | Spring | 115 | 186.83 | 258.66 | 332.6667 | 366.6667 |  | 8580.0755 | 7099.8758 | 6750.2767 | 6652.762 | 6844.586 |  | 366.6667 | 366.6667 | 366.6667 | 115 | 34 | 118.8579 | 0.030947 | 146
PCC-02 | 2022-05-01 | 5 | 2022 | 2022 | Spring | 115 | 184.245 | 253.49 | 324.8333 | 359.5 |  | 8580.0755 | 7123.6338 | 6765.3207 | 6642.9141 | 6844.586 |  | 359.5 | 359.5 | 359.5 | 115 | 34.6667 | 118.8579 | 0.030947 | 146
PCC-02 | 2022-06-01 | 6 | 2022 | 2022 | Summer | 115 | 181.66 | 248.32 | 317 | 352.3333 |  | 8594.5809 | 7161.83 | 6792.6823 | 6650.929 | 6848.758 |  | 352.3333 | 352.3333 | 352.3333 | 115 | 35.3333 | 118.8579 | 0.030947 | 146
PCC-02 | 2022-07-01 | 7 | 2022 | 2022 | Summer | 115 | 181.66 | 248.32 | 317 | 352.3333 |  | 8594.5809 | 7161.83 | 6792.6823 | 6650.929 | 6848.758 |  | 352.3333 | 352.3333 | 352.3333 | 115 | 35.3333 | 118.8579 | 0.030947 | 146
PCC-02 | 2022-08-01 | 8 | 2022 | 2022 | Summer | 115 | 181.66 | 248.32 | 317 | 352.3333 |  | 8594.5809 | 7161.83 | 6792.6823 | 6650.929 | 6848.758 |  | 352.3333 | 352.3333 | 352.3333 | 115 | 35.3333 | 118.8579 | 0.030947 | 146
PCC-02 | 2022-09-01 | 9 | 2022 | 2022 | Summer | 115 | 184.245 | 253.49 | 324.8333 | 359.5 |  | 8594.5809 | 7136.6371 | 6776.822 | 6652.8678 | 6848.758 |  | 359.5 | 359.5 | 359.5 | 115 | 34.6667 | 118.8579 | 0.030947 | 146
PCC-02 | 2022-10-01 | 10 | 2023 | 2022 | Fall | 115 | 186.83 | 258.66 | 332.6667 | 366.6667 |  | 8580.0755 | 7099.8758 | 6750.2767 | 6652.762 | 6844.586 |  | 366.6667 | 366.6667 | 366.6667 | 115 | 34 | 118.8579 | 0.030947 | 146
PCC-02 | 2022-11-01 | 11 | 2023 | 2022 | Fall | 115 | 187.27 | 259.54 | 334 | 370.3333 |  | 8580.0755 | 7095.9636 | 6747.7807 | 6655.3322 | 6844.586 |  | 370.3333 | 370.3333 | 370.3333 | 115 | 36.3333 | 118.8579 | 0.030947 | 146
PCC-02 | 2022-12-01 | 12 | 2023 | 2022 | Winter | 115 | 187.6 | 260.2 | 335 | 373.6667 |  | 8630.0755 | 7143.0539 | 6795.9207 | 6707.4455 | 6911.6989 |  | 373.6667 | 373.6667 | 373.6667 | 115 | 38.6667 | 118.8579 | 0.030947 | 146
PCC-02 | 2023-01-01 | 1 | 2023 | 2023 | Winter | 115 | 187.6 | 260.2 | 335 | 373.6667 |  | 8630.0755 | 7143.0539 | 6795.9207 | 6707.4455 | 6911.6989 |  | 373.6667 | 373.6667 | 373.6667 | 115 | 38.6667 | 118.8579 | 0.030947 | 146
PCC-02 | 2023-02-01 | 2 | 2023 | 2023 | Winter | 115 | 187.49 | 259.98 | 334.6667 | 372.3333 |  | 8630.0755 | 7144.0215 | 6796.5396 | 6706.723 | 6911.6989 |  | 372.3333 | 372.3333 | 372.3333 | 115 | 37.6667 | 118.8579 | 0.030947 | 146
PCC-02 | 2023-03-01 | 3 | 2023 | 2023 | Winter | 115 | 187.27 | 259.54 | 334 | 370.3333 |  | 8630.0755 | 7145.9636 | 6797.7807 | 6705.3322 | 6911.6989 |  | 370.3333 | 370.3333 | 370.3333 | 115 | 36.3333 | 118.8579 | 0.030947 | 146
PCC-02 | 2023-04-01 | 4 | 2023 | 2023 | Spring | 115 | 186.83 | 258.66 | 332.6667 | 366.6667 |  | 8580.0755 | 7099.8758 | 6750.2767 | 6652.762 | 6844.586 |  | 366.6667 | 366.6667 | 366.6667 | 115 | 34 | 118.8579 | 0.030947 | 146
PCC-02 | 2023-05-01 | 5 | 2023 | 2023 | Spring | 115 | 184.245 | 253.49 | 324.8333 | 359.5 |  | 8580.0755 | 7123.6338 | 6765.3207 | 6642.9141 | 6844.586 |  | 359.5 | 359.5 | 359.5 | 115 | 34.6667 | 118.8579 | 0.030947 | 146
PCC-02 | 2023-06-01 | 6 | 2023 | 2023 | Summer | 115 | 181.66 | 248.32 | 317 | 352.3333 |  | 8594.5809 | 7161.83 | 6792.6823 | 6650.929 | 6848.758 |  | 352.3333 | 352.3333 | 352.3333 | 115 | 35.3333 | 118.8579 | 0.030947 | 146
PCC-02 | 2023-07-01 | 7 | 2023 | 2023 | Summer | 115 | 181.66 | 248.32 | 317 | 352.3333 |  | 8594.5809 | 7161.83 | 6792.6823 | 6650.929 | 6848.758 |  | 352.3333 | 352.3333 | 352.3333 | 115 | 35.3333 | 118.8579 | 0.030947 | 146
PCC-02 | 2023-08-01 | 8 | 2023 | 2023 | Summer | 115 | 181.66 | 248.32 | 317 | 352.3333 |  | 8594.5809 | 7161.83 | 6792.6823 | 6650.929 | 6848.758 |  | 352.3333 | 352.3333 | 352.3333 | 115 | 35.3333 | 118.8579 | 0.030947 | 146
PCC-02 | 2023-09-01 | 9 | 2023 | 2023 | Summer | 115 | 184.245 | 253.49 | 324.8333 | 359.5 |  | 8594.5809 | 7136.6371 | 6776.822 | 6652.8678 | 6848.758 |  | 359.5 | 359.5 | 359.5 | 115 | 34.6667 | 118.8579 | 0.030947 | 146
PCC-02 | 2023-10-01 | 10 | 2024 | 2023 | Fall | 115 | 186.83 | 258.66 | 332.6667 | 366.6667 |  | 8580.0755 | 7099.8758 | 6750.2767 | 6652.762 | 6844.586 |  | 366.6667 | 366.6667 | 366.6667 | 115 | 34 | 118.8579 | 0.030947 | 146
PCC-02 | 2023-11-01 | 11 | 2024 | 2023 | Fall | 115 | 187.27 | 259.54 | 334 | 370.3333 |  | 8580.0755 | 7095.9636 | 6747.7807 | 6655.3322 | 6844.586 |  | 370.3333 | 370.3333 | 370.3333 | 115 | 36.3333 | 118.8579 | 0.030947 | 146
PCC-02 | 2023-12-01 | 12 | 2024 | 2023 | Winter | 115 | 187.6 | 260.2 | 335 | 373.6667 |  | 8630.0755 | 7143.0539 | 6795.9207 | 6707.4455 | 6911.6989 |  | 373.6667 | 373.6667 | 373.6667 | 115 | 38.6667 | 118.8579 | 0.030947 | 146
PCC-02 | 2024-01-01 | 1 | 2024 | 2024 | Winter | 115 | 187.6 | 260.2 | 335 | 373.6667 |  | 8630.0755 | 7143.0539 | 6795.9207 | 6707.4455 | 6911.6989 |  | 373.6667 | 373.6667 | 373.6667 | 115 | 38.6667 | 118.8579 | 0.030947 | 146
PCC-02 | 2024-02-01 | 2 | 2024 | 2024 | Winter | 115 | 187.49 | 259.98 | 334.6667 | 372.3333 |  | 8630.0755 | 7144.0215 | 6796.5396 | 6706.723 | 6911.6989 |  | 372.3333 | 372.3333 | 372.3333 | 115 | 37.6667 | 118.8579 | 0.030947 | 146
PCC-02 | 2024-03-01 | 3 | 2024 | 2024 | Winter | 115 | 187.27 | 259.54 | 334 | 370.3333 |  | 8630.0755 | 7145.9636 | 6797.7807 | 6705.3322 | 6911.6989 |  | 370.3333 | 370.3333 | 370.3333 | 115 | 36.3333 | 118.8579 | 0.030947 | 146
PCC-02 | 2024-04-01 | 4 | 2024 | 2024 | Spring | 115 | 186.83 | 258.66 | 332.6667 | 366.6667 |  | 8580.0755 | 7099.8758 | 6750.2767 | 6652.762 | 6844.586 |  | 366.6667 | 366.6667 | 366.6667 | 115 | 34 | 118.8579 | 0.030947 | 146
PCC-02 | 2024-05-01 | 5 | 2024 | 2024 | Spring | 115 | 184.245 | 253.49 | 324.8333 | 359.5 |  | 8580.0755 | 7123.6338 | 6765.3207 | 6642.9141 | 6844.586 |  | 359.5 | 359.5 | 359.5 | 115 | 34.6667 | 118.8579 | 0.030947 | 146
PCC-02 | 2024-06-01 | 6 | 2024 | 2024 | Summer | 115 | 181.66 | 248.32 | 317 | 352.3333 |  | 8594.5809 | 7161.83 | 6792.6823 | 6650.929 | 6848.758 |  | 352.3333 | 352.3333 | 352.3333 | 115 | 35.3333 | 118.8579 | 0.030947 | 146
PCC-02 | 2024-07-01 | 7 | 2024 | 2024 | Summer | 115 | 181.66 | 248.32 | 317 | 352.3333 |  | 8594.5809 | 7161.83 | 6792.6823 | 6650.929 | 6848.758 |  | 352.3333 | 352.3333 | 352.3333 | 115 | 35.3333 | 118.8579 | 0.030947 | 146
PCC-02 | 2024-08-01 | 8 | 2024 | 2024 | Summer | 115 | 181.66 | 248.32 | 317 | 352.3333 |  | 8594.5809 | 7161.83 | 6792.6823 | 6650.929 | 6848.758 |  | 352.3333 | 352.3333 | 352.3333 | 115 | 35.3333 | 118.8579 | 0.030947 | 146
PCC-02 | 2024-09-01 | 9 | 2024 | 2024 | Summer | 115 | 184.245 | 253.49 | 324.8333 | 359.5 |  | 8594.5809 | 7136.6371 | 6776.822 | 6652.8678 | 6848.758 |  | 359.5 | 359.5 | 359.5 | 115 | 34.6667 | 118.8579 | 0.030947 | 146
PCC-02 | 2024-10-01 | 10 | 2025 | 2024 | Fall | 115 | 186.83 | 258.66 | 332.6667 | 366.6667 |  | 8580.0755 | 7099.8758 | 6750.2767 | 6652.762 | 6844.586 |  | 366.6667 | 366.6667 | 366.6667 | 115 | 34 | 118.8579 | 0.030947 | 146
PCC-02 | 2024-11-01 | 11 | 2025 | 2024 | Fall | 115 | 187.27 | 259.54 | 334 | 370.3333 |  | 8580.0755 | 7095.9636 | 6747.7807 | 6655.3322 | 6844.586 |  | 370.3333 | 370.3333 | 370.3333 | 115 | 36.3333 | 118.8579 | 0.030947 | 146
PCC-02 | 2024-12-01 | 12 | 2025 | 2024 | Winter | 115 | 187.6 | 260.2 | 335 | 373.6667 |  | 8630.0755 | 7143.0539 | 6795.9207 | 6707.4455 | 6911.6989 |  | 373.6667 | 373.6667 | 373.6667 | 115 | 38.6667 | 118.8579 | 0.030947 | 146
PCC-02 | 2025-01-01 | 1 | 2025 | 2025 | Winter | 115 | 187.6 | 260.2 | 335 | 373.6667 |  | 8630.0755 | 7143.0539 | 6795.9207 | 6707.4455 | 6911.6989 |  | 373.6667 | 373.6667 | 373.6667 | 115 | 38.6667 | 118.8579 | 0.030947 | 146
PCC-02 | 2025-02-01 | 2 | 2025 | 2025 | Winter | 115 | 187.49 | 259.98 | 334.6667 | 372.3333 |  | 8630.0755 | 7144.0215 | 6796.5396 | 6706.723 | 6911.6989 |  | 372.3333 | 372.3333 | 372.3333 | 115 | 37.6667 | 118.8579 | 0.030947 | 146
PCC-02 | 2025-03-01 | 3 | 2025 | 2025 | Winter | 115 | 187.27 | 259.54 | 334 | 370.3333 |  | 8630.0755 | 7145.9636 | 6797.7807 | 6705.3322 | 6911.6989 |  | 370.3333 | 370.3333 | 370.3333 | 115 | 36.3333 | 118.8579 | 0.030947 | 146
PCC-02 | 2025-04-01 | 4 | 2025 | 2025 | Spring | 115 | 186.83 | 258.66 | 332.6667 | 366.6667 |  | 8580.0755 | 7099.8758 | 6750.2767 | 6652.762 | 6844.586 |  | 366.6667 | 366.6667 | 366.6667 | 115 | 34 | 118.8579 | 0.030947 | 146
PCC-02 | 2025-05-01 | 5 | 2025 | 2025 | Spring | 115 | 184.245 | 253.49 | 324.8333 | 359.5 |  | 8580.0755 | 7123.6338 | 6765.3207 | 6642.9141 | 6844.586 |  | 359.5 | 359.5 | 359.5 | 115 | 34.6667 | 118.8579 | 0.030947 | 146
PCC-02 | 2025-06-01 | 6 | 2025 | 2025 | Summer | 115 | 181.66 | 248.32 | 317 | 352.3333 |  | 8594.5809 | 7161.83 | 6792.6823 | 6650.929 | 6848.758 |  | 352.3333 | 352.3333 | 352.3333 | 115 | 35.3333 | 118.8579 | 0.030947 | 146
PCC-02 | 2025-07-01 | 7 | 2025 | 2025 | Summer | 115 | 181.66 | 248.32 | 317 | 352.3333 |  | 8594.5809 | 7161.83 | 6792.6823 | 6650.929 | 6848.758 |  | 352.3333 | 352.3333 | 352.3333 | 115 | 35.3333 | 118.8579 | 0.030947 | 146
PCC-02 | 2025-08-01 | 8 | 2025 | 2025 | Summer | 115 | 181.66 | 248.32 | 317 | 352.3333 |  | 8594.5809 | 7161.83 | 6792.6823 | 6650.929 | 6848.758 |  | 352.3333 | 352.3333 | 352.3333 | 115 | 35.3333 | 118.8579 | 0.030947 | 146
PCC-02 | 2025-09-01 | 9 | 2025 | 2025 | Summer | 115 | 184.245 | 253.49 | 324.8333 | 359.5 |  | 8594.5809 | 7136.6371 | 6776.822 | 6652.8678 | 6848.758 |  | 359.5 | 359.5 | 359.5 | 115 | 34.6667 | 118.8579 | 0.030947 | 146
PCC-02 | 2025-10-01 | 10 | 2026 | 2025 | Fall | 115 | 186.83 | 258.66 | 332.6667 | 366.6667 |  | 8580.0755 | 7099.8758 | 6750.2767 | 6652.762 | 6844.586 |  | 366.6667 | 366.6667 | 366.6667 | 115 | 34 | 118.8579 | 0.030947 | 146
PCC-02 | 2025-11-01 | 11 | 2026 | 2025 | Fall | 115 | 187.27 | 259.54 | 334 | 370.3333 |  | 8580.0755 | 7095.9636 | 6747.7807 | 6655.3322 | 6844.586 |  | 370.3333 | 370.3333 | 370.3333 | 115 | 36.3333 | 118.8579 | 0.030947 | 146
PCC-02 | 2025-12-01 | 12 | 2026 | 2025 | Winter | 115 | 187.6 | 260.2 | 335 | 373.6667 |  | 8630.0755 | 7143.0539 | 6795.9207 | 6707.4455 | 6911.6989 |  | 373.6667 | 373.6667 | 373.6667 | 115 | 38.6667 | 118.8579 | 0.030947 | 146
PCC-02 | 2026-01-01 | 1 | 2026 | 2026 | Winter | 115 | 187.6 | 260.2 | 335 | 373.6667 |  | 8630.0755 | 7143.0539 | 6795.9207 | 6707.4455 | 6911.6989 |  | 373.6667 | 373.6667 | 373.6667 | 115 | 38.6667 | 118.8579 | 0.030947 | 146
PCC-02 | 2026-02-01 | 2 | 2026 | 2026 | Winter | 115 | 187.49 | 259.98 | 334.6667 | 372.3333 |  | 8630.0755 | 7144.0215 | 6796.5396 | 6706.723 | 6911.6989 |  | 372.3333 | 372.3333 | 372.3333 | 115 | 37.6667 | 118.8579 | 0.030947 | 146
PCC-02 | 2026-03-01 | 3 | 2026 | 2026 | Winter | 115 | 187.27 | 259.54 | 334 | 370.3333 |  | 8630.0755 | 7145.9636 | 6797.7807 | 6705.3322 | 6911.6989 |  | 370.3333 | 370.3333 | 370.3333 | 115 | 36.3333 | 118.8579 | 0.030947 | 146
PCC-02 | 2026-04-01 | 4 | 2026 | 2026 | Spring | 115 | 186.83 | 258.66 | 332.6667 | 366.6667 |  | 8580.0755 | 7099.8758 | 6750.2767 | 6652.762 | 6844.586 |  | 366.6667 | 366.6667 | 366.6667 | 115 | 34 | 118.8579 | 0.030947 | 146
PCC-02 | 2026-05-01 | 5 | 2026 | 2026 | Spring | 115 | 184.245 | 253.49 | 324.8333 | 359.5 |  | 8580.0755 | 7123.6338 | 6765.3207 | 6642.9141 | 6844.586 |  | 359.5 | 359.5 | 359.5 | 115 | 34.6667 | 118.8579 | 0.030947 | 146
PCC-02 | 2026-06-01 | 6 | 2026 | 2026 | Summer | 115 | 181.66 | 248.32 | 317 | 352.3333 |  | 8594.5809 | 7161.83 | 6792.6823 | 6650.929 | 6848.758 |  | 352.3333 | 352.3333 | 352.3333 | 115 | 35.3333 | 118.8579 | 0.030947 | 146
PCC-02 | 2026-07-01 | 7 | 2026 | 2026 | Summer | 115 | 181.66 | 248.32 | 317 | 352.3333 |  | 8594.5809 | 7161.83 | 6792.6823 | 6650.929 | 6848.758 |  | 352.3333 | 352.3333 | 352.3333 | 115 | 35.3333 | 118.8579 | 0.030947 | 146
PCC-02 | 2026-08-01 | 8 | 2026 | 2026 | Summer | 115 | 181.66 | 248.32 | 317 | 352.3333 |  | 8594.5809 | 7161.83 | 6792.6823 | 6650.929 | 6848.758 |  | 352.3333 | 352.3333 | 352.3333 | 115 | 35.3333 | 118.8579 | 0.030947 | 146
PCC-02 | 2026-09-01 | 9 | 2026 | 2026 | Summer | 115 | 184.245 | 253.49 | 324.8333 | 359.5 |  | 8594.5809 | 7136.6371 | 6776.822 | 6652.8678 | 6848.758 |  | 359.5 | 359.5 | 359.5 | 115 | 34.6667 | 118.8579 | 0.030947 | 146
PCC-02 | 2026-10-01 | 10 | 2027 | 2026 | Fall | 115 | 186.83 | 258.66 | 332.6667 | 366.6667 |  | 8580.0755 | 7099.8758 | 6750.2767 | 6652.762 | 6844.586 |  | 366.6667 | 366.6667 | 366.6667 | 115 | 34 | 118.8579 | 0.030947 | 146
PCC-02 | 2026-11-01 | 11 | 2027 | 2026 | Fall | 115 | 187.27 | 259.54 | 334 | 370.3333 |  | 8580.0755 | 7095.9636 | 6747.7807 | 6655.3322 | 6844.586 |  | 370.3333 | 370.3333 | 370.3333 | 115 | 36.3333 | 118.8579 | 0.030947 | 146
PCC-02 | 2026-12-01 | 12 | 2027 | 2026 | Winter | 115 | 187.6 | 260.2 | 335 | 373.6667 |  | 8630.0755 | 7143.0539 | 6795.9207 | 6707.4455 | 6911.6989 |  | 373.6667 | 373.6667 | 373.6667 | 115 | 38.6667 | 118.8579 | 0.030947 | 146
PCC-02 | 2027-01-01 | 1 | 2027 | 2027 | Winter | 115 | 187.6 | 260.2 | 335 | 373.6667 |  | 8630.0755 | 7143.0539 | 6795.9207 | 6707.4455 | 6911.6989 |  | 373.6667 | 373.6667 | 373.6667 | 115 | 38.6667 | 118.8579 | 0.030947 | 146
PCC-02 | 2027-02-01 | 2 | 2027 | 2027 | Winter | 115 | 187.49 | 259.98 | 334.6667 | 372.3333 |  | 8630.0755 | 7144.0215 | 6796.5396 | 6706.723 | 6911.6989 |  | 372.3333 | 372.3333 | 372.3333 | 115 | 37.6667 | 118.8579 | 0.030947 | 146
PCC-02 | 2027-03-01 | 3 | 2027 | 2027 | Winter | 115 | 187.27 | 259.54 | 334 | 370.3333 |  | 8630.0755 | 7145.9636 | 6797.7807 | 6705.3322 | 6911.6989 |  | 370.3333 | 370.3333 | 370.3333 | 115 | 36.3333 | 118.8579 | 0.030947 | 146
PCC-02 | 2027-04-01 | 4 | 2027 | 2027 | Spring | 115 | 186.83 | 258.66 | 332.6667 | 366.6667 |  | 8580.0755 | 7099.8758 | 6750.2767 | 6652.762 | 6844.586 |  | 366.6667 | 366.6667 | 366.6667 | 115 | 34 | 118.8579 | 0.030947 | 146
PCC-02 | 2027-05-01 | 5 | 2027 | 2027 | Spring | 115 | 184.245 | 253.49 | 324.8333 | 359.5 |  | 8580.0755 | 7123.6338 | 6765.3207 | 6642.9141 | 6844.586 |  | 359.5 | 359.5 | 359.5 | 115 | 34.6667 | 118.8579 | 0.030947 | 146
PCC-02 | 2027-06-01 | 6 | 2027 | 2027 | Summer | 115 | 181.66 | 248.32 | 317 | 352.3333 |  | 8594.5809 | 7161.83 | 6792.6823 | 6650.929 | 6848.758 |  | 352.3333 | 352.3333 | 352.3333 | 115 | 35.3333 | 118.8579 | 0.030947 | 146
PCC-02 | 2027-07-01 | 7 | 2027 | 2027 | Summer | 115 | 181.66 | 248.32 | 317 | 352.3333 |  | 8594.5809 | 7161.83 | 6792.6823 | 6650.929 | 6848.758 |  | 352.3333 | 352.3333 | 352.3333 | 115 | 35.3333 | 118.8579 | 0.030947 | 146
PCC-02 | 2027-08-01 | 8 | 2027 | 2027 | Summer | 115 | 181.66 | 248.32 | 317 | 352.3333 |  | 8594.5809 | 7161.83 | 6792.6823 | 6650.929 | 6848.758 |  | 352.3333 | 352.3333 | 352.3333 | 115 | 35.3333 | 118.8579 | 0.030947 | 146
PCC-02 | 2027-09-01 | 9 | 2027 | 2027 | Summer | 115 | 184.245 | 253.49 | 324.8333 | 359.5 |  | 8594.5809 | 7136.6371 | 6776.822 | 6652.8678 | 6848.758 |  | 359.5 | 359.5 | 359.5 | 115 | 34.6667 | 118.8579 | 0.030947 | 146
PCC-02 | 2027-10-01 | 10 | 2028 | 2027 | Fall | 115 | 186.83 | 258.66 | 332.6667 | 366.6667 |  | 8580.0755 | 7099.8758 | 6750.2767 | 6652.762 | 6844.586 |  | 366.6667 | 366.6667 | 366.6667 | 115 | 34 | 118.8579 | 0.030947 | 146
PCC-02 | 2027-11-01 | 11 | 2028 | 2027 | Fall | 115 | 187.27 | 259.54 | 334 | 370.3333 |  | 8580.0755 | 7095.9636 | 6747.7807 | 6655.3322 | 6844.586 |  | 370.3333 | 370.3333 | 370.3333 | 115 | 36.3333 | 118.8579 | 0.030947 | 146
PCC-02 | 2027-12-01 | 12 | 2028 | 2027 | Winter | 115 | 187.6 | 260.2 | 335 | 373.6667 |  | 8630.0755 | 7143.0539 | 6795.9207 | 6707.4455 | 6911.6989 |  | 373.6667 | 373.6667 | 373.6667 | 115 | 38.6667 | 118.8579 | 0.030947 | 146
PCC-02 | 2028-01-01 | 1 | 2028 | 2028 | Winter | 115 | 187.6 | 260.2 | 335 | 373.6667 |  | 8630.0755 | 7143.0539 | 6795.9207 | 6707.4455 | 6911.6989 |  | 373.6667 | 373.6667 | 373.6667 | 115 | 38.6667 | 118.8579 | 0.030947 | 146
PCC-02 | 2028-02-01 | 2 | 2028 | 2028 | Winter | 115 | 187.49 | 259.98 | 334.6667 | 372.3333 |  | 8630.0755 | 7144.0215 | 6796.5396 | 6706.723 | 6911.6989 |  | 372.3333 | 372.3333 | 372.3333 | 115 | 37.6667 | 118.8579 | 0.030947 | 146
PCC-02 | 2028-03-01 | 3 | 2028 | 2028 | Winter | 115 | 187.27 | 259.54 | 334 | 370.3333 |  | 8630.0755 | 7145.9636 | 6797.7807 | 6705.3322 | 6911.6989 |  | 370.3333 | 370.3333 | 370.3333 | 115 | 36.3333 | 118.8579 | 0.030947 | 146
PCC-02 | 2028-04-01 | 4 | 2028 | 2028 | Spring | 115 | 186.83 | 258.66 | 332.6667 | 366.6667 |  | 8580.0755 | 7099.8758 | 6750.2767 | 6652.762 | 6844.586 |  | 366.6667 | 366.6667 | 366.6667 | 115 | 34 | 118.8579 | 0.030947 | 146
PCC-02 | 2028-05-01 | 5 | 2028 | 2028 | Spring | 115 | 184.245 | 253.49 | 324.8333 | 359.5 |  | 8580.0755 | 7123.6338 | 6765.3207 | 6642.9141 | 6844.586 |  | 359.5 | 359.5 | 359.5 | 115 | 34.6667 | 118.8579 | 0.030947 | 146
PCC-02 | 2028-06-01 | 6 | 2028 | 2028 | Summer | 115 | 181.66 | 248.32 | 317 | 352.3333 |  | 8594.5809 | 7161.83 | 6792.6823 | 6650.929 | 6848.758 |  | 352.3333 | 352.3333 | 352.3333 | 115 | 35.3333 | 118.8579 | 0.030947 | 146
PCC-02 | 2028-07-01 | 7 | 2028 | 2028 | Summer | 115 | 181.66 | 248.32 | 317 | 352.3333 |  | 8594.5809 | 7161.83 | 6792.6823 | 6650.929 | 6848.758 |  | 352.3333 | 352.3333 | 352.3333 | 115 | 35.3333 | 118.8579 | 0.030947 | 146
PCC-02 | 2028-08-01 | 8 | 2028 | 2028 | Summer | 115 | 181.66 | 248.32 | 317 | 352.3333 |  | 8594.5809 | 7161.83 | 6792.6823 | 6650.929 | 6848.758 |  | 352.3333 | 352.3333 | 352.3333 | 115 | 35.3333 | 118.8579 | 0.030947 | 146
PCC-02 | 2028-09-01 | 9 | 2028 | 2028 | Summer | 115 | 184.245 | 253.49 | 324.8333 | 359.5 |  | 8594.5809 | 7136.6371 | 6776.822 | 6652.8678 | 6848.758 |  | 359.5 | 359.5 | 359.5 | 115 | 34.6667 | 118.8579 | 0.030947 | 146
PCC-02 | 2028-10-01 | 10 | 2029 | 2028 | Fall | 115 | 186.83 | 258.66 | 332.6667 | 366.6667 |  | 8580.0755 | 7099.8758 | 6750.2767 | 6652.762 | 6844.586 |  | 366.6667 | 366.6667 | 366.6667 | 115 | 34 | 118.8579 | 0.030947 | 146
PCC-02 | 2028-11-01 | 11 | 2029 | 2028 | Fall | 115 | 187.27 | 259.54 | 334 | 370.3333 |  | 8580.0755 | 7095.9636 | 6747.7807 | 6655.3322 | 6844.586 |  | 370.3333 | 370.3333 | 370.3333 | 115 | 36.3333 | 118.8579 | 0.030947 | 146
PCC-02 | 2028-12-01 | 12 | 2029 | 2028 | Winter | 115 | 187.6 | 260.2 | 335 | 373.6667 |  | 8630.0755 | 7143.0539 | 6795.9207 | 6707.4455 | 6911.6989 |  | 373.6667 | 373.6667 | 373.6667 | 115 | 38.6667 | 118.8579 | 0.030947 | 146
PCC-02 | 2029-01-01 | 1 | 2029 | 2029 | Winter | 115 | 187.6 | 260.2 | 335 | 373.6667 |  | 8630.0755 | 7143.0539 | 6795.9207 | 6707.4455 | 6911.6989 |  | 373.6667 | 373.6667 | 373.6667 | 115 | 38.6667 | 118.8579 | 0.030947 | 146
PCC-02 | 2029-02-01 | 2 | 2029 | 2029 | Winter | 115 | 187.49 | 259.98 | 334.6667 | 372.3333 |  | 8630.0755 | 7144.0215 | 6796.5396 | 6706.723 | 6911.6989 |  | 372.3333 | 372.3333 | 372.3333 | 115 | 37.6667 | 118.8579 | 0.030947 | 146
PCC-02 | 2029-03-01 | 3 | 2029 | 2029 | Winter | 115 | 187.27 | 259.54 | 334 | 370.3333 |  | 8630.0755 | 7145.9636 | 6797.7807 | 6705.3322 | 6911.6989 |  | 370.3333 | 370.3333 | 370.3333 | 115 | 36.3333 | 118.8579 | 0.030947 | 146
PCC-02 | 2029-04-01 | 4 | 2029 | 2029 | Spring | 115 | 186.83 | 258.66 | 332.6667 | 366.6667 |  | 8580.0755 | 7099.8758 | 6750.2767 | 6652.762 | 6844.586 |  | 366.6667 | 366.6667 | 366.6667 | 115 | 34 | 118.8579 | 0.030947 | 146
PCC-02 | 2029-05-01 | 5 | 2029 | 2029 | Spring | 115 | 184.245 | 253.49 | 324.8333 | 359.5 |  | 8580.0755 | 7123.6338 | 6765.3207 | 6642.9141 | 6844.586 |  | 359.5 | 359.5 | 359.5 | 115 | 34.6667 | 118.8579 | 0.030947 | 146
PCC-02 | 2029-06-01 | 6 | 2029 | 2029 | Summer | 115 | 181.66 | 248.32 | 317 | 352.3333 |  | 8594.5809 | 7161.83 | 6792.6823 | 6650.929 | 6848.758 |  | 352.3333 | 352.3333 | 352.3333 | 115 | 35.3333 | 118.8579 | 0.030947 | 146
PCC-02 | 2029-07-01 | 7 | 2029 | 2029 | Summer | 115 | 181.66 | 248.32 | 317 | 352.3333 |  | 8594.5809 | 7161.83 | 6792.6823 | 6650.929 | 6848.758 |  | 352.3333 | 352.3333 | 352.3333 | 115 | 35.3333 | 118.8579 | 0.030947 | 146
PCC-02 | 2029-08-01 | 8 | 2029 | 2029 | Summer | 115 | 181.66 | 248.32 | 317 | 352.3333 |  | 8594.5809 | 7161.83 | 6792.6823 | 6650.929 | 6848.758 |  | 352.3333 | 352.3333 | 352.3333 | 115 | 35.3333 | 118.8579 | 0.030947 | 146
PCC-02 | 2029-09-01 | 9 | 2029 | 2029 | Summer | 115 | 184.245 | 253.49 | 324.8333 | 359.5 |  | 8594.5809 | 7136.6371 | 6776.822 | 6652.8678 | 6848.758 |  | 359.5 | 359.5 | 359.5 | 115 | 34.6667 | 118.8579 | 0.030947 | 146
PCC-02 | 2029-10-01 | 10 | 2030 | 2029 | Fall | 115 | 186.83 | 258.66 | 332.6667 | 366.6667 |  | 8580.0755 | 7099.8758 | 6750.2767 | 6652.762 | 6844.586 |  | 366.6667 | 366.6667 | 366.6667 | 115 | 34 | 118.8579 | 0.030947 | 146
PCC-02 | 2029-11-01 | 11 | 2030 | 2029 | Fall | 115 | 187.27 | 259.54 | 334 | 370.3333 |  | 8580.0755 | 7095.9636 | 6747.7807 | 6655.3322 | 6844.586 |  | 370.3333 | 370.3333 | 370.3333 | 115 | 36.3333 | 118.8579 | 0.030947 | 146
PCC-02 | 2029-12-01 | 12 | 2030 | 2029 | Winter | 115 | 187.6 | 260.2 | 335 | 373.6667 |  | 8630.0755 | 7143.0539 | 6795.9207 | 6707.4455 | 6911.6989 |  | 373.6667 | 373.6667 | 373.6667 | 115 | 38.6667 | 118.8579 | 0.030947 | 146
PCC-02 | 2030-01-01 | 1 | 2030 | 2030 | Winter | 115 | 187.6 | 260.2 | 335 | 373.6667 |  | 8630.0755 | 7143.0539 | 6795.9207 | 6707.4455 | 6911.6989 |  | 373.6667 | 373.6667 | 373.6667 | 115 | 38.6667 | 118.8579 | 0.030947 | 146
PCC-02 | 2030-02-01 | 2 | 2030 | 2030 | Winter | 115 | 187.49 | 259.98 | 334.6667 | 372.3333 |  | 8630.0755 | 7144.0215 | 6796.5396 | 6706.723 | 6911.6989 |  | 372.3333 | 372.3333 | 372.3333 | 115 | 37.6667 | 118.8579 | 0.030947 | 146
PCC-02 | 2030-03-01 | 3 | 2030 | 2030 | Winter | 115 | 187.27 | 259.54 | 334 | 370.3333 |  | 8630.0755 | 7145.9636 | 6797.7807 | 6705.3322 | 6911.6989 |  | 370.3333 | 370.3333 | 370.3333 | 115 | 36.3333 | 118.8579 | 0.030947 | 146
PCC-02 | 2030-04-01 | 4 | 2030 | 2030 | Spring | 115 | 186.83 | 258.66 | 332.6667 | 366.6667 |  | 8580.0755 | 7099.8758 | 6750.2767 | 6652.762 | 6844.586 |  | 366.6667 | 366.6667 | 366.6667 | 115 | 34 | 118.8579 | 0.030947 | 146
PCC-02 | 2030-05-01 | 5 | 2030 | 2030 | Spring | 115 | 184.245 | 253.49 | 324.8333 | 359.5 |  | 8580.0755 | 7123.6338 | 6765.3207 | 6642.9141 | 6844.586 |  | 359.5 | 359.5 | 359.5 | 115 | 34.6667 | 118.8579 | 0.030947 | 146
PCC-02 | 2030-06-01 | 6 | 2030 | 2030 | Summer | 115 | 181.66 | 248.32 | 317 | 352.3333 |  | 8594.5809 | 7161.83 | 6792.6823 | 6650.929 | 6848.758 |  | 352.3333 | 352.3333 | 352.3333 | 115 | 35.3333 | 118.8579 | 0.030947 | 146
PCC-02 | 2030-07-01 | 7 | 2030 | 2030 | Summer | 115 | 181.66 | 248.32 | 317 | 352.3333 |  | 8594.5809 | 7161.83 | 6792.6823 | 6650.929 | 6848.758 |  | 352.3333 | 352.3333 | 352.3333 | 115 | 35.3333 | 118.8579 | 0.030947 | 146
PCC-02 | 2030-08-01 | 8 | 2030 | 2030 | Summer | 115 | 181.66 | 248.32 | 317 | 352.3333 |  | 8594.5809 | 7161.83 | 6792.6823 | 6650.929 | 6848.758 |  | 352.3333 | 352.3333 | 352.3333 | 115 | 35.3333 | 118.8579 | 0.030947 | 146
PCC-02 | 2030-09-01 | 9 | 2030 | 2030 | Summer | 115 | 184.245 | 253.49 | 324.8333 | 359.5 |  | 8594.5809 | 7136.6371 | 6776.822 | 6652.8678 | 6848.758 |  | 359.5 | 359.5 | 359.5 | 115 | 34.6667 | 118.8579 | 0.030947 | 146
PCC-02 | 2030-10-01 | 10 | 2031 | 2030 | Fall | 115 | 186.83 | 258.66 | 332.6667 | 366.6667 |  | 8580.0755 | 7099.8758 | 6750.2767 | 6652.762 | 6844.586 |  | 366.6667 | 366.6667 | 366.6667 | 115 | 34 | 118.8579 | 0.030947 | 146
PCC-02 | 2030-11-01 | 11 | 2031 | 2030 | Fall | 115 | 187.27 | 259.54 | 334 | 370.3333 |  | 8580.0755 | 7095.9636 | 6747.7807 | 6655.3322 | 6844.586 |  | 370.3333 | 370.3333 | 370.3333 | 115 | 36.3333 | 118.8579 | 0.030947 | 146
PCC-02 | 2030-12-01 | 12 | 2031 | 2030 | Winter | 115 | 187.6 | 260.2 | 335 | 373.6667 |  | 8630.0755 | 7143.0539 | 6795.9207 | 6707.4455 | 6911.6989 |  | 373.6667 | 373.6667 | 373.6667 | 115 | 38.6667 | 118.8579 | 0.030947 | 146
PCC-02 | 2031-01-01 | 1 | 2031 | 2031 | Winter | 115 | 187.6 | 260.2 | 335 | 373.6667 |  | 8630.0755 | 7143.0539 | 6795.9207 | 6707.4455 | 6911.6989 |  | 373.6667 | 373.6667 | 373.6667 | 115 | 38.6667 | 118.8579 | 0.030947 | 146
PCC-02 | 2031-02-01 | 2 | 2031 | 2031 | Winter | 115 | 187.49 | 259.98 | 334.6667 | 372.3333 |  | 8630.0755 | 7144.0215 | 6796.5396 | 6706.723 | 6911.6989 |  | 372.3333 | 372.3333 | 372.3333 | 115 | 37.6667 | 118.8579 | 0.030947 | 146
PCC-02 | 2031-03-01 | 3 | 2031 | 2031 | Winter | 115 | 187.27 | 259.54 | 334 | 370.3333 |  | 8630.0755 | 7145.9636 | 6797.7807 | 6705.3322 | 6911.6989 |  | 370.3333 | 370.3333 | 370.3333 | 115 | 36.3333 | 118.8579 | 0.030947 | 146
PCC-02 | 2031-04-01 | 4 | 2031 | 2031 | Spring | 115 | 186.83 | 258.66 | 332.6667 | 366.6667 |  | 8580.0755 | 7099.8758 | 6750.2767 | 6652.762 | 6844.586 |  | 366.6667 | 366.6667 | 366.6667 | 115 | 34 | 118.8579 | 0.030947 | 146
PCC-02 | 2031-05-01 | 5 | 2031 | 2031 | Spring | 115 | 184.245 | 253.49 | 324.8333 | 359.5 |  | 8580.0755 | 7123.6338 | 6765.3207 | 6642.9141 | 6844.586 |  | 359.5 | 359.5 | 359.5 | 115 | 34.6667 | 118.8579 | 0.030947 | 146
PCC-02 | 2031-06-01 | 6 | 2031 | 2031 | Summer | 115 | 181.66 | 248.32 | 317 | 352.3333 |  | 8594.5809 | 7161.83 | 6792.6823 | 6650.929 | 6848.758 |  | 352.3333 | 352.3333 | 352.3333 | 115 | 35.3333 | 118.8579 | 0.030947 | 146
PCC-02 | 2031-07-01 | 7 | 2031 | 2031 | Summer | 115 | 181.66 | 248.32 | 317 | 352.3333 |  | 8594.5809 | 7161.83 | 6792.6823 | 6650.929 | 6848.758 |  | 352.3333 | 352.3333 | 352.3333 | 115 | 35.3333 | 118.8579 | 0.030947 | 146
PCC-02 | 2031-08-01 | 8 | 2031 | 2031 | Summer | 115 | 181.66 | 248.32 | 317 | 352.3333 |  | 8594.5809 | 7161.83 | 6792.6823 | 6650.929 | 6848.758 |  | 352.3333 | 352.3333 | 352.3333 | 115 | 35.3333 | 118.8579 | 0.030947 | 146
PCC-02 | 2031-09-01 | 9 | 2031 | 2031 | Summer | 115 | 184.245 | 253.49 | 324.8333 | 359.5 |  | 8594.5809 | 7136.6371 | 6776.822 | 6652.8678 | 6848.758 |  | 359.5 | 359.5 | 359.5 | 115 | 34.6667 | 118.8579 | 0.030947 | 146
PCC-02 | 2031-10-01 | 10 | 2032 | 2031 | Fall | 115 | 186.83 | 258.66 | 332.6667 | 366.6667 |  | 8580.0755 | 7099.8758 | 6750.2767 | 6652.762 | 6844.586 |  | 366.6667 | 366.6667 | 366.6667 | 115 | 34 | 118.8579 | 0.030947 | 146
PCC-02 | 2031-11-01 | 11 | 2032 | 2031 | Fall | 115 | 187.27 | 259.54 | 334 | 370.3333 |  | 8580.0755 | 7095.9636 | 6747.7807 | 6655.3322 | 6844.586 |  | 370.3333 | 370.3333 | 370.3333 | 115 | 36.3333 | 118.8579 | 0.030947 | 146
PCC-02 | 2031-12-01 | 12 | 2032 | 2031 | Winter | 115 | 187.6 | 260.2 | 335 | 373.6667 |  | 8630.0755 | 7143.0539 | 6795.9207 | 6707.4455 | 6911.6989 |  | 373.6667 | 373.6667 | 373.6667 | 115 | 38.6667 | 118.8579 | 0.030947 | 146
PCC-02 | 2032-01-01 | 1 | 2032 | 2032 | Winter | 115 | 187.6 | 260.2 | 335 | 373.6667 |  | 8630.0755 | 7143.0539 | 6795.9207 | 6707.4455 | 6911.6989 |  | 373.6667 | 373.6667 | 373.6667 | 115 | 38.6667 | 118.8579 | 0.030947 | 146
PCC-02 | 2032-02-01 | 2 | 2032 | 2032 | Winter | 115 | 187.49 | 259.98 | 334.6667 | 372.3333 |  | 8630.0755 | 7144.0215 | 6796.5396 | 6706.723 | 6911.6989 |  | 372.3333 | 372.3333 | 372.3333 | 115 | 37.6667 | 118.8579 | 0.030947 | 146
PCC-02 | 2032-03-01 | 3 | 2032 | 2032 | Winter | 115 | 187.27 | 259.54 | 334 | 370.3333 |  | 8630.0755 | 7145.9636 | 6797.7807 | 6705.3322 | 6911.6989 |  | 370.3333 | 370.3333 | 370.3333 | 115 | 36.3333 | 118.8579 | 0.030947 | 146
PCC-02 | 2032-04-01 | 4 | 2032 | 2032 | Spring | 115 | 186.83 | 258.66 | 332.6667 | 366.6667 |  | 8580.0755 | 7099.8758 | 6750.2767 | 6652.762 | 6844.586 |  | 366.6667 | 366.6667 | 366.6667 | 115 | 34 | 118.8579 | 0.030947 | 146
PCC-02 | 2032-05-01 | 5 | 2032 | 2032 | Spring | 115 | 184.245 | 253.49 | 324.8333 | 359.5 |  | 8580.0755 | 7123.6338 | 6765.3207 | 6642.9141 | 6844.586 |  | 359.5 | 359.5 | 359.5 | 115 | 34.6667 | 118.8579 | 0.030947 | 146
PCC-02 | 2032-06-01 | 6 | 2032 | 2032 | Summer | 115 | 181.66 | 248.32 | 317 | 352.3333 |  | 8594.5809 | 7161.83 | 6792.6823 | 6650.929 | 6848.758 |  | 352.3333 | 352.3333 | 352.3333 | 115 | 35.3333 | 118.8579 | 0.030947 | 146
PCC-02 | 2032-07-01 | 7 | 2032 | 2032 | Summer | 115 | 181.66 | 248.32 | 317 | 352.3333 |  | 8594.5809 | 7161.83 | 6792.6823 | 6650.929 | 6848.758 |  | 352.3333 | 352.3333 | 352.3333 | 115 | 35.3333 | 118.8579 | 0.030947 | 146
PCC-02 | 2032-08-01 | 8 | 2032 | 2032 | Summer | 115 | 181.66 | 248.32 | 317 | 352.3333 |  | 8594.5809 | 7161.83 | 6792.6823 | 6650.929 | 6848.758 |  | 352.3333 | 352.3333 | 352.3333 | 115 | 35.3333 | 118.8579 | 0.030947 | 146
PCC-02 | 2032-09-01 | 9 | 2032 | 2032 | Summer | 115 | 184.245 | 253.49 | 324.8333 | 359.5 |  | 8594.5809 | 7136.6371 | 6776.822 | 6652.8678 | 6848.758 |  | 359.5 | 359.5 | 359.5 | 115 | 34.6667 | 118.8579 | 0.030947 | 146
PCC-02 | 2032-10-01 | 10 | 2033 | 2032 | Fall | 115 | 186.83 | 258.66 | 332.6667 | 366.6667 |  | 8580.0755 | 7099.8758 | 6750.2767 | 6652.762 | 6844.586 |  | 366.6667 | 366.6667 | 366.6667 | 115 | 34 | 118.8579 | 0.030947 | 146
PCC-02 | 2032-11-01 | 11 | 2033 | 2032 | Fall | 115 | 187.27 | 259.54 | 334 | 370.3333 |  | 8580.0755 | 7095.9636 | 6747.7807 | 6655.3322 | 6844.586 |  | 370.3333 | 370.3333 | 370.3333 | 115 | 36.3333 | 118.8579 | 0.030947 | 146
PCC-02 | 2032-12-01 | 12 | 2033 | 2032 | Winter | 115 | 187.6 | 260.2 | 335 | 373.6667 |  | 8630.0755 | 7143.0539 | 6795.9207 | 6707.4455 | 6911.6989 |  | 373.6667 | 373.6667 | 373.6667 | 115 | 38.6667 | 118.8579 | 0.030947 | 146
PCC-02 | 2033-01-01 | 1 | 2033 | 2033 | Winter | 115 | 187.6 | 260.2 | 335 | 373.6667 |  | 8630.0755 | 7143.0539 | 6795.9207 | 6707.4455 | 6911.6989 |  | 373.6667 | 373.6667 | 373.6667 | 115 | 38.6667 | 118.8579 | 0.030947 | 146
PCC-02 | 2033-02-01 | 2 | 2033 | 2033 | Winter | 115 | 187.49 | 259.98 | 334.6667 | 372.3333 |  | 8630.0755 | 7144.0215 | 6796.5396 | 6706.723 | 6911.6989 |  | 372.3333 | 372.3333 | 372.3333 | 115 | 37.6667 | 118.8579 | 0.030947 | 146
PCC-02 | 2033-03-01 | 3 | 2033 | 2033 | Winter | 115 | 187.27 | 259.54 | 334 | 370.3333 |  | 8630.0755 | 7145.9636 | 6797.7807 | 6705.3322 | 6911.6989 |  | 370.3333 | 370.3333 | 370.3333 | 115 | 36.3333 | 118.8579 | 0.030947 | 146
PCC-02 | 2033-04-01 | 4 | 2033 | 2033 | Spring | 115 | 186.83 | 258.66 | 332.6667 | 366.6667 |  | 8580.0755 | 7099.8758 | 6750.2767 | 6652.762 | 6844.586 |  | 366.6667 | 366.6667 | 366.6667 | 115 | 34 | 118.8579 | 0.030947 | 146
PCC-02 | 2033-05-01 | 5 | 2033 | 2033 | Spring | 115 | 184.245 | 253.49 | 324.8333 | 359.5 |  | 8580.0755 | 7123.6338 | 6765.3207 | 6642.9141 | 6844.586 |  | 359.5 | 359.5 | 359.5 | 115 | 34.6667 | 118.8579 | 0.030947 | 146
PCC-02 | 2033-06-01 | 6 | 2033 | 2033 | Summer | 115 | 181.66 | 248.32 | 317 | 352.3333 |  | 8594.5809 | 7161.83 | 6792.6823 | 6650.929 | 6848.758 |  | 352.3333 | 352.3333 | 352.3333 | 115 | 35.3333 | 118.8579 | 0.030947 | 146
PCC-02 | 2033-07-01 | 7 | 2033 | 2033 | Summer | 115 | 181.66 | 248.32 | 317 | 352.3333 |  | 8594.5809 | 7161.83 | 6792.6823 | 6650.929 | 6848.758 |  | 352.3333 | 352.3333 | 352.3333 | 115 | 35.3333 | 118.8579 | 0.030947 | 146
PCC-02 | 2033-08-01 | 8 | 2033 | 2033 | Summer | 115 | 181.66 | 248.32 | 317 | 352.3333 |  | 8594.5809 | 7161.83 | 6792.6823 | 6650.929 | 6848.758 |  | 352.3333 | 352.3333 | 352.3333 | 115 | 35.3333 | 118.8579 | 0.030947 | 146
PCC-02 | 2033-09-01 | 9 | 2033 | 2033 | Summer | 115 | 184.245 | 253.49 | 324.8333 | 359.5 |  | 8594.5809 | 7136.6371 | 6776.822 | 6652.8678 | 6848.758 |  | 359.5 | 359.5 | 359.5 | 115 | 34.6667 | 118.8579 | 0.030947 | 146
PCC-02 | 2033-10-01 | 10 | 2034 | 2033 | Fall | 115 | 186.83 | 258.66 | 332.6667 | 366.6667 |  | 8580.0755 | 7099.8758 | 6750.2767 | 6652.762 | 6844.586 |  | 366.6667 | 366.6667 | 366.6667 | 115 | 34 | 118.8579 | 0.030947 | 146
PCC-02 | 2033-11-01 | 11 | 2034 | 2033 | Fall | 115 | 187.27 | 259.54 | 334 | 370.3333 |  | 8580.0755 | 7095.9636 | 6747.7807 | 6655.3322 | 6844.586 |  | 370.3333 | 370.3333 | 370.3333 | 115 | 36.3333 | 118.8579 | 0.030947 | 146
PCC-02 | 2033-12-01 | 12 | 2034 | 2033 | Winter | 115 | 187.6 | 260.2 | 335 | 373.6667 |  | 8630.0755 | 7143.0539 | 6795.9207 | 6707.4455 | 6911.6989 |  | 373.6667 | 373.6667 | 373.6667 | 115 | 38.6667 | 118.8579 | 0.030947 | 146
PCC-02 | 2034-01-01 | 1 | 2034 | 2034 | Winter | 115 | 187.6 | 260.2 | 335 | 373.6667 |  | 8630.0755 | 7143.0539 | 6795.9207 | 6707.4455 | 6911.6989 |  | 373.6667 | 373.6667 | 373.6667 | 115 | 38.6667 | 118.8579 | 0.030947 | 146
PCC-02 | 2034-02-01 | 2 | 2034 | 2034 | Winter | 115 | 187.49 | 259.98 | 334.6667 | 372.3333 |  | 8630.0755 | 7144.0215 | 6796.5396 | 6706.723 | 6911.6989 |  | 372.3333 | 372.3333 | 372.3333 | 115 | 37.6667 | 118.8579 | 0.030947 | 146
PCC-02 | 2034-03-01 | 3 | 2034 | 2034 | Winter | 115 | 187.27 | 259.54 | 334 | 370.3333 |  | 8630.0755 | 7145.9636 | 6797.7807 | 6705.3322 | 6911.6989 |  | 370.3333 | 370.3333 | 370.3333 | 115 | 36.3333 | 118.8579 | 0.030947 | 146
PCC-02 | 2034-04-01 | 4 | 2034 | 2034 | Spring | 115 | 186.83 | 258.66 | 332.6667 | 366.6667 |  | 8580.0755 | 7099.8758 | 6750.2767 | 6652.762 | 6844.586 |  | 366.6667 | 366.6667 | 366.6667 | 115 | 34 | 118.8579 | 0.030947 | 146
PCC-02 | 2034-05-01 | 5 | 2034 | 2034 | Spring | 115 | 184.245 | 253.49 | 324.8333 | 359.5 |  | 8580.0755 | 7123.6338 | 6765.3207 | 6642.9141 | 6844.586 |  | 359.5 | 359.5 | 359.5 | 115 | 34.6667 | 118.8579 | 0.030947 | 146
PCC-02 | 2034-06-01 | 6 | 2034 | 2034 | Summer | 115 | 181.66 | 248.32 | 317 | 352.3333 |  | 8594.5809 | 7161.83 | 6792.6823 | 6650.929 | 6848.758 |  | 352.3333 | 352.3333 | 352.3333 | 115 | 35.3333 | 118.8579 | 0.030947 | 146
PCC-02 | 2034-07-01 | 7 | 2034 | 2034 | Summer | 115 | 181.66 | 248.32 | 317 | 352.3333 |  | 8594.5809 | 7161.83 | 6792.6823 | 6650.929 | 6848.758 |  | 352.3333 | 352.3333 | 352.3333 | 115 | 35.3333 | 118.8579 | 0.030947 | 146
PCC-02 | 2034-08-01 | 8 | 2034 | 2034 | Summer | 115 | 181.66 | 248.32 | 317 | 352.3333 |  | 8594.5809 | 7161.83 | 6792.6823 | 6650.929 | 6848.758 |  | 352.3333 | 352.3333 | 352.3333 | 115 | 35.3333 | 118.8579 | 0.030947 | 146
PCC-02 | 2034-09-01 | 9 | 2034 | 2034 | Summer | 115 | 184.245 | 253.49 | 324.8333 | 359.5 |  | 8594.5809 | 7136.6371 | 6776.822 | 6652.8678 | 6848.758 |  | 359.5 | 359.5 | 359.5 | 115 | 34.6667 | 118.8579 | 0.030947 | 146
PCC-02 | 2034-10-01 | 10 | 2035 | 2034 | Fall | 115 | 186.83 | 258.66 | 332.6667 | 366.6667 |  | 8580.0755 | 7099.8758 | 6750.2767 | 6652.762 | 6844.586 |  | 366.6667 | 366.6667 | 366.6667 | 115 | 34 | 118.8579 | 0.030947 | 146
PCC-02 | 2034-11-01 | 11 | 2035 | 2034 | Fall | 115 | 187.27 | 259.54 | 334 | 370.3333 |  | 8580.0755 | 7095.9636 | 6747.7807 | 6655.3322 | 6844.586 |  | 370.3333 | 370.3333 | 370.3333 | 115 | 36.3333 | 118.8579 | 0.030947 | 146
PCC-02 | 2034-12-01 | 12 | 2035 | 2034 | Winter | 115 | 187.6 | 260.2 | 335 | 373.6667 |  | 8630.0755 | 7143.0539 | 6795.9207 | 6707.4455 | 6911.6989 |  | 373.6667 | 373.6667 | 373.6667 | 115 | 38.6667 | 118.8579 | 0.030947 | 146
PCC-02 | 2035-01-01 | 1 | 2035 | 2035 | Winter | 115 | 187.6 | 260.2 | 335 | 373.6667 |  | 8630.0755 | 7143.0539 | 6795.9207 | 6707.4455 | 6911.6989 |  | 373.6667 | 373.6667 | 373.6667 | 115 | 38.6667 | 118.8579 | 0.030947 | 146
PCC-02 | 2035-02-01 | 2 | 2035 | 2035 | Winter | 115 | 187.49 | 259.98 | 334.6667 | 372.3333 |  | 8630.0755 | 7144.0215 | 6796.5396 | 6706.723 | 6911.6989 |  | 372.3333 | 372.3333 | 372.3333 | 115 | 37.6667 | 118.8579 | 0.030947 | 146
PCC-02 | 2035-03-01 | 3 | 2035 | 2035 | Winter | 115 | 187.27 | 259.54 | 334 | 370.3333 |  | 8630.0755 | 7145.9636 | 6797.7807 | 6705.3322 | 6911.6989 |  | 370.3333 | 370.3333 | 370.3333 | 115 | 36.3333 | 118.8579 | 0.030947 | 146
PCC-02 | 2035-04-01 | 4 | 2035 | 2035 | Spring | 115 | 186.83 | 258.66 | 332.6667 | 366.6667 |  | 8580.0755 | 7099.8758 | 6750.2767 | 6652.762 | 6844.586 |  | 366.6667 | 366.6667 | 366.6667 | 115 | 34 | 118.8579 | 0.030947 | 146
PCC-02 | 2035-05-01 | 5 | 2035 | 2035 | Spring | 115 | 184.245 | 253.49 | 324.8333 | 359.5 |  | 8580.0755 | 7123.6338 | 6765.3207 | 6642.9141 | 6844.586 |  | 359.5 | 359.5 | 359.5 | 115 | 34.6667 | 118.8579 | 0.030947 | 146
PCC-02 | 2035-06-01 | 6 | 2035 | 2035 | Summer | 115 | 181.66 | 248.32 | 317 | 352.3333 |  | 8594.5809 | 7161.83 | 6792.6823 | 6650.929 | 6848.758 |  | 352.3333 | 352.3333 | 352.3333 | 115 | 35.3333 | 118.8579 | 0.030947 | 146
PCC-02 | 2035-07-01 | 7 | 2035 | 2035 | Summer | 115 | 181.66 | 248.32 | 317 | 352.3333 |  | 8594.5809 | 7161.83 | 6792.6823 | 6650.929 | 6848.758 |  | 352.3333 | 352.3333 | 352.3333 | 115 | 35.3333 | 118.8579 | 0.030947 | 146
PCC-02 | 2035-08-01 | 8 | 2035 | 2035 | Summer | 115 | 181.66 | 248.32 | 317 | 352.3333 |  | 8594.5809 | 7161.83 | 6792.6823 | 6650.929 | 6848.758 |  | 352.3333 | 352.3333 | 352.3333 | 115 | 35.3333 | 118.8579 | 0.030947 | 146
PCC-02 | 2035-09-01 | 9 | 2035 | 2035 | Summer | 115 | 184.245 | 253.49 | 324.8333 | 359.5 |  | 8594.5809 | 7136.6371 | 6776.822 | 6652.8678 | 6848.758 |  | 359.5 | 359.5 | 359.5 | 115 | 34.6667 | 118.8579 | 0.030947 | 146
PCC-02 | 2035-10-01 | 10 | 2036 | 2035 | Fall | 115 | 186.83 | 258.66 | 332.6667 | 366.6667 |  | 8580.0755 | 7099.8758 | 6750.2767 | 6652.762 | 6844.586 |  | 366.6667 | 366.6667 | 366.6667 | 115 | 34 | 118.8579 | 0.030947 | 146
PCC-02 | 2035-11-01 | 11 | 2036 | 2035 | Fall | 115 | 187.27 | 259.54 | 334 | 370.3333 |  | 8580.0755 | 7095.9636 | 6747.7807 | 6655.3322 | 6844.586 |  | 370.3333 | 370.3333 | 370.3333 | 115 | 36.3333 | 118.8579 | 0.030947 | 146
PCC-02 | 2035-12-01 | 12 | 2036 | 2035 | Winter | 115 | 187.6 | 260.2 | 335 | 373.6667 |  | 8630.0755 | 7143.0539 | 6795.9207 | 6707.4455 | 6911.6989 |  | 373.6667 | 373.6667 | 373.6667 | 115 | 38.6667 | 118.8579 | 0.030947 | 146
PCC-02 | 2036-01-01 | 1 | 2036 | 2036 | Winter | 115 | 187.6 | 260.2 | 335 | 373.6667 |  | 8630.0755 | 7143.0539 | 6795.9207 | 6707.4455 | 6911.6989 |  | 373.6667 | 373.6667 | 373.6667 | 115 | 38.6667 | 118.8579 | 0.030947 | 146
PCC-02 | 2036-02-01 | 2 | 2036 | 2036 | Winter | 115 | 187.49 | 259.98 | 334.6667 | 372.3333 |  | 8630.0755 | 7144.0215 | 6796.5396 | 6706.723 | 6911.6989 |  | 372.3333 | 372.3333 | 372.3333 | 115 | 37.6667 | 118.8579 | 0.030947 | 146
PCC-02 | 2036-03-01 | 3 | 2036 | 2036 | Winter | 115 | 187.27 | 259.54 | 334 | 370.3333 |  | 8630.0755 | 7145.9636 | 6797.7807 | 6705.3322 | 6911.6989 |  | 370.3333 | 370.3333 | 370.3333 | 115 | 36.3333 | 118.8579 | 0.030947 | 146
PCC-02 | 2036-04-01 | 4 | 2036 | 2036 | Spring | 115 | 186.83 | 258.66 | 332.6667 | 366.6667 |  | 8580.0755 | 7099.8758 | 6750.2767 | 6652.762 | 6844.586 |  | 366.6667 | 366.6667 | 366.6667 | 115 | 34 | 118.8579 | 0.030947 | 146
PCC-02 | 2036-05-01 | 5 | 2036 | 2036 | Spring | 115 | 184.245 | 253.49 | 324.8333 | 359.5 |  | 8580.0755 | 7123.6338 | 6765.3207 | 6642.9141 | 6844.586 |  | 359.5 | 359.5 | 359.5 | 115 | 34.6667 | 118.8579 | 0.030947 | 146
PCC-02 | 2036-06-01 | 6 | 2036 | 2036 | Summer | 115 | 181.66 | 248.32 | 317 | 352.3333 |  | 8594.5809 | 7161.83 | 6792.6823 | 6650.929 | 6848.758 |  | 352.3333 | 352.3333 | 352.3333 | 115 | 35.3333 | 118.8579 | 0.030947 | 146
PCC-02 | 2036-07-01 | 7 | 2036 | 2036 | Summer | 115 | 181.66 | 248.32 | 317 | 352.3333 |  | 8594.5809 | 7161.83 | 6792.6823 | 6650.929 | 6848.758 |  | 352.3333 | 352.3333 | 352.3333 | 115 | 35.3333 | 118.8579 | 0.030947 | 146
PCC-02 | 2036-08-01 | 8 | 2036 | 2036 | Summer | 115 | 181.66 | 248.32 | 317 | 352.3333 |  | 8594.5809 | 7161.83 | 6792.6823 | 6650.929 | 6848.758 |  | 352.3333 | 352.3333 | 352.3333 | 115 | 35.3333 | 118.8579 | 0.030947 | 146
PCC-02 | 2036-09-01 | 9 | 2036 | 2036 | Summer | 115 | 184.245 | 253.49 | 324.8333 | 359.5 |  | 8594.5809 | 7136.6371 | 6776.822 | 6652.8678 | 6848.758 |  | 359.5 | 359.5 | 359.5 | 115 | 34.6667 | 118.8579 | 0.030947 | 146
PCC-02 | 2036-10-01 | 10 | 2037 | 2036 | Fall | 115 | 186.83 | 258.66 | 332.6667 | 366.6667 |  | 8580.0755 | 7099.8758 | 6750.2767 | 6652.762 | 6844.586 |  | 366.6667 | 366.6667 | 366.6667 | 115 | 34 | 118.8579 | 0.030947 | 146
PCC-02 | 2036-11-01 | 11 | 2037 | 2036 | Fall | 115 | 187.27 | 259.54 | 334 | 370.3333 |  | 8580.0755 | 7095.9636 | 6747.7807 | 6655.3322 | 6844.586 |  | 370.3333 | 370.3333 | 370.3333 | 115 | 36.3333 | 118.8579 | 0.030947 | 146
PCC-02 | 2036-12-01 | 12 | 2037 | 2036 | Winter | 115 | 187.6 | 260.2 | 335 | 373.6667 |  | 8630.0755 | 7143.0539 | 6795.9207 | 6707.4455 | 6911.6989 |  | 373.6667 | 373.6667 | 373.6667 | 115 | 38.6667 | 118.8579 | 0.030947 | 146
PCC-02 | 2037-01-01 | 1 | 2037 | 2037 | Winter | 115 | 187.6 | 260.2 | 335 | 373.6667 |  | 8630.0755 | 7143.0539 | 6795.9207 | 6707.4455 | 6911.6989 |  | 373.6667 | 373.6667 | 373.6667 | 115 | 38.6667 | 118.8579 | 0.030947 | 146
PCC-02 | 2037-02-01 | 2 | 2037 | 2037 | Winter | 115 | 187.49 | 259.98 | 334.6667 | 372.3333 |  | 8630.0755 | 7144.0215 | 6796.5396 | 6706.723 | 6911.6989 |  | 372.3333 | 372.3333 | 372.3333 | 115 | 37.6667 | 118.8579 | 0.030947 | 146
PCC-02 | 2037-03-01 | 3 | 2037 | 2037 | Winter | 115 | 187.27 | 259.54 | 334 | 370.3333 |  | 8630.0755 | 7145.9636 | 6797.7807 | 6705.3322 | 6911.6989 |  | 370.3333 | 370.3333 | 370.3333 | 115 | 36.3333 | 118.8579 | 0.030947 | 146
PCC-02 | 2037-04-01 | 4 | 2037 | 2037 | Spring | 115 | 186.83 | 258.66 | 332.6667 | 366.6667 |  | 8580.0755 | 7099.8758 | 6750.2767 | 6652.762 | 6844.586 |  | 366.6667 | 366.6667 | 366.6667 | 115 | 34 | 118.8579 | 0.030947 | 146
PCC-02 | 2037-05-01 | 5 | 2037 | 2037 | Spring | 115 | 184.245 | 253.49 | 324.8333 | 359.5 |  | 8580.0755 | 7123.6338 | 6765.3207 | 6642.9141 | 6844.586 |  | 359.5 | 359.5 | 359.5 | 115 | 34.6667 | 118.8579 | 0.030947 | 146
PCC-02 | 2037-06-01 | 6 | 2037 | 2037 | Summer | 115 | 181.66 | 248.32 | 317 | 352.3333 |  | 8594.5809 | 7161.83 | 6792.6823 | 6650.929 | 6848.758 |  | 352.3333 | 352.3333 | 352.3333 | 115 | 35.3333 | 118.8579 | 0.030947 | 146
PCC-02 | 2037-07-01 | 7 | 2037 | 2037 | Summer | 115 | 181.66 | 248.32 | 317 | 352.3333 |  | 8594.5809 | 7161.83 | 6792.6823 | 6650.929 | 6848.758 |  | 352.3333 | 352.3333 | 352.3333 | 115 | 35.3333 | 118.8579 | 0.030947 | 146
PCC-02 | 2037-08-01 | 8 | 2037 | 2037 | Summer | 115 | 181.66 | 248.32 | 317 | 352.3333 |  | 8594.5809 | 7161.83 | 6792.6823 | 6650.929 | 6848.758 |  | 352.3333 | 352.3333 | 352.3333 | 115 | 35.3333 | 118.8579 | 0.030947 | 146
PCC-02 | 2037-09-01 | 9 | 2037 | 2037 | Summer | 115 | 184.245 | 253.49 | 324.8333 | 359.5 |  | 8594.5809 | 7136.6371 | 6776.822 | 6652.8678 | 6848.758 |  | 359.5 | 359.5 | 359.5 | 115 | 34.6667 | 118.8579 | 0.030947 | 146
PCC-02 | 2037-10-01 | 10 | 2038 | 2037 | Fall | 115 | 186.83 | 258.66 | 332.6667 | 366.6667 |  | 8580.0755 | 7099.8758 | 6750.2767 | 6652.762 | 6844.586 |  | 366.6667 | 366.6667 | 366.6667 | 115 | 34 | 118.8579 | 0.030947 | 146
PCC-02 | 2037-11-01 | 11 | 2038 | 2037 | Fall | 115 | 187.27 | 259.54 | 334 | 370.3333 |  | 8580.0755 | 7095.9636 | 6747.7807 | 6655.3322 | 6844.586 |  | 370.3333 | 370.3333 | 370.3333 | 115 | 36.3333 | 118.8579 | 0.030947 | 146
PCC-02 | 2037-12-01 | 12 | 2038 | 2037 | Winter | 115 | 187.6 | 260.2 | 335 | 373.6667 |  | 8630.0755 | 7143.0539 | 6795.9207 | 6707.4455 | 6911.6989 |  | 373.6667 | 373.6667 | 373.6667 | 115 | 38.6667 | 118.8579 | 0.030947 | 146
PCC-02 | 2038-01-01 | 1 | 2038 | 2038 | Winter | 115 | 187.6 | 260.2 | 335 | 373.6667 |  | 8630.0755 | 7143.0539 | 6795.9207 | 6707.4455 | 6911.6989 |  | 373.6667 | 373.6667 | 373.6667 | 115 | 38.6667 | 118.8579 | 0.030947 | 146
PCC-02 | 2038-02-01 | 2 | 2038 | 2038 | Winter | 115 | 187.49 | 259.98 | 334.6667 | 372.3333 |  | 8630.0755 | 7144.0215 | 6796.5396 | 6706.723 | 6911.6989 |  | 372.3333 | 372.3333 | 372.3333 | 115 | 37.6667 | 118.8579 | 0.030947 | 146
PCC-02 | 2038-03-01 | 3 | 2038 | 2038 | Winter | 115 | 187.27 | 259.54 | 334 | 370.3333 |  | 8630.0755 | 7145.9636 | 6797.7807 | 6705.3322 | 6911.6989 |  | 370.3333 | 370.3333 | 370.3333 | 115 | 36.3333 | 118.8579 | 0.030947 | 146
PCC-02 | 2038-04-01 | 4 | 2038 | 2038 | Spring | 115 | 186.83 | 258.66 | 332.6667 | 366.6667 |  | 8580.0755 | 7099.8758 | 6750.2767 | 6652.762 | 6844.586 |  | 366.6667 | 366.6667 | 366.6667 | 115 | 34 | 118.8579 | 0.030947 | 146
PCC-02 | 2038-05-01 | 5 | 2038 | 2038 | Spring | 115 | 184.245 | 253.49 | 324.8333 | 359.5 |  | 8580.0755 | 7123.6338 | 6765.3207 | 6642.9141 | 6844.586 |  | 359.5 | 359.5 | 359.5 | 115 | 34.6667 | 118.8579 | 0.030947 | 146
PCC-02 | 2038-06-01 | 6 | 2038 | 2038 | Summer | 115 | 181.66 | 248.32 | 317 | 352.3333 |  | 8594.5809 | 7161.83 | 6792.6823 | 6650.929 | 6848.758 |  | 352.3333 | 352.3333 | 352.3333 | 115 | 35.3333 | 118.8579 | 0.030947 | 146
PCC-02 | 2038-07-01 | 7 | 2038 | 2038 | Summer | 115 | 181.66 | 248.32 | 317 | 352.3333 |  | 8594.5809 | 7161.83 | 6792.6823 | 6650.929 | 6848.758 |  | 352.3333 | 352.3333 | 352.3333 | 115 | 35.3333 | 118.8579 | 0.030947 | 146
PCC-02 | 2038-08-01 | 8 | 2038 | 2038 | Summer | 115 | 181.66 | 248.32 | 317 | 352.3333 |  | 8594.5809 | 7161.83 | 6792.6823 | 6650.929 | 6848.758 |  | 352.3333 | 352.3333 | 352.3333 | 115 | 35.3333 | 118.8579 | 0.030947 | 146
PCC-02 | 2038-09-01 | 9 | 2038 | 2038 | Summer | 115 | 184.245 | 253.49 | 324.8333 | 359.5 |  | 8594.5809 | 7136.6371 | 6776.822 | 6652.8678 | 6848.758 |  | 359.5 | 359.5 | 359.5 | 115 | 34.6667 | 118.8579 | 0.030947 | 146
PCC-02 | 2038-10-01 | 10 | 2039 | 2038 | Fall | 115 | 186.83 | 258.66 | 332.6667 | 366.6667 |  | 8580.0755 | 7099.8758 | 6750.2767 | 6652.762 | 6844.586 |  | 366.6667 | 366.6667 | 366.6667 | 115 | 34 | 118.8579 | 0.030947 | 146
PCC-02 | 2038-11-01 | 11 | 2039 | 2038 | Fall | 115 | 187.27 | 259.54 | 334 | 370.3333 |  | 8580.0755 | 7095.9636 | 6747.7807 | 6655.3322 | 6844.586 |  | 370.3333 | 370.3333 | 370.3333 | 115 | 36.3333 | 118.8579 | 0.030947 | 146
PCC-02 | 2038-12-01 | 12 | 2039 | 2038 | Winter | 115 | 187.6 | 260.2 | 335 | 373.6667 |  | 8630.0755 | 7143.0539 | 6795.9207 | 6707.4455 | 6911.6989 |  | 373.6667 | 373.6667 | 373.6667 | 115 | 38.6667 | 118.8579 | 0.030947 | 146
PCC-02 | 2039-01-01 | 1 | 2039 | 2039 | Winter | 115 | 187.6 | 260.2 | 335 | 373.6667 |  | 8630.0755 | 7143.0539 | 6795.9207 | 6707.4455 | 6911.6989 |  | 373.6667 | 373.6667 | 373.6667 | 115 | 38.6667 | 118.8579 | 0.030947 | 146
PCC-02 | 2039-02-01 | 2 | 2039 | 2039 | Winter | 115 | 187.49 | 259.98 | 334.6667 | 372.3333 |  | 8630.0755 | 7144.0215 | 6796.5396 | 6706.723 | 6911.6989 |  | 372.3333 | 372.3333 | 372.3333 | 115 | 37.6667 | 118.8579 | 0.030947 | 146
PCC-02 | 2039-03-01 | 3 | 2039 | 2039 | Winter | 115 | 187.27 | 259.54 | 334 | 370.3333 |  | 8630.0755 | 7145.9636 | 6797.7807 | 6705.3322 | 6911.6989 |  | 370.3333 | 370.3333 | 370.3333 | 115 | 36.3333 | 118.8579 | 0.030947 | 146
PCC-02 | 2039-04-01 | 4 | 2039 | 2039 | Spring | 115 | 186.83 | 258.66 | 332.6667 | 366.6667 |  | 8580.0755 | 7099.8758 | 6750.2767 | 6652.762 | 6844.586 |  | 366.6667 | 366.6667 | 366.6667 | 115 | 34 | 118.8579 | 0.030947 | 146
PCC-02 | 2039-05-01 | 5 | 2039 | 2039 | Spring | 115 | 184.245 | 253.49 | 324.8333 | 359.5 |  | 8580.0755 | 7123.6338 | 6765.3207 | 6642.9141 | 6844.586 |  | 359.5 | 359.5 | 359.5 | 115 | 34.6667 | 118.8579 | 0.030947 | 146
PCC-02 | 2039-06-01 | 6 | 2039 | 2039 | Summer | 115 | 181.66 | 248.32 | 317 | 352.3333 |  | 8594.5809 | 7161.83 | 6792.6823 | 6650.929 | 6848.758 |  | 352.3333 | 352.3333 | 352.3333 | 115 | 35.3333 | 118.8579 | 0.030947 | 146
PCC-02 | 2039-07-01 | 7 | 2039 | 2039 | Summer | 115 | 181.66 | 248.32 | 317 | 352.3333 |  | 8594.5809 | 7161.83 | 6792.6823 | 6650.929 | 6848.758 |  | 352.3333 | 352.3333 | 352.3333 | 115 | 35.3333 | 118.8579 | 0.030947 | 146
PCC-02 | 2039-08-01 | 8 | 2039 | 2039 | Summer | 115 | 181.66 | 248.32 | 317 | 352.3333 |  | 8594.5809 | 7161.83 | 6792.6823 | 6650.929 | 6848.758 |  | 352.3333 | 352.3333 | 352.3333 | 115 | 35.3333 | 118.8579 | 0.030947 | 146
PCC-02 | 2039-09-01 | 9 | 2039 | 2039 | Summer | 115 | 184.245 | 253.49 | 324.8333 | 359.5 |  | 8594.5809 | 7136.6371 | 6776.822 | 6652.8678 | 6848.758 |  | 359.5 | 359.5 | 359.5 | 115 | 34.6667 | 118.8579 | 0.030947 | 146
PCC-02 | 2039-10-01 | 10 | 2040 | 2039 | Fall | 115 | 186.83 | 258.66 | 332.6667 | 366.6667 |  | 8580.0755 | 7099.8758 | 6750.2767 | 6652.762 | 6844.586 |  | 366.6667 | 366.6667 | 366.6667 | 115 | 34 | 118.8579 | 0.030947 | 146
PCC-02 | 2039-11-01 | 11 | 2040 | 2039 | Fall | 115 | 187.27 | 259.54 | 334 | 370.3333 |  | 8580.0755 | 7095.9636 | 6747.7807 | 6655.3322 | 6844.586 |  | 370.3333 | 370.3333 | 370.3333 | 115 | 36.3333 | 118.8579 | 0.030947 | 146
PCC-02 | 2039-12-01 | 12 | 2040 | 2039 | Winter | 115 | 187.6 | 260.2 | 335 | 373.6667 |  | 8630.0755 | 7143.0539 | 6795.9207 | 6707.4455 | 6911.6989 |  | 373.6667 | 373.6667 | 373.6667 | 115 | 38.6667 | 118.8579 | 0.030947 | 146
PCC-02 | 2040-01-01 | 1 | 2040 | 2040 | Winter | 115 | 187.6 | 260.2 | 335 | 373.6667 |  | 8630.0755 | 7143.0539 | 6795.9207 | 6707.4455 | 6911.6989 |  | 373.6667 | 373.6667 | 373.6667 | 115 | 38.6667 | 118.8579 | 0.030947 | 146
PCC-02 | 2040-02-01 | 2 | 2040 | 2040 | Winter | 115 | 187.49 | 259.98 | 334.6667 | 372.3333 |  | 8630.0755 | 7144.0215 | 6796.5396 | 6706.723 | 6911.6989 |  | 372.3333 | 372.3333 | 372.3333 | 115 | 37.6667 | 118.8579 | 0.030947 | 146
PCC-02 | 2040-03-01 | 3 | 2040 | 2040 | Winter | 115 | 187.27 | 259.54 | 334 | 370.3333 |  | 8630.0755 | 7145.9636 | 6797.7807 | 6705.3322 | 6911.6989 |  | 370.3333 | 370.3333 | 370.3333 | 115 | 36.3333 | 118.8579 | 0.030947 | 146
PCC-02 | 2040-04-01 | 4 | 2040 | 2040 | Spring | 115 | 186.83 | 258.66 | 332.6667 | 366.6667 |  | 8580.0755 | 7099.8758 | 6750.2767 | 6652.762 | 6844.586 |  | 366.6667 | 366.6667 | 366.6667 | 115 | 34 | 118.8579 | 0.030947 | 146
PCC-02 | 2040-05-01 | 5 | 2040 | 2040 | Spring | 115 | 184.245 | 253.49 | 324.8333 | 359.5 |  | 8580.0755 | 7123.6338 | 6765.3207 | 6642.9141 | 6844.586 |  | 359.5 | 359.5 | 359.5 | 115 | 34.6667 | 118.8579 | 0.030947 | 146
PCC-02 | 2040-06-01 | 6 | 2040 | 2040 | Summer | 115 | 181.66 | 248.32 | 317 | 352.3333 |  | 8594.5809 | 7161.83 | 6792.6823 | 6650.929 | 6848.758 |  | 352.3333 | 352.3333 | 352.3333 | 115 | 35.3333 | 118.8579 | 0.030947 | 146
PCC-02 | 2040-07-01 | 7 | 2040 | 2040 | Summer | 115 | 181.66 | 248.32 | 317 | 352.3333 |  | 8594.5809 | 7161.83 | 6792.6823 | 6650.929 | 6848.758 |  | 352.3333 | 352.3333 | 352.3333 | 115 | 35.3333 | 118.8579 | 0.030947 | 146
PCC-02 | 2040-08-01 | 8 | 2040 | 2040 | Summer | 115 | 181.66 | 248.32 | 317 | 352.3333 |  | 8594.5809 | 7161.83 | 6792.6823 | 6650.929 | 6848.758 |  | 352.3333 | 352.3333 | 352.3333 | 115 | 35.3333 | 118.8579 | 0.030947 | 146
PCC-02 | 2040-09-01 | 9 | 2040 | 2040 | Summer | 115 | 184.245 | 253.49 | 324.8333 | 359.5 |  | 8594.5809 | 7136.6371 | 6776.822 | 6652.8678 | 6848.758 |  | 359.5 | 359.5 | 359.5 | 115 | 34.6667 | 118.8579 | 0.030947 | 146
PCC-02 | 2040-10-01 | 10 | 2041 | 2040 | Fall | 115 | 186.83 | 258.66 | 332.6667 | 366.6667 |  | 8580.0755 | 7099.8758 | 6750.2767 | 6652.762 | 6844.586 |  | 366.6667 | 366.6667 | 366.6667 | 115 | 34 | 118.8579 | 0.030947 | 146
PCC-02 | 2040-11-01 | 11 | 2041 | 2040 | Fall | 115 | 187.27 | 259.54 | 334 | 370.3333 |  | 8580.0755 | 7095.9636 | 6747.7807 | 6655.3322 | 6844.586 |  | 370.3333 | 370.3333 | 370.3333 | 115 | 36.3333 | 118.8579 | 0.030947 | 146
PCC-02 | 2040-12-01 | 12 | 2041 | 2040 | Winter | 115 | 187.6 | 260.2 | 335 | 373.6667 |  | 8630.0755 | 7143.0539 | 6795.9207 | 6707.4455 | 6911.6989 |  | 373.6667 | 373.6667 | 373.6667 | 115 | 38.6667 | 118.8579 | 0.030947 | 146
PCC-02 | 2041-01-01 | 1 | 2041 | 2041 | Winter | 115 | 187.6 | 260.2 | 335 | 373.6667 |  | 8630.0755 | 7143.0539 | 6795.9207 | 6707.4455 | 6911.6989 |  | 373.6667 | 373.6667 | 373.6667 | 115 | 38.6667 | 118.8579 | 0.030947 | 146
PCC-02 | 2041-02-01 | 2 | 2041 | 2041 | Winter | 115 | 187.49 | 259.98 | 334.6667 | 372.3333 |  | 8630.0755 | 7144.0215 | 6796.5396 | 6706.723 | 6911.6989 |  | 372.3333 | 372.3333 | 372.3333 | 115 | 37.6667 | 118.8579 | 0.030947 | 146
PCC-02 | 2041-03-01 | 3 | 2041 | 2041 | Winter | 115 | 187.27 | 259.54 | 334 | 370.3333 |  | 8630.0755 | 7145.9636 | 6797.7807 | 6705.3322 | 6911.6989 |  | 370.3333 | 370.3333 | 370.3333 | 115 | 36.3333 | 118.8579 | 0.030947 | 146
PCC-02 | 2041-04-01 | 4 | 2041 | 2041 | Spring | 115 | 186.83 | 258.66 | 332.6667 | 366.6667 |  | 8580.0755 | 7099.8758 | 6750.2767 | 6652.762 | 6844.586 |  | 366.6667 | 366.6667 | 366.6667 | 115 | 34 | 118.8579 | 0.030947 | 146
PCC-02 | 2041-05-01 | 5 | 2041 | 2041 | Spring | 115 | 184.245 | 253.49 | 324.8333 | 359.5 |  | 8580.0755 | 7123.6338 | 6765.3207 | 6642.9141 | 6844.586 |  | 359.5 | 359.5 | 359.5 | 115 | 34.6667 | 118.8579 | 0.030947 | 146
PCC-02 | 2041-06-01 | 6 | 2041 | 2041 | Summer | 115 | 181.66 | 248.32 | 317 | 352.3333 |  | 8594.5809 | 7161.83 | 6792.6823 | 6650.929 | 6848.758 |  | 352.3333 | 352.3333 | 352.3333 | 115 | 35.3333 | 118.8579 | 0.030947 | 146
PCC-02 | 2041-07-01 | 7 | 2041 | 2041 | Summer | 115 | 181.66 | 248.32 | 317 | 352.3333 |  | 8594.5809 | 7161.83 | 6792.6823 | 6650.929 | 6848.758 |  | 352.3333 | 352.3333 | 352.3333 | 115 | 35.3333 | 118.8579 | 0.030947 | 146
PCC-02 | 2041-08-01 | 8 | 2041 | 2041 | Summer | 115 | 181.66 | 248.32 | 317 | 352.3333 |  | 8594.5809 | 7161.83 | 6792.6823 | 6650.929 | 6848.758 |  | 352.3333 | 352.3333 | 352.3333 | 115 | 35.3333 | 118.8579 | 0.030947 | 146
PCC-02 | 2041-09-01 | 9 | 2041 | 2041 | Summer | 115 | 184.245 | 253.49 | 324.8333 | 359.5 |  | 8594.5809 | 7136.6371 | 6776.822 | 6652.8678 | 6848.758 |  | 359.5 | 359.5 | 359.5 | 115 | 34.6667 | 118.8579 | 0.030947 | 146
PCC-02 | 2041-10-01 | 10 | 2042 | 2041 | Fall | 115 | 186.83 | 258.66 | 332.6667 | 366.6667 |  | 8580.0755 | 7099.8758 | 6750.2767 | 6652.762 | 6844.586 |  | 366.6667 | 366.6667 | 366.6667 | 115 | 34 | 118.8579 | 0.030947 | 146
PCC-02 | 2041-11-01 | 11 | 2042 | 2041 | Fall | 115 | 187.27 | 259.54 | 334 | 370.3333 |  | 8580.0755 | 7095.9636 | 6747.7807 | 6655.3322 | 6844.586 |  | 370.3333 | 370.3333 | 370.3333 | 115 | 36.3333 | 118.8579 | 0.030947 | 146
PCC-02 | 2041-12-01 | 12 | 2042 | 2041 | Winter | 115 | 187.6 | 260.2 | 335 | 373.6667 |  | 8630.0755 | 7143.0539 | 6795.9207 | 6707.4455 | 6911.6989 |  | 373.6667 | 373.6667 | 373.6667 | 115 | 38.6667 | 118.8579 | 0.030947 | 146
PCC-02 | 2042-01-01 | 1 | 2042 | 2042 | Winter | 115 | 187.6 | 260.2 | 335 | 373.6667 |  | 8630.0755 | 7143.0539 | 6795.9207 | 6707.4455 | 6911.6989 |  | 373.6667 | 373.6667 | 373.6667 | 115 | 38.6667 | 118.8579 | 0.030947 | 146
PCC-02 | 2042-02-01 | 2 | 2042 | 2042 | Winter | 115 | 187.49 | 259.98 | 334.6667 | 372.3333 |  | 8630.0755 | 7144.0215 | 6796.5396 | 6706.723 | 6911.6989 |  | 372.3333 | 372.3333 | 372.3333 | 115 | 37.6667 | 118.8579 | 0.030947 | 146
PCC-02 | 2042-03-01 | 3 | 2042 | 2042 | Winter | 115 | 187.27 | 259.54 | 334 | 370.3333 |  | 8630.0755 | 7145.9636 | 6797.7807 | 6705.3322 | 6911.6989 |  | 370.3333 | 370.3333 | 370.3333 | 115 | 36.3333 | 118.8579 | 0.030947 | 146
PCC-02 | 2042-04-01 | 4 | 2042 | 2042 | Spring | 115 | 186.83 | 258.66 | 332.6667 | 366.6667 |  | 8580.0755 | 7099.8758 | 6750.2767 | 6652.762 | 6844.586 |  | 366.6667 | 366.6667 | 366.6667 | 115 | 34 | 118.8579 | 0.030947 | 146
PCC-02 | 2042-05-01 | 5 | 2042 | 2042 | Spring | 115 | 184.245 | 253.49 | 324.8333 | 359.5 |  | 8580.0755 | 7123.6338 | 6765.3207 | 6642.9141 | 6844.586 |  | 359.5 | 359.5 | 359.5 | 115 | 34.6667 | 118.8579 | 0.030947 | 146
PCC-02 | 2042-06-01 | 6 | 2042 | 2042 | Summer | 115 | 181.66 | 248.32 | 317 | 352.3333 |  | 8594.5809 | 7161.83 | 6792.6823 | 6650.929 | 6848.758 |  | 352.3333 | 352.3333 | 352.3333 | 115 | 35.3333 | 118.8579 | 0.030947 | 146
PCC-02 | 2042-07-01 | 7 | 2042 | 2042 | Summer | 115 | 181.66 | 248.32 | 317 | 352.3333 |  | 8594.5809 | 7161.83 | 6792.6823 | 6650.929 | 6848.758 |  | 352.3333 | 352.3333 | 352.3333 | 115 | 35.3333 | 118.8579 | 0.030947 | 146
PCC-02 | 2042-08-01 | 8 | 2042 | 2042 | Summer | 115 | 181.66 | 248.32 | 317 | 352.3333 |  | 8594.5809 | 7161.83 | 6792.6823 | 6650.929 | 6848.758 |  | 352.3333 | 352.3333 | 352.3333 | 115 | 35.3333 | 118.8579 | 0.030947 | 146
PCC-02 | 2042-09-01 | 9 | 2042 | 2042 | Summer | 115 | 184.245 | 253.49 | 324.8333 | 359.5 |  | 8594.5809 | 7136.6371 | 6776.822 | 6652.8678 | 6848.758 |  | 359.5 | 359.5 | 359.5 | 115 | 34.6667 | 118.8579 | 0.030947 | 146
PCC-02 | 2042-10-01 | 10 | 2043 | 2042 | Fall | 115 | 186.83 | 258.66 | 332.6667 | 366.6667 |  | 8580.0755 | 7099.8758 | 6750.2767 | 6652.762 | 6844.586 |  | 366.6667 | 366.6667 | 366.6667 | 115 | 34 | 118.8579 | 0.030947 | 146
PCC-02 | 2042-11-01 | 11 | 2043 | 2042 | Fall | 115 | 187.27 | 259.54 | 334 | 370.3333 |  | 8580.0755 | 7095.9636 | 6747.7807 | 6655.3322 | 6844.586 |  | 370.3333 | 370.3333 | 370.3333 | 115 | 36.3333 | 118.8579 | 0.030947 | 146
PCC-02 | 2042-12-01 | 12 | 2043 | 2042 | Winter | 115 | 187.6 | 260.2 | 335 | 373.6667 |  | 8630.0755 | 7143.0539 | 6795.9207 | 6707.4455 | 6911.6989 |  | 373.6667 | 373.6667 | 373.6667 | 115 | 38.6667 | 118.8579 | 0.030947 | 146
PCC-02 | 2043-01-01 | 1 | 2043 | 2043 | Winter | 115 | 187.6 | 260.2 | 335 | 373.6667 |  | 8630.0755 | 7143.0539 | 6795.9207 | 6707.4455 | 6911.6989 |  | 373.6667 | 373.6667 | 373.6667 | 115 | 38.6667 | 118.8579 | 0.030947 | 146
PCC-02 | 2043-02-01 | 2 | 2043 | 2043 | Winter | 115 | 187.49 | 259.98 | 334.6667 | 372.3333 |  | 8630.0755 | 7144.0215 | 6796.5396 | 6706.723 | 6911.6989 |  | 372.3333 | 372.3333 | 372.3333 | 115 | 37.6667 | 118.8579 | 0.030947 | 146
PCC-02 | 2043-03-01 | 3 | 2043 | 2043 | Winter | 115 | 187.27 | 259.54 | 334 | 370.3333 |  | 8630.0755 | 7145.9636 | 6797.7807 | 6705.3322 | 6911.6989 |  | 370.3333 | 370.3333 | 370.3333 | 115 | 36.3333 | 118.8579 | 0.030947 | 146
PCC-02 | 2043-04-01 | 4 | 2043 | 2043 | Spring | 115 | 186.83 | 258.66 | 332.6667 | 366.6667 |  | 8580.0755 | 7099.8758 | 6750.2767 | 6652.762 | 6844.586 |  | 366.6667 | 366.6667 | 366.6667 | 115 | 34 | 118.8579 | 0.030947 | 146
PCC-02 | 2043-05-01 | 5 | 2043 | 2043 | Spring | 115 | 184.245 | 253.49 | 324.8333 | 359.5 |  | 8580.0755 | 7123.6338 | 6765.3207 | 6642.9141 | 6844.586 |  | 359.5 | 359.5 | 359.5 | 115 | 34.6667 | 118.8579 | 0.030947 | 146
PCC-02 | 2043-06-01 | 6 | 2043 | 2043 | Summer | 115 | 181.66 | 248.32 | 317 | 352.3333 |  | 8594.5809 | 7161.83 | 6792.6823 | 6650.929 | 6848.758 |  | 352.3333 | 352.3333 | 352.3333 | 115 | 35.3333 | 118.8579 | 0.030947 | 146
PCC-02 | 2043-07-01 | 7 | 2043 | 2043 | Summer | 115 | 181.66 | 248.32 | 317 | 352.3333 |  | 8594.5809 | 7161.83 | 6792.6823 | 6650.929 | 6848.758 |  | 352.3333 | 352.3333 | 352.3333 | 115 | 35.3333 | 118.8579 | 0.030947 | 146
PCC-02 | 2043-08-01 | 8 | 2043 | 2043 | Summer | 115 | 181.66 | 248.32 | 317 | 352.3333 |  | 8594.5809 | 7161.83 | 6792.6823 | 6650.929 | 6848.758 |  | 352.3333 | 352.3333 | 352.3333 | 115 | 35.3333 | 118.8579 | 0.030947 | 146
PCC-02 | 2043-09-01 | 9 | 2043 | 2043 | Summer | 115 | 184.245 | 253.49 | 324.8333 | 359.5 |  | 8594.5809 | 7136.6371 | 6776.822 | 6652.8678 | 6848.758 |  | 359.5 | 359.5 | 359.5 | 115 | 34.6667 | 118.8579 | 0.030947 | 146
PCC-02 | 2043-10-01 | 10 | 2044 | 2043 | Fall | 115 | 186.83 | 258.66 | 332.6667 | 366.6667 |  | 8580.0755 | 7099.8758 | 6750.2767 | 6652.762 | 6844.586 |  | 366.6667 | 366.6667 | 366.6667 | 115 | 34 | 118.8579 | 0.030947 | 146
PCC-02 | 2043-11-01 | 11 | 2044 | 2043 | Fall | 115 | 187.27 | 259.54 | 334 | 370.3333 |  | 8580.0755 | 7095.9636 | 6747.7807 | 6655.3322 | 6844.586 |  | 370.3333 | 370.3333 | 370.3333 | 115 | 36.3333 | 118.8579 | 0.030947 | 146
PCC-02 | 2043-12-01 | 12 | 2044 | 2043 | Winter | 115 | 187.6 | 260.2 | 335 | 373.6667 |  | 8630.0755 | 7143.0539 | 6795.9207 | 6707.4455 | 6911.6989 |  | 373.6667 | 373.6667 | 373.6667 | 115 | 38.6667 | 118.8579 | 0.030947 | 146
PCC-02 | 2044-01-01 | 1 | 2044 | 2044 | Winter | 115 | 187.6 | 260.2 | 335 | 373.6667 |  | 8630.0755 | 7143.0539 | 6795.9207 | 6707.4455 | 6911.6989 |  | 373.6667 | 373.6667 | 373.6667 | 115 | 38.6667 | 118.8579 | 0.030947 | 146
PCC-02 | 2044-02-01 | 2 | 2044 | 2044 | Winter | 115 | 187.49 | 259.98 | 334.6667 | 372.3333 |  | 8630.0755 | 7144.0215 | 6796.5396 | 6706.723 | 6911.6989 |  | 372.3333 | 372.3333 | 372.3333 | 115 | 37.6667 | 118.8579 | 0.030947 | 146
PCC-02 | 2044-03-01 | 3 | 2044 | 2044 | Winter | 115 | 187.27 | 259.54 | 334 | 370.3333 |  | 8630.0755 | 7145.9636 | 6797.7807 | 6705.3322 | 6911.6989 |  | 370.3333 | 370.3333 | 370.3333 | 115 | 36.3333 | 118.8579 | 0.030947 | 146
PCC-02 | 2044-04-01 | 4 | 2044 | 2044 | Spring | 115 | 186.83 | 258.66 | 332.6667 | 366.6667 |  | 8580.0755 | 7099.8758 | 6750.2767 | 6652.762 | 6844.586 |  | 366.6667 | 366.6667 | 366.6667 | 115 | 34 | 118.8579 | 0.030947 | 146
PCC-02 | 2044-05-01 | 5 | 2044 | 2044 | Spring | 115 | 184.245 | 253.49 | 324.8333 | 359.5 |  | 8580.0755 | 7123.6338 | 6765.3207 | 6642.9141 | 6844.586 |  | 359.5 | 359.5 | 359.5 | 115 | 34.6667 | 118.8579 | 0.030947 | 146
PCC-02 | 2044-06-01 | 6 | 2044 | 2044 | Summer | 115 | 181.66 | 248.32 | 317 | 352.3333 |  | 8594.5809 | 7161.83 | 6792.6823 | 6650.929 | 6848.758 |  | 352.3333 | 352.3333 | 352.3333 | 115 | 35.3333 | 118.8579 | 0.030947 | 146
PCC-02 | 2044-07-01 | 7 | 2044 | 2044 | Summer | 115 | 181.66 | 248.32 | 317 | 352.3333 |  | 8594.5809 | 7161.83 | 6792.6823 | 6650.929 | 6848.758 |  | 352.3333 | 352.3333 | 352.3333 | 115 | 35.3333 | 118.8579 | 0.030947 | 146
PCC-02 | 2044-08-01 | 8 | 2044 | 2044 | Summer | 115 | 181.66 | 248.32 | 317 | 352.3333 |  | 8594.5809 | 7161.83 | 6792.6823 | 6650.929 | 6848.758 |  | 352.3333 | 352.3333 | 352.3333 | 115 | 35.3333 | 118.8579 | 0.030947 | 146
PCC-02 | 2044-09-01 | 9 | 2044 | 2044 | Summer | 115 | 184.245 | 253.49 | 324.8333 | 359.5 |  | 8594.5809 | 7136.6371 | 6776.822 | 6652.8678 | 6848.758 |  | 359.5 | 359.5 | 359.5 | 115 | 34.6667 | 118.8579 | 0.030947 | 146
PCC-02 | 2044-10-01 | 10 | 2045 | 2044 | Fall | 115 | 186.83 | 258.66 | 332.6667 | 366.6667 |  | 8580.0755 | 7099.8758 | 6750.2767 | 6652.762 | 6844.586 |  | 366.6667 | 366.6667 | 366.6667 | 115 | 34 | 118.8579 | 0.030947 | 146
PCC-02 | 2044-11-01 | 11 | 2045 | 2044 | Fall | 115 | 187.27 | 259.54 | 334 | 370.3333 |  | 8580.0755 | 7095.9636 | 6747.7807 | 6655.3322 | 6844.586 |  | 370.3333 | 370.3333 | 370.3333 | 115 | 36.3333 | 118.8579 | 0.030947 | 146
PCC-02 | 2044-12-01 | 12 | 2045 | 2044 | Winter | 115 | 187.6 | 260.2 | 335 | 373.6667 |  | 8630.0755 | 7143.0539 | 6795.9207 | 6707.4455 | 6911.6989 |  | 373.6667 | 373.6667 | 373.6667 | 115 | 38.6667 | 118.8579 | 0.030947 | 146
PCC-02 | 2045-01-01 | 1 | 2045 | 2045 | Winter | 115 | 187.6 | 260.2 | 335 | 373.6667 |  | 8630.0755 | 7143.0539 | 6795.9207 | 6707.4455 | 6911.6989 |  | 373.6667 | 373.6667 | 373.6667 | 115 | 38.6667 | 118.8579 | 0.030947 | 146
PCC-02 | 2045-02-01 | 2 | 2045 | 2045 | Winter | 115 | 187.49 | 259.98 | 334.6667 | 372.3333 |  | 8630.0755 | 7144.0215 | 6796.5396 | 6706.723 | 6911.6989 |  | 372.3333 | 372.3333 | 372.3333 | 115 | 37.6667 | 118.8579 | 0.030947 | 146
PCC-02 | 2045-03-01 | 3 | 2045 | 2045 | Winter | 115 | 187.27 | 259.54 | 334 | 370.3333 |  | 8630.0755 | 7145.9636 | 6797.7807 | 6705.3322 | 6911.6989 |  | 370.3333 | 370.3333 | 370.3333 | 115 | 36.3333 | 118.8579 | 0.030947 | 146
PCC-02 | 2045-04-01 | 4 | 2045 | 2045 | Spring | 115 | 186.83 | 258.66 | 332.6667 | 366.6667 |  | 8580.0755 | 7099.8758 | 6750.2767 | 6652.762 | 6844.586 |  | 366.6667 | 366.6667 | 366.6667 | 115 | 34 | 118.8579 | 0.030947 | 146
PCC-02 | 2045-05-01 | 5 | 2045 | 2045 | Spring | 115 | 184.245 | 253.49 | 324.8333 | 359.5 |  | 8580.0755 | 7123.6338 | 6765.3207 | 6642.9141 | 6844.586 |  | 359.5 | 359.5 | 359.5 | 115 | 34.6667 | 118.8579 | 0.030947 | 146
PCC-02 | 2045-06-01 | 6 | 2045 | 2045 | Summer | 115 | 181.66 | 248.32 | 317 | 352.3333 |  | 8594.5809 | 7161.83 | 6792.6823 | 6650.929 | 6848.758 |  | 352.3333 | 352.3333 | 352.3333 | 115 | 35.3333 | 118.8579 | 0.030947 | 146
PCC-02 | 2045-07-01 | 7 | 2045 | 2045 | Summer | 115 | 181.66 | 248.32 | 317 | 352.3333 |  | 8594.5809 | 7161.83 | 6792.6823 | 6650.929 | 6848.758 |  | 352.3333 | 352.3333 | 352.3333 | 115 | 35.3333 | 118.8579 | 0.030947 | 146
PCC-02 | 2045-08-01 | 8 | 2045 | 2045 | Summer | 115 | 181.66 | 248.32 | 317 | 352.3333 |  | 8594.5809 | 7161.83 | 6792.6823 | 6650.929 | 6848.758 |  | 352.3333 | 352.3333 | 352.3333 | 115 | 35.3333 | 118.8579 | 0.030947 | 146
PCC-02 | 2045-09-01 | 9 | 2045 | 2045 | Summer | 115 | 184.245 | 253.49 | 324.8333 | 359.5 |  | 8594.5809 | 7136.6371 | 6776.822 | 6652.8678 | 6848.758 |  | 359.5 | 359.5 | 359.5 | 115 | 34.6667 | 118.8579 | 0.030947 | 146
PCC-02 | 2045-10-01 | 10 | 2046 | 2045 | Fall | 115 | 186.83 | 258.66 | 332.6667 | 366.6667 |  | 8580.0755 | 7099.8758 | 6750.2767 | 6652.762 | 6844.586 |  | 366.6667 | 366.6667 | 366.6667 | 115 | 34 | 118.8579 | 0.030947 | 146
PCC-02 | 2045-11-01 | 11 | 2046 | 2045 | Fall | 115 | 187.27 | 259.54 | 334 | 370.3333 |  | 8580.0755 | 7095.9636 | 6747.7807 | 6655.3322 | 6844.586 |  | 370.3333 | 370.3333 | 370.3333 | 115 | 36.3333 | 118.8579 | 0.030947 | 146
PCC-02 | 2045-12-01 | 12 | 2046 | 2045 | Winter | 115 | 187.6 | 260.2 | 335 | 373.6667 |  | 8630.0755 | 7143.0539 | 6795.9207 | 6707.4455 | 6911.6989 |  | 373.6667 | 373.6667 | 373.6667 | 115 | 38.6667 | 118.8579 | 0.030947 | 146
PCC-02 | 2046-01-01 | 1 | 2046 | 2046 | Winter | 115 | 187.6 | 260.2 | 335 | 373.6667 |  | 8630.0755 | 7143.0539 | 6795.9207 | 6707.4455 | 6911.6989 |  | 373.6667 | 373.6667 | 373.6667 | 115 | 38.6667 | 118.8579 | 0.030947 | 146
PCC-02 | 2046-02-01 | 2 | 2046 | 2046 | Winter | 115 | 187.49 | 259.98 | 334.6667 | 372.3333 |  | 8630.0755 | 7144.0215 | 6796.5396 | 6706.723 | 6911.6989 |  | 372.3333 | 372.3333 | 372.3333 | 115 | 37.6667 | 118.8579 | 0.030947 | 146
PCC-02 | 2046-03-01 | 3 | 2046 | 2046 | Winter | 115 | 187.27 | 259.54 | 334 | 370.3333 |  | 8630.0755 | 7145.9636 | 6797.7807 | 6705.3322 | 6911.6989 |  | 370.3333 | 370.3333 | 370.3333 | 115 | 36.3333 | 118.8579 | 0.030947 | 146
PCC-02 | 2046-04-01 | 4 | 2046 | 2046 | Spring | 115 | 186.83 | 258.66 | 332.6667 | 366.6667 |  | 8580.0755 | 7099.8758 | 6750.2767 | 6652.762 | 6844.586 |  | 366.6667 | 366.6667 | 366.6667 | 115 | 34 | 118.8579 | 0.030947 | 146
PCC-02 | 2046-05-01 | 5 | 2046 | 2046 | Spring | 115 | 184.245 | 253.49 | 324.8333 | 359.5 |  | 8580.0755 | 7123.6338 | 6765.3207 | 6642.9141 | 6844.586 |  | 359.5 | 359.5 | 359.5 | 115 | 34.6667 | 118.8579 | 0.030947 | 146
PCC-02 | 2046-06-01 | 6 | 2046 | 2046 | Summer | 115 | 181.66 | 248.32 | 317 | 352.3333 |  | 8594.5809 | 7161.83 | 6792.6823 | 6650.929 | 6848.758 |  | 352.3333 | 352.3333 | 352.3333 | 115 | 35.3333 | 118.8579 | 0.030947 | 146
PCC-02 | 2046-07-01 | 7 | 2046 | 2046 | Summer | 115 | 181.66 | 248.32 | 317 | 352.3333 |  | 8594.5809 | 7161.83 | 6792.6823 | 6650.929 | 6848.758 |  | 352.3333 | 352.3333 | 352.3333 | 115 | 35.3333 | 118.8579 | 0.030947 | 146
PCC-02 | 2046-08-01 | 8 | 2046 | 2046 | Summer | 115 | 181.66 | 248.32 | 317 | 352.3333 |  | 8594.5809 | 7161.83 | 6792.6823 | 6650.929 | 6848.758 |  | 352.3333 | 352.3333 | 352.3333 | 115 | 35.3333 | 118.8579 | 0.030947 | 146
PCC-02 | 2046-09-01 | 9 | 2046 | 2046 | Summer | 115 | 184.245 | 253.49 | 324.8333 | 359.5 |  | 8594.5809 | 7136.6371 | 6776.822 | 6652.8678 | 6848.758 |  | 359.5 | 359.5 | 359.5 | 115 | 34.6667 | 118.8579 | 0.030947 | 146
PCC-03 | 2016-10-01 | 10 | 2017 | 2016 | Fall | 115 | 186.83 | 258.66 | 332.6667 | 366.6667 |  | 8580.0755 | 7099.8758 | 6750.2767 | 6652.762 | 6844.586 |  | 366.6667 | 366.6667 | 366.6667 | 115 | 34 | 118.8579 | 0.030947 | 146
PCC-03 | 2016-11-01 | 11 | 2017 | 2016 | Fall | 115 | 187.27 | 259.54 | 334 | 370.3333 |  | 8580.0755 | 7095.9636 | 6747.7807 | 6655.3322 | 6844.586 |  | 370.3333 | 370.3333 | 370.3333 | 115 | 36.3333 | 118.8579 | 0.030947 | 146
PCC-03 | 2016-12-01 | 12 | 2017 | 2016 | Winter | 115 | 187.6 | 260.2 | 335 | 373.6667 |  | 8630.0755 | 7143.0539 | 6795.9207 | 6707.4455 | 6911.6989 |  | 373.6667 | 373.6667 | 373.6667 | 115 | 38.6667 | 118.8579 | 0.030947 | 146
PCC-03 | 2017-01-01 | 1 | 2017 | 2017 | Winter | 115 | 187.6 | 260.2 | 335 | 373.6667 |  | 8630.0755 | 7143.0539 | 6795.9207 | 6707.4455 | 6911.6989 |  | 373.6667 | 373.6667 | 373.6667 | 115 | 38.6667 | 118.8579 | 0.030947 | 146
PCC-03 | 2017-02-01 | 2 | 2017 | 2017 | Winter | 115 | 187.49 | 259.98 | 334.6667 | 372.3333 |  | 8630.0755 | 7144.0215 | 6796.5396 | 6706.723 | 6911.6989 |  | 372.3333 | 372.3333 | 372.3333 | 115 | 37.6667 | 118.8579 | 0.030947 | 146
PCC-03 | 2017-03-01 | 3 | 2017 | 2017 | Winter | 115 | 187.27 | 259.54 | 334 | 370.3333 |  | 8630.0755 | 7145.9636 | 6797.7807 | 6705.3322 | 6911.6989 |  | 370.3333 | 370.3333 | 370.3333 | 115 | 36.3333 | 118.8579 | 0.030947 | 146
PCC-03 | 2017-04-01 | 4 | 2017 | 2017 | Spring | 115 | 186.83 | 258.66 | 332.6667 | 366.6667 |  | 8580.0755 | 7099.8758 | 6750.2767 | 6652.762 | 6844.586 |  | 366.6667 | 366.6667 | 366.6667 | 115 | 34 | 118.8579 | 0.030947 | 146
PCC-03 | 2017-05-01 | 5 | 2017 | 2017 | Spring | 115 | 184.245 | 253.49 | 324.8333 | 359.5 |  | 8580.0755 | 7123.6338 | 6765.3207 | 6642.9141 | 6844.586 |  | 359.5 | 359.5 | 359.5 | 115 | 34.6667 | 118.8579 | 0.030947 | 146
PCC-03 | 2017-06-01 | 6 | 2017 | 2017 | Summer | 115 | 181.66 | 248.32 | 317 | 352.3333 |  | 8594.5809 | 7161.83 | 6792.6823 | 6650.929 | 6848.758 |  | 352.3333 | 352.3333 | 352.3333 | 115 | 35.3333 | 118.8579 | 0.030947 | 146
PCC-03 | 2017-07-01 | 7 | 2017 | 2017 | Summer | 115 | 181.66 | 248.32 | 317 | 352.3333 |  | 8594.5809 | 7161.83 | 6792.6823 | 6650.929 | 6848.758 |  | 352.3333 | 352.3333 | 352.3333 | 115 | 35.3333 | 118.8579 | 0.030947 | 146
PCC-03 | 2017-08-01 | 8 | 2017 | 2017 | Summer | 115 | 181.66 | 248.32 | 317 | 352.3333 |  | 8594.5809 | 7161.83 | 6792.6823 | 6650.929 | 6848.758 |  | 352.3333 | 352.3333 | 352.3333 | 115 | 35.3333 | 118.8579 | 0.030947 | 146
PCC-03 | 2017-09-01 | 9 | 2017 | 2017 | Summer | 115 | 184.245 | 253.49 | 324.8333 | 359.5 |  | 8594.5809 | 7136.6371 | 6776.822 | 6652.8678 | 6848.758 |  | 359.5 | 359.5 | 359.5 | 115 | 34.6667 | 118.8579 | 0.030947 | 146
PCC-03 | 2017-10-01 | 10 | 2018 | 2017 | Fall | 115 | 186.83 | 258.66 | 332.6667 | 366.6667 |  | 8580.0755 | 7099.8758 | 6750.2767 | 6652.762 | 6844.586 |  | 366.6667 | 366.6667 | 366.6667 | 115 | 34 | 118.8579 | 0.030947 | 146
PCC-03 | 2017-11-01 | 11 | 2018 | 2017 | Fall | 115 | 187.27 | 259.54 | 334 | 370.3333 |  | 8580.0755 | 7095.9636 | 6747.7807 | 6655.3322 | 6844.586 |  | 370.3333 | 370.3333 | 370.3333 | 115 | 36.3333 | 118.8579 | 0.030947 | 146
PCC-03 | 2017-12-01 | 12 | 2018 | 2017 | Winter | 115 | 187.6 | 260.2 | 335 | 373.6667 |  | 8630.0755 | 7143.0539 | 6795.9207 | 6707.4455 | 6911.6989 |  | 373.6667 | 373.6667 | 373.6667 | 115 | 38.6667 | 118.8579 | 0.030947 | 146
PCC-03 | 2018-01-01 | 1 | 2018 | 2018 | Winter | 115 | 187.6 | 260.2 | 335 | 373.6667 |  | 8630.0755 | 7143.0539 | 6795.9207 | 6707.4455 | 6911.6989 |  | 373.6667 | 373.6667 | 373.6667 | 115 | 38.6667 | 118.8579 | 0.030947 | 146
PCC-03 | 2018-02-01 | 2 | 2018 | 2018 | Winter | 115 | 187.49 | 259.98 | 334.6667 | 372.3333 |  | 8630.0755 | 7144.0215 | 6796.5396 | 6706.723 | 6911.6989 |  | 372.3333 | 372.3333 | 372.3333 | 115 | 37.6667 | 118.8579 | 0.030947 | 146
PCC-03 | 2018-03-01 | 3 | 2018 | 2018 | Winter | 115 | 187.27 | 259.54 | 334 | 370.3333 |  | 8630.0755 | 7145.9636 | 6797.7807 | 6705.3322 | 6911.6989 |  | 370.3333 | 370.3333 | 370.3333 | 115 | 36.3333 | 118.8579 | 0.030947 | 146
PCC-03 | 2018-04-01 | 4 | 2018 | 2018 | Spring | 115 | 186.83 | 258.66 | 332.6667 | 366.6667 |  | 8580.0755 | 7099.8758 | 6750.2767 | 6652.762 | 6844.586 |  | 366.6667 | 366.6667 | 366.6667 | 115 | 34 | 118.8579 | 0.030947 | 146
PCC-03 | 2018-05-01 | 5 | 2018 | 2018 | Spring | 115 | 184.245 | 253.49 | 324.8333 | 359.5 |  | 8580.0755 | 7123.6338 | 6765.3207 | 6642.9141 | 6844.586 |  | 359.5 | 359.5 | 359.5 | 115 | 34.6667 | 118.8579 | 0.030947 | 146
PCC-03 | 2018-06-01 | 6 | 2018 | 2018 | Summer | 115 | 181.66 | 248.32 | 317 | 352.3333 |  | 8594.5809 | 7161.83 | 6792.6823 | 6650.929 | 6848.758 |  | 352.3333 | 352.3333 | 352.3333 | 115 | 35.3333 | 118.8579 | 0.030947 | 146
PCC-03 | 2018-07-01 | 7 | 2018 | 2018 | Summer | 115 | 181.66 | 248.32 | 317 | 352.3333 |  | 8594.5809 | 7161.83 | 6792.6823 | 6650.929 | 6848.758 |  | 352.3333 | 352.3333 | 352.3333 | 115 | 35.3333 | 118.8579 | 0.030947 | 146
PCC-03 | 2018-08-01 | 8 | 2018 | 2018 | Summer | 115 | 181.66 | 248.32 | 317 | 352.3333 |  | 8594.5809 | 7161.83 | 6792.6823 | 6650.929 | 6848.758 |  | 352.3333 | 352.3333 | 352.3333 | 115 | 35.3333 | 118.8579 | 0.030947 | 146
PCC-03 | 2018-09-01 | 9 | 2018 | 2018 | Summer | 115 | 184.245 | 253.49 | 324.8333 | 359.5 |  | 8594.5809 | 7136.6371 | 6776.822 | 6652.8678 | 6848.758 |  | 359.5 | 359.5 | 359.5 | 115 | 34.6667 | 118.8579 | 0.030947 | 146
PCC-03 | 2018-10-01 | 10 | 2019 | 2018 | Fall | 115 | 186.83 | 258.66 | 332.6667 | 366.6667 |  | 8580.0755 | 7099.8758 | 6750.2767 | 6652.762 | 6844.586 |  | 366.6667 | 366.6667 | 366.6667 | 115 | 34 | 118.8579 | 0.030947 | 146
PCC-03 | 2018-11-01 | 11 | 2019 | 2018 | Fall | 115 | 187.27 | 259.54 | 334 | 370.3333 |  | 8580.0755 | 7095.9636 | 6747.7807 | 6655.3322 | 6844.586 |  | 370.3333 | 370.3333 | 370.3333 | 115 | 36.3333 | 118.8579 | 0.030947 | 146
PCC-03 | 2018-12-01 | 12 | 2019 | 2018 | Winter | 115 | 187.6 | 260.2 | 335 | 373.6667 |  | 8630.0755 | 7143.0539 | 6795.9207 | 6707.4455 | 6911.6989 |  | 373.6667 | 373.6667 | 373.6667 | 115 | 38.6667 | 118.8579 | 0.030947 | 146
PCC-03 | 2019-01-01 | 1 | 2019 | 2019 | Winter | 115 | 187.6 | 260.2 | 335 | 373.6667 |  | 8630.0755 | 7143.0539 | 6795.9207 | 6707.4455 | 6911.6989 |  | 373.6667 | 373.6667 | 373.6667 | 115 | 38.6667 | 118.8579 | 0.030947 | 146
PCC-03 | 2019-02-01 | 2 | 2019 | 2019 | Winter | 115 | 187.49 | 259.98 | 334.6667 | 372.3333 |  | 8630.0755 | 7144.0215 | 6796.5396 | 6706.723 | 6911.6989 |  | 372.3333 | 372.3333 | 372.3333 | 115 | 37.6667 | 118.8579 | 0.030947 | 146
PCC-03 | 2019-03-01 | 3 | 2019 | 2019 | Winter | 115 | 187.27 | 259.54 | 334 | 370.3333 |  | 8630.0755 | 7145.9636 | 6797.7807 | 6705.3322 | 6911.6989 |  | 370.3333 | 370.3333 | 370.3333 | 115 | 36.3333 | 118.8579 | 0.030947 | 146
PCC-03 | 2019-04-01 | 4 | 2019 | 2019 | Spring | 115 | 186.83 | 258.66 | 332.6667 | 366.6667 |  | 8580.0755 | 7099.8758 | 6750.2767 | 6652.762 | 6844.586 |  | 366.6667 | 366.6667 | 366.6667 | 115 | 34 | 118.8579 | 0.030947 | 146
PCC-03 | 2019-05-01 | 5 | 2019 | 2019 | Spring | 115 | 184.245 | 253.49 | 324.8333 | 359.5 |  | 8580.0755 | 7123.6338 | 6765.3207 | 6642.9141 | 6844.586 |  | 359.5 | 359.5 | 359.5 | 115 | 34.6667 | 118.8579 | 0.030947 | 146
PCC-03 | 2019-06-01 | 6 | 2019 | 2019 | Summer | 115 | 181.66 | 248.32 | 317 | 352.3333 |  | 8594.5809 | 7161.83 | 6792.6823 | 6650.929 | 6848.758 |  | 352.3333 | 352.3333 | 352.3333 | 115 | 35.3333 | 118.8579 | 0.030947 | 146
PCC-03 | 2019-07-01 | 7 | 2019 | 2019 | Summer | 115 | 181.66 | 248.32 | 317 | 352.3333 |  | 8594.5809 | 7161.83 | 6792.6823 | 6650.929 | 6848.758 |  | 352.3333 | 352.3333 | 352.3333 | 115 | 35.3333 | 118.8579 | 0.030947 | 146
PCC-03 | 2019-08-01 | 8 | 2019 | 2019 | Summer | 115 | 181.66 | 248.32 | 317 | 352.3333 |  | 8594.5809 | 7161.83 | 6792.6823 | 6650.929 | 6848.758 |  | 352.3333 | 352.3333 | 352.3333 | 115 | 35.3333 | 118.8579 | 0.030947 | 146
PCC-03 | 2019-09-01 | 9 | 2019 | 2019 | Summer | 115 | 184.245 | 253.49 | 324.8333 | 359.5 |  | 8594.5809 | 7136.6371 | 6776.822 | 6652.8678 | 6848.758 |  | 359.5 | 359.5 | 359.5 | 115 | 34.6667 | 118.8579 | 0.030947 | 146
PCC-03 | 2019-10-01 | 10 | 2020 | 2019 | Fall | 115 | 186.83 | 258.66 | 332.6667 | 366.6667 |  | 8580.0755 | 7099.8758 | 6750.2767 | 6652.762 | 6844.586 |  | 366.6667 | 366.6667 | 366.6667 | 115 | 34 | 118.8579 | 0.030947 | 146
PCC-03 | 2019-11-01 | 11 | 2020 | 2019 | Fall | 115 | 187.27 | 259.54 | 334 | 370.3333 |  | 8580.0755 | 7095.9636 | 6747.7807 | 6655.3322 | 6844.586 |  | 370.3333 | 370.3333 | 370.3333 | 115 | 36.3333 | 118.8579 | 0.030947 | 146
PCC-03 | 2019-12-01 | 12 | 2020 | 2019 | Winter | 115 | 187.6 | 260.2 | 335 | 373.6667 |  | 8630.0755 | 7143.0539 | 6795.9207 | 6707.4455 | 6911.6989 |  | 373.6667 | 373.6667 | 373.6667 | 115 | 38.6667 | 118.8579 | 0.030947 | 146
PCC-03 | 2020-01-01 | 1 | 2020 | 2020 | Winter | 115 | 187.6 | 260.2 | 335 | 373.6667 |  | 8630.0755 | 7143.0539 | 6795.9207 | 6707.4455 | 6911.6989 |  | 373.6667 | 373.6667 | 373.6667 | 115 | 38.6667 | 118.8579 | 0.030947 | 146
PCC-03 | 2020-02-01 | 2 | 2020 | 2020 | Winter | 115 | 187.49 | 259.98 | 334.6667 | 372.3333 |  | 8630.0755 | 7144.0215 | 6796.5396 | 6706.723 | 6911.6989 |  | 372.3333 | 372.3333 | 372.3333 | 115 | 37.6667 | 118.8579 | 0.030947 | 146
PCC-03 | 2020-03-01 | 3 | 2020 | 2020 | Winter | 115 | 187.27 | 259.54 | 334 | 370.3333 |  | 8630.0755 | 7145.9636 | 6797.7807 | 6705.3322 | 6911.6989 |  | 370.3333 | 370.3333 | 370.3333 | 115 | 36.3333 | 118.8579 | 0.030947 | 146
PCC-03 | 2020-04-01 | 4 | 2020 | 2020 | Spring | 115 | 186.83 | 258.66 | 332.6667 | 366.6667 |  | 8580.0755 | 7099.8758 | 6750.2767 | 6652.762 | 6844.586 |  | 366.6667 | 366.6667 | 366.6667 | 115 | 34 | 118.8579 | 0.030947 | 146
PCC-03 | 2020-05-01 | 5 | 2020 | 2020 | Spring | 115 | 184.245 | 253.49 | 324.8333 | 359.5 |  | 8580.0755 | 7123.6338 | 6765.3207 | 6642.9141 | 6844.586 |  | 359.5 | 359.5 | 359.5 | 115 | 34.6667 | 118.8579 | 0.030947 | 146
PCC-03 | 2020-06-01 | 6 | 2020 | 2020 | Summer | 115 | 181.66 | 248.32 | 317 | 352.3333 |  | 8594.5809 | 7161.83 | 6792.6823 | 6650.929 | 6848.758 |  | 352.3333 | 352.3333 | 352.3333 | 115 | 35.3333 | 118.8579 | 0.030947 | 146
PCC-03 | 2020-07-01 | 7 | 2020 | 2020 | Summer | 115 | 181.66 | 248.32 | 317 | 352.3333 |  | 8594.5809 | 7161.83 | 6792.6823 | 6650.929 | 6848.758 |  | 352.3333 | 352.3333 | 352.3333 | 115 | 35.3333 | 118.8579 | 0.030947 | 146
PCC-03 | 2020-08-01 | 8 | 2020 | 2020 | Summer | 115 | 181.66 | 248.32 | 317 | 352.3333 |  | 8594.5809 | 7161.83 | 6792.6823 | 6650.929 | 6848.758 |  | 352.3333 | 352.3333 | 352.3333 | 115 | 35.3333 | 118.8579 | 0.030947 | 146
PCC-03 | 2020-09-01 | 9 | 2020 | 2020 | Summer | 115 | 184.245 | 253.49 | 324.8333 | 359.5 |  | 8594.5809 | 7136.6371 | 6776.822 | 6652.8678 | 6848.758 |  | 359.5 | 359.5 | 359.5 | 115 | 34.6667 | 118.8579 | 0.030947 | 146
PCC-03 | 2020-10-01 | 10 | 2021 | 2020 | Fall | 115 | 186.83 | 258.66 | 332.6667 | 366.6667 |  | 8580.0755 | 7099.8758 | 6750.2767 | 6652.762 | 6844.586 |  | 366.6667 | 366.6667 | 366.6667 | 115 | 34 | 118.8579 | 0.030947 | 146
PCC-03 | 2020-11-01 | 11 | 2021 | 2020 | Fall | 115 | 187.27 | 259.54 | 334 | 370.3333 |  | 8580.0755 | 7095.9636 | 6747.7807 | 6655.3322 | 6844.586 |  | 370.3333 | 370.3333 | 370.3333 | 115 | 36.3333 | 118.8579 | 0.030947 | 146
PCC-03 | 2020-12-01 | 12 | 2021 | 2020 | Winter | 115 | 187.6 | 260.2 | 335 | 373.6667 |  | 8630.0755 | 7143.0539 | 6795.9207 | 6707.4455 | 6911.6989 |  | 373.6667 | 373.6667 | 373.6667 | 115 | 38.6667 | 118.8579 | 0.030947 | 146
PCC-03 | 2021-01-01 | 1 | 2021 | 2021 | Winter | 115 | 187.6 | 260.2 | 335 | 373.6667 |  | 8630.0755 | 7143.0539 | 6795.9207 | 6707.4455 | 6911.6989 |  | 373.6667 | 373.6667 | 373.6667 | 115 | 38.6667 | 118.8579 | 0.030947 | 146
PCC-03 | 2021-02-01 | 2 | 2021 | 2021 | Winter | 115 | 187.49 | 259.98 | 334.6667 | 372.3333 |  | 8630.0755 | 7144.0215 | 6796.5396 | 6706.723 | 6911.6989 |  | 372.3333 | 372.3333 | 372.3333 | 115 | 37.6667 | 118.8579 | 0.030947 | 146
PCC-03 | 2021-03-01 | 3 | 2021 | 2021 | Winter | 115 | 187.27 | 259.54 | 334 | 370.3333 |  | 8630.0755 | 7145.9636 | 6797.7807 | 6705.3322 | 6911.6989 |  | 370.3333 | 370.3333 | 370.3333 | 115 | 36.3333 | 118.8579 | 0.030947 | 146
PCC-03 | 2021-04-01 | 4 | 2021 | 2021 | Spring | 115 | 186.83 | 258.66 | 332.6667 | 366.6667 |  | 8580.0755 | 7099.8758 | 6750.2767 | 6652.762 | 6844.586 |  | 366.6667 | 366.6667 | 366.6667 | 115 | 34 | 118.8579 | 0.030947 | 146
PCC-03 | 2021-05-01 | 5 | 2021 | 2021 | Spring | 115 | 184.245 | 253.49 | 324.8333 | 359.5 |  | 8580.0755 | 7123.6338 | 6765.3207 | 6642.9141 | 6844.586 |  | 359.5 | 359.5 | 359.5 | 115 | 34.6667 | 118.8579 | 0.030947 | 146
PCC-03 | 2021-06-01 | 6 | 2021 | 2021 | Summer | 115 | 181.66 | 248.32 | 317 | 352.3333 |  | 8594.5809 | 7161.83 | 6792.6823 | 6650.929 | 6848.758 |  | 352.3333 | 352.3333 | 352.3333 | 115 | 35.3333 | 118.8579 | 0.030947 | 146
PCC-03 | 2021-07-01 | 7 | 2021 | 2021 | Summer | 115 | 181.66 | 248.32 | 317 | 352.3333 |  | 8594.5809 | 7161.83 | 6792.6823 | 6650.929 | 6848.758 |  | 352.3333 | 352.3333 | 352.3333 | 115 | 35.3333 | 118.8579 | 0.030947 | 146
PCC-03 | 2021-08-01 | 8 | 2021 | 2021 | Summer | 115 | 181.66 | 248.32 | 317 | 352.3333 |  | 8594.5809 | 7161.83 | 6792.6823 | 6650.929 | 6848.758 |  | 352.3333 | 352.3333 | 352.3333 | 115 | 35.3333 | 118.8579 | 0.030947 | 146
PCC-03 | 2021-09-01 | 9 | 2021 | 2021 | Summer | 115 | 184.245 | 253.49 | 324.8333 | 359.5 |  | 8594.5809 | 7136.6371 | 6776.822 | 6652.8678 | 6848.758 |  | 359.5 | 359.5 | 359.5 | 115 | 34.6667 | 118.8579 | 0.030947 | 146
PCC-03 | 2021-10-01 | 10 | 2022 | 2021 | Fall | 115 | 186.83 | 258.66 | 332.6667 | 366.6667 |  | 8580.0755 | 7099.8758 | 6750.2767 | 6652.762 | 6844.586 |  | 366.6667 | 366.6667 | 366.6667 | 115 | 34 | 118.8579 | 0.030947 | 146
PCC-03 | 2021-11-01 | 11 | 2022 | 2021 | Fall | 115 | 187.27 | 259.54 | 334 | 370.3333 |  | 8580.0755 | 7095.9636 | 6747.7807 | 6655.3322 | 6844.586 |  | 370.3333 | 370.3333 | 370.3333 | 115 | 36.3333 | 118.8579 | 0.030947 | 146
PCC-03 | 2021-12-01 | 12 | 2022 | 2021 | Winter | 115 | 187.6 | 260.2 | 335 | 373.6667 |  | 8630.0755 | 7143.0539 | 6795.9207 | 6707.4455 | 6911.6989 |  | 373.6667 | 373.6667 | 373.6667 | 115 | 38.6667 | 118.8579 | 0.030947 | 146
PCC-03 | 2022-01-01 | 1 | 2022 | 2022 | Winter | 115 | 187.6 | 260.2 | 335 | 373.6667 |  | 8630.0755 | 7143.0539 | 6795.9207 | 6707.4455 | 6911.6989 |  | 373.6667 | 373.6667 | 373.6667 | 115 | 38.6667 | 118.8579 | 0.030947 | 146
PCC-03 | 2022-02-01 | 2 | 2022 | 2022 | Winter | 115 | 187.49 | 259.98 | 334.6667 | 372.3333 |  | 8630.0755 | 7144.0215 | 6796.5396 | 6706.723 | 6911.6989 |  | 372.3333 | 372.3333 | 372.3333 | 115 | 37.6667 | 118.8579 | 0.030947 | 146
PCC-03 | 2022-03-01 | 3 | 2022 | 2022 | Winter | 115 | 187.27 | 259.54 | 334 | 370.3333 |  | 8630.0755 | 7145.9636 | 6797.7807 | 6705.3322 | 6911.6989 |  | 370.3333 | 370.3333 | 370.3333 | 115 | 36.3333 | 118.8579 | 0.030947 | 146
PCC-03 | 2022-04-01 | 4 | 2022 | 2022 | Spring | 115 | 186.83 | 258.66 | 332.6667 | 366.6667 |  | 8580.0755 | 7099.8758 | 6750.2767 | 6652.762 | 6844.586 |  | 366.6667 | 366.6667 | 366.6667 | 115 | 34 | 118.8579 | 0.030947 | 146
PCC-03 | 2022-05-01 | 5 | 2022 | 2022 | Spring | 115 | 184.245 | 253.49 | 324.8333 | 359.5 |  | 8580.0755 | 7123.6338 | 6765.3207 | 6642.9141 | 6844.586 |  | 359.5 | 359.5 | 359.5 | 115 | 34.6667 | 118.8579 | 0.030947 | 146
PCC-03 | 2022-06-01 | 6 | 2022 | 2022 | Summer | 115 | 181.66 | 248.32 | 317 | 352.3333 |  | 8594.5809 | 7161.83 | 6792.6823 | 6650.929 | 6848.758 |  | 352.3333 | 352.3333 | 352.3333 | 115 | 35.3333 | 118.8579 | 0.030947 | 146
PCC-03 | 2022-07-01 | 7 | 2022 | 2022 | Summer | 115 | 181.66 | 248.32 | 317 | 352.3333 |  | 8594.5809 | 7161.83 | 6792.6823 | 6650.929 | 6848.758 |  | 352.3333 | 352.3333 | 352.3333 | 115 | 35.3333 | 118.8579 | 0.030947 | 146
PCC-03 | 2022-08-01 | 8 | 2022 | 2022 | Summer | 115 | 181.66 | 248.32 | 317 | 352.3333 |  | 8594.5809 | 7161.83 | 6792.6823 | 6650.929 | 6848.758 |  | 352.3333 | 352.3333 | 352.3333 | 115 | 35.3333 | 118.8579 | 0.030947 | 146
PCC-03 | 2022-09-01 | 9 | 2022 | 2022 | Summer | 115 | 184.245 | 253.49 | 324.8333 | 359.5 |  | 8594.5809 | 7136.6371 | 6776.822 | 6652.8678 | 6848.758 |  | 359.5 | 359.5 | 359.5 | 115 | 34.6667 | 118.8579 | 0.030947 | 146
PCC-03 | 2022-10-01 | 10 | 2023 | 2022 | Fall | 115 | 186.83 | 258.66 | 332.6667 | 366.6667 |  | 8580.0755 | 7099.8758 | 6750.2767 | 6652.762 | 6844.586 |  | 366.6667 | 366.6667 | 366.6667 | 115 | 34 | 118.8579 | 0.030947 | 146
PCC-03 | 2022-11-01 | 11 | 2023 | 2022 | Fall | 115 | 187.27 | 259.54 | 334 | 370.3333 |  | 8580.0755 | 7095.9636 | 6747.7807 | 6655.3322 | 6844.586 |  | 370.3333 | 370.3333 | 370.3333 | 115 | 36.3333 | 118.8579 | 0.030947 | 146
PCC-03 | 2022-12-01 | 12 | 2023 | 2022 | Winter | 115 | 187.6 | 260.2 | 335 | 373.6667 |  | 8630.0755 | 7143.0539 | 6795.9207 | 6707.4455 | 6911.6989 |  | 373.6667 | 373.6667 | 373.6667 | 115 | 38.6667 | 118.8579 | 0.030947 | 146
PCC-03 | 2023-01-01 | 1 | 2023 | 2023 | Winter | 115 | 187.6 | 260.2 | 335 | 373.6667 |  | 8630.0755 | 7143.0539 | 6795.9207 | 6707.4455 | 6911.6989 |  | 373.6667 | 373.6667 | 373.6667 | 115 | 38.6667 | 118.8579 | 0.030947 | 146
PCC-03 | 2023-02-01 | 2 | 2023 | 2023 | Winter | 115 | 187.49 | 259.98 | 334.6667 | 372.3333 |  | 8630.0755 | 7144.0215 | 6796.5396 | 6706.723 | 6911.6989 |  | 372.3333 | 372.3333 | 372.3333 | 115 | 37.6667 | 118.8579 | 0.030947 | 146
PCC-03 | 2023-03-01 | 3 | 2023 | 2023 | Winter | 115 | 187.27 | 259.54 | 334 | 370.3333 |  | 8630.0755 | 7145.9636 | 6797.7807 | 6705.3322 | 6911.6989 |  | 370.3333 | 370.3333 | 370.3333 | 115 | 36.3333 | 118.8579 | 0.030947 | 146
PCC-03 | 2023-04-01 | 4 | 2023 | 2023 | Spring | 115 | 186.83 | 258.66 | 332.6667 | 366.6667 |  | 8580.0755 | 7099.8758 | 6750.2767 | 6652.762 | 6844.586 |  | 366.6667 | 366.6667 | 366.6667 | 115 | 34 | 118.8579 | 0.030947 | 146
PCC-03 | 2023-05-01 | 5 | 2023 | 2023 | Spring | 115 | 184.245 | 253.49 | 324.8333 | 359.5 |  | 8580.0755 | 7123.6338 | 6765.3207 | 6642.9141 | 6844.586 |  | 359.5 | 359.5 | 359.5 | 115 | 34.6667 | 118.8579 | 0.030947 | 146
PCC-03 | 2023-06-01 | 6 | 2023 | 2023 | Summer | 115 | 181.66 | 248.32 | 317 | 352.3333 |  | 8594.5809 | 7161.83 | 6792.6823 | 6650.929 | 6848.758 |  | 352.3333 | 352.3333 | 352.3333 | 115 | 35.3333 | 118.8579 | 0.030947 | 146
PCC-03 | 2023-07-01 | 7 | 2023 | 2023 | Summer | 115 | 181.66 | 248.32 | 317 | 352.3333 |  | 8594.5809 | 7161.83 | 6792.6823 | 6650.929 | 6848.758 |  | 352.3333 | 352.3333 | 352.3333 | 115 | 35.3333 | 118.8579 | 0.030947 | 146
PCC-03 | 2023-08-01 | 8 | 2023 | 2023 | Summer | 115 | 181.66 | 248.32 | 317 | 352.3333 |  | 8594.5809 | 7161.83 | 6792.6823 | 6650.929 | 6848.758 |  | 352.3333 | 352.3333 | 352.3333 | 115 | 35.3333 | 118.8579 | 0.030947 | 146
PCC-03 | 2023-09-01 | 9 | 2023 | 2023 | Summer | 115 | 184.245 | 253.49 | 324.8333 | 359.5 |  | 8594.5809 | 7136.6371 | 6776.822 | 6652.8678 | 6848.758 |  | 359.5 | 359.5 | 359.5 | 115 | 34.6667 | 118.8579 | 0.030947 | 146
PCC-03 | 2023-10-01 | 10 | 2024 | 2023 | Fall | 115 | 186.83 | 258.66 | 332.6667 | 366.6667 |  | 8580.0755 | 7099.8758 | 6750.2767 | 6652.762 | 6844.586 |  | 366.6667 | 366.6667 | 366.6667 | 115 | 34 | 118.8579 | 0.030947 | 146
PCC-03 | 2023-11-01 | 11 | 2024 | 2023 | Fall | 115 | 187.27 | 259.54 | 334 | 370.3333 |  | 8580.0755 | 7095.9636 | 6747.7807 | 6655.3322 | 6844.586 |  | 370.3333 | 370.3333 | 370.3333 | 115 | 36.3333 | 118.8579 | 0.030947 | 146
PCC-03 | 2023-12-01 | 12 | 2024 | 2023 | Winter | 115 | 187.6 | 260.2 | 335 | 373.6667 |  | 8630.0755 | 7143.0539 | 6795.9207 | 6707.4455 | 6911.6989 |  | 373.6667 | 373.6667 | 373.6667 | 115 | 38.6667 | 118.8579 | 0.030947 | 146
PCC-03 | 2024-01-01 | 1 | 2024 | 2024 | Winter | 115 | 187.6 | 260.2 | 335 | 373.6667 |  | 8630.0755 | 7143.0539 | 6795.9207 | 6707.4455 | 6911.6989 |  | 373.6667 | 373.6667 | 373.6667 | 115 | 38.6667 | 118.8579 | 0.030947 | 146
PCC-03 | 2024-02-01 | 2 | 2024 | 2024 | Winter | 115 | 187.49 | 259.98 | 334.6667 | 372.3333 |  | 8630.0755 | 7144.0215 | 6796.5396 | 6706.723 | 6911.6989 |  | 372.3333 | 372.3333 | 372.3333 | 115 | 37.6667 | 118.8579 | 0.030947 | 146
PCC-03 | 2024-03-01 | 3 | 2024 | 2024 | Winter | 115 | 187.27 | 259.54 | 334 | 370.3333 |  | 8630.0755 | 7145.9636 | 6797.7807 | 6705.3322 | 6911.6989 |  | 370.3333 | 370.3333 | 370.3333 | 115 | 36.3333 | 118.8579 | 0.030947 | 146
PCC-03 | 2024-04-01 | 4 | 2024 | 2024 | Spring | 115 | 186.83 | 258.66 | 332.6667 | 366.6667 |  | 8580.0755 | 7099.8758 | 6750.2767 | 6652.762 | 6844.586 |  | 366.6667 | 366.6667 | 366.6667 | 115 | 34 | 118.8579 | 0.030947 | 146
PCC-03 | 2024-05-01 | 5 | 2024 | 2024 | Spring | 115 | 184.245 | 253.49 | 324.8333 | 359.5 |  | 8580.0755 | 7123.6338 | 6765.3207 | 6642.9141 | 6844.586 |  | 359.5 | 359.5 | 359.5 | 115 | 34.6667 | 118.8579 | 0.030947 | 146
PCC-03 | 2024-06-01 | 6 | 2024 | 2024 | Summer | 115 | 181.66 | 248.32 | 317 | 352.3333 |  | 8594.5809 | 7161.83 | 6792.6823 | 6650.929 | 6848.758 |  | 352.3333 | 352.3333 | 352.3333 | 115 | 35.3333 | 118.8579 | 0.030947 | 146
PCC-03 | 2024-07-01 | 7 | 2024 | 2024 | Summer | 115 | 181.66 | 248.32 | 317 | 352.3333 |  | 8594.5809 | 7161.83 | 6792.6823 | 6650.929 | 6848.758 |  | 352.3333 | 352.3333 | 352.3333 | 115 | 35.3333 | 118.8579 | 0.030947 | 146
PCC-03 | 2024-08-01 | 8 | 2024 | 2024 | Summer | 115 | 181.66 | 248.32 | 317 | 352.3333 |  | 8594.5809 | 7161.83 | 6792.6823 | 6650.929 | 6848.758 |  | 352.3333 | 352.3333 | 352.3333 | 115 | 35.3333 | 118.8579 | 0.030947 | 146
PCC-03 | 2024-09-01 | 9 | 2024 | 2024 | Summer | 115 | 184.245 | 253.49 | 324.8333 | 359.5 |  | 8594.5809 | 7136.6371 | 6776.822 | 6652.8678 | 6848.758 |  | 359.5 | 359.5 | 359.5 | 115 | 34.6667 | 118.8579 | 0.030947 | 146
PCC-03 | 2024-10-01 | 10 | 2025 | 2024 | Fall | 115 | 186.83 | 258.66 | 332.6667 | 366.6667 |  | 8580.0755 | 7099.8758 | 6750.2767 | 6652.762 | 6844.586 |  | 366.6667 | 366.6667 | 366.6667 | 115 | 34 | 118.8579 | 0.030947 | 146
PCC-03 | 2024-11-01 | 11 | 2025 | 2024 | Fall | 115 | 187.27 | 259.54 | 334 | 370.3333 |  | 8580.0755 | 7095.9636 | 6747.7807 | 6655.3322 | 6844.586 |  | 370.3333 | 370.3333 | 370.3333 | 115 | 36.3333 | 118.8579 | 0.030947 | 146
PCC-03 | 2024-12-01 | 12 | 2025 | 2024 | Winter | 115 | 187.6 | 260.2 | 335 | 373.6667 |  | 8630.0755 | 7143.0539 | 6795.9207 | 6707.4455 | 6911.6989 |  | 373.6667 | 373.6667 | 373.6667 | 115 | 38.6667 | 118.8579 | 0.030947 | 146
PCC-03 | 2025-01-01 | 1 | 2025 | 2025 | Winter | 115 | 187.6 | 260.2 | 335 | 373.6667 |  | 8630.0755 | 7143.0539 | 6795.9207 | 6707.4455 | 6911.6989 |  | 373.6667 | 373.6667 | 373.6667 | 115 | 38.6667 | 118.8579 | 0.030947 | 146
PCC-03 | 2025-02-01 | 2 | 2025 | 2025 | Winter | 115 | 187.49 | 259.98 | 334.6667 | 372.3333 |  | 8630.0755 | 7144.0215 | 6796.5396 | 6706.723 | 6911.6989 |  | 372.3333 | 372.3333 | 372.3333 | 115 | 37.6667 | 118.8579 | 0.030947 | 146
PCC-03 | 2025-03-01 | 3 | 2025 | 2025 | Winter | 115 | 187.27 | 259.54 | 334 | 370.3333 |  | 8630.0755 | 7145.9636 | 6797.7807 | 6705.3322 | 6911.6989 |  | 370.3333 | 370.3333 | 370.3333 | 115 | 36.3333 | 118.8579 | 0.030947 | 146
PCC-03 | 2025-04-01 | 4 | 2025 | 2025 | Spring | 115 | 186.83 | 258.66 | 332.6667 | 366.6667 |  | 8580.0755 | 7099.8758 | 6750.2767 | 6652.762 | 6844.586 |  | 366.6667 | 366.6667 | 366.6667 | 115 | 34 | 118.8579 | 0.030947 | 146
PCC-03 | 2025-05-01 | 5 | 2025 | 2025 | Spring | 115 | 184.245 | 253.49 | 324.8333 | 359.5 |  | 8580.0755 | 7123.6338 | 6765.3207 | 6642.9141 | 6844.586 |  | 359.5 | 359.5 | 359.5 | 115 | 34.6667 | 118.8579 | 0.030947 | 146
PCC-03 | 2025-06-01 | 6 | 2025 | 2025 | Summer | 115 | 181.66 | 248.32 | 317 | 352.3333 |  | 8594.5809 | 7161.83 | 6792.6823 | 6650.929 | 6848.758 |  | 352.3333 | 352.3333 | 352.3333 | 115 | 35.3333 | 118.8579 | 0.030947 | 146
PCC-03 | 2025-07-01 | 7 | 2025 | 2025 | Summer | 115 | 181.66 | 248.32 | 317 | 352.3333 |  | 8594.5809 | 7161.83 | 6792.6823 | 6650.929 | 6848.758 |  | 352.3333 | 352.3333 | 352.3333 | 115 | 35.3333 | 118.8579 | 0.030947 | 146
PCC-03 | 2025-08-01 | 8 | 2025 | 2025 | Summer | 115 | 181.66 | 248.32 | 317 | 352.3333 |  | 8594.5809 | 7161.83 | 6792.6823 | 6650.929 | 6848.758 |  | 352.3333 | 352.3333 | 352.3333 | 115 | 35.3333 | 118.8579 | 0.030947 | 146
PCC-03 | 2025-09-01 | 9 | 2025 | 2025 | Summer | 115 | 184.245 | 253.49 | 324.8333 | 359.5 |  | 8594.5809 | 7136.6371 | 6776.822 | 6652.8678 | 6848.758 |  | 359.5 | 359.5 | 359.5 | 115 | 34.6667 | 118.8579 | 0.030947 | 146
PCC-03 | 2025-10-01 | 10 | 2026 | 2025 | Fall | 115 | 186.83 | 258.66 | 332.6667 | 366.6667 |  | 8580.0755 | 7099.8758 | 6750.2767 | 6652.762 | 6844.586 |  | 366.6667 | 366.6667 | 366.6667 | 115 | 34 | 118.8579 | 0.030947 | 146
PCC-03 | 2025-11-01 | 11 | 2026 | 2025 | Fall | 115 | 187.27 | 259.54 | 334 | 370.3333 |  | 8580.0755 | 7095.9636 | 6747.7807 | 6655.3322 | 6844.586 |  | 370.3333 | 370.3333 | 370.3333 | 115 | 36.3333 | 118.8579 | 0.030947 | 146
PCC-03 | 2025-12-01 | 12 | 2026 | 2025 | Winter | 115 | 187.6 | 260.2 | 335 | 373.6667 |  | 8630.0755 | 7143.0539 | 6795.9207 | 6707.4455 | 6911.6989 |  | 373.6667 | 373.6667 | 373.6667 | 115 | 38.6667 | 118.8579 | 0.030947 | 146
PCC-03 | 2026-01-01 | 1 | 2026 | 2026 | Winter | 115 | 187.6 | 260.2 | 335 | 373.6667 |  | 8630.0755 | 7143.0539 | 6795.9207 | 6707.4455 | 6911.6989 |  | 373.6667 | 373.6667 | 373.6667 | 115 | 38.6667 | 118.8579 | 0.030947 | 146
PCC-03 | 2026-02-01 | 2 | 2026 | 2026 | Winter | 115 | 187.49 | 259.98 | 334.6667 | 372.3333 |  | 8630.0755 | 7144.0215 | 6796.5396 | 6706.723 | 6911.6989 |  | 372.3333 | 372.3333 | 372.3333 | 115 | 37.6667 | 118.8579 | 0.030947 | 146
PCC-03 | 2026-03-01 | 3 | 2026 | 2026 | Winter | 115 | 187.27 | 259.54 | 334 | 370.3333 |  | 8630.0755 | 7145.9636 | 6797.7807 | 6705.3322 | 6911.6989 |  | 370.3333 | 370.3333 | 370.3333 | 115 | 36.3333 | 118.8579 | 0.030947 | 146
PCC-03 | 2026-04-01 | 4 | 2026 | 2026 | Spring | 115 | 186.83 | 258.66 | 332.6667 | 366.6667 |  | 8580.0755 | 7099.8758 | 6750.2767 | 6652.762 | 6844.586 |  | 366.6667 | 366.6667 | 366.6667 | 115 | 34 | 118.8579 | 0.030947 | 146
PCC-03 | 2026-05-01 | 5 | 2026 | 2026 | Spring | 115 | 184.245 | 253.49 | 324.8333 | 359.5 |  | 8580.0755 | 7123.6338 | 6765.3207 | 6642.9141 | 6844.586 |  | 359.5 | 359.5 | 359.5 | 115 | 34.6667 | 118.8579 | 0.030947 | 146
PCC-03 | 2026-06-01 | 6 | 2026 | 2026 | Summer | 115 | 181.66 | 248.32 | 317 | 352.3333 |  | 8594.5809 | 7161.83 | 6792.6823 | 6650.929 | 6848.758 |  | 352.3333 | 352.3333 | 352.3333 | 115 | 35.3333 | 118.8579 | 0.030947 | 146
PCC-03 | 2026-07-01 | 7 | 2026 | 2026 | Summer | 115 | 181.66 | 248.32 | 317 | 352.3333 |  | 8594.5809 | 7161.83 | 6792.6823 | 6650.929 | 6848.758 |  | 352.3333 | 352.3333 | 352.3333 | 115 | 35.3333 | 118.8579 | 0.030947 | 146
PCC-03 | 2026-08-01 | 8 | 2026 | 2026 | Summer | 115 | 181.66 | 248.32 | 317 | 352.3333 |  | 8594.5809 | 7161.83 | 6792.6823 | 6650.929 | 6848.758 |  | 352.3333 | 352.3333 | 352.3333 | 115 | 35.3333 | 118.8579 | 0.030947 | 146
PCC-03 | 2026-09-01 | 9 | 2026 | 2026 | Summer | 115 | 184.245 | 253.49 | 324.8333 | 359.5 |  | 8594.5809 | 7136.6371 | 6776.822 | 6652.8678 | 6848.758 |  | 359.5 | 359.5 | 359.5 | 115 | 34.6667 | 118.8579 | 0.030947 | 146
PCC-03 | 2026-10-01 | 10 | 2027 | 2026 | Fall | 115 | 186.83 | 258.66 | 332.6667 | 366.6667 |  | 8580.0755 | 7099.8758 | 6750.2767 | 6652.762 | 6844.586 |  | 366.6667 | 366.6667 | 366.6667 | 115 | 34 | 118.8579 | 0.030947 | 146
PCC-03 | 2026-11-01 | 11 | 2027 | 2026 | Fall | 115 | 187.27 | 259.54 | 334 | 370.3333 |  | 8580.0755 | 7095.9636 | 6747.7807 | 6655.3322 | 6844.586 |  | 370.3333 | 370.3333 | 370.3333 | 115 | 36.3333 | 118.8579 | 0.030947 | 146
PCC-03 | 2026-12-01 | 12 | 2027 | 2026 | Winter | 115 | 187.6 | 260.2 | 335 | 373.6667 |  | 8630.0755 | 7143.0539 | 6795.9207 | 6707.4455 | 6911.6989 |  | 373.6667 | 373.6667 | 373.6667 | 115 | 38.6667 | 118.8579 | 0.030947 | 146
PCC-03 | 2027-01-01 | 1 | 2027 | 2027 | Winter | 115 | 187.6 | 260.2 | 335 | 373.6667 |  | 8630.0755 | 7143.0539 | 6795.9207 | 6707.4455 | 6911.6989 |  | 373.6667 | 373.6667 | 373.6667 | 115 | 38.6667 | 118.8579 | 0.030947 | 146
PCC-03 | 2027-02-01 | 2 | 2027 | 2027 | Winter | 115 | 187.49 | 259.98 | 334.6667 | 372.3333 |  | 8630.0755 | 7144.0215 | 6796.5396 | 6706.723 | 6911.6989 |  | 372.3333 | 372.3333 | 372.3333 | 115 | 37.6667 | 118.8579 | 0.030947 | 146
PCC-03 | 2027-03-01 | 3 | 2027 | 2027 | Winter | 115 | 187.27 | 259.54 | 334 | 370.3333 |  | 8630.0755 | 7145.9636 | 6797.7807 | 6705.3322 | 6911.6989 |  | 370.3333 | 370.3333 | 370.3333 | 115 | 36.3333 | 118.8579 | 0.030947 | 146
PCC-03 | 2027-04-01 | 4 | 2027 | 2027 | Spring | 115 | 186.83 | 258.66 | 332.6667 | 366.6667 |  | 8580.0755 | 7099.8758 | 6750.2767 | 6652.762 | 6844.586 |  | 366.6667 | 366.6667 | 366.6667 | 115 | 34 | 118.8579 | 0.030947 | 146
PCC-03 | 2027-05-01 | 5 | 2027 | 2027 | Spring | 115 | 184.245 | 253.49 | 324.8333 | 359.5 |  | 8580.0755 | 7123.6338 | 6765.3207 | 6642.9141 | 6844.586 |  | 359.5 | 359.5 | 359.5 | 115 | 34.6667 | 118.8579 | 0.030947 | 146
PCC-03 | 2027-06-01 | 6 | 2027 | 2027 | Summer | 115 | 181.66 | 248.32 | 317 | 352.3333 |  | 8594.5809 | 7161.83 | 6792.6823 | 6650.929 | 6848.758 |  | 352.3333 | 352.3333 | 352.3333 | 115 | 35.3333 | 118.8579 | 0.030947 | 146
PCC-03 | 2027-07-01 | 7 | 2027 | 2027 | Summer | 115 | 181.66 | 248.32 | 317 | 352.3333 |  | 8594.5809 | 7161.83 | 6792.6823 | 6650.929 | 6848.758 |  | 352.3333 | 352.3333 | 352.3333 | 115 | 35.3333 | 118.8579 | 0.030947 | 146
PCC-03 | 2027-08-01 | 8 | 2027 | 2027 | Summer | 115 | 181.66 | 248.32 | 317 | 352.3333 |  | 8594.5809 | 7161.83 | 6792.6823 | 6650.929 | 6848.758 |  | 352.3333 | 352.3333 | 352.3333 | 115 | 35.3333 | 118.8579 | 0.030947 | 146
PCC-03 | 2027-09-01 | 9 | 2027 | 2027 | Summer | 115 | 184.245 | 253.49 | 324.8333 | 359.5 |  | 8594.5809 | 7136.6371 | 6776.822 | 6652.8678 | 6848.758 |  | 359.5 | 359.5 | 359.5 | 115 | 34.6667 | 118.8579 | 0.030947 | 146
PCC-03 | 2027-10-01 | 10 | 2028 | 2027 | Fall | 115 | 186.83 | 258.66 | 332.6667 | 366.6667 |  | 8580.0755 | 7099.8758 | 6750.2767 | 6652.762 | 6844.586 |  | 366.6667 | 366.6667 | 366.6667 | 115 | 34 | 118.8579 | 0.030947 | 146
PCC-03 | 2027-11-01 | 11 | 2028 | 2027 | Fall | 115 | 187.27 | 259.54 | 334 | 370.3333 |  | 8580.0755 | 7095.9636 | 6747.7807 | 6655.3322 | 6844.586 |  | 370.3333 | 370.3333 | 370.3333 | 115 | 36.3333 | 118.8579 | 0.030947 | 146
PCC-03 | 2027-12-01 | 12 | 2028 | 2027 | Winter | 115 | 187.6 | 260.2 | 335 | 373.6667 |  | 8630.0755 | 7143.0539 | 6795.9207 | 6707.4455 | 6911.6989 |  | 373.6667 | 373.6667 | 373.6667 | 115 | 38.6667 | 118.8579 | 0.030947 | 146
PCC-03 | 2028-01-01 | 1 | 2028 | 2028 | Winter | 115 | 187.6 | 260.2 | 335 | 373.6667 |  | 8630.0755 | 7143.0539 | 6795.9207 | 6707.4455 | 6911.6989 |  | 373.6667 | 373.6667 | 373.6667 | 115 | 38.6667 | 118.8579 | 0.030947 | 146
PCC-03 | 2028-02-01 | 2 | 2028 | 2028 | Winter | 115 | 187.49 | 259.98 | 334.6667 | 372.3333 |  | 8630.0755 | 7144.0215 | 6796.5396 | 6706.723 | 6911.6989 |  | 372.3333 | 372.3333 | 372.3333 | 115 | 37.6667 | 118.8579 | 0.030947 | 146
PCC-03 | 2028-03-01 | 3 | 2028 | 2028 | Winter | 115 | 187.27 | 259.54 | 334 | 370.3333 |  | 8630.0755 | 7145.9636 | 6797.7807 | 6705.3322 | 6911.6989 |  | 370.3333 | 370.3333 | 370.3333 | 115 | 36.3333 | 118.8579 | 0.030947 | 146
PCC-03 | 2028-04-01 | 4 | 2028 | 2028 | Spring | 115 | 186.83 | 258.66 | 332.6667 | 366.6667 |  | 8580.0755 | 7099.8758 | 6750.2767 | 6652.762 | 6844.586 |  | 366.6667 | 366.6667 | 366.6667 | 115 | 34 | 118.8579 | 0.030947 | 146
PCC-03 | 2028-05-01 | 5 | 2028 | 2028 | Spring | 115 | 184.245 | 253.49 | 324.8333 | 359.5 |  | 8580.0755 | 7123.6338 | 6765.3207 | 6642.9141 | 6844.586 |  | 359.5 | 359.5 | 359.5 | 115 | 34.6667 | 118.8579 | 0.030947 | 146
PCC-03 | 2028-06-01 | 6 | 2028 | 2028 | Summer | 115 | 181.66 | 248.32 | 317 | 352.3333 |  | 8594.5809 | 7161.83 | 6792.6823 | 6650.929 | 6848.758 |  | 352.3333 | 352.3333 | 352.3333 | 115 | 35.3333 | 118.8579 | 0.030947 | 146
PCC-03 | 2028-07-01 | 7 | 2028 | 2028 | Summer | 115 | 181.66 | 248.32 | 317 | 352.3333 |  | 8594.5809 | 7161.83 | 6792.6823 | 6650.929 | 6848.758 |  | 352.3333 | 352.3333 | 352.3333 | 115 | 35.3333 | 118.8579 | 0.030947 | 146
PCC-03 | 2028-08-01 | 8 | 2028 | 2028 | Summer | 115 | 181.66 | 248.32 | 317 | 352.3333 |  | 8594.5809 | 7161.83 | 6792.6823 | 6650.929 | 6848.758 |  | 352.3333 | 352.3333 | 352.3333 | 115 | 35.3333 | 118.8579 | 0.030947 | 146
PCC-03 | 2028-09-01 | 9 | 2028 | 2028 | Summer | 115 | 184.245 | 253.49 | 324.8333 | 359.5 |  | 8594.5809 | 7136.6371 | 6776.822 | 6652.8678 | 6848.758 |  | 359.5 | 359.5 | 359.5 | 115 | 34.6667 | 118.8579 | 0.030947 | 146
PCC-03 | 2028-10-01 | 10 | 2029 | 2028 | Fall | 115 | 186.83 | 258.66 | 332.6667 | 366.6667 |  | 8580.0755 | 7099.8758 | 6750.2767 | 6652.762 | 6844.586 |  | 366.6667 | 366.6667 | 366.6667 | 115 | 34 | 118.8579 | 0.030947 | 146
PCC-03 | 2028-11-01 | 11 | 2029 | 2028 | Fall | 115 | 187.27 | 259.54 | 334 | 370.3333 |  | 8580.0755 | 7095.9636 | 6747.7807 | 6655.3322 | 6844.586 |  | 370.3333 | 370.3333 | 370.3333 | 115 | 36.3333 | 118.8579 | 0.030947 | 146
PCC-03 | 2028-12-01 | 12 | 2029 | 2028 | Winter | 115 | 187.6 | 260.2 | 335 | 373.6667 |  | 8630.0755 | 7143.0539 | 6795.9207 | 6707.4455 | 6911.6989 |  | 373.6667 | 373.6667 | 373.6667 | 115 | 38.6667 | 118.8579 | 0.030947 | 146
PCC-03 | 2029-01-01 | 1 | 2029 | 2029 | Winter | 115 | 187.6 | 260.2 | 335 | 373.6667 |  | 8630.0755 | 7143.0539 | 6795.9207 | 6707.4455 | 6911.6989 |  | 373.6667 | 373.6667 | 373.6667 | 115 | 38.6667 | 118.8579 | 0.030947 | 146
PCC-03 | 2029-02-01 | 2 | 2029 | 2029 | Winter | 115 | 187.49 | 259.98 | 334.6667 | 372.3333 |  | 8630.0755 | 7144.0215 | 6796.5396 | 6706.723 | 6911.6989 |  | 372.3333 | 372.3333 | 372.3333 | 115 | 37.6667 | 118.8579 | 0.030947 | 146
PCC-03 | 2029-03-01 | 3 | 2029 | 2029 | Winter | 115 | 187.27 | 259.54 | 334 | 370.3333 |  | 8630.0755 | 7145.9636 | 6797.7807 | 6705.3322 | 6911.6989 |  | 370.3333 | 370.3333 | 370.3333 | 115 | 36.3333 | 118.8579 | 0.030947 | 146
PCC-03 | 2029-04-01 | 4 | 2029 | 2029 | Spring | 115 | 186.83 | 258.66 | 332.6667 | 366.6667 |  | 8580.0755 | 7099.8758 | 6750.2767 | 6652.762 | 6844.586 |  | 366.6667 | 366.6667 | 366.6667 | 115 | 34 | 118.8579 | 0.030947 | 146
PCC-03 | 2029-05-01 | 5 | 2029 | 2029 | Spring | 115 | 184.245 | 253.49 | 324.8333 | 359.5 |  | 8580.0755 | 7123.6338 | 6765.3207 | 6642.9141 | 6844.586 |  | 359.5 | 359.5 | 359.5 | 115 | 34.6667 | 118.8579 | 0.030947 | 146
PCC-03 | 2029-06-01 | 6 | 2029 | 2029 | Summer | 115 | 181.66 | 248.32 | 317 | 352.3333 |  | 8594.5809 | 7161.83 | 6792.6823 | 6650.929 | 6848.758 |  | 352.3333 | 352.3333 | 352.3333 | 115 | 35.3333 | 118.8579 | 0.030947 | 146
PCC-03 | 2029-07-01 | 7 | 2029 | 2029 | Summer | 115 | 181.66 | 248.32 | 317 | 352.3333 |  | 8594.5809 | 7161.83 | 6792.6823 | 6650.929 | 6848.758 |  | 352.3333 | 352.3333 | 352.3333 | 115 | 35.3333 | 118.8579 | 0.030947 | 146
PCC-03 | 2029-08-01 | 8 | 2029 | 2029 | Summer | 115 | 181.66 | 248.32 | 317 | 352.3333 |  | 8594.5809 | 7161.83 | 6792.6823 | 6650.929 | 6848.758 |  | 352.3333 | 352.3333 | 352.3333 | 115 | 35.3333 | 118.8579 | 0.030947 | 146
PCC-03 | 2029-09-01 | 9 | 2029 | 2029 | Summer | 115 | 184.245 | 253.49 | 324.8333 | 359.5 |  | 8594.5809 | 7136.6371 | 6776.822 | 6652.8678 | 6848.758 |  | 359.5 | 359.5 | 359.5 | 115 | 34.6667 | 118.8579 | 0.030947 | 146
PCC-03 | 2029-10-01 | 10 | 2030 | 2029 | Fall | 115 | 186.83 | 258.66 | 332.6667 | 366.6667 |  | 8580.0755 | 7099.8758 | 6750.2767 | 6652.762 | 6844.586 |  | 366.6667 | 366.6667 | 366.6667 | 115 | 34 | 118.8579 | 0.030947 | 146
PCC-03 | 2029-11-01 | 11 | 2030 | 2029 | Fall | 115 | 187.27 | 259.54 | 334 | 370.3333 |  | 8580.0755 | 7095.9636 | 6747.7807 | 6655.3322 | 6844.586 |  | 370.3333 | 370.3333 | 370.3333 | 115 | 36.3333 | 118.8579 | 0.030947 | 146
PCC-03 | 2029-12-01 | 12 | 2030 | 2029 | Winter | 115 | 187.6 | 260.2 | 335 | 373.6667 |  | 8630.0755 | 7143.0539 | 6795.9207 | 6707.4455 | 6911.6989 |  | 373.6667 | 373.6667 | 373.6667 | 115 | 38.6667 | 118.8579 | 0.030947 | 146
PCC-03 | 2030-01-01 | 1 | 2030 | 2030 | Winter | 115 | 187.6 | 260.2 | 335 | 373.6667 |  | 8630.0755 | 7143.0539 | 6795.9207 | 6707.4455 | 6911.6989 |  | 373.6667 | 373.6667 | 373.6667 | 115 | 38.6667 | 118.8579 | 0.030947 | 146
PCC-03 | 2030-02-01 | 2 | 2030 | 2030 | Winter | 115 | 187.49 | 259.98 | 334.6667 | 372.3333 |  | 8630.0755 | 7144.0215 | 6796.5396 | 6706.723 | 6911.6989 |  | 372.3333 | 372.3333 | 372.3333 | 115 | 37.6667 | 118.8579 | 0.030947 | 146
PCC-03 | 2030-03-01 | 3 | 2030 | 2030 | Winter | 115 | 187.27 | 259.54 | 334 | 370.3333 |  | 8630.0755 | 7145.9636 | 6797.7807 | 6705.3322 | 6911.6989 |  | 370.3333 | 370.3333 | 370.3333 | 115 | 36.3333 | 118.8579 | 0.030947 | 146
PCC-03 | 2030-04-01 | 4 | 2030 | 2030 | Spring | 115 | 186.83 | 258.66 | 332.6667 | 366.6667 |  | 8580.0755 | 7099.8758 | 6750.2767 | 6652.762 | 6844.586 |  | 366.6667 | 366.6667 | 366.6667 | 115 | 34 | 118.8579 | 0.030947 | 146
PCC-03 | 2030-05-01 | 5 | 2030 | 2030 | Spring | 115 | 184.245 | 253.49 | 324.8333 | 359.5 |  | 8580.0755 | 7123.6338 | 6765.3207 | 6642.9141 | 6844.586 |  | 359.5 | 359.5 | 359.5 | 115 | 34.6667 | 118.8579 | 0.030947 | 146
PCC-03 | 2030-06-01 | 6 | 2030 | 2030 | Summer | 115 | 181.66 | 248.32 | 317 | 352.3333 |  | 8594.5809 | 7161.83 | 6792.6823 | 6650.929 | 6848.758 |  | 352.3333 | 352.3333 | 352.3333 | 115 | 35.3333 | 118.8579 | 0.030947 | 146
PCC-03 | 2030-07-01 | 7 | 2030 | 2030 | Summer | 115 | 181.66 | 248.32 | 317 | 352.3333 |  | 8594.5809 | 7161.83 | 6792.6823 | 6650.929 | 6848.758 |  | 352.3333 | 352.3333 | 352.3333 | 115 | 35.3333 | 118.8579 | 0.030947 | 146
PCC-03 | 2030-08-01 | 8 | 2030 | 2030 | Summer | 115 | 181.66 | 248.32 | 317 | 352.3333 |  | 8594.5809 | 7161.83 | 6792.6823 | 6650.929 | 6848.758 |  | 352.3333 | 352.3333 | 352.3333 | 115 | 35.3333 | 118.8579 | 0.030947 | 146
PCC-03 | 2030-09-01 | 9 | 2030 | 2030 | Summer | 115 | 184.245 | 253.49 | 324.8333 | 359.5 |  | 8594.5809 | 7136.6371 | 6776.822 | 6652.8678 | 6848.758 |  | 359.5 | 359.5 | 359.5 | 115 | 34.6667 | 118.8579 | 0.030947 | 146
PCC-03 | 2030-10-01 | 10 | 2031 | 2030 | Fall | 115 | 186.83 | 258.66 | 332.6667 | 366.6667 |  | 8580.0755 | 7099.8758 | 6750.2767 | 6652.762 | 6844.586 |  | 366.6667 | 366.6667 | 366.6667 | 115 | 34 | 118.8579 | 0.030947 | 146
PCC-03 | 2030-11-01 | 11 | 2031 | 2030 | Fall | 115 | 187.27 | 259.54 | 334 | 370.3333 |  | 8580.0755 | 7095.9636 | 6747.7807 | 6655.3322 | 6844.586 |  | 370.3333 | 370.3333 | 370.3333 | 115 | 36.3333 | 118.8579 | 0.030947 | 146
PCC-03 | 2030-12-01 | 12 | 2031 | 2030 | Winter | 115 | 187.6 | 260.2 | 335 | 373.6667 |  | 8630.0755 | 7143.0539 | 6795.9207 | 6707.4455 | 6911.6989 |  | 373.6667 | 373.6667 | 373.6667 | 115 | 38.6667 | 118.8579 | 0.030947 | 146
PCC-03 | 2031-01-01 | 1 | 2031 | 2031 | Winter | 115 | 187.6 | 260.2 | 335 | 373.6667 |  | 8630.0755 | 7143.0539 | 6795.9207 | 6707.4455 | 6911.6989 |  | 373.6667 | 373.6667 | 373.6667 | 115 | 38.6667 | 118.8579 | 0.030947 | 146
PCC-03 | 2031-02-01 | 2 | 2031 | 2031 | Winter | 115 | 187.49 | 259.98 | 334.6667 | 372.3333 |  | 8630.0755 | 7144.0215 | 6796.5396 | 6706.723 | 6911.6989 |  | 372.3333 | 372.3333 | 372.3333 | 115 | 37.6667 | 118.8579 | 0.030947 | 146
PCC-03 | 2031-03-01 | 3 | 2031 | 2031 | Winter | 115 | 187.27 | 259.54 | 334 | 370.3333 |  | 8630.0755 | 7145.9636 | 6797.7807 | 6705.3322 | 6911.6989 |  | 370.3333 | 370.3333 | 370.3333 | 115 | 36.3333 | 118.8579 | 0.030947 | 146
PCC-03 | 2031-04-01 | 4 | 2031 | 2031 | Spring | 115 | 186.83 | 258.66 | 332.6667 | 366.6667 |  | 8580.0755 | 7099.8758 | 6750.2767 | 6652.762 | 6844.586 |  | 366.6667 | 366.6667 | 366.6667 | 115 | 34 | 118.8579 | 0.030947 | 146
PCC-03 | 2031-05-01 | 5 | 2031 | 2031 | Spring | 115 | 184.245 | 253.49 | 324.8333 | 359.5 |  | 8580.0755 | 7123.6338 | 6765.3207 | 6642.9141 | 6844.586 |  | 359.5 | 359.5 | 359.5 | 115 | 34.6667 | 118.8579 | 0.030947 | 146
PCC-03 | 2031-06-01 | 6 | 2031 | 2031 | Summer | 115 | 181.66 | 248.32 | 317 | 352.3333 |  | 8594.5809 | 7161.83 | 6792.6823 | 6650.929 | 6848.758 |  | 352.3333 | 352.3333 | 352.3333 | 115 | 35.3333 | 118.8579 | 0.030947 | 146
PCC-03 | 2031-07-01 | 7 | 2031 | 2031 | Summer | 115 | 181.66 | 248.32 | 317 | 352.3333 |  | 8594.5809 | 7161.83 | 6792.6823 | 6650.929 | 6848.758 |  | 352.3333 | 352.3333 | 352.3333 | 115 | 35.3333 | 118.8579 | 0.030947 | 146
PCC-03 | 2031-08-01 | 8 | 2031 | 2031 | Summer | 115 | 181.66 | 248.32 | 317 | 352.3333 |  | 8594.5809 | 7161.83 | 6792.6823 | 6650.929 | 6848.758 |  | 352.3333 | 352.3333 | 352.3333 | 115 | 35.3333 | 118.8579 | 0.030947 | 146
PCC-03 | 2031-09-01 | 9 | 2031 | 2031 | Summer | 115 | 184.245 | 253.49 | 324.8333 | 359.5 |  | 8594.5809 | 7136.6371 | 6776.822 | 6652.8678 | 6848.758 |  | 359.5 | 359.5 | 359.5 | 115 | 34.6667 | 118.8579 | 0.030947 | 146
PCC-03 | 2031-10-01 | 10 | 2032 | 2031 | Fall | 115 | 186.83 | 258.66 | 332.6667 | 366.6667 |  | 8580.0755 | 7099.8758 | 6750.2767 | 6652.762 | 6844.586 |  | 366.6667 | 366.6667 | 366.6667 | 115 | 34 | 118.8579 | 0.030947 | 146
PCC-03 | 2031-11-01 | 11 | 2032 | 2031 | Fall | 115 | 187.27 | 259.54 | 334 | 370.3333 |  | 8580.0755 | 7095.9636 | 6747.7807 | 6655.3322 | 6844.586 |  | 370.3333 | 370.3333 | 370.3333 | 115 | 36.3333 | 118.8579 | 0.030947 | 146
PCC-03 | 2031-12-01 | 12 | 2032 | 2031 | Winter | 115 | 187.6 | 260.2 | 335 | 373.6667 |  | 8630.0755 | 7143.0539 | 6795.9207 | 6707.4455 | 6911.6989 |  | 373.6667 | 373.6667 | 373.6667 | 115 | 38.6667 | 118.8579 | 0.030947 | 146
PCC-03 | 2032-01-01 | 1 | 2032 | 2032 | Winter | 115 | 187.6 | 260.2 | 335 | 373.6667 |  | 8630.0755 | 7143.0539 | 6795.9207 | 6707.4455 | 6911.6989 |  | 373.6667 | 373.6667 | 373.6667 | 115 | 38.6667 | 118.8579 | 0.030947 | 146
PCC-03 | 2032-02-01 | 2 | 2032 | 2032 | Winter | 115 | 187.49 | 259.98 | 334.6667 | 372.3333 |  | 8630.0755 | 7144.0215 | 6796.5396 | 6706.723 | 6911.6989 |  | 372.3333 | 372.3333 | 372.3333 | 115 | 37.6667 | 118.8579 | 0.030947 | 146
PCC-03 | 2032-03-01 | 3 | 2032 | 2032 | Winter | 115 | 187.27 | 259.54 | 334 | 370.3333 |  | 8630.0755 | 7145.9636 | 6797.7807 | 6705.3322 | 6911.6989 |  | 370.3333 | 370.3333 | 370.3333 | 115 | 36.3333 | 118.8579 | 0.030947 | 146
PCC-03 | 2032-04-01 | 4 | 2032 | 2032 | Spring | 115 | 186.83 | 258.66 | 332.6667 | 366.6667 |  | 8580.0755 | 7099.8758 | 6750.2767 | 6652.762 | 6844.586 |  | 366.6667 | 366.6667 | 366.6667 | 115 | 34 | 118.8579 | 0.030947 | 146
PCC-03 | 2032-05-01 | 5 | 2032 | 2032 | Spring | 115 | 184.245 | 253.49 | 324.8333 | 359.5 |  | 8580.0755 | 7123.6338 | 6765.3207 | 6642.9141 | 6844.586 |  | 359.5 | 359.5 | 359.5 | 115 | 34.6667 | 118.8579 | 0.030947 | 146
PCC-03 | 2032-06-01 | 6 | 2032 | 2032 | Summer | 115 | 181.66 | 248.32 | 317 | 352.3333 |  | 8594.5809 | 7161.83 | 6792.6823 | 6650.929 | 6848.758 |  | 352.3333 | 352.3333 | 352.3333 | 115 | 35.3333 | 118.8579 | 0.030947 | 146
PCC-03 | 2032-07-01 | 7 | 2032 | 2032 | Summer | 115 | 181.66 | 248.32 | 317 | 352.3333 |  | 8594.5809 | 7161.83 | 6792.6823 | 6650.929 | 6848.758 |  | 352.3333 | 352.3333 | 352.3333 | 115 | 35.3333 | 118.8579 | 0.030947 | 146
PCC-03 | 2032-08-01 | 8 | 2032 | 2032 | Summer | 115 | 181.66 | 248.32 | 317 | 352.3333 |  | 8594.5809 | 7161.83 | 6792.6823 | 6650.929 | 6848.758 |  | 352.3333 | 352.3333 | 352.3333 | 115 | 35.3333 | 118.8579 | 0.030947 | 146
PCC-03 | 2032-09-01 | 9 | 2032 | 2032 | Summer | 115 | 184.245 | 253.49 | 324.8333 | 359.5 |  | 8594.5809 | 7136.6371 | 6776.822 | 6652.8678 | 6848.758 |  | 359.5 | 359.5 | 359.5 | 115 | 34.6667 | 118.8579 | 0.030947 | 146
PCC-03 | 2032-10-01 | 10 | 2033 | 2032 | Fall | 115 | 186.83 | 258.66 | 332.6667 | 366.6667 |  | 8580.0755 | 7099.8758 | 6750.2767 | 6652.762 | 6844.586 |  | 366.6667 | 366.6667 | 366.6667 | 115 | 34 | 118.8579 | 0.030947 | 146
PCC-03 | 2032-11-01 | 11 | 2033 | 2032 | Fall | 115 | 187.27 | 259.54 | 334 | 370.3333 |  | 8580.0755 | 7095.9636 | 6747.7807 | 6655.3322 | 6844.586 |  | 370.3333 | 370.3333 | 370.3333 | 115 | 36.3333 | 118.8579 | 0.030947 | 146
PCC-03 | 2032-12-01 | 12 | 2033 | 2032 | Winter | 115 | 187.6 | 260.2 | 335 | 373.6667 |  | 8630.0755 | 7143.0539 | 6795.9207 | 6707.4455 | 6911.6989 |  | 373.6667 | 373.6667 | 373.6667 | 115 | 38.6667 | 118.8579 | 0.030947 | 146
PCC-03 | 2033-01-01 | 1 | 2033 | 2033 | Winter | 115 | 187.6 | 260.2 | 335 | 373.6667 |  | 8630.0755 | 7143.0539 | 6795.9207 | 6707.4455 | 6911.6989 |  | 373.6667 | 373.6667 | 373.6667 | 115 | 38.6667 | 118.8579 | 0.030947 | 146
PCC-03 | 2033-02-01 | 2 | 2033 | 2033 | Winter | 115 | 187.49 | 259.98 | 334.6667 | 372.3333 |  | 8630.0755 | 7144.0215 | 6796.5396 | 6706.723 | 6911.6989 |  | 372.3333 | 372.3333 | 372.3333 | 115 | 37.6667 | 118.8579 | 0.030947 | 146
PCC-03 | 2033-03-01 | 3 | 2033 | 2033 | Winter | 115 | 187.27 | 259.54 | 334 | 370.3333 |  | 8630.0755 | 7145.9636 | 6797.7807 | 6705.3322 | 6911.6989 |  | 370.3333 | 370.3333 | 370.3333 | 115 | 36.3333 | 118.8579 | 0.030947 | 146
PCC-03 | 2033-04-01 | 4 | 2033 | 2033 | Spring | 115 | 186.83 | 258.66 | 332.6667 | 366.6667 |  | 8580.0755 | 7099.8758 | 6750.2767 | 6652.762 | 6844.586 |  | 366.6667 | 366.6667 | 366.6667 | 115 | 34 | 118.8579 | 0.030947 | 146
PCC-03 | 2033-05-01 | 5 | 2033 | 2033 | Spring | 115 | 184.245 | 253.49 | 324.8333 | 359.5 |  | 8580.0755 | 7123.6338 | 6765.3207 | 6642.9141 | 6844.586 |  | 359.5 | 359.5 | 359.5 | 115 | 34.6667 | 118.8579 | 0.030947 | 146
PCC-03 | 2033-06-01 | 6 | 2033 | 2033 | Summer | 115 | 181.66 | 248.32 | 317 | 352.3333 |  | 8594.5809 | 7161.83 | 6792.6823 | 6650.929 | 6848.758 |  | 352.3333 | 352.3333 | 352.3333 | 115 | 35.3333 | 118.8579 | 0.030947 | 146
PCC-03 | 2033-07-01 | 7 | 2033 | 2033 | Summer | 115 | 181.66 | 248.32 | 317 | 352.3333 |  | 8594.5809 | 7161.83 | 6792.6823 | 6650.929 | 6848.758 |  | 352.3333 | 352.3333 | 352.3333 | 115 | 35.3333 | 118.8579 | 0.030947 | 146
PCC-03 | 2033-08-01 | 8 | 2033 | 2033 | Summer | 115 | 181.66 | 248.32 | 317 | 352.3333 |  | 8594.5809 | 7161.83 | 6792.6823 | 6650.929 | 6848.758 |  | 352.3333 | 352.3333 | 352.3333 | 115 | 35.3333 | 118.8579 | 0.030947 | 146
PCC-03 | 2033-09-01 | 9 | 2033 | 2033 | Summer | 115 | 184.245 | 253.49 | 324.8333 | 359.5 |  | 8594.5809 | 7136.6371 | 6776.822 | 6652.8678 | 6848.758 |  | 359.5 | 359.5 | 359.5 | 115 | 34.6667 | 118.8579 | 0.030947 | 146
PCC-03 | 2033-10-01 | 10 | 2034 | 2033 | Fall | 115 | 186.83 | 258.66 | 332.6667 | 366.6667 |  | 8580.0755 | 7099.8758 | 6750.2767 | 6652.762 | 6844.586 |  | 366.6667 | 366.6667 | 366.6667 | 115 | 34 | 118.8579 | 0.030947 | 146
PCC-03 | 2033-11-01 | 11 | 2034 | 2033 | Fall | 115 | 187.27 | 259.54 | 334 | 370.3333 |  | 8580.0755 | 7095.9636 | 6747.7807 | 6655.3322 | 6844.586 |  | 370.3333 | 370.3333 | 370.3333 | 115 | 36.3333 | 118.8579 | 0.030947 | 146
PCC-03 | 2033-12-01 | 12 | 2034 | 2033 | Winter | 115 | 187.6 | 260.2 | 335 | 373.6667 |  | 8630.0755 | 7143.0539 | 6795.9207 | 6707.4455 | 6911.6989 |  | 373.6667 | 373.6667 | 373.6667 | 115 | 38.6667 | 118.8579 | 0.030947 | 146
PCC-03 | 2034-01-01 | 1 | 2034 | 2034 | Winter | 115 | 187.6 | 260.2 | 335 | 373.6667 |  | 8630.0755 | 7143.0539 | 6795.9207 | 6707.4455 | 6911.6989 |  | 373.6667 | 373.6667 | 373.6667 | 115 | 38.6667 | 118.8579 | 0.030947 | 146
PCC-03 | 2034-02-01 | 2 | 2034 | 2034 | Winter | 115 | 187.49 | 259.98 | 334.6667 | 372.3333 |  | 8630.0755 | 7144.0215 | 6796.5396 | 6706.723 | 6911.6989 |  | 372.3333 | 372.3333 | 372.3333 | 115 | 37.6667 | 118.8579 | 0.030947 | 146
PCC-03 | 2034-03-01 | 3 | 2034 | 2034 | Winter | 115 | 187.27 | 259.54 | 334 | 370.3333 |  | 8630.0755 | 7145.9636 | 6797.7807 | 6705.3322 | 6911.6989 |  | 370.3333 | 370.3333 | 370.3333 | 115 | 36.3333 | 118.8579 | 0.030947 | 146
PCC-03 | 2034-04-01 | 4 | 2034 | 2034 | Spring | 115 | 186.83 | 258.66 | 332.6667 | 366.6667 |  | 8580.0755 | 7099.8758 | 6750.2767 | 6652.762 | 6844.586 |  | 366.6667 | 366.6667 | 366.6667 | 115 | 34 | 118.8579 | 0.030947 | 146
PCC-03 | 2034-05-01 | 5 | 2034 | 2034 | Spring | 115 | 184.245 | 253.49 | 324.8333 | 359.5 |  | 8580.0755 | 7123.6338 | 6765.3207 | 6642.9141 | 6844.586 |  | 359.5 | 359.5 | 359.5 | 115 | 34.6667 | 118.8579 | 0.030947 | 146
PCC-03 | 2034-06-01 | 6 | 2034 | 2034 | Summer | 115 | 181.66 | 248.32 | 317 | 352.3333 |  | 8594.5809 | 7161.83 | 6792.6823 | 6650.929 | 6848.758 |  | 352.3333 | 352.3333 | 352.3333 | 115 | 35.3333 | 118.8579 | 0.030947 | 146
PCC-03 | 2034-07-01 | 7 | 2034 | 2034 | Summer | 115 | 181.66 | 248.32 | 317 | 352.3333 |  | 8594.5809 | 7161.83 | 6792.6823 | 6650.929 | 6848.758 |  | 352.3333 | 352.3333 | 352.3333 | 115 | 35.3333 | 118.8579 | 0.030947 | 146
PCC-03 | 2034-08-01 | 8 | 2034 | 2034 | Summer | 115 | 181.66 | 248.32 | 317 | 352.3333 |  | 8594.5809 | 7161.83 | 6792.6823 | 6650.929 | 6848.758 |  | 352.3333 | 352.3333 | 352.3333 | 115 | 35.3333 | 118.8579 | 0.030947 | 146
PCC-03 | 2034-09-01 | 9 | 2034 | 2034 | Summer | 115 | 184.245 | 253.49 | 324.8333 | 359.5 |  | 8594.5809 | 7136.6371 | 6776.822 | 6652.8678 | 6848.758 |  | 359.5 | 359.5 | 359.5 | 115 | 34.6667 | 118.8579 | 0.030947 | 146
PCC-03 | 2034-10-01 | 10 | 2035 | 2034 | Fall | 115 | 186.83 | 258.66 | 332.6667 | 366.6667 |  | 8580.0755 | 7099.8758 | 6750.2767 | 6652.762 | 6844.586 |  | 366.6667 | 366.6667 | 366.6667 | 115 | 34 | 118.8579 | 0.030947 | 146
PCC-03 | 2034-11-01 | 11 | 2035 | 2034 | Fall | 115 | 187.27 | 259.54 | 334 | 370.3333 |  | 8580.0755 | 7095.9636 | 6747.7807 | 6655.3322 | 6844.586 |  | 370.3333 | 370.3333 | 370.3333 | 115 | 36.3333 | 118.8579 | 0.030947 | 146
PCC-03 | 2034-12-01 | 12 | 2035 | 2034 | Winter | 115 | 187.6 | 260.2 | 335 | 373.6667 |  | 8630.0755 | 7143.0539 | 6795.9207 | 6707.4455 | 6911.6989 |  | 373.6667 | 373.6667 | 373.6667 | 115 | 38.6667 | 118.8579 | 0.030947 | 146
PCC-03 | 2035-01-01 | 1 | 2035 | 2035 | Winter | 115 | 187.6 | 260.2 | 335 | 373.6667 |  | 8630.0755 | 7143.0539 | 6795.9207 | 6707.4455 | 6911.6989 |  | 373.6667 | 373.6667 | 373.6667 | 115 | 38.6667 | 118.8579 | 0.030947 | 146
PCC-03 | 2035-02-01 | 2 | 2035 | 2035 | Winter | 115 | 187.49 | 259.98 | 334.6667 | 372.3333 |  | 8630.0755 | 7144.0215 | 6796.5396 | 6706.723 | 6911.6989 |  | 372.3333 | 372.3333 | 372.3333 | 115 | 37.6667 | 118.8579 | 0.030947 | 146
PCC-03 | 2035-03-01 | 3 | 2035 | 2035 | Winter | 115 | 187.27 | 259.54 | 334 | 370.3333 |  | 8630.0755 | 7145.9636 | 6797.7807 | 6705.3322 | 6911.6989 |  | 370.3333 | 370.3333 | 370.3333 | 115 | 36.3333 | 118.8579 | 0.030947 | 146
PCC-03 | 2035-04-01 | 4 | 2035 | 2035 | Spring | 115 | 186.83 | 258.66 | 332.6667 | 366.6667 |  | 8580.0755 | 7099.8758 | 6750.2767 | 6652.762 | 6844.586 |  | 366.6667 | 366.6667 | 366.6667 | 115 | 34 | 118.8579 | 0.030947 | 146
PCC-03 | 2035-05-01 | 5 | 2035 | 2035 | Spring | 115 | 184.245 | 253.49 | 324.8333 | 359.5 |  | 8580.0755 | 7123.6338 | 6765.3207 | 6642.9141 | 6844.586 |  | 359.5 | 359.5 | 359.5 | 115 | 34.6667 | 118.8579 | 0.030947 | 146
PCC-03 | 2035-06-01 | 6 | 2035 | 2035 | Summer | 115 | 181.66 | 248.32 | 317 | 352.3333 |  | 8594.5809 | 7161.83 | 6792.6823 | 6650.929 | 6848.758 |  | 352.3333 | 352.3333 | 352.3333 | 115 | 35.3333 | 118.8579 | 0.030947 | 146
PCC-03 | 2035-07-01 | 7 | 2035 | 2035 | Summer | 115 | 181.66 | 248.32 | 317 | 352.3333 |  | 8594.5809 | 7161.83 | 6792.6823 | 6650.929 | 6848.758 |  | 352.3333 | 352.3333 | 352.3333 | 115 | 35.3333 | 118.8579 | 0.030947 | 146
PCC-03 | 2035-08-01 | 8 | 2035 | 2035 | Summer | 115 | 181.66 | 248.32 | 317 | 352.3333 |  | 8594.5809 | 7161.83 | 6792.6823 | 6650.929 | 6848.758 |  | 352.3333 | 352.3333 | 352.3333 | 115 | 35.3333 | 118.8579 | 0.030947 | 146
PCC-03 | 2035-09-01 | 9 | 2035 | 2035 | Summer | 115 | 184.245 | 253.49 | 324.8333 | 359.5 |  | 8594.5809 | 7136.6371 | 6776.822 | 6652.8678 | 6848.758 |  | 359.5 | 359.5 | 359.5 | 115 | 34.6667 | 118.8579 | 0.030947 | 146
PCC-03 | 2035-10-01 | 10 | 2036 | 2035 | Fall | 115 | 186.83 | 258.66 | 332.6667 | 366.6667 |  | 8580.0755 | 7099.8758 | 6750.2767 | 6652.762 | 6844.586 |  | 366.6667 | 366.6667 | 366.6667 | 115 | 34 | 118.8579 | 0.030947 | 146
PCC-03 | 2035-11-01 | 11 | 2036 | 2035 | Fall | 115 | 187.27 | 259.54 | 334 | 370.3333 |  | 8580.0755 | 7095.9636 | 6747.7807 | 6655.3322 | 6844.586 |  | 370.3333 | 370.3333 | 370.3333 | 115 | 36.3333 | 118.8579 | 0.030947 | 146
PCC-03 | 2035-12-01 | 12 | 2036 | 2035 | Winter | 115 | 187.6 | 260.2 | 335 | 373.6667 |  | 8630.0755 | 7143.0539 | 6795.9207 | 6707.4455 | 6911.6989 |  | 373.6667 | 373.6667 | 373.6667 | 115 | 38.6667 | 118.8579 | 0.030947 | 146
PCC-03 | 2036-01-01 | 1 | 2036 | 2036 | Winter | 115 | 187.6 | 260.2 | 335 | 373.6667 |  | 8630.0755 | 7143.0539 | 6795.9207 | 6707.4455 | 6911.6989 |  | 373.6667 | 373.6667 | 373.6667 | 115 | 38.6667 | 118.8579 | 0.030947 | 146
PCC-03 | 2036-02-01 | 2 | 2036 | 2036 | Winter | 115 | 187.49 | 259.98 | 334.6667 | 372.3333 |  | 8630.0755 | 7144.0215 | 6796.5396 | 6706.723 | 6911.6989 |  | 372.3333 | 372.3333 | 372.3333 | 115 | 37.6667 | 118.8579 | 0.030947 | 146
PCC-03 | 2036-03-01 | 3 | 2036 | 2036 | Winter | 115 | 187.27 | 259.54 | 334 | 370.3333 |  | 8630.0755 | 7145.9636 | 6797.7807 | 6705.3322 | 6911.6989 |  | 370.3333 | 370.3333 | 370.3333 | 115 | 36.3333 | 118.8579 | 0.030947 | 146
PCC-03 | 2036-04-01 | 4 | 2036 | 2036 | Spring | 115 | 186.83 | 258.66 | 332.6667 | 366.6667 |  | 8580.0755 | 7099.8758 | 6750.2767 | 6652.762 | 6844.586 |  | 366.6667 | 366.6667 | 366.6667 | 115 | 34 | 118.8579 | 0.030947 | 146
PCC-03 | 2036-05-01 | 5 | 2036 | 2036 | Spring | 115 | 184.245 | 253.49 | 324.8333 | 359.5 |  | 8580.0755 | 7123.6338 | 6765.3207 | 6642.9141 | 6844.586 |  | 359.5 | 359.5 | 359.5 | 115 | 34.6667 | 118.8579 | 0.030947 | 146
PCC-03 | 2036-06-01 | 6 | 2036 | 2036 | Summer | 115 | 181.66 | 248.32 | 317 | 352.3333 |  | 8594.5809 | 7161.83 | 6792.6823 | 6650.929 | 6848.758 |  | 352.3333 | 352.3333 | 352.3333 | 115 | 35.3333 | 118.8579 | 0.030947 | 146
PCC-03 | 2036-07-01 | 7 | 2036 | 2036 | Summer | 115 | 181.66 | 248.32 | 317 | 352.3333 |  | 8594.5809 | 7161.83 | 6792.6823 | 6650.929 | 6848.758 |  | 352.3333 | 352.3333 | 352.3333 | 115 | 35.3333 | 118.8579 | 0.030947 | 146
PCC-03 | 2036-08-01 | 8 | 2036 | 2036 | Summer | 115 | 181.66 | 248.32 | 317 | 352.3333 |  | 8594.5809 | 7161.83 | 6792.6823 | 6650.929 | 6848.758 |  | 352.3333 | 352.3333 | 352.3333 | 115 | 35.3333 | 118.8579 | 0.030947 | 146
PCC-03 | 2036-09-01 | 9 | 2036 | 2036 | Summer | 115 | 184.245 | 253.49 | 324.8333 | 359.5 |  | 8594.5809 | 7136.6371 | 6776.822 | 6652.8678 | 6848.758 |  | 359.5 | 359.5 | 359.5 | 115 | 34.6667 | 118.8579 | 0.030947 | 146
PCC-03 | 2036-10-01 | 10 | 2037 | 2036 | Fall | 115 | 186.83 | 258.66 | 332.6667 | 366.6667 |  | 8580.0755 | 7099.8758 | 6750.2767 | 6652.762 | 6844.586 |  | 366.6667 | 366.6667 | 366.6667 | 115 | 34 | 118.8579 | 0.030947 | 146
PCC-03 | 2036-11-01 | 11 | 2037 | 2036 | Fall | 115 | 187.27 | 259.54 | 334 | 370.3333 |  | 8580.0755 | 7095.9636 | 6747.7807 | 6655.3322 | 6844.586 |  | 370.3333 | 370.3333 | 370.3333 | 115 | 36.3333 | 118.8579 | 0.030947 | 146
PCC-03 | 2036-12-01 | 12 | 2037 | 2036 | Winter | 115 | 187.6 | 260.2 | 335 | 373.6667 |  | 8630.0755 | 7143.0539 | 6795.9207 | 6707.4455 | 6911.6989 |  | 373.6667 | 373.6667 | 373.6667 | 115 | 38.6667 | 118.8579 | 0.030947 | 146
PCC-03 | 2037-01-01 | 1 | 2037 | 2037 | Winter | 115 | 187.6 | 260.2 | 335 | 373.6667 |  | 8630.0755 | 7143.0539 | 6795.9207 | 6707.4455 | 6911.6989 |  | 373.6667 | 373.6667 | 373.6667 | 115 | 38.6667 | 118.8579 | 0.030947 | 146
PCC-03 | 2037-02-01 | 2 | 2037 | 2037 | Winter | 115 | 187.49 | 259.98 | 334.6667 | 372.3333 |  | 8630.0755 | 7144.0215 | 6796.5396 | 6706.723 | 6911.6989 |  | 372.3333 | 372.3333 | 372.3333 | 115 | 37.6667 | 118.8579 | 0.030947 | 146
PCC-03 | 2037-03-01 | 3 | 2037 | 2037 | Winter | 115 | 187.27 | 259.54 | 334 | 370.3333 |  | 8630.0755 | 7145.9636 | 6797.7807 | 6705.3322 | 6911.6989 |  | 370.3333 | 370.3333 | 370.3333 | 115 | 36.3333 | 118.8579 | 0.030947 | 146
PCC-03 | 2037-04-01 | 4 | 2037 | 2037 | Spring | 115 | 186.83 | 258.66 | 332.6667 | 366.6667 |  | 8580.0755 | 7099.8758 | 6750.2767 | 6652.762 | 6844.586 |  | 366.6667 | 366.6667 | 366.6667 | 115 | 34 | 118.8579 | 0.030947 | 146
PCC-03 | 2037-05-01 | 5 | 2037 | 2037 | Spring | 115 | 184.245 | 253.49 | 324.8333 | 359.5 |  | 8580.0755 | 7123.6338 | 6765.3207 | 6642.9141 | 6844.586 |  | 359.5 | 359.5 | 359.5 | 115 | 34.6667 | 118.8579 | 0.030947 | 146
PCC-03 | 2037-06-01 | 6 | 2037 | 2037 | Summer | 115 | 181.66 | 248.32 | 317 | 352.3333 |  | 8594.5809 | 7161.83 | 6792.6823 | 6650.929 | 6848.758 |  | 352.3333 | 352.3333 | 352.3333 | 115 | 35.3333 | 118.8579 | 0.030947 | 146
PCC-03 | 2037-07-01 | 7 | 2037 | 2037 | Summer | 115 | 181.66 | 248.32 | 317 | 352.3333 |  | 8594.5809 | 7161.83 | 6792.6823 | 6650.929 | 6848.758 |  | 352.3333 | 352.3333 | 352.3333 | 115 | 35.3333 | 118.8579 | 0.030947 | 146
PCC-03 | 2037-08-01 | 8 | 2037 | 2037 | Summer | 115 | 181.66 | 248.32 | 317 | 352.3333 |  | 8594.5809 | 7161.83 | 6792.6823 | 6650.929 | 6848.758 |  | 352.3333 | 352.3333 | 352.3333 | 115 | 35.3333 | 118.8579 | 0.030947 | 146
PCC-03 | 2037-09-01 | 9 | 2037 | 2037 | Summer | 115 | 184.245 | 253.49 | 324.8333 | 359.5 |  | 8594.5809 | 7136.6371 | 6776.822 | 6652.8678 | 6848.758 |  | 359.5 | 359.5 | 359.5 | 115 | 34.6667 | 118.8579 | 0.030947 | 146
PCC-03 | 2037-10-01 | 10 | 2038 | 2037 | Fall | 115 | 186.83 | 258.66 | 332.6667 | 366.6667 |  | 8580.0755 | 7099.8758 | 6750.2767 | 6652.762 | 6844.586 |  | 366.6667 | 366.6667 | 366.6667 | 115 | 34 | 118.8579 | 0.030947 | 146
PCC-03 | 2037-11-01 | 11 | 2038 | 2037 | Fall | 115 | 187.27 | 259.54 | 334 | 370.3333 |  | 8580.0755 | 7095.9636 | 6747.7807 | 6655.3322 | 6844.586 |  | 370.3333 | 370.3333 | 370.3333 | 115 | 36.3333 | 118.8579 | 0.030947 | 146
PCC-03 | 2037-12-01 | 12 | 2038 | 2037 | Winter | 115 | 187.6 | 260.2 | 335 | 373.6667 |  | 8630.0755 | 7143.0539 | 6795.9207 | 6707.4455 | 6911.6989 |  | 373.6667 | 373.6667 | 373.6667 | 115 | 38.6667 | 118.8579 | 0.030947 | 146
PCC-03 | 2038-01-01 | 1 | 2038 | 2038 | Winter | 115 | 187.6 | 260.2 | 335 | 373.6667 |  | 8630.0755 | 7143.0539 | 6795.9207 | 6707.4455 | 6911.6989 |  | 373.6667 | 373.6667 | 373.6667 | 115 | 38.6667 | 118.8579 | 0.030947 | 146
PCC-03 | 2038-02-01 | 2 | 2038 | 2038 | Winter | 115 | 187.49 | 259.98 | 334.6667 | 372.3333 |  | 8630.0755 | 7144.0215 | 6796.5396 | 6706.723 | 6911.6989 |  | 372.3333 | 372.3333 | 372.3333 | 115 | 37.6667 | 118.8579 | 0.030947 | 146
PCC-03 | 2038-03-01 | 3 | 2038 | 2038 | Winter | 115 | 187.27 | 259.54 | 334 | 370.3333 |  | 8630.0755 | 7145.9636 | 6797.7807 | 6705.3322 | 6911.6989 |  | 370.3333 | 370.3333 | 370.3333 | 115 | 36.3333 | 118.8579 | 0.030947 | 146
PCC-03 | 2038-04-01 | 4 | 2038 | 2038 | Spring | 115 | 186.83 | 258.66 | 332.6667 | 366.6667 |  | 8580.0755 | 7099.8758 | 6750.2767 | 6652.762 | 6844.586 |  | 366.6667 | 366.6667 | 366.6667 | 115 | 34 | 118.8579 | 0.030947 | 146
PCC-03 | 2038-05-01 | 5 | 2038 | 2038 | Spring | 115 | 184.245 | 253.49 | 324.8333 | 359.5 |  | 8580.0755 | 7123.6338 | 6765.3207 | 6642.9141 | 6844.586 |  | 359.5 | 359.5 | 359.5 | 115 | 34.6667 | 118.8579 | 0.030947 | 146
PCC-03 | 2038-06-01 | 6 | 2038 | 2038 | Summer | 115 | 181.66 | 248.32 | 317 | 352.3333 |  | 8594.5809 | 7161.83 | 6792.6823 | 6650.929 | 6848.758 |  | 352.3333 | 352.3333 | 352.3333 | 115 | 35.3333 | 118.8579 | 0.030947 | 146
PCC-03 | 2038-07-01 | 7 | 2038 | 2038 | Summer | 115 | 181.66 | 248.32 | 317 | 352.3333 |  | 8594.5809 | 7161.83 | 6792.6823 | 6650.929 | 6848.758 |  | 352.3333 | 352.3333 | 352.3333 | 115 | 35.3333 | 118.8579 | 0.030947 | 146
PCC-03 | 2038-08-01 | 8 | 2038 | 2038 | Summer | 115 | 181.66 | 248.32 | 317 | 352.3333 |  | 8594.5809 | 7161.83 | 6792.6823 | 6650.929 | 6848.758 |  | 352.3333 | 352.3333 | 352.3333 | 115 | 35.3333 | 118.8579 | 0.030947 | 146
PCC-03 | 2038-09-01 | 9 | 2038 | 2038 | Summer | 115 | 184.245 | 253.49 | 324.8333 | 359.5 |  | 8594.5809 | 7136.6371 | 6776.822 | 6652.8678 | 6848.758 |  | 359.5 | 359.5 | 359.5 | 115 | 34.6667 | 118.8579 | 0.030947 | 146
PCC-03 | 2038-10-01 | 10 | 2039 | 2038 | Fall | 115 | 186.83 | 258.66 | 332.6667 | 366.6667 |  | 8580.0755 | 7099.8758 | 6750.2767 | 6652.762 | 6844.586 |  | 366.6667 | 366.6667 | 366.6667 | 115 | 34 | 118.8579 | 0.030947 | 146
PCC-03 | 2038-11-01 | 11 | 2039 | 2038 | Fall | 115 | 187.27 | 259.54 | 334 | 370.3333 |  | 8580.0755 | 7095.9636 | 6747.7807 | 6655.3322 | 6844.586 |  | 370.3333 | 370.3333 | 370.3333 | 115 | 36.3333 | 118.8579 | 0.030947 | 146
PCC-03 | 2038-12-01 | 12 | 2039 | 2038 | Winter | 115 | 187.6 | 260.2 | 335 | 373.6667 |  | 8630.0755 | 7143.0539 | 6795.9207 | 6707.4455 | 6911.6989 |  | 373.6667 | 373.6667 | 373.6667 | 115 | 38.6667 | 118.8579 | 0.030947 | 146
PCC-03 | 2039-01-01 | 1 | 2039 | 2039 | Winter | 115 | 187.6 | 260.2 | 335 | 373.6667 |  | 8630.0755 | 7143.0539 | 6795.9207 | 6707.4455 | 6911.6989 |  | 373.6667 | 373.6667 | 373.6667 | 115 | 38.6667 | 118.8579 | 0.030947 | 146
PCC-03 | 2039-02-01 | 2 | 2039 | 2039 | Winter | 115 | 187.49 | 259.98 | 334.6667 | 372.3333 |  | 8630.0755 | 7144.0215 | 6796.5396 | 6706.723 | 6911.6989 |  | 372.3333 | 372.3333 | 372.3333 | 115 | 37.6667 | 118.8579 | 0.030947 | 146
PCC-03 | 2039-03-01 | 3 | 2039 | 2039 | Winter | 115 | 187.27 | 259.54 | 334 | 370.3333 |  | 8630.0755 | 7145.9636 | 6797.7807 | 6705.3322 | 6911.6989 |  | 370.3333 | 370.3333 | 370.3333 | 115 | 36.3333 | 118.8579 | 0.030947 | 146
PCC-03 | 2039-04-01 | 4 | 2039 | 2039 | Spring | 115 | 186.83 | 258.66 | 332.6667 | 366.6667 |  | 8580.0755 | 7099.8758 | 6750.2767 | 6652.762 | 6844.586 |  | 366.6667 | 366.6667 | 366.6667 | 115 | 34 | 118.8579 | 0.030947 | 146
PCC-03 | 2039-05-01 | 5 | 2039 | 2039 | Spring | 115 | 184.245 | 253.49 | 324.8333 | 359.5 |  | 8580.0755 | 7123.6338 | 6765.3207 | 6642.9141 | 6844.586 |  | 359.5 | 359.5 | 359.5 | 115 | 34.6667 | 118.8579 | 0.030947 | 146
PCC-03 | 2039-06-01 | 6 | 2039 | 2039 | Summer | 115 | 181.66 | 248.32 | 317 | 352.3333 |  | 8594.5809 | 7161.83 | 6792.6823 | 6650.929 | 6848.758 |  | 352.3333 | 352.3333 | 352.3333 | 115 | 35.3333 | 118.8579 | 0.030947 | 146
PCC-03 | 2039-07-01 | 7 | 2039 | 2039 | Summer | 115 | 181.66 | 248.32 | 317 | 352.3333 |  | 8594.5809 | 7161.83 | 6792.6823 | 6650.929 | 6848.758 |  | 352.3333 | 352.3333 | 352.3333 | 115 | 35.3333 | 118.8579 | 0.030947 | 146
PCC-03 | 2039-08-01 | 8 | 2039 | 2039 | Summer | 115 | 181.66 | 248.32 | 317 | 352.3333 |  | 8594.5809 | 7161.83 | 6792.6823 | 6650.929 | 6848.758 |  | 352.3333 | 352.3333 | 352.3333 | 115 | 35.3333 | 118.8579 | 0.030947 | 146
PCC-03 | 2039-09-01 | 9 | 2039 | 2039 | Summer | 115 | 184.245 | 253.49 | 324.8333 | 359.5 |  | 8594.5809 | 7136.6371 | 6776.822 | 6652.8678 | 6848.758 |  | 359.5 | 359.5 | 359.5 | 115 | 34.6667 | 118.8579 | 0.030947 | 146
PCC-03 | 2039-10-01 | 10 | 2040 | 2039 | Fall | 115 | 186.83 | 258.66 | 332.6667 | 366.6667 |  | 8580.0755 | 7099.8758 | 6750.2767 | 6652.762 | 6844.586 |  | 366.6667 | 366.6667 | 366.6667 | 115 | 34 | 118.8579 | 0.030947 | 146
PCC-03 | 2039-11-01 | 11 | 2040 | 2039 | Fall | 115 | 187.27 | 259.54 | 334 | 370.3333 |  | 8580.0755 | 7095.9636 | 6747.7807 | 6655.3322 | 6844.586 |  | 370.3333 | 370.3333 | 370.3333 | 115 | 36.3333 | 118.8579 | 0.030947 | 146
PCC-03 | 2039-12-01 | 12 | 2040 | 2039 | Winter | 115 | 187.6 | 260.2 | 335 | 373.6667 |  | 8630.0755 | 7143.0539 | 6795.9207 | 6707.4455 | 6911.6989 |  | 373.6667 | 373.6667 | 373.6667 | 115 | 38.6667 | 118.8579 | 0.030947 | 146
PCC-03 | 2040-01-01 | 1 | 2040 | 2040 | Winter | 115 | 187.6 | 260.2 | 335 | 373.6667 |  | 8630.0755 | 7143.0539 | 6795.9207 | 6707.4455 | 6911.6989 |  | 373.6667 | 373.6667 | 373.6667 | 115 | 38.6667 | 118.8579 | 0.030947 | 146
PCC-03 | 2040-02-01 | 2 | 2040 | 2040 | Winter | 115 | 187.49 | 259.98 | 334.6667 | 372.3333 |  | 8630.0755 | 7144.0215 | 6796.5396 | 6706.723 | 6911.6989 |  | 372.3333 | 372.3333 | 372.3333 | 115 | 37.6667 | 118.8579 | 0.030947 | 146
PCC-03 | 2040-03-01 | 3 | 2040 | 2040 | Winter | 115 | 187.27 | 259.54 | 334 | 370.3333 |  | 8630.0755 | 7145.9636 | 6797.7807 | 6705.3322 | 6911.6989 |  | 370.3333 | 370.3333 | 370.3333 | 115 | 36.3333 | 118.8579 | 0.030947 | 146
PCC-03 | 2040-04-01 | 4 | 2040 | 2040 | Spring | 115 | 186.83 | 258.66 | 332.6667 | 366.6667 |  | 8580.0755 | 7099.8758 | 6750.2767 | 6652.762 | 6844.586 |  | 366.6667 | 366.6667 | 366.6667 | 115 | 34 | 118.8579 | 0.030947 | 146
PCC-03 | 2040-05-01 | 5 | 2040 | 2040 | Spring | 115 | 184.245 | 253.49 | 324.8333 | 359.5 |  | 8580.0755 | 7123.6338 | 6765.3207 | 6642.9141 | 6844.586 |  | 359.5 | 359.5 | 359.5 | 115 | 34.6667 | 118.8579 | 0.030947 | 146
PCC-03 | 2040-06-01 | 6 | 2040 | 2040 | Summer | 115 | 181.66 | 248.32 | 317 | 352.3333 |  | 8594.5809 | 7161.83 | 6792.6823 | 6650.929 | 6848.758 |  | 352.3333 | 352.3333 | 352.3333 | 115 | 35.3333 | 118.8579 | 0.030947 | 146
PCC-03 | 2040-07-01 | 7 | 2040 | 2040 | Summer | 115 | 181.66 | 248.32 | 317 | 352.3333 |  | 8594.5809 | 7161.83 | 6792.6823 | 6650.929 | 6848.758 |  | 352.3333 | 352.3333 | 352.3333 | 115 | 35.3333 | 118.8579 | 0.030947 | 146
PCC-03 | 2040-08-01 | 8 | 2040 | 2040 | Summer | 115 | 181.66 | 248.32 | 317 | 352.3333 |  | 8594.5809 | 7161.83 | 6792.6823 | 6650.929 | 6848.758 |  | 352.3333 | 352.3333 | 352.3333 | 115 | 35.3333 | 118.8579 | 0.030947 | 146
PCC-03 | 2040-09-01 | 9 | 2040 | 2040 | Summer | 115 | 184.245 | 253.49 | 324.8333 | 359.5 |  | 8594.5809 | 7136.6371 | 6776.822 | 6652.8678 | 6848.758 |  | 359.5 | 359.5 | 359.5 | 115 | 34.6667 | 118.8579 | 0.030947 | 146
PCC-03 | 2040-10-01 | 10 | 2041 | 2040 | Fall | 115 | 186.83 | 258.66 | 332.6667 | 366.6667 |  | 8580.0755 | 7099.8758 | 6750.2767 | 6652.762 | 6844.586 |  | 366.6667 | 366.6667 | 366.6667 | 115 | 34 | 118.8579 | 0.030947 | 146
PCC-03 | 2040-11-01 | 11 | 2041 | 2040 | Fall | 115 | 187.27 | 259.54 | 334 | 370.3333 |  | 8580.0755 | 7095.9636 | 6747.7807 | 6655.3322 | 6844.586 |  | 370.3333 | 370.3333 | 370.3333 | 115 | 36.3333 | 118.8579 | 0.030947 | 146
PCC-03 | 2040-12-01 | 12 | 2041 | 2040 | Winter | 115 | 187.6 | 260.2 | 335 | 373.6667 |  | 8630.0755 | 7143.0539 | 6795.9207 | 6707.4455 | 6911.6989 |  | 373.6667 | 373.6667 | 373.6667 | 115 | 38.6667 | 118.8579 | 0.030947 | 146
PCC-03 | 2041-01-01 | 1 | 2041 | 2041 | Winter | 115 | 187.6 | 260.2 | 335 | 373.6667 |  | 8630.0755 | 7143.0539 | 6795.9207 | 6707.4455 | 6911.6989 |  | 373.6667 | 373.6667 | 373.6667 | 115 | 38.6667 | 118.8579 | 0.030947 | 146
PCC-03 | 2041-02-01 | 2 | 2041 | 2041 | Winter | 115 | 187.49 | 259.98 | 334.6667 | 372.3333 |  | 8630.0755 | 7144.0215 | 6796.5396 | 6706.723 | 6911.6989 |  | 372.3333 | 372.3333 | 372.3333 | 115 | 37.6667 | 118.8579 | 0.030947 | 146
PCC-03 | 2041-03-01 | 3 | 2041 | 2041 | Winter | 115 | 187.27 | 259.54 | 334 | 370.3333 |  | 8630.0755 | 7145.9636 | 6797.7807 | 6705.3322 | 6911.6989 |  | 370.3333 | 370.3333 | 370.3333 | 115 | 36.3333 | 118.8579 | 0.030947 | 146
PCC-03 | 2041-04-01 | 4 | 2041 | 2041 | Spring | 115 | 186.83 | 258.66 | 332.6667 | 366.6667 |  | 8580.0755 | 7099.8758 | 6750.2767 | 6652.762 | 6844.586 |  | 366.6667 | 366.6667 | 366.6667 | 115 | 34 | 118.8579 | 0.030947 | 146
PCC-03 | 2041-05-01 | 5 | 2041 | 2041 | Spring | 115 | 184.245 | 253.49 | 324.8333 | 359.5 |  | 8580.0755 | 7123.6338 | 6765.3207 | 6642.9141 | 6844.586 |  | 359.5 | 359.5 | 359.5 | 115 | 34.6667 | 118.8579 | 0.030947 | 146
PCC-03 | 2041-06-01 | 6 | 2041 | 2041 | Summer | 115 | 181.66 | 248.32 | 317 | 352.3333 |  | 8594.5809 | 7161.83 | 6792.6823 | 6650.929 | 6848.758 |  | 352.3333 | 352.3333 | 352.3333 | 115 | 35.3333 | 118.8579 | 0.030947 | 146
PCC-03 | 2041-07-01 | 7 | 2041 | 2041 | Summer | 115 | 181.66 | 248.32 | 317 | 352.3333 |  | 8594.5809 | 7161.83 | 6792.6823 | 6650.929 | 6848.758 |  | 352.3333 | 352.3333 | 352.3333 | 115 | 35.3333 | 118.8579 | 0.030947 | 146
PCC-03 | 2041-08-01 | 8 | 2041 | 2041 | Summer | 115 | 181.66 | 248.32 | 317 | 352.3333 |  | 8594.5809 | 7161.83 | 6792.6823 | 6650.929 | 6848.758 |  | 352.3333 | 352.3333 | 352.3333 | 115 | 35.3333 | 118.8579 | 0.030947 | 146
PCC-03 | 2041-09-01 | 9 | 2041 | 2041 | Summer | 115 | 184.245 | 253.49 | 324.8333 | 359.5 |  | 8594.5809 | 7136.6371 | 6776.822 | 6652.8678 | 6848.758 |  | 359.5 | 359.5 | 359.5 | 115 | 34.6667 | 118.8579 | 0.030947 | 146
PCC-03 | 2041-10-01 | 10 | 2042 | 2041 | Fall | 115 | 186.83 | 258.66 | 332.6667 | 366.6667 |  | 8580.0755 | 7099.8758 | 6750.2767 | 6652.762 | 6844.586 |  | 366.6667 | 366.6667 | 366.6667 | 115 | 34 | 118.8579 | 0.030947 | 146
PCC-03 | 2041-11-01 | 11 | 2042 | 2041 | Fall | 115 | 187.27 | 259.54 | 334 | 370.3333 |  | 8580.0755 | 7095.9636 | 6747.7807 | 6655.3322 | 6844.586 |  | 370.3333 | 370.3333 | 370.3333 | 115 | 36.3333 | 118.8579 | 0.030947 | 146
PCC-03 | 2041-12-01 | 12 | 2042 | 2041 | Winter | 115 | 187.6 | 260.2 | 335 | 373.6667 |  | 8630.0755 | 7143.0539 | 6795.9207 | 6707.4455 | 6911.6989 |  | 373.6667 | 373.6667 | 373.6667 | 115 | 38.6667 | 118.8579 | 0.030947 | 146
PCC-03 | 2042-01-01 | 1 | 2042 | 2042 | Winter | 115 | 187.6 | 260.2 | 335 | 373.6667 |  | 8630.0755 | 7143.0539 | 6795.9207 | 6707.4455 | 6911.6989 |  | 373.6667 | 373.6667 | 373.6667 | 115 | 38.6667 | 118.8579 | 0.030947 | 146
PCC-03 | 2042-02-01 | 2 | 2042 | 2042 | Winter | 115 | 187.49 | 259.98 | 334.6667 | 372.3333 |  | 8630.0755 | 7144.0215 | 6796.5396 | 6706.723 | 6911.6989 |  | 372.3333 | 372.3333 | 372.3333 | 115 | 37.6667 | 118.8579 | 0.030947 | 146
PCC-03 | 2042-03-01 | 3 | 2042 | 2042 | Winter | 115 | 187.27 | 259.54 | 334 | 370.3333 |  | 8630.0755 | 7145.9636 | 6797.7807 | 6705.3322 | 6911.6989 |  | 370.3333 | 370.3333 | 370.3333 | 115 | 36.3333 | 118.8579 | 0.030947 | 146
PCC-03 | 2042-04-01 | 4 | 2042 | 2042 | Spring | 115 | 186.83 | 258.66 | 332.6667 | 366.6667 |  | 8580.0755 | 7099.8758 | 6750.2767 | 6652.762 | 6844.586 |  | 366.6667 | 366.6667 | 366.6667 | 115 | 34 | 118.8579 | 0.030947 | 146
PCC-03 | 2042-05-01 | 5 | 2042 | 2042 | Spring | 115 | 184.245 | 253.49 | 324.8333 | 359.5 |  | 8580.0755 | 7123.6338 | 6765.3207 | 6642.9141 | 6844.586 |  | 359.5 | 359.5 | 359.5 | 115 | 34.6667 | 118.8579 | 0.030947 | 146
PCC-03 | 2042-06-01 | 6 | 2042 | 2042 | Summer | 115 | 181.66 | 248.32 | 317 | 352.3333 |  | 8594.5809 | 7161.83 | 6792.6823 | 6650.929 | 6848.758 |  | 352.3333 | 352.3333 | 352.3333 | 115 | 35.3333 | 118.8579 | 0.030947 | 146
PCC-03 | 2042-07-01 | 7 | 2042 | 2042 | Summer | 115 | 181.66 | 248.32 | 317 | 352.3333 |  | 8594.5809 | 7161.83 | 6792.6823 | 6650.929 | 6848.758 |  | 352.3333 | 352.3333 | 352.3333 | 115 | 35.3333 | 118.8579 | 0.030947 | 146
PCC-03 | 2042-08-01 | 8 | 2042 | 2042 | Summer | 115 | 181.66 | 248.32 | 317 | 352.3333 |  | 8594.5809 | 7161.83 | 6792.6823 | 6650.929 | 6848.758 |  | 352.3333 | 352.3333 | 352.3333 | 115 | 35.3333 | 118.8579 | 0.030947 | 146
PCC-03 | 2042-09-01 | 9 | 2042 | 2042 | Summer | 115 | 184.245 | 253.49 | 324.8333 | 359.5 |  | 8594.5809 | 7136.6371 | 6776.822 | 6652.8678 | 6848.758 |  | 359.5 | 359.5 | 359.5 | 115 | 34.6667 | 118.8579 | 0.030947 | 146
PCC-03 | 2042-10-01 | 10 | 2043 | 2042 | Fall | 115 | 186.83 | 258.66 | 332.6667 | 366.6667 |  | 8580.0755 | 7099.8758 | 6750.2767 | 6652.762 | 6844.586 |  | 366.6667 | 366.6667 | 366.6667 | 115 | 34 | 118.8579 | 0.030947 | 146
PCC-03 | 2042-11-01 | 11 | 2043 | 2042 | Fall | 115 | 187.27 | 259.54 | 334 | 370.3333 |  | 8580.0755 | 7095.9636 | 6747.7807 | 6655.3322 | 6844.586 |  | 370.3333 | 370.3333 | 370.3333 | 115 | 36.3333 | 118.8579 | 0.030947 | 146
PCC-03 | 2042-12-01 | 12 | 2043 | 2042 | Winter | 115 | 187.6 | 260.2 | 335 | 373.6667 |  | 8630.0755 | 7143.0539 | 6795.9207 | 6707.4455 | 6911.6989 |  | 373.6667 | 373.6667 | 373.6667 | 115 | 38.6667 | 118.8579 | 0.030947 | 146
PCC-03 | 2043-01-01 | 1 | 2043 | 2043 | Winter | 115 | 187.6 | 260.2 | 335 | 373.6667 |  | 8630.0755 | 7143.0539 | 6795.9207 | 6707.4455 | 6911.6989 |  | 373.6667 | 373.6667 | 373.6667 | 115 | 38.6667 | 118.8579 | 0.030947 | 146
PCC-03 | 2043-02-01 | 2 | 2043 | 2043 | Winter | 115 | 187.49 | 259.98 | 334.6667 | 372.3333 |  | 8630.0755 | 7144.0215 | 6796.5396 | 6706.723 | 6911.6989 |  | 372.3333 | 372.3333 | 372.3333 | 115 | 37.6667 | 118.8579 | 0.030947 | 146
PCC-03 | 2043-03-01 | 3 | 2043 | 2043 | Winter | 115 | 187.27 | 259.54 | 334 | 370.3333 |  | 8630.0755 | 7145.9636 | 6797.7807 | 6705.3322 | 6911.6989 |  | 370.3333 | 370.3333 | 370.3333 | 115 | 36.3333 | 118.8579 | 0.030947 | 146
PCC-03 | 2043-04-01 | 4 | 2043 | 2043 | Spring | 115 | 186.83 | 258.66 | 332.6667 | 366.6667 |  | 8580.0755 | 7099.8758 | 6750.2767 | 6652.762 | 6844.586 |  | 366.6667 | 366.6667 | 366.6667 | 115 | 34 | 118.8579 | 0.030947 | 146
PCC-03 | 2043-05-01 | 5 | 2043 | 2043 | Spring | 115 | 184.245 | 253.49 | 324.8333 | 359.5 |  | 8580.0755 | 7123.6338 | 6765.3207 | 6642.9141 | 6844.586 |  | 359.5 | 359.5 | 359.5 | 115 | 34.6667 | 118.8579 | 0.030947 | 146
PCC-03 | 2043-06-01 | 6 | 2043 | 2043 | Summer | 115 | 181.66 | 248.32 | 317 | 352.3333 |  | 8594.5809 | 7161.83 | 6792.6823 | 6650.929 | 6848.758 |  | 352.3333 | 352.3333 | 352.3333 | 115 | 35.3333 | 118.8579 | 0.030947 | 146
PCC-03 | 2043-07-01 | 7 | 2043 | 2043 | Summer | 115 | 181.66 | 248.32 | 317 | 352.3333 |  | 8594.5809 | 7161.83 | 6792.6823 | 6650.929 | 6848.758 |  | 352.3333 | 352.3333 | 352.3333 | 115 | 35.3333 | 118.8579 | 0.030947 | 146
PCC-03 | 2043-08-01 | 8 | 2043 | 2043 | Summer | 115 | 181.66 | 248.32 | 317 | 352.3333 |  | 8594.5809 | 7161.83 | 6792.6823 | 6650.929 | 6848.758 |  | 352.3333 | 352.3333 | 352.3333 | 115 | 35.3333 | 118.8579 | 0.030947 | 146
PCC-03 | 2043-09-01 | 9 | 2043 | 2043 | Summer | 115 | 184.245 | 253.49 | 324.8333 | 359.5 |  | 8594.5809 | 7136.6371 | 6776.822 | 6652.8678 | 6848.758 |  | 359.5 | 359.5 | 359.5 | 115 | 34.6667 | 118.8579 | 0.030947 | 146
PCC-03 | 2043-10-01 | 10 | 2044 | 2043 | Fall | 115 | 186.83 | 258.66 | 332.6667 | 366.6667 |  | 8580.0755 | 7099.8758 | 6750.2767 | 6652.762 | 6844.586 |  | 366.6667 | 366.6667 | 366.6667 | 115 | 34 | 118.8579 | 0.030947 | 146
PCC-03 | 2043-11-01 | 11 | 2044 | 2043 | Fall | 115 | 187.27 | 259.54 | 334 | 370.3333 |  | 8580.0755 | 7095.9636 | 6747.7807 | 6655.3322 | 6844.586 |  | 370.3333 | 370.3333 | 370.3333 | 115 | 36.3333 | 118.8579 | 0.030947 | 146
PCC-03 | 2043-12-01 | 12 | 2044 | 2043 | Winter | 115 | 187.6 | 260.2 | 335 | 373.6667 |  | 8630.0755 | 7143.0539 | 6795.9207 | 6707.4455 | 6911.6989 |  | 373.6667 | 373.6667 | 373.6667 | 115 | 38.6667 | 118.8579 | 0.030947 | 146
PCC-03 | 2044-01-01 | 1 | 2044 | 2044 | Winter | 115 | 187.6 | 260.2 | 335 | 373.6667 |  | 8630.0755 | 7143.0539 | 6795.9207 | 6707.4455 | 6911.6989 |  | 373.6667 | 373.6667 | 373.6667 | 115 | 38.6667 | 118.8579 | 0.030947 | 146
PCC-03 | 2044-02-01 | 2 | 2044 | 2044 | Winter | 115 | 187.49 | 259.98 | 334.6667 | 372.3333 |  | 8630.0755 | 7144.0215 | 6796.5396 | 6706.723 | 6911.6989 |  | 372.3333 | 372.3333 | 372.3333 | 115 | 37.6667 | 118.8579 | 0.030947 | 146
PCC-03 | 2044-03-01 | 3 | 2044 | 2044 | Winter | 115 | 187.27 | 259.54 | 334 | 370.3333 |  | 8630.0755 | 7145.9636 | 6797.7807 | 6705.3322 | 6911.6989 |  | 370.3333 | 370.3333 | 370.3333 | 115 | 36.3333 | 118.8579 | 0.030947 | 146
PCC-03 | 2044-04-01 | 4 | 2044 | 2044 | Spring | 115 | 186.83 | 258.66 | 332.6667 | 366.6667 |  | 8580.0755 | 7099.8758 | 6750.2767 | 6652.762 | 6844.586 |  | 366.6667 | 366.6667 | 366.6667 | 115 | 34 | 118.8579 | 0.030947 | 146
PCC-03 | 2044-05-01 | 5 | 2044 | 2044 | Spring | 115 | 184.245 | 253.49 | 324.8333 | 359.5 |  | 8580.0755 | 7123.6338 | 6765.3207 | 6642.9141 | 6844.586 |  | 359.5 | 359.5 | 359.5 | 115 | 34.6667 | 118.8579 | 0.030947 | 146
PCC-03 | 2044-06-01 | 6 | 2044 | 2044 | Summer | 115 | 181.66 | 248.32 | 317 | 352.3333 |  | 8594.5809 | 7161.83 | 6792.6823 | 6650.929 | 6848.758 |  | 352.3333 | 352.3333 | 352.3333 | 115 | 35.3333 | 118.8579 | 0.030947 | 146
PCC-03 | 2044-07-01 | 7 | 2044 | 2044 | Summer | 115 | 181.66 | 248.32 | 317 | 352.3333 |  | 8594.5809 | 7161.83 | 6792.6823 | 6650.929 | 6848.758 |  | 352.3333 | 352.3333 | 352.3333 | 115 | 35.3333 | 118.8579 | 0.030947 | 146
PCC-03 | 2044-08-01 | 8 | 2044 | 2044 | Summer | 115 | 181.66 | 248.32 | 317 | 352.3333 |  | 8594.5809 | 7161.83 | 6792.6823 | 6650.929 | 6848.758 |  | 352.3333 | 352.3333 | 352.3333 | 115 | 35.3333 | 118.8579 | 0.030947 | 146
PCC-03 | 2044-09-01 | 9 | 2044 | 2044 | Summer | 115 | 184.245 | 253.49 | 324.8333 | 359.5 |  | 8594.5809 | 7136.6371 | 6776.822 | 6652.8678 | 6848.758 |  | 359.5 | 359.5 | 359.5 | 115 | 34.6667 | 118.8579 | 0.030947 | 146
PCC-03 | 2044-10-01 | 10 | 2045 | 2044 | Fall | 115 | 186.83 | 258.66 | 332.6667 | 366.6667 |  | 8580.0755 | 7099.8758 | 6750.2767 | 6652.762 | 6844.586 |  | 366.6667 | 366.6667 | 366.6667 | 115 | 34 | 118.8579 | 0.030947 | 146
PCC-03 | 2044-11-01 | 11 | 2045 | 2044 | Fall | 115 | 187.27 | 259.54 | 334 | 370.3333 |  | 8580.0755 | 7095.9636 | 6747.7807 | 6655.3322 | 6844.586 |  | 370.3333 | 370.3333 | 370.3333 | 115 | 36.3333 | 118.8579 | 0.030947 | 146
PCC-03 | 2044-12-01 | 12 | 2045 | 2044 | Winter | 115 | 187.6 | 260.2 | 335 | 373.6667 |  | 8630.0755 | 7143.0539 | 6795.9207 | 6707.4455 | 6911.6989 |  | 373.6667 | 373.6667 | 373.6667 | 115 | 38.6667 | 118.8579 | 0.030947 | 146
PCC-03 | 2045-01-01 | 1 | 2045 | 2045 | Winter | 115 | 187.6 | 260.2 | 335 | 373.6667 |  | 8630.0755 | 7143.0539 | 6795.9207 | 6707.4455 | 6911.6989 |  | 373.6667 | 373.6667 | 373.6667 | 115 | 38.6667 | 118.8579 | 0.030947 | 146
PCC-03 | 2045-02-01 | 2 | 2045 | 2045 | Winter | 115 | 187.49 | 259.98 | 334.6667 | 372.3333 |  | 8630.0755 | 7144.0215 | 6796.5396 | 6706.723 | 6911.6989 |  | 372.3333 | 372.3333 | 372.3333 | 115 | 37.6667 | 118.8579 | 0.030947 | 146
PCC-03 | 2045-03-01 | 3 | 2045 | 2045 | Winter | 115 | 187.27 | 259.54 | 334 | 370.3333 |  | 8630.0755 | 7145.9636 | 6797.7807 | 6705.3322 | 6911.6989 |  | 370.3333 | 370.3333 | 370.3333 | 115 | 36.3333 | 118.8579 | 0.030947 | 146
PCC-03 | 2045-04-01 | 4 | 2045 | 2045 | Spring | 115 | 186.83 | 258.66 | 332.6667 | 366.6667 |  | 8580.0755 | 7099.8758 | 6750.2767 | 6652.762 | 6844.586 |  | 366.6667 | 366.6667 | 366.6667 | 115 | 34 | 118.8579 | 0.030947 | 146
PCC-03 | 2045-05-01 | 5 | 2045 | 2045 | Spring | 115 | 184.245 | 253.49 | 324.8333 | 359.5 |  | 8580.0755 | 7123.6338 | 6765.3207 | 6642.9141 | 6844.586 |  | 359.5 | 359.5 | 359.5 | 115 | 34.6667 | 118.8579 | 0.030947 | 146
PCC-03 | 2045-06-01 | 6 | 2045 | 2045 | Summer | 115 | 181.66 | 248.32 | 317 | 352.3333 |  | 8594.5809 | 7161.83 | 6792.6823 | 6650.929 | 6848.758 |  | 352.3333 | 352.3333 | 352.3333 | 115 | 35.3333 | 118.8579 | 0.030947 | 146
PCC-03 | 2045-07-01 | 7 | 2045 | 2045 | Summer | 115 | 181.66 | 248.32 | 317 | 352.3333 |  | 8594.5809 | 7161.83 | 6792.6823 | 6650.929 | 6848.758 |  | 352.3333 | 352.3333 | 352.3333 | 115 | 35.3333 | 118.8579 | 0.030947 | 146
PCC-03 | 2045-08-01 | 8 | 2045 | 2045 | Summer | 115 | 181.66 | 248.32 | 317 | 352.3333 |  | 8594.5809 | 7161.83 | 6792.6823 | 6650.929 | 6848.758 |  | 352.3333 | 352.3333 | 352.3333 | 115 | 35.3333 | 118.8579 | 0.030947 | 146
PCC-03 | 2045-09-01 | 9 | 2045 | 2045 | Summer | 115 | 184.245 | 253.49 | 324.8333 | 359.5 |  | 8594.5809 | 7136.6371 | 6776.822 | 6652.8678 | 6848.758 |  | 359.5 | 359.5 | 359.5 | 115 | 34.6667 | 118.8579 | 0.030947 | 146
PCC-03 | 2045-10-01 | 10 | 2046 | 2045 | Fall | 115 | 186.83 | 258.66 | 332.6667 | 366.6667 |  | 8580.0755 | 7099.8758 | 6750.2767 | 6652.762 | 6844.586 |  | 366.6667 | 366.6667 | 366.6667 | 115 | 34 | 118.8579 | 0.030947 | 146
PCC-03 | 2045-11-01 | 11 | 2046 | 2045 | Fall | 115 | 187.27 | 259.54 | 334 | 370.3333 |  | 8580.0755 | 7095.9636 | 6747.7807 | 6655.3322 | 6844.586 |  | 370.3333 | 370.3333 | 370.3333 | 115 | 36.3333 | 118.8579 | 0.030947 | 146
PCC-03 | 2045-12-01 | 12 | 2046 | 2045 | Winter | 115 | 187.6 | 260.2 | 335 | 373.6667 |  | 8630.0755 | 7143.0539 | 6795.9207 | 6707.4455 | 6911.6989 |  | 373.6667 | 373.6667 | 373.6667 | 115 | 38.6667 | 118.8579 | 0.030947 | 146
PCC-03 | 2046-01-01 | 1 | 2046 | 2046 | Winter | 115 | 187.6 | 260.2 | 335 | 373.6667 |  | 8630.0755 | 7143.0539 | 6795.9207 | 6707.4455 | 6911.6989 |  | 373.6667 | 373.6667 | 373.6667 | 115 | 38.6667 | 118.8579 | 0.030947 | 146
PCC-03 | 2046-02-01 | 2 | 2046 | 2046 | Winter | 115 | 187.49 | 259.98 | 334.6667 | 372.3333 |  | 8630.0755 | 7144.0215 | 6796.5396 | 6706.723 | 6911.6989 |  | 372.3333 | 372.3333 | 372.3333 | 115 | 37.6667 | 118.8579 | 0.030947 | 146
PCC-03 | 2046-03-01 | 3 | 2046 | 2046 | Winter | 115 | 187.27 | 259.54 | 334 | 370.3333 |  | 8630.0755 | 7145.9636 | 6797.7807 | 6705.3322 | 6911.6989 |  | 370.3333 | 370.3333 | 370.3333 | 115 | 36.3333 | 118.8579 | 0.030947 | 146
PCC-03 | 2046-04-01 | 4 | 2046 | 2046 | Spring | 115 | 186.83 | 258.66 | 332.6667 | 366.6667 |  | 8580.0755 | 7099.8758 | 6750.2767 | 6652.762 | 6844.586 |  | 366.6667 | 366.6667 | 366.6667 | 115 | 34 | 118.8579 | 0.030947 | 146
PCC-03 | 2046-05-01 | 5 | 2046 | 2046 | Spring | 115 | 184.245 | 253.49 | 324.8333 | 359.5 |  | 8580.0755 | 7123.6338 | 6765.3207 | 6642.9141 | 6844.586 |  | 359.5 | 359.5 | 359.5 | 115 | 34.6667 | 118.8579 | 0.030947 | 146
PCC-03 | 2046-06-01 | 6 | 2046 | 2046 | Summer | 115 | 181.66 | 248.32 | 317 | 352.3333 |  | 8594.5809 | 7161.83 | 6792.6823 | 6650.929 | 6848.758 |  | 352.3333 | 352.3333 | 352.3333 | 115 | 35.3333 | 118.8579 | 0.030947 | 146
PCC-03 | 2046-07-01 | 7 | 2046 | 2046 | Summer | 115 | 181.66 | 248.32 | 317 | 352.3333 |  | 8594.5809 | 7161.83 | 6792.6823 | 6650.929 | 6848.758 |  | 352.3333 | 352.3333 | 352.3333 | 115 | 35.3333 | 118.8579 | 0.030947 | 146
PCC-03 | 2046-08-01 | 8 | 2046 | 2046 | Summer | 115 | 181.66 | 248.32 | 317 | 352.3333 |  | 8594.5809 | 7161.83 | 6792.6823 | 6650.929 | 6848.758 |  | 352.3333 | 352.3333 | 352.3333 | 115 | 35.3333 | 118.8579 | 0.030947 | 146
PCC-03 | 2046-09-01 | 9 | 2046 | 2046 | Summer | 115 | 184.245 | 253.49 | 324.8333 | 359.5 |  | 8594.5809 | 7136.6371 | 6776.822 | 6652.8678 | 6848.758 |  | 359.5 | 359.5 | 359.5 | 115 | 34.6667 | 118.8579 | 0.030947 | 146
SOC-01 | 2016-10-01 | 10 | 2017 | 2016 | Fall | 205 | 216.4049 | 227.8099 | 239.5604 | 266.249 |  | 7280.9086 | 7219.4234 | 7165.9256 | 7118.2161 | 7350 |  | 266.249 | 266.249 | 266.249 | 205 | 26.6886 | 118.8566 | 0.012217 | 205
SOC-01 | 2016-11-01 | 11 | 2017 | 2016 | Fall | 205 | 218.0142 | 231.0284 | 244.4369 | 273.4639 |  | 7280.9086 | 7211.4433 | 7152.0754 | 7101.0409 | 7350 |  | 273.4639 | 273.4639 | 273.4639 | 205 | 29.027 | 118.8566 | 0.012217 | 205
SOC-01 | 2016-12-01 | 12 | 2017 | 2016 | Winter | 205 | 220.51 | 236.02 | 252 | 284.1626 |  | 7275.4425 | 7191.2633 | 7134.1321 | 7099.7978 | 7219 |  | 284.1626 | 284.1626 | 284.1626 | 205 | 32.1626 | 118.8566 | 0.012217 | 205
SOC-01 | 2017-01-01 | 1 | 2017 | 2017 | Winter | 205 | 220.51 | 236.02 | 252 | 286.7625 |  | 7275.4425 | 7191.2633 | 7134.1321 | 7099.7978 | 7219 |  | 286.7625 | 286.7625 | 286.7625 | 205 | 34.7625 | 118.8566 | 0.012217 | 205
SOC-01 | 2017-02-01 | 2 | 2017 | 2017 | Winter | 205 | 220.51 | 236.02 | 252 | 285.4626 |  | 7275.4425 | 7191.2633 | 7134.1321 | 7099.7978 | 7219 |  | 285.4626 | 285.4626 | 285.4626 | 205 | 33.4626 | 118.8566 | 0.012217 | 205
SOC-01 | 2017-03-01 | 3 | 2017 | 2017 | Winter | 205 | 219.0957 | 233.1914 | 247.7142 | 278.3127 |  | 7275.4425 | 7197.7405 | 7142.7372 | 7106.6525 | 7219 |  | 278.3127 | 278.3127 | 278.3127 | 205 | 30.5985 | 118.8566 | 0.012217 | 205
SOC-01 | 2017-04-01 | 4 | 2017 | 2017 | Spring | 205 | 216.4629 | 227.9259 | 239.7362 | 266.509 |  | 7280.9086 | 7219.1332 | 7165.4169 | 7117.567 | 7350 |  | 266.509 | 266.509 | 266.509 | 205 | 26.7729 | 118.8566 | 0.012217 | 205
SOC-01 | 2017-05-01 | 5 | 2017 | 2017 | Spring | 205 | 215.3191 | 225.6381 | 236.2699 | 261.3807 |  | 7280.9086 | 7224.895 | 7175.58 | 7130.7494 | 7350 |  | 261.3807 | 261.3807 | 261.3807 | 205 | 25.1107 | 118.8566 | 0.012217 | 205
SOC-01 | 2017-06-01 | 6 | 2017 | 2017 | Summer | 205 | 213.2967 | 221.5933 | 230.1414 | 252.3134 |  | 7360.8437 | 7255.76 | 7178.7203 | 7128.7542 | 7490 |  | 252.3134 | 252.3134 | 252.3134 | 205 | 22.172 | 118.8566 | 0.012217 | 205
SOC-01 | 2017-07-01 | 7 | 2017 | 2017 | Summer | 205 | 213.1517 | 221.3034 | 229.7021 | 251.6634 |  | 7360.8437 | 7257.3556 | 7180.9391 | 7130.5927 | 7490 |  | 251.6634 | 251.6634 | 251.6634 | 205 | 21.9613 | 118.8566 | 0.012217 | 205
SOC-01 | 2017-08-01 | 8 | 2017 | 2017 | Summer | 205 | 213.0067 | 221.0134 | 229.2628 | 251.0134 |  | 7360.8437 | 7258.9598 | 7183.1922 | 7132.5104 | 7490 |  | 251.0134 | 251.0134 | 251.0134 | 205 | 21.7507 | 118.8566 | 0.012217 | 205
SOC-01 | 2017-09-01 | 9 | 2017 | 2017 | Summer | 205 | 213.8766 | 222.7531 | 231.8987 | 254.9133 |  | 7360.8437 | 7249.463 | 7170.1884 | 7122.1918 | 7490 |  | 254.9133 | 254.9133 | 254.9133 | 205 | 23.0146 | 118.8566 | 0.012217 | 205
SOC-01 | 2017-10-01 | 10 | 2018 | 2017 | Fall | 205 | 216.4049 | 227.8099 | 239.5604 | 266.249 |  | 7280.9086 | 7219.4234 | 7165.9256 | 7118.2161 | 7350 |  | 266.249 | 266.249 | 266.249 | 205 | 26.6886 | 118.8566 | 0.012217 | 205
SOC-01 | 2017-11-01 | 11 | 2018 | 2017 | Fall | 205 | 218.0142 | 231.0284 | 244.4369 | 273.4639 |  | 7280.9086 | 7211.4433 | 7152.0754 | 7101.0409 | 7350 |  | 273.4639 | 273.4639 | 273.4639 | 205 | 29.027 | 118.8566 | 0.012217 | 205
SOC-01 | 2017-12-01 | 12 | 2018 | 2017 | Winter | 205 | 220.51 | 236.02 | 252 | 284.1626 |  | 7275.4425 | 7191.2633 | 7134.1321 | 7099.7978 | 7219 |  | 284.1626 | 284.1626 | 284.1626 | 205 | 32.1626 | 118.8566 | 0.012217 | 205
SOC-01 | 2018-01-01 | 1 | 2018 | 2018 | Winter | 205 | 220.51 | 236.02 | 252 | 286.7625 |  | 7275.4425 | 7191.2633 | 7134.1321 | 7099.7978 | 7219 |  | 286.7625 | 286.7625 | 286.7625 | 205 | 34.7625 | 118.8566 | 0.012217 | 205
SOC-01 | 2018-02-01 | 2 | 2018 | 2018 | Winter | 205 | 220.51 | 236.02 | 252 | 285.4626 |  | 7275.4425 | 7191.2633 | 7134.1321 | 7099.7978 | 7219 |  | 285.4626 | 285.4626 | 285.4626 | 205 | 33.4626 | 118.8566 | 0.012217 | 205
SOC-01 | 2018-03-01 | 3 | 2018 | 2018 | Winter | 205 | 219.0957 | 233.1914 | 247.7142 | 278.3127 |  | 7275.4425 | 7197.7405 | 7142.7372 | 7106.6525 | 7219 |  | 278.3127 | 278.3127 | 278.3127 | 205 | 30.5985 | 118.8566 | 0.012217 | 205
SOC-01 | 2018-04-01 | 4 | 2018 | 2018 | Spring | 205 | 216.4629 | 227.9259 | 239.7362 | 266.509 |  | 7280.9086 | 7219.1332 | 7165.4169 | 7117.567 | 7350 |  | 266.509 | 266.509 | 266.509 | 205 | 26.7729 | 118.8566 | 0.012217 | 205
SOC-01 | 2018-05-01 | 5 | 2018 | 2018 | Spring | 205 | 215.3191 | 225.6381 | 236.2699 | 261.3807 |  | 7280.9086 | 7224.895 | 7175.58 | 7130.7494 | 7350 |  | 261.3807 | 261.3807 | 261.3807 | 205 | 25.1107 | 118.8566 | 0.012217 | 205
SOC-01 | 2018-06-01 | 6 | 2018 | 2018 | Summer | 205 | 213.2967 | 221.5933 | 230.1414 | 252.3134 |  | 7360.8437 | 7255.76 | 7178.7203 | 7128.7542 | 7490 |  | 252.3134 | 252.3134 | 252.3134 | 205 | 22.172 | 118.8566 | 0.012217 | 205
SOC-01 | 2018-07-01 | 7 | 2018 | 2018 | Summer | 205 | 213.1517 | 221.3034 | 229.7021 | 251.6634 |  | 7360.8437 | 7257.3556 | 7180.9391 | 7130.5927 | 7490 |  | 251.6634 | 251.6634 | 251.6634 | 205 | 21.9613 | 118.8566 | 0.012217 | 205
SOC-01 | 2018-08-01 | 8 | 2018 | 2018 | Summer | 205 | 213.0067 | 221.0134 | 229.2628 | 251.0134 |  | 7360.8437 | 7258.9598 | 7183.1922 | 7132.5104 | 7490 |  | 251.0134 | 251.0134 | 251.0134 | 205 | 21.7507 | 118.8566 | 0.012217 | 205
SOC-01 | 2018-09-01 | 9 | 2018 | 2018 | Summer | 205 | 213.8766 | 222.7531 | 231.8987 | 254.9133 |  | 7360.8437 | 7249.463 | 7170.1884 | 7122.1918 | 7490 |  | 254.9133 | 254.9133 | 254.9133 | 205 | 23.0146 | 118.8566 | 0.012217 | 205
SOC-01 | 2018-10-01 | 10 | 2019 | 2018 | Fall | 205 | 216.4049 | 227.8099 | 239.5604 | 266.249 |  | 7280.9086 | 7219.4234 | 7165.9256 | 7118.2161 | 7350 |  | 266.249 | 266.249 | 266.249 | 205 | 26.6886 | 118.8566 | 0.012217 | 205
SOC-01 | 2018-11-01 | 11 | 2019 | 2018 | Fall | 205 | 218.0142 | 231.0284 | 244.4369 | 273.4639 |  | 7280.9086 | 7211.4433 | 7152.0754 | 7101.0409 | 7350 |  | 273.4639 | 273.4639 | 273.4639 | 205 | 29.027 | 118.8566 | 0.012217 | 205
SOC-01 | 2018-12-01 | 12 | 2019 | 2018 | Winter | 205 | 227.4143 | 249.8285 | 272.922 | 296.934 |  | 7071.708 | 6929.7763 | 6866.4521 | 6845.0884 | 6946.6682 |  | 296.934 | 296.934 | 296.934 | 205 | 24.012 | 118.8566 | 0.012217 | 205
SOC-01 | 2019-01-01 | 1 | 2019 | 2019 | Winter | 205 | 228.0856 | 251.1712 | 274.9563 | 299.7044 |  | 7071.708 | 6926.9739 | 6864.2466 | 6844.6547 | 6946.6682 |  | 299.7044 | 299.7044 | 299.7044 | 205 | 24.7481 | 118.8566 | 0.012217 | 205
SOC-01 | 2019-02-01 | 2 | 2019 | 2019 | Winter | 205 | 227.7499 | 250.4998 | 273.9392 | 298.3192 |  | 7071.708 | 6928.3666 | 6865.3316 | 6844.8451 | 6946.6682 |  | 298.3192 | 298.3192 | 298.3192 | 205 | 24.3801 | 118.8566 | 0.012217 | 205
SOC-01 | 2019-03-01 | 3 | 2019 | 2019 | Winter | 205 | 225.9038 | 246.8076 | 268.3449 | 290.7007 |  | 7071.708 | 6936.3356 | 6871.9518 | 6846.8468 | 6946.6682 |  | 290.7007 | 290.7007 | 290.7007 | 205 | 22.3558 | 118.8566 | 0.012217 | 205
SOC-01 | 2019-04-01 | 4 | 2019 | 2019 | Spring | 205 | 222.8561 | 240.7122 | 259.1093 | 278.1232 |  | 7089.8904 | 6966.7289 | 6892.7838 | 6855.4696 | 6969.5558 |  | 278.1232 | 278.1232 | 278.1232 | 205 | 19.0138 | 118.8566 | 0.012217 | 205
SOC-01 | 2019-05-01 | 5 | 2019 | 2019 | Spring | 205 | 221.5319 | 238.0639 | 255.0967 | 272.6586 |  | 7089.8904 | 6973.9581 | 6901.2283 | 6860.4928 | 6969.5558 |  | 272.6586 | 272.6586 | 272.6586 | 205 | 17.5619 | 118.8566 | 0.012217 | 205
SOC-01 | 2019-06-01 | 6 | 2019 | 2019 | Summer | 205 | 219.1907 | 233.3815 | 248.0022 | 262.9969 |  | 7114.2893 | 7008.7908 | 6926.0296 | 6865.0893 | 6979.0218 |  | 262.9969 | 262.9969 | 262.9969 | 205 | 14.9947 | 118.8566 | 0.012217 | 205
SOC-01 | 2019-07-01 | 7 | 2019 | 2019 | Summer | 205 | 219.0229 | 233.0458 | 247.4937 | 262.3043 |  | 7114.2893 | 7009.9013 | 6927.7313 | 6866.7416 | 6979.0218 |  | 262.3043 | 262.3043 | 262.3043 | 205 | 14.8107 | 118.8566 | 0.012217 | 205
SOC-01 | 2019-08-01 | 8 | 2019 | 2019 | Summer | 205 | 218.8551 | 232.7102 | 246.9851 | 261.6117 |  | 7114.2893 | 7011.015 | 6929.4456 | 6868.4305 | 6979.0218 |  | 261.6117 | 261.6117 | 261.6117 | 205 | 14.6266 | 118.8566 | 0.012217 | 205
SOC-01 | 2019-09-01 | 9 | 2019 | 2019 | Summer | 205 | 219.862 | 234.7241 | 250.0365 | 265.7673 |  | 7114.2893 | 7004.3798 | 6919.3509 | 6858.8539 | 6979.0218 |  | 265.7673 | 265.7673 | 265.7673 | 205 | 15.7308 | 118.8566 | 0.012217 | 205
SOC-01 | 2019-10-01 | 10 | 2020 | 2019 | Fall | 205 | 222.789 | 240.5779 | 258.9059 | 277.8461 |  | 7089.8904 | 6967.0889 | 6893.1925 | 6855.6822 | 6959.2645 |  | 277.8461 | 277.8461 | 277.8461 | 205 | 18.9402 | 118.8566 | 0.012217 | 205
SOC-01 | 2019-11-01 | 11 | 2020 | 2019 | Fall | 205 | 224.6518 | 244.3037 | 264.551 | 285.5339 |  | 7089.8904 | 6957.3485 | 6882.6056 | 6851.4906 | 6959.2645 |  | 285.5339 | 285.5339 | 285.5339 | 205 | 20.9829 | 118.8566 | 0.012217 | 205
SOC-01 | 2019-12-01 | 12 | 2020 | 2019 | Winter | 205 | 227.4143 | 249.8285 | 272.922 | 296.934 |  | 7071.708 | 6929.7763 | 6866.4521 | 6845.0884 | 6946.6682 |  | 296.934 | 296.934 | 296.934 | 205 | 24.012 | 118.8566 | 0.012217 | 205
SOC-01 | 2020-01-01 | 1 | 2020 | 2020 | Winter | 205 | 228.0856 | 251.1712 | 274.9563 | 299.7044 |  | 7071.708 | 6926.9739 | 6864.2466 | 6844.6547 | 6946.6682 |  | 299.7044 | 299.7044 | 299.7044 | 205 | 24.7481 | 118.8566 | 0.012217 | 205
SOC-01 | 2020-02-01 | 2 | 2020 | 2020 | Winter | 205 | 227.7499 | 250.4998 | 273.9392 | 298.3192 |  | 7071.708 | 6928.3666 | 6865.3316 | 6844.8451 | 6946.6682 |  | 298.3192 | 298.3192 | 298.3192 | 205 | 24.3801 | 118.8566 | 0.012217 | 205
SOC-01 | 2020-03-01 | 3 | 2020 | 2020 | Winter | 205 | 225.9038 | 246.8076 | 268.3449 | 290.7007 |  | 7071.708 | 6936.3356 | 6871.9518 | 6846.8468 | 6946.6682 |  | 290.7007 | 290.7007 | 290.7007 | 205 | 22.3558 | 118.8566 | 0.012217 | 205
SOC-01 | 2020-04-01 | 4 | 2020 | 2020 | Spring | 205 | 222.8561 | 240.7122 | 259.1093 | 278.1232 |  | 7089.8904 | 6966.7289 | 6892.7838 | 6855.4696 | 6969.5558 |  | 278.1232 | 278.1232 | 278.1232 | 205 | 19.0138 | 118.8566 | 0.012217 | 205
SOC-01 | 2020-05-01 | 5 | 2020 | 2020 | Spring | 205 | 221.5319 | 238.0639 | 255.0967 | 272.6586 |  | 7089.8904 | 6973.9581 | 6901.2283 | 6860.4928 | 6969.5558 |  | 272.6586 | 272.6586 | 272.6586 | 205 | 17.5619 | 118.8566 | 0.012217 | 205
SOC-01 | 2020-06-01 | 6 | 2020 | 2020 | Summer | 205 | 219.1907 | 233.3815 | 248.0022 | 262.9969 |  | 7114.2893 | 7008.7908 | 6926.0296 | 6865.0893 | 6979.0218 |  | 262.9969 | 262.9969 | 262.9969 | 205 | 14.9947 | 118.8566 | 0.012217 | 205
SOC-01 | 2020-07-01 | 7 | 2020 | 2020 | Summer | 205 | 219.0229 | 233.0458 | 247.4937 | 262.3043 |  | 7114.2893 | 7009.9013 | 6927.7313 | 6866.7416 | 6979.0218 |  | 262.3043 | 262.3043 | 262.3043 | 205 | 14.8107 | 118.8566 | 0.012217 | 205
SOC-01 | 2020-08-01 | 8 | 2020 | 2020 | Summer | 205 | 218.8551 | 232.7102 | 246.9851 | 261.6117 |  | 7114.2893 | 7011.015 | 6929.4456 | 6868.4305 | 6979.0218 |  | 261.6117 | 261.6117 | 261.6117 | 205 | 14.6266 | 118.8566 | 0.012217 | 205
SOC-01 | 2020-09-01 | 9 | 2020 | 2020 | Summer | 205 | 219.862 | 234.7241 | 250.0365 | 265.7673 |  | 7114.2893 | 7004.3798 | 6919.3509 | 6858.8539 | 6979.0218 |  | 265.7673 | 265.7673 | 265.7673 | 205 | 15.7308 | 118.8566 | 0.012217 | 205
SOC-01 | 2020-10-01 | 10 | 2021 | 2020 | Fall | 205 | 222.789 | 240.5779 | 258.9059 | 277.8461 |  | 7089.8904 | 6967.0889 | 6893.1925 | 6855.6822 | 6959.2645 |  | 277.8461 | 277.8461 | 277.8461 | 205 | 18.9402 | 118.8566 | 0.012217 | 205
SOC-01 | 2020-11-01 | 11 | 2021 | 2020 | Fall | 205 | 224.6518 | 244.3037 | 264.551 | 285.5339 |  | 7089.8904 | 6957.3485 | 6882.6056 | 6851.4906 | 6959.2645 |  | 285.5339 | 285.5339 | 285.5339 | 205 | 20.9829 | 118.8566 | 0.012217 | 205
SOC-01 | 2020-12-01 | 12 | 2021 | 2020 | Winter | 205 | 227.4143 | 249.8285 | 272.922 | 296.934 |  | 7071.708 | 6929.7763 | 6866.4521 | 6845.0884 | 6946.6682 |  | 296.934 | 296.934 | 296.934 | 205 | 24.012 | 118.8566 | 0.012217 | 205
SOC-01 | 2021-01-01 | 1 | 2021 | 2021 | Winter | 205 | 228.0856 | 251.1712 | 274.9563 | 299.7044 |  | 7071.708 | 6926.9739 | 6864.2466 | 6844.6547 | 6946.6682 |  | 299.7044 | 299.7044 | 299.7044 | 205 | 24.7481 | 118.8566 | 0.012217 | 205
SOC-01 | 2021-02-01 | 2 | 2021 | 2021 | Winter | 205 | 227.7499 | 250.4998 | 273.9392 | 298.3192 |  | 7071.708 | 6928.3666 | 6865.3316 | 6844.8451 | 6946.6682 |  | 298.3192 | 298.3192 | 298.3192 | 205 | 24.3801 | 118.8566 | 0.012217 | 205
SOC-01 | 2021-03-01 | 3 | 2021 | 2021 | Winter | 205 | 225.9038 | 246.8076 | 268.3449 | 290.7007 |  | 7071.708 | 6936.3356 | 6871.9518 | 6846.8468 | 6946.6682 |  | 290.7007 | 290.7007 | 290.7007 | 205 | 22.3558 | 118.8566 | 0.012217 | 205
SOC-01 | 2021-04-01 | 4 | 2021 | 2021 | Spring | 205 | 222.8561 | 240.7122 | 259.1093 | 278.1232 |  | 7089.8904 | 6966.7289 | 6892.7838 | 6855.4696 | 6969.5558 |  | 278.1232 | 278.1232 | 278.1232 | 205 | 19.0138 | 118.8566 | 0.012217 | 205
SOC-01 | 2021-05-01 | 5 | 2021 | 2021 | Spring | 205 | 221.5319 | 238.0639 | 255.0967 | 272.6586 |  | 7089.8904 | 6973.9581 | 6901.2283 | 6860.4928 | 6969.5558 |  | 272.6586 | 272.6586 | 272.6586 | 205 | 17.5619 | 118.8566 | 0.012217 | 205
SOC-01 | 2021-06-01 | 6 | 2021 | 2021 | Summer | 205 | 219.1907 | 233.3815 | 248.0022 | 262.9969 |  | 7114.2893 | 7008.7908 | 6926.0296 | 6865.0893 | 6979.0218 |  | 262.9969 | 262.9969 | 262.9969 | 205 | 14.9947 | 118.8566 | 0.012217 | 205
SOC-01 | 2021-07-01 | 7 | 2021 | 2021 | Summer | 205 | 219.0229 | 233.0458 | 247.4937 | 262.3043 |  | 7114.2893 | 7009.9013 | 6927.7313 | 6866.7416 | 6979.0218 |  | 262.3043 | 262.3043 | 262.3043 | 205 | 14.8107 | 118.8566 | 0.012217 | 205
SOC-01 | 2021-08-01 | 8 | 2021 | 2021 | Summer | 205 | 218.8551 | 232.7102 | 246.9851 | 261.6117 |  | 7114.2893 | 7011.015 | 6929.4456 | 6868.4305 | 6979.0218 |  | 261.6117 | 261.6117 | 261.6117 | 205 | 14.6266 | 118.8566 | 0.012217 | 205
SOC-01 | 2021-09-01 | 9 | 2021 | 2021 | Summer | 205 | 219.862 | 234.7241 | 250.0365 | 265.7673 |  | 7114.2893 | 7004.3798 | 6919.3509 | 6858.8539 | 6979.0218 |  | 265.7673 | 265.7673 | 265.7673 | 205 | 15.7308 | 118.8566 | 0.012217 | 205
SOC-01 | 2021-10-01 | 10 | 2022 | 2021 | Fall | 205 | 222.789 | 240.5779 | 258.9059 | 277.8461 |  | 7089.8904 | 6967.0889 | 6893.1925 | 6855.6822 | 6959.2645 |  | 277.8461 | 277.8461 | 277.8461 | 205 | 18.9402 | 118.8566 | 0.012217 | 205
SOC-01 | 2021-11-01 | 11 | 2022 | 2021 | Fall | 205 | 224.6518 | 244.3037 | 264.551 | 285.5339 |  | 7089.8904 | 6957.3485 | 6882.6056 | 6851.4906 | 6959.2645 |  | 285.5339 | 285.5339 | 285.5339 | 205 | 20.9829 | 118.8566 | 0.012217 | 205
SOC-01 | 2021-12-01 | 12 | 2022 | 2021 | Winter | 205 | 227.4143 | 249.8285 | 272.922 | 296.934 |  | 7071.708 | 6929.7763 | 6866.4521 | 6845.0884 | 6946.6682 |  | 296.934 | 296.934 | 296.934 | 205 | 24.012 | 118.8566 | 0.012217 | 205
SOC-01 | 2022-01-01 | 1 | 2022 | 2022 | Winter | 205 | 228.0856 | 251.1712 | 274.9563 | 299.7044 |  | 7071.708 | 6926.9739 | 6864.2466 | 6844.6547 | 6946.6682 |  | 299.7044 | 299.7044 | 299.7044 | 205 | 24.7481 | 118.8566 | 0.012217 | 205
SOC-01 | 2022-02-01 | 2 | 2022 | 2022 | Winter | 205 | 227.7499 | 250.4998 | 273.9392 | 298.3192 |  | 7071.708 | 6928.3666 | 6865.3316 | 6844.8451 | 6946.6682 |  | 298.3192 | 298.3192 | 298.3192 | 205 | 24.3801 | 118.8566 | 0.012217 | 205
SOC-01 | 2022-03-01 | 3 | 2022 | 2022 | Winter | 205 | 225.9038 | 246.8076 | 268.3449 | 290.7007 |  | 7071.708 | 6936.3356 | 6871.9518 | 6846.8468 | 6946.6682 |  | 290.7007 | 290.7007 | 290.7007 | 205 | 22.3558 | 118.8566 | 0.012217 | 205
SOC-01 | 2022-04-01 | 4 | 2022 | 2022 | Spring | 205 | 222.8561 | 240.7122 | 259.1093 | 278.1232 |  | 7089.8904 | 6966.7289 | 6892.7838 | 6855.4696 | 6969.5558 |  | 278.1232 | 278.1232 | 278.1232 | 205 | 19.0138 | 118.8566 | 0.012217 | 205
SOC-01 | 2022-05-01 | 5 | 2022 | 2022 | Spring | 205 | 221.5319 | 238.0639 | 255.0967 | 272.6586 |  | 7089.8904 | 6973.9581 | 6901.2283 | 6860.4928 | 6969.5558 |  | 272.6586 | 272.6586 | 272.6586 | 205 | 17.5619 | 118.8566 | 0.012217 | 205
SOC-01 | 2022-06-01 | 6 | 2022 | 2022 | Summer | 205 | 219.1907 | 233.3815 | 248.0022 | 262.9969 |  | 7114.2893 | 7008.7908 | 6926.0296 | 6865.0893 | 6979.0218 |  | 262.9969 | 262.9969 | 262.9969 | 205 | 14.9947 | 118.8566 | 0.012217 | 205
SOC-01 | 2022-07-01 | 7 | 2022 | 2022 | Summer | 205 | 219.0229 | 233.0458 | 247.4937 | 262.3043 |  | 7114.2893 | 7009.9013 | 6927.7313 | 6866.7416 | 6979.0218 |  | 262.3043 | 262.3043 | 262.3043 | 205 | 14.8107 | 118.8566 | 0.012217 | 205
SOC-01 | 2022-08-01 | 8 | 2022 | 2022 | Summer | 205 | 218.8551 | 232.7102 | 246.9851 | 261.6117 |  | 7114.2893 | 7011.015 | 6929.4456 | 6868.4305 | 6979.0218 |  | 261.6117 | 261.6117 | 261.6117 | 205 | 14.6266 | 118.8566 | 0.012217 | 205
SOC-01 | 2022-09-01 | 9 | 2022 | 2022 | Summer | 205 | 219.862 | 234.7241 | 250.0365 | 265.7673 |  | 7114.2893 | 7004.3798 | 6919.3509 | 6858.8539 | 6979.0218 |  | 265.7673 | 265.7673 | 265.7673 | 205 | 15.7308 | 118.8566 | 0.012217 | 205
SOC-01 | 2022-10-01 | 10 | 2023 | 2022 | Fall | 205 | 222.789 | 240.5779 | 258.9059 | 277.8461 |  | 7089.8904 | 6967.0889 | 6893.1925 | 6855.6822 | 6959.2645 |  | 277.8461 | 277.8461 | 277.8461 | 205 | 18.9402 | 118.8566 | 0.012217 | 205
SOC-01 | 2022-11-01 | 11 | 2023 | 2022 | Fall | 205 | 224.6518 | 244.3037 | 264.551 | 285.5339 |  | 7089.8904 | 6957.3485 | 6882.6056 | 6851.4906 | 6959.2645 |  | 285.5339 | 285.5339 | 285.5339 | 205 | 20.9829 | 118.8566 | 0.012217 | 205
SOC-01 | 2022-12-01 | 12 | 2023 | 2022 | Winter | 205 | 227.4143 | 249.8285 | 272.922 | 296.934 |  | 7071.708 | 6929.7763 | 6866.4521 | 6845.0884 | 6946.6682 |  | 296.934 | 296.934 | 296.934 | 205 | 24.012 | 118.8566 | 0.012217 | 205
SOC-01 | 2023-01-01 | 1 | 2023 | 2023 | Winter | 205 | 228.0856 | 251.1712 | 274.9563 | 299.7044 |  | 7071.708 | 6926.9739 | 6864.2466 | 6844.6547 | 6946.6682 |  | 299.7044 | 299.7044 | 299.7044 | 205 | 24.7481 | 118.8566 | 0.012217 | 205
SOC-01 | 2023-02-01 | 2 | 2023 | 2023 | Winter | 205 | 227.7499 | 250.4998 | 273.9392 | 298.3192 |  | 7071.708 | 6928.3666 | 6865.3316 | 6844.8451 | 6946.6682 |  | 298.3192 | 298.3192 | 298.3192 | 205 | 24.3801 | 118.8566 | 0.012217 | 205
SOC-01 | 2023-03-01 | 3 | 2023 | 2023 | Winter | 205 | 225.9038 | 246.8076 | 268.3449 | 290.7007 |  | 7071.708 | 6936.3356 | 6871.9518 | 6846.8468 | 6946.6682 |  | 290.7007 | 290.7007 | 290.7007 | 205 | 22.3558 | 118.8566 | 0.012217 | 205
SOC-01 | 2023-04-01 | 4 | 2023 | 2023 | Spring | 205 | 222.8561 | 240.7122 | 259.1093 | 278.1232 |  | 7089.8904 | 6966.7289 | 6892.7838 | 6855.4696 | 6969.5558 |  | 278.1232 | 278.1232 | 278.1232 | 205 | 19.0138 | 118.8566 | 0.012217 | 205
SOC-01 | 2023-05-01 | 5 | 2023 | 2023 | Spring | 205 | 221.5319 | 238.0639 | 255.0967 | 272.6586 |  | 7089.8904 | 6973.9581 | 6901.2283 | 6860.4928 | 6969.5558 |  | 272.6586 | 272.6586 | 272.6586 | 205 | 17.5619 | 118.8566 | 0.012217 | 205
SOC-01 | 2023-06-01 | 6 | 2023 | 2023 | Summer | 205 | 219.1907 | 233.3815 | 248.0022 | 262.9969 |  | 7114.2893 | 7008.7908 | 6926.0296 | 6865.0893 | 6979.0218 |  | 262.9969 | 262.9969 | 262.9969 | 205 | 14.9947 | 118.8566 | 0.012217 | 205
SOC-01 | 2023-07-01 | 7 | 2023 | 2023 | Summer | 205 | 219.0229 | 233.0458 | 247.4937 | 262.3043 |  | 7114.2893 | 7009.9013 | 6927.7313 | 6866.7416 | 6979.0218 |  | 262.3043 | 262.3043 | 262.3043 | 205 | 14.8107 | 118.8566 | 0.012217 | 205
SOC-01 | 2023-08-01 | 8 | 2023 | 2023 | Summer | 205 | 218.8551 | 232.7102 | 246.9851 | 261.6117 |  | 7114.2893 | 7011.015 | 6929.4456 | 6868.4305 | 6979.0218 |  | 261.6117 | 261.6117 | 261.6117 | 205 | 14.6266 | 118.8566 | 0.012217 | 205
SOC-01 | 2023-09-01 | 9 | 2023 | 2023 | Summer | 205 | 219.862 | 234.7241 | 250.0365 | 265.7673 |  | 7114.2893 | 7004.3798 | 6919.3509 | 6858.8539 | 6979.0218 |  | 265.7673 | 265.7673 | 265.7673 | 205 | 15.7308 | 118.8566 | 0.012217 | 205
SOC-01 | 2023-10-01 | 10 | 2024 | 2023 | Fall | 205 | 222.789 | 240.5779 | 258.9059 | 277.8461 |  | 7089.8904 | 6967.0889 | 6893.1925 | 6855.6822 | 6959.2645 |  | 277.8461 | 277.8461 | 277.8461 | 205 | 18.9402 | 118.8566 | 0.012217 | 205
SOC-01 | 2023-11-01 | 11 | 2024 | 2023 | Fall | 205 | 224.6518 | 244.3037 | 264.551 | 285.5339 |  | 7089.8904 | 6957.3485 | 6882.6056 | 6851.4906 | 6959.2645 |  | 285.5339 | 285.5339 | 285.5339 | 205 | 20.9829 | 118.8566 | 0.012217 | 205
SOC-01 | 2023-12-01 | 12 | 2024 | 2023 | Winter | 205 | 227.4143 | 249.8285 | 272.922 | 296.934 |  | 7071.708 | 6929.7763 | 6866.4521 | 6845.0884 | 6946.6682 |  | 296.934 | 296.934 | 296.934 | 205 | 24.012 | 118.8566 | 0.012217 | 205
SOC-01 | 2024-01-01 | 1 | 2024 | 2024 | Winter | 205 | 228.0856 | 251.1712 | 274.9563 | 299.7044 |  | 7071.708 | 6926.9739 | 6864.2466 | 6844.6547 | 6946.6682 |  | 299.7044 | 299.7044 | 299.7044 | 205 | 24.7481 | 118.8566 | 0.012217 | 205
SOC-01 | 2024-02-01 | 2 | 2024 | 2024 | Winter | 205 | 227.7499 | 250.4998 | 273.9392 | 298.3192 |  | 7071.708 | 6928.3666 | 6865.3316 | 6844.8451 | 6946.6682 |  | 298.3192 | 298.3192 | 298.3192 | 205 | 24.3801 | 118.8566 | 0.012217 | 205
SOC-01 | 2024-03-01 | 3 | 2024 | 2024 | Winter | 205 | 225.9038 | 246.8076 | 268.3449 | 290.7007 |  | 7071.708 | 6936.3356 | 6871.9518 | 6846.8468 | 6946.6682 |  | 290.7007 | 290.7007 | 290.7007 | 205 | 22.3558 | 118.8566 | 0.012217 | 205
SOC-01 | 2024-04-01 | 4 | 2024 | 2024 | Spring | 205 | 222.8561 | 240.7122 | 259.1093 | 278.1232 |  | 7089.8904 | 6966.7289 | 6892.7838 | 6855.4696 | 6969.5558 |  | 278.1232 | 278.1232 | 278.1232 | 205 | 19.0138 | 118.8566 | 0.012217 | 205
SOC-01 | 2024-05-01 | 5 | 2024 | 2024 | Spring | 205 | 221.5319 | 238.0639 | 255.0967 | 272.6586 |  | 7089.8904 | 6973.9581 | 6901.2283 | 6860.4928 | 6969.5558 |  | 272.6586 | 272.6586 | 272.6586 | 205 | 17.5619 | 118.8566 | 0.012217 | 205
SOC-01 | 2024-06-01 | 6 | 2024 | 2024 | Summer | 205 | 219.1907 | 233.3815 | 248.0022 | 262.9969 |  | 7114.2893 | 7008.7908 | 6926.0296 | 6865.0893 | 6979.0218 |  | 262.9969 | 262.9969 | 262.9969 | 205 | 14.9947 | 118.8566 | 0.012217 | 205
SOC-01 | 2024-07-01 | 7 | 2024 | 2024 | Summer | 205 | 219.0229 | 233.0458 | 247.4937 | 262.3043 |  | 7114.2893 | 7009.9013 | 6927.7313 | 6866.7416 | 6979.0218 |  | 262.3043 | 262.3043 | 262.3043 | 205 | 14.8107 | 118.8566 | 0.012217 | 205
SOC-01 | 2024-08-01 | 8 | 2024 | 2024 | Summer | 205 | 218.8551 | 232.7102 | 246.9851 | 261.6117 |  | 7114.2893 | 7011.015 | 6929.4456 | 6868.4305 | 6979.0218 |  | 261.6117 | 261.6117 | 261.6117 | 205 | 14.6266 | 118.8566 | 0.012217 | 205
SOC-01 | 2024-09-01 | 9 | 2024 | 2024 | Summer | 205 | 219.862 | 234.7241 | 250.0365 | 265.7673 |  | 7114.2893 | 7004.3798 | 6919.3509 | 6858.8539 | 6979.0218 |  | 265.7673 | 265.7673 | 265.7673 | 205 | 15.7308 | 118.8566 | 0.012217 | 205
SOC-01 | 2024-10-01 | 10 | 2025 | 2024 | Fall | 205 | 222.789 | 240.5779 | 258.9059 | 277.8461 |  | 7089.8904 | 6967.0889 | 6893.1925 | 6855.6822 | 6959.2645 |  | 277.8461 | 277.8461 | 277.8461 | 205 | 18.9402 | 118.8566 | 0.012217 | 205
SOC-01 | 2024-11-01 | 11 | 2025 | 2024 | Fall | 205 | 224.6518 | 244.3037 | 264.551 | 285.5339 |  | 7089.8904 | 6957.3485 | 6882.6056 | 6851.4906 | 6959.2645 |  | 285.5339 | 285.5339 | 285.5339 | 205 | 20.9829 | 118.8566 | 0.012217 | 205
SOC-01 | 2024-12-01 | 12 | 2025 | 2024 | Winter | 205 | 227.4143 | 249.8285 | 272.922 | 296.934 |  | 7071.708 | 6929.7763 | 6866.4521 | 6845.0884 | 6946.6682 |  | 296.934 | 296.934 | 296.934 | 205 | 24.012 | 118.8566 | 0.012217 | 205
SOC-01 | 2025-01-01 | 1 | 2025 | 2025 | Winter | 205 | 228.0856 | 251.1712 | 274.9563 | 299.7044 |  | 7071.708 | 6926.9739 | 6864.2466 | 6844.6547 | 6946.6682 |  | 299.7044 | 299.7044 | 299.7044 | 205 | 24.7481 | 118.8566 | 0.012217 | 205
SOC-01 | 2025-02-01 | 2 | 2025 | 2025 | Winter | 205 | 227.7499 | 250.4998 | 273.9392 | 298.3192 |  | 7071.708 | 6928.3666 | 6865.3316 | 6844.8451 | 6946.6682 |  | 298.3192 | 298.3192 | 298.3192 | 205 | 24.3801 | 118.8566 | 0.012217 | 205
SOC-01 | 2025-03-01 | 3 | 2025 | 2025 | Winter | 205 | 225.9038 | 246.8076 | 268.3449 | 290.7007 |  | 7071.708 | 6936.3356 | 6871.9518 | 6846.8468 | 6946.6682 |  | 290.7007 | 290.7007 | 290.7007 | 205 | 22.3558 | 118.8566 | 0.012217 | 205
SOC-01 | 2025-04-01 | 4 | 2025 | 2025 | Spring | 205 | 222.8561 | 240.7122 | 259.1093 | 278.1232 |  | 7089.8904 | 6966.7289 | 6892.7838 | 6855.4696 | 6969.5558 |  | 278.1232 | 278.1232 | 278.1232 | 205 | 19.0138 | 118.8566 | 0.012217 | 205
SOC-01 | 2025-05-01 | 5 | 2025 | 2025 | Spring | 205 | 221.5319 | 238.0639 | 255.0967 | 272.6586 |  | 7089.8904 | 6973.9581 | 6901.2283 | 6860.4928 | 6969.5558 |  | 272.6586 | 272.6586 | 272.6586 | 205 | 17.5619 | 118.8566 | 0.012217 | 205
SOC-01 | 2025-06-01 | 6 | 2025 | 2025 | Summer | 205 | 219.1907 | 233.3815 | 248.0022 | 262.9969 |  | 7114.2893 | 7008.7908 | 6926.0296 | 6865.0893 | 6979.0218 |  | 262.9969 | 262.9969 | 262.9969 | 205 | 14.9947 | 118.8566 | 0.012217 | 205
SOC-01 | 2025-07-01 | 7 | 2025 | 2025 | Summer | 205 | 219.0229 | 233.0458 | 247.4937 | 262.3043 |  | 7114.2893 | 7009.9013 | 6927.7313 | 6866.7416 | 6979.0218 |  | 262.3043 | 262.3043 | 262.3043 | 205 | 14.8107 | 118.8566 | 0.012217 | 205
SOC-01 | 2025-08-01 | 8 | 2025 | 2025 | Summer | 205 | 218.8551 | 232.7102 | 246.9851 | 261.6117 |  | 7114.2893 | 7011.015 | 6929.4456 | 6868.4305 | 6979.0218 |  | 261.6117 | 261.6117 | 261.6117 | 205 | 14.6266 | 118.8566 | 0.012217 | 205
SOC-01 | 2025-09-01 | 9 | 2025 | 2025 | Summer | 205 | 219.862 | 234.7241 | 250.0365 | 265.7673 |  | 7114.2893 | 7004.3798 | 6919.3509 | 6858.8539 | 6979.0218 |  | 265.7673 | 265.7673 | 265.7673 | 205 | 15.7308 | 118.8566 | 0.012217 | 205
SOC-01 | 2025-10-01 | 10 | 2026 | 2025 | Fall | 205 | 222.789 | 240.5779 | 258.9059 | 277.8461 |  | 7089.8904 | 6967.0889 | 6893.1925 | 6855.6822 | 6959.2645 |  | 277.8461 | 277.8461 | 277.8461 | 205 | 18.9402 | 118.8566 | 0.012217 | 205
SOC-01 | 2025-11-01 | 11 | 2026 | 2025 | Fall | 205 | 224.6518 | 244.3037 | 264.551 | 285.5339 |  | 7089.8904 | 6957.3485 | 6882.6056 | 6851.4906 | 6959.2645 |  | 285.5339 | 285.5339 | 285.5339 | 205 | 20.9829 | 118.8566 | 0.012217 | 205
SOC-01 | 2025-12-01 | 12 | 2026 | 2025 | Winter | 205 | 227.4143 | 249.8285 | 272.922 | 296.934 |  | 7071.708 | 6929.7763 | 6866.4521 | 6845.0884 | 6946.6682 |  | 296.934 | 296.934 | 296.934 | 205 | 24.012 | 118.8566 | 0.012217 | 205
SOC-01 | 2026-01-01 | 1 | 2026 | 2026 | Winter | 205 | 228.0856 | 251.1712 | 274.9563 | 299.7044 |  | 7071.708 | 6926.9739 | 6864.2466 | 6844.6547 | 6946.6682 |  | 299.7044 | 299.7044 | 299.7044 | 205 | 24.7481 | 118.8566 | 0.012217 | 205
SOC-01 | 2026-02-01 | 2 | 2026 | 2026 | Winter | 205 | 227.7499 | 250.4998 | 273.9392 | 298.3192 |  | 7071.708 | 6928.3666 | 6865.3316 | 6844.8451 | 6946.6682 |  | 298.3192 | 298.3192 | 298.3192 | 205 | 24.3801 | 118.8566 | 0.012217 | 205
SOC-01 | 2026-03-01 | 3 | 2026 | 2026 | Winter | 205 | 225.9038 | 246.8076 | 268.3449 | 290.7007 |  | 7071.708 | 6936.3356 | 6871.9518 | 6846.8468 | 6946.6682 |  | 290.7007 | 290.7007 | 290.7007 | 205 | 22.3558 | 118.8566 | 0.012217 | 205
SOC-01 | 2026-04-01 | 4 | 2026 | 2026 | Spring | 205 | 222.8561 | 240.7122 | 259.1093 | 278.1232 |  | 7089.8904 | 6966.7289 | 6892.7838 | 6855.4696 | 6969.5558 |  | 278.1232 | 278.1232 | 278.1232 | 205 | 19.0138 | 118.8566 | 0.012217 | 205
SOC-01 | 2026-05-01 | 5 | 2026 | 2026 | Spring | 205 | 221.5319 | 238.0639 | 255.0967 | 272.6586 |  | 7089.8904 | 6973.9581 | 6901.2283 | 6860.4928 | 6969.5558 |  | 272.6586 | 272.6586 | 272.6586 | 205 | 17.5619 | 118.8566 | 0.012217 | 205
SOC-01 | 2026-06-01 | 6 | 2026 | 2026 | Summer | 205 | 219.1907 | 233.3815 | 248.0022 | 262.9969 |  | 7114.2893 | 7008.7908 | 6926.0296 | 6865.0893 | 6979.0218 |  | 262.9969 | 262.9969 | 262.9969 | 205 | 14.9947 | 118.8566 | 0.012217 | 205
SOC-01 | 2026-07-01 | 7 | 2026 | 2026 | Summer | 205 | 219.0229 | 233.0458 | 247.4937 | 262.3043 |  | 7114.2893 | 7009.9013 | 6927.7313 | 6866.7416 | 6979.0218 |  | 262.3043 | 262.3043 | 262.3043 | 205 | 14.8107 | 118.8566 | 0.012217 | 205
SOC-01 | 2026-08-01 | 8 | 2026 | 2026 | Summer | 205 | 218.8551 | 232.7102 | 246.9851 | 261.6117 |  | 7114.2893 | 7011.015 | 6929.4456 | 6868.4305 | 6979.0218 |  | 261.6117 | 261.6117 | 261.6117 | 205 | 14.6266 | 118.8566 | 0.012217 | 205
SOC-01 | 2026-09-01 | 9 | 2026 | 2026 | Summer | 205 | 219.862 | 234.7241 | 250.0365 | 265.7673 |  | 7114.2893 | 7004.3798 | 6919.3509 | 6858.8539 | 6979.0218 |  | 265.7673 | 265.7673 | 265.7673 | 205 | 15.7308 | 118.8566 | 0.012217 | 205
SOC-01 | 2026-10-01 | 10 | 2027 | 2026 | Fall | 205 | 222.789 | 240.5779 | 258.9059 | 277.8461 |  | 7089.8904 | 6967.0889 | 6893.1925 | 6855.6822 | 6959.2645 |  | 277.8461 | 277.8461 | 277.8461 | 205 | 18.9402 | 118.8566 | 0.012217 | 205
SOC-01 | 2026-11-01 | 11 | 2027 | 2026 | Fall | 205 | 224.6518 | 244.3037 | 264.551 | 285.5339 |  | 7089.8904 | 6957.3485 | 6882.6056 | 6851.4906 | 6959.2645 |  | 285.5339 | 285.5339 | 285.5339 | 205 | 20.9829 | 118.8566 | 0.012217 | 205
SOC-01 | 2026-12-01 | 12 | 2027 | 2026 | Winter | 205 | 227.4143 | 249.8285 | 272.922 | 296.934 |  | 7071.708 | 6929.7763 | 6866.4521 | 6845.0884 | 6946.6682 |  | 296.934 | 296.934 | 296.934 | 205 | 24.012 | 118.8566 | 0.012217 | 205
SOC-01 | 2027-01-01 | 1 | 2027 | 2027 | Winter | 205 | 228.0856 | 251.1712 | 274.9563 | 299.7044 |  | 7071.708 | 6926.9739 | 6864.2466 | 6844.6547 | 6946.6682 |  | 299.7044 | 299.7044 | 299.7044 | 205 | 24.7481 | 118.8566 | 0.012217 | 205
SOC-01 | 2027-02-01 | 2 | 2027 | 2027 | Winter | 205 | 227.7499 | 250.4998 | 273.9392 | 298.3192 |  | 7071.708 | 6928.3666 | 6865.3316 | 6844.8451 | 6946.6682 |  | 298.3192 | 298.3192 | 298.3192 | 205 | 24.3801 | 118.8566 | 0.012217 | 205
SOC-01 | 2027-03-01 | 3 | 2027 | 2027 | Winter | 205 | 225.9038 | 246.8076 | 268.3449 | 290.7007 |  | 7071.708 | 6936.3356 | 6871.9518 | 6846.8468 | 6946.6682 |  | 290.7007 | 290.7007 | 290.7007 | 205 | 22.3558 | 118.8566 | 0.012217 | 205
SOC-01 | 2027-04-01 | 4 | 2027 | 2027 | Spring | 205 | 222.8561 | 240.7122 | 259.1093 | 278.1232 |  | 7089.8904 | 6966.7289 | 6892.7838 | 6855.4696 | 6969.5558 |  | 278.1232 | 278.1232 | 278.1232 | 205 | 19.0138 | 118.8566 | 0.012217 | 205
SOC-01 | 2027-05-01 | 5 | 2027 | 2027 | Spring | 205 | 221.5319 | 238.0639 | 255.0967 | 272.6586 |  | 7089.8904 | 6973.9581 | 6901.2283 | 6860.4928 | 6969.5558 |  | 272.6586 | 272.6586 | 272.6586 | 205 | 17.5619 | 118.8566 | 0.012217 | 205
SOC-01 | 2027-06-01 | 6 | 2027 | 2027 | Summer | 205 | 219.1907 | 233.3815 | 248.0022 | 262.9969 |  | 7114.2893 | 7008.7908 | 6926.0296 | 6865.0893 | 6979.0218 |  | 262.9969 | 262.9969 | 262.9969 | 205 | 14.9947 | 118.8566 | 0.012217 | 205
SOC-01 | 2027-07-01 | 7 | 2027 | 2027 | Summer | 205 | 219.0229 | 233.0458 | 247.4937 | 262.3043 |  | 7114.2893 | 7009.9013 | 6927.7313 | 6866.7416 | 6979.0218 |  | 262.3043 | 262.3043 | 262.3043 | 205 | 14.8107 | 118.8566 | 0.012217 | 205
SOC-01 | 2027-08-01 | 8 | 2027 | 2027 | Summer | 205 | 218.8551 | 232.7102 | 246.9851 | 261.6117 |  | 7114.2893 | 7011.015 | 6929.4456 | 6868.4305 | 6979.0218 |  | 261.6117 | 261.6117 | 261.6117 | 205 | 14.6266 | 118.8566 | 0.012217 | 205
SOC-01 | 2027-09-01 | 9 | 2027 | 2027 | Summer | 205 | 219.862 | 234.7241 | 250.0365 | 265.7673 |  | 7114.2893 | 7004.3798 | 6919.3509 | 6858.8539 | 6979.0218 |  | 265.7673 | 265.7673 | 265.7673 | 205 | 15.7308 | 118.8566 | 0.012217 | 205
SOC-01 | 2027-10-01 | 10 | 2028 | 2027 | Fall | 205 | 222.789 | 240.5779 | 258.9059 | 277.8461 |  | 7089.8904 | 6967.0889 | 6893.1925 | 6855.6822 | 6959.2645 |  | 277.8461 | 277.8461 | 277.8461 | 205 | 18.9402 | 118.8566 | 0.012217 | 205
SOC-01 | 2027-11-01 | 11 | 2028 | 2027 | Fall | 205 | 224.6518 | 244.3037 | 264.551 | 285.5339 |  | 7089.8904 | 6957.3485 | 6882.6056 | 6851.4906 | 6959.2645 |  | 285.5339 | 285.5339 | 285.5339 | 205 | 20.9829 | 118.8566 | 0.012217 | 205
SOC-01 | 2027-12-01 | 12 | 2028 | 2027 | Winter | 205 | 227.4143 | 249.8285 | 272.922 | 296.934 |  | 7071.708 | 6929.7763 | 6866.4521 | 6845.0884 | 6946.6682 |  | 296.934 | 296.934 | 296.934 | 205 | 24.012 | 118.8566 | 0.012217 | 205
SOC-01 | 2028-01-01 | 1 | 2028 | 2028 | Winter | 205 | 228.0856 | 251.1712 | 274.9563 | 299.7044 |  | 7071.708 | 6926.9739 | 6864.2466 | 6844.6547 | 6946.6682 |  | 299.7044 | 299.7044 | 299.7044 | 205 | 24.7481 | 118.8566 | 0.012217 | 205
SOC-01 | 2028-02-01 | 2 | 2028 | 2028 | Winter | 205 | 227.7499 | 250.4998 | 273.9392 | 298.3192 |  | 7071.708 | 6928.3666 | 6865.3316 | 6844.8451 | 6946.6682 |  | 298.3192 | 298.3192 | 298.3192 | 205 | 24.3801 | 118.8566 | 0.012217 | 205
SOC-01 | 2028-03-01 | 3 | 2028 | 2028 | Winter | 205 | 225.9038 | 246.8076 | 268.3449 | 290.7007 |  | 7071.708 | 6936.3356 | 6871.9518 | 6846.8468 | 6946.6682 |  | 290.7007 | 290.7007 | 290.7007 | 205 | 22.3558 | 118.8566 | 0.012217 | 205
SOC-01 | 2028-04-01 | 4 | 2028 | 2028 | Spring | 205 | 222.8561 | 240.7122 | 259.1093 | 278.1232 |  | 7089.8904 | 6966.7289 | 6892.7838 | 6855.4696 | 6969.5558 |  | 278.1232 | 278.1232 | 278.1232 | 205 | 19.0138 | 118.8566 | 0.012217 | 205
SOC-01 | 2028-05-01 | 5 | 2028 | 2028 | Spring | 205 | 221.5319 | 238.0639 | 255.0967 | 272.6586 |  | 7089.8904 | 6973.9581 | 6901.2283 | 6860.4928 | 6969.5558 |  | 272.6586 | 272.6586 | 272.6586 | 205 | 17.5619 | 118.8566 | 0.012217 | 205
SOC-01 | 2028-06-01 | 6 | 2028 | 2028 | Summer | 205 | 219.1907 | 233.3815 | 248.0022 | 262.9969 |  | 7114.2893 | 7008.7908 | 6926.0296 | 6865.0893 | 6979.0218 |  | 262.9969 | 262.9969 | 262.9969 | 205 | 14.9947 | 118.8566 | 0.012217 | 205
SOC-01 | 2028-07-01 | 7 | 2028 | 2028 | Summer | 205 | 219.0229 | 233.0458 | 247.4937 | 262.3043 |  | 7114.2893 | 7009.9013 | 6927.7313 | 6866.7416 | 6979.0218 |  | 262.3043 | 262.3043 | 262.3043 | 205 | 14.8107 | 118.8566 | 0.012217 | 205
SOC-01 | 2028-08-01 | 8 | 2028 | 2028 | Summer | 205 | 218.8551 | 232.7102 | 246.9851 | 261.6117 |  | 7114.2893 | 7011.015 | 6929.4456 | 6868.4305 | 6979.0218 |  | 261.6117 | 261.6117 | 261.6117 | 205 | 14.6266 | 118.8566 | 0.012217 | 205
SOC-01 | 2028-09-01 | 9 | 2028 | 2028 | Summer | 205 | 219.862 | 234.7241 | 250.0365 | 265.7673 |  | 7114.2893 | 7004.3798 | 6919.3509 | 6858.8539 | 6979.0218 |  | 265.7673 | 265.7673 | 265.7673 | 205 | 15.7308 | 118.8566 | 0.012217 | 205
SOC-01 | 2028-10-01 | 10 | 2029 | 2028 | Fall | 205 | 222.789 | 240.5779 | 258.9059 | 277.8461 |  | 7089.8904 | 6967.0889 | 6893.1925 | 6855.6822 | 6959.2645 |  | 277.8461 | 277.8461 | 277.8461 | 205 | 18.9402 | 118.8566 | 0.012217 | 205
SOC-01 | 2028-11-01 | 11 | 2029 | 2028 | Fall | 205 | 224.6518 | 244.3037 | 264.551 | 285.5339 |  | 7089.8904 | 6957.3485 | 6882.6056 | 6851.4906 | 6959.2645 |  | 285.5339 | 285.5339 | 285.5339 | 205 | 20.9829 | 118.8566 | 0.012217 | 205
SOC-01 | 2028-12-01 | 12 | 2029 | 2028 | Winter | 205 | 227.4143 | 249.8285 | 272.922 | 296.934 |  | 7071.708 | 6929.7763 | 6866.4521 | 6845.0884 | 6946.6682 |  | 296.934 | 296.934 | 296.934 | 205 | 24.012 | 118.8566 | 0.012217 | 205
SOC-01 | 2029-01-01 | 1 | 2029 | 2029 | Winter | 205 | 228.0856 | 251.1712 | 274.9563 | 299.7044 |  | 7071.708 | 6926.9739 | 6864.2466 | 6844.6547 | 6946.6682 |  | 299.7044 | 299.7044 | 299.7044 | 205 | 24.7481 | 118.8566 | 0.012217 | 205
SOC-01 | 2029-02-01 | 2 | 2029 | 2029 | Winter | 205 | 227.7499 | 250.4998 | 273.9392 | 298.3192 |  | 7071.708 | 6928.3666 | 6865.3316 | 6844.8451 | 6946.6682 |  | 298.3192 | 298.3192 | 298.3192 | 205 | 24.3801 | 118.8566 | 0.012217 | 205
SOC-01 | 2029-03-01 | 3 | 2029 | 2029 | Winter | 205 | 225.9038 | 246.8076 | 268.3449 | 290.7007 |  | 7071.708 | 6936.3356 | 6871.9518 | 6846.8468 | 6946.6682 |  | 290.7007 | 290.7007 | 290.7007 | 205 | 22.3558 | 118.8566 | 0.012217 | 205
SOC-01 | 2029-04-01 | 4 | 2029 | 2029 | Spring | 205 | 222.8561 | 240.7122 | 259.1093 | 278.1232 |  | 7089.8904 | 6966.7289 | 6892.7838 | 6855.4696 | 6969.5558 |  | 278.1232 | 278.1232 | 278.1232 | 205 | 19.0138 | 118.8566 | 0.012217 | 205
SOC-01 | 2029-05-01 | 5 | 2029 | 2029 | Spring | 205 | 221.5319 | 238.0639 | 255.0967 | 272.6586 |  | 7089.8904 | 6973.9581 | 6901.2283 | 6860.4928 | 6969.5558 |  | 272.6586 | 272.6586 | 272.6586 | 205 | 17.5619 | 118.8566 | 0.012217 | 205
SOC-01 | 2029-06-01 | 6 | 2029 | 2029 | Summer | 205 | 219.1907 | 233.3815 | 248.0022 | 262.9969 |  | 7114.2893 | 7008.7908 | 6926.0296 | 6865.0893 | 6979.0218 |  | 262.9969 | 262.9969 | 262.9969 | 205 | 14.9947 | 118.8566 | 0.012217 | 205
SOC-01 | 2029-07-01 | 7 | 2029 | 2029 | Summer | 205 | 219.0229 | 233.0458 | 247.4937 | 262.3043 |  | 7114.2893 | 7009.9013 | 6927.7313 | 6866.7416 | 6979.0218 |  | 262.3043 | 262.3043 | 262.3043 | 205 | 14.8107 | 118.8566 | 0.012217 | 205
SOC-01 | 2029-08-01 | 8 | 2029 | 2029 | Summer | 205 | 218.8551 | 232.7102 | 246.9851 | 261.6117 |  | 7114.2893 | 7011.015 | 6929.4456 | 6868.4305 | 6979.0218 |  | 261.6117 | 261.6117 | 261.6117 | 205 | 14.6266 | 118.8566 | 0.012217 | 205
SOC-01 | 2029-09-01 | 9 | 2029 | 2029 | Summer | 205 | 219.862 | 234.7241 | 250.0365 | 265.7673 |  | 7114.2893 | 7004.3798 | 6919.3509 | 6858.8539 | 6979.0218 |  | 265.7673 | 265.7673 | 265.7673 | 205 | 15.7308 | 118.8566 | 0.012217 | 205
SOC-01 | 2029-10-01 | 10 | 2030 | 2029 | Fall | 205 | 222.789 | 240.5779 | 258.9059 | 277.8461 |  | 7089.8904 | 6967.0889 | 6893.1925 | 6855.6822 | 6959.2645 |  | 277.8461 | 277.8461 | 277.8461 | 205 | 18.9402 | 118.8566 | 0.012217 | 205
SOC-01 | 2029-11-01 | 11 | 2030 | 2029 | Fall | 205 | 224.6518 | 244.3037 | 264.551 | 285.5339 |  | 7089.8904 | 6957.3485 | 6882.6056 | 6851.4906 | 6959.2645 |  | 285.5339 | 285.5339 | 285.5339 | 205 | 20.9829 | 118.8566 | 0.012217 | 205
SOC-01 | 2029-12-01 | 12 | 2030 | 2029 | Winter | 205 | 227.4143 | 249.8285 | 272.922 | 296.934 |  | 7071.708 | 6929.7763 | 6866.4521 | 6845.0884 | 6946.6682 |  | 296.934 | 296.934 | 296.934 | 205 | 24.012 | 118.8566 | 0.012217 | 205
SOC-01 | 2030-01-01 | 1 | 2030 | 2030 | Winter | 205 | 228.0856 | 251.1712 | 274.9563 | 299.7044 |  | 7071.708 | 6926.9739 | 6864.2466 | 6844.6547 | 6946.6682 |  | 299.7044 | 299.7044 | 299.7044 | 205 | 24.7481 | 118.8566 | 0.012217 | 205
SOC-01 | 2030-02-01 | 2 | 2030 | 2030 | Winter | 205 | 227.7499 | 250.4998 | 273.9392 | 298.3192 |  | 7071.708 | 6928.3666 | 6865.3316 | 6844.8451 | 6946.6682 |  | 298.3192 | 298.3192 | 298.3192 | 205 | 24.3801 | 118.8566 | 0.012217 | 205
SOC-01 | 2030-03-01 | 3 | 2030 | 2030 | Winter | 205 | 225.9038 | 246.8076 | 268.3449 | 290.7007 |  | 7071.708 | 6936.3356 | 6871.9518 | 6846.8468 | 6946.6682 |  | 290.7007 | 290.7007 | 290.7007 | 205 | 22.3558 | 118.8566 | 0.012217 | 205
SOC-01 | 2030-04-01 | 4 | 2030 | 2030 | Spring | 205 | 222.8561 | 240.7122 | 259.1093 | 278.1232 |  | 7089.8904 | 6966.7289 | 6892.7838 | 6855.4696 | 6969.5558 |  | 278.1232 | 278.1232 | 278.1232 | 205 | 19.0138 | 118.8566 | 0.012217 | 205
SOC-01 | 2030-05-01 | 5 | 2030 | 2030 | Spring | 205 | 221.5319 | 238.0639 | 255.0967 | 272.6586 |  | 7089.8904 | 6973.9581 | 6901.2283 | 6860.4928 | 6969.5558 |  | 272.6586 | 272.6586 | 272.6586 | 205 | 17.5619 | 118.8566 | 0.012217 | 205
SOC-01 | 2030-06-01 | 6 | 2030 | 2030 | Summer | 205 | 219.1907 | 233.3815 | 248.0022 | 262.9969 |  | 7114.2893 | 7008.7908 | 6926.0296 | 6865.0893 | 6979.0218 |  | 262.9969 | 262.9969 | 262.9969 | 205 | 14.9947 | 118.8566 | 0.012217 | 205
SOC-01 | 2030-07-01 | 7 | 2030 | 2030 | Summer | 205 | 219.0229 | 233.0458 | 247.4937 | 262.3043 |  | 7114.2893 | 7009.9013 | 6927.7313 | 6866.7416 | 6979.0218 |  | 262.3043 | 262.3043 | 262.3043 | 205 | 14.8107 | 118.8566 | 0.012217 | 205
SOC-01 | 2030-08-01 | 8 | 2030 | 2030 | Summer | 205 | 218.8551 | 232.7102 | 246.9851 | 261.6117 |  | 7114.2893 | 7011.015 | 6929.4456 | 6868.4305 | 6979.0218 |  | 261.6117 | 261.6117 | 261.6117 | 205 | 14.6266 | 118.8566 | 0.012217 | 205
SOC-01 | 2030-09-01 | 9 | 2030 | 2030 | Summer | 205 | 219.862 | 234.7241 | 250.0365 | 265.7673 |  | 7114.2893 | 7004.3798 | 6919.3509 | 6858.8539 | 6979.0218 |  | 265.7673 | 265.7673 | 265.7673 | 205 | 15.7308 | 118.8566 | 0.012217 | 205
SOC-01 | 2030-10-01 | 10 | 2031 | 2030 | Fall | 205 | 222.789 | 240.5779 | 258.9059 | 277.8461 |  | 7089.8904 | 6967.0889 | 6893.1925 | 6855.6822 | 6959.2645 |  | 277.8461 | 277.8461 | 277.8461 | 205 | 18.9402 | 118.8566 | 0.012217 | 205
SOC-01 | 2030-11-01 | 11 | 2031 | 2030 | Fall | 205 | 224.6518 | 244.3037 | 264.551 | 285.5339 |  | 7089.8904 | 6957.3485 | 6882.6056 | 6851.4906 | 6959.2645 |  | 285.5339 | 285.5339 | 285.5339 | 205 | 20.9829 | 118.8566 | 0.012217 | 205
SOC-01 | 2030-12-01 | 12 | 2031 | 2030 | Winter | 205 | 227.4143 | 249.8285 | 272.922 | 296.934 |  | 7071.708 | 6929.7763 | 6866.4521 | 6845.0884 | 6946.6682 |  | 296.934 | 296.934 | 296.934 | 205 | 24.012 | 118.8566 | 0.012217 | 205
SOC-01 | 2031-01-01 | 1 | 2031 | 2031 | Winter | 205 | 228.0856 | 251.1712 | 274.9563 | 299.7044 |  | 7071.708 | 6926.9739 | 6864.2466 | 6844.6547 | 6946.6682 |  | 299.7044 | 299.7044 | 299.7044 | 205 | 24.7481 | 118.8566 | 0.012217 | 205
SOC-01 | 2031-02-01 | 2 | 2031 | 2031 | Winter | 205 | 227.7499 | 250.4998 | 273.9392 | 298.3192 |  | 7071.708 | 6928.3666 | 6865.3316 | 6844.8451 | 6946.6682 |  | 298.3192 | 298.3192 | 298.3192 | 205 | 24.3801 | 118.8566 | 0.012217 | 205
SOC-01 | 2031-03-01 | 3 | 2031 | 2031 | Winter | 205 | 225.9038 | 246.8076 | 268.3449 | 290.7007 |  | 7071.708 | 6936.3356 | 6871.9518 | 6846.8468 | 6946.6682 |  | 290.7007 | 290.7007 | 290.7007 | 205 | 22.3558 | 118.8566 | 0.012217 | 205
SOC-01 | 2031-04-01 | 4 | 2031 | 2031 | Spring | 205 | 222.8561 | 240.7122 | 259.1093 | 278.1232 |  | 7089.8904 | 6966.7289 | 6892.7838 | 6855.4696 | 6969.5558 |  | 278.1232 | 278.1232 | 278.1232 | 205 | 19.0138 | 118.8566 | 0.012217 | 205
SOC-01 | 2031-05-01 | 5 | 2031 | 2031 | Spring | 205 | 221.5319 | 238.0639 | 255.0967 | 272.6586 |  | 7089.8904 | 6973.9581 | 6901.2283 | 6860.4928 | 6969.5558 |  | 272.6586 | 272.6586 | 272.6586 | 205 | 17.5619 | 118.8566 | 0.012217 | 205
SOC-01 | 2031-06-01 | 6 | 2031 | 2031 | Summer | 205 | 219.1907 | 233.3815 | 248.0022 | 262.9969 |  | 7114.2893 | 7008.7908 | 6926.0296 | 6865.0893 | 6979.0218 |  | 262.9969 | 262.9969 | 262.9969 | 205 | 14.9947 | 118.8566 | 0.012217 | 205
SOC-01 | 2031-07-01 | 7 | 2031 | 2031 | Summer | 205 | 219.0229 | 233.0458 | 247.4937 | 262.3043 |  | 7114.2893 | 7009.9013 | 6927.7313 | 6866.7416 | 6979.0218 |  | 262.3043 | 262.3043 | 262.3043 | 205 | 14.8107 | 118.8566 | 0.012217 | 205
SOC-01 | 2031-08-01 | 8 | 2031 | 2031 | Summer | 205 | 218.8551 | 232.7102 | 246.9851 | 261.6117 |  | 7114.2893 | 7011.015 | 6929.4456 | 6868.4305 | 6979.0218 |  | 261.6117 | 261.6117 | 261.6117 | 205 | 14.6266 | 118.8566 | 0.012217 | 205
SOC-01 | 2031-09-01 | 9 | 2031 | 2031 | Summer | 205 | 219.862 | 234.7241 | 250.0365 | 265.7673 |  | 7114.2893 | 7004.3798 | 6919.3509 | 6858.8539 | 6979.0218 |  | 265.7673 | 265.7673 | 265.7673 | 205 | 15.7308 | 118.8566 | 0.012217 | 205
SOC-01 | 2031-10-01 | 10 | 2032 | 2031 | Fall | 205 | 222.789 | 240.5779 | 258.9059 | 277.8461 |  | 7089.8904 | 6967.0889 | 6893.1925 | 6855.6822 | 6959.2645 |  | 277.8461 | 277.8461 | 277.8461 | 205 | 18.9402 | 118.8566 | 0.012217 | 205
SOC-01 | 2031-11-01 | 11 | 2032 | 2031 | Fall | 205 | 224.6518 | 244.3037 | 264.551 | 285.5339 |  | 7089.8904 | 6957.3485 | 6882.6056 | 6851.4906 | 6959.2645 |  | 285.5339 | 285.5339 | 285.5339 | 205 | 20.9829 | 118.8566 | 0.012217 | 205
SOC-01 | 2031-12-01 | 12 | 2032 | 2031 | Winter | 205 | 227.4143 | 249.8285 | 272.922 | 296.934 |  | 7071.708 | 6929.7763 | 6866.4521 | 6845.0884 | 6946.6682 |  | 296.934 | 296.934 | 296.934 | 205 | 24.012 | 118.8566 | 0.012217 | 205
SOC-01 | 2032-01-01 | 1 | 2032 | 2032 | Winter | 205 | 228.0856 | 251.1712 | 274.9563 | 299.7044 |  | 7071.708 | 6926.9739 | 6864.2466 | 6844.6547 | 6946.6682 |  | 299.7044 | 299.7044 | 299.7044 | 205 | 24.7481 | 118.8566 | 0.012217 | 205
SOC-01 | 2032-02-01 | 2 | 2032 | 2032 | Winter | 205 | 227.7499 | 250.4998 | 273.9392 | 298.3192 |  | 7071.708 | 6928.3666 | 6865.3316 | 6844.8451 | 6946.6682 |  | 298.3192 | 298.3192 | 298.3192 | 205 | 24.3801 | 118.8566 | 0.012217 | 205
SOC-01 | 2032-03-01 | 3 | 2032 | 2032 | Winter | 205 | 225.9038 | 246.8076 | 268.3449 | 290.7007 |  | 7071.708 | 6936.3356 | 6871.9518 | 6846.8468 | 6946.6682 |  | 290.7007 | 290.7007 | 290.7007 | 205 | 22.3558 | 118.8566 | 0.012217 | 205
SOC-01 | 2032-04-01 | 4 | 2032 | 2032 | Spring | 205 | 222.8561 | 240.7122 | 259.1093 | 278.1232 |  | 7089.8904 | 6966.7289 | 6892.7838 | 6855.4696 | 6969.5558 |  | 278.1232 | 278.1232 | 278.1232 | 205 | 19.0138 | 118.8566 | 0.012217 | 205
SOC-01 | 2032-05-01 | 5 | 2032 | 2032 | Spring | 205 | 221.5319 | 238.0639 | 255.0967 | 272.6586 |  | 7089.8904 | 6973.9581 | 6901.2283 | 6860.4928 | 6969.5558 |  | 272.6586 | 272.6586 | 272.6586 | 205 | 17.5619 | 118.8566 | 0.012217 | 205
SOC-01 | 2032-06-01 | 6 | 2032 | 2032 | Summer | 205 | 219.1907 | 233.3815 | 248.0022 | 262.9969 |  | 7114.2893 | 7008.7908 | 6926.0296 | 6865.0893 | 6979.0218 |  | 262.9969 | 262.9969 | 262.9969 | 205 | 14.9947 | 118.8566 | 0.012217 | 205
SOC-01 | 2032-07-01 | 7 | 2032 | 2032 | Summer | 205 | 219.0229 | 233.0458 | 247.4937 | 262.3043 |  | 7114.2893 | 7009.9013 | 6927.7313 | 6866.7416 | 6979.0218 |  | 262.3043 | 262.3043 | 262.3043 | 205 | 14.8107 | 118.8566 | 0.012217 | 205
SOC-01 | 2032-08-01 | 8 | 2032 | 2032 | Summer | 205 | 218.8551 | 232.7102 | 246.9851 | 261.6117 |  | 7114.2893 | 7011.015 | 6929.4456 | 6868.4305 | 6979.0218 |  | 261.6117 | 261.6117 | 261.6117 | 205 | 14.6266 | 118.8566 | 0.012217 | 205
SOC-01 | 2032-09-01 | 9 | 2032 | 2032 | Summer | 205 | 219.862 | 234.7241 | 250.0365 | 265.7673 |  | 7114.2893 | 7004.3798 | 6919.3509 | 6858.8539 | 6979.0218 |  | 265.7673 | 265.7673 | 265.7673 | 205 | 15.7308 | 118.8566 | 0.012217 | 205
SOC-01 | 2032-10-01 | 10 | 2033 | 2032 | Fall | 205 | 222.789 | 240.5779 | 258.9059 | 277.8461 |  | 7089.8904 | 6967.0889 | 6893.1925 | 6855.6822 | 6959.2645 |  | 277.8461 | 277.8461 | 277.8461 | 205 | 18.9402 | 118.8566 | 0.012217 | 205
SOC-01 | 2032-11-01 | 11 | 2033 | 2032 | Fall | 205 | 224.6518 | 244.3037 | 264.551 | 285.5339 |  | 7089.8904 | 6957.3485 | 6882.6056 | 6851.4906 | 6959.2645 |  | 285.5339 | 285.5339 | 285.5339 | 205 | 20.9829 | 118.8566 | 0.012217 | 205
SOC-01 | 2032-12-01 | 12 | 2033 | 2032 | Winter | 205 | 227.4143 | 249.8285 | 272.922 | 296.934 |  | 7071.708 | 6929.7763 | 6866.4521 | 6845.0884 | 6946.6682 |  | 296.934 | 296.934 | 296.934 | 205 | 24.012 | 118.8566 | 0.012217 | 205
SOC-01 | 2033-01-01 | 1 | 2033 | 2033 | Winter | 205 | 228.0856 | 251.1712 | 274.9563 | 299.7044 |  | 7071.708 | 6926.9739 | 6864.2466 | 6844.6547 | 6946.6682 |  | 299.7044 | 299.7044 | 299.7044 | 205 | 24.7481 | 118.8566 | 0.012217 | 205
SOC-01 | 2033-02-01 | 2 | 2033 | 2033 | Winter | 205 | 227.7499 | 250.4998 | 273.9392 | 298.3192 |  | 7071.708 | 6928.3666 | 6865.3316 | 6844.8451 | 6946.6682 |  | 298.3192 | 298.3192 | 298.3192 | 205 | 24.3801 | 118.8566 | 0.012217 | 205
SOC-01 | 2033-03-01 | 3 | 2033 | 2033 | Winter | 205 | 225.9038 | 246.8076 | 268.3449 | 290.7007 |  | 7071.708 | 6936.3356 | 6871.9518 | 6846.8468 | 6946.6682 |  | 290.7007 | 290.7007 | 290.7007 | 205 | 22.3558 | 118.8566 | 0.012217 | 205
SOC-01 | 2033-04-01 | 4 | 2033 | 2033 | Spring | 205 | 222.8561 | 240.7122 | 259.1093 | 278.1232 |  | 7089.8904 | 6966.7289 | 6892.7838 | 6855.4696 | 6969.5558 |  | 278.1232 | 278.1232 | 278.1232 | 205 | 19.0138 | 118.8566 | 0.012217 | 205
SOC-01 | 2033-05-01 | 5 | 2033 | 2033 | Spring | 205 | 221.5319 | 238.0639 | 255.0967 | 272.6586 |  | 7089.8904 | 6973.9581 | 6901.2283 | 6860.4928 | 6969.5558 |  | 272.6586 | 272.6586 | 272.6586 | 205 | 17.5619 | 118.8566 | 0.012217 | 205
SOC-01 | 2033-06-01 | 6 | 2033 | 2033 | Summer | 205 | 219.1907 | 233.3815 | 248.0022 | 262.9969 |  | 7114.2893 | 7008.7908 | 6926.0296 | 6865.0893 | 6979.0218 |  | 262.9969 | 262.9969 | 262.9969 | 205 | 14.9947 | 118.8566 | 0.012217 | 205
SOC-01 | 2033-07-01 | 7 | 2033 | 2033 | Summer | 205 | 219.0229 | 233.0458 | 247.4937 | 262.3043 |  | 7114.2893 | 7009.9013 | 6927.7313 | 6866.7416 | 6979.0218 |  | 262.3043 | 262.3043 | 262.3043 | 205 | 14.8107 | 118.8566 | 0.012217 | 205
SOC-01 | 2033-08-01 | 8 | 2033 | 2033 | Summer | 205 | 218.8551 | 232.7102 | 246.9851 | 261.6117 |  | 7114.2893 | 7011.015 | 6929.4456 | 6868.4305 | 6979.0218 |  | 261.6117 | 261.6117 | 261.6117 | 205 | 14.6266 | 118.8566 | 0.012217 | 205
SOC-01 | 2033-09-01 | 9 | 2033 | 2033 | Summer | 205 | 219.862 | 234.7241 | 250.0365 | 265.7673 |  | 7114.2893 | 7004.3798 | 6919.3509 | 6858.8539 | 6979.0218 |  | 265.7673 | 265.7673 | 265.7673 | 205 | 15.7308 | 118.8566 | 0.012217 | 205
SOC-01 | 2033-10-01 | 10 | 2034 | 2033 | Fall | 205 | 222.789 | 240.5779 | 258.9059 | 277.8461 |  | 7089.8904 | 6967.0889 | 6893.1925 | 6855.6822 | 6959.2645 |  | 277.8461 | 277.8461 | 277.8461 | 205 | 18.9402 | 118.8566 | 0.012217 | 205
SOC-01 | 2033-11-01 | 11 | 2034 | 2033 | Fall | 205 | 224.6518 | 244.3037 | 264.551 | 285.5339 |  | 7089.8904 | 6957.3485 | 6882.6056 | 6851.4906 | 6959.2645 |  | 285.5339 | 285.5339 | 285.5339 | 205 | 20.9829 | 118.8566 | 0.012217 | 205
SOC-01 | 2033-12-01 | 12 | 2034 | 2033 | Winter | 205 | 227.4143 | 249.8285 | 272.922 | 296.934 |  | 7071.708 | 6929.7763 | 6866.4521 | 6845.0884 | 6946.6682 |  | 296.934 | 296.934 | 296.934 | 205 | 24.012 | 118.8566 | 0.012217 | 205
SOC-01 | 2034-01-01 | 1 | 2034 | 2034 | Winter | 205 | 228.0856 | 251.1712 | 274.9563 | 299.7044 |  | 7071.708 | 6926.9739 | 6864.2466 | 6844.6547 | 6946.6682 |  | 299.7044 | 299.7044 | 299.7044 | 205 | 24.7481 | 118.8566 | 0.012217 | 205
SOC-01 | 2034-02-01 | 2 | 2034 | 2034 | Winter | 205 | 227.7499 | 250.4998 | 273.9392 | 298.3192 |  | 7071.708 | 6928.3666 | 6865.3316 | 6844.8451 | 6946.6682 |  | 298.3192 | 298.3192 | 298.3192 | 205 | 24.3801 | 118.8566 | 0.012217 | 205
SOC-01 | 2034-03-01 | 3 | 2034 | 2034 | Winter | 205 | 225.9038 | 246.8076 | 268.3449 | 290.7007 |  | 7071.708 | 6936.3356 | 6871.9518 | 6846.8468 | 6946.6682 |  | 290.7007 | 290.7007 | 290.7007 | 205 | 22.3558 | 118.8566 | 0.012217 | 205
SOC-01 | 2034-04-01 | 4 | 2034 | 2034 | Spring | 205 | 222.8561 | 240.7122 | 259.1093 | 278.1232 |  | 7089.8904 | 6966.7289 | 6892.7838 | 6855.4696 | 6969.5558 |  | 278.1232 | 278.1232 | 278.1232 | 205 | 19.0138 | 118.8566 | 0.012217 | 205
SOC-01 | 2034-05-01 | 5 | 2034 | 2034 | Spring | 205 | 221.5319 | 238.0639 | 255.0967 | 272.6586 |  | 7089.8904 | 6973.9581 | 6901.2283 | 6860.4928 | 6969.5558 |  | 272.6586 | 272.6586 | 272.6586 | 205 | 17.5619 | 118.8566 | 0.012217 | 205
SOC-01 | 2034-06-01 | 6 | 2034 | 2034 | Summer | 205 | 219.1907 | 233.3815 | 248.0022 | 262.9969 |  | 7114.2893 | 7008.7908 | 6926.0296 | 6865.0893 | 6979.0218 |  | 262.9969 | 262.9969 | 262.9969 | 205 | 14.9947 | 118.8566 | 0.012217 | 205
SOC-01 | 2034-07-01 | 7 | 2034 | 2034 | Summer | 205 | 219.0229 | 233.0458 | 247.4937 | 262.3043 |  | 7114.2893 | 7009.9013 | 6927.7313 | 6866.7416 | 6979.0218 |  | 262.3043 | 262.3043 | 262.3043 | 205 | 14.8107 | 118.8566 | 0.012217 | 205
SOC-01 | 2034-08-01 | 8 | 2034 | 2034 | Summer | 205 | 218.8551 | 232.7102 | 246.9851 | 261.6117 |  | 7114.2893 | 7011.015 | 6929.4456 | 6868.4305 | 6979.0218 |  | 261.6117 | 261.6117 | 261.6117 | 205 | 14.6266 | 118.8566 | 0.012217 | 205
SOC-01 | 2034-09-01 | 9 | 2034 | 2034 | Summer | 205 | 219.862 | 234.7241 | 250.0365 | 265.7673 |  | 7114.2893 | 7004.3798 | 6919.3509 | 6858.8539 | 6979.0218 |  | 265.7673 | 265.7673 | 265.7673 | 205 | 15.7308 | 118.8566 | 0.012217 | 205
SOC-01 | 2034-10-01 | 10 | 2035 | 2034 | Fall | 205 | 222.789 | 240.5779 | 258.9059 | 277.8461 |  | 7089.8904 | 6967.0889 | 6893.1925 | 6855.6822 | 6959.2645 |  | 277.8461 | 277.8461 | 277.8461 | 205 | 18.9402 | 118.8566 | 0.012217 | 205
SOC-01 | 2034-11-01 | 11 | 2035 | 2034 | Fall | 205 | 224.6518 | 244.3037 | 264.551 | 285.5339 |  | 7089.8904 | 6957.3485 | 6882.6056 | 6851.4906 | 6959.2645 |  | 285.5339 | 285.5339 | 285.5339 | 205 | 20.9829 | 118.8566 | 0.012217 | 205
SOC-01 | 2034-12-01 | 12 | 2035 | 2034 | Winter | 205 | 227.4143 | 249.8285 | 272.922 | 296.934 |  | 7071.708 | 6929.7763 | 6866.4521 | 6845.0884 | 6946.6682 |  | 296.934 | 296.934 | 296.934 | 205 | 24.012 | 118.8566 | 0.012217 | 205
SOC-01 | 2035-01-01 | 1 | 2035 | 2035 | Winter | 205 | 228.0856 | 251.1712 | 274.9563 | 299.7044 |  | 7071.708 | 6926.9739 | 6864.2466 | 6844.6547 | 6946.6682 |  | 299.7044 | 299.7044 | 299.7044 | 205 | 24.7481 | 118.8566 | 0.012217 | 205
SOC-01 | 2035-02-01 | 2 | 2035 | 2035 | Winter | 205 | 227.7499 | 250.4998 | 273.9392 | 298.3192 |  | 7071.708 | 6928.3666 | 6865.3316 | 6844.8451 | 6946.6682 |  | 298.3192 | 298.3192 | 298.3192 | 205 | 24.3801 | 118.8566 | 0.012217 | 205
SOC-01 | 2035-03-01 | 3 | 2035 | 2035 | Winter | 205 | 225.9038 | 246.8076 | 268.3449 | 290.7007 |  | 7071.708 | 6936.3356 | 6871.9518 | 6846.8468 | 6946.6682 |  | 290.7007 | 290.7007 | 290.7007 | 205 | 22.3558 | 118.8566 | 0.012217 | 205
SOC-01 | 2035-04-01 | 4 | 2035 | 2035 | Spring | 205 | 222.8561 | 240.7122 | 259.1093 | 278.1232 |  | 7089.8904 | 6966.7289 | 6892.7838 | 6855.4696 | 6969.5558 |  | 278.1232 | 278.1232 | 278.1232 | 205 | 19.0138 | 118.8566 | 0.012217 | 205
SOC-01 | 2035-05-01 | 5 | 2035 | 2035 | Spring | 205 | 221.5319 | 238.0639 | 255.0967 | 272.6586 |  | 7089.8904 | 6973.9581 | 6901.2283 | 6860.4928 | 6969.5558 |  | 272.6586 | 272.6586 | 272.6586 | 205 | 17.5619 | 118.8566 | 0.012217 | 205
SOC-01 | 2035-06-01 | 6 | 2035 | 2035 | Summer | 205 | 219.1907 | 233.3815 | 248.0022 | 262.9969 |  | 7114.2893 | 7008.7908 | 6926.0296 | 6865.0893 | 6979.0218 |  | 262.9969 | 262.9969 | 262.9969 | 205 | 14.9947 | 118.8566 | 0.012217 | 205
SOC-01 | 2035-07-01 | 7 | 2035 | 2035 | Summer | 205 | 219.0229 | 233.0458 | 247.4937 | 262.3043 |  | 7114.2893 | 7009.9013 | 6927.7313 | 6866.7416 | 6979.0218 |  | 262.3043 | 262.3043 | 262.3043 | 205 | 14.8107 | 118.8566 | 0.012217 | 205
SOC-01 | 2035-08-01 | 8 | 2035 | 2035 | Summer | 205 | 218.8551 | 232.7102 | 246.9851 | 261.6117 |  | 7114.2893 | 7011.015 | 6929.4456 | 6868.4305 | 6979.0218 |  | 261.6117 | 261.6117 | 261.6117 | 205 | 14.6266 | 118.8566 | 0.012217 | 205
SOC-01 | 2035-09-01 | 9 | 2035 | 2035 | Summer | 205 | 219.862 | 234.7241 | 250.0365 | 265.7673 |  | 7114.2893 | 7004.3798 | 6919.3509 | 6858.8539 | 6979.0218 |  | 265.7673 | 265.7673 | 265.7673 | 205 | 15.7308 | 118.8566 | 0.012217 | 205
SOC-01 | 2035-10-01 | 10 | 2036 | 2035 | Fall | 205 | 222.789 | 240.5779 | 258.9059 | 277.8461 |  | 7089.8904 | 6967.0889 | 6893.1925 | 6855.6822 | 6959.2645 |  | 277.8461 | 277.8461 | 277.8461 | 205 | 18.9402 | 118.8566 | 0.012217 | 205
SOC-01 | 2035-11-01 | 11 | 2036 | 2035 | Fall | 205 | 224.6518 | 244.3037 | 264.551 | 285.5339 |  | 7089.8904 | 6957.3485 | 6882.6056 | 6851.4906 | 6959.2645 |  | 285.5339 | 285.5339 | 285.5339 | 205 | 20.9829 | 118.8566 | 0.012217 | 205
SOC-01 | 2035-12-01 | 12 | 2036 | 2035 | Winter | 205 | 227.4143 | 249.8285 | 272.922 | 296.934 |  | 7071.708 | 6929.7763 | 6866.4521 | 6845.0884 | 6946.6682 |  | 296.934 | 296.934 | 296.934 | 205 | 24.012 | 118.8566 | 0.012217 | 205
SOC-01 | 2036-01-01 | 1 | 2036 | 2036 | Winter | 205 | 228.0856 | 251.1712 | 274.9563 | 299.7044 |  | 7071.708 | 6926.9739 | 6864.2466 | 6844.6547 | 6946.6682 |  | 299.7044 | 299.7044 | 299.7044 | 205 | 24.7481 | 118.8566 | 0.012217 | 205
SOC-01 | 2036-02-01 | 2 | 2036 | 2036 | Winter | 205 | 227.7499 | 250.4998 | 273.9392 | 298.3192 |  | 7071.708 | 6928.3666 | 6865.3316 | 6844.8451 | 6946.6682 |  | 298.3192 | 298.3192 | 298.3192 | 205 | 24.3801 | 118.8566 | 0.012217 | 205
SOC-01 | 2036-03-01 | 3 | 2036 | 2036 | Winter | 205 | 225.9038 | 246.8076 | 268.3449 | 290.7007 |  | 7071.708 | 6936.3356 | 6871.9518 | 6846.8468 | 6946.6682 |  | 290.7007 | 290.7007 | 290.7007 | 205 | 22.3558 | 118.8566 | 0.012217 | 205
SOC-01 | 2036-04-01 | 4 | 2036 | 2036 | Spring | 205 | 222.8561 | 240.7122 | 259.1093 | 278.1232 |  | 7089.8904 | 6966.7289 | 6892.7838 | 6855.4696 | 6969.5558 |  | 278.1232 | 278.1232 | 278.1232 | 205 | 19.0138 | 118.8566 | 0.012217 | 205
SOC-01 | 2036-05-01 | 5 | 2036 | 2036 | Spring | 205 | 221.5319 | 238.0639 | 255.0967 | 272.6586 |  | 7089.8904 | 6973.9581 | 6901.2283 | 6860.4928 | 6969.5558 |  | 272.6586 | 272.6586 | 272.6586 | 205 | 17.5619 | 118.8566 | 0.012217 | 205
SOC-01 | 2036-06-01 | 6 | 2036 | 2036 | Summer | 205 | 219.1907 | 233.3815 | 248.0022 | 262.9969 |  | 7114.2893 | 7008.7908 | 6926.0296 | 6865.0893 | 6979.0218 |  | 262.9969 | 262.9969 | 262.9969 | 205 | 14.9947 | 118.8566 | 0.012217 | 205
SOC-01 | 2036-07-01 | 7 | 2036 | 2036 | Summer | 205 | 219.0229 | 233.0458 | 247.4937 | 262.3043 |  | 7114.2893 | 7009.9013 | 6927.7313 | 6866.7416 | 6979.0218 |  | 262.3043 | 262.3043 | 262.3043 | 205 | 14.8107 | 118.8566 | 0.012217 | 205
SOC-01 | 2036-08-01 | 8 | 2036 | 2036 | Summer | 205 | 218.8551 | 232.7102 | 246.9851 | 261.6117 |  | 7114.2893 | 7011.015 | 6929.4456 | 6868.4305 | 6979.0218 |  | 261.6117 | 261.6117 | 261.6117 | 205 | 14.6266 | 118.8566 | 0.012217 | 205
SOC-01 | 2036-09-01 | 9 | 2036 | 2036 | Summer | 205 | 219.862 | 234.7241 | 250.0365 | 265.7673 |  | 7114.2893 | 7004.3798 | 6919.3509 | 6858.8539 | 6979.0218 |  | 265.7673 | 265.7673 | 265.7673 | 205 | 15.7308 | 118.8566 | 0.012217 | 205
SOC-01 | 2036-10-01 | 10 | 2037 | 2036 | Fall | 205 | 222.789 | 240.5779 | 258.9059 | 277.8461 |  | 7089.8904 | 6967.0889 | 6893.1925 | 6855.6822 | 6959.2645 |  | 277.8461 | 277.8461 | 277.8461 | 205 | 18.9402 | 118.8566 | 0.012217 | 205
SOC-01 | 2036-11-01 | 11 | 2037 | 2036 | Fall | 205 | 224.6518 | 244.3037 | 264.551 | 285.5339 |  | 7089.8904 | 6957.3485 | 6882.6056 | 6851.4906 | 6959.2645 |  | 285.5339 | 285.5339 | 285.5339 | 205 | 20.9829 | 118.8566 | 0.012217 | 205
SOC-01 | 2036-12-01 | 12 | 2037 | 2036 | Winter | 205 | 227.4143 | 249.8285 | 272.922 | 296.934 |  | 7071.708 | 6929.7763 | 6866.4521 | 6845.0884 | 6946.6682 |  | 296.934 | 296.934 | 296.934 | 205 | 24.012 | 118.8566 | 0.012217 | 205
SOC-01 | 2037-01-01 | 1 | 2037 | 2037 | Winter | 205 | 228.0856 | 251.1712 | 274.9563 | 299.7044 |  | 7071.708 | 6926.9739 | 6864.2466 | 6844.6547 | 6946.6682 |  | 299.7044 | 299.7044 | 299.7044 | 205 | 24.7481 | 118.8566 | 0.012217 | 205
SOC-01 | 2037-02-01 | 2 | 2037 | 2037 | Winter | 205 | 227.7499 | 250.4998 | 273.9392 | 298.3192 |  | 7071.708 | 6928.3666 | 6865.3316 | 6844.8451 | 6946.6682 |  | 298.3192 | 298.3192 | 298.3192 | 205 | 24.3801 | 118.8566 | 0.012217 | 205
SOC-01 | 2037-03-01 | 3 | 2037 | 2037 | Winter | 205 | 225.9038 | 246.8076 | 268.3449 | 290.7007 |  | 7071.708 | 6936.3356 | 6871.9518 | 6846.8468 | 6946.6682 |  | 290.7007 | 290.7007 | 290.7007 | 205 | 22.3558 | 118.8566 | 0.012217 | 205
SOC-01 | 2037-04-01 | 4 | 2037 | 2037 | Spring | 205 | 222.8561 | 240.7122 | 259.1093 | 278.1232 |  | 7089.8904 | 6966.7289 | 6892.7838 | 6855.4696 | 6969.5558 |  | 278.1232 | 278.1232 | 278.1232 | 205 | 19.0138 | 118.8566 | 0.012217 | 205
SOC-01 | 2037-05-01 | 5 | 2037 | 2037 | Spring | 205 | 221.5319 | 238.0639 | 255.0967 | 272.6586 |  | 7089.8904 | 6973.9581 | 6901.2283 | 6860.4928 | 6969.5558 |  | 272.6586 | 272.6586 | 272.6586 | 205 | 17.5619 | 118.8566 | 0.012217 | 205
SOC-01 | 2037-06-01 | 6 | 2037 | 2037 | Summer | 205 | 219.1907 | 233.3815 | 248.0022 | 262.9969 |  | 7114.2893 | 7008.7908 | 6926.0296 | 6865.0893 | 6979.0218 |  | 262.9969 | 262.9969 | 262.9969 | 205 | 14.9947 | 118.8566 | 0.012217 | 205
SOC-01 | 2037-07-01 | 7 | 2037 | 2037 | Summer | 205 | 219.0229 | 233.0458 | 247.4937 | 262.3043 |  | 7114.2893 | 7009.9013 | 6927.7313 | 6866.7416 | 6979.0218 |  | 262.3043 | 262.3043 | 262.3043 | 205 | 14.8107 | 118.8566 | 0.012217 | 205
SOC-01 | 2037-08-01 | 8 | 2037 | 2037 | Summer | 205 | 218.8551 | 232.7102 | 246.9851 | 261.6117 |  | 7114.2893 | 7011.015 | 6929.4456 | 6868.4305 | 6979.0218 |  | 261.6117 | 261.6117 | 261.6117 | 205 | 14.6266 | 118.8566 | 0.012217 | 205
SOC-01 | 2037-09-01 | 9 | 2037 | 2037 | Summer | 205 | 219.862 | 234.7241 | 250.0365 | 265.7673 |  | 7114.2893 | 7004.3798 | 6919.3509 | 6858.8539 | 6979.0218 |  | 265.7673 | 265.7673 | 265.7673 | 205 | 15.7308 | 118.8566 | 0.012217 | 205
SOC-01 | 2037-10-01 | 10 | 2038 | 2037 | Fall | 205 | 222.789 | 240.5779 | 258.9059 | 277.8461 |  | 7089.8904 | 6967.0889 | 6893.1925 | 6855.6822 | 6959.2645 |  | 277.8461 | 277.8461 | 277.8461 | 205 | 18.9402 | 118.8566 | 0.012217 | 205
SOC-01 | 2037-11-01 | 11 | 2038 | 2037 | Fall | 205 | 224.6518 | 244.3037 | 264.551 | 285.5339 |  | 7089.8904 | 6957.3485 | 6882.6056 | 6851.4906 | 6959.2645 |  | 285.5339 | 285.5339 | 285.5339 | 205 | 20.9829 | 118.8566 | 0.012217 | 205
SOC-01 | 2037-12-01 | 12 | 2038 | 2037 | Winter | 205 | 227.4143 | 249.8285 | 272.922 | 296.934 |  | 7071.708 | 6929.7763 | 6866.4521 | 6845.0884 | 6946.6682 |  | 296.934 | 296.934 | 296.934 | 205 | 24.012 | 118.8566 | 0.012217 | 205
SOC-01 | 2038-01-01 | 1 | 2038 | 2038 | Winter | 205 | 228.0856 | 251.1712 | 274.9563 | 299.7044 |  | 7071.708 | 6926.9739 | 6864.2466 | 6844.6547 | 6946.6682 |  | 299.7044 | 299.7044 | 299.7044 | 205 | 24.7481 | 118.8566 | 0.012217 | 205
SOC-01 | 2038-02-01 | 2 | 2038 | 2038 | Winter | 205 | 227.7499 | 250.4998 | 273.9392 | 298.3192 |  | 7071.708 | 6928.3666 | 6865.3316 | 6844.8451 | 6946.6682 |  | 298.3192 | 298.3192 | 298.3192 | 205 | 24.3801 | 118.8566 | 0.012217 | 205
SOC-01 | 2038-03-01 | 3 | 2038 | 2038 | Winter | 205 | 225.9038 | 246.8076 | 268.3449 | 290.7007 |  | 7071.708 | 6936.3356 | 6871.9518 | 6846.8468 | 6946.6682 |  | 290.7007 | 290.7007 | 290.7007 | 205 | 22.3558 | 118.8566 | 0.012217 | 205
SOC-01 | 2038-04-01 | 4 | 2038 | 2038 | Spring | 205 | 222.8561 | 240.7122 | 259.1093 | 278.1232 |  | 7089.8904 | 6966.7289 | 6892.7838 | 6855.4696 | 6969.5558 |  | 278.1232 | 278.1232 | 278.1232 | 205 | 19.0138 | 118.8566 | 0.012217 | 205
SOC-01 | 2038-05-01 | 5 | 2038 | 2038 | Spring | 205 | 221.5319 | 238.0639 | 255.0967 | 272.6586 |  | 7089.8904 | 6973.9581 | 6901.2283 | 6860.4928 | 6969.5558 |  | 272.6586 | 272.6586 | 272.6586 | 205 | 17.5619 | 118.8566 | 0.012217 | 205
SOC-01 | 2038-06-01 | 6 | 2038 | 2038 | Summer | 205 | 219.1907 | 233.3815 | 248.0022 | 262.9969 |  | 7114.2893 | 7008.7908 | 6926.0296 | 6865.0893 | 6979.0218 |  | 262.9969 | 262.9969 | 262.9969 | 205 | 14.9947 | 118.8566 | 0.012217 | 205
SOC-01 | 2038-07-01 | 7 | 2038 | 2038 | Summer | 205 | 219.0229 | 233.0458 | 247.4937 | 262.3043 |  | 7114.2893 | 7009.9013 | 6927.7313 | 6866.7416 | 6979.0218 |  | 262.3043 | 262.3043 | 262.3043 | 205 | 14.8107 | 118.8566 | 0.012217 | 205
SOC-01 | 2038-08-01 | 8 | 2038 | 2038 | Summer | 205 | 218.8551 | 232.7102 | 246.9851 | 261.6117 |  | 7114.2893 | 7011.015 | 6929.4456 | 6868.4305 | 6979.0218 |  | 261.6117 | 261.6117 | 261.6117 | 205 | 14.6266 | 118.8566 | 0.012217 | 205
SOC-01 | 2038-09-01 | 9 | 2038 | 2038 | Summer | 205 | 219.862 | 234.7241 | 250.0365 | 265.7673 |  | 7114.2893 | 7004.3798 | 6919.3509 | 6858.8539 | 6979.0218 |  | 265.7673 | 265.7673 | 265.7673 | 205 | 15.7308 | 118.8566 | 0.012217 | 205
SOC-01 | 2038-10-01 | 10 | 2039 | 2038 | Fall | 205 | 222.789 | 240.5779 | 258.9059 | 277.8461 |  | 7089.8904 | 6967.0889 | 6893.1925 | 6855.6822 | 6959.2645 |  | 277.8461 | 277.8461 | 277.8461 | 205 | 18.9402 | 118.8566 | 0.012217 | 205
SOC-01 | 2038-11-01 | 11 | 2039 | 2038 | Fall | 205 | 224.6518 | 244.3037 | 264.551 | 285.5339 |  | 7089.8904 | 6957.3485 | 6882.6056 | 6851.4906 | 6959.2645 |  | 285.5339 | 285.5339 | 285.5339 | 205 | 20.9829 | 118.8566 | 0.012217 | 205
SOC-01 | 2038-12-01 | 12 | 2039 | 2038 | Winter | 205 | 227.4143 | 249.8285 | 272.922 | 296.934 |  | 7071.708 | 6929.7763 | 6866.4521 | 6845.0884 | 6946.6682 |  | 296.934 | 296.934 | 296.934 | 205 | 24.012 | 118.8566 | 0.012217 | 205
SOC-01 | 2039-01-01 | 1 | 2039 | 2039 | Winter | 205 | 228.0856 | 251.1712 | 274.9563 | 299.7044 |  | 7071.708 | 6926.9739 | 6864.2466 | 6844.6547 | 6946.6682 |  | 299.7044 | 299.7044 | 299.7044 | 205 | 24.7481 | 118.8566 | 0.012217 | 205
SOC-01 | 2039-02-01 | 2 | 2039 | 2039 | Winter | 205 | 227.7499 | 250.4998 | 273.9392 | 298.3192 |  | 7071.708 | 6928.3666 | 6865.3316 | 6844.8451 | 6946.6682 |  | 298.3192 | 298.3192 | 298.3192 | 205 | 24.3801 | 118.8566 | 0.012217 | 205
SOC-01 | 2039-03-01 | 3 | 2039 | 2039 | Winter | 205 | 225.9038 | 246.8076 | 268.3449 | 290.7007 |  | 7071.708 | 6936.3356 | 6871.9518 | 6846.8468 | 6946.6682 |  | 290.7007 | 290.7007 | 290.7007 | 205 | 22.3558 | 118.8566 | 0.012217 | 205
SOC-01 | 2039-04-01 | 4 | 2039 | 2039 | Spring | 205 | 222.8561 | 240.7122 | 259.1093 | 278.1232 |  | 7089.8904 | 6966.7289 | 6892.7838 | 6855.4696 | 6969.5558 |  | 278.1232 | 278.1232 | 278.1232 | 205 | 19.0138 | 118.8566 | 0.012217 | 205
SOC-01 | 2039-05-01 | 5 | 2039 | 2039 | Spring | 205 | 221.5319 | 238.0639 | 255.0967 | 272.6586 |  | 7089.8904 | 6973.9581 | 6901.2283 | 6860.4928 | 6969.5558 |  | 272.6586 | 272.6586 | 272.6586 | 205 | 17.5619 | 118.8566 | 0.012217 | 205
SOC-01 | 2039-06-01 | 6 | 2039 | 2039 | Summer | 205 | 219.1907 | 233.3815 | 248.0022 | 262.9969 |  | 7114.2893 | 7008.7908 | 6926.0296 | 6865.0893 | 6979.0218 |  | 262.9969 | 262.9969 | 262.9969 | 205 | 14.9947 | 118.8566 | 0.012217 | 205
SOC-01 | 2039-07-01 | 7 | 2039 | 2039 | Summer | 205 | 219.0229 | 233.0458 | 247.4937 | 262.3043 |  | 7114.2893 | 7009.9013 | 6927.7313 | 6866.7416 | 6979.0218 |  | 262.3043 | 262.3043 | 262.3043 | 205 | 14.8107 | 118.8566 | 0.012217 | 205
SOC-01 | 2039-08-01 | 8 | 2039 | 2039 | Summer | 205 | 218.8551 | 232.7102 | 246.9851 | 261.6117 |  | 7114.2893 | 7011.015 | 6929.4456 | 6868.4305 | 6979.0218 |  | 261.6117 | 261.6117 | 261.6117 | 205 | 14.6266 | 118.8566 | 0.012217 | 205
SOC-01 | 2039-09-01 | 9 | 2039 | 2039 | Summer | 205 | 219.862 | 234.7241 | 250.0365 | 265.7673 |  | 7114.2893 | 7004.3798 | 6919.3509 | 6858.8539 | 6979.0218 |  | 265.7673 | 265.7673 | 265.7673 | 205 | 15.7308 | 118.8566 | 0.012217 | 205
SOC-01 | 2039-10-01 | 10 | 2040 | 2039 | Fall | 205 | 222.789 | 240.5779 | 258.9059 | 277.8461 |  | 7089.8904 | 6967.0889 | 6893.1925 | 6855.6822 | 6959.2645 |  | 277.8461 | 277.8461 | 277.8461 | 205 | 18.9402 | 118.8566 | 0.012217 | 205
SOC-01 | 2039-11-01 | 11 | 2040 | 2039 | Fall | 205 | 224.6518 | 244.3037 | 264.551 | 285.5339 |  | 7089.8904 | 6957.3485 | 6882.6056 | 6851.4906 | 6959.2645 |  | 285.5339 | 285.5339 | 285.5339 | 205 | 20.9829 | 118.8566 | 0.012217 | 205
SOC-01 | 2039-12-01 | 12 | 2040 | 2039 | Winter | 205 | 227.4143 | 249.8285 | 272.922 | 296.934 |  | 7071.708 | 6929.7763 | 6866.4521 | 6845.0884 | 6946.6682 |  | 296.934 | 296.934 | 296.934 | 205 | 24.012 | 118.8566 | 0.012217 | 205
SOC-01 | 2040-01-01 | 1 | 2040 | 2040 | Winter | 205 | 228.0856 | 251.1712 | 274.9563 | 299.7044 |  | 7071.708 | 6926.9739 | 6864.2466 | 6844.6547 | 6946.6682 |  | 299.7044 | 299.7044 | 299.7044 | 205 | 24.7481 | 118.8566 | 0.012217 | 205
SOC-01 | 2040-02-01 | 2 | 2040 | 2040 | Winter | 205 | 227.7499 | 250.4998 | 273.9392 | 298.3192 |  | 7071.708 | 6928.3666 | 6865.3316 | 6844.8451 | 6946.6682 |  | 298.3192 | 298.3192 | 298.3192 | 205 | 24.3801 | 118.8566 | 0.012217 | 205
SOC-01 | 2040-03-01 | 3 | 2040 | 2040 | Winter | 205 | 225.9038 | 246.8076 | 268.3449 | 290.7007 |  | 7071.708 | 6936.3356 | 6871.9518 | 6846.8468 | 6946.6682 |  | 290.7007 | 290.7007 | 290.7007 | 205 | 22.3558 | 118.8566 | 0.012217 | 205
SOC-01 | 2040-04-01 | 4 | 2040 | 2040 | Spring | 205 | 222.8561 | 240.7122 | 259.1093 | 278.1232 |  | 7089.8904 | 6966.7289 | 6892.7838 | 6855.4696 | 6969.5558 |  | 278.1232 | 278.1232 | 278.1232 | 205 | 19.0138 | 118.8566 | 0.012217 | 205
SOC-01 | 2040-05-01 | 5 | 2040 | 2040 | Spring | 205 | 221.5319 | 238.0639 | 255.0967 | 272.6586 |  | 7089.8904 | 6973.9581 | 6901.2283 | 6860.4928 | 6969.5558 |  | 272.6586 | 272.6586 | 272.6586 | 205 | 17.5619 | 118.8566 | 0.012217 | 205
SOC-01 | 2040-06-01 | 6 | 2040 | 2040 | Summer | 205 | 219.1907 | 233.3815 | 248.0022 | 262.9969 |  | 7114.2893 | 7008.7908 | 6926.0296 | 6865.0893 | 6979.0218 |  | 262.9969 | 262.9969 | 262.9969 | 205 | 14.9947 | 118.8566 | 0.012217 | 205
SOC-01 | 2040-07-01 | 7 | 2040 | 2040 | Summer | 205 | 219.0229 | 233.0458 | 247.4937 | 262.3043 |  | 7114.2893 | 7009.9013 | 6927.7313 | 6866.7416 | 6979.0218 |  | 262.3043 | 262.3043 | 262.3043 | 205 | 14.8107 | 118.8566 | 0.012217 | 205
SOC-01 | 2040-08-01 | 8 | 2040 | 2040 | Summer | 205 | 218.8551 | 232.7102 | 246.9851 | 261.6117 |  | 7114.2893 | 7011.015 | 6929.4456 | 6868.4305 | 6979.0218 |  | 261.6117 | 261.6117 | 261.6117 | 205 | 14.6266 | 118.8566 | 0.012217 | 205
SOC-01 | 2040-09-01 | 9 | 2040 | 2040 | Summer | 205 | 219.862 | 234.7241 | 250.0365 | 265.7673 |  | 7114.2893 | 7004.3798 | 6919.3509 | 6858.8539 | 6979.0218 |  | 265.7673 | 265.7673 | 265.7673 | 205 | 15.7308 | 118.8566 | 0.012217 | 205
SOC-01 | 2040-10-01 | 10 | 2041 | 2040 | Fall | 205 | 222.789 | 240.5779 | 258.9059 | 277.8461 |  | 7089.8904 | 6967.0889 | 6893.1925 | 6855.6822 | 6959.2645 |  | 277.8461 | 277.8461 | 277.8461 | 205 | 18.9402 | 118.8566 | 0.012217 | 205
SOC-01 | 2040-11-01 | 11 | 2041 | 2040 | Fall | 205 | 224.6518 | 244.3037 | 264.551 | 285.5339 |  | 7089.8904 | 6957.3485 | 6882.6056 | 6851.4906 | 6959.2645 |  | 285.5339 | 285.5339 | 285.5339 | 205 | 20.9829 | 118.8566 | 0.012217 | 205
SOC-01 | 2040-12-01 | 12 | 2041 | 2040 | Winter | 205 | 227.4143 | 249.8285 | 272.922 | 296.934 |  | 7071.708 | 6929.7763 | 6866.4521 | 6845.0884 | 6946.6682 |  | 296.934 | 296.934 | 296.934 | 205 | 24.012 | 118.8566 | 0.012217 | 205
SOC-01 | 2041-01-01 | 1 | 2041 | 2041 | Winter | 205 | 228.0856 | 251.1712 | 274.9563 | 299.7044 |  | 7071.708 | 6926.9739 | 6864.2466 | 6844.6547 | 6946.6682 |  | 299.7044 | 299.7044 | 299.7044 | 205 | 24.7481 | 118.8566 | 0.012217 | 205
SOC-01 | 2041-02-01 | 2 | 2041 | 2041 | Winter | 205 | 227.7499 | 250.4998 | 273.9392 | 298.3192 |  | 7071.708 | 6928.3666 | 6865.3316 | 6844.8451 | 6946.6682 |  | 298.3192 | 298.3192 | 298.3192 | 205 | 24.3801 | 118.8566 | 0.012217 | 205
SOC-01 | 2041-03-01 | 3 | 2041 | 2041 | Winter | 205 | 225.9038 | 246.8076 | 268.3449 | 290.7007 |  | 7071.708 | 6936.3356 | 6871.9518 | 6846.8468 | 6946.6682 |  | 290.7007 | 290.7007 | 290.7007 | 205 | 22.3558 | 118.8566 | 0.012217 | 205
SOC-01 | 2041-04-01 | 4 | 2041 | 2041 | Spring | 205 | 222.8561 | 240.7122 | 259.1093 | 278.1232 |  | 7089.8904 | 6966.7289 | 6892.7838 | 6855.4696 | 6969.5558 |  | 278.1232 | 278.1232 | 278.1232 | 205 | 19.0138 | 118.8566 | 0.012217 | 205
SOC-01 | 2041-05-01 | 5 | 2041 | 2041 | Spring | 205 | 221.5319 | 238.0639 | 255.0967 | 272.6586 |  | 7089.8904 | 6973.9581 | 6901.2283 | 6860.4928 | 6969.5558 |  | 272.6586 | 272.6586 | 272.6586 | 205 | 17.5619 | 118.8566 | 0.012217 | 205
SOC-01 | 2041-06-01 | 6 | 2041 | 2041 | Summer | 205 | 219.1907 | 233.3815 | 248.0022 | 262.9969 |  | 7114.2893 | 7008.7908 | 6926.0296 | 6865.0893 | 6979.0218 |  | 262.9969 | 262.9969 | 262.9969 | 205 | 14.9947 | 118.8566 | 0.012217 | 205
SOC-01 | 2041-07-01 | 7 | 2041 | 2041 | Summer | 205 | 219.0229 | 233.0458 | 247.4937 | 262.3043 |  | 7114.2893 | 7009.9013 | 6927.7313 | 6866.7416 | 6979.0218 |  | 262.3043 | 262.3043 | 262.3043 | 205 | 14.8107 | 118.8566 | 0.012217 | 205
SOC-01 | 2041-08-01 | 8 | 2041 | 2041 | Summer | 205 | 218.8551 | 232.7102 | 246.9851 | 261.6117 |  | 7114.2893 | 7011.015 | 6929.4456 | 6868.4305 | 6979.0218 |  | 261.6117 | 261.6117 | 261.6117 | 205 | 14.6266 | 118.8566 | 0.012217 | 205
SOC-01 | 2041-09-01 | 9 | 2041 | 2041 | Summer | 205 | 219.862 | 234.7241 | 250.0365 | 265.7673 |  | 7114.2893 | 7004.3798 | 6919.3509 | 6858.8539 | 6979.0218 |  | 265.7673 | 265.7673 | 265.7673 | 205 | 15.7308 | 118.8566 | 0.012217 | 205
SOC-01 | 2041-10-01 | 10 | 2042 | 2041 | Fall | 205 | 222.789 | 240.5779 | 258.9059 | 277.8461 |  | 7089.8904 | 6967.0889 | 6893.1925 | 6855.6822 | 6959.2645 |  | 277.8461 | 277.8461 | 277.8461 | 205 | 18.9402 | 118.8566 | 0.012217 | 205
SOC-01 | 2041-11-01 | 11 | 2042 | 2041 | Fall | 205 | 224.6518 | 244.3037 | 264.551 | 285.5339 |  | 7089.8904 | 6957.3485 | 6882.6056 | 6851.4906 | 6959.2645 |  | 285.5339 | 285.5339 | 285.5339 | 205 | 20.9829 | 118.8566 | 0.012217 | 205
SOC-01 | 2041-12-01 | 12 | 2042 | 2041 | Winter | 205 | 227.4143 | 249.8285 | 272.922 | 296.934 |  | 7071.708 | 6929.7763 | 6866.4521 | 6845.0884 | 6946.6682 |  | 296.934 | 296.934 | 296.934 | 205 | 24.012 | 118.8566 | 0.012217 | 205
SOC-01 | 2042-01-01 | 1 | 2042 | 2042 | Winter | 205 | 228.0856 | 251.1712 | 274.9563 | 299.7044 |  | 7071.708 | 6926.9739 | 6864.2466 | 6844.6547 | 6946.6682 |  | 299.7044 | 299.7044 | 299.7044 | 205 | 24.7481 | 118.8566 | 0.012217 | 205
SOC-01 | 2042-02-01 | 2 | 2042 | 2042 | Winter | 205 | 227.7499 | 250.4998 | 273.9392 | 298.3192 |  | 7071.708 | 6928.3666 | 6865.3316 | 6844.8451 | 6946.6682 |  | 298.3192 | 298.3192 | 298.3192 | 205 | 24.3801 | 118.8566 | 0.012217 | 205
SOC-01 | 2042-03-01 | 3 | 2042 | 2042 | Winter | 205 | 225.9038 | 246.8076 | 268.3449 | 290.7007 |  | 7071.708 | 6936.3356 | 6871.9518 | 6846.8468 | 6946.6682 |  | 290.7007 | 290.7007 | 290.7007 | 205 | 22.3558 | 118.8566 | 0.012217 | 205
SOC-01 | 2042-04-01 | 4 | 2042 | 2042 | Spring | 205 | 222.8561 | 240.7122 | 259.1093 | 278.1232 |  | 7089.8904 | 6966.7289 | 6892.7838 | 6855.4696 | 6969.5558 |  | 278.1232 | 278.1232 | 278.1232 | 205 | 19.0138 | 118.8566 | 0.012217 | 205
SOC-01 | 2042-05-01 | 5 | 2042 | 2042 | Spring | 205 | 221.5319 | 238.0639 | 255.0967 | 272.6586 |  | 7089.8904 | 6973.9581 | 6901.2283 | 6860.4928 | 6969.5558 |  | 272.6586 | 272.6586 | 272.6586 | 205 | 17.5619 | 118.8566 | 0.012217 | 205
SOC-01 | 2042-06-01 | 6 | 2042 | 2042 | Summer | 205 | 219.1907 | 233.3815 | 248.0022 | 262.9969 |  | 7114.2893 | 7008.7908 | 6926.0296 | 6865.0893 | 6979.0218 |  | 262.9969 | 262.9969 | 262.9969 | 205 | 14.9947 | 118.8566 | 0.012217 | 205
SOC-01 | 2042-07-01 | 7 | 2042 | 2042 | Summer | 205 | 219.0229 | 233.0458 | 247.4937 | 262.3043 |  | 7114.2893 | 7009.9013 | 6927.7313 | 6866.7416 | 6979.0218 |  | 262.3043 | 262.3043 | 262.3043 | 205 | 14.8107 | 118.8566 | 0.012217 | 205
SOC-01 | 2042-08-01 | 8 | 2042 | 2042 | Summer | 205 | 218.8551 | 232.7102 | 246.9851 | 261.6117 |  | 7114.2893 | 7011.015 | 6929.4456 | 6868.4305 | 6979.0218 |  | 261.6117 | 261.6117 | 261.6117 | 205 | 14.6266 | 118.8566 | 0.012217 | 205
SOC-01 | 2042-09-01 | 9 | 2042 | 2042 | Summer | 205 | 219.862 | 234.7241 | 250.0365 | 265.7673 |  | 7114.2893 | 7004.3798 | 6919.3509 | 6858.8539 | 6979.0218 |  | 265.7673 | 265.7673 | 265.7673 | 205 | 15.7308 | 118.8566 | 0.012217 | 205
SOC-01 | 2042-10-01 | 10 | 2043 | 2042 | Fall | 205 | 222.789 | 240.5779 | 258.9059 | 277.8461 |  | 7089.8904 | 6967.0889 | 6893.1925 | 6855.6822 | 6959.2645 |  | 277.8461 | 277.8461 | 277.8461 | 205 | 18.9402 | 118.8566 | 0.012217 | 205
SOC-01 | 2042-11-01 | 11 | 2043 | 2042 | Fall | 205 | 224.6518 | 244.3037 | 264.551 | 285.5339 |  | 7089.8904 | 6957.3485 | 6882.6056 | 6851.4906 | 6959.2645 |  | 285.5339 | 285.5339 | 285.5339 | 205 | 20.9829 | 118.8566 | 0.012217 | 205
SOC-01 | 2042-12-01 | 12 | 2043 | 2042 | Winter | 205 | 227.4143 | 249.8285 | 272.922 | 296.934 |  | 7071.708 | 6929.7763 | 6866.4521 | 6845.0884 | 6946.6682 |  | 296.934 | 296.934 | 296.934 | 205 | 24.012 | 118.8566 | 0.012217 | 205
SOC-01 | 2043-01-01 | 1 | 2043 | 2043 | Winter | 205 | 228.0856 | 251.1712 | 274.9563 | 299.7044 |  | 7071.708 | 6926.9739 | 6864.2466 | 6844.6547 | 6946.6682 |  | 299.7044 | 299.7044 | 299.7044 | 205 | 24.7481 | 118.8566 | 0.012217 | 205
SOC-01 | 2043-02-01 | 2 | 2043 | 2043 | Winter | 205 | 227.7499 | 250.4998 | 273.9392 | 298.3192 |  | 7071.708 | 6928.3666 | 6865.3316 | 6844.8451 | 6946.6682 |  | 298.3192 | 298.3192 | 298.3192 | 205 | 24.3801 | 118.8566 | 0.012217 | 205
SOC-01 | 2043-03-01 | 3 | 2043 | 2043 | Winter | 205 | 225.9038 | 246.8076 | 268.3449 | 290.7007 |  | 7071.708 | 6936.3356 | 6871.9518 | 6846.8468 | 6946.6682 |  | 290.7007 | 290.7007 | 290.7007 | 205 | 22.3558 | 118.8566 | 0.012217 | 205
SOC-01 | 2043-04-01 | 4 | 2043 | 2043 | Spring | 205 | 222.8561 | 240.7122 | 259.1093 | 278.1232 |  | 7089.8904 | 6966.7289 | 6892.7838 | 6855.4696 | 6969.5558 |  | 278.1232 | 278.1232 | 278.1232 | 205 | 19.0138 | 118.8566 | 0.012217 | 205
SOC-01 | 2043-05-01 | 5 | 2043 | 2043 | Spring | 205 | 221.5319 | 238.0639 | 255.0967 | 272.6586 |  | 7089.8904 | 6973.9581 | 6901.2283 | 6860.4928 | 6969.5558 |  | 272.6586 | 272.6586 | 272.6586 | 205 | 17.5619 | 118.8566 | 0.012217 | 205
SOC-01 | 2043-06-01 | 6 | 2043 | 2043 | Summer | 205 | 219.1907 | 233.3815 | 248.0022 | 262.9969 |  | 7114.2893 | 7008.7908 | 6926.0296 | 6865.0893 | 6979.0218 |  | 262.9969 | 262.9969 | 262.9969 | 205 | 14.9947 | 118.8566 | 0.012217 | 205
SOC-01 | 2043-07-01 | 7 | 2043 | 2043 | Summer | 205 | 219.0229 | 233.0458 | 247.4937 | 262.3043 |  | 7114.2893 | 7009.9013 | 6927.7313 | 6866.7416 | 6979.0218 |  | 262.3043 | 262.3043 | 262.3043 | 205 | 14.8107 | 118.8566 | 0.012217 | 205
SOC-01 | 2043-08-01 | 8 | 2043 | 2043 | Summer | 205 | 218.8551 | 232.7102 | 246.9851 | 261.6117 |  | 7114.2893 | 7011.015 | 6929.4456 | 6868.4305 | 6979.0218 |  | 261.6117 | 261.6117 | 261.6117 | 205 | 14.6266 | 118.8566 | 0.012217 | 205
SOC-01 | 2043-09-01 | 9 | 2043 | 2043 | Summer | 205 | 219.862 | 234.7241 | 250.0365 | 265.7673 |  | 7114.2893 | 7004.3798 | 6919.3509 | 6858.8539 | 6979.0218 |  | 265.7673 | 265.7673 | 265.7673 | 205 | 15.7308 | 118.8566 | 0.012217 | 205
SOC-01 | 2043-10-01 | 10 | 2044 | 2043 | Fall | 205 | 222.789 | 240.5779 | 258.9059 | 277.8461 |  | 7089.8904 | 6967.0889 | 6893.1925 | 6855.6822 | 6959.2645 |  | 277.8461 | 277.8461 | 277.8461 | 205 | 18.9402 | 118.8566 | 0.012217 | 205
SOC-01 | 2043-11-01 | 11 | 2044 | 2043 | Fall | 205 | 224.6518 | 244.3037 | 264.551 | 285.5339 |  | 7089.8904 | 6957.3485 | 6882.6056 | 6851.4906 | 6959.2645 |  | 285.5339 | 285.5339 | 285.5339 | 205 | 20.9829 | 118.8566 | 0.012217 | 205
SOC-01 | 2043-12-01 | 12 | 2044 | 2043 | Winter | 205 | 227.4143 | 249.8285 | 272.922 | 296.934 |  | 7071.708 | 6929.7763 | 6866.4521 | 6845.0884 | 6946.6682 |  | 296.934 | 296.934 | 296.934 | 205 | 24.012 | 118.8566 | 0.012217 | 205
SOC-01 | 2044-01-01 | 1 | 2044 | 2044 | Winter | 205 | 228.0856 | 251.1712 | 274.9563 | 299.7044 |  | 7071.708 | 6926.9739 | 6864.2466 | 6844.6547 | 6946.6682 |  | 299.7044 | 299.7044 | 299.7044 | 205 | 24.7481 | 118.8566 | 0.012217 | 205
SOC-01 | 2044-02-01 | 2 | 2044 | 2044 | Winter | 205 | 227.7499 | 250.4998 | 273.9392 | 298.3192 |  | 7071.708 | 6928.3666 | 6865.3316 | 6844.8451 | 6946.6682 |  | 298.3192 | 298.3192 | 298.3192 | 205 | 24.3801 | 118.8566 | 0.012217 | 205
SOC-01 | 2044-03-01 | 3 | 2044 | 2044 | Winter | 205 | 225.9038 | 246.8076 | 268.3449 | 290.7007 |  | 7071.708 | 6936.3356 | 6871.9518 | 6846.8468 | 6946.6682 |  | 290.7007 | 290.7007 | 290.7007 | 205 | 22.3558 | 118.8566 | 0.012217 | 205
SOC-01 | 2044-04-01 | 4 | 2044 | 2044 | Spring | 205 | 222.8561 | 240.7122 | 259.1093 | 278.1232 |  | 7089.8904 | 6966.7289 | 6892.7838 | 6855.4696 | 6969.5558 |  | 278.1232 | 278.1232 | 278.1232 | 205 | 19.0138 | 118.8566 | 0.012217 | 205
SOC-01 | 2044-05-01 | 5 | 2044 | 2044 | Spring | 205 | 221.5319 | 238.0639 | 255.0967 | 272.6586 |  | 7089.8904 | 6973.9581 | 6901.2283 | 6860.4928 | 6969.5558 |  | 272.6586 | 272.6586 | 272.6586 | 205 | 17.5619 | 118.8566 | 0.012217 | 205
SOC-01 | 2044-06-01 | 6 | 2044 | 2044 | Summer | 205 | 219.1907 | 233.3815 | 248.0022 | 262.9969 |  | 7114.2893 | 7008.7908 | 6926.0296 | 6865.0893 | 6979.0218 |  | 262.9969 | 262.9969 | 262.9969 | 205 | 14.9947 | 118.8566 | 0.012217 | 205
SOC-01 | 2044-07-01 | 7 | 2044 | 2044 | Summer | 205 | 219.0229 | 233.0458 | 247.4937 | 262.3043 |  | 7114.2893 | 7009.9013 | 6927.7313 | 6866.7416 | 6979.0218 |  | 262.3043 | 262.3043 | 262.3043 | 205 | 14.8107 | 118.8566 | 0.012217 | 205
SOC-01 | 2044-08-01 | 8 | 2044 | 2044 | Summer | 205 | 218.8551 | 232.7102 | 246.9851 | 261.6117 |  | 7114.2893 | 7011.015 | 6929.4456 | 6868.4305 | 6979.0218 |  | 261.6117 | 261.6117 | 261.6117 | 205 | 14.6266 | 118.8566 | 0.012217 | 205
SOC-01 | 2044-09-01 | 9 | 2044 | 2044 | Summer | 205 | 219.862 | 234.7241 | 250.0365 | 265.7673 |  | 7114.2893 | 7004.3798 | 6919.3509 | 6858.8539 | 6979.0218 |  | 265.7673 | 265.7673 | 265.7673 | 205 | 15.7308 | 118.8566 | 0.012217 | 205
SOC-01 | 2044-10-01 | 10 | 2045 | 2044 | Fall | 205 | 222.789 | 240.5779 | 258.9059 | 277.8461 |  | 7089.8904 | 6967.0889 | 6893.1925 | 6855.6822 | 6959.2645 |  | 277.8461 | 277.8461 | 277.8461 | 205 | 18.9402 | 118.8566 | 0.012217 | 205
SOC-01 | 2044-11-01 | 11 | 2045 | 2044 | Fall | 205 | 224.6518 | 244.3037 | 264.551 | 285.5339 |  | 7089.8904 | 6957.3485 | 6882.6056 | 6851.4906 | 6959.2645 |  | 285.5339 | 285.5339 | 285.5339 | 205 | 20.9829 | 118.8566 | 0.012217 | 205
SOC-01 | 2044-12-01 | 12 | 2045 | 2044 | Winter | 205 | 227.4143 | 249.8285 | 272.922 | 296.934 |  | 7071.708 | 6929.7763 | 6866.4521 | 6845.0884 | 6946.6682 |  | 296.934 | 296.934 | 296.934 | 205 | 24.012 | 118.8566 | 0.012217 | 205
SOC-01 | 2045-01-01 | 1 | 2045 | 2045 | Winter | 205 | 228.0856 | 251.1712 | 274.9563 | 299.7044 |  | 7071.708 | 6926.9739 | 6864.2466 | 6844.6547 | 6946.6682 |  | 299.7044 | 299.7044 | 299.7044 | 205 | 24.7481 | 118.8566 | 0.012217 | 205
SOC-01 | 2045-02-01 | 2 | 2045 | 2045 | Winter | 205 | 227.7499 | 250.4998 | 273.9392 | 298.3192 |  | 7071.708 | 6928.3666 | 6865.3316 | 6844.8451 | 6946.6682 |  | 298.3192 | 298.3192 | 298.3192 | 205 | 24.3801 | 118.8566 | 0.012217 | 205
SOC-01 | 2045-03-01 | 3 | 2045 | 2045 | Winter | 205 | 225.9038 | 246.8076 | 268.3449 | 290.7007 |  | 7071.708 | 6936.3356 | 6871.9518 | 6846.8468 | 6946.6682 |  | 290.7007 | 290.7007 | 290.7007 | 205 | 22.3558 | 118.8566 | 0.012217 | 205
SOC-01 | 2045-04-01 | 4 | 2045 | 2045 | Spring | 205 | 222.8561 | 240.7122 | 259.1093 | 278.1232 |  | 7089.8904 | 6966.7289 | 6892.7838 | 6855.4696 | 6969.5558 |  | 278.1232 | 278.1232 | 278.1232 | 205 | 19.0138 | 118.8566 | 0.012217 | 205
SOC-01 | 2045-05-01 | 5 | 2045 | 2045 | Spring | 205 | 221.5319 | 238.0639 | 255.0967 | 272.6586 |  | 7089.8904 | 6973.9581 | 6901.2283 | 6860.4928 | 6969.5558 |  | 272.6586 | 272.6586 | 272.6586 | 205 | 17.5619 | 118.8566 | 0.012217 | 205
SOC-01 | 2045-06-01 | 6 | 2045 | 2045 | Summer | 205 | 219.1907 | 233.3815 | 248.0022 | 262.9969 |  | 7114.2893 | 7008.7908 | 6926.0296 | 6865.0893 | 6979.0218 |  | 262.9969 | 262.9969 | 262.9969 | 205 | 14.9947 | 118.8566 | 0.012217 | 205
SOC-01 | 2045-07-01 | 7 | 2045 | 2045 | Summer | 205 | 219.0229 | 233.0458 | 247.4937 | 262.3043 |  | 7114.2893 | 7009.9013 | 6927.7313 | 6866.7416 | 6979.0218 |  | 262.3043 | 262.3043 | 262.3043 | 205 | 14.8107 | 118.8566 | 0.012217 | 205
SOC-01 | 2045-08-01 | 8 | 2045 | 2045 | Summer | 205 | 218.8551 | 232.7102 | 246.9851 | 261.6117 |  | 7114.2893 | 7011.015 | 6929.4456 | 6868.4305 | 6979.0218 |  | 261.6117 | 261.6117 | 261.6117 | 205 | 14.6266 | 118.8566 | 0.012217 | 205
SOC-01 | 2045-09-01 | 9 | 2045 | 2045 | Summer | 205 | 219.862 | 234.7241 | 250.0365 | 265.7673 |  | 7114.2893 | 7004.3798 | 6919.3509 | 6858.8539 | 6979.0218 |  | 265.7673 | 265.7673 | 265.7673 | 205 | 15.7308 | 118.8566 | 0.012217 | 205
SOC-01 | 2045-10-01 | 10 | 2046 | 2045 | Fall | 205 | 222.789 | 240.5779 | 258.9059 | 277.8461 |  | 7089.8904 | 6967.0889 | 6893.1925 | 6855.6822 | 6959.2645 |  | 277.8461 | 277.8461 | 277.8461 | 205 | 18.9402 | 118.8566 | 0.012217 | 205
SOC-01 | 2045-11-01 | 11 | 2046 | 2045 | Fall | 205 | 224.6518 | 244.3037 | 264.551 | 285.5339 |  | 7089.8904 | 6957.3485 | 6882.6056 | 6851.4906 | 6959.2645 |  | 285.5339 | 285.5339 | 285.5339 | 205 | 20.9829 | 118.8566 | 0.012217 | 205
SOC-01 | 2045-12-01 | 12 | 2046 | 2045 | Winter | 205 | 227.4143 | 249.8285 | 272.922 | 296.934 |  | 7071.708 | 6929.7763 | 6866.4521 | 6845.0884 | 6946.6682 |  | 296.934 | 296.934 | 296.934 | 205 | 24.012 | 118.8566 | 0.012217 | 205
SOC-01 | 2046-01-01 | 1 | 2046 | 2046 | Winter | 205 | 228.0856 | 251.1712 | 274.9563 | 299.7044 |  | 7071.708 | 6926.9739 | 6864.2466 | 6844.6547 | 6946.6682 |  | 299.7044 | 299.7044 | 299.7044 | 205 | 24.7481 | 118.8566 | 0.012217 | 205
SOC-01 | 2046-02-01 | 2 | 2046 | 2046 | Winter | 205 | 227.7499 | 250.4998 | 273.9392 | 298.3192 |  | 7071.708 | 6928.3666 | 6865.3316 | 6844.8451 | 6946.6682 |  | 298.3192 | 298.3192 | 298.3192 | 205 | 24.3801 | 118.8566 | 0.012217 | 205
SOC-01 | 2046-03-01 | 3 | 2046 | 2046 | Winter | 205 | 225.9038 | 246.8076 | 268.3449 | 290.7007 |  | 7071.708 | 6936.3356 | 6871.9518 | 6846.8468 | 6946.6682 |  | 290.7007 | 290.7007 | 290.7007 | 205 | 22.3558 | 118.8566 | 0.012217 | 205
SOC-01 | 2046-04-01 | 4 | 2046 | 2046 | Spring | 205 | 222.8561 | 240.7122 | 259.1093 | 278.1232 |  | 7089.8904 | 6966.7289 | 6892.7838 | 6855.4696 | 6969.5558 |  | 278.1232 | 278.1232 | 278.1232 | 205 | 19.0138 | 118.8566 | 0.012217 | 205
SOC-01 | 2046-05-01 | 5 | 2046 | 2046 | Spring | 205 | 221.5319 | 238.0639 | 255.0967 | 272.6586 |  | 7089.8904 | 6973.9581 | 6901.2283 | 6860.4928 | 6969.5558 |  | 272.6586 | 272.6586 | 272.6586 | 205 | 17.5619 | 118.8566 | 0.012217 | 205
SOC-01 | 2046-06-01 | 6 | 2046 | 2046 | Summer | 205 | 219.1907 | 233.3815 | 248.0022 | 262.9969 |  | 7114.2893 | 7008.7908 | 6926.0296 | 6865.0893 | 6979.0218 |  | 262.9969 | 262.9969 | 262.9969 | 205 | 14.9947 | 118.8566 | 0.012217 | 205
SOC-01 | 2046-07-01 | 7 | 2046 | 2046 | Summer | 205 | 219.0229 | 233.0458 | 247.4937 | 262.3043 |  | 7114.2893 | 7009.9013 | 6927.7313 | 6866.7416 | 6979.0218 |  | 262.3043 | 262.3043 | 262.3043 | 205 | 14.8107 | 118.8566 | 0.012217 | 205
SOC-01 | 2046-08-01 | 8 | 2046 | 2046 | Summer | 205 | 218.8551 | 232.7102 | 246.9851 | 261.6117 |  | 7114.2893 | 7011.015 | 6929.4456 | 6868.4305 | 6979.0218 |  | 261.6117 | 261.6117 | 261.6117 | 205 | 14.6266 | 118.8566 | 0.012217 | 205
SOC-01 | 2046-09-01 | 9 | 2046 | 2046 | Summer | 205 | 219.862 | 234.7241 | 250.0365 | 265.7673 |  | 7114.2893 | 7004.3798 | 6919.3509 | 6858.8539 | 6979.0218 |  | 265.7673 | 265.7673 | 265.7673 | 205 | 15.7308 | 118.8566 | 0.012217 | 205
SOC-02 | 2016-10-01 | 10 | 2017 | 2016 | Fall | 205 | 214.5824 | 224.1647 | 234.0375 | 259.4337 |  | 7316.7069 | 7254.2557 | 7203.301 | 7159.685 | 7365 |  | 259.4337 | 259.4337 | 259.4337 | 205 | 25.3962 | 118.8566 | 0.012217 | 205
SOC-02 | 2016-11-01 | 11 | 2017 | 2016 | Fall | 205 | 215.7779 | 226.5557 | 237.6602 | 266.5557 |  | 7316.7069 | 7247.3851 | 7191.9066 | 7146.3012 | 7365 |  | 266.5557 | 266.5557 | 266.5557 | 205 | 28.8955 | 118.8566 | 0.012217 | 205
SOC-02 | 2016-12-01 | 12 | 2017 | 2016 | Winter | 205 | 217.5507 | 230.1013 | 243.0323 | 277.1169 |  | 7309.8101 | 7220.6922 | 7180.8118 | 7160.9842 | 7326 |  | 277.1169 | 277.1169 | 277.1169 | 205 | 34.0846 | 118.8566 | 0.012217 | 205
SOC-02 | 2017-01-01 | 1 | 2017 | 2017 | Winter | 205 | 217.9815 | 230.9629 | 244.3378 | 279.6834 |  | 7309.8101 | 7218.7448 | 7178.9983 | 7159.8344 | 7326 |  | 279.6834 | 279.6834 | 279.6834 | 205 | 35.3456 | 118.8566 | 0.012217 | 205
SOC-02 | 2017-02-01 | 2 | 2017 | 2017 | Winter | 205 | 217.7661 | 230.5321 | 243.685 | 278.4001 |  | 7309.8101 | 7219.7117 | 7179.8946 | 7160.3872 | 7326 |  | 278.4001 | 278.4001 | 278.4001 | 205 | 34.7151 | 118.8566 | 0.012217 | 205
SOC-02 | 2017-03-01 | 3 | 2017 | 2017 | Winter | 205 | 216.5813 | 228.1627 | 240.0949 | 271.3422 |  | 7309.8101 | 7225.2792 | 7185.2154 | 7164.178 | 7326 |  | 271.3422 | 271.3422 | 271.3422 | 205 | 31.2473 | 118.8566 | 0.012217 | 205
SOC-02 | 2017-04-01 | 4 | 2017 | 2017 | Spring | 205 | 214.6255 | 224.2509 | 234.168 | 259.6903 |  | 7316.7069 | 7254.0052 | 7202.8817 | 7159.1744 | 7365 |  | 259.6903 | 259.6903 | 259.6903 | 205 | 25.5223 | 118.8566 | 0.012217 | 205
SOC-02 | 2017-05-01 | 5 | 2017 | 2017 | Spring | 205 | 213.7757 | 222.5514 | 231.593 | 254.6279 |  | 7316.7069 | 7258.9884 | 7211.2724 | 7169.5968 | 7365 |  | 254.6279 | 254.6279 | 254.6279 | 205 | 23.0349 | 118.8566 | 0.012217 | 205
SOC-02 | 2017-06-01 | 6 | 2017 | 2017 | Summer | 205 | 212.2732 | 219.5465 | 227.0401 | 245.6772 |  | 7340.4342 | 7262.0005 | 7215.7981 | 7204.6179 | 7419 |  | 245.6772 | 245.6772 | 245.6772 | 205 | 18.6372 | 118.8566 | 0.012217 | 205
SOC-02 | 2017-07-01 | 7 | 2017 | 2017 | Summer | 205 | 212.1655 | 219.3311 | 226.7137 | 245.0356 |  | 7340.4342 | 7262.9088 | 7216.7275 | 7204.0862 | 7419 |  | 245.0356 | 245.0356 | 245.0356 | 205 | 18.3219 | 118.8566 | 0.012217 | 205
SOC-02 | 2017-08-01 | 8 | 2017 | 2017 | Summer | 205 | 212.0578 | 219.1157 | 226.3874 | 244.394 |  | 7340.4342 | 7263.8238 | 7217.6855 | 7203.6638 | 7419 |  | 244.394 | 244.394 | 244.394 | 205 | 18.0066 | 118.8566 | 0.012217 | 205
SOC-02 | 2017-09-01 | 9 | 2017 | 2017 | Summer | 205 | 212.704 | 220.4081 | 228.3456 | 248.2438 |  | 7340.4342 | 7258.4343 | 7212.3739 | 7207.8977 | 7419 |  | 248.2438 | 248.2438 | 248.2438 | 205 | 19.8982 | 118.8566 | 0.012217 | 205
SOC-02 | 2017-10-01 | 10 | 2018 | 2017 | Fall | 205 | 214.5824 | 224.1647 | 234.0375 | 259.4337 |  | 7316.7069 | 7254.2557 | 7203.301 | 7159.685 | 7365 |  | 259.4337 | 259.4337 | 259.4337 | 205 | 25.3962 | 118.8566 | 0.012217 | 205
SOC-02 | 2017-11-01 | 11 | 2018 | 2017 | Fall | 205 | 215.7779 | 226.5557 | 237.6602 | 266.5557 |  | 7316.7069 | 7247.3851 | 7191.9066 | 7146.3012 | 7365 |  | 266.5557 | 266.5557 | 266.5557 | 205 | 28.8955 | 118.8566 | 0.012217 | 205
SOC-02 | 2017-12-01 | 12 | 2018 | 2017 | Winter | 205 | 217.5507 | 230.1013 | 243.0323 | 277.1169 |  | 7309.8101 | 7220.6922 | 7180.8118 | 7160.9842 | 7326 |  | 277.1169 | 277.1169 | 277.1169 | 205 | 34.0846 | 118.8566 | 0.012217 | 205
SOC-02 | 2018-01-01 | 1 | 2018 | 2018 | Winter | 205 | 228.0856 | 251.1712 | 274.9563 | 299.7044 |  | 7071.708 | 6926.9739 | 6864.2466 | 6844.6547 | 6946.6682 |  | 299.7044 | 299.7044 | 299.7044 | 205 | 24.7481 | 118.8566 | 0.012217 | 205
SOC-02 | 2018-02-01 | 2 | 2018 | 2018 | Winter | 205 | 227.7499 | 250.4998 | 273.9392 | 298.3192 |  | 7071.708 | 6928.3666 | 6865.3316 | 6844.8451 | 6946.6682 |  | 298.3192 | 298.3192 | 298.3192 | 205 | 24.3801 | 118.8566 | 0.012217 | 205
SOC-02 | 2018-03-01 | 3 | 2018 | 2018 | Winter | 205 | 225.9038 | 246.8076 | 268.3449 | 290.7007 |  | 7071.708 | 6936.3356 | 6871.9518 | 6846.8468 | 6946.6682 |  | 290.7007 | 290.7007 | 290.7007 | 205 | 22.3558 | 118.8566 | 0.012217 | 205
SOC-02 | 2018-04-01 | 4 | 2018 | 2018 | Spring | 205 | 222.8561 | 240.7122 | 259.1093 | 278.1232 |  | 7089.8904 | 6966.7289 | 6892.7838 | 6855.4696 | 6969.5558 |  | 278.1232 | 278.1232 | 278.1232 | 205 | 19.0138 | 118.8566 | 0.012217 | 205
SOC-02 | 2018-05-01 | 5 | 2018 | 2018 | Spring | 205 | 221.5319 | 238.0639 | 255.0967 | 272.6586 |  | 7089.8904 | 6973.9581 | 6901.2283 | 6860.4928 | 6969.5558 |  | 272.6586 | 272.6586 | 272.6586 | 205 | 17.5619 | 118.8566 | 0.012217 | 205
SOC-02 | 2018-06-01 | 6 | 2018 | 2018 | Summer | 205 | 219.1907 | 233.3815 | 248.0022 | 262.9969 |  | 7114.2893 | 7008.7908 | 6926.0296 | 6865.0893 | 6979.0218 |  | 262.9969 | 262.9969 | 262.9969 | 205 | 14.9947 | 118.8566 | 0.012217 | 205
SOC-02 | 2018-07-01 | 7 | 2018 | 2018 | Summer | 205 | 219.0229 | 233.0458 | 247.4937 | 262.3043 |  | 7114.2893 | 7009.9013 | 6927.7313 | 6866.7416 | 6979.0218 |  | 262.3043 | 262.3043 | 262.3043 | 205 | 14.8107 | 118.8566 | 0.012217 | 205
SOC-02 | 2018-08-01 | 8 | 2018 | 2018 | Summer | 205 | 218.8551 | 232.7102 | 246.9851 | 261.6117 |  | 7114.2893 | 7011.015 | 6929.4456 | 6868.4305 | 6979.0218 |  | 261.6117 | 261.6117 | 261.6117 | 205 | 14.6266 | 118.8566 | 0.012217 | 205
SOC-02 | 2018-09-01 | 9 | 2018 | 2018 | Summer | 205 | 219.862 | 234.7241 | 250.0365 | 265.7673 |  | 7114.2893 | 7004.3798 | 6919.3509 | 6858.8539 | 6979.0218 |  | 265.7673 | 265.7673 | 265.7673 | 205 | 15.7308 | 118.8566 | 0.012217 | 205
SOC-02 | 2018-10-01 | 10 | 2019 | 2018 | Fall | 205 | 222.789 | 240.5779 | 258.9059 | 277.8461 |  | 7089.8904 | 6967.0889 | 6893.1925 | 6855.6822 | 6959.2645 |  | 277.8461 | 277.8461 | 277.8461 | 205 | 18.9402 | 118.8566 | 0.012217 | 205
SOC-02 | 2018-11-01 | 11 | 2019 | 2018 | Fall | 205 | 224.6518 | 244.3037 | 264.551 | 285.5339 |  | 7089.8904 | 6957.3485 | 6882.6056 | 6851.4906 | 6959.2645 |  | 285.5339 | 285.5339 | 285.5339 | 205 | 20.9829 | 118.8566 | 0.012217 | 205
SOC-02 | 2018-12-01 | 12 | 2019 | 2018 | Winter | 205 | 227.4143 | 249.8285 | 272.922 | 296.934 |  | 7071.708 | 6929.7763 | 6866.4521 | 6845.0884 | 6946.6682 |  | 296.934 | 296.934 | 296.934 | 205 | 24.012 | 118.8566 | 0.012217 | 205
SOC-02 | 2019-01-01 | 1 | 2019 | 2019 | Winter | 205 | 228.0856 | 251.1712 | 274.9563 | 299.7044 |  | 7071.708 | 6926.9739 | 6864.2466 | 6844.6547 | 6946.6682 |  | 299.7044 | 299.7044 | 299.7044 | 205 | 24.7481 | 118.8566 | 0.012217 | 205
SOC-02 | 2019-02-01 | 2 | 2019 | 2019 | Winter | 205 | 227.7499 | 250.4998 | 273.9392 | 298.3192 |  | 7071.708 | 6928.3666 | 6865.3316 | 6844.8451 | 6946.6682 |  | 298.3192 | 298.3192 | 298.3192 | 205 | 24.3801 | 118.8566 | 0.012217 | 205
SOC-02 | 2019-03-01 | 3 | 2019 | 2019 | Winter | 205 | 225.9038 | 246.8076 | 268.3449 | 290.7007 |  | 7071.708 | 6936.3356 | 6871.9518 | 6846.8468 | 6946.6682 |  | 290.7007 | 290.7007 | 290.7007 | 205 | 22.3558 | 118.8566 | 0.012217 | 205
SOC-02 | 2019-04-01 | 4 | 2019 | 2019 | Spring | 205 | 222.8561 | 240.7122 | 259.1093 | 278.1232 |  | 7089.8904 | 6966.7289 | 6892.7838 | 6855.4696 | 6969.5558 |  | 278.1232 | 278.1232 | 278.1232 | 205 | 19.0138 | 118.8566 | 0.012217 | 205
SOC-02 | 2019-05-01 | 5 | 2019 | 2019 | Spring | 205 | 221.5319 | 238.0639 | 255.0967 | 272.6586 |  | 7089.8904 | 6973.9581 | 6901.2283 | 6860.4928 | 6969.5558 |  | 272.6586 | 272.6586 | 272.6586 | 205 | 17.5619 | 118.8566 | 0.012217 | 205
SOC-02 | 2019-06-01 | 6 | 2019 | 2019 | Summer | 205 | 219.1907 | 233.3815 | 248.0022 | 262.9969 |  | 7114.2893 | 7008.7908 | 6926.0296 | 6865.0893 | 6979.0218 |  | 262.9969 | 262.9969 | 262.9969 | 205 | 14.9947 | 118.8566 | 0.012217 | 205
SOC-02 | 2019-07-01 | 7 | 2019 | 2019 | Summer | 205 | 219.0229 | 233.0458 | 247.4937 | 262.3043 |  | 7114.2893 | 7009.9013 | 6927.7313 | 6866.7416 | 6979.0218 |  | 262.3043 | 262.3043 | 262.3043 | 205 | 14.8107 | 118.8566 | 0.012217 | 205
SOC-02 | 2019-08-01 | 8 | 2019 | 2019 | Summer | 205 | 218.8551 | 232.7102 | 246.9851 | 261.6117 |  | 7114.2893 | 7011.015 | 6929.4456 | 6868.4305 | 6979.0218 |  | 261.6117 | 261.6117 | 261.6117 | 205 | 14.6266 | 118.8566 | 0.012217 | 205
SOC-02 | 2019-09-01 | 9 | 2019 | 2019 | Summer | 205 | 219.862 | 234.7241 | 250.0365 | 265.7673 |  | 7114.2893 | 7004.3798 | 6919.3509 | 6858.8539 | 6979.0218 |  | 265.7673 | 265.7673 | 265.7673 | 205 | 15.7308 | 118.8566 | 0.012217 | 205
SOC-02 | 2019-10-01 | 10 | 2020 | 2019 | Fall | 205 | 222.789 | 240.5779 | 258.9059 | 277.8461 |  | 7089.8904 | 6967.0889 | 6893.1925 | 6855.6822 | 6959.2645 |  | 277.8461 | 277.8461 | 277.8461 | 205 | 18.9402 | 118.8566 | 0.012217 | 205
SOC-02 | 2019-11-01 | 11 | 2020 | 2019 | Fall | 205 | 224.6518 | 244.3037 | 264.551 | 285.5339 |  | 7089.8904 | 6957.3485 | 6882.6056 | 6851.4906 | 6959.2645 |  | 285.5339 | 285.5339 | 285.5339 | 205 | 20.9829 | 118.8566 | 0.012217 | 205
SOC-02 | 2019-12-01 | 12 | 2020 | 2019 | Winter | 205 | 227.4143 | 249.8285 | 272.922 | 296.934 |  | 7071.708 | 6929.7763 | 6866.4521 | 6845.0884 | 6946.6682 |  | 296.934 | 296.934 | 296.934 | 205 | 24.012 | 118.8566 | 0.012217 | 205
SOC-02 | 2020-01-01 | 1 | 2020 | 2020 | Winter | 205 | 228.0856 | 251.1712 | 274.9563 | 299.7044 |  | 7071.708 | 6926.9739 | 6864.2466 | 6844.6547 | 6946.6682 |  | 299.7044 | 299.7044 | 299.7044 | 205 | 24.7481 | 118.8566 | 0.012217 | 205
SOC-02 | 2020-02-01 | 2 | 2020 | 2020 | Winter | 205 | 227.7499 | 250.4998 | 273.9392 | 298.3192 |  | 7071.708 | 6928.3666 | 6865.3316 | 6844.8451 | 6946.6682 |  | 298.3192 | 298.3192 | 298.3192 | 205 | 24.3801 | 118.8566 | 0.012217 | 205
SOC-02 | 2020-03-01 | 3 | 2020 | 2020 | Winter | 205 | 225.9038 | 246.8076 | 268.3449 | 290.7007 |  | 7071.708 | 6936.3356 | 6871.9518 | 6846.8468 | 6946.6682 |  | 290.7007 | 290.7007 | 290.7007 | 205 | 22.3558 | 118.8566 | 0.012217 | 205
SOC-02 | 2020-04-01 | 4 | 2020 | 2020 | Spring | 205 | 222.8561 | 240.7122 | 259.1093 | 278.1232 |  | 7089.8904 | 6966.7289 | 6892.7838 | 6855.4696 | 6969.5558 |  | 278.1232 | 278.1232 | 278.1232 | 205 | 19.0138 | 118.8566 | 0.012217 | 205
SOC-02 | 2020-05-01 | 5 | 2020 | 2020 | Spring | 205 | 221.5319 | 238.0639 | 255.0967 | 272.6586 |  | 7089.8904 | 6973.9581 | 6901.2283 | 6860.4928 | 6969.5558 |  | 272.6586 | 272.6586 | 272.6586 | 205 | 17.5619 | 118.8566 | 0.012217 | 205
SOC-02 | 2020-06-01 | 6 | 2020 | 2020 | Summer | 205 | 219.1907 | 233.3815 | 248.0022 | 262.9969 |  | 7114.2893 | 7008.7908 | 6926.0296 | 6865.0893 | 6979.0218 |  | 262.9969 | 262.9969 | 262.9969 | 205 | 14.9947 | 118.8566 | 0.012217 | 205
SOC-02 | 2020-07-01 | 7 | 2020 | 2020 | Summer | 205 | 219.0229 | 233.0458 | 247.4937 | 262.3043 |  | 7114.2893 | 7009.9013 | 6927.7313 | 6866.7416 | 6979.0218 |  | 262.3043 | 262.3043 | 262.3043 | 205 | 14.8107 | 118.8566 | 0.012217 | 205
SOC-02 | 2020-08-01 | 8 | 2020 | 2020 | Summer | 205 | 218.8551 | 232.7102 | 246.9851 | 261.6117 |  | 7114.2893 | 7011.015 | 6929.4456 | 6868.4305 | 6979.0218 |  | 261.6117 | 261.6117 | 261.6117 | 205 | 14.6266 | 118.8566 | 0.012217 | 205
SOC-02 | 2020-09-01 | 9 | 2020 | 2020 | Summer | 205 | 219.862 | 234.7241 | 250.0365 | 265.7673 |  | 7114.2893 | 7004.3798 | 6919.3509 | 6858.8539 | 6979.0218 |  | 265.7673 | 265.7673 | 265.7673 | 205 | 15.7308 | 118.8566 | 0.012217 | 205
SOC-02 | 2020-10-01 | 10 | 2021 | 2020 | Fall | 205 | 222.789 | 240.5779 | 258.9059 | 277.8461 |  | 7089.8904 | 6967.0889 | 6893.1925 | 6855.6822 | 6959.2645 |  | 277.8461 | 277.8461 | 277.8461 | 205 | 18.9402 | 118.8566 | 0.012217 | 205
SOC-02 | 2020-11-01 | 11 | 2021 | 2020 | Fall | 205 | 224.6518 | 244.3037 | 264.551 | 285.5339 |  | 7089.8904 | 6957.3485 | 6882.6056 | 6851.4906 | 6959.2645 |  | 285.5339 | 285.5339 | 285.5339 | 205 | 20.9829 | 118.8566 | 0.012217 | 205
SOC-02 | 2020-12-01 | 12 | 2021 | 2020 | Winter | 205 | 227.4143 | 249.8285 | 272.922 | 296.934 |  | 7071.708 | 6929.7763 | 6866.4521 | 6845.0884 | 6946.6682 |  | 296.934 | 296.934 | 296.934 | 205 | 24.012 | 118.8566 | 0.012217 | 205
SOC-02 | 2021-01-01 | 1 | 2021 | 2021 | Winter | 205 | 228.0856 | 251.1712 | 274.9563 | 299.7044 |  | 7071.708 | 6926.9739 | 6864.2466 | 6844.6547 | 6946.6682 |  | 299.7044 | 299.7044 | 299.7044 | 205 | 24.7481 | 118.8566 | 0.012217 | 205
SOC-02 | 2021-02-01 | 2 | 2021 | 2021 | Winter | 205 | 227.7499 | 250.4998 | 273.9392 | 298.3192 |  | 7071.708 | 6928.3666 | 6865.3316 | 6844.8451 | 6946.6682 |  | 298.3192 | 298.3192 | 298.3192 | 205 | 24.3801 | 118.8566 | 0.012217 | 205
SOC-02 | 2021-03-01 | 3 | 2021 | 2021 | Winter | 205 | 225.9038 | 246.8076 | 268.3449 | 290.7007 |  | 7071.708 | 6936.3356 | 6871.9518 | 6846.8468 | 6946.6682 |  | 290.7007 | 290.7007 | 290.7007 | 205 | 22.3558 | 118.8566 | 0.012217 | 205
SOC-02 | 2021-04-01 | 4 | 2021 | 2021 | Spring | 205 | 222.8561 | 240.7122 | 259.1093 | 278.1232 |  | 7089.8904 | 6966.7289 | 6892.7838 | 6855.4696 | 6969.5558 |  | 278.1232 | 278.1232 | 278.1232 | 205 | 19.0138 | 118.8566 | 0.012217 | 205
SOC-02 | 2021-05-01 | 5 | 2021 | 2021 | Spring | 205 | 221.5319 | 238.0639 | 255.0967 | 272.6586 |  | 7089.8904 | 6973.9581 | 6901.2283 | 6860.4928 | 6969.5558 |  | 272.6586 | 272.6586 | 272.6586 | 205 | 17.5619 | 118.8566 | 0.012217 | 205
SOC-02 | 2021-06-01 | 6 | 2021 | 2021 | Summer | 205 | 219.1907 | 233.3815 | 248.0022 | 262.9969 |  | 7114.2893 | 7008.7908 | 6926.0296 | 6865.0893 | 6979.0218 |  | 262.9969 | 262.9969 | 262.9969 | 205 | 14.9947 | 118.8566 | 0.012217 | 205
SOC-02 | 2021-07-01 | 7 | 2021 | 2021 | Summer | 205 | 219.0229 | 233.0458 | 247.4937 | 262.3043 |  | 7114.2893 | 7009.9013 | 6927.7313 | 6866.7416 | 6979.0218 |  | 262.3043 | 262.3043 | 262.3043 | 205 | 14.8107 | 118.8566 | 0.012217 | 205
SOC-02 | 2021-08-01 | 8 | 2021 | 2021 | Summer | 205 | 218.8551 | 232.7102 | 246.9851 | 261.6117 |  | 7114.2893 | 7011.015 | 6929.4456 | 6868.4305 | 6979.0218 |  | 261.6117 | 261.6117 | 261.6117 | 205 | 14.6266 | 118.8566 | 0.012217 | 205
SOC-02 | 2021-09-01 | 9 | 2021 | 2021 | Summer | 205 | 219.862 | 234.7241 | 250.0365 | 265.7673 |  | 7114.2893 | 7004.3798 | 6919.3509 | 6858.8539 | 6979.0218 |  | 265.7673 | 265.7673 | 265.7673 | 205 | 15.7308 | 118.8566 | 0.012217 | 205
SOC-02 | 2021-10-01 | 10 | 2022 | 2021 | Fall | 205 | 222.789 | 240.5779 | 258.9059 | 277.8461 |  | 7089.8904 | 6967.0889 | 6893.1925 | 6855.6822 | 6959.2645 |  | 277.8461 | 277.8461 | 277.8461 | 205 | 18.9402 | 118.8566 | 0.012217 | 205
SOC-02 | 2021-11-01 | 11 | 2022 | 2021 | Fall | 205 | 224.6518 | 244.3037 | 264.551 | 285.5339 |  | 7089.8904 | 6957.3485 | 6882.6056 | 6851.4906 | 6959.2645 |  | 285.5339 | 285.5339 | 285.5339 | 205 | 20.9829 | 118.8566 | 0.012217 | 205
SOC-02 | 2021-12-01 | 12 | 2022 | 2021 | Winter | 205 | 227.4143 | 249.8285 | 272.922 | 296.934 |  | 7071.708 | 6929.7763 | 6866.4521 | 6845.0884 | 6946.6682 |  | 296.934 | 296.934 | 296.934 | 205 | 24.012 | 118.8566 | 0.012217 | 205
SOC-02 | 2022-01-01 | 1 | 2022 | 2022 | Winter | 205 | 228.0856 | 251.1712 | 274.9563 | 299.7044 |  | 7071.708 | 6926.9739 | 6864.2466 | 6844.6547 | 6946.6682 |  | 299.7044 | 299.7044 | 299.7044 | 205 | 24.7481 | 118.8566 | 0.012217 | 205
SOC-02 | 2022-02-01 | 2 | 2022 | 2022 | Winter | 205 | 227.7499 | 250.4998 | 273.9392 | 298.3192 |  | 7071.708 | 6928.3666 | 6865.3316 | 6844.8451 | 6946.6682 |  | 298.3192 | 298.3192 | 298.3192 | 205 | 24.3801 | 118.8566 | 0.012217 | 205
SOC-02 | 2022-03-01 | 3 | 2022 | 2022 | Winter | 205 | 225.9038 | 246.8076 | 268.3449 | 290.7007 |  | 7071.708 | 6936.3356 | 6871.9518 | 6846.8468 | 6946.6682 |  | 290.7007 | 290.7007 | 290.7007 | 205 | 22.3558 | 118.8566 | 0.012217 | 205
SOC-02 | 2022-04-01 | 4 | 2022 | 2022 | Spring | 205 | 222.8561 | 240.7122 | 259.1093 | 278.1232 |  | 7089.8904 | 6966.7289 | 6892.7838 | 6855.4696 | 6969.5558 |  | 278.1232 | 278.1232 | 278.1232 | 205 | 19.0138 | 118.8566 | 0.012217 | 205
SOC-02 | 2022-05-01 | 5 | 2022 | 2022 | Spring | 205 | 221.5319 | 238.0639 | 255.0967 | 272.6586 |  | 7089.8904 | 6973.9581 | 6901.2283 | 6860.4928 | 6969.5558 |  | 272.6586 | 272.6586 | 272.6586 | 205 | 17.5619 | 118.8566 | 0.012217 | 205
SOC-02 | 2022-06-01 | 6 | 2022 | 2022 | Summer | 205 | 219.1907 | 233.3815 | 248.0022 | 262.9969 |  | 7114.2893 | 7008.7908 | 6926.0296 | 6865.0893 | 6979.0218 |  | 262.9969 | 262.9969 | 262.9969 | 205 | 14.9947 | 118.8566 | 0.012217 | 205
SOC-02 | 2022-07-01 | 7 | 2022 | 2022 | Summer | 205 | 219.0229 | 233.0458 | 247.4937 | 262.3043 |  | 7114.2893 | 7009.9013 | 6927.7313 | 6866.7416 | 6979.0218 |  | 262.3043 | 262.3043 | 262.3043 | 205 | 14.8107 | 118.8566 | 0.012217 | 205
SOC-02 | 2022-08-01 | 8 | 2022 | 2022 | Summer | 205 | 218.8551 | 232.7102 | 246.9851 | 261.6117 |  | 7114.2893 | 7011.015 | 6929.4456 | 6868.4305 | 6979.0218 |  | 261.6117 | 261.6117 | 261.6117 | 205 | 14.6266 | 118.8566 | 0.012217 | 205
SOC-02 | 2022-09-01 | 9 | 2022 | 2022 | Summer | 205 | 219.862 | 234.7241 | 250.0365 | 265.7673 |  | 7114.2893 | 7004.3798 | 6919.3509 | 6858.8539 | 6979.0218 |  | 265.7673 | 265.7673 | 265.7673 | 205 | 15.7308 | 118.8566 | 0.012217 | 205
SOC-02 | 2022-10-01 | 10 | 2023 | 2022 | Fall | 205 | 222.789 | 240.5779 | 258.9059 | 277.8461 |  | 7089.8904 | 6967.0889 | 6893.1925 | 6855.6822 | 6959.2645 |  | 277.8461 | 277.8461 | 277.8461 | 205 | 18.9402 | 118.8566 | 0.012217 | 205
SOC-02 | 2022-11-01 | 11 | 2023 | 2022 | Fall | 205 | 224.6518 | 244.3037 | 264.551 | 285.5339 |  | 7089.8904 | 6957.3485 | 6882.6056 | 6851.4906 | 6959.2645 |  | 285.5339 | 285.5339 | 285.5339 | 205 | 20.9829 | 118.8566 | 0.012217 | 205
SOC-02 | 2022-12-01 | 12 | 2023 | 2022 | Winter | 205 | 227.4143 | 249.8285 | 272.922 | 296.934 |  | 7071.708 | 6929.7763 | 6866.4521 | 6845.0884 | 6946.6682 |  | 296.934 | 296.934 | 296.934 | 205 | 24.012 | 118.8566 | 0.012217 | 205
SOC-02 | 2023-01-01 | 1 | 2023 | 2023 | Winter | 205 | 228.0856 | 251.1712 | 274.9563 | 299.7044 |  | 7071.708 | 6926.9739 | 6864.2466 | 6844.6547 | 6946.6682 |  | 299.7044 | 299.7044 | 299.7044 | 205 | 24.7481 | 118.8566 | 0.012217 | 205
SOC-02 | 2023-02-01 | 2 | 2023 | 2023 | Winter | 205 | 227.7499 | 250.4998 | 273.9392 | 298.3192 |  | 7071.708 | 6928.3666 | 6865.3316 | 6844.8451 | 6946.6682 |  | 298.3192 | 298.3192 | 298.3192 | 205 | 24.3801 | 118.8566 | 0.012217 | 205
SOC-02 | 2023-03-01 | 3 | 2023 | 2023 | Winter | 205 | 225.9038 | 246.8076 | 268.3449 | 290.7007 |  | 7071.708 | 6936.3356 | 6871.9518 | 6846.8468 | 6946.6682 |  | 290.7007 | 290.7007 | 290.7007 | 205 | 22.3558 | 118.8566 | 0.012217 | 205
SOC-02 | 2023-04-01 | 4 | 2023 | 2023 | Spring | 205 | 222.8561 | 240.7122 | 259.1093 | 278.1232 |  | 7089.8904 | 6966.7289 | 6892.7838 | 6855.4696 | 6969.5558 |  | 278.1232 | 278.1232 | 278.1232 | 205 | 19.0138 | 118.8566 | 0.012217 | 205
SOC-02 | 2023-05-01 | 5 | 2023 | 2023 | Spring | 205 | 221.5319 | 238.0639 | 255.0967 | 272.6586 |  | 7089.8904 | 6973.9581 | 6901.2283 | 6860.4928 | 6969.5558 |  | 272.6586 | 272.6586 | 272.6586 | 205 | 17.5619 | 118.8566 | 0.012217 | 205
SOC-02 | 2023-06-01 | 6 | 2023 | 2023 | Summer | 205 | 219.1907 | 233.3815 | 248.0022 | 262.9969 |  | 7114.2893 | 7008.7908 | 6926.0296 | 6865.0893 | 6979.0218 |  | 262.9969 | 262.9969 | 262.9969 | 205 | 14.9947 | 118.8566 | 0.012217 | 205
SOC-02 | 2023-07-01 | 7 | 2023 | 2023 | Summer | 205 | 219.0229 | 233.0458 | 247.4937 | 262.3043 |  | 7114.2893 | 7009.9013 | 6927.7313 | 6866.7416 | 6979.0218 |  | 262.3043 | 262.3043 | 262.3043 | 205 | 14.8107 | 118.8566 | 0.012217 | 205
SOC-02 | 2023-08-01 | 8 | 2023 | 2023 | Summer | 205 | 218.8551 | 232.7102 | 246.9851 | 261.6117 |  | 7114.2893 | 7011.015 | 6929.4456 | 6868.4305 | 6979.0218 |  | 261.6117 | 261.6117 | 261.6117 | 205 | 14.6266 | 118.8566 | 0.012217 | 205
SOC-02 | 2023-09-01 | 9 | 2023 | 2023 | Summer | 205 | 219.862 | 234.7241 | 250.0365 | 265.7673 |  | 7114.2893 | 7004.3798 | 6919.3509 | 6858.8539 | 6979.0218 |  | 265.7673 | 265.7673 | 265.7673 | 205 | 15.7308 | 118.8566 | 0.012217 | 205
SOC-02 | 2023-10-01 | 10 | 2024 | 2023 | Fall | 205 | 222.789 | 240.5779 | 258.9059 | 277.8461 |  | 7089.8904 | 6967.0889 | 6893.1925 | 6855.6822 | 6959.2645 |  | 277.8461 | 277.8461 | 277.8461 | 205 | 18.9402 | 118.8566 | 0.012217 | 205
SOC-02 | 2023-11-01 | 11 | 2024 | 2023 | Fall | 205 | 224.6518 | 244.3037 | 264.551 | 285.5339 |  | 7089.8904 | 6957.3485 | 6882.6056 | 6851.4906 | 6959.2645 |  | 285.5339 | 285.5339 | 285.5339 | 205 | 20.9829 | 118.8566 | 0.012217 | 205
SOC-02 | 2023-12-01 | 12 | 2024 | 2023 | Winter | 205 | 227.4143 | 249.8285 | 272.922 | 296.934 |  | 7071.708 | 6929.7763 | 6866.4521 | 6845.0884 | 6946.6682 |  | 296.934 | 296.934 | 296.934 | 205 | 24.012 | 118.8566 | 0.012217 | 205
SOC-02 | 2024-01-01 | 1 | 2024 | 2024 | Winter | 205 | 228.0856 | 251.1712 | 274.9563 | 299.7044 |  | 7071.708 | 6926.9739 | 6864.2466 | 6844.6547 | 6946.6682 |  | 299.7044 | 299.7044 | 299.7044 | 205 | 24.7481 | 118.8566 | 0.012217 | 205
SOC-02 | 2024-02-01 | 2 | 2024 | 2024 | Winter | 205 | 227.7499 | 250.4998 | 273.9392 | 298.3192 |  | 7071.708 | 6928.3666 | 6865.3316 | 6844.8451 | 6946.6682 |  | 298.3192 | 298.3192 | 298.3192 | 205 | 24.3801 | 118.8566 | 0.012217 | 205
SOC-02 | 2024-03-01 | 3 | 2024 | 2024 | Winter | 205 | 225.9038 | 246.8076 | 268.3449 | 290.7007 |  | 7071.708 | 6936.3356 | 6871.9518 | 6846.8468 | 6946.6682 |  | 290.7007 | 290.7007 | 290.7007 | 205 | 22.3558 | 118.8566 | 0.012217 | 205
SOC-02 | 2024-04-01 | 4 | 2024 | 2024 | Spring | 205 | 222.8561 | 240.7122 | 259.1093 | 278.1232 |  | 7089.8904 | 6966.7289 | 6892.7838 | 6855.4696 | 6969.5558 |  | 278.1232 | 278.1232 | 278.1232 | 205 | 19.0138 | 118.8566 | 0.012217 | 205
SOC-02 | 2024-05-01 | 5 | 2024 | 2024 | Spring | 205 | 221.5319 | 238.0639 | 255.0967 | 272.6586 |  | 7089.8904 | 6973.9581 | 6901.2283 | 6860.4928 | 6969.5558 |  | 272.6586 | 272.6586 | 272.6586 | 205 | 17.5619 | 118.8566 | 0.012217 | 205
SOC-02 | 2024-06-01 | 6 | 2024 | 2024 | Summer | 205 | 219.1907 | 233.3815 | 248.0022 | 262.9969 |  | 7114.2893 | 7008.7908 | 6926.0296 | 6865.0893 | 6979.0218 |  | 262.9969 | 262.9969 | 262.9969 | 205 | 14.9947 | 118.8566 | 0.012217 | 205
SOC-02 | 2024-07-01 | 7 | 2024 | 2024 | Summer | 205 | 219.0229 | 233.0458 | 247.4937 | 262.3043 |  | 7114.2893 | 7009.9013 | 6927.7313 | 6866.7416 | 6979.0218 |  | 262.3043 | 262.3043 | 262.3043 | 205 | 14.8107 | 118.8566 | 0.012217 | 205
SOC-02 | 2024-08-01 | 8 | 2024 | 2024 | Summer | 205 | 218.8551 | 232.7102 | 246.9851 | 261.6117 |  | 7114.2893 | 7011.015 | 6929.4456 | 6868.4305 | 6979.0218 |  | 261.6117 | 261.6117 | 261.6117 | 205 | 14.6266 | 118.8566 | 0.012217 | 205
SOC-02 | 2024-09-01 | 9 | 2024 | 2024 | Summer | 205 | 219.862 | 234.7241 | 250.0365 | 265.7673 |  | 7114.2893 | 7004.3798 | 6919.3509 | 6858.8539 | 6979.0218 |  | 265.7673 | 265.7673 | 265.7673 | 205 | 15.7308 | 118.8566 | 0.012217 | 205
SOC-02 | 2024-10-01 | 10 | 2025 | 2024 | Fall | 205 | 222.789 | 240.5779 | 258.9059 | 277.8461 |  | 7089.8904 | 6967.0889 | 6893.1925 | 6855.6822 | 6959.2645 |  | 277.8461 | 277.8461 | 277.8461 | 205 | 18.9402 | 118.8566 | 0.012217 | 205
SOC-02 | 2024-11-01 | 11 | 2025 | 2024 | Fall | 205 | 224.6518 | 244.3037 | 264.551 | 285.5339 |  | 7089.8904 | 6957.3485 | 6882.6056 | 6851.4906 | 6959.2645 |  | 285.5339 | 285.5339 | 285.5339 | 205 | 20.9829 | 118.8566 | 0.012217 | 205
SOC-02 | 2024-12-01 | 12 | 2025 | 2024 | Winter | 205 | 227.4143 | 249.8285 | 272.922 | 296.934 |  | 7071.708 | 6929.7763 | 6866.4521 | 6845.0884 | 6946.6682 |  | 296.934 | 296.934 | 296.934 | 205 | 24.012 | 118.8566 | 0.012217 | 205
SOC-02 | 2025-01-01 | 1 | 2025 | 2025 | Winter | 205 | 228.0856 | 251.1712 | 274.9563 | 299.7044 |  | 7071.708 | 6926.9739 | 6864.2466 | 6844.6547 | 6946.6682 |  | 299.7044 | 299.7044 | 299.7044 | 205 | 24.7481 | 118.8566 | 0.012217 | 205
SOC-02 | 2025-02-01 | 2 | 2025 | 2025 | Winter | 205 | 227.7499 | 250.4998 | 273.9392 | 298.3192 |  | 7071.708 | 6928.3666 | 6865.3316 | 6844.8451 | 6946.6682 |  | 298.3192 | 298.3192 | 298.3192 | 205 | 24.3801 | 118.8566 | 0.012217 | 205
SOC-02 | 2025-03-01 | 3 | 2025 | 2025 | Winter | 205 | 225.9038 | 246.8076 | 268.3449 | 290.7007 |  | 7071.708 | 6936.3356 | 6871.9518 | 6846.8468 | 6946.6682 |  | 290.7007 | 290.7007 | 290.7007 | 205 | 22.3558 | 118.8566 | 0.012217 | 205
SOC-02 | 2025-04-01 | 4 | 2025 | 2025 | Spring | 205 | 222.8561 | 240.7122 | 259.1093 | 278.1232 |  | 7089.8904 | 6966.7289 | 6892.7838 | 6855.4696 | 6969.5558 |  | 278.1232 | 278.1232 | 278.1232 | 205 | 19.0138 | 118.8566 | 0.012217 | 205
SOC-02 | 2025-05-01 | 5 | 2025 | 2025 | Spring | 205 | 221.5319 | 238.0639 | 255.0967 | 272.6586 |  | 7089.8904 | 6973.9581 | 6901.2283 | 6860.4928 | 6969.5558 |  | 272.6586 | 272.6586 | 272.6586 | 205 | 17.5619 | 118.8566 | 0.012217 | 205
SOC-02 | 2025-06-01 | 6 | 2025 | 2025 | Summer | 205 | 219.1907 | 233.3815 | 248.0022 | 262.9969 |  | 7114.2893 | 7008.7908 | 6926.0296 | 6865.0893 | 6979.0218 |  | 262.9969 | 262.9969 | 262.9969 | 205 | 14.9947 | 118.8566 | 0.012217 | 205
SOC-02 | 2025-07-01 | 7 | 2025 | 2025 | Summer | 205 | 219.0229 | 233.0458 | 247.4937 | 262.3043 |  | 7114.2893 | 7009.9013 | 6927.7313 | 6866.7416 | 6979.0218 |  | 262.3043 | 262.3043 | 262.3043 | 205 | 14.8107 | 118.8566 | 0.012217 | 205
SOC-02 | 2025-08-01 | 8 | 2025 | 2025 | Summer | 205 | 218.8551 | 232.7102 | 246.9851 | 261.6117 |  | 7114.2893 | 7011.015 | 6929.4456 | 6868.4305 | 6979.0218 |  | 261.6117 | 261.6117 | 261.6117 | 205 | 14.6266 | 118.8566 | 0.012217 | 205
SOC-02 | 2025-09-01 | 9 | 2025 | 2025 | Summer | 205 | 219.862 | 234.7241 | 250.0365 | 265.7673 |  | 7114.2893 | 7004.3798 | 6919.3509 | 6858.8539 | 6979.0218 |  | 265.7673 | 265.7673 | 265.7673 | 205 | 15.7308 | 118.8566 | 0.012217 | 205
SOC-02 | 2025-10-01 | 10 | 2026 | 2025 | Fall | 205 | 222.789 | 240.5779 | 258.9059 | 277.8461 |  | 7089.8904 | 6967.0889 | 6893.1925 | 6855.6822 | 6959.2645 |  | 277.8461 | 277.8461 | 277.8461 | 205 | 18.9402 | 118.8566 | 0.012217 | 205
SOC-02 | 2025-11-01 | 11 | 2026 | 2025 | Fall | 205 | 224.6518 | 244.3037 | 264.551 | 285.5339 |  | 7089.8904 | 6957.3485 | 6882.6056 | 6851.4906 | 6959.2645 |  | 285.5339 | 285.5339 | 285.5339 | 205 | 20.9829 | 118.8566 | 0.012217 | 205
SOC-02 | 2025-12-01 | 12 | 2026 | 2025 | Winter | 205 | 227.4143 | 249.8285 | 272.922 | 296.934 |  | 7071.708 | 6929.7763 | 6866.4521 | 6845.0884 | 6946.6682 |  | 296.934 | 296.934 | 296.934 | 205 | 24.012 | 118.8566 | 0.012217 | 205
SOC-02 | 2026-01-01 | 1 | 2026 | 2026 | Winter | 205 | 228.0856 | 251.1712 | 274.9563 | 299.7044 |  | 7071.708 | 6926.9739 | 6864.2466 | 6844.6547 | 6946.6682 |  | 299.7044 | 299.7044 | 299.7044 | 205 | 24.7481 | 118.8566 | 0.012217 | 205
SOC-02 | 2026-02-01 | 2 | 2026 | 2026 | Winter | 205 | 227.7499 | 250.4998 | 273.9392 | 298.3192 |  | 7071.708 | 6928.3666 | 6865.3316 | 6844.8451 | 6946.6682 |  | 298.3192 | 298.3192 | 298.3192 | 205 | 24.3801 | 118.8566 | 0.012217 | 205
SOC-02 | 2026-03-01 | 3 | 2026 | 2026 | Winter | 205 | 225.9038 | 246.8076 | 268.3449 | 290.7007 |  | 7071.708 | 6936.3356 | 6871.9518 | 6846.8468 | 6946.6682 |  | 290.7007 | 290.7007 | 290.7007 | 205 | 22.3558 | 118.8566 | 0.012217 | 205
SOC-02 | 2026-04-01 | 4 | 2026 | 2026 | Spring | 205 | 222.8561 | 240.7122 | 259.1093 | 278.1232 |  | 7089.8904 | 6966.7289 | 6892.7838 | 6855.4696 | 6969.5558 |  | 278.1232 | 278.1232 | 278.1232 | 205 | 19.0138 | 118.8566 | 0.012217 | 205
SOC-02 | 2026-05-01 | 5 | 2026 | 2026 | Spring | 205 | 221.5319 | 238.0639 | 255.0967 | 272.6586 |  | 7089.8904 | 6973.9581 | 6901.2283 | 6860.4928 | 6969.5558 |  | 272.6586 | 272.6586 | 272.6586 | 205 | 17.5619 | 118.8566 | 0.012217 | 205
SOC-02 | 2026-06-01 | 6 | 2026 | 2026 | Summer | 205 | 219.1907 | 233.3815 | 248.0022 | 262.9969 |  | 7114.2893 | 7008.7908 | 6926.0296 | 6865.0893 | 6979.0218 |  | 262.9969 | 262.9969 | 262.9969 | 205 | 14.9947 | 118.8566 | 0.012217 | 205
SOC-02 | 2026-07-01 | 7 | 2026 | 2026 | Summer | 205 | 219.0229 | 233.0458 | 247.4937 | 262.3043 |  | 7114.2893 | 7009.9013 | 6927.7313 | 6866.7416 | 6979.0218 |  | 262.3043 | 262.3043 | 262.3043 | 205 | 14.8107 | 118.8566 | 0.012217 | 205
SOC-02 | 2026-08-01 | 8 | 2026 | 2026 | Summer | 205 | 218.8551 | 232.7102 | 246.9851 | 261.6117 |  | 7114.2893 | 7011.015 | 6929.4456 | 6868.4305 | 6979.0218 |  | 261.6117 | 261.6117 | 261.6117 | 205 | 14.6266 | 118.8566 | 0.012217 | 205
SOC-02 | 2026-09-01 | 9 | 2026 | 2026 | Summer | 205 | 219.862 | 234.7241 | 250.0365 | 265.7673 |  | 7114.2893 | 7004.3798 | 6919.3509 | 6858.8539 | 6979.0218 |  | 265.7673 | 265.7673 | 265.7673 | 205 | 15.7308 | 118.8566 | 0.012217 | 205
SOC-02 | 2026-10-01 | 10 | 2027 | 2026 | Fall | 205 | 222.789 | 240.5779 | 258.9059 | 277.8461 |  | 7089.8904 | 6967.0889 | 6893.1925 | 6855.6822 | 6959.2645 |  | 277.8461 | 277.8461 | 277.8461 | 205 | 18.9402 | 118.8566 | 0.012217 | 205
SOC-02 | 2026-11-01 | 11 | 2027 | 2026 | Fall | 205 | 224.6518 | 244.3037 | 264.551 | 285.5339 |  | 7089.8904 | 6957.3485 | 6882.6056 | 6851.4906 | 6959.2645 |  | 285.5339 | 285.5339 | 285.5339 | 205 | 20.9829 | 118.8566 | 0.012217 | 205
SOC-02 | 2026-12-01 | 12 | 2027 | 2026 | Winter | 205 | 227.4143 | 249.8285 | 272.922 | 296.934 |  | 7071.708 | 6929.7763 | 6866.4521 | 6845.0884 | 6946.6682 |  | 296.934 | 296.934 | 296.934 | 205 | 24.012 | 118.8566 | 0.012217 | 205
SOC-02 | 2027-01-01 | 1 | 2027 | 2027 | Winter | 205 | 228.0856 | 251.1712 | 274.9563 | 299.7044 |  | 7071.708 | 6926.9739 | 6864.2466 | 6844.6547 | 6946.6682 |  | 299.7044 | 299.7044 | 299.7044 | 205 | 24.7481 | 118.8566 | 0.012217 | 205
SOC-02 | 2027-02-01 | 2 | 2027 | 2027 | Winter | 205 | 227.7499 | 250.4998 | 273.9392 | 298.3192 |  | 7071.708 | 6928.3666 | 6865.3316 | 6844.8451 | 6946.6682 |  | 298.3192 | 298.3192 | 298.3192 | 205 | 24.3801 | 118.8566 | 0.012217 | 205
SOC-02 | 2027-03-01 | 3 | 2027 | 2027 | Winter | 205 | 225.9038 | 246.8076 | 268.3449 | 290.7007 |  | 7071.708 | 6936.3356 | 6871.9518 | 6846.8468 | 6946.6682 |  | 290.7007 | 290.7007 | 290.7007 | 205 | 22.3558 | 118.8566 | 0.012217 | 205
SOC-02 | 2027-04-01 | 4 | 2027 | 2027 | Spring | 205 | 222.8561 | 240.7122 | 259.1093 | 278.1232 |  | 7089.8904 | 6966.7289 | 6892.7838 | 6855.4696 | 6969.5558 |  | 278.1232 | 278.1232 | 278.1232 | 205 | 19.0138 | 118.8566 | 0.012217 | 205
SOC-02 | 2027-05-01 | 5 | 2027 | 2027 | Spring | 205 | 221.5319 | 238.0639 | 255.0967 | 272.6586 |  | 7089.8904 | 6973.9581 | 6901.2283 | 6860.4928 | 6969.5558 |  | 272.6586 | 272.6586 | 272.6586 | 205 | 17.5619 | 118.8566 | 0.012217 | 205
SOC-02 | 2027-06-01 | 6 | 2027 | 2027 | Summer | 205 | 219.1907 | 233.3815 | 248.0022 | 262.9969 |  | 7114.2893 | 7008.7908 | 6926.0296 | 6865.0893 | 6979.0218 |  | 262.9969 | 262.9969 | 262.9969 | 205 | 14.9947 | 118.8566 | 0.012217 | 205
SOC-02 | 2027-07-01 | 7 | 2027 | 2027 | Summer | 205 | 219.0229 | 233.0458 | 247.4937 | 262.3043 |  | 7114.2893 | 7009.9013 | 6927.7313 | 6866.7416 | 6979.0218 |  | 262.3043 | 262.3043 | 262.3043 | 205 | 14.8107 | 118.8566 | 0.012217 | 205
SOC-02 | 2027-08-01 | 8 | 2027 | 2027 | Summer | 205 | 218.8551 | 232.7102 | 246.9851 | 261.6117 |  | 7114.2893 | 7011.015 | 6929.4456 | 6868.4305 | 6979.0218 |  | 261.6117 | 261.6117 | 261.6117 | 205 | 14.6266 | 118.8566 | 0.012217 | 205
SOC-02 | 2027-09-01 | 9 | 2027 | 2027 | Summer | 205 | 219.862 | 234.7241 | 250.0365 | 265.7673 |  | 7114.2893 | 7004.3798 | 6919.3509 | 6858.8539 | 6979.0218 |  | 265.7673 | 265.7673 | 265.7673 | 205 | 15.7308 | 118.8566 | 0.012217 | 205
SOC-02 | 2027-10-01 | 10 | 2028 | 2027 | Fall | 205 | 222.789 | 240.5779 | 258.9059 | 277.8461 |  | 7089.8904 | 6967.0889 | 6893.1925 | 6855.6822 | 6959.2645 |  | 277.8461 | 277.8461 | 277.8461 | 205 | 18.9402 | 118.8566 | 0.012217 | 205
SOC-02 | 2027-11-01 | 11 | 2028 | 2027 | Fall | 205 | 224.6518 | 244.3037 | 264.551 | 285.5339 |  | 7089.8904 | 6957.3485 | 6882.6056 | 6851.4906 | 6959.2645 |  | 285.5339 | 285.5339 | 285.5339 | 205 | 20.9829 | 118.8566 | 0.012217 | 205
SOC-02 | 2027-12-01 | 12 | 2028 | 2027 | Winter | 205 | 227.4143 | 249.8285 | 272.922 | 296.934 |  | 7071.708 | 6929.7763 | 6866.4521 | 6845.0884 | 6946.6682 |  | 296.934 | 296.934 | 296.934 | 205 | 24.012 | 118.8566 | 0.012217 | 205
SOC-02 | 2028-01-01 | 1 | 2028 | 2028 | Winter | 205 | 228.0856 | 251.1712 | 274.9563 | 299.7044 |  | 7071.708 | 6926.9739 | 6864.2466 | 6844.6547 | 6946.6682 |  | 299.7044 | 299.7044 | 299.7044 | 205 | 24.7481 | 118.8566 | 0.012217 | 205
SOC-02 | 2028-02-01 | 2 | 2028 | 2028 | Winter | 205 | 227.7499 | 250.4998 | 273.9392 | 298.3192 |  | 7071.708 | 6928.3666 | 6865.3316 | 6844.8451 | 6946.6682 |  | 298.3192 | 298.3192 | 298.3192 | 205 | 24.3801 | 118.8566 | 0.012217 | 205
SOC-02 | 2028-03-01 | 3 | 2028 | 2028 | Winter | 205 | 225.9038 | 246.8076 | 268.3449 | 290.7007 |  | 7071.708 | 6936.3356 | 6871.9518 | 6846.8468 | 6946.6682 |  | 290.7007 | 290.7007 | 290.7007 | 205 | 22.3558 | 118.8566 | 0.012217 | 205
SOC-02 | 2028-04-01 | 4 | 2028 | 2028 | Spring | 205 | 222.8561 | 240.7122 | 259.1093 | 278.1232 |  | 7089.8904 | 6966.7289 | 6892.7838 | 6855.4696 | 6969.5558 |  | 278.1232 | 278.1232 | 278.1232 | 205 | 19.0138 | 118.8566 | 0.012217 | 205
SOC-02 | 2028-05-01 | 5 | 2028 | 2028 | Spring | 205 | 221.5319 | 238.0639 | 255.0967 | 272.6586 |  | 7089.8904 | 6973.9581 | 6901.2283 | 6860.4928 | 6969.5558 |  | 272.6586 | 272.6586 | 272.6586 | 205 | 17.5619 | 118.8566 | 0.012217 | 205
SOC-02 | 2028-06-01 | 6 | 2028 | 2028 | Summer | 205 | 219.1907 | 233.3815 | 248.0022 | 262.9969 |  | 7114.2893 | 7008.7908 | 6926.0296 | 6865.0893 | 6979.0218 |  | 262.9969 | 262.9969 | 262.9969 | 205 | 14.9947 | 118.8566 | 0.012217 | 205
SOC-02 | 2028-07-01 | 7 | 2028 | 2028 | Summer | 205 | 219.0229 | 233.0458 | 247.4937 | 262.3043 |  | 7114.2893 | 7009.9013 | 6927.7313 | 6866.7416 | 6979.0218 |  | 262.3043 | 262.3043 | 262.3043 | 205 | 14.8107 | 118.8566 | 0.012217 | 205
SOC-02 | 2028-08-01 | 8 | 2028 | 2028 | Summer | 205 | 218.8551 | 232.7102 | 246.9851 | 261.6117 |  | 7114.2893 | 7011.015 | 6929.4456 | 6868.4305 | 6979.0218 |  | 261.6117 | 261.6117 | 261.6117 | 205 | 14.6266 | 118.8566 | 0.012217 | 205
SOC-02 | 2028-09-01 | 9 | 2028 | 2028 | Summer | 205 | 219.862 | 234.7241 | 250.0365 | 265.7673 |  | 7114.2893 | 7004.3798 | 6919.3509 | 6858.8539 | 6979.0218 |  | 265.7673 | 265.7673 | 265.7673 | 205 | 15.7308 | 118.8566 | 0.012217 | 205
SOC-02 | 2028-10-01 | 10 | 2029 | 2028 | Fall | 205 | 222.789 | 240.5779 | 258.9059 | 277.8461 |  | 7089.8904 | 6967.0889 | 6893.1925 | 6855.6822 | 6959.2645 |  | 277.8461 | 277.8461 | 277.8461 | 205 | 18.9402 | 118.8566 | 0.012217 | 205
SOC-02 | 2028-11-01 | 11 | 2029 | 2028 | Fall | 205 | 224.6518 | 244.3037 | 264.551 | 285.5339 |  | 7089.8904 | 6957.3485 | 6882.6056 | 6851.4906 | 6959.2645 |  | 285.5339 | 285.5339 | 285.5339 | 205 | 20.9829 | 118.8566 | 0.012217 | 205
SOC-02 | 2028-12-01 | 12 | 2029 | 2028 | Winter | 205 | 227.4143 | 249.8285 | 272.922 | 296.934 |  | 7071.708 | 6929.7763 | 6866.4521 | 6845.0884 | 6946.6682 |  | 296.934 | 296.934 | 296.934 | 205 | 24.012 | 118.8566 | 0.012217 | 205
SOC-02 | 2029-01-01 | 1 | 2029 | 2029 | Winter | 205 | 228.0856 | 251.1712 | 274.9563 | 299.7044 |  | 7071.708 | 6926.9739 | 6864.2466 | 6844.6547 | 6946.6682 |  | 299.7044 | 299.7044 | 299.7044 | 205 | 24.7481 | 118.8566 | 0.012217 | 205
SOC-02 | 2029-02-01 | 2 | 2029 | 2029 | Winter | 205 | 227.7499 | 250.4998 | 273.9392 | 298.3192 |  | 7071.708 | 6928.3666 | 6865.3316 | 6844.8451 | 6946.6682 |  | 298.3192 | 298.3192 | 298.3192 | 205 | 24.3801 | 118.8566 | 0.012217 | 205
SOC-02 | 2029-03-01 | 3 | 2029 | 2029 | Winter | 205 | 225.9038 | 246.8076 | 268.3449 | 290.7007 |  | 7071.708 | 6936.3356 | 6871.9518 | 6846.8468 | 6946.6682 |  | 290.7007 | 290.7007 | 290.7007 | 205 | 22.3558 | 118.8566 | 0.012217 | 205
SOC-02 | 2029-04-01 | 4 | 2029 | 2029 | Spring | 205 | 222.8561 | 240.7122 | 259.1093 | 278.1232 |  | 7089.8904 | 6966.7289 | 6892.7838 | 6855.4696 | 6969.5558 |  | 278.1232 | 278.1232 | 278.1232 | 205 | 19.0138 | 118.8566 | 0.012217 | 205
SOC-02 | 2029-05-01 | 5 | 2029 | 2029 | Spring | 205 | 221.5319 | 238.0639 | 255.0967 | 272.6586 |  | 7089.8904 | 6973.9581 | 6901.2283 | 6860.4928 | 6969.5558 |  | 272.6586 | 272.6586 | 272.6586 | 205 | 17.5619 | 118.8566 | 0.012217 | 205
SOC-02 | 2029-06-01 | 6 | 2029 | 2029 | Summer | 205 | 219.1907 | 233.3815 | 248.0022 | 262.9969 |  | 7114.2893 | 7008.7908 | 6926.0296 | 6865.0893 | 6979.0218 |  | 262.9969 | 262.9969 | 262.9969 | 205 | 14.9947 | 118.8566 | 0.012217 | 205
SOC-02 | 2029-07-01 | 7 | 2029 | 2029 | Summer | 205 | 219.0229 | 233.0458 | 247.4937 | 262.3043 |  | 7114.2893 | 7009.9013 | 6927.7313 | 6866.7416 | 6979.0218 |  | 262.3043 | 262.3043 | 262.3043 | 205 | 14.8107 | 118.8566 | 0.012217 | 205
SOC-02 | 2029-08-01 | 8 | 2029 | 2029 | Summer | 205 | 218.8551 | 232.7102 | 246.9851 | 261.6117 |  | 7114.2893 | 7011.015 | 6929.4456 | 6868.4305 | 6979.0218 |  | 261.6117 | 261.6117 | 261.6117 | 205 | 14.6266 | 118.8566 | 0.012217 | 205
SOC-02 | 2029-09-01 | 9 | 2029 | 2029 | Summer | 205 | 219.862 | 234.7241 | 250.0365 | 265.7673 |  | 7114.2893 | 7004.3798 | 6919.3509 | 6858.8539 | 6979.0218 |  | 265.7673 | 265.7673 | 265.7673 | 205 | 15.7308 | 118.8566 | 0.012217 | 205
SOC-02 | 2029-10-01 | 10 | 2030 | 2029 | Fall | 205 | 222.789 | 240.5779 | 258.9059 | 277.8461 |  | 7089.8904 | 6967.0889 | 6893.1925 | 6855.6822 | 6959.2645 |  | 277.8461 | 277.8461 | 277.8461 | 205 | 18.9402 | 118.8566 | 0.012217 | 205
SOC-02 | 2029-11-01 | 11 | 2030 | 2029 | Fall | 205 | 224.6518 | 244.3037 | 264.551 | 285.5339 |  | 7089.8904 | 6957.3485 | 6882.6056 | 6851.4906 | 6959.2645 |  | 285.5339 | 285.5339 | 285.5339 | 205 | 20.9829 | 118.8566 | 0.012217 | 205
SOC-02 | 2029-12-01 | 12 | 2030 | 2029 | Winter | 205 | 227.4143 | 249.8285 | 272.922 | 296.934 |  | 7071.708 | 6929.7763 | 6866.4521 | 6845.0884 | 6946.6682 |  | 296.934 | 296.934 | 296.934 | 205 | 24.012 | 118.8566 | 0.012217 | 205
SOC-02 | 2030-01-01 | 1 | 2030 | 2030 | Winter | 205 | 228.0856 | 251.1712 | 274.9563 | 299.7044 |  | 7071.708 | 6926.9739 | 6864.2466 | 6844.6547 | 6946.6682 |  | 299.7044 | 299.7044 | 299.7044 | 205 | 24.7481 | 118.8566 | 0.012217 | 205
SOC-02 | 2030-02-01 | 2 | 2030 | 2030 | Winter | 205 | 227.7499 | 250.4998 | 273.9392 | 298.3192 |  | 7071.708 | 6928.3666 | 6865.3316 | 6844.8451 | 6946.6682 |  | 298.3192 | 298.3192 | 298.3192 | 205 | 24.3801 | 118.8566 | 0.012217 | 205
SOC-02 | 2030-03-01 | 3 | 2030 | 2030 | Winter | 205 | 225.9038 | 246.8076 | 268.3449 | 290.7007 |  | 7071.708 | 6936.3356 | 6871.9518 | 6846.8468 | 6946.6682 |  | 290.7007 | 290.7007 | 290.7007 | 205 | 22.3558 | 118.8566 | 0.012217 | 205
SOC-02 | 2030-04-01 | 4 | 2030 | 2030 | Spring | 205 | 222.8561 | 240.7122 | 259.1093 | 278.1232 |  | 7089.8904 | 6966.7289 | 6892.7838 | 6855.4696 | 6969.5558 |  | 278.1232 | 278.1232 | 278.1232 | 205 | 19.0138 | 118.8566 | 0.012217 | 205
SOC-02 | 2030-05-01 | 5 | 2030 | 2030 | Spring | 205 | 221.5319 | 238.0639 | 255.0967 | 272.6586 |  | 7089.8904 | 6973.9581 | 6901.2283 | 6860.4928 | 6969.5558 |  | 272.6586 | 272.6586 | 272.6586 | 205 | 17.5619 | 118.8566 | 0.012217 | 205
SOC-02 | 2030-06-01 | 6 | 2030 | 2030 | Summer | 205 | 219.1907 | 233.3815 | 248.0022 | 262.9969 |  | 7114.2893 | 7008.7908 | 6926.0296 | 6865.0893 | 6979.0218 |  | 262.9969 | 262.9969 | 262.9969 | 205 | 14.9947 | 118.8566 | 0.012217 | 205
SOC-02 | 2030-07-01 | 7 | 2030 | 2030 | Summer | 205 | 219.0229 | 233.0458 | 247.4937 | 262.3043 |  | 7114.2893 | 7009.9013 | 6927.7313 | 6866.7416 | 6979.0218 |  | 262.3043 | 262.3043 | 262.3043 | 205 | 14.8107 | 118.8566 | 0.012217 | 205
SOC-02 | 2030-08-01 | 8 | 2030 | 2030 | Summer | 205 | 218.8551 | 232.7102 | 246.9851 | 261.6117 |  | 7114.2893 | 7011.015 | 6929.4456 | 6868.4305 | 6979.0218 |  | 261.6117 | 261.6117 | 261.6117 | 205 | 14.6266 | 118.8566 | 0.012217 | 205
SOC-02 | 2030-09-01 | 9 | 2030 | 2030 | Summer | 205 | 219.862 | 234.7241 | 250.0365 | 265.7673 |  | 7114.2893 | 7004.3798 | 6919.3509 | 6858.8539 | 6979.0218 |  | 265.7673 | 265.7673 | 265.7673 | 205 | 15.7308 | 118.8566 | 0.012217 | 205
SOC-02 | 2030-10-01 | 10 | 2031 | 2030 | Fall | 205 | 222.789 | 240.5779 | 258.9059 | 277.8461 |  | 7089.8904 | 6967.0889 | 6893.1925 | 6855.6822 | 6959.2645 |  | 277.8461 | 277.8461 | 277.8461 | 205 | 18.9402 | 118.8566 | 0.012217 | 205
SOC-02 | 2030-11-01 | 11 | 2031 | 2030 | Fall | 205 | 224.6518 | 244.3037 | 264.551 | 285.5339 |  | 7089.8904 | 6957.3485 | 6882.6056 | 6851.4906 | 6959.2645 |  | 285.5339 | 285.5339 | 285.5339 | 205 | 20.9829 | 118.8566 | 0.012217 | 205
SOC-02 | 2030-12-01 | 12 | 2031 | 2030 | Winter | 205 | 227.4143 | 249.8285 | 272.922 | 296.934 |  | 7071.708 | 6929.7763 | 6866.4521 | 6845.0884 | 6946.6682 |  | 296.934 | 296.934 | 296.934 | 205 | 24.012 | 118.8566 | 0.012217 | 205
SOC-02 | 2031-01-01 | 1 | 2031 | 2031 | Winter | 205 | 228.0856 | 251.1712 | 274.9563 | 299.7044 |  | 7071.708 | 6926.9739 | 6864.2466 | 6844.6547 | 6946.6682 |  | 299.7044 | 299.7044 | 299.7044 | 205 | 24.7481 | 118.8566 | 0.012217 | 205
SOC-02 | 2031-02-01 | 2 | 2031 | 2031 | Winter | 205 | 227.7499 | 250.4998 | 273.9392 | 298.3192 |  | 7071.708 | 6928.3666 | 6865.3316 | 6844.8451 | 6946.6682 |  | 298.3192 | 298.3192 | 298.3192 | 205 | 24.3801 | 118.8566 | 0.012217 | 205
SOC-02 | 2031-03-01 | 3 | 2031 | 2031 | Winter | 205 | 225.9038 | 246.8076 | 268.3449 | 290.7007 |  | 7071.708 | 6936.3356 | 6871.9518 | 6846.8468 | 6946.6682 |  | 290.7007 | 290.7007 | 290.7007 | 205 | 22.3558 | 118.8566 | 0.012217 | 205
SOC-02 | 2031-04-01 | 4 | 2031 | 2031 | Spring | 205 | 222.8561 | 240.7122 | 259.1093 | 278.1232 |  | 7089.8904 | 6966.7289 | 6892.7838 | 6855.4696 | 6969.5558 |  | 278.1232 | 278.1232 | 278.1232 | 205 | 19.0138 | 118.8566 | 0.012217 | 205
SOC-02 | 2031-05-01 | 5 | 2031 | 2031 | Spring | 205 | 221.5319 | 238.0639 | 255.0967 | 272.6586 |  | 7089.8904 | 6973.9581 | 6901.2283 | 6860.4928 | 6969.5558 |  | 272.6586 | 272.6586 | 272.6586 | 205 | 17.5619 | 118.8566 | 0.012217 | 205
SOC-02 | 2031-06-01 | 6 | 2031 | 2031 | Summer | 205 | 219.1907 | 233.3815 | 248.0022 | 262.9969 |  | 7114.2893 | 7008.7908 | 6926.0296 | 6865.0893 | 6979.0218 |  | 262.9969 | 262.9969 | 262.9969 | 205 | 14.9947 | 118.8566 | 0.012217 | 205
SOC-02 | 2031-07-01 | 7 | 2031 | 2031 | Summer | 205 | 219.0229 | 233.0458 | 247.4937 | 262.3043 |  | 7114.2893 | 7009.9013 | 6927.7313 | 6866.7416 | 6979.0218 |  | 262.3043 | 262.3043 | 262.3043 | 205 | 14.8107 | 118.8566 | 0.012217 | 205
SOC-02 | 2031-08-01 | 8 | 2031 | 2031 | Summer | 205 | 218.8551 | 232.7102 | 246.9851 | 261.6117 |  | 7114.2893 | 7011.015 | 6929.4456 | 6868.4305 | 6979.0218 |  | 261.6117 | 261.6117 | 261.6117 | 205 | 14.6266 | 118.8566 | 0.012217 | 205
SOC-02 | 2031-09-01 | 9 | 2031 | 2031 | Summer | 205 | 219.862 | 234.7241 | 250.0365 | 265.7673 |  | 7114.2893 | 7004.3798 | 6919.3509 | 6858.8539 | 6979.0218 |  | 265.7673 | 265.7673 | 265.7673 | 205 | 15.7308 | 118.8566 | 0.012217 | 205
SOC-02 | 2031-10-01 | 10 | 2032 | 2031 | Fall | 205 | 222.789 | 240.5779 | 258.9059 | 277.8461 |  | 7089.8904 | 6967.0889 | 6893.1925 | 6855.6822 | 6959.2645 |  | 277.8461 | 277.8461 | 277.8461 | 205 | 18.9402 | 118.8566 | 0.012217 | 205
SOC-02 | 2031-11-01 | 11 | 2032 | 2031 | Fall | 205 | 224.6518 | 244.3037 | 264.551 | 285.5339 |  | 7089.8904 | 6957.3485 | 6882.6056 | 6851.4906 | 6959.2645 |  | 285.5339 | 285.5339 | 285.5339 | 205 | 20.9829 | 118.8566 | 0.012217 | 205
SOC-02 | 2031-12-01 | 12 | 2032 | 2031 | Winter | 205 | 227.4143 | 249.8285 | 272.922 | 296.934 |  | 7071.708 | 6929.7763 | 6866.4521 | 6845.0884 | 6946.6682 |  | 296.934 | 296.934 | 296.934 | 205 | 24.012 | 118.8566 | 0.012217 | 205
SOC-02 | 2032-01-01 | 1 | 2032 | 2032 | Winter | 205 | 228.0856 | 251.1712 | 274.9563 | 299.7044 |  | 7071.708 | 6926.9739 | 6864.2466 | 6844.6547 | 6946.6682 |  | 299.7044 | 299.7044 | 299.7044 | 205 | 24.7481 | 118.8566 | 0.012217 | 205
SOC-02 | 2032-02-01 | 2 | 2032 | 2032 | Winter | 205 | 227.7499 | 250.4998 | 273.9392 | 298.3192 |  | 7071.708 | 6928.3666 | 6865.3316 | 6844.8451 | 6946.6682 |  | 298.3192 | 298.3192 | 298.3192 | 205 | 24.3801 | 118.8566 | 0.012217 | 205
SOC-02 | 2032-03-01 | 3 | 2032 | 2032 | Winter | 205 | 225.9038 | 246.8076 | 268.3449 | 290.7007 |  | 7071.708 | 6936.3356 | 6871.9518 | 6846.8468 | 6946.6682 |  | 290.7007 | 290.7007 | 290.7007 | 205 | 22.3558 | 118.8566 | 0.012217 | 205
SOC-02 | 2032-04-01 | 4 | 2032 | 2032 | Spring | 205 | 222.8561 | 240.7122 | 259.1093 | 278.1232 |  | 7089.8904 | 6966.7289 | 6892.7838 | 6855.4696 | 6969.5558 |  | 278.1232 | 278.1232 | 278.1232 | 205 | 19.0138 | 118.8566 | 0.012217 | 205
SOC-02 | 2032-05-01 | 5 | 2032 | 2032 | Spring | 205 | 221.5319 | 238.0639 | 255.0967 | 272.6586 |  | 7089.8904 | 6973.9581 | 6901.2283 | 6860.4928 | 6969.5558 |  | 272.6586 | 272.6586 | 272.6586 | 205 | 17.5619 | 118.8566 | 0.012217 | 205
SOC-02 | 2032-06-01 | 6 | 2032 | 2032 | Summer | 205 | 219.1907 | 233.3815 | 248.0022 | 262.9969 |  | 7114.2893 | 7008.7908 | 6926.0296 | 6865.0893 | 6979.0218 |  | 262.9969 | 262.9969 | 262.9969 | 205 | 14.9947 | 118.8566 | 0.012217 | 205
SOC-02 | 2032-07-01 | 7 | 2032 | 2032 | Summer | 205 | 219.0229 | 233.0458 | 247.4937 | 262.3043 |  | 7114.2893 | 7009.9013 | 6927.7313 | 6866.7416 | 6979.0218 |  | 262.3043 | 262.3043 | 262.3043 | 205 | 14.8107 | 118.8566 | 0.012217 | 205
SOC-02 | 2032-08-01 | 8 | 2032 | 2032 | Summer | 205 | 218.8551 | 232.7102 | 246.9851 | 261.6117 |  | 7114.2893 | 7011.015 | 6929.4456 | 6868.4305 | 6979.0218 |  | 261.6117 | 261.6117 | 261.6117 | 205 | 14.6266 | 118.8566 | 0.012217 | 205
SOC-02 | 2032-09-01 | 9 | 2032 | 2032 | Summer | 205 | 219.862 | 234.7241 | 250.0365 | 265.7673 |  | 7114.2893 | 7004.3798 | 6919.3509 | 6858.8539 | 6979.0218 |  | 265.7673 | 265.7673 | 265.7673 | 205 | 15.7308 | 118.8566 | 0.012217 | 205
SOC-02 | 2032-10-01 | 10 | 2033 | 2032 | Fall | 205 | 222.789 | 240.5779 | 258.9059 | 277.8461 |  | 7089.8904 | 6967.0889 | 6893.1925 | 6855.6822 | 6959.2645 |  | 277.8461 | 277.8461 | 277.8461 | 205 | 18.9402 | 118.8566 | 0.012217 | 205
SOC-02 | 2032-11-01 | 11 | 2033 | 2032 | Fall | 205 | 224.6518 | 244.3037 | 264.551 | 285.5339 |  | 7089.8904 | 6957.3485 | 6882.6056 | 6851.4906 | 6959.2645 |  | 285.5339 | 285.5339 | 285.5339 | 205 | 20.9829 | 118.8566 | 0.012217 | 205
SOC-02 | 2032-12-01 | 12 | 2033 | 2032 | Winter | 205 | 227.4143 | 249.8285 | 272.922 | 296.934 |  | 7071.708 | 6929.7763 | 6866.4521 | 6845.0884 | 6946.6682 |  | 296.934 | 296.934 | 296.934 | 205 | 24.012 | 118.8566 | 0.012217 | 205
SOC-02 | 2033-01-01 | 1 | 2033 | 2033 | Winter | 205 | 228.0856 | 251.1712 | 274.9563 | 299.7044 |  | 7071.708 | 6926.9739 | 6864.2466 | 6844.6547 | 6946.6682 |  | 299.7044 | 299.7044 | 299.7044 | 205 | 24.7481 | 118.8566 | 0.012217 | 205
SOC-02 | 2033-02-01 | 2 | 2033 | 2033 | Winter | 205 | 227.7499 | 250.4998 | 273.9392 | 298.3192 |  | 7071.708 | 6928.3666 | 6865.3316 | 6844.8451 | 6946.6682 |  | 298.3192 | 298.3192 | 298.3192 | 205 | 24.3801 | 118.8566 | 0.012217 | 205
SOC-02 | 2033-03-01 | 3 | 2033 | 2033 | Winter | 205 | 225.9038 | 246.8076 | 268.3449 | 290.7007 |  | 7071.708 | 6936.3356 | 6871.9518 | 6846.8468 | 6946.6682 |  | 290.7007 | 290.7007 | 290.7007 | 205 | 22.3558 | 118.8566 | 0.012217 | 205
SOC-02 | 2033-04-01 | 4 | 2033 | 2033 | Spring | 205 | 222.8561 | 240.7122 | 259.1093 | 278.1232 |  | 7089.8904 | 6966.7289 | 6892.7838 | 6855.4696 | 6969.5558 |  | 278.1232 | 278.1232 | 278.1232 | 205 | 19.0138 | 118.8566 | 0.012217 | 205
SOC-02 | 2033-05-01 | 5 | 2033 | 2033 | Spring | 205 | 221.5319 | 238.0639 | 255.0967 | 272.6586 |  | 7089.8904 | 6973.9581 | 6901.2283 | 6860.4928 | 6969.5558 |  | 272.6586 | 272.6586 | 272.6586 | 205 | 17.5619 | 118.8566 | 0.012217 | 205
SOC-02 | 2033-06-01 | 6 | 2033 | 2033 | Summer | 205 | 219.1907 | 233.3815 | 248.0022 | 262.9969 |  | 7114.2893 | 7008.7908 | 6926.0296 | 6865.0893 | 6979.0218 |  | 262.9969 | 262.9969 | 262.9969 | 205 | 14.9947 | 118.8566 | 0.012217 | 205
SOC-02 | 2033-07-01 | 7 | 2033 | 2033 | Summer | 205 | 219.0229 | 233.0458 | 247.4937 | 262.3043 |  | 7114.2893 | 7009.9013 | 6927.7313 | 6866.7416 | 6979.0218 |  | 262.3043 | 262.3043 | 262.3043 | 205 | 14.8107 | 118.8566 | 0.012217 | 205
SOC-02 | 2033-08-01 | 8 | 2033 | 2033 | Summer | 205 | 218.8551 | 232.7102 | 246.9851 | 261.6117 |  | 7114.2893 | 7011.015 | 6929.4456 | 6868.4305 | 6979.0218 |  | 261.6117 | 261.6117 | 261.6117 | 205 | 14.6266 | 118.8566 | 0.012217 | 205
SOC-02 | 2033-09-01 | 9 | 2033 | 2033 | Summer | 205 | 219.862 | 234.7241 | 250.0365 | 265.7673 |  | 7114.2893 | 7004.3798 | 6919.3509 | 6858.8539 | 6979.0218 |  | 265.7673 | 265.7673 | 265.7673 | 205 | 15.7308 | 118.8566 | 0.012217 | 205
SOC-02 | 2033-10-01 | 10 | 2034 | 2033 | Fall | 205 | 222.789 | 240.5779 | 258.9059 | 277.8461 |  | 7089.8904 | 6967.0889 | 6893.1925 | 6855.6822 | 6959.2645 |  | 277.8461 | 277.8461 | 277.8461 | 205 | 18.9402 | 118.8566 | 0.012217 | 205
SOC-02 | 2033-11-01 | 11 | 2034 | 2033 | Fall | 205 | 224.6518 | 244.3037 | 264.551 | 285.5339 |  | 7089.8904 | 6957.3485 | 6882.6056 | 6851.4906 | 6959.2645 |  | 285.5339 | 285.5339 | 285.5339 | 205 | 20.9829 | 118.8566 | 0.012217 | 205
SOC-02 | 2033-12-01 | 12 | 2034 | 2033 | Winter | 205 | 227.4143 | 249.8285 | 272.922 | 296.934 |  | 7071.708 | 6929.7763 | 6866.4521 | 6845.0884 | 6946.6682 |  | 296.934 | 296.934 | 296.934 | 205 | 24.012 | 118.8566 | 0.012217 | 205
SOC-02 | 2034-01-01 | 1 | 2034 | 2034 | Winter | 205 | 228.0856 | 251.1712 | 274.9563 | 299.7044 |  | 7071.708 | 6926.9739 | 6864.2466 | 6844.6547 | 6946.6682 |  | 299.7044 | 299.7044 | 299.7044 | 205 | 24.7481 | 118.8566 | 0.012217 | 205
SOC-02 | 2034-02-01 | 2 | 2034 | 2034 | Winter | 205 | 227.7499 | 250.4998 | 273.9392 | 298.3192 |  | 7071.708 | 6928.3666 | 6865.3316 | 6844.8451 | 6946.6682 |  | 298.3192 | 298.3192 | 298.3192 | 205 | 24.3801 | 118.8566 | 0.012217 | 205
SOC-02 | 2034-03-01 | 3 | 2034 | 2034 | Winter | 205 | 225.9038 | 246.8076 | 268.3449 | 290.7007 |  | 7071.708 | 6936.3356 | 6871.9518 | 6846.8468 | 6946.6682 |  | 290.7007 | 290.7007 | 290.7007 | 205 | 22.3558 | 118.8566 | 0.012217 | 205
SOC-02 | 2034-04-01 | 4 | 2034 | 2034 | Spring | 205 | 222.8561 | 240.7122 | 259.1093 | 278.1232 |  | 7089.8904 | 6966.7289 | 6892.7838 | 6855.4696 | 6969.5558 |  | 278.1232 | 278.1232 | 278.1232 | 205 | 19.0138 | 118.8566 | 0.012217 | 205
SOC-02 | 2034-05-01 | 5 | 2034 | 2034 | Spring | 205 | 221.5319 | 238.0639 | 255.0967 | 272.6586 |  | 7089.8904 | 6973.9581 | 6901.2283 | 6860.4928 | 6969.5558 |  | 272.6586 | 272.6586 | 272.6586 | 205 | 17.5619 | 118.8566 | 0.012217 | 205
SOC-02 | 2034-06-01 | 6 | 2034 | 2034 | Summer | 205 | 219.1907 | 233.3815 | 248.0022 | 262.9969 |  | 7114.2893 | 7008.7908 | 6926.0296 | 6865.0893 | 6979.0218 |  | 262.9969 | 262.9969 | 262.9969 | 205 | 14.9947 | 118.8566 | 0.012217 | 205
SOC-02 | 2034-07-01 | 7 | 2034 | 2034 | Summer | 205 | 219.0229 | 233.0458 | 247.4937 | 262.3043 |  | 7114.2893 | 7009.9013 | 6927.7313 | 6866.7416 | 6979.0218 |  | 262.3043 | 262.3043 | 262.3043 | 205 | 14.8107 | 118.8566 | 0.012217 | 205
SOC-02 | 2034-08-01 | 8 | 2034 | 2034 | Summer | 205 | 218.8551 | 232.7102 | 246.9851 | 261.6117 |  | 7114.2893 | 7011.015 | 6929.4456 | 6868.4305 | 6979.0218 |  | 261.6117 | 261.6117 | 261.6117 | 205 | 14.6266 | 118.8566 | 0.012217 | 205
SOC-02 | 2034-09-01 | 9 | 2034 | 2034 | Summer | 205 | 219.862 | 234.7241 | 250.0365 | 265.7673 |  | 7114.2893 | 7004.3798 | 6919.3509 | 6858.8539 | 6979.0218 |  | 265.7673 | 265.7673 | 265.7673 | 205 | 15.7308 | 118.8566 | 0.012217 | 205
SOC-02 | 2034-10-01 | 10 | 2035 | 2034 | Fall | 205 | 222.789 | 240.5779 | 258.9059 | 277.8461 |  | 7089.8904 | 6967.0889 | 6893.1925 | 6855.6822 | 6959.2645 |  | 277.8461 | 277.8461 | 277.8461 | 205 | 18.9402 | 118.8566 | 0.012217 | 205
SOC-02 | 2034-11-01 | 11 | 2035 | 2034 | Fall | 205 | 224.6518 | 244.3037 | 264.551 | 285.5339 |  | 7089.8904 | 6957.3485 | 6882.6056 | 6851.4906 | 6959.2645 |  | 285.5339 | 285.5339 | 285.5339 | 205 | 20.9829 | 118.8566 | 0.012217 | 205
SOC-02 | 2034-12-01 | 12 | 2035 | 2034 | Winter | 205 | 227.4143 | 249.8285 | 272.922 | 296.934 |  | 7071.708 | 6929.7763 | 6866.4521 | 6845.0884 | 6946.6682 |  | 296.934 | 296.934 | 296.934 | 205 | 24.012 | 118.8566 | 0.012217 | 205
SOC-02 | 2035-01-01 | 1 | 2035 | 2035 | Winter | 205 | 228.0856 | 251.1712 | 274.9563 | 299.7044 |  | 7071.708 | 6926.9739 | 6864.2466 | 6844.6547 | 6946.6682 |  | 299.7044 | 299.7044 | 299.7044 | 205 | 24.7481 | 118.8566 | 0.012217 | 205
SOC-02 | 2035-02-01 | 2 | 2035 | 2035 | Winter | 205 | 227.7499 | 250.4998 | 273.9392 | 298.3192 |  | 7071.708 | 6928.3666 | 6865.3316 | 6844.8451 | 6946.6682 |  | 298.3192 | 298.3192 | 298.3192 | 205 | 24.3801 | 118.8566 | 0.012217 | 205
SOC-02 | 2035-03-01 | 3 | 2035 | 2035 | Winter | 205 | 225.9038 | 246.8076 | 268.3449 | 290.7007 |  | 7071.708 | 6936.3356 | 6871.9518 | 6846.8468 | 6946.6682 |  | 290.7007 | 290.7007 | 290.7007 | 205 | 22.3558 | 118.8566 | 0.012217 | 205
SOC-02 | 2035-04-01 | 4 | 2035 | 2035 | Spring | 205 | 222.8561 | 240.7122 | 259.1093 | 278.1232 |  | 7089.8904 | 6966.7289 | 6892.7838 | 6855.4696 | 6969.5558 |  | 278.1232 | 278.1232 | 278.1232 | 205 | 19.0138 | 118.8566 | 0.012217 | 205
SOC-02 | 2035-05-01 | 5 | 2035 | 2035 | Spring | 205 | 221.5319 | 238.0639 | 255.0967 | 272.6586 |  | 7089.8904 | 6973.9581 | 6901.2283 | 6860.4928 | 6969.5558 |  | 272.6586 | 272.6586 | 272.6586 | 205 | 17.5619 | 118.8566 | 0.012217 | 205
SOC-02 | 2035-06-01 | 6 | 2035 | 2035 | Summer | 205 | 219.1907 | 233.3815 | 248.0022 | 262.9969 |  | 7114.2893 | 7008.7908 | 6926.0296 | 6865.0893 | 6979.0218 |  | 262.9969 | 262.9969 | 262.9969 | 205 | 14.9947 | 118.8566 | 0.012217 | 205
SOC-02 | 2035-07-01 | 7 | 2035 | 2035 | Summer | 205 | 219.0229 | 233.0458 | 247.4937 | 262.3043 |  | 7114.2893 | 7009.9013 | 6927.7313 | 6866.7416 | 6979.0218 |  | 262.3043 | 262.3043 | 262.3043 | 205 | 14.8107 | 118.8566 | 0.012217 | 205
SOC-02 | 2035-08-01 | 8 | 2035 | 2035 | Summer | 205 | 218.8551 | 232.7102 | 246.9851 | 261.6117 |  | 7114.2893 | 7011.015 | 6929.4456 | 6868.4305 | 6979.0218 |  | 261.6117 | 261.6117 | 261.6117 | 205 | 14.6266 | 118.8566 | 0.012217 | 205
SOC-02 | 2035-09-01 | 9 | 2035 | 2035 | Summer | 205 | 219.862 | 234.7241 | 250.0365 | 265.7673 |  | 7114.2893 | 7004.3798 | 6919.3509 | 6858.8539 | 6979.0218 |  | 265.7673 | 265.7673 | 265.7673 | 205 | 15.7308 | 118.8566 | 0.012217 | 205
SOC-02 | 2035-10-01 | 10 | 2036 | 2035 | Fall | 205 | 222.789 | 240.5779 | 258.9059 | 277.8461 |  | 7089.8904 | 6967.0889 | 6893.1925 | 6855.6822 | 6959.2645 |  | 277.8461 | 277.8461 | 277.8461 | 205 | 18.9402 | 118.8566 | 0.012217 | 205
SOC-02 | 2035-11-01 | 11 | 2036 | 2035 | Fall | 205 | 224.6518 | 244.3037 | 264.551 | 285.5339 |  | 7089.8904 | 6957.3485 | 6882.6056 | 6851.4906 | 6959.2645 |  | 285.5339 | 285.5339 | 285.5339 | 205 | 20.9829 | 118.8566 | 0.012217 | 205
SOC-02 | 2035-12-01 | 12 | 2036 | 2035 | Winter | 205 | 227.4143 | 249.8285 | 272.922 | 296.934 |  | 7071.708 | 6929.7763 | 6866.4521 | 6845.0884 | 6946.6682 |  | 296.934 | 296.934 | 296.934 | 205 | 24.012 | 118.8566 | 0.012217 | 205
SOC-02 | 2036-01-01 | 1 | 2036 | 2036 | Winter | 205 | 228.0856 | 251.1712 | 274.9563 | 299.7044 |  | 7071.708 | 6926.9739 | 6864.2466 | 6844.6547 | 6946.6682 |  | 299.7044 | 299.7044 | 299.7044 | 205 | 24.7481 | 118.8566 | 0.012217 | 205
SOC-02 | 2036-02-01 | 2 | 2036 | 2036 | Winter | 205 | 227.7499 | 250.4998 | 273.9392 | 298.3192 |  | 7071.708 | 6928.3666 | 6865.3316 | 6844.8451 | 6946.6682 |  | 298.3192 | 298.3192 | 298.3192 | 205 | 24.3801 | 118.8566 | 0.012217 | 205
SOC-02 | 2036-03-01 | 3 | 2036 | 2036 | Winter | 205 | 225.9038 | 246.8076 | 268.3449 | 290.7007 |  | 7071.708 | 6936.3356 | 6871.9518 | 6846.8468 | 6946.6682 |  | 290.7007 | 290.7007 | 290.7007 | 205 | 22.3558 | 118.8566 | 0.012217 | 205
SOC-02 | 2036-04-01 | 4 | 2036 | 2036 | Spring | 205 | 222.8561 | 240.7122 | 259.1093 | 278.1232 |  | 7089.8904 | 6966.7289 | 6892.7838 | 6855.4696 | 6969.5558 |  | 278.1232 | 278.1232 | 278.1232 | 205 | 19.0138 | 118.8566 | 0.012217 | 205
SOC-02 | 2036-05-01 | 5 | 2036 | 2036 | Spring | 205 | 221.5319 | 238.0639 | 255.0967 | 272.6586 |  | 7089.8904 | 6973.9581 | 6901.2283 | 6860.4928 | 6969.5558 |  | 272.6586 | 272.6586 | 272.6586 | 205 | 17.5619 | 118.8566 | 0.012217 | 205
SOC-02 | 2036-06-01 | 6 | 2036 | 2036 | Summer | 205 | 219.1907 | 233.3815 | 248.0022 | 262.9969 |  | 7114.2893 | 7008.7908 | 6926.0296 | 6865.0893 | 6979.0218 |  | 262.9969 | 262.9969 | 262.9969 | 205 | 14.9947 | 118.8566 | 0.012217 | 205
SOC-02 | 2036-07-01 | 7 | 2036 | 2036 | Summer | 205 | 219.0229 | 233.0458 | 247.4937 | 262.3043 |  | 7114.2893 | 7009.9013 | 6927.7313 | 6866.7416 | 6979.0218 |  | 262.3043 | 262.3043 | 262.3043 | 205 | 14.8107 | 118.8566 | 0.012217 | 205
SOC-02 | 2036-08-01 | 8 | 2036 | 2036 | Summer | 205 | 218.8551 | 232.7102 | 246.9851 | 261.6117 |  | 7114.2893 | 7011.015 | 6929.4456 | 6868.4305 | 6979.0218 |  | 261.6117 | 261.6117 | 261.6117 | 205 | 14.6266 | 118.8566 | 0.012217 | 205
SOC-02 | 2036-09-01 | 9 | 2036 | 2036 | Summer | 205 | 219.862 | 234.7241 | 250.0365 | 265.7673 |  | 7114.2893 | 7004.3798 | 6919.3509 | 6858.8539 | 6979.0218 |  | 265.7673 | 265.7673 | 265.7673 | 205 | 15.7308 | 118.8566 | 0.012217 | 205
SOC-02 | 2036-10-01 | 10 | 2037 | 2036 | Fall | 205 | 222.789 | 240.5779 | 258.9059 | 277.8461 |  | 7089.8904 | 6967.0889 | 6893.1925 | 6855.6822 | 6959.2645 |  | 277.8461 | 277.8461 | 277.8461 | 205 | 18.9402 | 118.8566 | 0.012217 | 205
SOC-02 | 2036-11-01 | 11 | 2037 | 2036 | Fall | 205 | 224.6518 | 244.3037 | 264.551 | 285.5339 |  | 7089.8904 | 6957.3485 | 6882.6056 | 6851.4906 | 6959.2645 |  | 285.5339 | 285.5339 | 285.5339 | 205 | 20.9829 | 118.8566 | 0.012217 | 205
SOC-02 | 2036-12-01 | 12 | 2037 | 2036 | Winter | 205 | 227.4143 | 249.8285 | 272.922 | 296.934 |  | 7071.708 | 6929.7763 | 6866.4521 | 6845.0884 | 6946.6682 |  | 296.934 | 296.934 | 296.934 | 205 | 24.012 | 118.8566 | 0.012217 | 205
SOC-02 | 2037-01-01 | 1 | 2037 | 2037 | Winter | 205 | 228.0856 | 251.1712 | 274.9563 | 299.7044 |  | 7071.708 | 6926.9739 | 6864.2466 | 6844.6547 | 6946.6682 |  | 299.7044 | 299.7044 | 299.7044 | 205 | 24.7481 | 118.8566 | 0.012217 | 205
SOC-02 | 2037-02-01 | 2 | 2037 | 2037 | Winter | 205 | 227.7499 | 250.4998 | 273.9392 | 298.3192 |  | 7071.708 | 6928.3666 | 6865.3316 | 6844.8451 | 6946.6682 |  | 298.3192 | 298.3192 | 298.3192 | 205 | 24.3801 | 118.8566 | 0.012217 | 205
SOC-02 | 2037-03-01 | 3 | 2037 | 2037 | Winter | 205 | 225.9038 | 246.8076 | 268.3449 | 290.7007 |  | 7071.708 | 6936.3356 | 6871.9518 | 6846.8468 | 6946.6682 |  | 290.7007 | 290.7007 | 290.7007 | 205 | 22.3558 | 118.8566 | 0.012217 | 205
SOC-02 | 2037-04-01 | 4 | 2037 | 2037 | Spring | 205 | 222.8561 | 240.7122 | 259.1093 | 278.1232 |  | 7089.8904 | 6966.7289 | 6892.7838 | 6855.4696 | 6969.5558 |  | 278.1232 | 278.1232 | 278.1232 | 205 | 19.0138 | 118.8566 | 0.012217 | 205
SOC-02 | 2037-05-01 | 5 | 2037 | 2037 | Spring | 205 | 221.5319 | 238.0639 | 255.0967 | 272.6586 |  | 7089.8904 | 6973.9581 | 6901.2283 | 6860.4928 | 6969.5558 |  | 272.6586 | 272.6586 | 272.6586 | 205 | 17.5619 | 118.8566 | 0.012217 | 205
SOC-02 | 2037-06-01 | 6 | 2037 | 2037 | Summer | 205 | 219.1907 | 233.3815 | 248.0022 | 262.9969 |  | 7114.2893 | 7008.7908 | 6926.0296 | 6865.0893 | 6979.0218 |  | 262.9969 | 262.9969 | 262.9969 | 205 | 14.9947 | 118.8566 | 0.012217 | 205
SOC-02 | 2037-07-01 | 7 | 2037 | 2037 | Summer | 205 | 219.0229 | 233.0458 | 247.4937 | 262.3043 |  | 7114.2893 | 7009.9013 | 6927.7313 | 6866.7416 | 6979.0218 |  | 262.3043 | 262.3043 | 262.3043 | 205 | 14.8107 | 118.8566 | 0.012217 | 205
SOC-02 | 2037-08-01 | 8 | 2037 | 2037 | Summer | 205 | 218.8551 | 232.7102 | 246.9851 | 261.6117 |  | 7114.2893 | 7011.015 | 6929.4456 | 6868.4305 | 6979.0218 |  | 261.6117 | 261.6117 | 261.6117 | 205 | 14.6266 | 118.8566 | 0.012217 | 205
SOC-02 | 2037-09-01 | 9 | 2037 | 2037 | Summer | 205 | 219.862 | 234.7241 | 250.0365 | 265.7673 |  | 7114.2893 | 7004.3798 | 6919.3509 | 6858.8539 | 6979.0218 |  | 265.7673 | 265.7673 | 265.7673 | 205 | 15.7308 | 118.8566 | 0.012217 | 205
SOC-02 | 2037-10-01 | 10 | 2038 | 2037 | Fall | 205 | 222.789 | 240.5779 | 258.9059 | 277.8461 |  | 7089.8904 | 6967.0889 | 6893.1925 | 6855.6822 | 6959.2645 |  | 277.8461 | 277.8461 | 277.8461 | 205 | 18.9402 | 118.8566 | 0.012217 | 205
SOC-02 | 2037-11-01 | 11 | 2038 | 2037 | Fall | 205 | 224.6518 | 244.3037 | 264.551 | 285.5339 |  | 7089.8904 | 6957.3485 | 6882.6056 | 6851.4906 | 6959.2645 |  | 285.5339 | 285.5339 | 285.5339 | 205 | 20.9829 | 118.8566 | 0.012217 | 205
SOC-02 | 2037-12-01 | 12 | 2038 | 2037 | Winter | 205 | 227.4143 | 249.8285 | 272.922 | 296.934 |  | 7071.708 | 6929.7763 | 6866.4521 | 6845.0884 | 6946.6682 |  | 296.934 | 296.934 | 296.934 | 205 | 24.012 | 118.8566 | 0.012217 | 205
SOC-02 | 2038-01-01 | 1 | 2038 | 2038 | Winter | 205 | 228.0856 | 251.1712 | 274.9563 | 299.7044 |  | 7071.708 | 6926.9739 | 6864.2466 | 6844.6547 | 6946.6682 |  | 299.7044 | 299.7044 | 299.7044 | 205 | 24.7481 | 118.8566 | 0.012217 | 205
SOC-02 | 2038-02-01 | 2 | 2038 | 2038 | Winter | 205 | 227.7499 | 250.4998 | 273.9392 | 298.3192 |  | 7071.708 | 6928.3666 | 6865.3316 | 6844.8451 | 6946.6682 |  | 298.3192 | 298.3192 | 298.3192 | 205 | 24.3801 | 118.8566 | 0.012217 | 205
SOC-02 | 2038-03-01 | 3 | 2038 | 2038 | Winter | 205 | 225.9038 | 246.8076 | 268.3449 | 290.7007 |  | 7071.708 | 6936.3356 | 6871.9518 | 6846.8468 | 6946.6682 |  | 290.7007 | 290.7007 | 290.7007 | 205 | 22.3558 | 118.8566 | 0.012217 | 205
SOC-02 | 2038-04-01 | 4 | 2038 | 2038 | Spring | 205 | 222.8561 | 240.7122 | 259.1093 | 278.1232 |  | 7089.8904 | 6966.7289 | 6892.7838 | 6855.4696 | 6969.5558 |  | 278.1232 | 278.1232 | 278.1232 | 205 | 19.0138 | 118.8566 | 0.012217 | 205
SOC-02 | 2038-05-01 | 5 | 2038 | 2038 | Spring | 205 | 221.5319 | 238.0639 | 255.0967 | 272.6586 |  | 7089.8904 | 6973.9581 | 6901.2283 | 6860.4928 | 6969.5558 |  | 272.6586 | 272.6586 | 272.6586 | 205 | 17.5619 | 118.8566 | 0.012217 | 205
SOC-02 | 2038-06-01 | 6 | 2038 | 2038 | Summer | 205 | 219.1907 | 233.3815 | 248.0022 | 262.9969 |  | 7114.2893 | 7008.7908 | 6926.0296 | 6865.0893 | 6979.0218 |  | 262.9969 | 262.9969 | 262.9969 | 205 | 14.9947 | 118.8566 | 0.012217 | 205
SOC-02 | 2038-07-01 | 7 | 2038 | 2038 | Summer | 205 | 219.0229 | 233.0458 | 247.4937 | 262.3043 |  | 7114.2893 | 7009.9013 | 6927.7313 | 6866.7416 | 6979.0218 |  | 262.3043 | 262.3043 | 262.3043 | 205 | 14.8107 | 118.8566 | 0.012217 | 205
SOC-02 | 2038-08-01 | 8 | 2038 | 2038 | Summer | 205 | 218.8551 | 232.7102 | 246.9851 | 261.6117 |  | 7114.2893 | 7011.015 | 6929.4456 | 6868.4305 | 6979.0218 |  | 261.6117 | 261.6117 | 261.6117 | 205 | 14.6266 | 118.8566 | 0.012217 | 205
SOC-02 | 2038-09-01 | 9 | 2038 | 2038 | Summer | 205 | 219.862 | 234.7241 | 250.0365 | 265.7673 |  | 7114.2893 | 7004.3798 | 6919.3509 | 6858.8539 | 6979.0218 |  | 265.7673 | 265.7673 | 265.7673 | 205 | 15.7308 | 118.8566 | 0.012217 | 205
SOC-02 | 2038-10-01 | 10 | 2039 | 2038 | Fall | 205 | 222.789 | 240.5779 | 258.9059 | 277.8461 |  | 7089.8904 | 6967.0889 | 6893.1925 | 6855.6822 | 6959.2645 |  | 277.8461 | 277.8461 | 277.8461 | 205 | 18.9402 | 118.8566 | 0.012217 | 205
SOC-02 | 2038-11-01 | 11 | 2039 | 2038 | Fall | 205 | 224.6518 | 244.3037 | 264.551 | 285.5339 |  | 7089.8904 | 6957.3485 | 6882.6056 | 6851.4906 | 6959.2645 |  | 285.5339 | 285.5339 | 285.5339 | 205 | 20.9829 | 118.8566 | 0.012217 | 205
SOC-02 | 2038-12-01 | 12 | 2039 | 2038 | Winter | 205 | 227.4143 | 249.8285 | 272.922 | 296.934 |  | 7071.708 | 6929.7763 | 6866.4521 | 6845.0884 | 6946.6682 |  | 296.934 | 296.934 | 296.934 | 205 | 24.012 | 118.8566 | 0.012217 | 205
SOC-02 | 2039-01-01 | 1 | 2039 | 2039 | Winter | 205 | 228.0856 | 251.1712 | 274.9563 | 299.7044 |  | 7071.708 | 6926.9739 | 6864.2466 | 6844.6547 | 6946.6682 |  | 299.7044 | 299.7044 | 299.7044 | 205 | 24.7481 | 118.8566 | 0.012217 | 205
SOC-02 | 2039-02-01 | 2 | 2039 | 2039 | Winter | 205 | 227.7499 | 250.4998 | 273.9392 | 298.3192 |  | 7071.708 | 6928.3666 | 6865.3316 | 6844.8451 | 6946.6682 |  | 298.3192 | 298.3192 | 298.3192 | 205 | 24.3801 | 118.8566 | 0.012217 | 205
SOC-02 | 2039-03-01 | 3 | 2039 | 2039 | Winter | 205 | 225.9038 | 246.8076 | 268.3449 | 290.7007 |  | 7071.708 | 6936.3356 | 6871.9518 | 6846.8468 | 6946.6682 |  | 290.7007 | 290.7007 | 290.7007 | 205 | 22.3558 | 118.8566 | 0.012217 | 205
SOC-02 | 2039-04-01 | 4 | 2039 | 2039 | Spring | 205 | 222.8561 | 240.7122 | 259.1093 | 278.1232 |  | 7089.8904 | 6966.7289 | 6892.7838 | 6855.4696 | 6969.5558 |  | 278.1232 | 278.1232 | 278.1232 | 205 | 19.0138 | 118.8566 | 0.012217 | 205
SOC-02 | 2039-05-01 | 5 | 2039 | 2039 | Spring | 205 | 221.5319 | 238.0639 | 255.0967 | 272.6586 |  | 7089.8904 | 6973.9581 | 6901.2283 | 6860.4928 | 6969.5558 |  | 272.6586 | 272.6586 | 272.6586 | 205 | 17.5619 | 118.8566 | 0.012217 | 205
SOC-02 | 2039-06-01 | 6 | 2039 | 2039 | Summer | 205 | 219.1907 | 233.3815 | 248.0022 | 262.9969 |  | 7114.2893 | 7008.7908 | 6926.0296 | 6865.0893 | 6979.0218 |  | 262.9969 | 262.9969 | 262.9969 | 205 | 14.9947 | 118.8566 | 0.012217 | 205
SOC-02 | 2039-07-01 | 7 | 2039 | 2039 | Summer | 205 | 219.0229 | 233.0458 | 247.4937 | 262.3043 |  | 7114.2893 | 7009.9013 | 6927.7313 | 6866.7416 | 6979.0218 |  | 262.3043 | 262.3043 | 262.3043 | 205 | 14.8107 | 118.8566 | 0.012217 | 205
SOC-02 | 2039-08-01 | 8 | 2039 | 2039 | Summer | 205 | 218.8551 | 232.7102 | 246.9851 | 261.6117 |  | 7114.2893 | 7011.015 | 6929.4456 | 6868.4305 | 6979.0218 |  | 261.6117 | 261.6117 | 261.6117 | 205 | 14.6266 | 118.8566 | 0.012217 | 205
SOC-02 | 2039-09-01 | 9 | 2039 | 2039 | Summer | 205 | 219.862 | 234.7241 | 250.0365 | 265.7673 |  | 7114.2893 | 7004.3798 | 6919.3509 | 6858.8539 | 6979.0218 |  | 265.7673 | 265.7673 | 265.7673 | 205 | 15.7308 | 118.8566 | 0.012217 | 205
SOC-02 | 2039-10-01 | 10 | 2040 | 2039 | Fall | 205 | 222.789 | 240.5779 | 258.9059 | 277.8461 |  | 7089.8904 | 6967.0889 | 6893.1925 | 6855.6822 | 6959.2645 |  | 277.8461 | 277.8461 | 277.8461 | 205 | 18.9402 | 118.8566 | 0.012217 | 205
SOC-02 | 2039-11-01 | 11 | 2040 | 2039 | Fall | 205 | 224.6518 | 244.3037 | 264.551 | 285.5339 |  | 7089.8904 | 6957.3485 | 6882.6056 | 6851.4906 | 6959.2645 |  | 285.5339 | 285.5339 | 285.5339 | 205 | 20.9829 | 118.8566 | 0.012217 | 205
SOC-02 | 2039-12-01 | 12 | 2040 | 2039 | Winter | 205 | 227.4143 | 249.8285 | 272.922 | 296.934 |  | 7071.708 | 6929.7763 | 6866.4521 | 6845.0884 | 6946.6682 |  | 296.934 | 296.934 | 296.934 | 205 | 24.012 | 118.8566 | 0.012217 | 205
SOC-02 | 2040-01-01 | 1 | 2040 | 2040 | Winter | 205 | 228.0856 | 251.1712 | 274.9563 | 299.7044 |  | 7071.708 | 6926.9739 | 6864.2466 | 6844.6547 | 6946.6682 |  | 299.7044 | 299.7044 | 299.7044 | 205 | 24.7481 | 118.8566 | 0.012217 | 205
SOC-02 | 2040-02-01 | 2 | 2040 | 2040 | Winter | 205 | 227.7499 | 250.4998 | 273.9392 | 298.3192 |  | 7071.708 | 6928.3666 | 6865.3316 | 6844.8451 | 6946.6682 |  | 298.3192 | 298.3192 | 298.3192 | 205 | 24.3801 | 118.8566 | 0.012217 | 205
SOC-02 | 2040-03-01 | 3 | 2040 | 2040 | Winter | 205 | 225.9038 | 246.8076 | 268.3449 | 290.7007 |  | 7071.708 | 6936.3356 | 6871.9518 | 6846.8468 | 6946.6682 |  | 290.7007 | 290.7007 | 290.7007 | 205 | 22.3558 | 118.8566 | 0.012217 | 205
SOC-02 | 2040-04-01 | 4 | 2040 | 2040 | Spring | 205 | 222.8561 | 240.7122 | 259.1093 | 278.1232 |  | 7089.8904 | 6966.7289 | 6892.7838 | 6855.4696 | 6969.5558 |  | 278.1232 | 278.1232 | 278.1232 | 205 | 19.0138 | 118.8566 | 0.012217 | 205
SOC-02 | 2040-05-01 | 5 | 2040 | 2040 | Spring | 205 | 221.5319 | 238.0639 | 255.0967 | 272.6586 |  | 7089.8904 | 6973.9581 | 6901.2283 | 6860.4928 | 6969.5558 |  | 272.6586 | 272.6586 | 272.6586 | 205 | 17.5619 | 118.8566 | 0.012217 | 205
SOC-02 | 2040-06-01 | 6 | 2040 | 2040 | Summer | 205 | 219.1907 | 233.3815 | 248.0022 | 262.9969 |  | 7114.2893 | 7008.7908 | 6926.0296 | 6865.0893 | 6979.0218 |  | 262.9969 | 262.9969 | 262.9969 | 205 | 14.9947 | 118.8566 | 0.012217 | 205
SOC-02 | 2040-07-01 | 7 | 2040 | 2040 | Summer | 205 | 219.0229 | 233.0458 | 247.4937 | 262.3043 |  | 7114.2893 | 7009.9013 | 6927.7313 | 6866.7416 | 6979.0218 |  | 262.3043 | 262.3043 | 262.3043 | 205 | 14.8107 | 118.8566 | 0.012217 | 205
SOC-02 | 2040-08-01 | 8 | 2040 | 2040 | Summer | 205 | 218.8551 | 232.7102 | 246.9851 | 261.6117 |  | 7114.2893 | 7011.015 | 6929.4456 | 6868.4305 | 6979.0218 |  | 261.6117 | 261.6117 | 261.6117 | 205 | 14.6266 | 118.8566 | 0.012217 | 205
SOC-02 | 2040-09-01 | 9 | 2040 | 2040 | Summer | 205 | 219.862 | 234.7241 | 250.0365 | 265.7673 |  | 7114.2893 | 7004.3798 | 6919.3509 | 6858.8539 | 6979.0218 |  | 265.7673 | 265.7673 | 265.7673 | 205 | 15.7308 | 118.8566 | 0.012217 | 205
SOC-02 | 2040-10-01 | 10 | 2041 | 2040 | Fall | 205 | 222.789 | 240.5779 | 258.9059 | 277.8461 |  | 7089.8904 | 6967.0889 | 6893.1925 | 6855.6822 | 6959.2645 |  | 277.8461 | 277.8461 | 277.8461 | 205 | 18.9402 | 118.8566 | 0.012217 | 205
SOC-02 | 2040-11-01 | 11 | 2041 | 2040 | Fall | 205 | 224.6518 | 244.3037 | 264.551 | 285.5339 |  | 7089.8904 | 6957.3485 | 6882.6056 | 6851.4906 | 6959.2645 |  | 285.5339 | 285.5339 | 285.5339 | 205 | 20.9829 | 118.8566 | 0.012217 | 205
SOC-02 | 2040-12-01 | 12 | 2041 | 2040 | Winter | 205 | 227.4143 | 249.8285 | 272.922 | 296.934 |  | 7071.708 | 6929.7763 | 6866.4521 | 6845.0884 | 6946.6682 |  | 296.934 | 296.934 | 296.934 | 205 | 24.012 | 118.8566 | 0.012217 | 205
SOC-02 | 2041-01-01 | 1 | 2041 | 2041 | Winter | 205 | 228.0856 | 251.1712 | 274.9563 | 299.7044 |  | 7071.708 | 6926.9739 | 6864.2466 | 6844.6547 | 6946.6682 |  | 299.7044 | 299.7044 | 299.7044 | 205 | 24.7481 | 118.8566 | 0.012217 | 205
SOC-02 | 2041-02-01 | 2 | 2041 | 2041 | Winter | 205 | 227.7499 | 250.4998 | 273.9392 | 298.3192 |  | 7071.708 | 6928.3666 | 6865.3316 | 6844.8451 | 6946.6682 |  | 298.3192 | 298.3192 | 298.3192 | 205 | 24.3801 | 118.8566 | 0.012217 | 205
SOC-02 | 2041-03-01 | 3 | 2041 | 2041 | Winter | 205 | 225.9038 | 246.8076 | 268.3449 | 290.7007 |  | 7071.708 | 6936.3356 | 6871.9518 | 6846.8468 | 6946.6682 |  | 290.7007 | 290.7007 | 290.7007 | 205 | 22.3558 | 118.8566 | 0.012217 | 205
SOC-02 | 2041-04-01 | 4 | 2041 | 2041 | Spring | 205 | 222.8561 | 240.7122 | 259.1093 | 278.1232 |  | 7089.8904 | 6966.7289 | 6892.7838 | 6855.4696 | 6969.5558 |  | 278.1232 | 278.1232 | 278.1232 | 205 | 19.0138 | 118.8566 | 0.012217 | 205
SOC-02 | 2041-05-01 | 5 | 2041 | 2041 | Spring | 205 | 221.5319 | 238.0639 | 255.0967 | 272.6586 |  | 7089.8904 | 6973.9581 | 6901.2283 | 6860.4928 | 6969.5558 |  | 272.6586 | 272.6586 | 272.6586 | 205 | 17.5619 | 118.8566 | 0.012217 | 205
SOC-02 | 2041-06-01 | 6 | 2041 | 2041 | Summer | 205 | 219.1907 | 233.3815 | 248.0022 | 262.9969 |  | 7114.2893 | 7008.7908 | 6926.0296 | 6865.0893 | 6979.0218 |  | 262.9969 | 262.9969 | 262.9969 | 205 | 14.9947 | 118.8566 | 0.012217 | 205
SOC-02 | 2041-07-01 | 7 | 2041 | 2041 | Summer | 205 | 219.0229 | 233.0458 | 247.4937 | 262.3043 |  | 7114.2893 | 7009.9013 | 6927.7313 | 6866.7416 | 6979.0218 |  | 262.3043 | 262.3043 | 262.3043 | 205 | 14.8107 | 118.8566 | 0.012217 | 205
SOC-02 | 2041-08-01 | 8 | 2041 | 2041 | Summer | 205 | 218.8551 | 232.7102 | 246.9851 | 261.6117 |  | 7114.2893 | 7011.015 | 6929.4456 | 6868.4305 | 6979.0218 |  | 261.6117 | 261.6117 | 261.6117 | 205 | 14.6266 | 118.8566 | 0.012217 | 205
SOC-02 | 2041-09-01 | 9 | 2041 | 2041 | Summer | 205 | 219.862 | 234.7241 | 250.0365 | 265.7673 |  | 7114.2893 | 7004.3798 | 6919.3509 | 6858.8539 | 6979.0218 |  | 265.7673 | 265.7673 | 265.7673 | 205 | 15.7308 | 118.8566 | 0.012217 | 205
SOC-02 | 2041-10-01 | 10 | 2042 | 2041 | Fall | 205 | 222.789 | 240.5779 | 258.9059 | 277.8461 |  | 7089.8904 | 6967.0889 | 6893.1925 | 6855.6822 | 6959.2645 |  | 277.8461 | 277.8461 | 277.8461 | 205 | 18.9402 | 118.8566 | 0.012217 | 205
SOC-02 | 2041-11-01 | 11 | 2042 | 2041 | Fall | 205 | 224.6518 | 244.3037 | 264.551 | 285.5339 |  | 7089.8904 | 6957.3485 | 6882.6056 | 6851.4906 | 6959.2645 |  | 285.5339 | 285.5339 | 285.5339 | 205 | 20.9829 | 118.8566 | 0.012217 | 205
SOC-02 | 2041-12-01 | 12 | 2042 | 2041 | Winter | 205 | 227.4143 | 249.8285 | 272.922 | 296.934 |  | 7071.708 | 6929.7763 | 6866.4521 | 6845.0884 | 6946.6682 |  | 296.934 | 296.934 | 296.934 | 205 | 24.012 | 118.8566 | 0.012217 | 205
SOC-02 | 2042-01-01 | 1 | 2042 | 2042 | Winter | 205 | 228.0856 | 251.1712 | 274.9563 | 299.7044 |  | 7071.708 | 6926.9739 | 6864.2466 | 6844.6547 | 6946.6682 |  | 299.7044 | 299.7044 | 299.7044 | 205 | 24.7481 | 118.8566 | 0.012217 | 205
SOC-02 | 2042-02-01 | 2 | 2042 | 2042 | Winter | 205 | 227.7499 | 250.4998 | 273.9392 | 298.3192 |  | 7071.708 | 6928.3666 | 6865.3316 | 6844.8451 | 6946.6682 |  | 298.3192 | 298.3192 | 298.3192 | 205 | 24.3801 | 118.8566 | 0.012217 | 205
SOC-02 | 2042-03-01 | 3 | 2042 | 2042 | Winter | 205 | 225.9038 | 246.8076 | 268.3449 | 290.7007 |  | 7071.708 | 6936.3356 | 6871.9518 | 6846.8468 | 6946.6682 |  | 290.7007 | 290.7007 | 290.7007 | 205 | 22.3558 | 118.8566 | 0.012217 | 205
SOC-02 | 2042-04-01 | 4 | 2042 | 2042 | Spring | 205 | 222.8561 | 240.7122 | 259.1093 | 278.1232 |  | 7089.8904 | 6966.7289 | 6892.7838 | 6855.4696 | 6969.5558 |  | 278.1232 | 278.1232 | 278.1232 | 205 | 19.0138 | 118.8566 | 0.012217 | 205
SOC-02 | 2042-05-01 | 5 | 2042 | 2042 | Spring | 205 | 221.5319 | 238.0639 | 255.0967 | 272.6586 |  | 7089.8904 | 6973.9581 | 6901.2283 | 6860.4928 | 6969.5558 |  | 272.6586 | 272.6586 | 272.6586 | 205 | 17.5619 | 118.8566 | 0.012217 | 205
SOC-02 | 2042-06-01 | 6 | 2042 | 2042 | Summer | 205 | 219.1907 | 233.3815 | 248.0022 | 262.9969 |  | 7114.2893 | 7008.7908 | 6926.0296 | 6865.0893 | 6979.0218 |  | 262.9969 | 262.9969 | 262.9969 | 205 | 14.9947 | 118.8566 | 0.012217 | 205
SOC-02 | 2042-07-01 | 7 | 2042 | 2042 | Summer | 205 | 219.0229 | 233.0458 | 247.4937 | 262.3043 |  | 7114.2893 | 7009.9013 | 6927.7313 | 6866.7416 | 6979.0218 |  | 262.3043 | 262.3043 | 262.3043 | 205 | 14.8107 | 118.8566 | 0.012217 | 205
SOC-02 | 2042-08-01 | 8 | 2042 | 2042 | Summer | 205 | 218.8551 | 232.7102 | 246.9851 | 261.6117 |  | 7114.2893 | 7011.015 | 6929.4456 | 6868.4305 | 6979.0218 |  | 261.6117 | 261.6117 | 261.6117 | 205 | 14.6266 | 118.8566 | 0.012217 | 205
SOC-02 | 2042-09-01 | 9 | 2042 | 2042 | Summer | 205 | 219.862 | 234.7241 | 250.0365 | 265.7673 |  | 7114.2893 | 7004.3798 | 6919.3509 | 6858.8539 | 6979.0218 |  | 265.7673 | 265.7673 | 265.7673 | 205 | 15.7308 | 118.8566 | 0.012217 | 205
SOC-02 | 2042-10-01 | 10 | 2043 | 2042 | Fall | 205 | 222.789 | 240.5779 | 258.9059 | 277.8461 |  | 7089.8904 | 6967.0889 | 6893.1925 | 6855.6822 | 6959.2645 |  | 277.8461 | 277.8461 | 277.8461 | 205 | 18.9402 | 118.8566 | 0.012217 | 205
SOC-02 | 2042-11-01 | 11 | 2043 | 2042 | Fall | 205 | 224.6518 | 244.3037 | 264.551 | 285.5339 |  | 7089.8904 | 6957.3485 | 6882.6056 | 6851.4906 | 6959.2645 |  | 285.5339 | 285.5339 | 285.5339 | 205 | 20.9829 | 118.8566 | 0.012217 | 205
SOC-02 | 2042-12-01 | 12 | 2043 | 2042 | Winter | 205 | 227.4143 | 249.8285 | 272.922 | 296.934 |  | 7071.708 | 6929.7763 | 6866.4521 | 6845.0884 | 6946.6682 |  | 296.934 | 296.934 | 296.934 | 205 | 24.012 | 118.8566 | 0.012217 | 205
SOC-02 | 2043-01-01 | 1 | 2043 | 2043 | Winter | 205 | 228.0856 | 251.1712 | 274.9563 | 299.7044 |  | 7071.708 | 6926.9739 | 6864.2466 | 6844.6547 | 6946.6682 |  | 299.7044 | 299.7044 | 299.7044 | 205 | 24.7481 | 118.8566 | 0.012217 | 205
SOC-02 | 2043-02-01 | 2 | 2043 | 2043 | Winter | 205 | 227.7499 | 250.4998 | 273.9392 | 298.3192 |  | 7071.708 | 6928.3666 | 6865.3316 | 6844.8451 | 6946.6682 |  | 298.3192 | 298.3192 | 298.3192 | 205 | 24.3801 | 118.8566 | 0.012217 | 205
SOC-02 | 2043-03-01 | 3 | 2043 | 2043 | Winter | 205 | 225.9038 | 246.8076 | 268.3449 | 290.7007 |  | 7071.708 | 6936.3356 | 6871.9518 | 6846.8468 | 6946.6682 |  | 290.7007 | 290.7007 | 290.7007 | 205 | 22.3558 | 118.8566 | 0.012217 | 205
SOC-02 | 2043-04-01 | 4 | 2043 | 2043 | Spring | 205 | 222.8561 | 240.7122 | 259.1093 | 278.1232 |  | 7089.8904 | 6966.7289 | 6892.7838 | 6855.4696 | 6969.5558 |  | 278.1232 | 278.1232 | 278.1232 | 205 | 19.0138 | 118.8566 | 0.012217 | 205
SOC-02 | 2043-05-01 | 5 | 2043 | 2043 | Spring | 205 | 221.5319 | 238.0639 | 255.0967 | 272.6586 |  | 7089.8904 | 6973.9581 | 6901.2283 | 6860.4928 | 6969.5558 |  | 272.6586 | 272.6586 | 272.6586 | 205 | 17.5619 | 118.8566 | 0.012217 | 205
SOC-02 | 2043-06-01 | 6 | 2043 | 2043 | Summer | 205 | 219.1907 | 233.3815 | 248.0022 | 262.9969 |  | 7114.2893 | 7008.7908 | 6926.0296 | 6865.0893 | 6979.0218 |  | 262.9969 | 262.9969 | 262.9969 | 205 | 14.9947 | 118.8566 | 0.012217 | 205
SOC-02 | 2043-07-01 | 7 | 2043 | 2043 | Summer | 205 | 219.0229 | 233.0458 | 247.4937 | 262.3043 |  | 7114.2893 | 7009.9013 | 6927.7313 | 6866.7416 | 6979.0218 |  | 262.3043 | 262.3043 | 262.3043 | 205 | 14.8107 | 118.8566 | 0.012217 | 205
SOC-02 | 2043-08-01 | 8 | 2043 | 2043 | Summer | 205 | 218.8551 | 232.7102 | 246.9851 | 261.6117 |  | 7114.2893 | 7011.015 | 6929.4456 | 6868.4305 | 6979.0218 |  | 261.6117 | 261.6117 | 261.6117 | 205 | 14.6266 | 118.8566 | 0.012217 | 205
SOC-02 | 2043-09-01 | 9 | 2043 | 2043 | Summer | 205 | 219.862 | 234.7241 | 250.0365 | 265.7673 |  | 7114.2893 | 7004.3798 | 6919.3509 | 6858.8539 | 6979.0218 |  | 265.7673 | 265.7673 | 265.7673 | 205 | 15.7308 | 118.8566 | 0.012217 | 205
SOC-02 | 2043-10-01 | 10 | 2044 | 2043 | Fall | 205 | 222.789 | 240.5779 | 258.9059 | 277.8461 |  | 7089.8904 | 6967.0889 | 6893.1925 | 6855.6822 | 6959.2645 |  | 277.8461 | 277.8461 | 277.8461 | 205 | 18.9402 | 118.8566 | 0.012217 | 205
SOC-02 | 2043-11-01 | 11 | 2044 | 2043 | Fall | 205 | 224.6518 | 244.3037 | 264.551 | 285.5339 |  | 7089.8904 | 6957.3485 | 6882.6056 | 6851.4906 | 6959.2645 |  | 285.5339 | 285.5339 | 285.5339 | 205 | 20.9829 | 118.8566 | 0.012217 | 205
SOC-02 | 2043-12-01 | 12 | 2044 | 2043 | Winter | 205 | 227.4143 | 249.8285 | 272.922 | 296.934 |  | 7071.708 | 6929.7763 | 6866.4521 | 6845.0884 | 6946.6682 |  | 296.934 | 296.934 | 296.934 | 205 | 24.012 | 118.8566 | 0.012217 | 205
SOC-02 | 2044-01-01 | 1 | 2044 | 2044 | Winter | 205 | 228.0856 | 251.1712 | 274.9563 | 299.7044 |  | 7071.708 | 6926.9739 | 6864.2466 | 6844.6547 | 6946.6682 |  | 299.7044 | 299.7044 | 299.7044 | 205 | 24.7481 | 118.8566 | 0.012217 | 205
SOC-02 | 2044-02-01 | 2 | 2044 | 2044 | Winter | 205 | 227.7499 | 250.4998 | 273.9392 | 298.3192 |  | 7071.708 | 6928.3666 | 6865.3316 | 6844.8451 | 6946.6682 |  | 298.3192 | 298.3192 | 298.3192 | 205 | 24.3801 | 118.8566 | 0.012217 | 205
SOC-02 | 2044-03-01 | 3 | 2044 | 2044 | Winter | 205 | 225.9038 | 246.8076 | 268.3449 | 290.7007 |  | 7071.708 | 6936.3356 | 6871.9518 | 6846.8468 | 6946.6682 |  | 290.7007 | 290.7007 | 290.7007 | 205 | 22.3558 | 118.8566 | 0.012217 | 205
SOC-02 | 2044-04-01 | 4 | 2044 | 2044 | Spring | 205 | 222.8561 | 240.7122 | 259.1093 | 278.1232 |  | 7089.8904 | 6966.7289 | 6892.7838 | 6855.4696 | 6969.5558 |  | 278.1232 | 278.1232 | 278.1232 | 205 | 19.0138 | 118.8566 | 0.012217 | 205
SOC-02 | 2044-05-01 | 5 | 2044 | 2044 | Spring | 205 | 221.5319 | 238.0639 | 255.0967 | 272.6586 |  | 7089.8904 | 6973.9581 | 6901.2283 | 6860.4928 | 6969.5558 |  | 272.6586 | 272.6586 | 272.6586 | 205 | 17.5619 | 118.8566 | 0.012217 | 205
SOC-02 | 2044-06-01 | 6 | 2044 | 2044 | Summer | 205 | 219.1907 | 233.3815 | 248.0022 | 262.9969 |  | 7114.2893 | 7008.7908 | 6926.0296 | 6865.0893 | 6979.0218 |  | 262.9969 | 262.9969 | 262.9969 | 205 | 14.9947 | 118.8566 | 0.012217 | 205
SOC-02 | 2044-07-01 | 7 | 2044 | 2044 | Summer | 205 | 219.0229 | 233.0458 | 247.4937 | 262.3043 |  | 7114.2893 | 7009.9013 | 6927.7313 | 6866.7416 | 6979.0218 |  | 262.3043 | 262.3043 | 262.3043 | 205 | 14.8107 | 118.8566 | 0.012217 | 205
SOC-02 | 2044-08-01 | 8 | 2044 | 2044 | Summer | 205 | 218.8551 | 232.7102 | 246.9851 | 261.6117 |  | 7114.2893 | 7011.015 | 6929.4456 | 6868.4305 | 6979.0218 |  | 261.6117 | 261.6117 | 261.6117 | 205 | 14.6266 | 118.8566 | 0.012217 | 205
SOC-02 | 2044-09-01 | 9 | 2044 | 2044 | Summer | 205 | 219.862 | 234.7241 | 250.0365 | 265.7673 |  | 7114.2893 | 7004.3798 | 6919.3509 | 6858.8539 | 6979.0218 |  | 265.7673 | 265.7673 | 265.7673 | 205 | 15.7308 | 118.8566 | 0.012217 | 205
SOC-02 | 2044-10-01 | 10 | 2045 | 2044 | Fall | 205 | 222.789 | 240.5779 | 258.9059 | 277.8461 |  | 7089.8904 | 6967.0889 | 6893.1925 | 6855.6822 | 6959.2645 |  | 277.8461 | 277.8461 | 277.8461 | 205 | 18.9402 | 118.8566 | 0.012217 | 205
SOC-02 | 2044-11-01 | 11 | 2045 | 2044 | Fall | 205 | 224.6518 | 244.3037 | 264.551 | 285.5339 |  | 7089.8904 | 6957.3485 | 6882.6056 | 6851.4906 | 6959.2645 |  | 285.5339 | 285.5339 | 285.5339 | 205 | 20.9829 | 118.8566 | 0.012217 | 205
SOC-02 | 2044-12-01 | 12 | 2045 | 2044 | Winter | 205 | 227.4143 | 249.8285 | 272.922 | 296.934 |  | 7071.708 | 6929.7763 | 6866.4521 | 6845.0884 | 6946.6682 |  | 296.934 | 296.934 | 296.934 | 205 | 24.012 | 118.8566 | 0.012217 | 205
SOC-02 | 2045-01-01 | 1 | 2045 | 2045 | Winter | 205 | 228.0856 | 251.1712 | 274.9563 | 299.7044 |  | 7071.708 | 6926.9739 | 6864.2466 | 6844.6547 | 6946.6682 |  | 299.7044 | 299.7044 | 299.7044 | 205 | 24.7481 | 118.8566 | 0.012217 | 205
SOC-02 | 2045-02-01 | 2 | 2045 | 2045 | Winter | 205 | 227.7499 | 250.4998 | 273.9392 | 298.3192 |  | 7071.708 | 6928.3666 | 6865.3316 | 6844.8451 | 6946.6682 |  | 298.3192 | 298.3192 | 298.3192 | 205 | 24.3801 | 118.8566 | 0.012217 | 205
SOC-02 | 2045-03-01 | 3 | 2045 | 2045 | Winter | 205 | 225.9038 | 246.8076 | 268.3449 | 290.7007 |  | 7071.708 | 6936.3356 | 6871.9518 | 6846.8468 | 6946.6682 |  | 290.7007 | 290.7007 | 290.7007 | 205 | 22.3558 | 118.8566 | 0.012217 | 205
SOC-02 | 2045-04-01 | 4 | 2045 | 2045 | Spring | 205 | 222.8561 | 240.7122 | 259.1093 | 278.1232 |  | 7089.8904 | 6966.7289 | 6892.7838 | 6855.4696 | 6969.5558 |  | 278.1232 | 278.1232 | 278.1232 | 205 | 19.0138 | 118.8566 | 0.012217 | 205
SOC-02 | 2045-05-01 | 5 | 2045 | 2045 | Spring | 205 | 221.5319 | 238.0639 | 255.0967 | 272.6586 |  | 7089.8904 | 6973.9581 | 6901.2283 | 6860.4928 | 6969.5558 |  | 272.6586 | 272.6586 | 272.6586 | 205 | 17.5619 | 118.8566 | 0.012217 | 205
SOC-02 | 2045-06-01 | 6 | 2045 | 2045 | Summer | 205 | 219.1907 | 233.3815 | 248.0022 | 262.9969 |  | 7114.2893 | 7008.7908 | 6926.0296 | 6865.0893 | 6979.0218 |  | 262.9969 | 262.9969 | 262.9969 | 205 | 14.9947 | 118.8566 | 0.012217 | 205
SOC-02 | 2045-07-01 | 7 | 2045 | 2045 | Summer | 205 | 219.0229 | 233.0458 | 247.4937 | 262.3043 |  | 7114.2893 | 7009.9013 | 6927.7313 | 6866.7416 | 6979.0218 |  | 262.3043 | 262.3043 | 262.3043 | 205 | 14.8107 | 118.8566 | 0.012217 | 205
SOC-02 | 2045-08-01 | 8 | 2045 | 2045 | Summer | 205 | 218.8551 | 232.7102 | 246.9851 | 261.6117 |  | 7114.2893 | 7011.015 | 6929.4456 | 6868.4305 | 6979.0218 |  | 261.6117 | 261.6117 | 261.6117 | 205 | 14.6266 | 118.8566 | 0.012217 | 205
SOC-02 | 2045-09-01 | 9 | 2045 | 2045 | Summer | 205 | 219.862 | 234.7241 | 250.0365 | 265.7673 |  | 7114.2893 | 7004.3798 | 6919.3509 | 6858.8539 | 6979.0218 |  | 265.7673 | 265.7673 | 265.7673 | 205 | 15.7308 | 118.8566 | 0.012217 | 205
SOC-02 | 2045-10-01 | 10 | 2046 | 2045 | Fall | 205 | 222.789 | 240.5779 | 258.9059 | 277.8461 |  | 7089.8904 | 6967.0889 | 6893.1925 | 6855.6822 | 6959.2645 |  | 277.8461 | 277.8461 | 277.8461 | 205 | 18.9402 | 118.8566 | 0.012217 | 205
SOC-02 | 2045-11-01 | 11 | 2046 | 2045 | Fall | 205 | 224.6518 | 244.3037 | 264.551 | 285.5339 |  | 7089.8904 | 6957.3485 | 6882.6056 | 6851.4906 | 6959.2645 |  | 285.5339 | 285.5339 | 285.5339 | 205 | 20.9829 | 118.8566 | 0.012217 | 205
SOC-02 | 2045-12-01 | 12 | 2046 | 2045 | Winter | 205 | 227.4143 | 249.8285 | 272.922 | 296.934 |  | 7071.708 | 6929.7763 | 6866.4521 | 6845.0884 | 6946.6682 |  | 296.934 | 296.934 | 296.934 | 205 | 24.012 | 118.8566 | 0.012217 | 205
SOC-02 | 2046-01-01 | 1 | 2046 | 2046 | Winter | 205 | 228.0856 | 251.1712 | 274.9563 | 299.7044 |  | 7071.708 | 6926.9739 | 6864.2466 | 6844.6547 | 6946.6682 |  | 299.7044 | 299.7044 | 299.7044 | 205 | 24.7481 | 118.8566 | 0.012217 | 205
SOC-02 | 2046-02-01 | 2 | 2046 | 2046 | Winter | 205 | 227.7499 | 250.4998 | 273.9392 | 298.3192 |  | 7071.708 | 6928.3666 | 6865.3316 | 6844.8451 | 6946.6682 |  | 298.3192 | 298.3192 | 298.3192 | 205 | 24.3801 | 118.8566 | 0.012217 | 205
SOC-02 | 2046-03-01 | 3 | 2046 | 2046 | Winter | 205 | 225.9038 | 246.8076 | 268.3449 | 290.7007 |  | 7071.708 | 6936.3356 | 6871.9518 | 6846.8468 | 6946.6682 |  | 290.7007 | 290.7007 | 290.7007 | 205 | 22.3558 | 118.8566 | 0.012217 | 205
SOC-02 | 2046-04-01 | 4 | 2046 | 2046 | Spring | 205 | 222.8561 | 240.7122 | 259.1093 | 278.1232 |  | 7089.8904 | 6966.7289 | 6892.7838 | 6855.4696 | 6969.5558 |  | 278.1232 | 278.1232 | 278.1232 | 205 | 19.0138 | 118.8566 | 0.012217 | 205
SOC-02 | 2046-05-01 | 5 | 2046 | 2046 | Spring | 205 | 221.5319 | 238.0639 | 255.0967 | 272.6586 |  | 7089.8904 | 6973.9581 | 6901.2283 | 6860.4928 | 6969.5558 |  | 272.6586 | 272.6586 | 272.6586 | 205 | 17.5619 | 118.8566 | 0.012217 | 205
SOC-02 | 2046-06-01 | 6 | 2046 | 2046 | Summer | 205 | 219.1907 | 233.3815 | 248.0022 | 262.9969 |  | 7114.2893 | 7008.7908 | 6926.0296 | 6865.0893 | 6979.0218 |  | 262.9969 | 262.9969 | 262.9969 | 205 | 14.9947 | 118.8566 | 0.012217 | 205
SOC-02 | 2046-07-01 | 7 | 2046 | 2046 | Summer | 205 | 219.0229 | 233.0458 | 247.4937 | 262.3043 |  | 7114.2893 | 7009.9013 | 6927.7313 | 6866.7416 | 6979.0218 |  | 262.3043 | 262.3043 | 262.3043 | 205 | 14.8107 | 118.8566 | 0.012217 | 205
SOC-02 | 2046-08-01 | 8 | 2046 | 2046 | Summer | 205 | 218.8551 | 232.7102 | 246.9851 | 261.6117 |  | 7114.2893 | 7011.015 | 6929.4456 | 6868.4305 | 6979.0218 |  | 261.6117 | 261.6117 | 261.6117 | 205 | 14.6266 | 118.8566 | 0.012217 | 205
SOC-02 | 2046-09-01 | 9 | 2046 | 2046 | Summer | 205 | 219.862 | 234.7241 | 250.0365 | 265.7673 |  | 7114.2893 | 7004.3798 | 6919.3509 | 6858.8539 | 6979.0218 |  | 265.7673 | 265.7673 | 265.7673 | 205 | 15.7308 | 118.8566 | 0.012217 | 205
SOC-03 | 2016-10-01 | 10 | 2017 | 2016 | Fall | 205 | 222.789 | 240.5779 | 258.9059 | 277.8461 |  | 7089.8904 | 6967.0889 | 6893.1925 | 6855.6822 | 6959.2645 |  | 277.8461 | 277.8461 | 277.8461 | 205 | 18.9402 | 118.8566 | 0.012217 | 205
SOC-03 | 2016-11-01 | 11 | 2017 | 2016 | Fall | 205 | 224.6518 | 244.3037 | 264.551 | 285.5339 |  | 7089.8904 | 6957.3485 | 6882.6056 | 6851.4906 | 6959.2645 |  | 285.5339 | 285.5339 | 285.5339 | 205 | 20.9829 | 118.8566 | 0.012217 | 205
SOC-03 | 2016-12-01 | 12 | 2017 | 2016 | Winter | 205 | 227.4143 | 249.8285 | 272.922 | 296.934 |  | 7071.708 | 6929.7763 | 6866.4521 | 6845.0884 | 6946.6682 |  | 296.934 | 296.934 | 296.934 | 205 | 24.012 | 118.8566 | 0.012217 | 205
SOC-03 | 2017-01-01 | 1 | 2017 | 2017 | Winter | 205 | 228.0856 | 251.1712 | 274.9563 | 299.7044 |  | 7071.708 | 6926.9739 | 6864.2466 | 6844.6547 | 6946.6682 |  | 299.7044 | 299.7044 | 299.7044 | 205 | 24.7481 | 118.8566 | 0.012217 | 205
SOC-03 | 2017-02-01 | 2 | 2017 | 2017 | Winter | 205 | 227.7499 | 250.4998 | 273.9392 | 298.3192 |  | 7071.708 | 6928.3666 | 6865.3316 | 6844.8451 | 6946.6682 |  | 298.3192 | 298.3192 | 298.3192 | 205 | 24.3801 | 118.8566 | 0.012217 | 205
SOC-03 | 2017-03-01 | 3 | 2017 | 2017 | Winter | 205 | 225.9038 | 246.8076 | 268.3449 | 290.7007 |  | 7071.708 | 6936.3356 | 6871.9518 | 6846.8468 | 6946.6682 |  | 290.7007 | 290.7007 | 290.7007 | 205 | 22.3558 | 118.8566 | 0.012217 | 205
SOC-03 | 2017-04-01 | 4 | 2017 | 2017 | Spring | 205 | 222.8561 | 240.7122 | 259.1093 | 278.1232 |  | 7089.8904 | 6966.7289 | 6892.7838 | 6855.4696 | 6969.5558 |  | 278.1232 | 278.1232 | 278.1232 | 205 | 19.0138 | 118.8566 | 0.012217 | 205
SOC-03 | 2017-05-01 | 5 | 2017 | 2017 | Spring | 205 | 221.5319 | 238.0639 | 255.0967 | 272.6586 |  | 7089.8904 | 6973.9581 | 6901.2283 | 6860.4928 | 6969.5558 |  | 272.6586 | 272.6586 | 272.6586 | 205 | 17.5619 | 118.8566 | 0.012217 | 205
SOC-03 | 2017-06-01 | 6 | 2017 | 2017 | Summer | 205 | 219.1907 | 233.3815 | 248.0022 | 262.9969 |  | 7114.2893 | 7008.7908 | 6926.0296 | 6865.0893 | 6979.0218 |  | 262.9969 | 262.9969 | 262.9969 | 205 | 14.9947 | 118.8566 | 0.012217 | 205
SOC-03 | 2017-07-01 | 7 | 2017 | 2017 | Summer | 205 | 219.0229 | 233.0458 | 247.4937 | 262.3043 |  | 7114.2893 | 7009.9013 | 6927.7313 | 6866.7416 | 6979.0218 |  | 262.3043 | 262.3043 | 262.3043 | 205 | 14.8107 | 118.8566 | 0.012217 | 205
SOC-03 | 2017-08-01 | 8 | 2017 | 2017 | Summer | 205 | 218.8551 | 232.7102 | 246.9851 | 261.6117 |  | 7114.2893 | 7011.015 | 6929.4456 | 6868.4305 | 6979.0218 |  | 261.6117 | 261.6117 | 261.6117 | 205 | 14.6266 | 118.8566 | 0.012217 | 205
SOC-03 | 2017-09-01 | 9 | 2017 | 2017 | Summer | 205 | 219.862 | 234.7241 | 250.0365 | 265.7673 |  | 7114.2893 | 7004.3798 | 6919.3509 | 6858.8539 | 6979.0218 |  | 265.7673 | 265.7673 | 265.7673 | 205 | 15.7308 | 118.8566 | 0.012217 | 205
SOC-03 | 2017-10-01 | 10 | 2018 | 2017 | Fall | 205 | 222.789 | 240.5779 | 258.9059 | 277.8461 |  | 7089.8904 | 6967.0889 | 6893.1925 | 6855.6822 | 6959.2645 |  | 277.8461 | 277.8461 | 277.8461 | 205 | 18.9402 | 118.8566 | 0.012217 | 205
SOC-03 | 2017-11-01 | 11 | 2018 | 2017 | Fall | 205 | 224.6518 | 244.3037 | 264.551 | 285.5339 |  | 7089.8904 | 6957.3485 | 6882.6056 | 6851.4906 | 6959.2645 |  | 285.5339 | 285.5339 | 285.5339 | 205 | 20.9829 | 118.8566 | 0.012217 | 205
SOC-03 | 2017-12-01 | 12 | 2018 | 2017 | Winter | 205 | 227.4143 | 249.8285 | 272.922 | 296.934 |  | 7071.708 | 6929.7763 | 6866.4521 | 6845.0884 | 6946.6682 |  | 296.934 | 296.934 | 296.934 | 205 | 24.012 | 118.8566 | 0.012217 | 205
SOC-03 | 2018-01-01 | 1 | 2018 | 2018 | Winter | 205 | 228.0856 | 251.1712 | 274.9563 | 299.7044 |  | 7071.708 | 6926.9739 | 6864.2466 | 6844.6547 | 6946.6682 |  | 299.7044 | 299.7044 | 299.7044 | 205 | 24.7481 | 118.8566 | 0.012217 | 205
SOC-03 | 2018-02-01 | 2 | 2018 | 2018 | Winter | 205 | 227.7499 | 250.4998 | 273.9392 | 298.3192 |  | 7071.708 | 6928.3666 | 6865.3316 | 6844.8451 | 6946.6682 |  | 298.3192 | 298.3192 | 298.3192 | 205 | 24.3801 | 118.8566 | 0.012217 | 205
SOC-03 | 2018-03-01 | 3 | 2018 | 2018 | Winter | 205 | 225.9038 | 246.8076 | 268.3449 | 290.7007 |  | 7071.708 | 6936.3356 | 6871.9518 | 6846.8468 | 6946.6682 |  | 290.7007 | 290.7007 | 290.7007 | 205 | 22.3558 | 118.8566 | 0.012217 | 205
SOC-03 | 2018-04-01 | 4 | 2018 | 2018 | Spring | 205 | 222.8561 | 240.7122 | 259.1093 | 278.1232 |  | 7089.8904 | 6966.7289 | 6892.7838 | 6855.4696 | 6969.5558 |  | 278.1232 | 278.1232 | 278.1232 | 205 | 19.0138 | 118.8566 | 0.012217 | 205
SOC-03 | 2018-05-01 | 5 | 2018 | 2018 | Spring | 205 | 221.5319 | 238.0639 | 255.0967 | 272.6586 |  | 7089.8904 | 6973.9581 | 6901.2283 | 6860.4928 | 6969.5558 |  | 272.6586 | 272.6586 | 272.6586 | 205 | 17.5619 | 118.8566 | 0.012217 | 205
SOC-03 | 2018-06-01 | 6 | 2018 | 2018 | Summer | 205 | 219.1907 | 233.3815 | 248.0022 | 262.9969 |  | 7114.2893 | 7008.7908 | 6926.0296 | 6865.0893 | 6979.0218 |  | 262.9969 | 262.9969 | 262.9969 | 205 | 14.9947 | 118.8566 | 0.012217 | 205
SOC-03 | 2018-07-01 | 7 | 2018 | 2018 | Summer | 205 | 219.0229 | 233.0458 | 247.4937 | 262.3043 |  | 7114.2893 | 7009.9013 | 6927.7313 | 6866.7416 | 6979.0218 |  | 262.3043 | 262.3043 | 262.3043 | 205 | 14.8107 | 118.8566 | 0.012217 | 205
SOC-03 | 2018-08-01 | 8 | 2018 | 2018 | Summer | 205 | 218.8551 | 232.7102 | 246.9851 | 261.6117 |  | 7114.2893 | 7011.015 | 6929.4456 | 6868.4305 | 6979.0218 |  | 261.6117 | 261.6117 | 261.6117 | 205 | 14.6266 | 118.8566 | 0.012217 | 205
SOC-03 | 2018-09-01 | 9 | 2018 | 2018 | Summer | 205 | 219.862 | 234.7241 | 250.0365 | 265.7673 |  | 7114.2893 | 7004.3798 | 6919.3509 | 6858.8539 | 6979.0218 |  | 265.7673 | 265.7673 | 265.7673 | 205 | 15.7308 | 118.8566 | 0.012217 | 205
SOC-03 | 2018-10-01 | 10 | 2019 | 2018 | Fall | 205 | 222.789 | 240.5779 | 258.9059 | 277.8461 |  | 7089.8904 | 6967.0889 | 6893.1925 | 6855.6822 | 6959.2645 |  | 277.8461 | 277.8461 | 277.8461 | 205 | 18.9402 | 118.8566 | 0.012217 | 205
SOC-03 | 2018-11-01 | 11 | 2019 | 2018 | Fall | 205 | 224.6518 | 244.3037 | 264.551 | 285.5339 |  | 7089.8904 | 6957.3485 | 6882.6056 | 6851.4906 | 6959.2645 |  | 285.5339 | 285.5339 | 285.5339 | 205 | 20.9829 | 118.8566 | 0.012217 | 205
SOC-03 | 2018-12-01 | 12 | 2019 | 2018 | Winter | 205 | 227.4143 | 249.8285 | 272.922 | 296.934 |  | 7071.708 | 6929.7763 | 6866.4521 | 6845.0884 | 6946.6682 |  | 296.934 | 296.934 | 296.934 | 205 | 24.012 | 118.8566 | 0.012217 | 205
SOC-03 | 2019-01-01 | 1 | 2019 | 2019 | Winter | 205 | 228.0856 | 251.1712 | 274.9563 | 299.7044 |  | 7071.708 | 6926.9739 | 6864.2466 | 6844.6547 | 6946.6682 |  | 299.7044 | 299.7044 | 299.7044 | 205 | 24.7481 | 118.8566 | 0.012217 | 205
SOC-03 | 2019-02-01 | 2 | 2019 | 2019 | Winter | 205 | 227.7499 | 250.4998 | 273.9392 | 298.3192 |  | 7071.708 | 6928.3666 | 6865.3316 | 6844.8451 | 6946.6682 |  | 298.3192 | 298.3192 | 298.3192 | 205 | 24.3801 | 118.8566 | 0.012217 | 205
SOC-03 | 2019-03-01 | 3 | 2019 | 2019 | Winter | 205 | 225.9038 | 246.8076 | 268.3449 | 290.7007 |  | 7071.708 | 6936.3356 | 6871.9518 | 6846.8468 | 6946.6682 |  | 290.7007 | 290.7007 | 290.7007 | 205 | 22.3558 | 118.8566 | 0.012217 | 205
SOC-03 | 2019-04-01 | 4 | 2019 | 2019 | Spring | 205 | 222.8561 | 240.7122 | 259.1093 | 278.1232 |  | 7089.8904 | 6966.7289 | 6892.7838 | 6855.4696 | 6969.5558 |  | 278.1232 | 278.1232 | 278.1232 | 205 | 19.0138 | 118.8566 | 0.012217 | 205
SOC-03 | 2019-05-01 | 5 | 2019 | 2019 | Spring | 205 | 221.5319 | 238.0639 | 255.0967 | 272.6586 |  | 7089.8904 | 6973.9581 | 6901.2283 | 6860.4928 | 6969.5558 |  | 272.6586 | 272.6586 | 272.6586 | 205 | 17.5619 | 118.8566 | 0.012217 | 205
SOC-03 | 2019-06-01 | 6 | 2019 | 2019 | Summer | 205 | 219.1907 | 233.3815 | 248.0022 | 262.9969 |  | 7114.2893 | 7008.7908 | 6926.0296 | 6865.0893 | 6979.0218 |  | 262.9969 | 262.9969 | 262.9969 | 205 | 14.9947 | 118.8566 | 0.012217 | 205
SOC-03 | 2019-07-01 | 7 | 2019 | 2019 | Summer | 205 | 219.0229 | 233.0458 | 247.4937 | 262.3043 |  | 7114.2893 | 7009.9013 | 6927.7313 | 6866.7416 | 6979.0218 |  | 262.3043 | 262.3043 | 262.3043 | 205 | 14.8107 | 118.8566 | 0.012217 | 205
SOC-03 | 2019-08-01 | 8 | 2019 | 2019 | Summer | 205 | 218.8551 | 232.7102 | 246.9851 | 261.6117 |  | 7114.2893 | 7011.015 | 6929.4456 | 6868.4305 | 6979.0218 |  | 261.6117 | 261.6117 | 261.6117 | 205 | 14.6266 | 118.8566 | 0.012217 | 205
SOC-03 | 2019-09-01 | 9 | 2019 | 2019 | Summer | 205 | 219.862 | 234.7241 | 250.0365 | 265.7673 |  | 7114.2893 | 7004.3798 | 6919.3509 | 6858.8539 | 6979.0218 |  | 265.7673 | 265.7673 | 265.7673 | 205 | 15.7308 | 118.8566 | 0.012217 | 205
SOC-03 | 2019-10-01 | 10 | 2020 | 2019 | Fall | 205 | 222.789 | 240.5779 | 258.9059 | 277.8461 |  | 7089.8904 | 6967.0889 | 6893.1925 | 6855.6822 | 6959.2645 |  | 277.8461 | 277.8461 | 277.8461 | 205 | 18.9402 | 118.8566 | 0.012217 | 205
SOC-03 | 2019-11-01 | 11 | 2020 | 2019 | Fall | 205 | 224.6518 | 244.3037 | 264.551 | 285.5339 |  | 7089.8904 | 6957.3485 | 6882.6056 | 6851.4906 | 6959.2645 |  | 285.5339 | 285.5339 | 285.5339 | 205 | 20.9829 | 118.8566 | 0.012217 | 205
SOC-03 | 2019-12-01 | 12 | 2020 | 2019 | Winter | 205 | 227.4143 | 249.8285 | 272.922 | 296.934 |  | 7071.708 | 6929.7763 | 6866.4521 | 6845.0884 | 6946.6682 |  | 296.934 | 296.934 | 296.934 | 205 | 24.012 | 118.8566 | 0.012217 | 205
SOC-03 | 2020-01-01 | 1 | 2020 | 2020 | Winter | 205 | 228.0856 | 251.1712 | 274.9563 | 299.7044 |  | 7071.708 | 6926.9739 | 6864.2466 | 6844.6547 | 6946.6682 |  | 299.7044 | 299.7044 | 299.7044 | 205 | 24.7481 | 118.8566 | 0.012217 | 205
SOC-03 | 2020-02-01 | 2 | 2020 | 2020 | Winter | 205 | 227.7499 | 250.4998 | 273.9392 | 298.3192 |  | 7071.708 | 6928.3666 | 6865.3316 | 6844.8451 | 6946.6682 |  | 298.3192 | 298.3192 | 298.3192 | 205 | 24.3801 | 118.8566 | 0.012217 | 205
SOC-03 | 2020-03-01 | 3 | 2020 | 2020 | Winter | 205 | 225.9038 | 246.8076 | 268.3449 | 290.7007 |  | 7071.708 | 6936.3356 | 6871.9518 | 6846.8468 | 6946.6682 |  | 290.7007 | 290.7007 | 290.7007 | 205 | 22.3558 | 118.8566 | 0.012217 | 205
SOC-03 | 2020-04-01 | 4 | 2020 | 2020 | Spring | 205 | 222.8561 | 240.7122 | 259.1093 | 278.1232 |  | 7089.8904 | 6966.7289 | 6892.7838 | 6855.4696 | 6969.5558 |  | 278.1232 | 278.1232 | 278.1232 | 205 | 19.0138 | 118.8566 | 0.012217 | 205
SOC-03 | 2020-05-01 | 5 | 2020 | 2020 | Spring | 205 | 221.5319 | 238.0639 | 255.0967 | 272.6586 |  | 7089.8904 | 6973.9581 | 6901.2283 | 6860.4928 | 6969.5558 |  | 272.6586 | 272.6586 | 272.6586 | 205 | 17.5619 | 118.8566 | 0.012217 | 205
SOC-03 | 2020-06-01 | 6 | 2020 | 2020 | Summer | 205 | 219.1907 | 233.3815 | 248.0022 | 262.9969 |  | 7114.2893 | 7008.7908 | 6926.0296 | 6865.0893 | 6979.0218 |  | 262.9969 | 262.9969 | 262.9969 | 205 | 14.9947 | 118.8566 | 0.012217 | 205
SOC-03 | 2020-07-01 | 7 | 2020 | 2020 | Summer | 205 | 219.0229 | 233.0458 | 247.4937 | 262.3043 |  | 7114.2893 | 7009.9013 | 6927.7313 | 6866.7416 | 6979.0218 |  | 262.3043 | 262.3043 | 262.3043 | 205 | 14.8107 | 118.8566 | 0.012217 | 205
SOC-03 | 2020-08-01 | 8 | 2020 | 2020 | Summer | 205 | 218.8551 | 232.7102 | 246.9851 | 261.6117 |  | 7114.2893 | 7011.015 | 6929.4456 | 6868.4305 | 6979.0218 |  | 261.6117 | 261.6117 | 261.6117 | 205 | 14.6266 | 118.8566 | 0.012217 | 205
SOC-03 | 2020-09-01 | 9 | 2020 | 2020 | Summer | 205 | 219.862 | 234.7241 | 250.0365 | 265.7673 |  | 7114.2893 | 7004.3798 | 6919.3509 | 6858.8539 | 6979.0218 |  | 265.7673 | 265.7673 | 265.7673 | 205 | 15.7308 | 118.8566 | 0.012217 | 205
SOC-03 | 2020-10-01 | 10 | 2021 | 2020 | Fall | 205 | 222.789 | 240.5779 | 258.9059 | 277.8461 |  | 7089.8904 | 6967.0889 | 6893.1925 | 6855.6822 | 6959.2645 |  | 277.8461 | 277.8461 | 277.8461 | 205 | 18.9402 | 118.8566 | 0.012217 | 205
SOC-03 | 2020-11-01 | 11 | 2021 | 2020 | Fall | 205 | 224.6518 | 244.3037 | 264.551 | 285.5339 |  | 7089.8904 | 6957.3485 | 6882.6056 | 6851.4906 | 6959.2645 |  | 285.5339 | 285.5339 | 285.5339 | 205 | 20.9829 | 118.8566 | 0.012217 | 205
SOC-03 | 2020-12-01 | 12 | 2021 | 2020 | Winter | 205 | 227.4143 | 249.8285 | 272.922 | 296.934 |  | 7071.708 | 6929.7763 | 6866.4521 | 6845.0884 | 6946.6682 |  | 296.934 | 296.934 | 296.934 | 205 | 24.012 | 118.8566 | 0.012217 | 205
SOC-03 | 2021-01-01 | 1 | 2021 | 2021 | Winter | 205 | 228.0856 | 251.1712 | 274.9563 | 299.7044 |  | 7071.708 | 6926.9739 | 6864.2466 | 6844.6547 | 6946.6682 |  | 299.7044 | 299.7044 | 299.7044 | 205 | 24.7481 | 118.8566 | 0.012217 | 205
SOC-03 | 2021-02-01 | 2 | 2021 | 2021 | Winter | 205 | 227.7499 | 250.4998 | 273.9392 | 298.3192 |  | 7071.708 | 6928.3666 | 6865.3316 | 6844.8451 | 6946.6682 |  | 298.3192 | 298.3192 | 298.3192 | 205 | 24.3801 | 118.8566 | 0.012217 | 205
SOC-03 | 2021-03-01 | 3 | 2021 | 2021 | Winter | 205 | 225.9038 | 246.8076 | 268.3449 | 290.7007 |  | 7071.708 | 6936.3356 | 6871.9518 | 6846.8468 | 6946.6682 |  | 290.7007 | 290.7007 | 290.7007 | 205 | 22.3558 | 118.8566 | 0.012217 | 205
SOC-03 | 2021-04-01 | 4 | 2021 | 2021 | Spring | 205 | 222.8561 | 240.7122 | 259.1093 | 278.1232 |  | 7089.8904 | 6966.7289 | 6892.7838 | 6855.4696 | 6969.5558 |  | 278.1232 | 278.1232 | 278.1232 | 205 | 19.0138 | 118.8566 | 0.012217 | 205
SOC-03 | 2021-05-01 | 5 | 2021 | 2021 | Spring | 205 | 221.5319 | 238.0639 | 255.0967 | 272.6586 |  | 7089.8904 | 6973.9581 | 6901.2283 | 6860.4928 | 6969.5558 |  | 272.6586 | 272.6586 | 272.6586 | 205 | 17.5619 | 118.8566 | 0.012217 | 205
SOC-03 | 2021-06-01 | 6 | 2021 | 2021 | Summer | 205 | 219.1907 | 233.3815 | 248.0022 | 262.9969 |  | 7114.2893 | 7008.7908 | 6926.0296 | 6865.0893 | 6979.0218 |  | 262.9969 | 262.9969 | 262.9969 | 205 | 14.9947 | 118.8566 | 0.012217 | 205
SOC-03 | 2021-07-01 | 7 | 2021 | 2021 | Summer | 205 | 219.0229 | 233.0458 | 247.4937 | 262.3043 |  | 7114.2893 | 7009.9013 | 6927.7313 | 6866.7416 | 6979.0218 |  | 262.3043 | 262.3043 | 262.3043 | 205 | 14.8107 | 118.8566 | 0.012217 | 205
SOC-03 | 2021-08-01 | 8 | 2021 | 2021 | Summer | 205 | 218.8551 | 232.7102 | 246.9851 | 261.6117 |  | 7114.2893 | 7011.015 | 6929.4456 | 6868.4305 | 6979.0218 |  | 261.6117 | 261.6117 | 261.6117 | 205 | 14.6266 | 118.8566 | 0.012217 | 205
SOC-03 | 2021-09-01 | 9 | 2021 | 2021 | Summer | 205 | 219.862 | 234.7241 | 250.0365 | 265.7673 |  | 7114.2893 | 7004.3798 | 6919.3509 | 6858.8539 | 6979.0218 |  | 265.7673 | 265.7673 | 265.7673 | 205 | 15.7308 | 118.8566 | 0.012217 | 205
SOC-03 | 2021-10-01 | 10 | 2022 | 2021 | Fall | 205 | 222.789 | 240.5779 | 258.9059 | 277.8461 |  | 7089.8904 | 6967.0889 | 6893.1925 | 6855.6822 | 6959.2645 |  | 277.8461 | 277.8461 | 277.8461 | 205 | 18.9402 | 118.8566 | 0.012217 | 205
SOC-03 | 2021-11-01 | 11 | 2022 | 2021 | Fall | 205 | 224.6518 | 244.3037 | 264.551 | 285.5339 |  | 7089.8904 | 6957.3485 | 6882.6056 | 6851.4906 | 6959.2645 |  | 285.5339 | 285.5339 | 285.5339 | 205 | 20.9829 | 118.8566 | 0.012217 | 205
SOC-03 | 2021-12-01 | 12 | 2022 | 2021 | Winter | 205 | 227.4143 | 249.8285 | 272.922 | 296.934 |  | 7071.708 | 6929.7763 | 6866.4521 | 6845.0884 | 6946.6682 |  | 296.934 | 296.934 | 296.934 | 205 | 24.012 | 118.8566 | 0.012217 | 205
SOC-03 | 2022-01-01 | 1 | 2022 | 2022 | Winter | 205 | 228.0856 | 251.1712 | 274.9563 | 299.7044 |  | 7071.708 | 6926.9739 | 6864.2466 | 6844.6547 | 6946.6682 |  | 299.7044 | 299.7044 | 299.7044 | 205 | 24.7481 | 118.8566 | 0.012217 | 205
SOC-03 | 2022-02-01 | 2 | 2022 | 2022 | Winter | 205 | 227.7499 | 250.4998 | 273.9392 | 298.3192 |  | 7071.708 | 6928.3666 | 6865.3316 | 6844.8451 | 6946.6682 |  | 298.3192 | 298.3192 | 298.3192 | 205 | 24.3801 | 118.8566 | 0.012217 | 205
SOC-03 | 2022-03-01 | 3 | 2022 | 2022 | Winter | 205 | 225.9038 | 246.8076 | 268.3449 | 290.7007 |  | 7071.708 | 6936.3356 | 6871.9518 | 6846.8468 | 6946.6682 |  | 290.7007 | 290.7007 | 290.7007 | 205 | 22.3558 | 118.8566 | 0.012217 | 205
SOC-03 | 2022-04-01 | 4 | 2022 | 2022 | Spring | 205 | 222.8561 | 240.7122 | 259.1093 | 278.1232 |  | 7089.8904 | 6966.7289 | 6892.7838 | 6855.4696 | 6969.5558 |  | 278.1232 | 278.1232 | 278.1232 | 205 | 19.0138 | 118.8566 | 0.012217 | 205
SOC-03 | 2022-05-01 | 5 | 2022 | 2022 | Spring | 205 | 221.5319 | 238.0639 | 255.0967 | 272.6586 |  | 7089.8904 | 6973.9581 | 6901.2283 | 6860.4928 | 6969.5558 |  | 272.6586 | 272.6586 | 272.6586 | 205 | 17.5619 | 118.8566 | 0.012217 | 205
SOC-03 | 2022-06-01 | 6 | 2022 | 2022 | Summer | 205 | 219.1907 | 233.3815 | 248.0022 | 262.9969 |  | 7114.2893 | 7008.7908 | 6926.0296 | 6865.0893 | 6979.0218 |  | 262.9969 | 262.9969 | 262.9969 | 205 | 14.9947 | 118.8566 | 0.012217 | 205
SOC-03 | 2022-07-01 | 7 | 2022 | 2022 | Summer | 205 | 219.0229 | 233.0458 | 247.4937 | 262.3043 |  | 7114.2893 | 7009.9013 | 6927.7313 | 6866.7416 | 6979.0218 |  | 262.3043 | 262.3043 | 262.3043 | 205 | 14.8107 | 118.8566 | 0.012217 | 205
SOC-03 | 2022-08-01 | 8 | 2022 | 2022 | Summer | 205 | 218.8551 | 232.7102 | 246.9851 | 261.6117 |  | 7114.2893 | 7011.015 | 6929.4456 | 6868.4305 | 6979.0218 |  | 261.6117 | 261.6117 | 261.6117 | 205 | 14.6266 | 118.8566 | 0.012217 | 205
SOC-03 | 2022-09-01 | 9 | 2022 | 2022 | Summer | 205 | 219.862 | 234.7241 | 250.0365 | 265.7673 |  | 7114.2893 | 7004.3798 | 6919.3509 | 6858.8539 | 6979.0218 |  | 265.7673 | 265.7673 | 265.7673 | 205 | 15.7308 | 118.8566 | 0.012217 | 205
SOC-03 | 2022-10-01 | 10 | 2023 | 2022 | Fall | 205 | 222.789 | 240.5779 | 258.9059 | 277.8461 |  | 7089.8904 | 6967.0889 | 6893.1925 | 6855.6822 | 6959.2645 |  | 277.8461 | 277.8461 | 277.8461 | 205 | 18.9402 | 118.8566 | 0.012217 | 205
SOC-03 | 2022-11-01 | 11 | 2023 | 2022 | Fall | 205 | 224.6518 | 244.3037 | 264.551 | 285.5339 |  | 7089.8904 | 6957.3485 | 6882.6056 | 6851.4906 | 6959.2645 |  | 285.5339 | 285.5339 | 285.5339 | 205 | 20.9829 | 118.8566 | 0.012217 | 205
SOC-03 | 2022-12-01 | 12 | 2023 | 2022 | Winter | 205 | 227.4143 | 249.8285 | 272.922 | 296.934 |  | 7071.708 | 6929.7763 | 6866.4521 | 6845.0884 | 6946.6682 |  | 296.934 | 296.934 | 296.934 | 205 | 24.012 | 118.8566 | 0.012217 | 205
SOC-03 | 2023-01-01 | 1 | 2023 | 2023 | Winter | 205 | 228.0856 | 251.1712 | 274.9563 | 299.7044 |  | 7071.708 | 6926.9739 | 6864.2466 | 6844.6547 | 6946.6682 |  | 299.7044 | 299.7044 | 299.7044 | 205 | 24.7481 | 118.8566 | 0.012217 | 205
SOC-03 | 2023-02-01 | 2 | 2023 | 2023 | Winter | 205 | 227.7499 | 250.4998 | 273.9392 | 298.3192 |  | 7071.708 | 6928.3666 | 6865.3316 | 6844.8451 | 6946.6682 |  | 298.3192 | 298.3192 | 298.3192 | 205 | 24.3801 | 118.8566 | 0.012217 | 205
SOC-03 | 2023-03-01 | 3 | 2023 | 2023 | Winter | 205 | 225.9038 | 246.8076 | 268.3449 | 290.7007 |  | 7071.708 | 6936.3356 | 6871.9518 | 6846.8468 | 6946.6682 |  | 290.7007 | 290.7007 | 290.7007 | 205 | 22.3558 | 118.8566 | 0.012217 | 205
SOC-03 | 2023-04-01 | 4 | 2023 | 2023 | Spring | 205 | 222.8561 | 240.7122 | 259.1093 | 278.1232 |  | 7089.8904 | 6966.7289 | 6892.7838 | 6855.4696 | 6969.5558 |  | 278.1232 | 278.1232 | 278.1232 | 205 | 19.0138 | 118.8566 | 0.012217 | 205
SOC-03 | 2023-05-01 | 5 | 2023 | 2023 | Spring | 205 | 221.5319 | 238.0639 | 255.0967 | 272.6586 |  | 7089.8904 | 6973.9581 | 6901.2283 | 6860.4928 | 6969.5558 |  | 272.6586 | 272.6586 | 272.6586 | 205 | 17.5619 | 118.8566 | 0.012217 | 205
SOC-03 | 2023-06-01 | 6 | 2023 | 2023 | Summer | 205 | 219.1907 | 233.3815 | 248.0022 | 262.9969 |  | 7114.2893 | 7008.7908 | 6926.0296 | 6865.0893 | 6979.0218 |  | 262.9969 | 262.9969 | 262.9969 | 205 | 14.9947 | 118.8566 | 0.012217 | 205
SOC-03 | 2023-07-01 | 7 | 2023 | 2023 | Summer | 205 | 219.0229 | 233.0458 | 247.4937 | 262.3043 |  | 7114.2893 | 7009.9013 | 6927.7313 | 6866.7416 | 6979.0218 |  | 262.3043 | 262.3043 | 262.3043 | 205 | 14.8107 | 118.8566 | 0.012217 | 205
SOC-03 | 2023-08-01 | 8 | 2023 | 2023 | Summer | 205 | 218.8551 | 232.7102 | 246.9851 | 261.6117 |  | 7114.2893 | 7011.015 | 6929.4456 | 6868.4305 | 6979.0218 |  | 261.6117 | 261.6117 | 261.6117 | 205 | 14.6266 | 118.8566 | 0.012217 | 205
SOC-03 | 2023-09-01 | 9 | 2023 | 2023 | Summer | 205 | 219.862 | 234.7241 | 250.0365 | 265.7673 |  | 7114.2893 | 7004.3798 | 6919.3509 | 6858.8539 | 6979.0218 |  | 265.7673 | 265.7673 | 265.7673 | 205 | 15.7308 | 118.8566 | 0.012217 | 205
SOC-03 | 2023-10-01 | 10 | 2024 | 2023 | Fall | 205 | 222.789 | 240.5779 | 258.9059 | 277.8461 |  | 7089.8904 | 6967.0889 | 6893.1925 | 6855.6822 | 6959.2645 |  | 277.8461 | 277.8461 | 277.8461 | 205 | 18.9402 | 118.8566 | 0.012217 | 205
SOC-03 | 2023-11-01 | 11 | 2024 | 2023 | Fall | 205 | 224.6518 | 244.3037 | 264.551 | 285.5339 |  | 7089.8904 | 6957.3485 | 6882.6056 | 6851.4906 | 6959.2645 |  | 285.5339 | 285.5339 | 285.5339 | 205 | 20.9829 | 118.8566 | 0.012217 | 205
SOC-03 | 2023-12-01 | 12 | 2024 | 2023 | Winter | 205 | 227.4143 | 249.8285 | 272.922 | 296.934 |  | 7071.708 | 6929.7763 | 6866.4521 | 6845.0884 | 6946.6682 |  | 296.934 | 296.934 | 296.934 | 205 | 24.012 | 118.8566 | 0.012217 | 205
SOC-03 | 2024-01-01 | 1 | 2024 | 2024 | Winter | 205 | 228.0856 | 251.1712 | 274.9563 | 299.7044 |  | 7071.708 | 6926.9739 | 6864.2466 | 6844.6547 | 6946.6682 |  | 299.7044 | 299.7044 | 299.7044 | 205 | 24.7481 | 118.8566 | 0.012217 | 205
SOC-03 | 2024-02-01 | 2 | 2024 | 2024 | Winter | 205 | 227.7499 | 250.4998 | 273.9392 | 298.3192 |  | 7071.708 | 6928.3666 | 6865.3316 | 6844.8451 | 6946.6682 |  | 298.3192 | 298.3192 | 298.3192 | 205 | 24.3801 | 118.8566 | 0.012217 | 205
SOC-03 | 2024-03-01 | 3 | 2024 | 2024 | Winter | 205 | 225.9038 | 246.8076 | 268.3449 | 290.7007 |  | 7071.708 | 6936.3356 | 6871.9518 | 6846.8468 | 6946.6682 |  | 290.7007 | 290.7007 | 290.7007 | 205 | 22.3558 | 118.8566 | 0.012217 | 205
SOC-03 | 2024-04-01 | 4 | 2024 | 2024 | Spring | 205 | 222.8561 | 240.7122 | 259.1093 | 278.1232 |  | 7089.8904 | 6966.7289 | 6892.7838 | 6855.4696 | 6969.5558 |  | 278.1232 | 278.1232 | 278.1232 | 205 | 19.0138 | 118.8566 | 0.012217 | 205
SOC-03 | 2024-05-01 | 5 | 2024 | 2024 | Spring | 205 | 221.5319 | 238.0639 | 255.0967 | 272.6586 |  | 7089.8904 | 6973.9581 | 6901.2283 | 6860.4928 | 6969.5558 |  | 272.6586 | 272.6586 | 272.6586 | 205 | 17.5619 | 118.8566 | 0.012217 | 205
SOC-03 | 2024-06-01 | 6 | 2024 | 2024 | Summer | 205 | 219.1907 | 233.3815 | 248.0022 | 262.9969 |  | 7114.2893 | 7008.7908 | 6926.0296 | 6865.0893 | 6979.0218 |  | 262.9969 | 262.9969 | 262.9969 | 205 | 14.9947 | 118.8566 | 0.012217 | 205
SOC-03 | 2024-07-01 | 7 | 2024 | 2024 | Summer | 205 | 219.0229 | 233.0458 | 247.4937 | 262.3043 |  | 7114.2893 | 7009.9013 | 6927.7313 | 6866.7416 | 6979.0218 |  | 262.3043 | 262.3043 | 262.3043 | 205 | 14.8107 | 118.8566 | 0.012217 | 205
SOC-03 | 2024-08-01 | 8 | 2024 | 2024 | Summer | 205 | 218.8551 | 232.7102 | 246.9851 | 261.6117 |  | 7114.2893 | 7011.015 | 6929.4456 | 6868.4305 | 6979.0218 |  | 261.6117 | 261.6117 | 261.6117 | 205 | 14.6266 | 118.8566 | 0.012217 | 205
SOC-03 | 2024-09-01 | 9 | 2024 | 2024 | Summer | 205 | 219.862 | 234.7241 | 250.0365 | 265.7673 |  | 7114.2893 | 7004.3798 | 6919.3509 | 6858.8539 | 6979.0218 |  | 265.7673 | 265.7673 | 265.7673 | 205 | 15.7308 | 118.8566 | 0.012217 | 205
SOC-03 | 2024-10-01 | 10 | 2025 | 2024 | Fall | 205 | 222.789 | 240.5779 | 258.9059 | 277.8461 |  | 7089.8904 | 6967.0889 | 6893.1925 | 6855.6822 | 6959.2645 |  | 277.8461 | 277.8461 | 277.8461 | 205 | 18.9402 | 118.8566 | 0.012217 | 205
SOC-03 | 2024-11-01 | 11 | 2025 | 2024 | Fall | 205 | 224.6518 | 244.3037 | 264.551 | 285.5339 |  | 7089.8904 | 6957.3485 | 6882.6056 | 6851.4906 | 6959.2645 |  | 285.5339 | 285.5339 | 285.5339 | 205 | 20.9829 | 118.8566 | 0.012217 | 205
SOC-03 | 2024-12-01 | 12 | 2025 | 2024 | Winter | 205 | 227.4143 | 249.8285 | 272.922 | 296.934 |  | 7071.708 | 6929.7763 | 6866.4521 | 6845.0884 | 6946.6682 |  | 296.934 | 296.934 | 296.934 | 205 | 24.012 | 118.8566 | 0.012217 | 205
SOC-03 | 2025-01-01 | 1 | 2025 | 2025 | Winter | 205 | 228.0856 | 251.1712 | 274.9563 | 299.7044 |  | 7071.708 | 6926.9739 | 6864.2466 | 6844.6547 | 6946.6682 |  | 299.7044 | 299.7044 | 299.7044 | 205 | 24.7481 | 118.8566 | 0.012217 | 205
SOC-03 | 2025-02-01 | 2 | 2025 | 2025 | Winter | 205 | 227.7499 | 250.4998 | 273.9392 | 298.3192 |  | 7071.708 | 6928.3666 | 6865.3316 | 6844.8451 | 6946.6682 |  | 298.3192 | 298.3192 | 298.3192 | 205 | 24.3801 | 118.8566 | 0.012217 | 205
SOC-03 | 2025-03-01 | 3 | 2025 | 2025 | Winter | 205 | 225.9038 | 246.8076 | 268.3449 | 290.7007 |  | 7071.708 | 6936.3356 | 6871.9518 | 6846.8468 | 6946.6682 |  | 290.7007 | 290.7007 | 290.7007 | 205 | 22.3558 | 118.8566 | 0.012217 | 205
SOC-03 | 2025-04-01 | 4 | 2025 | 2025 | Spring | 205 | 222.8561 | 240.7122 | 259.1093 | 278.1232 |  | 7089.8904 | 6966.7289 | 6892.7838 | 6855.4696 | 6969.5558 |  | 278.1232 | 278.1232 | 278.1232 | 205 | 19.0138 | 118.8566 | 0.012217 | 205
SOC-03 | 2025-05-01 | 5 | 2025 | 2025 | Spring | 205 | 221.5319 | 238.0639 | 255.0967 | 272.6586 |  | 7089.8904 | 6973.9581 | 6901.2283 | 6860.4928 | 6969.5558 |  | 272.6586 | 272.6586 | 272.6586 | 205 | 17.5619 | 118.8566 | 0.012217 | 205
SOC-03 | 2025-06-01 | 6 | 2025 | 2025 | Summer | 205 | 219.1907 | 233.3815 | 248.0022 | 262.9969 |  | 7114.2893 | 7008.7908 | 6926.0296 | 6865.0893 | 6979.0218 |  | 262.9969 | 262.9969 | 262.9969 | 205 | 14.9947 | 118.8566 | 0.012217 | 205
SOC-03 | 2025-07-01 | 7 | 2025 | 2025 | Summer | 205 | 219.0229 | 233.0458 | 247.4937 | 262.3043 |  | 7114.2893 | 7009.9013 | 6927.7313 | 6866.7416 | 6979.0218 |  | 262.3043 | 262.3043 | 262.3043 | 205 | 14.8107 | 118.8566 | 0.012217 | 205
SOC-03 | 2025-08-01 | 8 | 2025 | 2025 | Summer | 205 | 218.8551 | 232.7102 | 246.9851 | 261.6117 |  | 7114.2893 | 7011.015 | 6929.4456 | 6868.4305 | 6979.0218 |  | 261.6117 | 261.6117 | 261.6117 | 205 | 14.6266 | 118.8566 | 0.012217 | 205
SOC-03 | 2025-09-01 | 9 | 2025 | 2025 | Summer | 205 | 219.862 | 234.7241 | 250.0365 | 265.7673 |  | 7114.2893 | 7004.3798 | 6919.3509 | 6858.8539 | 6979.0218 |  | 265.7673 | 265.7673 | 265.7673 | 205 | 15.7308 | 118.8566 | 0.012217 | 205
SOC-03 | 2025-10-01 | 10 | 2026 | 2025 | Fall | 205 | 222.789 | 240.5779 | 258.9059 | 277.8461 |  | 7089.8904 | 6967.0889 | 6893.1925 | 6855.6822 | 6959.2645 |  | 277.8461 | 277.8461 | 277.8461 | 205 | 18.9402 | 118.8566 | 0.012217 | 205
SOC-03 | 2025-11-01 | 11 | 2026 | 2025 | Fall | 205 | 224.6518 | 244.3037 | 264.551 | 285.5339 |  | 7089.8904 | 6957.3485 | 6882.6056 | 6851.4906 | 6959.2645 |  | 285.5339 | 285.5339 | 285.5339 | 205 | 20.9829 | 118.8566 | 0.012217 | 205
SOC-03 | 2025-12-01 | 12 | 2026 | 2025 | Winter | 205 | 227.4143 | 249.8285 | 272.922 | 296.934 |  | 7071.708 | 6929.7763 | 6866.4521 | 6845.0884 | 6946.6682 |  | 296.934 | 296.934 | 296.934 | 205 | 24.012 | 118.8566 | 0.012217 | 205
SOC-03 | 2026-01-01 | 1 | 2026 | 2026 | Winter | 205 | 228.0856 | 251.1712 | 274.9563 | 299.7044 |  | 7071.708 | 6926.9739 | 6864.2466 | 6844.6547 | 6946.6682 |  | 299.7044 | 299.7044 | 299.7044 | 205 | 24.7481 | 118.8566 | 0.012217 | 205
SOC-03 | 2026-02-01 | 2 | 2026 | 2026 | Winter | 205 | 227.7499 | 250.4998 | 273.9392 | 298.3192 |  | 7071.708 | 6928.3666 | 6865.3316 | 6844.8451 | 6946.6682 |  | 298.3192 | 298.3192 | 298.3192 | 205 | 24.3801 | 118.8566 | 0.012217 | 205
SOC-03 | 2026-03-01 | 3 | 2026 | 2026 | Winter | 205 | 225.9038 | 246.8076 | 268.3449 | 290.7007 |  | 7071.708 | 6936.3356 | 6871.9518 | 6846.8468 | 6946.6682 |  | 290.7007 | 290.7007 | 290.7007 | 205 | 22.3558 | 118.8566 | 0.012217 | 205
SOC-03 | 2026-04-01 | 4 | 2026 | 2026 | Spring | 205 | 222.8561 | 240.7122 | 259.1093 | 278.1232 |  | 7089.8904 | 6966.7289 | 6892.7838 | 6855.4696 | 6969.5558 |  | 278.1232 | 278.1232 | 278.1232 | 205 | 19.0138 | 118.8566 | 0.012217 | 205
SOC-03 | 2026-05-01 | 5 | 2026 | 2026 | Spring | 205 | 221.5319 | 238.0639 | 255.0967 | 272.6586 |  | 7089.8904 | 6973.9581 | 6901.2283 | 6860.4928 | 6969.5558 |  | 272.6586 | 272.6586 | 272.6586 | 205 | 17.5619 | 118.8566 | 0.012217 | 205
SOC-03 | 2026-06-01 | 6 | 2026 | 2026 | Summer | 205 | 219.1907 | 233.3815 | 248.0022 | 262.9969 |  | 7114.2893 | 7008.7908 | 6926.0296 | 6865.0893 | 6979.0218 |  | 262.9969 | 262.9969 | 262.9969 | 205 | 14.9947 | 118.8566 | 0.012217 | 205
SOC-03 | 2026-07-01 | 7 | 2026 | 2026 | Summer | 205 | 219.0229 | 233.0458 | 247.4937 | 262.3043 |  | 7114.2893 | 7009.9013 | 6927.7313 | 6866.7416 | 6979.0218 |  | 262.3043 | 262.3043 | 262.3043 | 205 | 14.8107 | 118.8566 | 0.012217 | 205
SOC-03 | 2026-08-01 | 8 | 2026 | 2026 | Summer | 205 | 218.8551 | 232.7102 | 246.9851 | 261.6117 |  | 7114.2893 | 7011.015 | 6929.4456 | 6868.4305 | 6979.0218 |  | 261.6117 | 261.6117 | 261.6117 | 205 | 14.6266 | 118.8566 | 0.012217 | 205
SOC-03 | 2026-09-01 | 9 | 2026 | 2026 | Summer | 205 | 219.862 | 234.7241 | 250.0365 | 265.7673 |  | 7114.2893 | 7004.3798 | 6919.3509 | 6858.8539 | 6979.0218 |  | 265.7673 | 265.7673 | 265.7673 | 205 | 15.7308 | 118.8566 | 0.012217 | 205
SOC-03 | 2026-10-01 | 10 | 2027 | 2026 | Fall | 205 | 222.789 | 240.5779 | 258.9059 | 277.8461 |  | 7089.8904 | 6967.0889 | 6893.1925 | 6855.6822 | 6959.2645 |  | 277.8461 | 277.8461 | 277.8461 | 205 | 18.9402 | 118.8566 | 0.012217 | 205
SOC-03 | 2026-11-01 | 11 | 2027 | 2026 | Fall | 205 | 224.6518 | 244.3037 | 264.551 | 285.5339 |  | 7089.8904 | 6957.3485 | 6882.6056 | 6851.4906 | 6959.2645 |  | 285.5339 | 285.5339 | 285.5339 | 205 | 20.9829 | 118.8566 | 0.012217 | 205
SOC-03 | 2026-12-01 | 12 | 2027 | 2026 | Winter | 205 | 227.4143 | 249.8285 | 272.922 | 296.934 |  | 7071.708 | 6929.7763 | 6866.4521 | 6845.0884 | 6946.6682 |  | 296.934 | 296.934 | 296.934 | 205 | 24.012 | 118.8566 | 0.012217 | 205
SOC-03 | 2027-01-01 | 1 | 2027 | 2027 | Winter | 205 | 228.0856 | 251.1712 | 274.9563 | 299.7044 |  | 7071.708 | 6926.9739 | 6864.2466 | 6844.6547 | 6946.6682 |  | 299.7044 | 299.7044 | 299.7044 | 205 | 24.7481 | 118.8566 | 0.012217 | 205
SOC-03 | 2027-02-01 | 2 | 2027 | 2027 | Winter | 205 | 227.7499 | 250.4998 | 273.9392 | 298.3192 |  | 7071.708 | 6928.3666 | 6865.3316 | 6844.8451 | 6946.6682 |  | 298.3192 | 298.3192 | 298.3192 | 205 | 24.3801 | 118.8566 | 0.012217 | 205
SOC-03 | 2027-03-01 | 3 | 2027 | 2027 | Winter | 205 | 225.9038 | 246.8076 | 268.3449 | 290.7007 |  | 7071.708 | 6936.3356 | 6871.9518 | 6846.8468 | 6946.6682 |  | 290.7007 | 290.7007 | 290.7007 | 205 | 22.3558 | 118.8566 | 0.012217 | 205
SOC-03 | 2027-04-01 | 4 | 2027 | 2027 | Spring | 205 | 222.8561 | 240.7122 | 259.1093 | 278.1232 |  | 7089.8904 | 6966.7289 | 6892.7838 | 6855.4696 | 6969.5558 |  | 278.1232 | 278.1232 | 278.1232 | 205 | 19.0138 | 118.8566 | 0.012217 | 205
SOC-03 | 2027-05-01 | 5 | 2027 | 2027 | Spring | 205 | 221.5319 | 238.0639 | 255.0967 | 272.6586 |  | 7089.8904 | 6973.9581 | 6901.2283 | 6860.4928 | 6969.5558 |  | 272.6586 | 272.6586 | 272.6586 | 205 | 17.5619 | 118.8566 | 0.012217 | 205
SOC-03 | 2027-06-01 | 6 | 2027 | 2027 | Summer | 205 | 219.1907 | 233.3815 | 248.0022 | 262.9969 |  | 7114.2893 | 7008.7908 | 6926.0296 | 6865.0893 | 6979.0218 |  | 262.9969 | 262.9969 | 262.9969 | 205 | 14.9947 | 118.8566 | 0.012217 | 205
SOC-03 | 2027-07-01 | 7 | 2027 | 2027 | Summer | 205 | 219.0229 | 233.0458 | 247.4937 | 262.3043 |  | 7114.2893 | 7009.9013 | 6927.7313 | 6866.7416 | 6979.0218 |  | 262.3043 | 262.3043 | 262.3043 | 205 | 14.8107 | 118.8566 | 0.012217 | 205
SOC-03 | 2027-08-01 | 8 | 2027 | 2027 | Summer | 205 | 218.8551 | 232.7102 | 246.9851 | 261.6117 |  | 7114.2893 | 7011.015 | 6929.4456 | 6868.4305 | 6979.0218 |  | 261.6117 | 261.6117 | 261.6117 | 205 | 14.6266 | 118.8566 | 0.012217 | 205
SOC-03 | 2027-09-01 | 9 | 2027 | 2027 | Summer | 205 | 219.862 | 234.7241 | 250.0365 | 265.7673 |  | 7114.2893 | 7004.3798 | 6919.3509 | 6858.8539 | 6979.0218 |  | 265.7673 | 265.7673 | 265.7673 | 205 | 15.7308 | 118.8566 | 0.012217 | 205
SOC-03 | 2027-10-01 | 10 | 2028 | 2027 | Fall | 205 | 222.789 | 240.5779 | 258.9059 | 277.8461 |  | 7089.8904 | 6967.0889 | 6893.1925 | 6855.6822 | 6959.2645 |  | 277.8461 | 277.8461 | 277.8461 | 205 | 18.9402 | 118.8566 | 0.012217 | 205
SOC-03 | 2027-11-01 | 11 | 2028 | 2027 | Fall | 205 | 224.6518 | 244.3037 | 264.551 | 285.5339 |  | 7089.8904 | 6957.3485 | 6882.6056 | 6851.4906 | 6959.2645 |  | 285.5339 | 285.5339 | 285.5339 | 205 | 20.9829 | 118.8566 | 0.012217 | 205
SOC-03 | 2027-12-01 | 12 | 2028 | 2027 | Winter | 205 | 227.4143 | 249.8285 | 272.922 | 296.934 |  | 7071.708 | 6929.7763 | 6866.4521 | 6845.0884 | 6946.6682 |  | 296.934 | 296.934 | 296.934 | 205 | 24.012 | 118.8566 | 0.012217 | 205
SOC-03 | 2028-01-01 | 1 | 2028 | 2028 | Winter | 205 | 228.0856 | 251.1712 | 274.9563 | 299.7044 |  | 7071.708 | 6926.9739 | 6864.2466 | 6844.6547 | 6946.6682 |  | 299.7044 | 299.7044 | 299.7044 | 205 | 24.7481 | 118.8566 | 0.012217 | 205
SOC-03 | 2028-02-01 | 2 | 2028 | 2028 | Winter | 205 | 227.7499 | 250.4998 | 273.9392 | 298.3192 |  | 7071.708 | 6928.3666 | 6865.3316 | 6844.8451 | 6946.6682 |  | 298.3192 | 298.3192 | 298.3192 | 205 | 24.3801 | 118.8566 | 0.012217 | 205
SOC-03 | 2028-03-01 | 3 | 2028 | 2028 | Winter | 205 | 225.9038 | 246.8076 | 268.3449 | 290.7007 |  | 7071.708 | 6936.3356 | 6871.9518 | 6846.8468 | 6946.6682 |  | 290.7007 | 290.7007 | 290.7007 | 205 | 22.3558 | 118.8566 | 0.012217 | 205
SOC-03 | 2028-04-01 | 4 | 2028 | 2028 | Spring | 205 | 222.8561 | 240.7122 | 259.1093 | 278.1232 |  | 7089.8904 | 6966.7289 | 6892.7838 | 6855.4696 | 6969.5558 |  | 278.1232 | 278.1232 | 278.1232 | 205 | 19.0138 | 118.8566 | 0.012217 | 205
SOC-03 | 2028-05-01 | 5 | 2028 | 2028 | Spring | 205 | 221.5319 | 238.0639 | 255.0967 | 272.6586 |  | 7089.8904 | 6973.9581 | 6901.2283 | 6860.4928 | 6969.5558 |  | 272.6586 | 272.6586 | 272.6586 | 205 | 17.5619 | 118.8566 | 0.012217 | 205
SOC-03 | 2028-06-01 | 6 | 2028 | 2028 | Summer | 205 | 219.1907 | 233.3815 | 248.0022 | 262.9969 |  | 7114.2893 | 7008.7908 | 6926.0296 | 6865.0893 | 6979.0218 |  | 262.9969 | 262.9969 | 262.9969 | 205 | 14.9947 | 118.8566 | 0.012217 | 205
SOC-03 | 2028-07-01 | 7 | 2028 | 2028 | Summer | 205 | 219.0229 | 233.0458 | 247.4937 | 262.3043 |  | 7114.2893 | 7009.9013 | 6927.7313 | 6866.7416 | 6979.0218 |  | 262.3043 | 262.3043 | 262.3043 | 205 | 14.8107 | 118.8566 | 0.012217 | 205
SOC-03 | 2028-08-01 | 8 | 2028 | 2028 | Summer | 205 | 218.8551 | 232.7102 | 246.9851 | 261.6117 |  | 7114.2893 | 7011.015 | 6929.4456 | 6868.4305 | 6979.0218 |  | 261.6117 | 261.6117 | 261.6117 | 205 | 14.6266 | 118.8566 | 0.012217 | 205
SOC-03 | 2028-09-01 | 9 | 2028 | 2028 | Summer | 205 | 219.862 | 234.7241 | 250.0365 | 265.7673 |  | 7114.2893 | 7004.3798 | 6919.3509 | 6858.8539 | 6979.0218 |  | 265.7673 | 265.7673 | 265.7673 | 205 | 15.7308 | 118.8566 | 0.012217 | 205
SOC-03 | 2028-10-01 | 10 | 2029 | 2028 | Fall | 205 | 222.789 | 240.5779 | 258.9059 | 277.8461 |  | 7089.8904 | 6967.0889 | 6893.1925 | 6855.6822 | 6959.2645 |  | 277.8461 | 277.8461 | 277.8461 | 205 | 18.9402 | 118.8566 | 0.012217 | 205
SOC-03 | 2028-11-01 | 11 | 2029 | 2028 | Fall | 205 | 224.6518 | 244.3037 | 264.551 | 285.5339 |  | 7089.8904 | 6957.3485 | 6882.6056 | 6851.4906 | 6959.2645 |  | 285.5339 | 285.5339 | 285.5339 | 205 | 20.9829 | 118.8566 | 0.012217 | 205
SOC-03 | 2028-12-01 | 12 | 2029 | 2028 | Winter | 205 | 227.4143 | 249.8285 | 272.922 | 296.934 |  | 7071.708 | 6929.7763 | 6866.4521 | 6845.0884 | 6946.6682 |  | 296.934 | 296.934 | 296.934 | 205 | 24.012 | 118.8566 | 0.012217 | 205
SOC-03 | 2029-01-01 | 1 | 2029 | 2029 | Winter | 205 | 228.0856 | 251.1712 | 274.9563 | 299.7044 |  | 7071.708 | 6926.9739 | 6864.2466 | 6844.6547 | 6946.6682 |  | 299.7044 | 299.7044 | 299.7044 | 205 | 24.7481 | 118.8566 | 0.012217 | 205
SOC-03 | 2029-02-01 | 2 | 2029 | 2029 | Winter | 205 | 227.7499 | 250.4998 | 273.9392 | 298.3192 |  | 7071.708 | 6928.3666 | 6865.3316 | 6844.8451 | 6946.6682 |  | 298.3192 | 298.3192 | 298.3192 | 205 | 24.3801 | 118.8566 | 0.012217 | 205
SOC-03 | 2029-03-01 | 3 | 2029 | 2029 | Winter | 205 | 225.9038 | 246.8076 | 268.3449 | 290.7007 |  | 7071.708 | 6936.3356 | 6871.9518 | 6846.8468 | 6946.6682 |  | 290.7007 | 290.7007 | 290.7007 | 205 | 22.3558 | 118.8566 | 0.012217 | 205
SOC-03 | 2029-04-01 | 4 | 2029 | 2029 | Spring | 205 | 222.8561 | 240.7122 | 259.1093 | 278.1232 |  | 7089.8904 | 6966.7289 | 6892.7838 | 6855.4696 | 6969.5558 |  | 278.1232 | 278.1232 | 278.1232 | 205 | 19.0138 | 118.8566 | 0.012217 | 205
SOC-03 | 2029-05-01 | 5 | 2029 | 2029 | Spring | 205 | 221.5319 | 238.0639 | 255.0967 | 272.6586 |  | 7089.8904 | 6973.9581 | 6901.2283 | 6860.4928 | 6969.5558 |  | 272.6586 | 272.6586 | 272.6586 | 205 | 17.5619 | 118.8566 | 0.012217 | 205
SOC-03 | 2029-06-01 | 6 | 2029 | 2029 | Summer | 205 | 219.1907 | 233.3815 | 248.0022 | 262.9969 |  | 7114.2893 | 7008.7908 | 6926.0296 | 6865.0893 | 6979.0218 |  | 262.9969 | 262.9969 | 262.9969 | 205 | 14.9947 | 118.8566 | 0.012217 | 205
SOC-03 | 2029-07-01 | 7 | 2029 | 2029 | Summer | 205 | 219.0229 | 233.0458 | 247.4937 | 262.3043 |  | 7114.2893 | 7009.9013 | 6927.7313 | 6866.7416 | 6979.0218 |  | 262.3043 | 262.3043 | 262.3043 | 205 | 14.8107 | 118.8566 | 0.012217 | 205
SOC-03 | 2029-08-01 | 8 | 2029 | 2029 | Summer | 205 | 218.8551 | 232.7102 | 246.9851 | 261.6117 |  | 7114.2893 | 7011.015 | 6929.4456 | 6868.4305 | 6979.0218 |  | 261.6117 | 261.6117 | 261.6117 | 205 | 14.6266 | 118.8566 | 0.012217 | 205
SOC-03 | 2029-09-01 | 9 | 2029 | 2029 | Summer | 205 | 219.862 | 234.7241 | 250.0365 | 265.7673 |  | 7114.2893 | 7004.3798 | 6919.3509 | 6858.8539 | 6979.0218 |  | 265.7673 | 265.7673 | 265.7673 | 205 | 15.7308 | 118.8566 | 0.012217 | 205
SOC-03 | 2029-10-01 | 10 | 2030 | 2029 | Fall | 205 | 222.789 | 240.5779 | 258.9059 | 277.8461 |  | 7089.8904 | 6967.0889 | 6893.1925 | 6855.6822 | 6959.2645 |  | 277.8461 | 277.8461 | 277.8461 | 205 | 18.9402 | 118.8566 | 0.012217 | 205
SOC-03 | 2029-11-01 | 11 | 2030 | 2029 | Fall | 205 | 224.6518 | 244.3037 | 264.551 | 285.5339 |  | 7089.8904 | 6957.3485 | 6882.6056 | 6851.4906 | 6959.2645 |  | 285.5339 | 285.5339 | 285.5339 | 205 | 20.9829 | 118.8566 | 0.012217 | 205
SOC-03 | 2029-12-01 | 12 | 2030 | 2029 | Winter | 205 | 227.4143 | 249.8285 | 272.922 | 296.934 |  | 7071.708 | 6929.7763 | 6866.4521 | 6845.0884 | 6946.6682 |  | 296.934 | 296.934 | 296.934 | 205 | 24.012 | 118.8566 | 0.012217 | 205
SOC-03 | 2030-01-01 | 1 | 2030 | 2030 | Winter | 205 | 228.0856 | 251.1712 | 274.9563 | 299.7044 |  | 7071.708 | 6926.9739 | 6864.2466 | 6844.6547 | 6946.6682 |  | 299.7044 | 299.7044 | 299.7044 | 205 | 24.7481 | 118.8566 | 0.012217 | 205
SOC-03 | 2030-02-01 | 2 | 2030 | 2030 | Winter | 205 | 227.7499 | 250.4998 | 273.9392 | 298.3192 |  | 7071.708 | 6928.3666 | 6865.3316 | 6844.8451 | 6946.6682 |  | 298.3192 | 298.3192 | 298.3192 | 205 | 24.3801 | 118.8566 | 0.012217 | 205
SOC-03 | 2030-03-01 | 3 | 2030 | 2030 | Winter | 205 | 225.9038 | 246.8076 | 268.3449 | 290.7007 |  | 7071.708 | 6936.3356 | 6871.9518 | 6846.8468 | 6946.6682 |  | 290.7007 | 290.7007 | 290.7007 | 205 | 22.3558 | 118.8566 | 0.012217 | 205
SOC-03 | 2030-04-01 | 4 | 2030 | 2030 | Spring | 205 | 222.8561 | 240.7122 | 259.1093 | 278.1232 |  | 7089.8904 | 6966.7289 | 6892.7838 | 6855.4696 | 6969.5558 |  | 278.1232 | 278.1232 | 278.1232 | 205 | 19.0138 | 118.8566 | 0.012217 | 205
SOC-03 | 2030-05-01 | 5 | 2030 | 2030 | Spring | 205 | 221.5319 | 238.0639 | 255.0967 | 272.6586 |  | 7089.8904 | 6973.9581 | 6901.2283 | 6860.4928 | 6969.5558 |  | 272.6586 | 272.6586 | 272.6586 | 205 | 17.5619 | 118.8566 | 0.012217 | 205
SOC-03 | 2030-06-01 | 6 | 2030 | 2030 | Summer | 205 | 219.1907 | 233.3815 | 248.0022 | 262.9969 |  | 7114.2893 | 7008.7908 | 6926.0296 | 6865.0893 | 6979.0218 |  | 262.9969 | 262.9969 | 262.9969 | 205 | 14.9947 | 118.8566 | 0.012217 | 205
SOC-03 | 2030-07-01 | 7 | 2030 | 2030 | Summer | 205 | 219.0229 | 233.0458 | 247.4937 | 262.3043 |  | 7114.2893 | 7009.9013 | 6927.7313 | 6866.7416 | 6979.0218 |  | 262.3043 | 262.3043 | 262.3043 | 205 | 14.8107 | 118.8566 | 0.012217 | 205
SOC-03 | 2030-08-01 | 8 | 2030 | 2030 | Summer | 205 | 218.8551 | 232.7102 | 246.9851 | 261.6117 |  | 7114.2893 | 7011.015 | 6929.4456 | 6868.4305 | 6979.0218 |  | 261.6117 | 261.6117 | 261.6117 | 205 | 14.6266 | 118.8566 | 0.012217 | 205
SOC-03 | 2030-09-01 | 9 | 2030 | 2030 | Summer | 205 | 219.862 | 234.7241 | 250.0365 | 265.7673 |  | 7114.2893 | 7004.3798 | 6919.3509 | 6858.8539 | 6979.0218 |  | 265.7673 | 265.7673 | 265.7673 | 205 | 15.7308 | 118.8566 | 0.012217 | 205
SOC-03 | 2030-10-01 | 10 | 2031 | 2030 | Fall | 205 | 222.789 | 240.5779 | 258.9059 | 277.8461 |  | 7089.8904 | 6967.0889 | 6893.1925 | 6855.6822 | 6959.2645 |  | 277.8461 | 277.8461 | 277.8461 | 205 | 18.9402 | 118.8566 | 0.012217 | 205
SOC-03 | 2030-11-01 | 11 | 2031 | 2030 | Fall | 205 | 224.6518 | 244.3037 | 264.551 | 285.5339 |  | 7089.8904 | 6957.3485 | 6882.6056 | 6851.4906 | 6959.2645 |  | 285.5339 | 285.5339 | 285.5339 | 205 | 20.9829 | 118.8566 | 0.012217 | 205
SOC-03 | 2030-12-01 | 12 | 2031 | 2030 | Winter | 205 | 227.4143 | 249.8285 | 272.922 | 296.934 |  | 7071.708 | 6929.7763 | 6866.4521 | 6845.0884 | 6946.6682 |  | 296.934 | 296.934 | 296.934 | 205 | 24.012 | 118.8566 | 0.012217 | 205
SOC-03 | 2031-01-01 | 1 | 2031 | 2031 | Winter | 205 | 228.0856 | 251.1712 | 274.9563 | 299.7044 |  | 7071.708 | 6926.9739 | 6864.2466 | 6844.6547 | 6946.6682 |  | 299.7044 | 299.7044 | 299.7044 | 205 | 24.7481 | 118.8566 | 0.012217 | 205
SOC-03 | 2031-02-01 | 2 | 2031 | 2031 | Winter | 205 | 227.7499 | 250.4998 | 273.9392 | 298.3192 |  | 7071.708 | 6928.3666 | 6865.3316 | 6844.8451 | 6946.6682 |  | 298.3192 | 298.3192 | 298.3192 | 205 | 24.3801 | 118.8566 | 0.012217 | 205
SOC-03 | 2031-03-01 | 3 | 2031 | 2031 | Winter | 205 | 225.9038 | 246.8076 | 268.3449 | 290.7007 |  | 7071.708 | 6936.3356 | 6871.9518 | 6846.8468 | 6946.6682 |  | 290.7007 | 290.7007 | 290.7007 | 205 | 22.3558 | 118.8566 | 0.012217 | 205
SOC-03 | 2031-04-01 | 4 | 2031 | 2031 | Spring | 205 | 222.8561 | 240.7122 | 259.1093 | 278.1232 |  | 7089.8904 | 6966.7289 | 6892.7838 | 6855.4696 | 6969.5558 |  | 278.1232 | 278.1232 | 278.1232 | 205 | 19.0138 | 118.8566 | 0.012217 | 205
SOC-03 | 2031-05-01 | 5 | 2031 | 2031 | Spring | 205 | 221.5319 | 238.0639 | 255.0967 | 272.6586 |  | 7089.8904 | 6973.9581 | 6901.2283 | 6860.4928 | 6969.5558 |  | 272.6586 | 272.6586 | 272.6586 | 205 | 17.5619 | 118.8566 | 0.012217 | 205
SOC-03 | 2031-06-01 | 6 | 2031 | 2031 | Summer | 205 | 219.1907 | 233.3815 | 248.0022 | 262.9969 |  | 7114.2893 | 7008.7908 | 6926.0296 | 6865.0893 | 6979.0218 |  | 262.9969 | 262.9969 | 262.9969 | 205 | 14.9947 | 118.8566 | 0.012217 | 205
SOC-03 | 2031-07-01 | 7 | 2031 | 2031 | Summer | 205 | 219.0229 | 233.0458 | 247.4937 | 262.3043 |  | 7114.2893 | 7009.9013 | 6927.7313 | 6866.7416 | 6979.0218 |  | 262.3043 | 262.3043 | 262.3043 | 205 | 14.8107 | 118.8566 | 0.012217 | 205
SOC-03 | 2031-08-01 | 8 | 2031 | 2031 | Summer | 205 | 218.8551 | 232.7102 | 246.9851 | 261.6117 |  | 7114.2893 | 7011.015 | 6929.4456 | 6868.4305 | 6979.0218 |  | 261.6117 | 261.6117 | 261.6117 | 205 | 14.6266 | 118.8566 | 0.012217 | 205
SOC-03 | 2031-09-01 | 9 | 2031 | 2031 | Summer | 205 | 219.862 | 234.7241 | 250.0365 | 265.7673 |  | 7114.2893 | 7004.3798 | 6919.3509 | 6858.8539 | 6979.0218 |  | 265.7673 | 265.7673 | 265.7673 | 205 | 15.7308 | 118.8566 | 0.012217 | 205
SOC-03 | 2031-10-01 | 10 | 2032 | 2031 | Fall | 205 | 222.789 | 240.5779 | 258.9059 | 277.8461 |  | 7089.8904 | 6967.0889 | 6893.1925 | 6855.6822 | 6959.2645 |  | 277.8461 | 277.8461 | 277.8461 | 205 | 18.9402 | 118.8566 | 0.012217 | 205
SOC-03 | 2031-11-01 | 11 | 2032 | 2031 | Fall | 205 | 224.6518 | 244.3037 | 264.551 | 285.5339 |  | 7089.8904 | 6957.3485 | 6882.6056 | 6851.4906 | 6959.2645 |  | 285.5339 | 285.5339 | 285.5339 | 205 | 20.9829 | 118.8566 | 0.012217 | 205
SOC-03 | 2031-12-01 | 12 | 2032 | 2031 | Winter | 205 | 227.4143 | 249.8285 | 272.922 | 296.934 |  | 7071.708 | 6929.7763 | 6866.4521 | 6845.0884 | 6946.6682 |  | 296.934 | 296.934 | 296.934 | 205 | 24.012 | 118.8566 | 0.012217 | 205
SOC-03 | 2032-01-01 | 1 | 2032 | 2032 | Winter | 205 | 228.0856 | 251.1712 | 274.9563 | 299.7044 |  | 7071.708 | 6926.9739 | 6864.2466 | 6844.6547 | 6946.6682 |  | 299.7044 | 299.7044 | 299.7044 | 205 | 24.7481 | 118.8566 | 0.012217 | 205
SOC-03 | 2032-02-01 | 2 | 2032 | 2032 | Winter | 205 | 227.7499 | 250.4998 | 273.9392 | 298.3192 |  | 7071.708 | 6928.3666 | 6865.3316 | 6844.8451 | 6946.6682 |  | 298.3192 | 298.3192 | 298.3192 | 205 | 24.3801 | 118.8566 | 0.012217 | 205
SOC-03 | 2032-03-01 | 3 | 2032 | 2032 | Winter | 205 | 225.9038 | 246.8076 | 268.3449 | 290.7007 |  | 7071.708 | 6936.3356 | 6871.9518 | 6846.8468 | 6946.6682 |  | 290.7007 | 290.7007 | 290.7007 | 205 | 22.3558 | 118.8566 | 0.012217 | 205
SOC-03 | 2032-04-01 | 4 | 2032 | 2032 | Spring | 205 | 222.8561 | 240.7122 | 259.1093 | 278.1232 |  | 7089.8904 | 6966.7289 | 6892.7838 | 6855.4696 | 6969.5558 |  | 278.1232 | 278.1232 | 278.1232 | 205 | 19.0138 | 118.8566 | 0.012217 | 205
SOC-03 | 2032-05-01 | 5 | 2032 | 2032 | Spring | 205 | 221.5319 | 238.0639 | 255.0967 | 272.6586 |  | 7089.8904 | 6973.9581 | 6901.2283 | 6860.4928 | 6969.5558 |  | 272.6586 | 272.6586 | 272.6586 | 205 | 17.5619 | 118.8566 | 0.012217 | 205
SOC-03 | 2032-06-01 | 6 | 2032 | 2032 | Summer | 205 | 219.1907 | 233.3815 | 248.0022 | 262.9969 |  | 7114.2893 | 7008.7908 | 6926.0296 | 6865.0893 | 6979.0218 |  | 262.9969 | 262.9969 | 262.9969 | 205 | 14.9947 | 118.8566 | 0.012217 | 205
SOC-03 | 2032-07-01 | 7 | 2032 | 2032 | Summer | 205 | 219.0229 | 233.0458 | 247.4937 | 262.3043 |  | 7114.2893 | 7009.9013 | 6927.7313 | 6866.7416 | 6979.0218 |  | 262.3043 | 262.3043 | 262.3043 | 205 | 14.8107 | 118.8566 | 0.012217 | 205
SOC-03 | 2032-08-01 | 8 | 2032 | 2032 | Summer | 205 | 218.8551 | 232.7102 | 246.9851 | 261.6117 |  | 7114.2893 | 7011.015 | 6929.4456 | 6868.4305 | 6979.0218 |  | 261.6117 | 261.6117 | 261.6117 | 205 | 14.6266 | 118.8566 | 0.012217 | 205
SOC-03 | 2032-09-01 | 9 | 2032 | 2032 | Summer | 205 | 219.862 | 234.7241 | 250.0365 | 265.7673 |  | 7114.2893 | 7004.3798 | 6919.3509 | 6858.8539 | 6979.0218 |  | 265.7673 | 265.7673 | 265.7673 | 205 | 15.7308 | 118.8566 | 0.012217 | 205
SOC-03 | 2032-10-01 | 10 | 2033 | 2032 | Fall | 205 | 222.789 | 240.5779 | 258.9059 | 277.8461 |  | 7089.8904 | 6967.0889 | 6893.1925 | 6855.6822 | 6959.2645 |  | 277.8461 | 277.8461 | 277.8461 | 205 | 18.9402 | 118.8566 | 0.012217 | 205
SOC-03 | 2032-11-01 | 11 | 2033 | 2032 | Fall | 205 | 224.6518 | 244.3037 | 264.551 | 285.5339 |  | 7089.8904 | 6957.3485 | 6882.6056 | 6851.4906 | 6959.2645 |  | 285.5339 | 285.5339 | 285.5339 | 205 | 20.9829 | 118.8566 | 0.012217 | 205
SOC-03 | 2032-12-01 | 12 | 2033 | 2032 | Winter | 205 | 227.4143 | 249.8285 | 272.922 | 296.934 |  | 7071.708 | 6929.7763 | 6866.4521 | 6845.0884 | 6946.6682 |  | 296.934 | 296.934 | 296.934 | 205 | 24.012 | 118.8566 | 0.012217 | 205
SOC-03 | 2033-01-01 | 1 | 2033 | 2033 | Winter | 205 | 228.0856 | 251.1712 | 274.9563 | 299.7044 |  | 7071.708 | 6926.9739 | 6864.2466 | 6844.6547 | 6946.6682 |  | 299.7044 | 299.7044 | 299.7044 | 205 | 24.7481 | 118.8566 | 0.012217 | 205
SOC-03 | 2033-02-01 | 2 | 2033 | 2033 | Winter | 205 | 227.7499 | 250.4998 | 273.9392 | 298.3192 |  | 7071.708 | 6928.3666 | 6865.3316 | 6844.8451 | 6946.6682 |  | 298.3192 | 298.3192 | 298.3192 | 205 | 24.3801 | 118.8566 | 0.012217 | 205
SOC-03 | 2033-03-01 | 3 | 2033 | 2033 | Winter | 205 | 225.9038 | 246.8076 | 268.3449 | 290.7007 |  | 7071.708 | 6936.3356 | 6871.9518 | 6846.8468 | 6946.6682 |  | 290.7007 | 290.7007 | 290.7007 | 205 | 22.3558 | 118.8566 | 0.012217 | 205
SOC-03 | 2033-04-01 | 4 | 2033 | 2033 | Spring | 205 | 222.8561 | 240.7122 | 259.1093 | 278.1232 |  | 7089.8904 | 6966.7289 | 6892.7838 | 6855.4696 | 6969.5558 |  | 278.1232 | 278.1232 | 278.1232 | 205 | 19.0138 | 118.8566 | 0.012217 | 205
SOC-03 | 2033-05-01 | 5 | 2033 | 2033 | Spring | 205 | 221.5319 | 238.0639 | 255.0967 | 272.6586 |  | 7089.8904 | 6973.9581 | 6901.2283 | 6860.4928 | 6969.5558 |  | 272.6586 | 272.6586 | 272.6586 | 205 | 17.5619 | 118.8566 | 0.012217 | 205
SOC-03 | 2033-06-01 | 6 | 2033 | 2033 | Summer | 205 | 219.1907 | 233.3815 | 248.0022 | 262.9969 |  | 7114.2893 | 7008.7908 | 6926.0296 | 6865.0893 | 6979.0218 |  | 262.9969 | 262.9969 | 262.9969 | 205 | 14.9947 | 118.8566 | 0.012217 | 205
SOC-03 | 2033-07-01 | 7 | 2033 | 2033 | Summer | 205 | 219.0229 | 233.0458 | 247.4937 | 262.3043 |  | 7114.2893 | 7009.9013 | 6927.7313 | 6866.7416 | 6979.0218 |  | 262.3043 | 262.3043 | 262.3043 | 205 | 14.8107 | 118.8566 | 0.012217 | 205
SOC-03 | 2033-08-01 | 8 | 2033 | 2033 | Summer | 205 | 218.8551 | 232.7102 | 246.9851 | 261.6117 |  | 7114.2893 | 7011.015 | 6929.4456 | 6868.4305 | 6979.0218 |  | 261.6117 | 261.6117 | 261.6117 | 205 | 14.6266 | 118.8566 | 0.012217 | 205
SOC-03 | 2033-09-01 | 9 | 2033 | 2033 | Summer | 205 | 219.862 | 234.7241 | 250.0365 | 265.7673 |  | 7114.2893 | 7004.3798 | 6919.3509 | 6858.8539 | 6979.0218 |  | 265.7673 | 265.7673 | 265.7673 | 205 | 15.7308 | 118.8566 | 0.012217 | 205
SOC-03 | 2033-10-01 | 10 | 2034 | 2033 | Fall | 205 | 222.789 | 240.5779 | 258.9059 | 277.8461 |  | 7089.8904 | 6967.0889 | 6893.1925 | 6855.6822 | 6959.2645 |  | 277.8461 | 277.8461 | 277.8461 | 205 | 18.9402 | 118.8566 | 0.012217 | 205
SOC-03 | 2033-11-01 | 11 | 2034 | 2033 | Fall | 205 | 224.6518 | 244.3037 | 264.551 | 285.5339 |  | 7089.8904 | 6957.3485 | 6882.6056 | 6851.4906 | 6959.2645 |  | 285.5339 | 285.5339 | 285.5339 | 205 | 20.9829 | 118.8566 | 0.012217 | 205
SOC-03 | 2033-12-01 | 12 | 2034 | 2033 | Winter | 205 | 227.4143 | 249.8285 | 272.922 | 296.934 |  | 7071.708 | 6929.7763 | 6866.4521 | 6845.0884 | 6946.6682 |  | 296.934 | 296.934 | 296.934 | 205 | 24.012 | 118.8566 | 0.012217 | 205
SOC-03 | 2034-01-01 | 1 | 2034 | 2034 | Winter | 205 | 228.0856 | 251.1712 | 274.9563 | 299.7044 |  | 7071.708 | 6926.9739 | 6864.2466 | 6844.6547 | 6946.6682 |  | 299.7044 | 299.7044 | 299.7044 | 205 | 24.7481 | 118.8566 | 0.012217 | 205
SOC-03 | 2034-02-01 | 2 | 2034 | 2034 | Winter | 205 | 227.7499 | 250.4998 | 273.9392 | 298.3192 |  | 7071.708 | 6928.3666 | 6865.3316 | 6844.8451 | 6946.6682 |  | 298.3192 | 298.3192 | 298.3192 | 205 | 24.3801 | 118.8566 | 0.012217 | 205
SOC-03 | 2034-03-01 | 3 | 2034 | 2034 | Winter | 205 | 225.9038 | 246.8076 | 268.3449 | 290.7007 |  | 7071.708 | 6936.3356 | 6871.9518 | 6846.8468 | 6946.6682 |  | 290.7007 | 290.7007 | 290.7007 | 205 | 22.3558 | 118.8566 | 0.012217 | 205
SOC-03 | 2034-04-01 | 4 | 2034 | 2034 | Spring | 205 | 222.8561 | 240.7122 | 259.1093 | 278.1232 |  | 7089.8904 | 6966.7289 | 6892.7838 | 6855.4696 | 6969.5558 |  | 278.1232 | 278.1232 | 278.1232 | 205 | 19.0138 | 118.8566 | 0.012217 | 205
SOC-03 | 2034-05-01 | 5 | 2034 | 2034 | Spring | 205 | 221.5319 | 238.0639 | 255.0967 | 272.6586 |  | 7089.8904 | 6973.9581 | 6901.2283 | 6860.4928 | 6969.5558 |  | 272.6586 | 272.6586 | 272.6586 | 205 | 17.5619 | 118.8566 | 0.012217 | 205
SOC-03 | 2034-06-01 | 6 | 2034 | 2034 | Summer | 205 | 219.1907 | 233.3815 | 248.0022 | 262.9969 |  | 7114.2893 | 7008.7908 | 6926.0296 | 6865.0893 | 6979.0218 |  | 262.9969 | 262.9969 | 262.9969 | 205 | 14.9947 | 118.8566 | 0.012217 | 205
SOC-03 | 2034-07-01 | 7 | 2034 | 2034 | Summer | 205 | 219.0229 | 233.0458 | 247.4937 | 262.3043 |  | 7114.2893 | 7009.9013 | 6927.7313 | 6866.7416 | 6979.0218 |  | 262.3043 | 262.3043 | 262.3043 | 205 | 14.8107 | 118.8566 | 0.012217 | 205
SOC-03 | 2034-08-01 | 8 | 2034 | 2034 | Summer | 205 | 218.8551 | 232.7102 | 246.9851 | 261.6117 |  | 7114.2893 | 7011.015 | 6929.4456 | 6868.4305 | 6979.0218 |  | 261.6117 | 261.6117 | 261.6117 | 205 | 14.6266 | 118.8566 | 0.012217 | 205
SOC-03 | 2034-09-01 | 9 | 2034 | 2034 | Summer | 205 | 219.862 | 234.7241 | 250.0365 | 265.7673 |  | 7114.2893 | 7004.3798 | 6919.3509 | 6858.8539 | 6979.0218 |  | 265.7673 | 265.7673 | 265.7673 | 205 | 15.7308 | 118.8566 | 0.012217 | 205
SOC-03 | 2034-10-01 | 10 | 2035 | 2034 | Fall | 205 | 222.789 | 240.5779 | 258.9059 | 277.8461 |  | 7089.8904 | 6967.0889 | 6893.1925 | 6855.6822 | 6959.2645 |  | 277.8461 | 277.8461 | 277.8461 | 205 | 18.9402 | 118.8566 | 0.012217 | 205
SOC-03 | 2034-11-01 | 11 | 2035 | 2034 | Fall | 205 | 224.6518 | 244.3037 | 264.551 | 285.5339 |  | 7089.8904 | 6957.3485 | 6882.6056 | 6851.4906 | 6959.2645 |  | 285.5339 | 285.5339 | 285.5339 | 205 | 20.9829 | 118.8566 | 0.012217 | 205
SOC-03 | 2034-12-01 | 12 | 2035 | 2034 | Winter | 205 | 227.4143 | 249.8285 | 272.922 | 296.934 |  | 7071.708 | 6929.7763 | 6866.4521 | 6845.0884 | 6946.6682 |  | 296.934 | 296.934 | 296.934 | 205 | 24.012 | 118.8566 | 0.012217 | 205
SOC-03 | 2035-01-01 | 1 | 2035 | 2035 | Winter | 205 | 228.0856 | 251.1712 | 274.9563 | 299.7044 |  | 7071.708 | 6926.9739 | 6864.2466 | 6844.6547 | 6946.6682 |  | 299.7044 | 299.7044 | 299.7044 | 205 | 24.7481 | 118.8566 | 0.012217 | 205
SOC-03 | 2035-02-01 | 2 | 2035 | 2035 | Winter | 205 | 227.7499 | 250.4998 | 273.9392 | 298.3192 |  | 7071.708 | 6928.3666 | 6865.3316 | 6844.8451 | 6946.6682 |  | 298.3192 | 298.3192 | 298.3192 | 205 | 24.3801 | 118.8566 | 0.012217 | 205
SOC-03 | 2035-03-01 | 3 | 2035 | 2035 | Winter | 205 | 225.9038 | 246.8076 | 268.3449 | 290.7007 |  | 7071.708 | 6936.3356 | 6871.9518 | 6846.8468 | 6946.6682 |  | 290.7007 | 290.7007 | 290.7007 | 205 | 22.3558 | 118.8566 | 0.012217 | 205
SOC-03 | 2035-04-01 | 4 | 2035 | 2035 | Spring | 205 | 222.8561 | 240.7122 | 259.1093 | 278.1232 |  | 7089.8904 | 6966.7289 | 6892.7838 | 6855.4696 | 6969.5558 |  | 278.1232 | 278.1232 | 278.1232 | 205 | 19.0138 | 118.8566 | 0.012217 | 205
SOC-03 | 2035-05-01 | 5 | 2035 | 2035 | Spring | 205 | 221.5319 | 238.0639 | 255.0967 | 272.6586 |  | 7089.8904 | 6973.9581 | 6901.2283 | 6860.4928 | 6969.5558 |  | 272.6586 | 272.6586 | 272.6586 | 205 | 17.5619 | 118.8566 | 0.012217 | 205
SOC-03 | 2035-06-01 | 6 | 2035 | 2035 | Summer | 205 | 219.1907 | 233.3815 | 248.0022 | 262.9969 |  | 7114.2893 | 7008.7908 | 6926.0296 | 6865.0893 | 6979.0218 |  | 262.9969 | 262.9969 | 262.9969 | 205 | 14.9947 | 118.8566 | 0.012217 | 205
SOC-03 | 2035-07-01 | 7 | 2035 | 2035 | Summer | 205 | 219.0229 | 233.0458 | 247.4937 | 262.3043 |  | 7114.2893 | 7009.9013 | 6927.7313 | 6866.7416 | 6979.0218 |  | 262.3043 | 262.3043 | 262.3043 | 205 | 14.8107 | 118.8566 | 0.012217 | 205
SOC-03 | 2035-08-01 | 8 | 2035 | 2035 | Summer | 205 | 218.8551 | 232.7102 | 246.9851 | 261.6117 |  | 7114.2893 | 7011.015 | 6929.4456 | 6868.4305 | 6979.0218 |  | 261.6117 | 261.6117 | 261.6117 | 205 | 14.6266 | 118.8566 | 0.012217 | 205
SOC-03 | 2035-09-01 | 9 | 2035 | 2035 | Summer | 205 | 219.862 | 234.7241 | 250.0365 | 265.7673 |  | 7114.2893 | 7004.3798 | 6919.3509 | 6858.8539 | 6979.0218 |  | 265.7673 | 265.7673 | 265.7673 | 205 | 15.7308 | 118.8566 | 0.012217 | 205
SOC-03 | 2035-10-01 | 10 | 2036 | 2035 | Fall | 205 | 222.789 | 240.5779 | 258.9059 | 277.8461 |  | 7089.8904 | 6967.0889 | 6893.1925 | 6855.6822 | 6959.2645 |  | 277.8461 | 277.8461 | 277.8461 | 205 | 18.9402 | 118.8566 | 0.012217 | 205
SOC-03 | 2035-11-01 | 11 | 2036 | 2035 | Fall | 205 | 224.6518 | 244.3037 | 264.551 | 285.5339 |  | 7089.8904 | 6957.3485 | 6882.6056 | 6851.4906 | 6959.2645 |  | 285.5339 | 285.5339 | 285.5339 | 205 | 20.9829 | 118.8566 | 0.012217 | 205
SOC-03 | 2035-12-01 | 12 | 2036 | 2035 | Winter | 205 | 227.4143 | 249.8285 | 272.922 | 296.934 |  | 7071.708 | 6929.7763 | 6866.4521 | 6845.0884 | 6946.6682 |  | 296.934 | 296.934 | 296.934 | 205 | 24.012 | 118.8566 | 0.012217 | 205
SOC-03 | 2036-01-01 | 1 | 2036 | 2036 | Winter | 205 | 228.0856 | 251.1712 | 274.9563 | 299.7044 |  | 7071.708 | 6926.9739 | 6864.2466 | 6844.6547 | 6946.6682 |  | 299.7044 | 299.7044 | 299.7044 | 205 | 24.7481 | 118.8566 | 0.012217 | 205
SOC-03 | 2036-02-01 | 2 | 2036 | 2036 | Winter | 205 | 227.7499 | 250.4998 | 273.9392 | 298.3192 |  | 7071.708 | 6928.3666 | 6865.3316 | 6844.8451 | 6946.6682 |  | 298.3192 | 298.3192 | 298.3192 | 205 | 24.3801 | 118.8566 | 0.012217 | 205
SOC-03 | 2036-03-01 | 3 | 2036 | 2036 | Winter | 205 | 225.9038 | 246.8076 | 268.3449 | 290.7007 |  | 7071.708 | 6936.3356 | 6871.9518 | 6846.8468 | 6946.6682 |  | 290.7007 | 290.7007 | 290.7007 | 205 | 22.3558 | 118.8566 | 0.012217 | 205
SOC-03 | 2036-04-01 | 4 | 2036 | 2036 | Spring | 205 | 222.8561 | 240.7122 | 259.1093 | 278.1232 |  | 7089.8904 | 6966.7289 | 6892.7838 | 6855.4696 | 6969.5558 |  | 278.1232 | 278.1232 | 278.1232 | 205 | 19.0138 | 118.8566 | 0.012217 | 205
SOC-03 | 2036-05-01 | 5 | 2036 | 2036 | Spring | 205 | 221.5319 | 238.0639 | 255.0967 | 272.6586 |  | 7089.8904 | 6973.9581 | 6901.2283 | 6860.4928 | 6969.5558 |  | 272.6586 | 272.6586 | 272.6586 | 205 | 17.5619 | 118.8566 | 0.012217 | 205
SOC-03 | 2036-06-01 | 6 | 2036 | 2036 | Summer | 205 | 219.1907 | 233.3815 | 248.0022 | 262.9969 |  | 7114.2893 | 7008.7908 | 6926.0296 | 6865.0893 | 6979.0218 |  | 262.9969 | 262.9969 | 262.9969 | 205 | 14.9947 | 118.8566 | 0.012217 | 205
SOC-03 | 2036-07-01 | 7 | 2036 | 2036 | Summer | 205 | 219.0229 | 233.0458 | 247.4937 | 262.3043 |  | 7114.2893 | 7009.9013 | 6927.7313 | 6866.7416 | 6979.0218 |  | 262.3043 | 262.3043 | 262.3043 | 205 | 14.8107 | 118.8566 | 0.012217 | 205
SOC-03 | 2036-08-01 | 8 | 2036 | 2036 | Summer | 205 | 218.8551 | 232.7102 | 246.9851 | 261.6117 |  | 7114.2893 | 7011.015 | 6929.4456 | 6868.4305 | 6979.0218 |  | 261.6117 | 261.6117 | 261.6117 | 205 | 14.6266 | 118.8566 | 0.012217 | 205
SOC-03 | 2036-09-01 | 9 | 2036 | 2036 | Summer | 205 | 219.862 | 234.7241 | 250.0365 | 265.7673 |  | 7114.2893 | 7004.3798 | 6919.3509 | 6858.8539 | 6979.0218 |  | 265.7673 | 265.7673 | 265.7673 | 205 | 15.7308 | 118.8566 | 0.012217 | 205
SOC-03 | 2036-10-01 | 10 | 2037 | 2036 | Fall | 205 | 222.789 | 240.5779 | 258.9059 | 277.8461 |  | 7089.8904 | 6967.0889 | 6893.1925 | 6855.6822 | 6959.2645 |  | 277.8461 | 277.8461 | 277.8461 | 205 | 18.9402 | 118.8566 | 0.012217 | 205
SOC-03 | 2036-11-01 | 11 | 2037 | 2036 | Fall | 205 | 224.6518 | 244.3037 | 264.551 | 285.5339 |  | 7089.8904 | 6957.3485 | 6882.6056 | 6851.4906 | 6959.2645 |  | 285.5339 | 285.5339 | 285.5339 | 205 | 20.9829 | 118.8566 | 0.012217 | 205
SOC-03 | 2036-12-01 | 12 | 2037 | 2036 | Winter | 205 | 227.4143 | 249.8285 | 272.922 | 296.934 |  | 7071.708 | 6929.7763 | 6866.4521 | 6845.0884 | 6946.6682 |  | 296.934 | 296.934 | 296.934 | 205 | 24.012 | 118.8566 | 0.012217 | 205
SOC-03 | 2037-01-01 | 1 | 2037 | 2037 | Winter | 205 | 228.0856 | 251.1712 | 274.9563 | 299.7044 |  | 7071.708 | 6926.9739 | 6864.2466 | 6844.6547 | 6946.6682 |  | 299.7044 | 299.7044 | 299.7044 | 205 | 24.7481 | 118.8566 | 0.012217 | 205
SOC-03 | 2037-02-01 | 2 | 2037 | 2037 | Winter | 205 | 227.7499 | 250.4998 | 273.9392 | 298.3192 |  | 7071.708 | 6928.3666 | 6865.3316 | 6844.8451 | 6946.6682 |  | 298.3192 | 298.3192 | 298.3192 | 205 | 24.3801 | 118.8566 | 0.012217 | 205
SOC-03 | 2037-03-01 | 3 | 2037 | 2037 | Winter | 205 | 225.9038 | 246.8076 | 268.3449 | 290.7007 |  | 7071.708 | 6936.3356 | 6871.9518 | 6846.8468 | 6946.6682 |  | 290.7007 | 290.7007 | 290.7007 | 205 | 22.3558 | 118.8566 | 0.012217 | 205
SOC-03 | 2037-04-01 | 4 | 2037 | 2037 | Spring | 205 | 222.8561 | 240.7122 | 259.1093 | 278.1232 |  | 7089.8904 | 6966.7289 | 6892.7838 | 6855.4696 | 6969.5558 |  | 278.1232 | 278.1232 | 278.1232 | 205 | 19.0138 | 118.8566 | 0.012217 | 205
SOC-03 | 2037-05-01 | 5 | 2037 | 2037 | Spring | 205 | 221.5319 | 238.0639 | 255.0967 | 272.6586 |  | 7089.8904 | 6973.9581 | 6901.2283 | 6860.4928 | 6969.5558 |  | 272.6586 | 272.6586 | 272.6586 | 205 | 17.5619 | 118.8566 | 0.012217 | 205
SOC-03 | 2037-06-01 | 6 | 2037 | 2037 | Summer | 205 | 219.1907 | 233.3815 | 248.0022 | 262.9969 |  | 7114.2893 | 7008.7908 | 6926.0296 | 6865.0893 | 6979.0218 |  | 262.9969 | 262.9969 | 262.9969 | 205 | 14.9947 | 118.8566 | 0.012217 | 205
SOC-03 | 2037-07-01 | 7 | 2037 | 2037 | Summer | 205 | 219.0229 | 233.0458 | 247.4937 | 262.3043 |  | 7114.2893 | 7009.9013 | 6927.7313 | 6866.7416 | 6979.0218 |  | 262.3043 | 262.3043 | 262.3043 | 205 | 14.8107 | 118.8566 | 0.012217 | 205
SOC-03 | 2037-08-01 | 8 | 2037 | 2037 | Summer | 205 | 218.8551 | 232.7102 | 246.9851 | 261.6117 |  | 7114.2893 | 7011.015 | 6929.4456 | 6868.4305 | 6979.0218 |  | 261.6117 | 261.6117 | 261.6117 | 205 | 14.6266 | 118.8566 | 0.012217 | 205
SOC-03 | 2037-09-01 | 9 | 2037 | 2037 | Summer | 205 | 219.862 | 234.7241 | 250.0365 | 265.7673 |  | 7114.2893 | 7004.3798 | 6919.3509 | 6858.8539 | 6979.0218 |  | 265.7673 | 265.7673 | 265.7673 | 205 | 15.7308 | 118.8566 | 0.012217 | 205
SOC-03 | 2037-10-01 | 10 | 2038 | 2037 | Fall | 205 | 222.789 | 240.5779 | 258.9059 | 277.8461 |  | 7089.8904 | 6967.0889 | 6893.1925 | 6855.6822 | 6959.2645 |  | 277.8461 | 277.8461 | 277.8461 | 205 | 18.9402 | 118.8566 | 0.012217 | 205
SOC-03 | 2037-11-01 | 11 | 2038 | 2037 | Fall | 205 | 224.6518 | 244.3037 | 264.551 | 285.5339 |  | 7089.8904 | 6957.3485 | 6882.6056 | 6851.4906 | 6959.2645 |  | 285.5339 | 285.5339 | 285.5339 | 205 | 20.9829 | 118.8566 | 0.012217 | 205
SOC-03 | 2037-12-01 | 12 | 2038 | 2037 | Winter | 205 | 227.4143 | 249.8285 | 272.922 | 296.934 |  | 7071.708 | 6929.7763 | 6866.4521 | 6845.0884 | 6946.6682 |  | 296.934 | 296.934 | 296.934 | 205 | 24.012 | 118.8566 | 0.012217 | 205
SOC-03 | 2038-01-01 | 1 | 2038 | 2038 | Winter | 205 | 228.0856 | 251.1712 | 274.9563 | 299.7044 |  | 7071.708 | 6926.9739 | 6864.2466 | 6844.6547 | 6946.6682 |  | 299.7044 | 299.7044 | 299.7044 | 205 | 24.7481 | 118.8566 | 0.012217 | 205
SOC-03 | 2038-02-01 | 2 | 2038 | 2038 | Winter | 205 | 227.7499 | 250.4998 | 273.9392 | 298.3192 |  | 7071.708 | 6928.3666 | 6865.3316 | 6844.8451 | 6946.6682 |  | 298.3192 | 298.3192 | 298.3192 | 205 | 24.3801 | 118.8566 | 0.012217 | 205
SOC-03 | 2038-03-01 | 3 | 2038 | 2038 | Winter | 205 | 225.9038 | 246.8076 | 268.3449 | 290.7007 |  | 7071.708 | 6936.3356 | 6871.9518 | 6846.8468 | 6946.6682 |  | 290.7007 | 290.7007 | 290.7007 | 205 | 22.3558 | 118.8566 | 0.012217 | 205
SOC-03 | 2038-04-01 | 4 | 2038 | 2038 | Spring | 205 | 222.8561 | 240.7122 | 259.1093 | 278.1232 |  | 7089.8904 | 6966.7289 | 6892.7838 | 6855.4696 | 6969.5558 |  | 278.1232 | 278.1232 | 278.1232 | 205 | 19.0138 | 118.8566 | 0.012217 | 205
SOC-03 | 2038-05-01 | 5 | 2038 | 2038 | Spring | 205 | 221.5319 | 238.0639 | 255.0967 | 272.6586 |  | 7089.8904 | 6973.9581 | 6901.2283 | 6860.4928 | 6969.5558 |  | 272.6586 | 272.6586 | 272.6586 | 205 | 17.5619 | 118.8566 | 0.012217 | 205
SOC-03 | 2038-06-01 | 6 | 2038 | 2038 | Summer | 205 | 219.1907 | 233.3815 | 248.0022 | 262.9969 |  | 7114.2893 | 7008.7908 | 6926.0296 | 6865.0893 | 6979.0218 |  | 262.9969 | 262.9969 | 262.9969 | 205 | 14.9947 | 118.8566 | 0.012217 | 205
SOC-03 | 2038-07-01 | 7 | 2038 | 2038 | Summer | 205 | 219.0229 | 233.0458 | 247.4937 | 262.3043 |  | 7114.2893 | 7009.9013 | 6927.7313 | 6866.7416 | 6979.0218 |  | 262.3043 | 262.3043 | 262.3043 | 205 | 14.8107 | 118.8566 | 0.012217 | 205
SOC-03 | 2038-08-01 | 8 | 2038 | 2038 | Summer | 205 | 218.8551 | 232.7102 | 246.9851 | 261.6117 |  | 7114.2893 | 7011.015 | 6929.4456 | 6868.4305 | 6979.0218 |  | 261.6117 | 261.6117 | 261.6117 | 205 | 14.6266 | 118.8566 | 0.012217 | 205
SOC-03 | 2038-09-01 | 9 | 2038 | 2038 | Summer | 205 | 219.862 | 234.7241 | 250.0365 | 265.7673 |  | 7114.2893 | 7004.3798 | 6919.3509 | 6858.8539 | 6979.0218 |  | 265.7673 | 265.7673 | 265.7673 | 205 | 15.7308 | 118.8566 | 0.012217 | 205
SOC-03 | 2038-10-01 | 10 | 2039 | 2038 | Fall | 205 | 222.789 | 240.5779 | 258.9059 | 277.8461 |  | 7089.8904 | 6967.0889 | 6893.1925 | 6855.6822 | 6959.2645 |  | 277.8461 | 277.8461 | 277.8461 | 205 | 18.9402 | 118.8566 | 0.012217 | 205
SOC-03 | 2038-11-01 | 11 | 2039 | 2038 | Fall | 205 | 224.6518 | 244.3037 | 264.551 | 285.5339 |  | 7089.8904 | 6957.3485 | 6882.6056 | 6851.4906 | 6959.2645 |  | 285.5339 | 285.5339 | 285.5339 | 205 | 20.9829 | 118.8566 | 0.012217 | 205
SOC-03 | 2038-12-01 | 12 | 2039 | 2038 | Winter | 205 | 227.4143 | 249.8285 | 272.922 | 296.934 |  | 7071.708 | 6929.7763 | 6866.4521 | 6845.0884 | 6946.6682 |  | 296.934 | 296.934 | 296.934 | 205 | 24.012 | 118.8566 | 0.012217 | 205
SOC-03 | 2039-01-01 | 1 | 2039 | 2039 | Winter | 205 | 228.0856 | 251.1712 | 274.9563 | 299.7044 |  | 7071.708 | 6926.9739 | 6864.2466 | 6844.6547 | 6946.6682 |  | 299.7044 | 299.7044 | 299.7044 | 205 | 24.7481 | 118.8566 | 0.012217 | 205
SOC-03 | 2039-02-01 | 2 | 2039 | 2039 | Winter | 205 | 227.7499 | 250.4998 | 273.9392 | 298.3192 |  | 7071.708 | 6928.3666 | 6865.3316 | 6844.8451 | 6946.6682 |  | 298.3192 | 298.3192 | 298.3192 | 205 | 24.3801 | 118.8566 | 0.012217 | 205
SOC-03 | 2039-03-01 | 3 | 2039 | 2039 | Winter | 205 | 225.9038 | 246.8076 | 268.3449 | 290.7007 |  | 7071.708 | 6936.3356 | 6871.9518 | 6846.8468 | 6946.6682 |  | 290.7007 | 290.7007 | 290.7007 | 205 | 22.3558 | 118.8566 | 0.012217 | 205
SOC-03 | 2039-04-01 | 4 | 2039 | 2039 | Spring | 205 | 222.8561 | 240.7122 | 259.1093 | 278.1232 |  | 7089.8904 | 6966.7289 | 6892.7838 | 6855.4696 | 6969.5558 |  | 278.1232 | 278.1232 | 278.1232 | 205 | 19.0138 | 118.8566 | 0.012217 | 205
SOC-03 | 2039-05-01 | 5 | 2039 | 2039 | Spring | 205 | 221.5319 | 238.0639 | 255.0967 | 272.6586 |  | 7089.8904 | 6973.9581 | 6901.2283 | 6860.4928 | 6969.5558 |  | 272.6586 | 272.6586 | 272.6586 | 205 | 17.5619 | 118.8566 | 0.012217 | 205
SOC-03 | 2039-06-01 | 6 | 2039 | 2039 | Summer | 205 | 219.1907 | 233.3815 | 248.0022 | 262.9969 |  | 7114.2893 | 7008.7908 | 6926.0296 | 6865.0893 | 6979.0218 |  | 262.9969 | 262.9969 | 262.9969 | 205 | 14.9947 | 118.8566 | 0.012217 | 205
SOC-03 | 2039-07-01 | 7 | 2039 | 2039 | Summer | 205 | 219.0229 | 233.0458 | 247.4937 | 262.3043 |  | 7114.2893 | 7009.9013 | 6927.7313 | 6866.7416 | 6979.0218 |  | 262.3043 | 262.3043 | 262.3043 | 205 | 14.8107 | 118.8566 | 0.012217 | 205
SOC-03 | 2039-08-01 | 8 | 2039 | 2039 | Summer | 205 | 218.8551 | 232.7102 | 246.9851 | 261.6117 |  | 7114.2893 | 7011.015 | 6929.4456 | 6868.4305 | 6979.0218 |  | 261.6117 | 261.6117 | 261.6117 | 205 | 14.6266 | 118.8566 | 0.012217 | 205
SOC-03 | 2039-09-01 | 9 | 2039 | 2039 | Summer | 205 | 219.862 | 234.7241 | 250.0365 | 265.7673 |  | 7114.2893 | 7004.3798 | 6919.3509 | 6858.8539 | 6979.0218 |  | 265.7673 | 265.7673 | 265.7673 | 205 | 15.7308 | 118.8566 | 0.012217 | 205
SOC-03 | 2039-10-01 | 10 | 2040 | 2039 | Fall | 205 | 222.789 | 240.5779 | 258.9059 | 277.8461 |  | 7089.8904 | 6967.0889 | 6893.1925 | 6855.6822 | 6959.2645 |  | 277.8461 | 277.8461 | 277.8461 | 205 | 18.9402 | 118.8566 | 0.012217 | 205
SOC-03 | 2039-11-01 | 11 | 2040 | 2039 | Fall | 205 | 224.6518 | 244.3037 | 264.551 | 285.5339 |  | 7089.8904 | 6957.3485 | 6882.6056 | 6851.4906 | 6959.2645 |  | 285.5339 | 285.5339 | 285.5339 | 205 | 20.9829 | 118.8566 | 0.012217 | 205
SOC-03 | 2039-12-01 | 12 | 2040 | 2039 | Winter | 205 | 227.4143 | 249.8285 | 272.922 | 296.934 |  | 7071.708 | 6929.7763 | 6866.4521 | 6845.0884 | 6946.6682 |  | 296.934 | 296.934 | 296.934 | 205 | 24.012 | 118.8566 | 0.012217 | 205
SOC-03 | 2040-01-01 | 1 | 2040 | 2040 | Winter | 205 | 228.0856 | 251.1712 | 274.9563 | 299.7044 |  | 7071.708 | 6926.9739 | 6864.2466 | 6844.6547 | 6946.6682 |  | 299.7044 | 299.7044 | 299.7044 | 205 | 24.7481 | 118.8566 | 0.012217 | 205
SOC-03 | 2040-02-01 | 2 | 2040 | 2040 | Winter | 205 | 227.7499 | 250.4998 | 273.9392 | 298.3192 |  | 7071.708 | 6928.3666 | 6865.3316 | 6844.8451 | 6946.6682 |  | 298.3192 | 298.3192 | 298.3192 | 205 | 24.3801 | 118.8566 | 0.012217 | 205
SOC-03 | 2040-03-01 | 3 | 2040 | 2040 | Winter | 205 | 225.9038 | 246.8076 | 268.3449 | 290.7007 |  | 7071.708 | 6936.3356 | 6871.9518 | 6846.8468 | 6946.6682 |  | 290.7007 | 290.7007 | 290.7007 | 205 | 22.3558 | 118.8566 | 0.012217 | 205
SOC-03 | 2040-04-01 | 4 | 2040 | 2040 | Spring | 205 | 222.8561 | 240.7122 | 259.1093 | 278.1232 |  | 7089.8904 | 6966.7289 | 6892.7838 | 6855.4696 | 6969.5558 |  | 278.1232 | 278.1232 | 278.1232 | 205 | 19.0138 | 118.8566 | 0.012217 | 205
SOC-03 | 2040-05-01 | 5 | 2040 | 2040 | Spring | 205 | 221.5319 | 238.0639 | 255.0967 | 272.6586 |  | 7089.8904 | 6973.9581 | 6901.2283 | 6860.4928 | 6969.5558 |  | 272.6586 | 272.6586 | 272.6586 | 205 | 17.5619 | 118.8566 | 0.012217 | 205
SOC-03 | 2040-06-01 | 6 | 2040 | 2040 | Summer | 205 | 219.1907 | 233.3815 | 248.0022 | 262.9969 |  | 7114.2893 | 7008.7908 | 6926.0296 | 6865.0893 | 6979.0218 |  | 262.9969 | 262.9969 | 262.9969 | 205 | 14.9947 | 118.8566 | 0.012217 | 205
SOC-03 | 2040-07-01 | 7 | 2040 | 2040 | Summer | 205 | 219.0229 | 233.0458 | 247.4937 | 262.3043 |  | 7114.2893 | 7009.9013 | 6927.7313 | 6866.7416 | 6979.0218 |  | 262.3043 | 262.3043 | 262.3043 | 205 | 14.8107 | 118.8566 | 0.012217 | 205
SOC-03 | 2040-08-01 | 8 | 2040 | 2040 | Summer | 205 | 218.8551 | 232.7102 | 246.9851 | 261.6117 |  | 7114.2893 | 7011.015 | 6929.4456 | 6868.4305 | 6979.0218 |  | 261.6117 | 261.6117 | 261.6117 | 205 | 14.6266 | 118.8566 | 0.012217 | 205
SOC-03 | 2040-09-01 | 9 | 2040 | 2040 | Summer | 205 | 219.862 | 234.7241 | 250.0365 | 265.7673 |  | 7114.2893 | 7004.3798 | 6919.3509 | 6858.8539 | 6979.0218 |  | 265.7673 | 265.7673 | 265.7673 | 205 | 15.7308 | 118.8566 | 0.012217 | 205
SOC-03 | 2040-10-01 | 10 | 2041 | 2040 | Fall | 205 | 222.789 | 240.5779 | 258.9059 | 277.8461 |  | 7089.8904 | 6967.0889 | 6893.1925 | 6855.6822 | 6959.2645 |  | 277.8461 | 277.8461 | 277.8461 | 205 | 18.9402 | 118.8566 | 0.012217 | 205
SOC-03 | 2040-11-01 | 11 | 2041 | 2040 | Fall | 205 | 224.6518 | 244.3037 | 264.551 | 285.5339 |  | 7089.8904 | 6957.3485 | 6882.6056 | 6851.4906 | 6959.2645 |  | 285.5339 | 285.5339 | 285.5339 | 205 | 20.9829 | 118.8566 | 0.012217 | 205
SOC-03 | 2040-12-01 | 12 | 2041 | 2040 | Winter | 205 | 227.4143 | 249.8285 | 272.922 | 296.934 |  | 7071.708 | 6929.7763 | 6866.4521 | 6845.0884 | 6946.6682 |  | 296.934 | 296.934 | 296.934 | 205 | 24.012 | 118.8566 | 0.012217 | 205
SOC-03 | 2041-01-01 | 1 | 2041 | 2041 | Winter | 205 | 228.0856 | 251.1712 | 274.9563 | 299.7044 |  | 7071.708 | 6926.9739 | 6864.2466 | 6844.6547 | 6946.6682 |  | 299.7044 | 299.7044 | 299.7044 | 205 | 24.7481 | 118.8566 | 0.012217 | 205
SOC-03 | 2041-02-01 | 2 | 2041 | 2041 | Winter | 205 | 227.7499 | 250.4998 | 273.9392 | 298.3192 |  | 7071.708 | 6928.3666 | 6865.3316 | 6844.8451 | 6946.6682 |  | 298.3192 | 298.3192 | 298.3192 | 205 | 24.3801 | 118.8566 | 0.012217 | 205
SOC-03 | 2041-03-01 | 3 | 2041 | 2041 | Winter | 205 | 225.9038 | 246.8076 | 268.3449 | 290.7007 |  | 7071.708 | 6936.3356 | 6871.9518 | 6846.8468 | 6946.6682 |  | 290.7007 | 290.7007 | 290.7007 | 205 | 22.3558 | 118.8566 | 0.012217 | 205
SOC-03 | 2041-04-01 | 4 | 2041 | 2041 | Spring | 205 | 222.8561 | 240.7122 | 259.1093 | 278.1232 |  | 7089.8904 | 6966.7289 | 6892.7838 | 6855.4696 | 6969.5558 |  | 278.1232 | 278.1232 | 278.1232 | 205 | 19.0138 | 118.8566 | 0.012217 | 205
SOC-03 | 2041-05-01 | 5 | 2041 | 2041 | Spring | 205 | 221.5319 | 238.0639 | 255.0967 | 272.6586 |  | 7089.8904 | 6973.9581 | 6901.2283 | 6860.4928 | 6969.5558 |  | 272.6586 | 272.6586 | 272.6586 | 205 | 17.5619 | 118.8566 | 0.012217 | 205
SOC-03 | 2041-06-01 | 6 | 2041 | 2041 | Summer | 205 | 219.1907 | 233.3815 | 248.0022 | 262.9969 |  | 7114.2893 | 7008.7908 | 6926.0296 | 6865.0893 | 6979.0218 |  | 262.9969 | 262.9969 | 262.9969 | 205 | 14.9947 | 118.8566 | 0.012217 | 205
SOC-03 | 2041-07-01 | 7 | 2041 | 2041 | Summer | 205 | 219.0229 | 233.0458 | 247.4937 | 262.3043 |  | 7114.2893 | 7009.9013 | 6927.7313 | 6866.7416 | 6979.0218 |  | 262.3043 | 262.3043 | 262.3043 | 205 | 14.8107 | 118.8566 | 0.012217 | 205
SOC-03 | 2041-08-01 | 8 | 2041 | 2041 | Summer | 205 | 218.8551 | 232.7102 | 246.9851 | 261.6117 |  | 7114.2893 | 7011.015 | 6929.4456 | 6868.4305 | 6979.0218 |  | 261.6117 | 261.6117 | 261.6117 | 205 | 14.6266 | 118.8566 | 0.012217 | 205
SOC-03 | 2041-09-01 | 9 | 2041 | 2041 | Summer | 205 | 219.862 | 234.7241 | 250.0365 | 265.7673 |  | 7114.2893 | 7004.3798 | 6919.3509 | 6858.8539 | 6979.0218 |  | 265.7673 | 265.7673 | 265.7673 | 205 | 15.7308 | 118.8566 | 0.012217 | 205
SOC-03 | 2041-10-01 | 10 | 2042 | 2041 | Fall | 205 | 222.789 | 240.5779 | 258.9059 | 277.8461 |  | 7089.8904 | 6967.0889 | 6893.1925 | 6855.6822 | 6959.2645 |  | 277.8461 | 277.8461 | 277.8461 | 205 | 18.9402 | 118.8566 | 0.012217 | 205
SOC-03 | 2041-11-01 | 11 | 2042 | 2041 | Fall | 205 | 224.6518 | 244.3037 | 264.551 | 285.5339 |  | 7089.8904 | 6957.3485 | 6882.6056 | 6851.4906 | 6959.2645 |  | 285.5339 | 285.5339 | 285.5339 | 205 | 20.9829 | 118.8566 | 0.012217 | 205
SOC-03 | 2041-12-01 | 12 | 2042 | 2041 | Winter | 205 | 227.4143 | 249.8285 | 272.922 | 296.934 |  | 7071.708 | 6929.7763 | 6866.4521 | 6845.0884 | 6946.6682 |  | 296.934 | 296.934 | 296.934 | 205 | 24.012 | 118.8566 | 0.012217 | 205
SOC-03 | 2042-01-01 | 1 | 2042 | 2042 | Winter | 205 | 228.0856 | 251.1712 | 274.9563 | 299.7044 |  | 7071.708 | 6926.9739 | 6864.2466 | 6844.6547 | 6946.6682 |  | 299.7044 | 299.7044 | 299.7044 | 205 | 24.7481 | 118.8566 | 0.012217 | 205
SOC-03 | 2042-02-01 | 2 | 2042 | 2042 | Winter | 205 | 227.7499 | 250.4998 | 273.9392 | 298.3192 |  | 7071.708 | 6928.3666 | 6865.3316 | 6844.8451 | 6946.6682 |  | 298.3192 | 298.3192 | 298.3192 | 205 | 24.3801 | 118.8566 | 0.012217 | 205
SOC-03 | 2042-03-01 | 3 | 2042 | 2042 | Winter | 205 | 225.9038 | 246.8076 | 268.3449 | 290.7007 |  | 7071.708 | 6936.3356 | 6871.9518 | 6846.8468 | 6946.6682 |  | 290.7007 | 290.7007 | 290.7007 | 205 | 22.3558 | 118.8566 | 0.012217 | 205
SOC-03 | 2042-04-01 | 4 | 2042 | 2042 | Spring | 205 | 222.8561 | 240.7122 | 259.1093 | 278.1232 |  | 7089.8904 | 6966.7289 | 6892.7838 | 6855.4696 | 6969.5558 |  | 278.1232 | 278.1232 | 278.1232 | 205 | 19.0138 | 118.8566 | 0.012217 | 205
SOC-03 | 2042-05-01 | 5 | 2042 | 2042 | Spring | 205 | 221.5319 | 238.0639 | 255.0967 | 272.6586 |  | 7089.8904 | 6973.9581 | 6901.2283 | 6860.4928 | 6969.5558 |  | 272.6586 | 272.6586 | 272.6586 | 205 | 17.5619 | 118.8566 | 0.012217 | 205
SOC-03 | 2042-06-01 | 6 | 2042 | 2042 | Summer | 205 | 219.1907 | 233.3815 | 248.0022 | 262.9969 |  | 7114.2893 | 7008.7908 | 6926.0296 | 6865.0893 | 6979.0218 |  | 262.9969 | 262.9969 | 262.9969 | 205 | 14.9947 | 118.8566 | 0.012217 | 205
SOC-03 | 2042-07-01 | 7 | 2042 | 2042 | Summer | 205 | 219.0229 | 233.0458 | 247.4937 | 262.3043 |  | 7114.2893 | 7009.9013 | 6927.7313 | 6866.7416 | 6979.0218 |  | 262.3043 | 262.3043 | 262.3043 | 205 | 14.8107 | 118.8566 | 0.012217 | 205
SOC-03 | 2042-08-01 | 8 | 2042 | 2042 | Summer | 205 | 218.8551 | 232.7102 | 246.9851 | 261.6117 |  | 7114.2893 | 7011.015 | 6929.4456 | 6868.4305 | 6979.0218 |  | 261.6117 | 261.6117 | 261.6117 | 205 | 14.6266 | 118.8566 | 0.012217 | 205
SOC-03 | 2042-09-01 | 9 | 2042 | 2042 | Summer | 205 | 219.862 | 234.7241 | 250.0365 | 265.7673 |  | 7114.2893 | 7004.3798 | 6919.3509 | 6858.8539 | 6979.0218 |  | 265.7673 | 265.7673 | 265.7673 | 205 | 15.7308 | 118.8566 | 0.012217 | 205
SOC-03 | 2042-10-01 | 10 | 2043 | 2042 | Fall | 205 | 222.789 | 240.5779 | 258.9059 | 277.8461 |  | 7089.8904 | 6967.0889 | 6893.1925 | 6855.6822 | 6959.2645 |  | 277.8461 | 277.8461 | 277.8461 | 205 | 18.9402 | 118.8566 | 0.012217 | 205
SOC-03 | 2042-11-01 | 11 | 2043 | 2042 | Fall | 205 | 224.6518 | 244.3037 | 264.551 | 285.5339 |  | 7089.8904 | 6957.3485 | 6882.6056 | 6851.4906 | 6959.2645 |  | 285.5339 | 285.5339 | 285.5339 | 205 | 20.9829 | 118.8566 | 0.012217 | 205
SOC-03 | 2042-12-01 | 12 | 2043 | 2042 | Winter | 205 | 227.4143 | 249.8285 | 272.922 | 296.934 |  | 7071.708 | 6929.7763 | 6866.4521 | 6845.0884 | 6946.6682 |  | 296.934 | 296.934 | 296.934 | 205 | 24.012 | 118.8566 | 0.012217 | 205
SOC-03 | 2043-01-01 | 1 | 2043 | 2043 | Winter | 205 | 228.0856 | 251.1712 | 274.9563 | 299.7044 |  | 7071.708 | 6926.9739 | 6864.2466 | 6844.6547 | 6946.6682 |  | 299.7044 | 299.7044 | 299.7044 | 205 | 24.7481 | 118.8566 | 0.012217 | 205
SOC-03 | 2043-02-01 | 2 | 2043 | 2043 | Winter | 205 | 227.7499 | 250.4998 | 273.9392 | 298.3192 |  | 7071.708 | 6928.3666 | 6865.3316 | 6844.8451 | 6946.6682 |  | 298.3192 | 298.3192 | 298.3192 | 205 | 24.3801 | 118.8566 | 0.012217 | 205
SOC-03 | 2043-03-01 | 3 | 2043 | 2043 | Winter | 205 | 225.9038 | 246.8076 | 268.3449 | 290.7007 |  | 7071.708 | 6936.3356 | 6871.9518 | 6846.8468 | 6946.6682 |  | 290.7007 | 290.7007 | 290.7007 | 205 | 22.3558 | 118.8566 | 0.012217 | 205
SOC-03 | 2043-04-01 | 4 | 2043 | 2043 | Spring | 205 | 222.8561 | 240.7122 | 259.1093 | 278.1232 |  | 7089.8904 | 6966.7289 | 6892.7838 | 6855.4696 | 6969.5558 |  | 278.1232 | 278.1232 | 278.1232 | 205 | 19.0138 | 118.8566 | 0.012217 | 205
SOC-03 | 2043-05-01 | 5 | 2043 | 2043 | Spring | 205 | 221.5319 | 238.0639 | 255.0967 | 272.6586 |  | 7089.8904 | 6973.9581 | 6901.2283 | 6860.4928 | 6969.5558 |  | 272.6586 | 272.6586 | 272.6586 | 205 | 17.5619 | 118.8566 | 0.012217 | 205
SOC-03 | 2043-06-01 | 6 | 2043 | 2043 | Summer | 205 | 219.1907 | 233.3815 | 248.0022 | 262.9969 |  | 7114.2893 | 7008.7908 | 6926.0296 | 6865.0893 | 6979.0218 |  | 262.9969 | 262.9969 | 262.9969 | 205 | 14.9947 | 118.8566 | 0.012217 | 205
SOC-03 | 2043-07-01 | 7 | 2043 | 2043 | Summer | 205 | 219.0229 | 233.0458 | 247.4937 | 262.3043 |  | 7114.2893 | 7009.9013 | 6927.7313 | 6866.7416 | 6979.0218 |  | 262.3043 | 262.3043 | 262.3043 | 205 | 14.8107 | 118.8566 | 0.012217 | 205
SOC-03 | 2043-08-01 | 8 | 2043 | 2043 | Summer | 205 | 218.8551 | 232.7102 | 246.9851 | 261.6117 |  | 7114.2893 | 7011.015 | 6929.4456 | 6868.4305 | 6979.0218 |  | 261.6117 | 261.6117 | 261.6117 | 205 | 14.6266 | 118.8566 | 0.012217 | 205
SOC-03 | 2043-09-01 | 9 | 2043 | 2043 | Summer | 205 | 219.862 | 234.7241 | 250.0365 | 265.7673 |  | 7114.2893 | 7004.3798 | 6919.3509 | 6858.8539 | 6979.0218 |  | 265.7673 | 265.7673 | 265.7673 | 205 | 15.7308 | 118.8566 | 0.012217 | 205
SOC-03 | 2043-10-01 | 10 | 2044 | 2043 | Fall | 205 | 222.789 | 240.5779 | 258.9059 | 277.8461 |  | 7089.8904 | 6967.0889 | 6893.1925 | 6855.6822 | 6959.2645 |  | 277.8461 | 277.8461 | 277.8461 | 205 | 18.9402 | 118.8566 | 0.012217 | 205
SOC-03 | 2043-11-01 | 11 | 2044 | 2043 | Fall | 205 | 224.6518 | 244.3037 | 264.551 | 285.5339 |  | 7089.8904 | 6957.3485 | 6882.6056 | 6851.4906 | 6959.2645 |  | 285.5339 | 285.5339 | 285.5339 | 205 | 20.9829 | 118.8566 | 0.012217 | 205
SOC-03 | 2043-12-01 | 12 | 2044 | 2043 | Winter | 205 | 227.4143 | 249.8285 | 272.922 | 296.934 |  | 7071.708 | 6929.7763 | 6866.4521 | 6845.0884 | 6946.6682 |  | 296.934 | 296.934 | 296.934 | 205 | 24.012 | 118.8566 | 0.012217 | 205
SOC-03 | 2044-01-01 | 1 | 2044 | 2044 | Winter | 205 | 228.0856 | 251.1712 | 274.9563 | 299.7044 |  | 7071.708 | 6926.9739 | 6864.2466 | 6844.6547 | 6946.6682 |  | 299.7044 | 299.7044 | 299.7044 | 205 | 24.7481 | 118.8566 | 0.012217 | 205
SOC-03 | 2044-02-01 | 2 | 2044 | 2044 | Winter | 205 | 227.7499 | 250.4998 | 273.9392 | 298.3192 |  | 7071.708 | 6928.3666 | 6865.3316 | 6844.8451 | 6946.6682 |  | 298.3192 | 298.3192 | 298.3192 | 205 | 24.3801 | 118.8566 | 0.012217 | 205
SOC-03 | 2044-03-01 | 3 | 2044 | 2044 | Winter | 205 | 225.9038 | 246.8076 | 268.3449 | 290.7007 |  | 7071.708 | 6936.3356 | 6871.9518 | 6846.8468 | 6946.6682 |  | 290.7007 | 290.7007 | 290.7007 | 205 | 22.3558 | 118.8566 | 0.012217 | 205
SOC-03 | 2044-04-01 | 4 | 2044 | 2044 | Spring | 205 | 222.8561 | 240.7122 | 259.1093 | 278.1232 |  | 7089.8904 | 6966.7289 | 6892.7838 | 6855.4696 | 6969.5558 |  | 278.1232 | 278.1232 | 278.1232 | 205 | 19.0138 | 118.8566 | 0.012217 | 205
SOC-03 | 2044-05-01 | 5 | 2044 | 2044 | Spring | 205 | 221.5319 | 238.0639 | 255.0967 | 272.6586 |  | 7089.8904 | 6973.9581 | 6901.2283 | 6860.4928 | 6969.5558 |  | 272.6586 | 272.6586 | 272.6586 | 205 | 17.5619 | 118.8566 | 0.012217 | 205
SOC-03 | 2044-06-01 | 6 | 2044 | 2044 | Summer | 205 | 219.1907 | 233.3815 | 248.0022 | 262.9969 |  | 7114.2893 | 7008.7908 | 6926.0296 | 6865.0893 | 6979.0218 |  | 262.9969 | 262.9969 | 262.9969 | 205 | 14.9947 | 118.8566 | 0.012217 | 205
SOC-03 | 2044-07-01 | 7 | 2044 | 2044 | Summer | 205 | 219.0229 | 233.0458 | 247.4937 | 262.3043 |  | 7114.2893 | 7009.9013 | 6927.7313 | 6866.7416 | 6979.0218 |  | 262.3043 | 262.3043 | 262.3043 | 205 | 14.8107 | 118.8566 | 0.012217 | 205
SOC-03 | 2044-08-01 | 8 | 2044 | 2044 | Summer | 205 | 218.8551 | 232.7102 | 246.9851 | 261.6117 |  | 7114.2893 | 7011.015 | 6929.4456 | 6868.4305 | 6979.0218 |  | 261.6117 | 261.6117 | 261.6117 | 205 | 14.6266 | 118.8566 | 0.012217 | 205
SOC-03 | 2044-09-01 | 9 | 2044 | 2044 | Summer | 205 | 219.862 | 234.7241 | 250.0365 | 265.7673 |  | 7114.2893 | 7004.3798 | 6919.3509 | 6858.8539 | 6979.0218 |  | 265.7673 | 265.7673 | 265.7673 | 205 | 15.7308 | 118.8566 | 0.012217 | 205
SOC-03 | 2044-10-01 | 10 | 2045 | 2044 | Fall | 205 | 222.789 | 240.5779 | 258.9059 | 277.8461 |  | 7089.8904 | 6967.0889 | 6893.1925 | 6855.6822 | 6959.2645 |  | 277.8461 | 277.8461 | 277.8461 | 205 | 18.9402 | 118.8566 | 0.012217 | 205
SOC-03 | 2044-11-01 | 11 | 2045 | 2044 | Fall | 205 | 224.6518 | 244.3037 | 264.551 | 285.5339 |  | 7089.8904 | 6957.3485 | 6882.6056 | 6851.4906 | 6959.2645 |  | 285.5339 | 285.5339 | 285.5339 | 205 | 20.9829 | 118.8566 | 0.012217 | 205
SOC-03 | 2044-12-01 | 12 | 2045 | 2044 | Winter | 205 | 227.4143 | 249.8285 | 272.922 | 296.934 |  | 7071.708 | 6929.7763 | 6866.4521 | 6845.0884 | 6946.6682 |  | 296.934 | 296.934 | 296.934 | 205 | 24.012 | 118.8566 | 0.012217 | 205
SOC-03 | 2045-01-01 | 1 | 2045 | 2045 | Winter | 205 | 228.0856 | 251.1712 | 274.9563 | 299.7044 |  | 7071.708 | 6926.9739 | 6864.2466 | 6844.6547 | 6946.6682 |  | 299.7044 | 299.7044 | 299.7044 | 205 | 24.7481 | 118.8566 | 0.012217 | 205
SOC-03 | 2045-02-01 | 2 | 2045 | 2045 | Winter | 205 | 227.7499 | 250.4998 | 273.9392 | 298.3192 |  | 7071.708 | 6928.3666 | 6865.3316 | 6844.8451 | 6946.6682 |  | 298.3192 | 298.3192 | 298.3192 | 205 | 24.3801 | 118.8566 | 0.012217 | 205
SOC-03 | 2045-03-01 | 3 | 2045 | 2045 | Winter | 205 | 225.9038 | 246.8076 | 268.3449 | 290.7007 |  | 7071.708 | 6936.3356 | 6871.9518 | 6846.8468 | 6946.6682 |  | 290.7007 | 290.7007 | 290.7007 | 205 | 22.3558 | 118.8566 | 0.012217 | 205
SOC-03 | 2045-04-01 | 4 | 2045 | 2045 | Spring | 205 | 222.8561 | 240.7122 | 259.1093 | 278.1232 |  | 7089.8904 | 6966.7289 | 6892.7838 | 6855.4696 | 6969.5558 |  | 278.1232 | 278.1232 | 278.1232 | 205 | 19.0138 | 118.8566 | 0.012217 | 205
SOC-03 | 2045-05-01 | 5 | 2045 | 2045 | Spring | 205 | 221.5319 | 238.0639 | 255.0967 | 272.6586 |  | 7089.8904 | 6973.9581 | 6901.2283 | 6860.4928 | 6969.5558 |  | 272.6586 | 272.6586 | 272.6586 | 205 | 17.5619 | 118.8566 | 0.012217 | 205
SOC-03 | 2045-06-01 | 6 | 2045 | 2045 | Summer | 205 | 219.1907 | 233.3815 | 248.0022 | 262.9969 |  | 7114.2893 | 7008.7908 | 6926.0296 | 6865.0893 | 6979.0218 |  | 262.9969 | 262.9969 | 262.9969 | 205 | 14.9947 | 118.8566 | 0.012217 | 205
SOC-03 | 2045-07-01 | 7 | 2045 | 2045 | Summer | 205 | 219.0229 | 233.0458 | 247.4937 | 262.3043 |  | 7114.2893 | 7009.9013 | 6927.7313 | 6866.7416 | 6979.0218 |  | 262.3043 | 262.3043 | 262.3043 | 205 | 14.8107 | 118.8566 | 0.012217 | 205
SOC-03 | 2045-08-01 | 8 | 2045 | 2045 | Summer | 205 | 218.8551 | 232.7102 | 246.9851 | 261.6117 |  | 7114.2893 | 7011.015 | 6929.4456 | 6868.4305 | 6979.0218 |  | 261.6117 | 261.6117 | 261.6117 | 205 | 14.6266 | 118.8566 | 0.012217 | 205
SOC-03 | 2045-09-01 | 9 | 2045 | 2045 | Summer | 205 | 219.862 | 234.7241 | 250.0365 | 265.7673 |  | 7114.2893 | 7004.3798 | 6919.3509 | 6858.8539 | 6979.0218 |  | 265.7673 | 265.7673 | 265.7673 | 205 | 15.7308 | 118.8566 | 0.012217 | 205
SOC-03 | 2045-10-01 | 10 | 2046 | 2045 | Fall | 205 | 222.789 | 240.5779 | 258.9059 | 277.8461 |  | 7089.8904 | 6967.0889 | 6893.1925 | 6855.6822 | 6959.2645 |  | 277.8461 | 277.8461 | 277.8461 | 205 | 18.9402 | 118.8566 | 0.012217 | 205
SOC-03 | 2045-11-01 | 11 | 2046 | 2045 | Fall | 205 | 224.6518 | 244.3037 | 264.551 | 285.5339 |  | 7089.8904 | 6957.3485 | 6882.6056 | 6851.4906 | 6959.2645 |  | 285.5339 | 285.5339 | 285.5339 | 205 | 20.9829 | 118.8566 | 0.012217 | 205
SOC-03 | 2045-12-01 | 12 | 2046 | 2045 | Winter | 205 | 227.4143 | 249.8285 | 272.922 | 296.934 |  | 7071.708 | 6929.7763 | 6866.4521 | 6845.0884 | 6946.6682 |  | 296.934 | 296.934 | 296.934 | 205 | 24.012 | 118.8566 | 0.012217 | 205
SOC-03 | 2046-01-01 | 1 | 2046 | 2046 | Winter | 205 | 228.0856 | 251.1712 | 274.9563 | 299.7044 |  | 7071.708 | 6926.9739 | 6864.2466 | 6844.6547 | 6946.6682 |  | 299.7044 | 299.7044 | 299.7044 | 205 | 24.7481 | 118.8566 | 0.012217 | 205
SOC-03 | 2046-02-01 | 2 | 2046 | 2046 | Winter | 205 | 227.7499 | 250.4998 | 273.9392 | 298.3192 |  | 7071.708 | 6928.3666 | 6865.3316 | 6844.8451 | 6946.6682 |  | 298.3192 | 298.3192 | 298.3192 | 205 | 24.3801 | 118.8566 | 0.012217 | 205
SOC-03 | 2046-03-01 | 3 | 2046 | 2046 | Winter | 205 | 225.9038 | 246.8076 | 268.3449 | 290.7007 |  | 7071.708 | 6936.3356 | 6871.9518 | 6846.8468 | 6946.6682 |  | 290.7007 | 290.7007 | 290.7007 | 205 | 22.3558 | 118.8566 | 0.012217 | 205
SOC-03 | 2046-04-01 | 4 | 2046 | 2046 | Spring | 205 | 222.8561 | 240.7122 | 259.1093 | 278.1232 |  | 7089.8904 | 6966.7289 | 6892.7838 | 6855.4696 | 6969.5558 |  | 278.1232 | 278.1232 | 278.1232 | 205 | 19.0138 | 118.8566 | 0.012217 | 205
SOC-03 | 2046-05-01 | 5 | 2046 | 2046 | Spring | 205 | 221.5319 | 238.0639 | 255.0967 | 272.6586 |  | 7089.8904 | 6973.9581 | 6901.2283 | 6860.4928 | 6969.5558 |  | 272.6586 | 272.6586 | 272.6586 | 205 | 17.5619 | 118.8566 | 0.012217 | 205
SOC-03 | 2046-06-01 | 6 | 2046 | 2046 | Summer | 205 | 219.1907 | 233.3815 | 248.0022 | 262.9969 |  | 7114.2893 | 7008.7908 | 6926.0296 | 6865.0893 | 6979.0218 |  | 262.9969 | 262.9969 | 262.9969 | 205 | 14.9947 | 118.8566 | 0.012217 | 205
SOC-03 | 2046-07-01 | 7 | 2046 | 2046 | Summer | 205 | 219.0229 | 233.0458 | 247.4937 | 262.3043 |  | 7114.2893 | 7009.9013 | 6927.7313 | 6866.7416 | 6979.0218 |  | 262.3043 | 262.3043 | 262.3043 | 205 | 14.8107 | 118.8566 | 0.012217 | 205
SOC-03 | 2046-08-01 | 8 | 2046 | 2046 | Summer | 205 | 218.8551 | 232.7102 | 246.9851 | 261.6117 |  | 7114.2893 | 7011.015 | 6929.4456 | 6868.4305 | 6979.0218 |  | 261.6117 | 261.6117 | 261.6117 | 205 | 14.6266 | 118.8566 | 0.012217 | 205
SOC-03 | 2046-09-01 | 9 | 2046 | 2046 | Summer | 205 | 219.862 | 234.7241 | 250.0365 | 265.7673 |  | 7114.2893 | 7004.3798 | 6919.3509 | 6858.8539 | 6979.0218 |  | 265.7673 | 265.7673 | 265.7673 | 205 | 15.7308 | 118.8566 | 0.012217 | 205
Note on A1: MetaDataHeader
Note on A2: MetaDataHeader
Note on A3: MetaDataHeader
Note on A4: MetaDataHeader
Note on A5: MetaDataHeader

## CT Ramp
Business Unit | Coal & Gas Generation
Forecast Name | CT Operating Constraints
Vintage | FY19 Strategic PSP
Case | Base
Comment | No Changes
Unit | UnitType | Date | Run Up Rate (MW/hour) | Run Up Rate (MW/min) | Ramp Rate (MW/hour) | Ramp Rate (MW/min) | Min Up Time (Hrs) | Min Down Time (Hrs) | Mean TTR (Hrs) | Min TTR (Hrs) | Max TTR (Hrs)
ALT-01 | GE 5001N | 2016-01-01 | 1020 | 17 | 1020 | 17 | 1 | 1 | 24 | 1 | 48
ALT-02 | GE 5001N | 2016-01-01 | 1020 | 17 | 1020 | 17 | 1 | 1 | 24 | 1 | 48
ALT-03 | GE 5001N | 2016-01-01 | 1020 | 17 | 1020 | 17 | 1 | 1 | 24 | 1 | 48
ALT-04 | GE 5001N | 2016-01-01 | 1020 | 17 | 1020 | 17 | 1 | 1 | 24 | 1 | 48
ALT-05 | GE 5001N | 2016-01-01 | 1020 | 17 | 1020 | 17 | 1 | 1 | 24 | 1 | 48
ALT-06 | GE 5001N | 2016-01-01 | 1020 | 17 | 1020 | 17 | 1 | 1 | 24 | 1 | 48
ALT-07 | GE 5001N | 2016-01-01 | 1020 | 17 | 1020 | 17 | 1 | 1 | 24 | 1 | 48
ALT-08 | GE 5001N | 2016-01-01 | 1020 | 17 | 1020 | 17 | 1 | 1 | 24 | 1 | 48
ALT-09 | GE 5001N | 2016-01-01 | 1020 | 17 | 1020 | 17 | 1 | 1 | 24 | 1 | 48
ALT-10 | GE 5001N | 2016-01-01 | 1020 | 17 | 1020 | 17 | 1 | 1 | 24 | 1 | 48
ALT-11 | GE 5001N | 2016-01-01 | 1020 | 17 | 1020 | 17 | 1 | 1 | 24 | 1 | 48
ALT-12 | GE 5001N | 2016-01-01 | 1020 | 17 | 1020 | 17 | 1 | 1 | 24 | 1 | 48
ALT-13 | GE 5001N | 2016-01-01 | 1020 | 17 | 1020 | 17 | 1 | 1 | 24 | 1 | 48
ALT-14 | GE 5001N | 2016-01-01 | 1020 | 17 | 1020 | 17 | 1 | 1 | 24 | 1 | 48
ALT-15 | GE 5001N | 2016-01-01 | 1020 | 17 | 1020 | 17 | 1 | 1 | 24 | 1 | 48
ALT-16 | GE 5001N | 2016-01-01 | 1020 | 17 | 1020 | 17 | 1 | 1 | 24 | 1 | 48
ALT-17 | GE 7001B | 2016-01-01 | 840 | 14 | 840 | 14 | 1 | 1 | 24 | 1 | 48
ALT-18 | GE 7001B | 2016-01-01 | 840 | 14 | 840 | 14 | 1 | 1 | 24 | 1 | 48
ALT-19 | GE 7001B | 2016-01-01 | 840 | 14 | 840 | 14 | 1 | 1 | 24 | 1 | 48
ALT-20 | GE 7001B | 2016-01-01 | 840 | 14 | 840 | 14 | 1 | 1 | 24 | 1 | 48
BRT-01 | S-W 501D5 | 2016-01-01 | 476 | 7.93 | 620 | 10.33 | 2 | 1 | 24 | 1 | 48
BRT-02 | S-W 501D5 | 2016-01-01 | 476 | 7.93 | 620 | 10.33 | 2 | 1 | 24 | 1 | 48
BRT-03 | S-W 501D5A | 2016-01-01 | 560 | 9.33 | 840 | 14 | 1 | 1 | 24 | 1 | 48
BRT-04 | S-W 501D5A | 2016-01-01 | 560 | 9.33 | 840 | 14 | 1 | 1 | 24 | 1 | 48
COT-01 | GE 7001B | 2016-01-01 | 840 | 14 | 840 | 14 | 1 | 1 | 24 | 1 | 48
COT-02 | GE 7001B | 2016-01-01 | 840 | 14 | 840 | 14 | 1 | 1 | 24 | 1 | 48
COT-03 | GE 7001B | 2016-01-01 | 840 | 14 | 840 | 14 | 1 | 1 | 24 | 1 | 48
COT-04 | GE 7001B | 2016-01-01 | 840 | 14 | 840 | 14 | 1 | 1 | 24 | 1 | 48
COT-05 | GE 7001B | 2016-01-01 | 840 | 14 | 840 | 14 | 1 | 1 | 24 | 1 | 48
COT-06 | GE 7001B | 2016-01-01 | 840 | 14 | 840 | 14 | 1 | 1 | 24 | 1 | 48
COT-07 | GE 7001B | 2016-01-01 | 840 | 14 | 840 | 14 | 1 | 1 | 24 | 1 | 48
COT-08 | GE 7001B | 2016-01-01 | 840 | 14 | 840 | 14 | 1 | 1 | 24 | 1 | 48
GAT-01 | W 501B | 2016-01-01 | 600 | 10 | 600 | 10 | 1 | 1 | 24 | 1 | 48
GAT-02 | W 501B | 2016-01-01 | 600 | 10 | 600 | 10 | 1 | 1 | 24 | 1 | 48
GAT-03 | W 501B | 2016-01-01 | 600 | 10 | 600 | 10 | 1 | 1 | 24 | 1 | 48
GAT-04 | W 501B | 2016-01-01 | 600 | 10 | 600 | 10 | 1 | 1 | 24 | 1 | 48
GAT-05 | GE 7001EA | 2016-01-01 | 840 | 14 | 840 | 14 | 1 | 1 | 24 | 1 | 48
GAT-06 | GE 7001EA | 2016-01-01 | 840 | 14 | 840 | 14 | 1 | 1 | 24 | 1 | 48
GAT-07 | GE 7001EA | 2016-01-01 | 840 | 14 | 840 | 14 | 1 | 1 | 24 | 1 | 48
GAT-08 | GE 7001EA | 2016-01-01 | 840 | 14 | 840 | 14 | 1 | 1 | 24 | 1 | 48
GLT-01 | S-W 501F | 2016-01-01 | 1050 | 17.5 | 1050 | 17.5 | 3 | 5 | 24 | 1 | 48
GLT-02 | S-W 501F | 2016-01-01 | 1050 | 17.5 | 1050 | 17.5 | 3 | 5 | 24 | 1 | 48
GLT-03 | S-W 501F | 2016-01-01 | 900 | 15 | 900 | 15 | 3 | 5 | 24 | 1 | 48
JOT-01 | GE 7001B | 2016-01-01 | 840 | 14 | 840 | 14 | 1 | 1 | 24 | 1 | 48
JOT-02 | GE 7001B | 2016-01-01 | 840 | 14 | 840 | 14 | 1 | 1 | 24 | 1 | 48
JOT-03 | GE 7001B | 2016-01-01 | 840 | 14 | 840 | 14 | 1 | 1 | 24 | 1 | 48
JOT-04 | GE 7001B | 2016-01-01 | 840 | 14 | 840 | 14 | 1 | 1 | 24 | 1 | 48
JOT-05 | GE 7001B | 2016-01-01 | 840 | 14 | 840 | 14 | 1 | 1 | 24 | 1 | 48
JOT-06 | GE 7001B | 2016-01-01 | 840 | 14 | 840 | 14 | 1 | 1 | 24 | 1 | 48
JOT-07 | GE 7001B | 2016-01-01 | 840 | 14 | 840 | 14 | 1 | 1 | 24 | 1 | 48
JOT-08 | GE 7001B | 2016-01-01 | 840 | 14 | 840 | 14 | 1 | 1 | 24 | 1 | 48
JOT-09 | GE 7001B | 2016-01-01 | 840 | 14 | 840 | 14 | 1 | 1 | 24 | 1 | 48
JOT-10 | GE 7001B | 2016-01-01 | 840 | 14 | 840 | 14 | 1 | 1 | 24 | 1 | 48
JOT-11 | GE 7001B | 2016-01-01 | 840 | 14 | 840 | 14 | 1 | 1 | 24 | 1 | 48
JOT-12 | GE 7001B | 2016-01-01 | 840 | 14 | 840 | 14 | 1 | 1 | 24 | 1 | 48
JOT-13 | GE 7001B | 2016-01-01 | 840 | 14 | 840 | 14 | 1 | 1 | 24 | 1 | 48
JOT-14 | GE 7001B | 2016-01-01 | 840 | 14 | 840 | 14 | 1 | 1 | 24 | 1 | 48
JOT-15 | GE 7001B | 2016-01-01 | 840 | 14 | 840 | 14 | 1 | 1 | 24 | 1 | 48
JOT-16 | GE 7001B | 2016-01-01 | 840 | 14 | 840 | 14 | 1 | 1 | 24 | 1 | 48
JOT-17 | GE 7001EA | 2016-01-01 | 840 | 14 | 840 | 14 | 1 | 1 | 24 | 1 | 48
JOT-18 | GE 7001EA | 2016-01-01 | 840 | 14 | 840 | 14 | 1 | 1 | 24 | 1 | 48
JOT-19 | GE 7001EA | 2016-01-01 | 840 | 14 | 840 | 14 | 1 | 1 | 24 | 1 | 48
JOT-20 | GE 7001EA | 2016-01-01 | 840 | 14 | 840 | 14 | 1 | 1 | 24 | 1 | 48
KCT-01 | GE 7001EA | 2016-01-01 | 840 | 14 | 840 | 14 | 1 | 1 | 24 | 1 | 48
KCT-02 | GE 7001EA | 2016-01-01 | 840 | 14 | 840 | 14 | 1 | 1 | 24 | 1 | 48
KCT-03 | GE 7001EA | 2016-01-01 | 840 | 14 | 840 | 14 | 1 | 1 | 24 | 1 | 48
KCT-04 | GE 7001EA | 2016-01-01 | 840 | 14 | 840 | 14 | 1 | 1 | 24 | 1 | 48
LCT-01 | GE 7001EA | 2016-01-01 | 840 | 14 | 840 | 14 | 1 | 1 | 24 | 1 | 48
LCT-02 | GE 7001EA | 2016-01-01 | 840 | 14 | 840 | 14 | 1 | 1 | 24 | 1 | 48
LCT-03 | GE 7001EA | 2016-01-01 | 840 | 14 | 840 | 14 | 1 | 1 | 24 | 1 | 48
LCT-04 | GE 7001EA | 2016-01-01 | 840 | 14 | 840 | 14 | 1 | 1 | 24 | 1 | 48
LCT-05 | GE 7001EA | 2016-01-01 | 840 | 14 | 840 | 14 | 1 | 1 | 24 | 1 | 48
LCT-06 | GE 7001EA | 2016-01-01 | 840 | 14 | 840 | 14 | 1 | 1 | 24 | 1 | 48
LCT-07 | GE 7001EA | 2016-01-01 | 840 | 14 | 840 | 14 | 1 | 1 | 24 | 1 | 48
LCT-08 | GE 7001EA | 2016-01-01 | 840 | 14 | 840 | 14 | 1 | 1 | 24 | 1 | 48
LCT-09 | GE 7001EA | 2016-01-01 | 840 | 14 | 840 | 14 | 1 | 1 | 24 | 1 | 48
LCT-10 | GE 7001EA | 2016-01-01 | 840 | 14 | 840 | 14 | 1 | 1 | 24 | 1 | 48
LCT-11 | GE 7001EA | 2016-01-01 | 840 | 14 | 840 | 14 | 1 | 1 | 24 | 1 | 48
LCT-12 | GE 7001EA | 2016-01-01 | 840 | 14 | 840 | 14 | 1 | 1 | 24 | 1 | 48
MCT-01 | GE 7001EA | 2016-01-01 | 840 | 14 | 840 | 14 | 1 | 1 | 24 | 1 | 48
MCT-02 | GE 7001EA | 2016-01-01 | 840 | 14 | 840 | 14 | 1 | 1 | 24 | 1 | 48
MCT-03 | GE 7001EA | 2016-01-01 | 840 | 14 | 840 | 14 | 1 | 1 | 24 | 1 | 48
MCT-04 | GE 7001EA | 2016-01-01 | 840 | 14 | 840 | 14 | 1 | 1 | 24 | 1 | 48
MCT-05 | GE 7001EA | 2016-01-01 | 840 | 14 | 840 | 14 | 1 | 1 | 24 | 1 | 48
MCT-06 | GE 7001EA | 2016-01-01 | 840 | 14 | 840 | 14 | 1 | 1 | 24 | 1 | 48
MCT-07 | GE 7001EA | 2016-01-01 | 840 | 14 | 840 | 14 | 1 | 1 | 24 | 1 | 48
MCT-08 | GE 7001EA | 2016-01-01 | 840 | 14 | 840 | 14 | 1 | 1 | 24 | 1 | 48
Note on A1: MetaDataHeader
Note on A2: MetaDataHeader
Note on A3: MetaDataHeader
Note on A4: MetaDataHeader
Note on A5: MetaDataHeader

## CT Anc
Business Unit | Coal & Gas Generation
Forecast Name | CT Ancillary Services
Vintage | FY19 Strategic PSP
Case | Base
Comment | No Changes
Unit | Date | Markets-RegulationUp | Markets-RegulationDown | Markets-SpinReserves | Markets-PrimaryReserves | Markets-SecondaryReserves | RegulationUp-MaxOnPeak | RegulationUp-MaxOffPeak | RegulationDown-MaxOnPeak | RegulationDown-MaxOffPeak | SpinReserves-MaxOnPeak | SpinReserves-MaxOffPeak | PrimaryReserves-MaxOnPeak | PrimaryReserves-MaxOffPeak | SecondaryReserves-MaxOnPeak | SecondaryReserves-MaxOffPeak | RegulationUp-MinOnPeak | RegulationUp-MinOffPeak | RegulationDown-MinOnPeak | RegulationDown-MinOffPeak | SpinReserves-MinOnPeak | SpinReserves-MinOffPeak | PrimaryReserves-MinOnPeak | PrimaryReserves-MinOffPeak | SecondaryReserves-MinOnPeak | SecondaryReserves-MinOffPeak
ALT-01 | 2016-01-01 | On.Line | On.Line | No | On.Off.Line | On.Off.Line | 5 | 5 | 5 | 5 | 0 | 0 | 999999.99 | 999999.99 | 999999.99 | 999999.99 | 0 | 0 | 0 | 0 | 0 | 0 | 0 | 0 | 0 | 0
ALT-02 | 2016-01-01 | On.Line | On.Line | No | On.Off.Line | On.Off.Line | 5 | 5 | 5 | 5 | 0 | 0 | 999999.99 | 999999.99 | 999999.99 | 999999.99 | 0 | 0 | 0 | 0 | 0 | 0 | 0 | 0 | 0 | 0
ALT-03 | 2016-01-01 | On.Line | On.Line | No | On.Off.Line | On.Off.Line | 5 | 5 | 5 | 5 | 0 | 0 | 999999.99 | 999999.99 | 999999.99 | 999999.99 | 0 | 0 | 0 | 0 | 0 | 0 | 0 | 0 | 0 | 0
ALT-04 | 2016-01-01 | On.Line | On.Line | No | On.Off.Line | On.Off.Line | 5 | 5 | 5 | 5 | 0 | 0 | 999999.99 | 999999.99 | 999999.99 | 999999.99 | 0 | 0 | 0 | 0 | 0 | 0 | 0 | 0 | 0 | 0
ALT-05 | 2016-01-01 | On.Line | On.Line | No | On.Off.Line | On.Off.Line | 5 | 5 | 5 | 5 | 0 | 0 | 999999.99 | 999999.99 | 999999.99 | 999999.99 | 0 | 0 | 0 | 0 | 0 | 0 | 0 | 0 | 0 | 0
ALT-06 | 2016-01-01 | On.Line | On.Line | No | On.Off.Line | On.Off.Line | 5 | 5 | 5 | 5 | 0 | 0 | 999999.99 | 999999.99 | 999999.99 | 999999.99 | 0 | 0 | 0 | 0 | 0 | 0 | 0 | 0 | 0 | 0
ALT-07 | 2016-01-01 | On.Line | On.Line | No | On.Off.Line | On.Off.Line | 5 | 5 | 5 | 5 | 0 | 0 | 999999.99 | 999999.99 | 999999.99 | 999999.99 | 0 | 0 | 0 | 0 | 0 | 0 | 0 | 0 | 0 | 0
ALT-08 | 2016-01-01 | On.Line | On.Line | No | On.Off.Line | On.Off.Line | 5 | 5 | 5 | 5 | 0 | 0 | 999999.99 | 999999.99 | 999999.99 | 999999.99 | 0 | 0 | 0 | 0 | 0 | 0 | 0 | 0 | 0 | 0
ALT-09 | 2016-01-01 | On.Line | On.Line | No | On.Off.Line | On.Off.Line | 5 | 5 | 5 | 5 | 0 | 0 | 999999.99 | 999999.99 | 999999.99 | 999999.99 | 0 | 0 | 0 | 0 | 0 | 0 | 0 | 0 | 0 | 0
ALT-10 | 2016-01-01 | On.Line | On.Line | No | On.Off.Line | On.Off.Line | 5 | 5 | 5 | 5 | 0 | 0 | 999999.99 | 999999.99 | 999999.99 | 999999.99 | 0 | 0 | 0 | 0 | 0 | 0 | 0 | 0 | 0 | 0
ALT-11 | 2016-01-01 | On.Line | On.Line | No | On.Off.Line | On.Off.Line | 5 | 5 | 5 | 5 | 0 | 0 | 999999.99 | 999999.99 | 999999.99 | 999999.99 | 0 | 0 | 0 | 0 | 0 | 0 | 0 | 0 | 0 | 0
ALT-12 | 2016-01-01 | On.Line | On.Line | No | On.Off.Line | On.Off.Line | 5 | 5 | 5 | 5 | 0 | 0 | 999999.99 | 999999.99 | 999999.99 | 999999.99 | 0 | 0 | 0 | 0 | 0 | 0 | 0 | 0 | 0 | 0
ALT-13 | 2016-01-01 | On.Line | On.Line | No | On.Off.Line | On.Off.Line | 5 | 5 | 5 | 5 | 0 | 0 | 999999.99 | 999999.99 | 999999.99 | 999999.99 | 0 | 0 | 0 | 0 | 0 | 0 | 0 | 0 | 0 | 0
ALT-14 | 2016-01-01 | On.Line | On.Line | No | On.Off.Line | On.Off.Line | 5 | 5 | 5 | 5 | 0 | 0 | 999999.99 | 999999.99 | 999999.99 | 999999.99 | 0 | 0 | 0 | 0 | 0 | 0 | 0 | 0 | 0 | 0
ALT-15 | 2016-01-01 | On.Line | On.Line | No | On.Off.Line | On.Off.Line | 5 | 5 | 5 | 5 | 0 | 0 | 999999.99 | 999999.99 | 999999.99 | 999999.99 | 0 | 0 | 0 | 0 | 0 | 0 | 0 | 0 | 0 | 0
ALT-16 | 2016-01-01 | On.Line | On.Line | No | On.Off.Line | On.Off.Line | 5 | 5 | 5 | 5 | 0 | 0 | 999999.99 | 999999.99 | 999999.99 | 999999.99 | 0 | 0 | 0 | 0 | 0 | 0 | 0 | 0 | 0 | 0
ALT-17 | 2016-01-01 | On.Line | On.Line | No | On.Off.Line | On.Off.Line | 18 | 18 | 18 | 18 | 0 | 0 | 999999.99 | 999999.99 | 999999.99 | 999999.99 | 0 | 0 | 0 | 0 | 0 | 0 | 0 | 0 | 0 | 0
ALT-18 | 2016-01-01 | On.Line | On.Line | No | On.Off.Line | On.Off.Line | 18 | 18 | 18 | 18 | 0 | 0 | 999999.99 | 999999.99 | 999999.99 | 999999.99 | 0 | 0 | 0 | 0 | 0 | 0 | 0 | 0 | 0 | 0
ALT-19 | 2016-01-01 | On.Line | On.Line | No | On.Off.Line | On.Off.Line | 18 | 18 | 18 | 18 | 0 | 0 | 999999.99 | 999999.99 | 999999.99 | 999999.99 | 0 | 0 | 0 | 0 | 0 | 0 | 0 | 0 | 0 | 0
ALT-20 | 2016-01-01 | On.Line | On.Line | No | On.Off.Line | On.Off.Line | 18 | 18 | 18 | 18 | 0 | 0 | 999999.99 | 999999.99 | 999999.99 | 999999.99 | 0 | 0 | 0 | 0 | 0 | 0 | 0 | 0 | 0 | 0
BRT-01 | 2016-01-01 | No | No | No | On.Line | On.Off.Line | 0 | 0 | 0 | 0 | 0 | 0 | 999999.99 | 999999.99 | 999999.99 | 999999.99 | 0 | 0 | 0 | 0 | 0 | 0 | 0 | 0 | 0 | 0
BRT-02 | 2016-01-01 | No | No | No | On.Line | On.Off.Line | 0 | 0 | 0 | 0 | 0 | 0 | 999999.99 | 999999.99 | 999999.99 | 999999.99 | 0 | 0 | 0 | 0 | 0 | 0 | 0 | 0 | 0 | 0
BRT-03 | 2016-01-01 | No | No | No | On.Line | On.Off.Line | 0 | 0 | 0 | 0 | 0 | 0 | 999999.99 | 999999.99 | 999999.99 | 999999.99 | 0 | 0 | 0 | 0 | 0 | 0 | 0 | 0 | 0 | 0
BRT-04 | 2016-01-01 | No | No | No | On.Line | On.Off.Line | 0 | 0 | 0 | 0 | 0 | 0 | 999999.99 | 999999.99 | 999999.99 | 999999.99 | 0 | 0 | 0 | 0 | 0 | 0 | 0 | 0 | 0 | 0
COT-01 | 2016-01-01 | On.Line | On.Line | No | On.Off.Line | On.Off.Line | 17.5 | 17.5 | 17.5 | 17.5 | 0 | 0 | 999999.99 | 999999.99 | 999999.99 | 999999.99 | 0 | 0 | 0 | 0 | 0 | 0 | 0 | 0 | 0 | 0
COT-02 | 2016-01-01 | On.Line | On.Line | No | On.Off.Line | On.Off.Line | 17.5 | 17.5 | 17.5 | 17.5 | 0 | 0 | 999999.99 | 999999.99 | 999999.99 | 999999.99 | 0 | 0 | 0 | 0 | 0 | 0 | 0 | 0 | 0 | 0
COT-03 | 2016-01-01 | On.Line | On.Line | No | On.Off.Line | On.Off.Line | 17.5 | 17.5 | 17.5 | 17.5 | 0 | 0 | 999999.99 | 999999.99 | 999999.99 | 999999.99 | 0 | 0 | 0 | 0 | 0 | 0 | 0 | 0 | 0 | 0
COT-04 | 2016-01-01 | On.Line | On.Line | No | On.Off.Line | On.Off.Line | 17.5 | 17.5 | 17.5 | 17.5 | 0 | 0 | 999999.99 | 999999.99 | 999999.99 | 999999.99 | 0 | 0 | 0 | 0 | 0 | 0 | 0 | 0 | 0 | 0
COT-05 | 2016-01-01 | On.Line | On.Line | No | On.Off.Line | On.Off.Line | 17.5 | 17.5 | 17.5 | 17.5 | 0 | 0 | 999999.99 | 999999.99 | 999999.99 | 999999.99 | 0 | 0 | 0 | 0 | 0 | 0 | 0 | 0 | 0 | 0
COT-06 | 2016-01-01 | On.Line | On.Line | No | On.Off.Line | On.Off.Line | 17.5 | 17.5 | 17.5 | 17.5 | 0 | 0 | 999999.99 | 999999.99 | 999999.99 | 999999.99 | 0 | 0 | 0 | 0 | 0 | 0 | 0 | 0 | 0 | 0
COT-07 | 2016-01-01 | On.Line | On.Line | No | On.Off.Line | On.Off.Line | 17.5 | 17.5 | 17.5 | 17.5 | 0 | 0 | 999999.99 | 999999.99 | 999999.99 | 999999.99 | 0 | 0 | 0 | 0 | 0 | 0 | 0 | 0 | 0 | 0
COT-08 | 2016-01-01 | On.Line | On.Line | No | On.Off.Line | On.Off.Line | 17.5 | 17.5 | 17.5 | 17.5 | 0 | 0 | 999999.99 | 999999.99 | 999999.99 | 999999.99 | 0 | 0 | 0 | 0 | 0 | 0 | 0 | 0 | 0 | 0
GAT-01 | 2016-01-01 | On.Line | On.Line | No | On.Line | On.Off.Line | 31 | 31 | 31 | 31 | 0 | 0 | 999999.99 | 999999.99 | 999999.99 | 999999.99 | 0 | 0 | 0 | 0 | 0 | 0 | 0 | 0 | 0 | 0
GAT-02 | 2016-01-01 | On.Line | On.Line | No | On.Line | On.Off.Line | 31 | 31 | 31 | 31 | 0 | 0 | 999999.99 | 999999.99 | 999999.99 | 999999.99 | 0 | 0 | 0 | 0 | 0 | 0 | 0 | 0 | 0 | 0
GAT-03 | 2016-01-01 | On.Line | On.Line | No | On.Line | On.Off.Line | 31 | 31 | 31 | 31 | 0 | 0 | 999999.99 | 999999.99 | 999999.99 | 999999.99 | 0 | 0 | 0 | 0 | 0 | 0 | 0 | 0 | 0 | 0
GAT-04 | 2016-01-01 | On.Line | On.Line | No | On.Line | On.Off.Line | 31 | 31 | 31 | 31 | 0 | 0 | 999999.99 | 999999.99 | 999999.99 | 999999.99 | 0 | 0 | 0 | 0 | 0 | 0 | 0 | 0 | 0 | 0
GAT-05 | 2016-01-01 | On.Line | On.Line | No | On.Off.Line | On.Off.Line | 14 | 14 | 14 | 14 | 0 | 0 | 999999.99 | 999999.99 | 999999.99 | 999999.99 | 0 | 0 | 0 | 0 | 0 | 0 | 0 | 0 | 0 | 0
GAT-06 | 2016-01-01 | On.Line | On.Line | No | On.Off.Line | On.Off.Line | 14 | 14 | 14 | 14 | 0 | 0 | 999999.99 | 999999.99 | 999999.99 | 999999.99 | 0 | 0 | 0 | 0 | 0 | 0 | 0 | 0 | 0 | 0
GAT-07 | 2016-01-01 | On.Line | On.Line | No | On.Off.Line | On.Off.Line | 14 | 14 | 14 | 14 | 0 | 0 | 999999.99 | 999999.99 | 999999.99 | 999999.99 | 0 | 0 | 0 | 0 | 0 | 0 | 0 | 0 | 0 | 0
GAT-08 | 2016-01-01 | On.Line | On.Line | No | On.Off.Line | On.Off.Line | 14 | 14 | 14 | 14 | 0 | 0 | 999999.99 | 999999.99 | 999999.99 | 999999.99 | 0 | 0 | 0 | 0 | 0 | 0 | 0 | 0 | 0 | 0
GLT-01 | 2016-01-01 | No | No | No | On.Line | On.Off.Line | 0 | 0 | 0 | 0 | 0 | 0 | 999999.99 | 999999.99 | 999999.99 | 999999.99 | 0 | 0 | 0 | 0 | 0 | 0 | 0 | 0 | 0 | 0
GLT-02 | 2016-01-01 | No | No | No | On.Line | On.Off.Line | 0 | 0 | 0 | 0 | 0 | 0 | 999999.99 | 999999.99 | 999999.99 | 999999.99 | 0 | 0 | 0 | 0 | 0 | 0 | 0 | 0 | 0 | 0
GLT-03 | 2016-01-01 | No | No | No | On.Line | On.Off.Line | 0 | 0 | 0 | 0 | 0 | 0 | 999999.99 | 999999.99 | 999999.99 | 999999.99 | 0 | 0 | 0 | 0 | 0 | 0 | 0 | 0 | 0 | 0
JOT-01 | 2016-01-01 | On.Line | On.Line | No | On.Off.Line | On.Off.Line | 12.5 | 12.5 | 12.5 | 12.5 | 0 | 0 | 999999.99 | 999999.99 | 999999.99 | 999999.99 | 0 | 0 | 0 | 0 | 0 | 0 | 0 | 0 | 0 | 0
JOT-02 | 2016-01-01 | On.Line | On.Line | No | On.Off.Line | On.Off.Line | 12.5 | 12.5 | 12.5 | 12.5 | 0 | 0 | 999999.99 | 999999.99 | 999999.99 | 999999.99 | 0 | 0 | 0 | 0 | 0 | 0 | 0 | 0 | 0 | 0
JOT-03 | 2016-01-01 | On.Line | On.Line | No | On.Off.Line | On.Off.Line | 12.5 | 12.5 | 12.5 | 12.5 | 0 | 0 | 999999.99 | 999999.99 | 999999.99 | 999999.99 | 0 | 0 | 0 | 0 | 0 | 0 | 0 | 0 | 0 | 0
JOT-04 | 2016-01-01 | On.Line | On.Line | No | On.Off.Line | On.Off.Line | 12.5 | 12.5 | 12.5 | 12.5 | 0 | 0 | 999999.99 | 999999.99 | 999999.99 | 999999.99 | 0 | 0 | 0 | 0 | 0 | 0 | 0 | 0 | 0 | 0
JOT-05 | 2016-01-01 | On.Line | On.Line | No | On.Off.Line | On.Off.Line | 12.5 | 12.5 | 12.5 | 12.5 | 0 | 0 | 999999.99 | 999999.99 | 999999.99 | 999999.99 | 0 | 0 | 0 | 0 | 0 | 0 | 0 | 0 | 0 | 0
JOT-06 | 2016-01-01 | On.Line | On.Line | No | On.Off.Line | On.Off.Line | 12.5 | 12.5 | 12.5 | 12.5 | 0 | 0 | 999999.99 | 999999.99 | 999999.99 | 999999.99 | 0 | 0 | 0 | 0 | 0 | 0 | 0 | 0 | 0 | 0
JOT-07 | 2016-01-01 | On.Line | On.Line | No | On.Off.Line | On.Off.Line | 12.5 | 12.5 | 12.5 | 12.5 | 0 | 0 | 999999.99 | 999999.99 | 999999.99 | 999999.99 | 0 | 0 | 0 | 0 | 0 | 0 | 0 | 0 | 0 | 0
JOT-08 | 2016-01-01 | On.Line | On.Line | No | On.Off.Line | On.Off.Line | 12.5 | 12.5 | 12.5 | 12.5 | 0 | 0 | 999999.99 | 999999.99 | 999999.99 | 999999.99 | 0 | 0 | 0 | 0 | 0 | 0 | 0 | 0 | 0 | 0
JOT-09 | 2016-01-01 | On.Line | On.Line | No | On.Off.Line | On.Off.Line | 12.5 | 12.5 | 12.5 | 12.5 | 0 | 0 | 999999.99 | 999999.99 | 999999.99 | 999999.99 | 0 | 0 | 0 | 0 | 0 | 0 | 0 | 0 | 0 | 0
JOT-10 | 2016-01-01 | On.Line | On.Line | No | On.Off.Line | On.Off.Line | 12.5 | 12.5 | 12.5 | 12.5 | 0 | 0 | 999999.99 | 999999.99 | 999999.99 | 999999.99 | 0 | 0 | 0 | 0 | 0 | 0 | 0 | 0 | 0 | 0
JOT-11 | 2016-01-01 | On.Line | On.Line | No | On.Off.Line | On.Off.Line | 12.5 | 12.5 | 12.5 | 12.5 | 0 | 0 | 999999.99 | 999999.99 | 999999.99 | 999999.99 | 0 | 0 | 0 | 0 | 0 | 0 | 0 | 0 | 0 | 0
JOT-12 | 2016-01-01 | On.Line | On.Line | No | On.Off.Line | On.Off.Line | 12.5 | 12.5 | 12.5 | 12.5 | 0 | 0 | 999999.99 | 999999.99 | 999999.99 | 999999.99 | 0 | 0 | 0 | 0 | 0 | 0 | 0 | 0 | 0 | 0
JOT-13 | 2016-01-01 | On.Line | On.Line | No | On.Off.Line | On.Off.Line | 12.5 | 12.5 | 12.5 | 12.5 | 0 | 0 | 999999.99 | 999999.99 | 999999.99 | 999999.99 | 0 | 0 | 0 | 0 | 0 | 0 | 0 | 0 | 0 | 0
JOT-14 | 2016-01-01 | On.Line | On.Line | No | On.Off.Line | On.Off.Line | 12.5 | 12.5 | 12.5 | 12.5 | 0 | 0 | 999999.99 | 999999.99 | 999999.99 | 999999.99 | 0 | 0 | 0 | 0 | 0 | 0 | 0 | 0 | 0 | 0
JOT-15 | 2016-01-01 | On.Line | On.Line | No | On.Off.Line | On.Off.Line | 12.5 | 12.5 | 12.5 | 12.5 | 0 | 0 | 999999.99 | 999999.99 | 999999.99 | 999999.99 | 0 | 0 | 0 | 0 | 0 | 0 | 0 | 0 | 0 | 0
JOT-16 | 2016-01-01 | On.Line | On.Line | No | On.Off.Line | On.Off.Line | 12.5 | 12.5 | 12.5 | 12.5 | 0 | 0 | 999999.99 | 999999.99 | 999999.99 | 999999.99 | 0 | 0 | 0 | 0 | 0 | 0 | 0 | 0 | 0 | 0
JOT-17 | 2016-01-01 | On.Line | On.Line | No | On.Off.Line | On.Off.Line | 15.5 | 15.5 | 15.5 | 15.5 | 0 | 0 | 999999.99 | 999999.99 | 999999.99 | 999999.99 | 0 | 0 | 0 | 0 | 0 | 0 | 0 | 0 | 0 | 0
JOT-18 | 2016-01-01 | On.Line | On.Line | No | On.Off.Line | On.Off.Line | 15.5 | 15.5 | 15.5 | 15.5 | 0 | 0 | 999999.99 | 999999.99 | 999999.99 | 999999.99 | 0 | 0 | 0 | 0 | 0 | 0 | 0 | 0 | 0 | 0
JOT-19 | 2016-01-01 | On.Line | On.Line | No | On.Off.Line | On.Off.Line | 15.5 | 15.5 | 15.5 | 15.5 | 0 | 0 | 999999.99 | 999999.99 | 999999.99 | 999999.99 | 0 | 0 | 0 | 0 | 0 | 0 | 0 | 0 | 0 | 0
JOT-20 | 2016-01-01 | On.Line | On.Line | No | On.Off.Line | On.Off.Line | 15.5 | 15.5 | 15.5 | 15.5 | 0 | 0 | 999999.99 | 999999.99 | 999999.99 | 999999.99 | 0 | 0 | 0 | 0 | 0 | 0 | 0 | 0 | 0 | 0
KCT-01 | 2016-01-01 | No | No | No | On.Line | On.Off.Line | 0 | 0 | 0 | 0 | 0 | 0 | 999999.99 | 999999.99 | 999999.99 | 999999.99 | 0 | 0 | 0 | 0 | 0 | 0 | 0 | 0 | 0 | 0
KCT-02 | 2016-01-01 | No | No | No | On.Line | On.Off.Line | 0 | 0 | 0 | 0 | 0 | 0 | 999999.99 | 999999.99 | 999999.99 | 999999.99 | 0 | 0 | 0 | 0 | 0 | 0 | 0 | 0 | 0 | 0
KCT-03 | 2016-01-01 | No | No | No | On.Line | On.Off.Line | 0 | 0 | 0 | 0 | 0 | 0 | 999999.99 | 999999.99 | 999999.99 | 999999.99 | 0 | 0 | 0 | 0 | 0 | 0 | 0 | 0 | 0 | 0
KCT-04 | 2016-01-01 | No | No | No | On.Line | On.Off.Line | 0 | 0 | 0 | 0 | 0 | 0 | 999999.99 | 999999.99 | 999999.99 | 999999.99 | 0 | 0 | 0 | 0 | 0 | 0 | 0 | 0 | 0 | 0
LCT-01 | 2016-01-01 | On.Line | On.Line | No | On.Off.Line | On.Off.Line | 7 | 7 | 7 | 7 | 0 | 0 | 999999.99 | 999999.99 | 999999.99 | 999999.99 | 0 | 0 | 0 | 0 | 0 | 0 | 0 | 0 | 0 | 0
LCT-02 | 2016-01-01 | On.Line | On.Line | No | On.Off.Line | On.Off.Line | 7 | 7 | 7 | 7 | 0 | 0 | 999999.99 | 999999.99 | 999999.99 | 999999.99 | 0 | 0 | 0 | 0 | 0 | 0 | 0 | 0 | 0 | 0
LCT-03 | 2016-01-01 | On.Line | On.Line | No | On.Off.Line | On.Off.Line | 7 | 7 | 7 | 7 | 0 | 0 | 999999.99 | 999999.99 | 999999.99 | 999999.99 | 0 | 0 | 0 | 0 | 0 | 0 | 0 | 0 | 0 | 0
LCT-04 | 2016-01-01 | On.Line | On.Line | No | On.Off.Line | On.Off.Line | 7 | 7 | 7 | 7 | 0 | 0 | 999999.99 | 999999.99 | 999999.99 | 999999.99 | 0 | 0 | 0 | 0 | 0 | 0 | 0 | 0 | 0 | 0
LCT-05 | 2016-01-01 | On.Line | On.Line | No | On.Off.Line | On.Off.Line | 7 | 7 | 7 | 7 | 0 | 0 | 999999.99 | 999999.99 | 999999.99 | 999999.99 | 0 | 0 | 0 | 0 | 0 | 0 | 0 | 0 | 0 | 0
LCT-06 | 2016-01-01 | On.Line | On.Line | No | On.Off.Line | On.Off.Line | 7 | 7 | 7 | 7 | 0 | 0 | 999999.99 | 999999.99 | 999999.99 | 999999.99 | 0 | 0 | 0 | 0 | 0 | 0 | 0 | 0 | 0 | 0
LCT-07 | 2016-01-01 | On.Line | On.Line | No | On.Off.Line | On.Off.Line | 7 | 7 | 7 | 7 | 0 | 0 | 999999.99 | 999999.99 | 999999.99 | 999999.99 | 0 | 0 | 0 | 0 | 0 | 0 | 0 | 0 | 0 | 0
LCT-08 | 2016-01-01 | On.Line | On.Line | No | On.Off.Line | On.Off.Line | 7 | 7 | 7 | 7 | 0 | 0 | 999999.99 | 999999.99 | 999999.99 | 999999.99 | 0 | 0 | 0 | 0 | 0 | 0 | 0 | 0 | 0 | 0
LCT-09 | 2016-01-01 | On.Line | On.Line | No | On.Off.Line | On.Off.Line | 6.5 | 6.5 | 6.5 | 6.5 | 0 | 0 | 999999.99 | 999999.99 | 999999.99 | 999999.99 | 0 | 0 | 0 | 0 | 0 | 0 | 0 | 0 | 0 | 0
LCT-10 | 2016-01-01 | On.Line | On.Line | No | On.Off.Line | On.Off.Line | 6.5 | 6.5 | 6.5 | 6.5 | 0 | 0 | 999999.99 | 999999.99 | 999999.99 | 999999.99 | 0 | 0 | 0 | 0 | 0 | 0 | 0 | 0 | 0 | 0
LCT-11 | 2016-01-01 | On.Line | On.Line | No | On.Off.Line | On.Off.Line | 6.5 | 6.5 | 6.5 | 6.5 | 0 | 0 | 999999.99 | 999999.99 | 999999.99 | 999999.99 | 0 | 0 | 0 | 0 | 0 | 0 | 0 | 0 | 0 | 0
LCT-12 | 2016-01-01 | On.Line | On.Line | No | On.Off.Line | On.Off.Line | 6.5 | 6.5 | 6.5 | 6.5 | 0 | 0 | 999999.99 | 999999.99 | 999999.99 | 999999.99 | 0 | 0 | 0 | 0 | 0 | 0 | 0 | 0 | 0 | 0
MCT-01 | 2016-01-01 | On.Line | On.Line | No | On.Off.Line | On.Off.Line | 6.5 | 6.5 | 6.5 | 6.5 | 0 | 0 | 999999.99 | 999999.99 | 999999.99 | 999999.99 | 0 | 0 | 0 | 0 | 0 | 0 | 0 | 0 | 0 | 0
MCT-02 | 2016-01-01 | On.Line | On.Line | No | On.Off.Line | On.Off.Line | 6.5 | 6.5 | 6.5 | 6.5 | 0 | 0 | 999999.99 | 999999.99 | 999999.99 | 999999.99 | 0 | 0 | 0 | 0 | 0 | 0 | 0 | 0 | 0 | 0
MCT-03 | 2016-01-01 | On.Line | On.Line | No | On.Off.Line | On.Off.Line | 6.5 | 6.5 | 6.5 | 6.5 | 0 | 0 | 999999.99 | 999999.99 | 999999.99 | 999999.99 | 0 | 0 | 0 | 0 | 0 | 0 | 0 | 0 | 0 | 0
MCT-04 | 2016-01-01 | On.Line | On.Line | No | On.Off.Line | On.Off.Line | 6.5 | 6.5 | 6.5 | 6.5 | 0 | 0 | 999999.99 | 999999.99 | 999999.99 | 999999.99 | 0 | 0 | 0 | 0 | 0 | 0 | 0 | 0 | 0 | 0
MCT-05 | 2016-01-01 | On.Line | On.Line | No | On.Off.Line | On.Off.Line | 6.5 | 6.5 | 6.5 | 6.5 | 0 | 0 | 999999.99 | 999999.99 | 999999.99 | 999999.99 | 0 | 0 | 0 | 0 | 0 | 0 | 0 | 0 | 0 | 0
MCT-06 | 2016-01-01 | On.Line | On.Line | No | On.Off.Line | On.Off.Line | 6.5 | 6.5 | 6.5 | 6.5 | 0 | 0 | 999999.99 | 999999.99 | 999999.99 | 999999.99 | 0 | 0 | 0 | 0 | 0 | 0 | 0 | 0 | 0 | 0
MCT-07 | 2016-01-01 | On.Line | On.Line | No | On.Off.Line | On.Off.Line | 6.5 | 6.5 | 6.5 | 6.5 | 0 | 0 | 999999.99 | 999999.99 | 999999.99 | 999999.99 | 0 | 0 | 0 | 0 | 0 | 0 | 0 | 0 | 0 | 0
MCT-08 | 2016-01-01 | On.Line | On.Line | No | On.Off.Line | On.Off.Line | 6.5 | 6.5 | 6.5 | 6.5 | 0 | 0 | 999999.99 | 999999.99 | 999999.99 | 999999.99 | 0 | 0 | 0 | 0 | 0 | 0 | 0 | 0 | 0 | 0
Note on A1: MetaDataHeader
Note on A2: MetaDataHeader
Note on A3: MetaDataHeader
Note on A4: MetaDataHeader
Note on A5: MetaDataHeader

## CT Gen Cap
Business Unit | Coal & Gas Generation
Forecast Name | CT Generation Capacity
Vintage | FY19 Strategic PSP
Case | Base
Comment | Minor Corrections made to GLT3 and GCT 5-8, Over-fire MW no longer included only Fogging.
Unit | Date | MonthNo | FiscalYr | CalendarYr | Season | Gas Net Dependable Gen MW | Gas Net Dependable CapPlan MW | Gas Net Dependable MW | Gas Net Fogging Gen MW | Gas Net Fogging CapPlan MW | Gas Net Fogging MW | Gas Net Min MW | Oil Net Dependable Gen MW | Oil Net Dependable CapPlan MW | Oil Net Dependable MW | Oil Net Fogging Gen MW | Oil Net Fogging CapPlan MW | Oil Net Fogging MW | Oil Net Min MW
ALT-01 | 2016-10-01 | 10 | 2017 | 2016 | FALL | 18 | 18 | 18 | 18 | 18 | 18 | 5 | 18 | 18 | 18 | 18 | 18 | 18 | 10
ALT-01 | 2016-11-01 | 11 | 2017 | 2016 | FALL | 19 | 19 | 19 | 19 | 19 | 19 | 5 | 19 | 19 | 19 | 19 | 19 | 19 | 10
ALT-01 | 2016-12-01 | 12 | 2017 | 2016 | WINTER | 20 | 20 | 20 | 20 | 20 | 20 | 5 | 20 | 20 | 20 | 20 | 20 | 20 | 10
ALT-01 | 2017-01-01 | 1 | 2017 | 2017 | WINTER | 20 | 20 | 20 | 20 | 20 | 20 | 5 | 20 | 20 | 20 | 20 | 20 | 20 | 10
ALT-01 | 2017-02-01 | 2 | 2017 | 2017 | WINTER | 20 | 20 | 20 | 20 | 20 | 20 | 5 | 20 | 20 | 20 | 20 | 20 | 20 | 10
ALT-01 | 2017-03-01 | 3 | 2017 | 2017 | WINTER | 19 | 19 | 19 | 19 | 19 | 19 | 5 | 19 | 19 | 19 | 19 | 19 | 19 | 10
ALT-01 | 2017-04-01 | 4 | 2017 | 2017 | SPRING | 18 | 18 | 18 | 18 | 18 | 18 | 5 | 18 | 18 | 18 | 18 | 18 | 18 | 10
ALT-01 | 2017-05-01 | 5 | 2017 | 2017 | SPRING | 16 | 16 | 16 | 16 | 16 | 16 | 5 | 18 | 18 | 18 | 18 | 18 | 18 | 10
ALT-01 | 2017-06-01 | 6 | 2017 | 2017 | SUMMER | 15 | 15 | 15 | 15 | 15 | 15 | 5 | 17 | 17 | 17 | 17 | 17 | 17 | 10
ALT-01 | 2017-07-01 | 7 | 2017 | 2017 | SUMMER | 15 | 15 | 15 | 15 | 15 | 15 | 5 | 17 | 17 | 17 | 17 | 17 | 17 | 10
ALT-01 | 2017-08-01 | 8 | 2017 | 2017 | SUMMER | 15 | 15 | 15 | 15 | 15 | 15 | 5 | 17 | 17 | 17 | 17 | 17 | 17 | 10
ALT-01 | 2017-09-01 | 9 | 2017 | 2017 | SUMMER | 16 | 16 | 16 | 16 | 16 | 16 | 5 | 17 | 17 | 17 | 17 | 17 | 17 | 10
ALT-01 | 2017-10-01 | 10 | 2018 | 2017 | FALL | 18 | 18 | 18 | 18 | 18 | 18 | 5 | 18 | 18 | 18 | 18 | 18 | 18 | 10
ALT-01 | 2017-11-01 | 11 | 2018 | 2017 | FALL | 19 | 19 | 19 | 19 | 19 | 19 | 5 | 19 | 19 | 19 | 19 | 19 | 19 | 10
ALT-01 | 2017-12-01 | 12 | 2018 | 2017 | WINTER | 20 | 20 | 20 | 20 | 20 | 20 | 5 | 20 | 20 | 20 | 20 | 20 | 20 | 10
ALT-01 | 2018-01-01 | 1 | 2018 | 2018 | WINTER | 20 | 20 | 20 | 20 | 20 | 20 | 5 | 20 | 20 | 20 | 20 | 20 | 20 | 10
ALT-01 | 2018-02-01 | 2 | 2018 | 2018 | WINTER | 20 | 20 | 20 | 20 | 20 | 20 | 5 | 20 | 20 | 20 | 20 | 20 | 20 | 10
ALT-01 | 2018-03-01 | 3 | 2018 | 2018 | WINTER | 19 | 19 | 19 | 19 | 19 | 19 | 5 | 19 | 19 | 19 | 19 | 19 | 19 | 10
ALT-01 | 2018-04-01 | 4 | 2018 | 2018 | SPRING | 18 | 18 | 18 | 18 | 18 | 18 | 5 | 18 | 18 | 18 | 18 | 18 | 18 | 10
ALT-01 | 2018-05-01 | 5 | 2018 | 2018 | SPRING | 16 | 16 | 16 | 16 | 16 | 16 | 5 | 18 | 18 | 18 | 18 | 18 | 18 | 10
ALT-01 | 2018-06-01 | 6 | 2018 | 2018 | SUMMER | 15 | 15 | 15 | 15 | 15 | 15 | 5 | 17 | 17 | 17 | 17 | 17 | 17 | 10
ALT-01 | 2018-07-01 | 7 | 2018 | 2018 | SUMMER | 15 | 15 | 15 | 15 | 15 | 15 | 5 | 17 | 17 | 17 | 17 | 17 | 17 | 10
ALT-01 | 2018-08-01 | 8 | 2018 | 2018 | SUMMER | 15 | 15 | 15 | 15 | 15 | 15 | 5 | 17 | 17 | 17 | 17 | 17 | 17 | 10
ALT-01 | 2018-09-01 | 9 | 2018 | 2018 | SUMMER | 16 | 16 | 16 | 16 | 16 | 16 | 5 | 17 | 17 | 17 | 17 | 17 | 17 | 10
ALT-01 | 2018-10-01 | 10 | 2019 | 2018 | FALL | 18 | 18 | 18 | 18 | 18 | 18 | 5 | 18 | 18 | 18 | 18 | 18 | 18 | 10
ALT-01 | 2018-11-01 | 11 | 2019 | 2018 | FALL | 19 | 19 | 19 | 19 | 19 | 19 | 5 | 19 | 19 | 19 | 19 | 19 | 19 | 10
ALT-01 | 2018-12-01 | 12 | 2019 | 2018 | WINTER | 20 | 20 | 20 | 20 | 20 | 20 | 5 | 20 | 20 | 20 | 20 | 20 | 20 | 10
ALT-01 | 2019-01-01 | 1 | 2019 | 2019 | WINTER | 20 | 20 | 20 | 20 | 20 | 20 | 5 | 20 | 20 | 20 | 20 | 20 | 20 | 10
ALT-01 | 2019-02-01 | 2 | 2019 | 2019 | WINTER | 20 | 20 | 20 | 20 | 20 | 20 | 5 | 20 | 20 | 20 | 20 | 20 | 20 | 10
ALT-01 | 2019-03-01 | 3 | 2019 | 2019 | WINTER | 19 | 19 | 19 | 19 | 19 | 19 | 5 | 19 | 19 | 19 | 19 | 19 | 19 | 10
ALT-01 | 2019-04-01 | 4 | 2019 | 2019 | SPRING | 18 | 18 | 18 | 18 | 18 | 18 | 5 | 18 | 18 | 18 | 18 | 18 | 18 | 10
ALT-01 | 2019-05-01 | 5 | 2019 | 2019 | SPRING | 16 | 16 | 16 | 16 | 16 | 16 | 5 | 18 | 18 | 18 | 18 | 18 | 18 | 10
ALT-01 | 2019-06-01 | 6 | 2019 | 2019 | SUMMER | 15 | 15 | 15 | 15 | 15 | 15 | 5 | 17 | 17 | 17 | 17 | 17 | 17 | 10
ALT-01 | 2019-07-01 | 7 | 2019 | 2019 | SUMMER | 15 | 15 | 15 | 15 | 15 | 15 | 5 | 17 | 17 | 17 | 17 | 17 | 17 | 10
ALT-01 | 2019-08-01 | 8 | 2019 | 2019 | SUMMER | 15 | 15 | 15 | 15 | 15 | 15 | 5 | 17 | 17 | 17 | 17 | 17 | 17 | 10
ALT-01 | 2019-09-01 | 9 | 2019 | 2019 | SUMMER | 16 | 16 | 16 | 16 | 16 | 16 | 5 | 17 | 17 | 17 | 17 | 17 | 17 | 10
ALT-01 | 2019-10-01 | 10 | 2020 | 2019 | FALL | 18 | 18 | 18 | 18 | 18 | 18 | 5 | 18 | 18 | 18 | 18 | 18 | 18 | 10
ALT-01 | 2019-11-01 | 11 | 2020 | 2019 | FALL | 19 | 19 | 19 | 19 | 19 | 19 | 5 | 19 | 19 | 19 | 19 | 19 | 19 | 10
ALT-01 | 2019-12-01 | 12 | 2020 | 2019 | WINTER | 20 | 20 | 20 | 20 | 20 | 20 | 5 | 20 | 20 | 20 | 20 | 20 | 20 | 10
ALT-01 | 2020-01-01 | 1 | 2020 | 2020 | WINTER | 20 | 20 | 20 | 20 | 20 | 20 | 5 | 20 | 20 | 20 | 20 | 20 | 20 | 10
ALT-01 | 2020-02-01 | 2 | 2020 | 2020 | WINTER | 20 | 20 | 20 | 20 | 20 | 20 | 5 | 20 | 20 | 20 | 20 | 20 | 20 | 10
ALT-01 | 2020-03-01 | 3 | 2020 | 2020 | WINTER | 19 | 19 | 19 | 19 | 19 | 19 | 5 | 19 | 19 | 19 | 19 | 19 | 19 | 10
ALT-01 | 2020-04-01 | 4 | 2020 | 2020 | SPRING | 18 | 18 | 18 | 18 | 18 | 18 | 5 | 18 | 18 | 18 | 18 | 18 | 18 | 10
ALT-01 | 2020-05-01 | 5 | 2020 | 2020 | SPRING | 16 | 16 | 16 | 16 | 16 | 16 | 5 | 18 | 18 | 18 | 18 | 18 | 18 | 10
ALT-01 | 2020-06-01 | 6 | 2020 | 2020 | SUMMER | 15 | 15 | 15 | 15 | 15 | 15 | 5 | 17 | 17 | 17 | 17 | 17 | 17 | 10
ALT-01 | 2020-07-01 | 7 | 2020 | 2020 | SUMMER | 15 | 15 | 15 | 15 | 15 | 15 | 5 | 17 | 17 | 17 | 17 | 17 | 17 | 10
ALT-01 | 2020-08-01 | 8 | 2020 | 2020 | SUMMER | 15 | 15 | 15 | 15 | 15 | 15 | 5 | 17 | 17 | 17 | 17 | 17 | 17 | 10
ALT-01 | 2020-09-01 | 9 | 2020 | 2020 | SUMMER | 16 | 16 | 16 | 16 | 16 | 16 | 5 | 17 | 17 | 17 | 17 | 17 | 17 | 10
ALT-01 | 2020-10-01 | 10 | 2021 | 2020 | FALL | 18 | 18 | 18 | 18 | 18 | 18 | 5 | 18 | 18 | 18 | 18 | 18 | 18 | 10
ALT-01 | 2020-11-01 | 11 | 2021 | 2020 | FALL | 19 | 19 | 19 | 19 | 19 | 19 | 5 | 19 | 19 | 19 | 19 | 19 | 19 | 10
ALT-01 | 2020-12-01 | 12 | 2021 | 2020 | WINTER | 20 | 20 | 20 | 20 | 20 | 20 | 5 | 20 | 20 | 20 | 20 | 20 | 20 | 10
ALT-01 | 2021-01-01 | 1 | 2021 | 2021 | WINTER | 20 | 20 | 20 | 20 | 20 | 20 | 5 | 20 | 20 | 20 | 20 | 20 | 20 | 10
ALT-01 | 2021-02-01 | 2 | 2021 | 2021 | WINTER | 20 | 20 | 20 | 20 | 20 | 20 | 5 | 20 | 20 | 20 | 20 | 20 | 20 | 10
ALT-01 | 2021-03-01 | 3 | 2021 | 2021 | WINTER | 19 | 19 | 19 | 19 | 19 | 19 | 5 | 19 | 19 | 19 | 19 | 19 | 19 | 10
ALT-01 | 2021-04-01 | 4 | 2021 | 2021 | SPRING | 18 | 18 | 18 | 18 | 18 | 18 | 5 | 18 | 18 | 18 | 18 | 18 | 18 | 10
ALT-01 | 2021-05-01 | 5 | 2021 | 2021 | SPRING | 16 | 16 | 16 | 16 | 16 | 16 | 5 | 18 | 18 | 18 | 18 | 18 | 18 | 10
ALT-01 | 2021-06-01 | 6 | 2021 | 2021 | SUMMER | 15 | 15 | 15 | 15 | 15 | 15 | 5 | 17 | 17 | 17 | 17 | 17 | 17 | 10
ALT-01 | 2021-07-01 | 7 | 2021 | 2021 | SUMMER | 15 | 15 | 15 | 15 | 15 | 15 | 5 | 17 | 17 | 17 | 17 | 17 | 17 | 10
ALT-01 | 2021-08-01 | 8 | 2021 | 2021 | SUMMER | 15 | 15 | 15 | 15 | 15 | 15 | 5 | 17 | 17 | 17 | 17 | 17 | 17 | 10
ALT-01 | 2021-09-01 | 9 | 2021 | 2021 | SUMMER | 16 | 16 | 16 | 16 | 16 | 16 | 5 | 17 | 17 | 17 | 17 | 17 | 17 | 10
ALT-01 | 2021-10-01 | 10 | 2022 | 2021 | FALL | 18 | 18 | 18 | 18 | 18 | 18 | 5 | 18 | 18 | 18 | 18 | 18 | 18 | 10
ALT-01 | 2021-11-01 | 11 | 2022 | 2021 | FALL | 19 | 19 | 19 | 19 | 19 | 19 | 5 | 19 | 19 | 19 | 19 | 19 | 19 | 10
ALT-01 | 2021-12-01 | 12 | 2022 | 2021 | WINTER | 20 | 20 | 20 | 20 | 20 | 20 | 5 | 20 | 20 | 20 | 20 | 20 | 20 | 10
ALT-01 | 2022-01-01 | 1 | 2022 | 2022 | WINTER | 20 | 20 | 20 | 20 | 20 | 20 | 5 | 20 | 20 | 20 | 20 | 20 | 20 | 10
ALT-01 | 2022-02-01 | 2 | 2022 | 2022 | WINTER | 20 | 20 | 20 | 20 | 20 | 20 | 5 | 20 | 20 | 20 | 20 | 20 | 20 | 10
ALT-01 | 2022-03-01 | 3 | 2022 | 2022 | WINTER | 19 | 19 | 19 | 19 | 19 | 19 | 5 | 19 | 19 | 19 | 19 | 19 | 19 | 10
ALT-01 | 2022-04-01 | 4 | 2022 | 2022 | SPRING | 18 | 18 | 18 | 18 | 18 | 18 | 5 | 18 | 18 | 18 | 18 | 18 | 18 | 10
ALT-01 | 2022-05-01 | 5 | 2022 | 2022 | SPRING | 16 | 16 | 16 | 16 | 16 | 16 | 5 | 18 | 18 | 18 | 18 | 18 | 18 | 10
ALT-01 | 2022-06-01 | 6 | 2022 | 2022 | SUMMER | 15 | 15 | 15 | 15 | 15 | 15 | 5 | 17 | 17 | 17 | 17 | 17 | 17 | 10
ALT-01 | 2022-07-01 | 7 | 2022 | 2022 | SUMMER | 15 | 15 | 15 | 15 | 15 | 15 | 5 | 17 | 17 | 17 | 17 | 17 | 17 | 10
ALT-01 | 2022-08-01 | 8 | 2022 | 2022 | SUMMER | 15 | 15 | 15 | 15 | 15 | 15 | 5 | 17 | 17 | 17 | 17 | 17 | 17 | 10
ALT-01 | 2022-09-01 | 9 | 2022 | 2022 | SUMMER | 16 | 16 | 16 | 16 | 16 | 16 | 5 | 17 | 17 | 17 | 17 | 17 | 17 | 10
ALT-01 | 2022-10-01 | 10 | 2023 | 2022 | FALL | 18 | 18 | 18 | 18 | 18 | 18 | 5 | 18 | 18 | 18 | 18 | 18 | 18 | 10
ALT-01 | 2022-11-01 | 11 | 2023 | 2022 | FALL | 19 | 19 | 19 | 19 | 19 | 19 | 5 | 19 | 19 | 19 | 19 | 19 | 19 | 10
ALT-01 | 2022-12-01 | 12 | 2023 | 2022 | WINTER | 20 | 20 | 20 | 20 | 20 | 20 | 5 | 20 | 20 | 20 | 20 | 20 | 20 | 10
ALT-01 | 2023-01-01 | 1 | 2023 | 2023 | WINTER | 20 | 20 | 20 | 20 | 20 | 20 | 5 | 20 | 20 | 20 | 20 | 20 | 20 | 10
ALT-01 | 2023-02-01 | 2 | 2023 | 2023 | WINTER | 20 | 20 | 20 | 20 | 20 | 20 | 5 | 20 | 20 | 20 | 20 | 20 | 20 | 10
ALT-01 | 2023-03-01 | 3 | 2023 | 2023 | WINTER | 19 | 19 | 19 | 19 | 19 | 19 | 5 | 19 | 19 | 19 | 19 | 19 | 19 | 10
ALT-01 | 2023-04-01 | 4 | 2023 | 2023 | SPRING | 18 | 18 | 18 | 18 | 18 | 18 | 5 | 18 | 18 | 18 | 18 | 18 | 18 | 10
ALT-01 | 2023-05-01 | 5 | 2023 | 2023 | SPRING | 16 | 16 | 16 | 16 | 16 | 16 | 5 | 18 | 18 | 18 | 18 | 18 | 18 | 10
ALT-01 | 2023-06-01 | 6 | 2023 | 2023 | SUMMER | 15 | 15 | 15 | 15 | 15 | 15 | 5 | 17 | 17 | 17 | 17 | 17 | 17 | 10
ALT-01 | 2023-07-01 | 7 | 2023 | 2023 | SUMMER | 15 | 15 | 15 | 15 | 15 | 15 | 5 | 17 | 17 | 17 | 17 | 17 | 17 | 10
ALT-01 | 2023-08-01 | 8 | 2023 | 2023 | SUMMER | 15 | 15 | 15 | 15 | 15 | 15 | 5 | 17 | 17 | 17 | 17 | 17 | 17 | 10
ALT-01 | 2023-09-01 | 9 | 2023 | 2023 | SUMMER | 16 | 16 | 16 | 16 | 16 | 16 | 5 | 17 | 17 | 17 | 17 | 17 | 17 | 10
ALT-01 | 2023-10-01 | 10 | 2024 | 2023 | FALL | 18 | 18 | 18 | 18 | 18 | 18 | 5 | 18 | 18 | 18 | 18 | 18 | 18 | 10
ALT-01 | 2023-11-01 | 11 | 2024 | 2023 | FALL | 19 | 19 | 19 | 19 | 19 | 19 | 5 | 19 | 19 | 19 | 19 | 19 | 19 | 10
ALT-01 | 2023-12-01 | 12 | 2024 | 2023 | WINTER | 20 | 20 | 20 | 20 | 20 | 20 | 5 | 20 | 20 | 20 | 20 | 20 | 20 | 10
ALT-01 | 2024-01-01 | 1 | 2024 | 2024 | WINTER | 20 | 20 | 20 | 20 | 20 | 20 | 5 | 20 | 20 | 20 | 20 | 20 | 20 | 10
ALT-01 | 2024-02-01 | 2 | 2024 | 2024 | WINTER | 20 | 20 | 20 | 20 | 20 | 20 | 5 | 20 | 20 | 20 | 20 | 20 | 20 | 10
ALT-01 | 2024-03-01 | 3 | 2024 | 2024 | WINTER | 19 | 19 | 19 | 19 | 19 | 19 | 5 | 19 | 19 | 19 | 19 | 19 | 19 | 10
ALT-01 | 2024-04-01 | 4 | 2024 | 2024 | SPRING | 18 | 18 | 18 | 18 | 18 | 18 | 5 | 18 | 18 | 18 | 18 | 18 | 18 | 10
ALT-01 | 2024-05-01 | 5 | 2024 | 2024 | SPRING | 16 | 16 | 16 | 16 | 16 | 16 | 5 | 18 | 18 | 18 | 18 | 18 | 18 | 10
ALT-01 | 2024-06-01 | 6 | 2024 | 2024 | SUMMER | 15 | 15 | 15 | 15 | 15 | 15 | 5 | 17 | 17 | 17 | 17 | 17 | 17 | 10
ALT-01 | 2024-07-01 | 7 | 2024 | 2024 | SUMMER | 15 | 15 | 15 | 15 | 15 | 15 | 5 | 17 | 17 | 17 | 17 | 17 | 17 | 10
ALT-01 | 2024-08-01 | 8 | 2024 | 2024 | SUMMER | 15 | 15 | 15 | 15 | 15 | 15 | 5 | 17 | 17 | 17 | 17 | 17 | 17 | 10
ALT-01 | 2024-09-01 | 9 | 2024 | 2024 | SUMMER | 16 | 16 | 16 | 16 | 16 | 16 | 5 | 17 | 17 | 17 | 17 | 17 | 17 | 10
ALT-01 | 2024-10-01 | 10 | 2025 | 2024 | FALL | 18 | 18 | 18 | 18 | 18 | 18 | 5 | 18 | 18 | 18 | 18 | 18 | 18 | 10
ALT-01 | 2024-11-01 | 11 | 2025 | 2024 | FALL | 19 | 19 | 19 | 19 | 19 | 19 | 5 | 19 | 19 | 19 | 19 | 19 | 19 | 10
ALT-01 | 2024-12-01 | 12 | 2025 | 2024 | WINTER | 20 | 20 | 20 | 20 | 20 | 20 | 5 | 20 | 20 | 20 | 20 | 20 | 20 | 10
ALT-01 | 2025-01-01 | 1 | 2025 | 2025 | WINTER | 20 | 20 | 20 | 20 | 20 | 20 | 5 | 20 | 20 | 20 | 20 | 20 | 20 | 10
ALT-01 | 2025-02-01 | 2 | 2025 | 2025 | WINTER | 20 | 20 | 20 | 20 | 20 | 20 | 5 | 20 | 20 | 20 | 20 | 20 | 20 | 10
ALT-01 | 2025-03-01 | 3 | 2025 | 2025 | WINTER | 19 | 19 | 19 | 19 | 19 | 19 | 5 | 19 | 19 | 19 | 19 | 19 | 19 | 10
ALT-01 | 2025-04-01 | 4 | 2025 | 2025 | SPRING | 18 | 18 | 18 | 18 | 18 | 18 | 5 | 18 | 18 | 18 | 18 | 18 | 18 | 10
ALT-01 | 2025-05-01 | 5 | 2025 | 2025 | SPRING | 16 | 16 | 16 | 16 | 16 | 16 | 5 | 18 | 18 | 18 | 18 | 18 | 18 | 10
ALT-01 | 2025-06-01 | 6 | 2025 | 2025 | SUMMER | 15 | 15 | 15 | 15 | 15 | 15 | 5 | 17 | 17 | 17 | 17 | 17 | 17 | 10
ALT-01 | 2025-07-01 | 7 | 2025 | 2025 | SUMMER | 15 | 15 | 15 | 15 | 15 | 15 | 5 | 17 | 17 | 17 | 17 | 17 | 17 | 10
ALT-01 | 2025-08-01 | 8 | 2025 | 2025 | SUMMER | 15 | 15 | 15 | 15 | 15 | 15 | 5 | 17 | 17 | 17 | 17 | 17 | 17 | 10
ALT-01 | 2025-09-01 | 9 | 2025 | 2025 | SUMMER | 16 | 16 | 16 | 16 | 16 | 16 | 5 | 17 | 17 | 17 | 17 | 17 | 17 | 10
ALT-01 | 2025-10-01 | 10 | 2026 | 2025 | FALL | 18 | 18 | 18 | 18 | 18 | 18 | 5 | 18 | 18 | 18 | 18 | 18 | 18 | 10
ALT-01 | 2025-11-01 | 11 | 2026 | 2025 | FALL | 19 | 19 | 19 | 19 | 19 | 19 | 5 | 19 | 19 | 19 | 19 | 19 | 19 | 10
ALT-01 | 2025-12-01 | 12 | 2026 | 2025 | WINTER | 20 | 20 | 20 | 20 | 20 | 20 | 5 | 20 | 20 | 20 | 20 | 20 | 20 | 10
ALT-01 | 2026-01-01 | 1 | 2026 | 2026 | WINTER | 20 | 20 | 20 | 20 | 20 | 20 | 5 | 20 | 20 | 20 | 20 | 20 | 20 | 10
ALT-01 | 2026-02-01 | 2 | 2026 | 2026 | WINTER | 20 | 20 | 20 | 20 | 20 | 20 | 5 | 20 | 20 | 20 | 20 | 20 | 20 | 10
ALT-01 | 2026-03-01 | 3 | 2026 | 2026 | WINTER | 19 | 19 | 19 | 19 | 19 | 19 | 5 | 19 | 19 | 19 | 19 | 19 | 19 | 10
ALT-01 | 2026-04-01 | 4 | 2026 | 2026 | SPRING | 18 | 18 | 18 | 18 | 18 | 18 | 5 | 18 | 18 | 18 | 18 | 18 | 18 | 10
ALT-01 | 2026-05-01 | 5 | 2026 | 2026 | SPRING | 16 | 16 | 16 | 16 | 16 | 16 | 5 | 18 | 18 | 18 | 18 | 18 | 18 | 10
ALT-01 | 2026-06-01 | 6 | 2026 | 2026 | SUMMER | 15 | 15 | 15 | 15 | 15 | 15 | 5 | 17 | 17 | 17 | 17 | 17 | 17 | 10
ALT-01 | 2026-07-01 | 7 | 2026 | 2026 | SUMMER | 15 | 15 | 15 | 15 | 15 | 15 | 5 | 17 | 17 | 17 | 17 | 17 | 17 | 10
ALT-01 | 2026-08-01 | 8 | 2026 | 2026 | SUMMER | 15 | 15 | 15 | 15 | 15 | 15 | 5 | 17 | 17 | 17 | 17 | 17 | 17 | 10
ALT-01 | 2026-09-01 | 9 | 2026 | 2026 | SUMMER | 16 | 16 | 16 | 16 | 16 | 16 | 5 | 17 | 17 | 17 | 17 | 17 | 17 | 10
ALT-01 | 2026-10-01 | 10 | 2027 | 2026 | FALL | 18 | 18 | 18 | 18 | 18 | 18 | 5 | 18 | 18 | 18 | 18 | 18 | 18 | 10
ALT-01 | 2026-11-01 | 11 | 2027 | 2026 | FALL | 19 | 19 | 19 | 19 | 19 | 19 | 5 | 19 | 19 | 19 | 19 | 19 | 19 | 10
ALT-01 | 2026-12-01 | 12 | 2027 | 2026 | WINTER | 20 | 20 | 20 | 20 | 20 | 20 | 5 | 20 | 20 | 20 | 20 | 20 | 20 | 10
ALT-01 | 2027-01-01 | 1 | 2027 | 2027 | WINTER | 20 | 20 | 20 | 20 | 20 | 20 | 5 | 20 | 20 | 20 | 20 | 20 | 20 | 10
ALT-01 | 2027-02-01 | 2 | 2027 | 2027 | WINTER | 20 | 20 | 20 | 20 | 20 | 20 | 5 | 20 | 20 | 20 | 20 | 20 | 20 | 10
ALT-01 | 2027-03-01 | 3 | 2027 | 2027 | WINTER | 19 | 19 | 19 | 19 | 19 | 19 | 5 | 19 | 19 | 19 | 19 | 19 | 19 | 10
ALT-01 | 2027-04-01 | 4 | 2027 | 2027 | SPRING | 18 | 18 | 18 | 18 | 18 | 18 | 5 | 18 | 18 | 18 | 18 | 18 | 18 | 10
ALT-01 | 2027-05-01 | 5 | 2027 | 2027 | SPRING | 16 | 16 | 16 | 16 | 16 | 16 | 5 | 18 | 18 | 18 | 18 | 18 | 18 | 10
ALT-01 | 2027-06-01 | 6 | 2027 | 2027 | SUMMER | 15 | 15 | 15 | 15 | 15 | 15 | 5 | 17 | 17 | 17 | 17 | 17 | 17 | 10
ALT-01 | 2027-07-01 | 7 | 2027 | 2027 | SUMMER | 15 | 15 | 15 | 15 | 15 | 15 | 5 | 17 | 17 | 17 | 17 | 17 | 17 | 10
ALT-01 | 2027-08-01 | 8 | 2027 | 2027 | SUMMER | 15 | 15 | 15 | 15 | 15 | 15 | 5 | 17 | 17 | 17 | 17 | 17 | 17 | 10
ALT-01 | 2027-09-01 | 9 | 2027 | 2027 | SUMMER | 16 | 16 | 16 | 16 | 16 | 16 | 5 | 17 | 17 | 17 | 17 | 17 | 17 | 10
ALT-01 | 2027-10-01 | 10 | 2028 | 2027 | FALL | 18 | 18 | 18 | 18 | 18 | 18 | 5 | 18 | 18 | 18 | 18 | 18 | 18 | 10
ALT-01 | 2027-11-01 | 11 | 2028 | 2027 | FALL | 19 | 19 | 19 | 19 | 19 | 19 | 5 | 19 | 19 | 19 | 19 | 19 | 19 | 10
ALT-01 | 2027-12-01 | 12 | 2028 | 2027 | WINTER | 20 | 20 | 20 | 20 | 20 | 20 | 5 | 20 | 20 | 20 | 20 | 20 | 20 | 10
ALT-01 | 2028-01-01 | 1 | 2028 | 2028 | WINTER | 20 | 20 | 20 | 20 | 20 | 20 | 5 | 20 | 20 | 20 | 20 | 20 | 20 | 10
ALT-01 | 2028-02-01 | 2 | 2028 | 2028 | WINTER | 20 | 20 | 20 | 20 | 20 | 20 | 5 | 20 | 20 | 20 | 20 | 20 | 20 | 10
ALT-01 | 2028-03-01 | 3 | 2028 | 2028 | WINTER | 19 | 19 | 19 | 19 | 19 | 19 | 5 | 19 | 19 | 19 | 19 | 19 | 19 | 10
ALT-01 | 2028-04-01 | 4 | 2028 | 2028 | SPRING | 18 | 18 | 18 | 18 | 18 | 18 | 5 | 18 | 18 | 18 | 18 | 18 | 18 | 10
ALT-01 | 2028-05-01 | 5 | 2028 | 2028 | SPRING | 16 | 16 | 16 | 16 | 16 | 16 | 5 | 18 | 18 | 18 | 18 | 18 | 18 | 10
ALT-01 | 2028-06-01 | 6 | 2028 | 2028 | SUMMER | 15 | 15 | 15 | 15 | 15 | 15 | 5 | 17 | 17 | 17 | 17 | 17 | 17 | 10
ALT-01 | 2028-07-01 | 7 | 2028 | 2028 | SUMMER | 15 | 15 | 15 | 15 | 15 | 15 | 5 | 17 | 17 | 17 | 17 | 17 | 17 | 10
ALT-01 | 2028-08-01 | 8 | 2028 | 2028 | SUMMER | 15 | 15 | 15 | 15 | 15 | 15 | 5 | 17 | 17 | 17 | 17 | 17 | 17 | 10
ALT-01 | 2028-09-01 | 9 | 2028 | 2028 | SUMMER | 16 | 16 | 16 | 16 | 16 | 16 | 5 | 17 | 17 | 17 | 17 | 17 | 17 | 10
ALT-01 | 2028-10-01 | 10 | 2029 | 2028 | FALL | 18 | 18 | 18 | 18 | 18 | 18 | 5 | 18 | 18 | 18 | 18 | 18 | 18 | 10
ALT-01 | 2028-11-01 | 11 | 2029 | 2028 | FALL | 19 | 19 | 19 | 19 | 19 | 19 | 5 | 19 | 19 | 19 | 19 | 19 | 19 | 10
ALT-01 | 2028-12-01 | 12 | 2029 | 2028 | WINTER | 20 | 20 | 20 | 20 | 20 | 20 | 5 | 20 | 20 | 20 | 20 | 20 | 20 | 10
ALT-01 | 2029-01-01 | 1 | 2029 | 2029 | WINTER | 20 | 20 | 20 | 20 | 20 | 20 | 5 | 20 | 20 | 20 | 20 | 20 | 20 | 10
ALT-01 | 2029-02-01 | 2 | 2029 | 2029 | WINTER | 20 | 20 | 20 | 20 | 20 | 20 | 5 | 20 | 20 | 20 | 20 | 20 | 20 | 10
ALT-01 | 2029-03-01 | 3 | 2029 | 2029 | WINTER | 19 | 19 | 19 | 19 | 19 | 19 | 5 | 19 | 19 | 19 | 19 | 19 | 19 | 10
ALT-01 | 2029-04-01 | 4 | 2029 | 2029 | SPRING | 18 | 18 | 18 | 18 | 18 | 18 | 5 | 18 | 18 | 18 | 18 | 18 | 18 | 10
ALT-01 | 2029-05-01 | 5 | 2029 | 2029 | SPRING | 16 | 16 | 16 | 16 | 16 | 16 | 5 | 18 | 18 | 18 | 18 | 18 | 18 | 10
ALT-01 | 2029-06-01 | 6 | 2029 | 2029 | SUMMER | 15 | 15 | 15 | 15 | 15 | 15 | 5 | 17 | 17 | 17 | 17 | 17 | 17 | 10
ALT-01 | 2029-07-01 | 7 | 2029 | 2029 | SUMMER | 15 | 15 | 15 | 15 | 15 | 15 | 5 | 17 | 17 | 17 | 17 | 17 | 17 | 10
ALT-01 | 2029-08-01 | 8 | 2029 | 2029 | SUMMER | 15 | 15 | 15 | 15 | 15 | 15 | 5 | 17 | 17 | 17 | 17 | 17 | 17 | 10
ALT-01 | 2029-09-01 | 9 | 2029 | 2029 | SUMMER | 16 | 16 | 16 | 16 | 16 | 16 | 5 | 17 | 17 | 17 | 17 | 17 | 17 | 10
ALT-01 | 2029-10-01 | 10 | 2030 | 2029 | FALL | 18 | 18 | 18 | 18 | 18 | 18 | 5 | 18 | 18 | 18 | 18 | 18 | 18 | 10
ALT-01 | 2029-11-01 | 11 | 2030 | 2029 | FALL | 19 | 19 | 19 | 19 | 19 | 19 | 5 | 19 | 19 | 19 | 19 | 19 | 19 | 10
ALT-01 | 2029-12-01 | 12 | 2030 | 2029 | WINTER | 20 | 20 | 20 | 20 | 20 | 20 | 5 | 20 | 20 | 20 | 20 | 20 | 20 | 10
ALT-01 | 2030-01-01 | 1 | 2030 | 2030 | WINTER | 20 | 20 | 20 | 20 | 20 | 20 | 5 | 20 | 20 | 20 | 20 | 20 | 20 | 10
ALT-01 | 2030-02-01 | 2 | 2030 | 2030 | WINTER | 20 | 20 | 20 | 20 | 20 | 20 | 5 | 20 | 20 | 20 | 20 | 20 | 20 | 10
ALT-01 | 2030-03-01 | 3 | 2030 | 2030 | WINTER | 19 | 19 | 19 | 19 | 19 | 19 | 5 | 19 | 19 | 19 | 19 | 19 | 19 | 10
ALT-01 | 2030-04-01 | 4 | 2030 | 2030 | SPRING | 18 | 18 | 18 | 18 | 18 | 18 | 5 | 18 | 18 | 18 | 18 | 18 | 18 | 10
ALT-01 | 2030-05-01 | 5 | 2030 | 2030 | SPRING | 16 | 16 | 16 | 16 | 16 | 16 | 5 | 18 | 18 | 18 | 18 | 18 | 18 | 10
ALT-01 | 2030-06-01 | 6 | 2030 | 2030 | SUMMER | 15 | 15 | 15 | 15 | 15 | 15 | 5 | 17 | 17 | 17 | 17 | 17 | 17 | 10
ALT-01 | 2030-07-01 | 7 | 2030 | 2030 | SUMMER | 15 | 15 | 15 | 15 | 15 | 15 | 5 | 17 | 17 | 17 | 17 | 17 | 17 | 10
ALT-01 | 2030-08-01 | 8 | 2030 | 2030 | SUMMER | 15 | 15 | 15 | 15 | 15 | 15 | 5 | 17 | 17 | 17 | 17 | 17 | 17 | 10
ALT-01 | 2030-09-01 | 9 | 2030 | 2030 | SUMMER | 16 | 16 | 16 | 16 | 16 | 16 | 5 | 17 | 17 | 17 | 17 | 17 | 17 | 10
ALT-01 | 2030-10-01 | 10 | 2031 | 2030 | FALL | 18 | 18 | 18 | 18 | 18 | 18 | 5 | 18 | 18 | 18 | 18 | 18 | 18 | 10
ALT-01 | 2030-11-01 | 11 | 2031 | 2030 | FALL | 19 | 19 | 19 | 19 | 19 | 19 | 5 | 19 | 19 | 19 | 19 | 19 | 19 | 10
ALT-01 | 2030-12-01 | 12 | 2031 | 2030 | WINTER | 20 | 20 | 20 | 20 | 20 | 20 | 5 | 20 | 20 | 20 | 20 | 20 | 20 | 10
ALT-01 | 2031-01-01 | 1 | 2031 | 2031 | WINTER | 20 | 20 | 20 | 20 | 20 | 20 | 5 | 20 | 20 | 20 | 20 | 20 | 20 | 10
ALT-01 | 2031-02-01 | 2 | 2031 | 2031 | WINTER | 20 | 20 | 20 | 20 | 20 | 20 | 5 | 20 | 20 | 20 | 20 | 20 | 20 | 10
ALT-01 | 2031-03-01 | 3 | 2031 | 2031 | WINTER | 19 | 19 | 19 | 19 | 19 | 19 | 5 | 19 | 19 | 19 | 19 | 19 | 19 | 10
ALT-01 | 2031-04-01 | 4 | 2031 | 2031 | SPRING | 18 | 18 | 18 | 18 | 18 | 18 | 5 | 18 | 18 | 18 | 18 | 18 | 18 | 10
ALT-01 | 2031-05-01 | 5 | 2031 | 2031 | SPRING | 16 | 16 | 16 | 16 | 16 | 16 | 5 | 18 | 18 | 18 | 18 | 18 | 18 | 10
ALT-01 | 2031-06-01 | 6 | 2031 | 2031 | SUMMER | 15 | 15 | 15 | 15 | 15 | 15 | 5 | 17 | 17 | 17 | 17 | 17 | 17 | 10
ALT-01 | 2031-07-01 | 7 | 2031 | 2031 | SUMMER | 15 | 15 | 15 | 15 | 15 | 15 | 5 | 17 | 17 | 17 | 17 | 17 | 17 | 10
ALT-01 | 2031-08-01 | 8 | 2031 | 2031 | SUMMER | 15 | 15 | 15 | 15 | 15 | 15 | 5 | 17 | 17 | 17 | 17 | 17 | 17 | 10
ALT-01 | 2031-09-01 | 9 | 2031 | 2031 | SUMMER | 16 | 16 | 16 | 16 | 16 | 16 | 5 | 17 | 17 | 17 | 17 | 17 | 17 | 10
ALT-01 | 2031-10-01 | 10 | 2032 | 2031 | FALL | 18 | 18 | 18 | 18 | 18 | 18 | 5 | 18 | 18 | 18 | 18 | 18 | 18 | 10
ALT-01 | 2031-11-01 | 11 | 2032 | 2031 | FALL | 19 | 19 | 19 | 19 | 19 | 19 | 5 | 19 | 19 | 19 | 19 | 19 | 19 | 10
ALT-01 | 2031-12-01 | 12 | 2032 | 2031 | WINTER | 20 | 20 | 20 | 20 | 20 | 20 | 5 | 20 | 20 | 20 | 20 | 20 | 20 | 10
ALT-01 | 2032-01-01 | 1 | 2032 | 2032 | WINTER | 20 | 20 | 20 | 20 | 20 | 20 | 5 | 20 | 20 | 20 | 20 | 20 | 20 | 10
ALT-01 | 2032-02-01 | 2 | 2032 | 2032 | WINTER | 20 | 20 | 20 | 20 | 20 | 20 | 5 | 20 | 20 | 20 | 20 | 20 | 20 | 10
ALT-01 | 2032-03-01 | 3 | 2032 | 2032 | WINTER | 19 | 19 | 19 | 19 | 19 | 19 | 5 | 19 | 19 | 19 | 19 | 19 | 19 | 10
ALT-01 | 2032-04-01 | 4 | 2032 | 2032 | SPRING | 18 | 18 | 18 | 18 | 18 | 18 | 5 | 18 | 18 | 18 | 18 | 18 | 18 | 10
ALT-01 | 2032-05-01 | 5 | 2032 | 2032 | SPRING | 16 | 16 | 16 | 16 | 16 | 16 | 5 | 18 | 18 | 18 | 18 | 18 | 18 | 10
ALT-01 | 2032-06-01 | 6 | 2032 | 2032 | SUMMER | 15 | 15 | 15 | 15 | 15 | 15 | 5 | 17 | 17 | 17 | 17 | 17 | 17 | 10
ALT-01 | 2032-07-01 | 7 | 2032 | 2032 | SUMMER | 15 | 15 | 15 | 15 | 15 | 15 | 5 | 17 | 17 | 17 | 17 | 17 | 17 | 10
ALT-01 | 2032-08-01 | 8 | 2032 | 2032 | SUMMER | 15 | 15 | 15 | 15 | 15 | 15 | 5 | 17 | 17 | 17 | 17 | 17 | 17 | 10
ALT-01 | 2032-09-01 | 9 | 2032 | 2032 | SUMMER | 16 | 16 | 16 | 16 | 16 | 16 | 5 | 17 | 17 | 17 | 17 | 17 | 17 | 10
ALT-01 | 2032-10-01 | 10 | 2033 | 2032 | FALL | 18 | 18 | 18 | 18 | 18 | 18 | 5 | 18 | 18 | 18 | 18 | 18 | 18 | 10
ALT-01 | 2032-11-01 | 11 | 2033 | 2032 | FALL | 19 | 19 | 19 | 19 | 19 | 19 | 5 | 19 | 19 | 19 | 19 | 19 | 19 | 10
ALT-01 | 2032-12-01 | 12 | 2033 | 2032 | WINTER | 20 | 20 | 20 | 20 | 20 | 20 | 5 | 20 | 20 | 20 | 20 | 20 | 20 | 10
ALT-01 | 2033-01-01 | 1 | 2033 | 2033 | WINTER | 20 | 20 | 20 | 20 | 20 | 20 | 5 | 20 | 20 | 20 | 20 | 20 | 20 | 10
ALT-01 | 2033-02-01 | 2 | 2033 | 2033 | WINTER | 20 | 20 | 20 | 20 | 20 | 20 | 5 | 20 | 20 | 20 | 20 | 20 | 20 | 10
ALT-01 | 2033-03-01 | 3 | 2033 | 2033 | WINTER | 19 | 19 | 19 | 19 | 19 | 19 | 5 | 19 | 19 | 19 | 19 | 19 | 19 | 10
ALT-01 | 2033-04-01 | 4 | 2033 | 2033 | SPRING | 18 | 18 | 18 | 18 | 18 | 18 | 5 | 18 | 18 | 18 | 18 | 18 | 18 | 10
ALT-01 | 2033-05-01 | 5 | 2033 | 2033 | SPRING | 16 | 16 | 16 | 16 | 16 | 16 | 5 | 18 | 18 | 18 | 18 | 18 | 18 | 10
ALT-01 | 2033-06-01 | 6 | 2033 | 2033 | SUMMER | 15 | 15 | 15 | 15 | 15 | 15 | 5 | 17 | 17 | 17 | 17 | 17 | 17 | 10
ALT-01 | 2033-07-01 | 7 | 2033 | 2033 | SUMMER | 15 | 15 | 15 | 15 | 15 | 15 | 5 | 17 | 17 | 17 | 17 | 17 | 17 | 10
ALT-01 | 2033-08-01 | 8 | 2033 | 2033 | SUMMER | 15 | 15 | 15 | 15 | 15 | 15 | 5 | 17 | 17 | 17 | 17 | 17 | 17 | 10
ALT-01 | 2033-09-01 | 9 | 2033 | 2033 | SUMMER | 16 | 16 | 16 | 16 | 16 | 16 | 5 | 17 | 17 | 17 | 17 | 17 | 17 | 10
ALT-01 | 2033-10-01 | 10 | 2034 | 2033 | FALL | 18 | 18 | 18 | 18 | 18 | 18 | 5 | 18 | 18 | 18 | 18 | 18 | 18 | 10
ALT-01 | 2033-11-01 | 11 | 2034 | 2033 | FALL | 19 | 19 | 19 | 19 | 19 | 19 | 5 | 19 | 19 | 19 | 19 | 19 | 19 | 10
ALT-01 | 2033-12-01 | 12 | 2034 | 2033 | WINTER | 20 | 20 | 20 | 20 | 20 | 20 | 5 | 20 | 20 | 20 | 20 | 20 | 20 | 10
ALT-01 | 2034-01-01 | 1 | 2034 | 2034 | WINTER | 20 | 20 | 20 | 20 | 20 | 20 | 5 | 20 | 20 | 20 | 20 | 20 | 20 | 10
ALT-01 | 2034-02-01 | 2 | 2034 | 2034 | WINTER | 20 | 20 | 20 | 20 | 20 | 20 | 5 | 20 | 20 | 20 | 20 | 20 | 20 | 10
ALT-01 | 2034-03-01 | 3 | 2034 | 2034 | WINTER | 19 | 19 | 19 | 19 | 19 | 19 | 5 | 19 | 19 | 19 | 19 | 19 | 19 | 10
ALT-01 | 2034-04-01 | 4 | 2034 | 2034 | SPRING | 18 | 18 | 18 | 18 | 18 | 18 | 5 | 18 | 18 | 18 | 18 | 18 | 18 | 10
ALT-01 | 2034-05-01 | 5 | 2034 | 2034 | SPRING | 16 | 16 | 16 | 16 | 16 | 16 | 5 | 18 | 18 | 18 | 18 | 18 | 18 | 10
ALT-01 | 2034-06-01 | 6 | 2034 | 2034 | SUMMER | 15 | 15 | 15 | 15 | 15 | 15 | 5 | 17 | 17 | 17 | 17 | 17 | 17 | 10
ALT-01 | 2034-07-01 | 7 | 2034 | 2034 | SUMMER | 15 | 15 | 15 | 15 | 15 | 15 | 5 | 17 | 17 | 17 | 17 | 17 | 17 | 10
ALT-01 | 2034-08-01 | 8 | 2034 | 2034 | SUMMER | 15 | 15 | 15 | 15 | 15 | 15 | 5 | 17 | 17 | 17 | 17 | 17 | 17 | 10
ALT-01 | 2034-09-01 | 9 | 2034 | 2034 | SUMMER | 16 | 16 | 16 | 16 | 16 | 16 | 5 | 17 | 17 | 17 | 17 | 17 | 17 | 10
ALT-01 | 2034-10-01 | 10 | 2035 | 2034 | FALL | 18 | 18 | 18 | 18 | 18 | 18 | 5 | 18 | 18 | 18 | 18 | 18 | 18 | 10
ALT-01 | 2034-11-01 | 11 | 2035 | 2034 | FALL | 19 | 19 | 19 | 19 | 19 | 19 | 5 | 19 | 19 | 19 | 19 | 19 | 19 | 10
ALT-01 | 2034-12-01 | 12 | 2035 | 2034 | WINTER | 20 | 20 | 20 | 20 | 20 | 20 | 5 | 20 | 20 | 20 | 20 | 20 | 20 | 10
ALT-01 | 2035-01-01 | 1 | 2035 | 2035 | WINTER | 20 | 20 | 20 | 20 | 20 | 20 | 5 | 20 | 20 | 20 | 20 | 20 | 20 | 10
ALT-01 | 2035-02-01 | 2 | 2035 | 2035 | WINTER | 20 | 20 | 20 | 20 | 20 | 20 | 5 | 20 | 20 | 20 | 20 | 20 | 20 | 10
ALT-01 | 2035-03-01 | 3 | 2035 | 2035 | WINTER | 19 | 19 | 19 | 19 | 19 | 19 | 5 | 19 | 19 | 19 | 19 | 19 | 19 | 10
ALT-01 | 2035-04-01 | 4 | 2035 | 2035 | SPRING | 18 | 18 | 18 | 18 | 18 | 18 | 5 | 18 | 18 | 18 | 18 | 18 | 18 | 10
ALT-01 | 2035-05-01 | 5 | 2035 | 2035 | SPRING | 16 | 16 | 16 | 16 | 16 | 16 | 5 | 18 | 18 | 18 | 18 | 18 | 18 | 10
ALT-01 | 2035-06-01 | 6 | 2035 | 2035 | SUMMER | 15 | 15 | 15 | 15 | 15 | 15 | 5 | 17 | 17 | 17 | 17 | 17 | 17 | 10
ALT-01 | 2035-07-01 | 7 | 2035 | 2035 | SUMMER | 15 | 15 | 15 | 15 | 15 | 15 | 5 | 17 | 17 | 17 | 17 | 17 | 17 | 10
ALT-01 | 2035-08-01 | 8 | 2035 | 2035 | SUMMER | 15 | 15 | 15 | 15 | 15 | 15 | 5 | 17 | 17 | 17 | 17 | 17 | 17 | 10
ALT-01 | 2035-09-01 | 9 | 2035 | 2035 | SUMMER | 16 | 16 | 16 | 16 | 16 | 16 | 5 | 17 | 17 | 17 | 17 | 17 | 17 | 10
ALT-01 | 2035-10-01 | 10 | 2036 | 2035 | FALL | 18 | 18 | 18 | 18 | 18 | 18 | 5 | 18 | 18 | 18 | 18 | 18 | 18 | 10
ALT-01 | 2035-11-01 | 11 | 2036 | 2035 | FALL | 19 | 19 | 19 | 19 | 19 | 19 | 5 | 19 | 19 | 19 | 19 | 19 | 19 | 10
ALT-01 | 2035-12-01 | 12 | 2036 | 2035 | WINTER | 20 | 20 | 20 | 20 | 20 | 20 | 5 | 20 | 20 | 20 | 20 | 20 | 20 | 10
ALT-01 | 2036-01-01 | 1 | 2036 | 2036 | WINTER | 20 | 20 | 20 | 20 | 20 | 20 | 5 | 20 | 20 | 20 | 20 | 20 | 20 | 10
ALT-01 | 2036-02-01 | 2 | 2036 | 2036 | WINTER | 20 | 20 | 20 | 20 | 20 | 20 | 5 | 20 | 20 | 20 | 20 | 20 | 20 | 10
ALT-01 | 2036-03-01 | 3 | 2036 | 2036 | WINTER | 19 | 19 | 19 | 19 | 19 | 19 | 5 | 19 | 19 | 19 | 19 | 19 | 19 | 10
ALT-01 | 2036-04-01 | 4 | 2036 | 2036 | SPRING | 18 | 18 | 18 | 18 | 18 | 18 | 5 | 18 | 18 | 18 | 18 | 18 | 18 | 10
ALT-01 | 2036-05-01 | 5 | 2036 | 2036 | SPRING | 16 | 16 | 16 | 16 | 16 | 16 | 5 | 18 | 18 | 18 | 18 | 18 | 18 | 10
ALT-01 | 2036-06-01 | 6 | 2036 | 2036 | SUMMER | 15 | 15 | 15 | 15 | 15 | 15 | 5 | 17 | 17 | 17 | 17 | 17 | 17 | 10
ALT-01 | 2036-07-01 | 7 | 2036 | 2036 | SUMMER | 15 | 15 | 15 | 15 | 15 | 15 | 5 | 17 | 17 | 17 | 17 | 17 | 17 | 10
ALT-01 | 2036-08-01 | 8 | 2036 | 2036 | SUMMER | 15 | 15 | 15 | 15 | 15 | 15 | 5 | 17 | 17 | 17 | 17 | 17 | 17 | 10
ALT-01 | 2036-09-01 | 9 | 2036 | 2036 | SUMMER | 16 | 16 | 16 | 16 | 16 | 16 | 5 | 17 | 17 | 17 | 17 | 17 | 17 | 10
ALT-01 | 2036-10-01 | 10 | 2037 | 2036 | FALL | 18 | 18 | 18 | 18 | 18 | 18 | 5 | 18 | 18 | 18 | 18 | 18 | 18 | 10
ALT-01 | 2036-11-01 | 11 | 2037 | 2036 | FALL | 19 | 19 | 19 | 19 | 19 | 19 | 5 | 19 | 19 | 19 | 19 | 19 | 19 | 10
ALT-01 | 2036-12-01 | 12 | 2037 | 2036 | WINTER | 20 | 20 | 20 | 20 | 20 | 20 | 5 | 20 | 20 | 20 | 20 | 20 | 20 | 10
ALT-01 | 2037-01-01 | 1 | 2037 | 2037 | WINTER | 20 | 20 | 20 | 20 | 20 | 20 | 5 | 20 | 20 | 20 | 20 | 20 | 20 | 10
ALT-01 | 2037-02-01 | 2 | 2037 | 2037 | WINTER | 20 | 20 | 20 | 20 | 20 | 20 | 5 | 20 | 20 | 20 | 20 | 20 | 20 | 10
ALT-01 | 2037-03-01 | 3 | 2037 | 2037 | WINTER | 19 | 19 | 19 | 19 | 19 | 19 | 5 | 19 | 19 | 19 | 19 | 19 | 19 | 10
ALT-01 | 2037-04-01 | 4 | 2037 | 2037 | SPRING | 18 | 18 | 18 | 18 | 18 | 18 | 5 | 18 | 18 | 18 | 18 | 18 | 18 | 10
ALT-01 | 2037-05-01 | 5 | 2037 | 2037 | SPRING | 16 | 16 | 16 | 16 | 16 | 16 | 5 | 18 | 18 | 18 | 18 | 18 | 18 | 10
ALT-01 | 2037-06-01 | 6 | 2037 | 2037 | SUMMER | 15 | 15 | 15 | 15 | 15 | 15 | 5 | 17 | 17 | 17 | 17 | 17 | 17 | 10
ALT-01 | 2037-07-01 | 7 | 2037 | 2037 | SUMMER | 15 | 15 | 15 | 15 | 15 | 15 | 5 | 17 | 17 | 17 | 17 | 17 | 17 | 10
ALT-01 | 2037-08-01 | 8 | 2037 | 2037 | SUMMER | 15 | 15 | 15 | 15 | 15 | 15 | 5 | 17 | 17 | 17 | 17 | 17 | 17 | 10
ALT-01 | 2037-09-01 | 9 | 2037 | 2037 | SUMMER | 16 | 16 | 16 | 16 | 16 | 16 | 5 | 17 | 17 | 17 | 17 | 17 | 17 | 10
ALT-01 | 2037-10-01 | 10 | 2038 | 2037 | FALL | 18 | 18 | 18 | 18 | 18 | 18 | 5 | 18 | 18 | 18 | 18 | 18 | 18 | 10
ALT-01 | 2037-11-01 | 11 | 2038 | 2037 | FALL | 19 | 19 | 19 | 19 | 19 | 19 | 5 | 19 | 19 | 19 | 19 | 19 | 19 | 10
ALT-01 | 2037-12-01 | 12 | 2038 | 2037 | WINTER | 20 | 20 | 20 | 20 | 20 | 20 | 5 | 20 | 20 | 20 | 20 | 20 | 20 | 10
ALT-01 | 2038-01-01 | 1 | 2038 | 2038 | WINTER | 20 | 20 | 20 | 20 | 20 | 20 | 5 | 20 | 20 | 20 | 20 | 20 | 20 | 10
ALT-01 | 2038-02-01 | 2 | 2038 | 2038 | WINTER | 20 | 20 | 20 | 20 | 20 | 20 | 5 | 20 | 20 | 20 | 20 | 20 | 20 | 10
ALT-01 | 2038-03-01 | 3 | 2038 | 2038 | WINTER | 19 | 19 | 19 | 19 | 19 | 19 | 5 | 19 | 19 | 19 | 19 | 19 | 19 | 10
ALT-01 | 2038-04-01 | 4 | 2038 | 2038 | SPRING | 18 | 18 | 18 | 18 | 18 | 18 | 5 | 18 | 18 | 18 | 18 | 18 | 18 | 10
ALT-01 | 2038-05-01 | 5 | 2038 | 2038 | SPRING | 16 | 16 | 16 | 16 | 16 | 16 | 5 | 18 | 18 | 18 | 18 | 18 | 18 | 10
ALT-01 | 2038-06-01 | 6 | 2038 | 2038 | SUMMER | 15 | 15 | 15 | 15 | 15 | 15 | 5 | 17 | 17 | 17 | 17 | 17 | 17 | 10
ALT-01 | 2038-07-01 | 7 | 2038 | 2038 | SUMMER | 15 | 15 | 15 | 15 | 15 | 15 | 5 | 17 | 17 | 17 | 17 | 17 | 17 | 10
ALT-01 | 2038-08-01 | 8 | 2038 | 2038 | SUMMER | 15 | 15 | 15 | 15 | 15 | 15 | 5 | 17 | 17 | 17 | 17 | 17 | 17 | 10
ALT-01 | 2038-09-01 | 9 | 2038 | 2038 | SUMMER | 16 | 16 | 16 | 16 | 16 | 16 | 5 | 17 | 17 | 17 | 17 | 17 | 17 | 10
ALT-01 | 2038-10-01 | 10 | 2039 | 2038 | FALL | 18 | 18 | 18 | 18 | 18 | 18 | 5 | 18 | 18 | 18 | 18 | 18 | 18 | 10
ALT-01 | 2038-11-01 | 11 | 2039 | 2038 | FALL | 19 | 19 | 19 | 19 | 19 | 19 | 5 | 19 | 19 | 19 | 19 | 19 | 19 | 10
ALT-01 | 2038-12-01 | 12 | 2039 | 2038 | WINTER | 20 | 20 | 20 | 20 | 20 | 20 | 5 | 20 | 20 | 20 | 20 | 20 | 20 | 10
ALT-01 | 2039-01-01 | 1 | 2039 | 2039 | WINTER | 20 | 20 | 20 | 20 | 20 | 20 | 5 | 20 | 20 | 20 | 20 | 20 | 20 | 10
ALT-01 | 2039-02-01 | 2 | 2039 | 2039 | WINTER | 20 | 20 | 20 | 20 | 20 | 20 | 5 | 20 | 20 | 20 | 20 | 20 | 20 | 10
ALT-01 | 2039-03-01 | 3 | 2039 | 2039 | WINTER | 19 | 19 | 19 | 19 | 19 | 19 | 5 | 19 | 19 | 19 | 19 | 19 | 19 | 10
ALT-01 | 2039-04-01 | 4 | 2039 | 2039 | SPRING | 18 | 18 | 18 | 18 | 18 | 18 | 5 | 18 | 18 | 18 | 18 | 18 | 18 | 10
ALT-01 | 2039-05-01 | 5 | 2039 | 2039 | SPRING | 16 | 16 | 16 | 16 | 16 | 16 | 5 | 18 | 18 | 18 | 18 | 18 | 18 | 10
ALT-01 | 2039-06-01 | 6 | 2039 | 2039 | SUMMER | 15 | 15 | 15 | 15 | 15 | 15 | 5 | 17 | 17 | 17 | 17 | 17 | 17 | 10
ALT-01 | 2039-07-01 | 7 | 2039 | 2039 | SUMMER | 15 | 15 | 15 | 15 | 15 | 15 | 5 | 17 | 17 | 17 | 17 | 17 | 17 | 10
ALT-01 | 2039-08-01 | 8 | 2039 | 2039 | SUMMER | 15 | 15 | 15 | 15 | 15 | 15 | 5 | 17 | 17 | 17 | 17 | 17 | 17 | 10
ALT-01 | 2039-09-01 | 9 | 2039 | 2039 | SUMMER | 16 | 16 | 16 | 16 | 16 | 16 | 5 | 17 | 17 | 17 | 17 | 17 | 17 | 10
ALT-01 | 2039-10-01 | 10 | 2040 | 2039 | FALL | 18 | 18 | 18 | 18 | 18 | 18 | 5 | 18 | 18 | 18 | 18 | 18 | 18 | 10
ALT-01 | 2039-11-01 | 11 | 2040 | 2039 | FALL | 19 | 19 | 19 | 19 | 19 | 19 | 5 | 19 | 19 | 19 | 19 | 19 | 19 | 10
ALT-01 | 2039-12-01 | 12 | 2040 | 2039 | WINTER | 20 | 20 | 20 | 20 | 20 | 20 | 5 | 20 | 20 | 20 | 20 | 20 | 20 | 10
ALT-01 | 2040-01-01 | 1 | 2040 | 2040 | WINTER | 20 | 20 | 20 | 20 | 20 | 20 | 5 | 20 | 20 | 20 | 20 | 20 | 20 | 10
ALT-01 | 2040-02-01 | 2 | 2040 | 2040 | WINTER | 20 | 20 | 20 | 20 | 20 | 20 | 5 | 20 | 20 | 20 | 20 | 20 | 20 | 10
ALT-01 | 2040-03-01 | 3 | 2040 | 2040 | WINTER | 19 | 19 | 19 | 19 | 19 | 19 | 5 | 19 | 19 | 19 | 19 | 19 | 19 | 10
ALT-01 | 2040-04-01 | 4 | 2040 | 2040 | SPRING | 18 | 18 | 18 | 18 | 18 | 18 | 5 | 18 | 18 | 18 | 18 | 18 | 18 | 10
ALT-01 | 2040-05-01 | 5 | 2040 | 2040 | SPRING | 16 | 16 | 16 | 16 | 16 | 16 | 5 | 18 | 18 | 18 | 18 | 18 | 18 | 10
ALT-01 | 2040-06-01 | 6 | 2040 | 2040 | SUMMER | 15 | 15 | 15 | 15 | 15 | 15 | 5 | 17 | 17 | 17 | 17 | 17 | 17 | 10
ALT-01 | 2040-07-01 | 7 | 2040 | 2040 | SUMMER | 15 | 15 | 15 | 15 | 15 | 15 | 5 | 17 | 17 | 17 | 17 | 17 | 17 | 10
ALT-01 | 2040-08-01 | 8 | 2040 | 2040 | SUMMER | 15 | 15 | 15 | 15 | 15 | 15 | 5 | 17 | 17 | 17 | 17 | 17 | 17 | 10
ALT-01 | 2040-09-01 | 9 | 2040 | 2040 | SUMMER | 16 | 16 | 16 | 16 | 16 | 16 | 5 | 17 | 17 | 17 | 17 | 17 | 17 | 10
ALT-01 | 2040-10-01 | 10 | 2041 | 2040 | FALL | 18 | 18 | 18 | 18 | 18 | 18 | 5 | 18 | 18 | 18 | 18 | 18 | 18 | 10
ALT-01 | 2040-11-01 | 11 | 2041 | 2040 | FALL | 19 | 19 | 19 | 19 | 19 | 19 | 5 | 19 | 19 | 19 | 19 | 19 | 19 | 10
ALT-01 | 2040-12-01 | 12 | 2041 | 2040 | WINTER | 20 | 20 | 20 | 20 | 20 | 20 | 5 | 20 | 20 | 20 | 20 | 20 | 20 | 10
ALT-01 | 2041-01-01 | 1 | 2041 | 2041 | WINTER | 20 | 20 | 20 | 20 | 20 | 20 | 5 | 20 | 20 | 20 | 20 | 20 | 20 | 10
ALT-01 | 2041-02-01 | 2 | 2041 | 2041 | WINTER | 20 | 20 | 20 | 20 | 20 | 20 | 5 | 20 | 20 | 20 | 20 | 20 | 20 | 10
ALT-01 | 2041-03-01 | 3 | 2041 | 2041 | WINTER | 19 | 19 | 19 | 19 | 19 | 19 | 5 | 19 | 19 | 19 | 19 | 19 | 19 | 10
ALT-01 | 2041-04-01 | 4 | 2041 | 2041 | SPRING | 18 | 18 | 18 | 18 | 18 | 18 | 5 | 18 | 18 | 18 | 18 | 18 | 18 | 10
ALT-01 | 2041-05-01 | 5 | 2041 | 2041 | SPRING | 16 | 16 | 16 | 16 | 16 | 16 | 5 | 18 | 18 | 18 | 18 | 18 | 18 | 10
ALT-01 | 2041-06-01 | 6 | 2041 | 2041 | SUMMER | 15 | 15 | 15 | 15 | 15 | 15 | 5 | 17 | 17 | 17 | 17 | 17 | 17 | 10
ALT-01 | 2041-07-01 | 7 | 2041 | 2041 | SUMMER | 15 | 15 | 15 | 15 | 15 | 15 | 5 | 17 | 17 | 17 | 17 | 17 | 17 | 10
ALT-01 | 2041-08-01 | 8 | 2041 | 2041 | SUMMER | 15 | 15 | 15 | 15 | 15 | 15 | 5 | 17 | 17 | 17 | 17 | 17 | 17 | 10
ALT-01 | 2041-09-01 | 9 | 2041 | 2041 | SUMMER | 16 | 16 | 16 | 16 | 16 | 16 | 5 | 17 | 17 | 17 | 17 | 17 | 17 | 10
ALT-01 | 2041-10-01 | 10 | 2042 | 2041 | FALL | 18 | 18 | 18 | 18 | 18 | 18 | 5 | 18 | 18 | 18 | 18 | 18 | 18 | 10
ALT-01 | 2041-11-01 | 11 | 2042 | 2041 | FALL | 19 | 19 | 19 | 19 | 19 | 19 | 5 | 19 | 19 | 19 | 19 | 19 | 19 | 10
ALT-01 | 2041-12-01 | 12 | 2042 | 2041 | WINTER | 20 | 20 | 20 | 20 | 20 | 20 | 5 | 20 | 20 | 20 | 20 | 20 | 20 | 10
ALT-01 | 2042-01-01 | 1 | 2042 | 2042 | WINTER | 20 | 20 | 20 | 20 | 20 | 20 | 5 | 20 | 20 | 20 | 20 | 20 | 20 | 10
ALT-01 | 2042-02-01 | 2 | 2042 | 2042 | WINTER | 20 | 20 | 20 | 20 | 20 | 20 | 5 | 20 | 20 | 20 | 20 | 20 | 20 | 10
ALT-01 | 2042-03-01 | 3 | 2042 | 2042 | WINTER | 19 | 19 | 19 | 19 | 19 | 19 | 5 | 19 | 19 | 19 | 19 | 19 | 19 | 10
ALT-01 | 2042-04-01 | 4 | 2042 | 2042 | SPRING | 18 | 18 | 18 | 18 | 18 | 18 | 5 | 18 | 18 | 18 | 18 | 18 | 18 | 10
ALT-01 | 2042-05-01 | 5 | 2042 | 2042 | SPRING | 16 | 16 | 16 | 16 | 16 | 16 | 5 | 18 | 18 | 18 | 18 | 18 | 18 | 10
ALT-01 | 2042-06-01 | 6 | 2042 | 2042 | SUMMER | 15 | 15 | 15 | 15 | 15 | 15 | 5 | 17 | 17 | 17 | 17 | 17 | 17 | 10
ALT-01 | 2042-07-01 | 7 | 2042 | 2042 | SUMMER | 15 | 15 | 15 | 15 | 15 | 15 | 5 | 17 | 17 | 17 | 17 | 17 | 17 | 10
ALT-01 | 2042-08-01 | 8 | 2042 | 2042 | SUMMER | 15 | 15 | 15 | 15 | 15 | 15 | 5 | 17 | 17 | 17 | 17 | 17 | 17 | 10
ALT-01 | 2042-09-01 | 9 | 2042 | 2042 | SUMMER | 16 | 16 | 16 | 16 | 16 | 16 | 5 | 17 | 17 | 17 | 17 | 17 | 17 | 10
ALT-01 | 2042-10-01 | 10 | 2043 | 2042 | FALL | 18 | 18 | 18 | 18 | 18 | 18 | 5 | 18 | 18 | 18 | 18 | 18 | 18 | 10
ALT-01 | 2042-11-01 | 11 | 2043 | 2042 | FALL | 19 | 19 | 19 | 19 | 19 | 19 | 5 | 19 | 19 | 19 | 19 | 19 | 19 | 10
ALT-01 | 2042-12-01 | 12 | 2043 | 2042 | WINTER | 20 | 20 | 20 | 20 | 20 | 20 | 5 | 20 | 20 | 20 | 20 | 20 | 20 | 10
ALT-01 | 2043-01-01 | 1 | 2043 | 2043 | WINTER | 20 | 20 | 20 | 20 | 20 | 20 | 5 | 20 | 20 | 20 | 20 | 20 | 20 | 10
ALT-01 | 2043-02-01 | 2 | 2043 | 2043 | WINTER | 20 | 20 | 20 | 20 | 20 | 20 | 5 | 20 | 20 | 20 | 20 | 20 | 20 | 10
ALT-01 | 2043-03-01 | 3 | 2043 | 2043 | WINTER | 19 | 19 | 19 | 19 | 19 | 19 | 5 | 19 | 19 | 19 | 19 | 19 | 19 | 10
ALT-01 | 2043-04-01 | 4 | 2043 | 2043 | SPRING | 18 | 18 | 18 | 18 | 18 | 18 | 5 | 18 | 18 | 18 | 18 | 18 | 18 | 10
ALT-01 | 2043-05-01 | 5 | 2043 | 2043 | SPRING | 16 | 16 | 16 | 16 | 16 | 16 | 5 | 18 | 18 | 18 | 18 | 18 | 18 | 10
ALT-01 | 2043-06-01 | 6 | 2043 | 2043 | SUMMER | 15 | 15 | 15 | 15 | 15 | 15 | 5 | 17 | 17 | 17 | 17 | 17 | 17 | 10
ALT-01 | 2043-07-01 | 7 | 2043 | 2043 | SUMMER | 15 | 15 | 15 | 15 | 15 | 15 | 5 | 17 | 17 | 17 | 17 | 17 | 17 | 10
ALT-01 | 2043-08-01 | 8 | 2043 | 2043 | SUMMER | 15 | 15 | 15 | 15 | 15 | 15 | 5 | 17 | 17 | 17 | 17 | 17 | 17 | 10
ALT-01 | 2043-09-01 | 9 | 2043 | 2043 | SUMMER | 16 | 16 | 16 | 16 | 16 | 16 | 5 | 17 | 17 | 17 | 17 | 17 | 17 | 10
ALT-01 | 2043-10-01 | 10 | 2044 | 2043 | FALL | 18 | 18 | 18 | 18 | 18 | 18 | 5 | 18 | 18 | 18 | 18 | 18 | 18 | 10
ALT-01 | 2043-11-01 | 11 | 2044 | 2043 | FALL | 19 | 19 | 19 | 19 | 19 | 19 | 5 | 19 | 19 | 19 | 19 | 19 | 19 | 10
ALT-01 | 2043-12-01 | 12 | 2044 | 2043 | WINTER | 20 | 20 | 20 | 20 | 20 | 20 | 5 | 20 | 20 | 20 | 20 | 20 | 20 | 10
ALT-01 | 2044-01-01 | 1 | 2044 | 2044 | WINTER | 20 | 20 | 20 | 20 | 20 | 20 | 5 | 20 | 20 | 20 | 20 | 20 | 20 | 10
ALT-01 | 2044-02-01 | 2 | 2044 | 2044 | WINTER | 20 | 20 | 20 | 20 | 20 | 20 | 5 | 20 | 20 | 20 | 20 | 20 | 20 | 10
ALT-01 | 2044-03-01 | 3 | 2044 | 2044 | WINTER | 19 | 19 | 19 | 19 | 19 | 19 | 5 | 19 | 19 | 19 | 19 | 19 | 19 | 10
ALT-01 | 2044-04-01 | 4 | 2044 | 2044 | SPRING | 18 | 18 | 18 | 18 | 18 | 18 | 5 | 18 | 18 | 18 | 18 | 18 | 18 | 10
ALT-01 | 2044-05-01 | 5 | 2044 | 2044 | SPRING | 16 | 16 | 16 | 16 | 16 | 16 | 5 | 18 | 18 | 18 | 18 | 18 | 18 | 10
ALT-01 | 2044-06-01 | 6 | 2044 | 2044 | SUMMER | 15 | 15 | 15 | 15 | 15 | 15 | 5 | 17 | 17 | 17 | 17 | 17 | 17 | 10
ALT-01 | 2044-07-01 | 7 | 2044 | 2044 | SUMMER | 15 | 15 | 15 | 15 | 15 | 15 | 5 | 17 | 17 | 17 | 17 | 17 | 17 | 10
ALT-01 | 2044-08-01 | 8 | 2044 | 2044 | SUMMER | 15 | 15 | 15 | 15 | 15 | 15 | 5 | 17 | 17 | 17 | 17 | 17 | 17 | 10
ALT-01 | 2044-09-01 | 9 | 2044 | 2044 | SUMMER | 16 | 16 | 16 | 16 | 16 | 16 | 5 | 17 | 17 | 17 | 17 | 17 | 17 | 10
ALT-01 | 2044-10-01 | 10 | 2045 | 2044 | FALL | 18 | 18 | 18 | 18 | 18 | 18 | 5 | 18 | 18 | 18 | 18 | 18 | 18 | 10
ALT-01 | 2044-11-01 | 11 | 2045 | 2044 | FALL | 19 | 19 | 19 | 19 | 19 | 19 | 5 | 19 | 19 | 19 | 19 | 19 | 19 | 10
ALT-01 | 2044-12-01 | 12 | 2045 | 2044 | WINTER | 20 | 20 | 20 | 20 | 20 | 20 | 5 | 20 | 20 | 20 | 20 | 20 | 20 | 10
ALT-01 | 2045-01-01 | 1 | 2045 | 2045 | WINTER | 20 | 20 | 20 | 20 | 20 | 20 | 5 | 20 | 20 | 20 | 20 | 20 | 20 | 10
ALT-01 | 2045-02-01 | 2 | 2045 | 2045 | WINTER | 20 | 20 | 20 | 20 | 20 | 20 | 5 | 20 | 20 | 20 | 20 | 20 | 20 | 10
ALT-01 | 2045-03-01 | 3 | 2045 | 2045 | WINTER | 19 | 19 | 19 | 19 | 19 | 19 | 5 | 19 | 19 | 19 | 19 | 19 | 19 | 10
ALT-01 | 2045-04-01 | 4 | 2045 | 2045 | SPRING | 18 | 18 | 18 | 18 | 18 | 18 | 5 | 18 | 18 | 18 | 18 | 18 | 18 | 10
ALT-01 | 2045-05-01 | 5 | 2045 | 2045 | SPRING | 16 | 16 | 16 | 16 | 16 | 16 | 5 | 18 | 18 | 18 | 18 | 18 | 18 | 10
ALT-01 | 2045-06-01 | 6 | 2045 | 2045 | SUMMER | 15 | 15 | 15 | 15 | 15 | 15 | 5 | 17 | 17 | 17 | 17 | 17 | 17 | 10
ALT-01 | 2045-07-01 | 7 | 2045 | 2045 | SUMMER | 15 | 15 | 15 | 15 | 15 | 15 | 5 | 17 | 17 | 17 | 17 | 17 | 17 | 10
ALT-01 | 2045-08-01 | 8 | 2045 | 2045 | SUMMER | 15 | 15 | 15 | 15 | 15 | 15 | 5 | 17 | 17 | 17 | 17 | 17 | 17 | 10
ALT-01 | 2045-09-01 | 9 | 2045 | 2045 | SUMMER | 16 | 16 | 16 | 16 | 16 | 16 | 5 | 17 | 17 | 17 | 17 | 17 | 17 | 10
ALT-01 | 2045-10-01 | 10 | 2046 | 2045 | FALL | 18 | 18 | 18 | 18 | 18 | 18 | 5 | 18 | 18 | 18 | 18 | 18 | 18 | 10
ALT-01 | 2045-11-01 | 11 | 2046 | 2045 | FALL | 19 | 19 | 19 | 19 | 19 | 19 | 5 | 19 | 19 | 19 | 19 | 19 | 19 | 10
ALT-01 | 2045-12-01 | 12 | 2046 | 2045 | WINTER | 20 | 20 | 20 | 20 | 20 | 20 | 5 | 20 | 20 | 20 | 20 | 20 | 20 | 10
ALT-01 | 2046-01-01 | 1 | 2046 | 2046 | WINTER | 20 | 20 | 20 | 20 | 20 | 20 | 5 | 20 | 20 | 20 | 20 | 20 | 20 | 10
ALT-01 | 2046-02-01 | 2 | 2046 | 2046 | WINTER | 20 | 20 | 20 | 20 | 20 | 20 | 5 | 20 | 20 | 20 | 20 | 20 | 20 | 10
ALT-01 | 2046-03-01 | 3 | 2046 | 2046 | WINTER | 19 | 19 | 19 | 19 | 19 | 19 | 5 | 19 | 19 | 19 | 19 | 19 | 19 | 10
ALT-01 | 2046-04-01 | 4 | 2046 | 2046 | SPRING | 18 | 18 | 18 | 18 | 18 | 18 | 5 | 18 | 18 | 18 | 18 | 18 | 18 | 10
ALT-01 | 2046-05-01 | 5 | 2046 | 2046 | SPRING | 16 | 16 | 16 | 16 | 16 | 16 | 5 | 18 | 18 | 18 | 18 | 18 | 18 | 10
ALT-01 | 2046-06-01 | 6 | 2046 | 2046 | SUMMER | 15 | 15 | 15 | 15 | 15 | 15 | 5 | 17 | 17 | 17 | 17 | 17 | 17 | 10
ALT-01 | 2046-07-01 | 7 | 2046 | 2046 | SUMMER | 15 | 15 | 15 | 15 | 15 | 15 | 5 | 17 | 17 | 17 | 17 | 17 | 17 | 10
ALT-01 | 2046-08-01 | 8 | 2046 | 2046 | SUMMER | 15 | 15 | 15 | 15 | 15 | 15 | 5 | 17 | 17 | 17 | 17 | 17 | 17 | 10
ALT-01 | 2046-09-01 | 9 | 2046 | 2046 | SUMMER | 16 | 16 | 16 | 16 | 16 | 16 | 5 | 17 | 17 | 17 | 17 | 17 | 17 | 10
ALT-01 | 2046-10-01 | 10 | 2047 | 2046 | FALL | 18 | 18 | 18 | 18 | 18 | 18 | 5 | 18 | 18 | 18 | 18 | 18 | 18 | 10
ALT-01 | 2046-11-01 | 11 | 2047 | 2046 | FALL | 19 | 19 | 19 | 19 | 19 | 19 | 5 | 19 | 19 | 19 | 19 | 19 | 19 | 10
ALT-01 | 2046-12-01 | 12 | 2047 | 2046 | WINTER | 20 | 20 | 20 | 20 | 20 | 20 | 5 | 20 | 20 | 20 | 20 | 20 | 20 | 10
ALT-01 | 2047-01-01 | 1 | 2047 | 2047 | WINTER | 20 | 20 | 20 | 20 | 20 | 20 | 5 | 20 | 20 | 20 | 20 | 20 | 20 | 10
ALT-01 | 2047-02-01 | 2 | 2047 | 2047 | WINTER | 20 | 20 | 20 | 20 | 20 | 20 | 5 | 20 | 20 | 20 | 20 | 20 | 20 | 10
ALT-01 | 2047-03-01 | 3 | 2047 | 2047 | WINTER | 19 | 19 | 19 | 19 | 19 | 19 | 5 | 19 | 19 | 19 | 19 | 19 | 19 | 10
ALT-01 | 2047-04-01 | 4 | 2047 | 2047 | SPRING | 18 | 18 | 18 | 18 | 18 | 18 | 5 | 18 | 18 | 18 | 18 | 18 | 18 | 10
ALT-01 | 2047-05-01 | 5 | 2047 | 2047 | SPRING | 16 | 16 | 16 | 16 | 16 | 16 | 5 | 18 | 18 | 18 | 18 | 18 | 18 | 10
ALT-01 | 2047-06-01 | 6 | 2047 | 2047 | SUMMER | 15 | 15 | 15 | 15 | 15 | 15 | 5 | 17 | 17 | 17 | 17 | 17 | 17 | 10
ALT-01 | 2047-07-01 | 7 | 2047 | 2047 | SUMMER | 15 | 15 | 15 | 15 | 15 | 15 | 5 | 17 | 17 | 17 | 17 | 17 | 17 | 10
ALT-01 | 2047-08-01 | 8 | 2047 | 2047 | SUMMER | 15 | 15 | 15 | 15 | 15 | 15 | 5 | 17 | 17 | 17 | 17 | 17 | 17 | 10
ALT-01 | 2047-09-01 | 9 | 2047 | 2047 | SUMMER | 16 | 16 | 16 | 16 | 16 | 16 | 5 | 17 | 17 | 17 | 17 | 17 | 17 | 10
ALT-02 | 2016-10-01 | 10 | 2017 | 2016 | FALL | 18 | 18 | 18 | 18 | 18 | 18 | 5 | 18 | 18 | 18 | 18 | 18 | 18 | 10
ALT-02 | 2016-11-01 | 11 | 2017 | 2016 | FALL | 19 | 19 | 19 | 19 | 19 | 19 | 5 | 19 | 19 | 19 | 19 | 19 | 19 | 10
ALT-02 | 2016-12-01 | 12 | 2017 | 2016 | WINTER | 20 | 20 | 20 | 20 | 20 | 20 | 5 | 20 | 20 | 20 | 20 | 20 | 20 | 10
ALT-02 | 2017-01-01 | 1 | 2017 | 2017 | WINTER | 20 | 20 | 20 | 20 | 20 | 20 | 5 | 20 | 20 | 20 | 20 | 20 | 20 | 10
ALT-02 | 2017-02-01 | 2 | 2017 | 2017 | WINTER | 20 | 20 | 20 | 20 | 20 | 20 | 5 | 20 | 20 | 20 | 20 | 20 | 20 | 10
ALT-02 | 2017-03-01 | 3 | 2017 | 2017 | WINTER | 19 | 19 | 19 | 19 | 19 | 19 | 5 | 19 | 19 | 19 | 19 | 19 | 19 | 10
ALT-02 | 2017-04-01 | 4 | 2017 | 2017 | SPRING | 18 | 18 | 18 | 18 | 18 | 18 | 5 | 18 | 18 | 18 | 18 | 18 | 18 | 10
ALT-02 | 2017-05-01 | 5 | 2017 | 2017 | SPRING | 16 | 16 | 16 | 16 | 16 | 16 | 5 | 18 | 18 | 18 | 18 | 18 | 18 | 10
ALT-02 | 2017-06-01 | 6 | 2017 | 2017 | SUMMER | 15 | 15 | 15 | 15 | 15 | 15 | 5 | 17 | 17 | 17 | 17 | 17 | 17 | 10
ALT-02 | 2017-07-01 | 7 | 2017 | 2017 | SUMMER | 15 | 15 | 15 | 15 | 15 | 15 | 5 | 17 | 17 | 17 | 17 | 17 | 17 | 10
ALT-02 | 2017-08-01 | 8 | 2017 | 2017 | SUMMER | 15 | 15 | 15 | 15 | 15 | 15 | 5 | 17 | 17 | 17 | 17 | 17 | 17 | 10
ALT-02 | 2017-09-01 | 9 | 2017 | 2017 | SUMMER | 16 | 16 | 16 | 16 | 16 | 16 | 5 | 17 | 17 | 17 | 17 | 17 | 17 | 10
ALT-02 | 2017-10-01 | 10 | 2018 | 2017 | FALL | 18 | 18 | 18 | 18 | 18 | 18 | 5 | 18 | 18 | 18 | 18 | 18 | 18 | 10
ALT-02 | 2017-11-01 | 11 | 2018 | 2017 | FALL | 19 | 19 | 19 | 19 | 19 | 19 | 5 | 19 | 19 | 19 | 19 | 19 | 19 | 10
ALT-02 | 2017-12-01 | 12 | 2018 | 2017 | WINTER | 20 | 20 | 20 | 20 | 20 | 20 | 5 | 20 | 20 | 20 | 20 | 20 | 20 | 10
ALT-02 | 2018-01-01 | 1 | 2018 | 2018 | WINTER | 20 | 20 | 20 | 20 | 20 | 20 | 5 | 20 | 20 | 20 | 20 | 20 | 20 | 10
ALT-02 | 2018-02-01 | 2 | 2018 | 2018 | WINTER | 20 | 20 | 20 | 20 | 20 | 20 | 5 | 20 | 20 | 20 | 20 | 20 | 20 | 10
ALT-02 | 2018-03-01 | 3 | 2018 | 2018 | WINTER | 19 | 19 | 19 | 19 | 19 | 19 | 5 | 19 | 19 | 19 | 19 | 19 | 19 | 10
ALT-02 | 2018-04-01 | 4 | 2018 | 2018 | SPRING | 18 | 18 | 18 | 18 | 18 | 18 | 5 | 18 | 18 | 18 | 18 | 18 | 18 | 10
ALT-02 | 2018-05-01 | 5 | 2018 | 2018 | SPRING | 16 | 16 | 16 | 16 | 16 | 16 | 5 | 18 | 18 | 18 | 18 | 18 | 18 | 10
ALT-02 | 2018-06-01 | 6 | 2018 | 2018 | SUMMER | 15 | 15 | 15 | 15 | 15 | 15 | 5 | 17 | 17 | 17 | 17 | 17 | 17 | 10
ALT-02 | 2018-07-01 | 7 | 2018 | 2018 | SUMMER | 15 | 15 | 15 | 15 | 15 | 15 | 5 | 17 | 17 | 17 | 17 | 17 | 17 | 10
ALT-02 | 2018-08-01 | 8 | 2018 | 2018 | SUMMER | 15 | 15 | 15 | 15 | 15 | 15 | 5 | 17 | 17 | 17 | 17 | 17 | 17 | 10
ALT-02 | 2018-09-01 | 9 | 2018 | 2018 | SUMMER | 16 | 16 | 16 | 16 | 16 | 16 | 5 | 17 | 17 | 17 | 17 | 17 | 17 | 10
ALT-02 | 2018-10-01 | 10 | 2019 | 2018 | FALL | 18 | 18 | 18 | 18 | 18 | 18 | 5 | 18 | 18 | 18 | 18 | 18 | 18 | 10
ALT-02 | 2018-11-01 | 11 | 2019 | 2018 | FALL | 19 | 19 | 19 | 19 | 19 | 19 | 5 | 19 | 19 | 19 | 19 | 19 | 19 | 10
ALT-02 | 2018-12-01 | 12 | 2019 | 2018 | WINTER | 20 | 20 | 20 | 20 | 20 | 20 | 5 | 20 | 20 | 20 | 20 | 20 | 20 | 10
ALT-02 | 2019-01-01 | 1 | 2019 | 2019 | WINTER | 20 | 20 | 20 | 20 | 20 | 20 | 5 | 20 | 20 | 20 | 20 | 20 | 20 | 10
ALT-02 | 2019-02-01 | 2 | 2019 | 2019 | WINTER | 20 | 20 | 20 | 20 | 20 | 20 | 5 | 20 | 20 | 20 | 20 | 20 | 20 | 10
ALT-02 | 2019-03-01 | 3 | 2019 | 2019 | WINTER | 19 | 19 | 19 | 19 | 19 | 19 | 5 | 19 | 19 | 19 | 19 | 19 | 19 | 10
ALT-02 | 2019-04-01 | 4 | 2019 | 2019 | SPRING | 18 | 18 | 18 | 18 | 18 | 18 | 5 | 18 | 18 | 18 | 18 | 18 | 18 | 10
ALT-02 | 2019-05-01 | 5 | 2019 | 2019 | SPRING | 16 | 16 | 16 | 16 | 16 | 16 | 5 | 18 | 18 | 18 | 18 | 18 | 18 | 10
ALT-02 | 2019-06-01 | 6 | 2019 | 2019 | SUMMER | 15 | 15 | 15 | 15 | 15 | 15 | 5 | 17 | 17 | 17 | 17 | 17 | 17 | 10
ALT-02 | 2019-07-01 | 7 | 2019 | 2019 | SUMMER | 15 | 15 | 15 | 15 | 15 | 15 | 5 | 17 | 17 | 17 | 17 | 17 | 17 | 10
ALT-02 | 2019-08-01 | 8 | 2019 | 2019 | SUMMER | 15 | 15 | 15 | 15 | 15 | 15 | 5 | 17 | 17 | 17 | 17 | 17 | 17 | 10
ALT-02 | 2019-09-01 | 9 | 2019 | 2019 | SUMMER | 16 | 16 | 16 | 16 | 16 | 16 | 5 | 17 | 17 | 17 | 17 | 17 | 17 | 10
ALT-02 | 2019-10-01 | 10 | 2020 | 2019 | FALL | 18 | 18 | 18 | 18 | 18 | 18 | 5 | 18 | 18 | 18 | 18 | 18 | 18 | 10
ALT-02 | 2019-11-01 | 11 | 2020 | 2019 | FALL | 19 | 19 | 19 | 19 | 19 | 19 | 5 | 19 | 19 | 19 | 19 | 19 | 19 | 10
ALT-02 | 2019-12-01 | 12 | 2020 | 2019 | WINTER | 20 | 20 | 20 | 20 | 20 | 20 | 5 | 20 | 20 | 20 | 20 | 20 | 20 | 10
ALT-02 | 2020-01-01 | 1 | 2020 | 2020 | WINTER | 20 | 20 | 20 | 20 | 20 | 20 | 5 | 20 | 20 | 20 | 20 | 20 | 20 | 10
ALT-02 | 2020-02-01 | 2 | 2020 | 2020 | WINTER | 20 | 20 | 20 | 20 | 20 | 20 | 5 | 20 | 20 | 20 | 20 | 20 | 20 | 10
ALT-02 | 2020-03-01 | 3 | 2020 | 2020 | WINTER | 19 | 19 | 19 | 19 | 19 | 19 | 5 | 19 | 19 | 19 | 19 | 19 | 19 | 10
ALT-02 | 2020-04-01 | 4 | 2020 | 2020 | SPRING | 18 | 18 | 18 | 18 | 18 | 18 | 5 | 18 | 18 | 18 | 18 | 18 | 18 | 10
ALT-02 | 2020-05-01 | 5 | 2020 | 2020 | SPRING | 16 | 16 | 16 | 16 | 16 | 16 | 5 | 18 | 18 | 18 | 18 | 18 | 18 | 10
ALT-02 | 2020-06-01 | 6 | 2020 | 2020 | SUMMER | 15 | 15 | 15 | 15 | 15 | 15 | 5 | 17 | 17 | 17 | 17 | 17 | 17 | 10
ALT-02 | 2020-07-01 | 7 | 2020 | 2020 | SUMMER | 15 | 15 | 15 | 15 | 15 | 15 | 5 | 17 | 17 | 17 | 17 | 17 | 17 | 10
ALT-02 | 2020-08-01 | 8 | 2020 | 2020 | SUMMER | 15 | 15 | 15 | 15 | 15 | 15 | 5 | 17 | 17 | 17 | 17 | 17 | 17 | 10
ALT-02 | 2020-09-01 | 9 | 2020 | 2020 | SUMMER | 16 | 16 | 16 | 16 | 16 | 16 | 5 | 17 | 17 | 17 | 17 | 17 | 17 | 10
ALT-02 | 2020-10-01 | 10 | 2021 | 2020 | FALL | 18 | 18 | 18 | 18 | 18 | 18 | 5 | 18 | 18 | 18 | 18 | 18 | 18 | 10
ALT-02 | 2020-11-01 | 11 | 2021 | 2020 | FALL | 19 | 19 | 19 | 19 | 19 | 19 | 5 | 19 | 19 | 19 | 19 | 19 | 19 | 10
ALT-02 | 2020-12-01 | 12 | 2021 | 2020 | WINTER | 20 | 20 | 20 | 20 | 20 | 20 | 5 | 20 | 20 | 20 | 20 | 20 | 20 | 10
ALT-02 | 2021-01-01 | 1 | 2021 | 2021 | WINTER | 20 | 20 | 20 | 20 | 20 | 20 | 5 | 20 | 20 | 20 | 20 | 20 | 20 | 10
ALT-02 | 2021-02-01 | 2 | 2021 | 2021 | WINTER | 20 | 20 | 20 | 20 | 20 | 20 | 5 | 20 | 20 | 20 | 20 | 20 | 20 | 10
ALT-02 | 2021-03-01 | 3 | 2021 | 2021 | WINTER | 19 | 19 | 19 | 19 | 19 | 19 | 5 | 19 | 19 | 19 | 19 | 19 | 19 | 10
ALT-02 | 2021-04-01 | 4 | 2021 | 2021 | SPRING | 18 | 18 | 18 | 18 | 18 | 18 | 5 | 18 | 18 | 18 | 18 | 18 | 18 | 10
ALT-02 | 2021-05-01 | 5 | 2021 | 2021 | SPRING | 16 | 16 | 16 | 16 | 16 | 16 | 5 | 18 | 18 | 18 | 18 | 18 | 18 | 10
ALT-02 | 2021-06-01 | 6 | 2021 | 2021 | SUMMER | 15 | 15 | 15 | 15 | 15 | 15 | 5 | 17 | 17 | 17 | 17 | 17 | 17 | 10
ALT-02 | 2021-07-01 | 7 | 2021 | 2021 | SUMMER | 15 | 15 | 15 | 15 | 15 | 15 | 5 | 17 | 17 | 17 | 17 | 17 | 17 | 10
ALT-02 | 2021-08-01 | 8 | 2021 | 2021 | SUMMER | 15 | 15 | 15 | 15 | 15 | 15 | 5 | 17 | 17 | 17 | 17 | 17 | 17 | 10
ALT-02 | 2021-09-01 | 9 | 2021 | 2021 | SUMMER | 16 | 16 | 16 | 16 | 16 | 16 | 5 | 17 | 17 | 17 | 17 | 17 | 17 | 10
ALT-02 | 2021-10-01 | 10 | 2022 | 2021 | FALL | 18 | 18 | 18 | 18 | 18 | 18 | 5 | 18 | 18 | 18 | 18 | 18 | 18 | 10
ALT-02 | 2021-11-01 | 11 | 2022 | 2021 | FALL | 19 | 19 | 19 | 19 | 19 | 19 | 5 | 19 | 19 | 19 | 19 | 19 | 19 | 10
ALT-02 | 2021-12-01 | 12 | 2022 | 2021 | WINTER | 20 | 20 | 20 | 20 | 20 | 20 | 5 | 20 | 20 | 20 | 20 | 20 | 20 | 10
ALT-02 | 2022-01-01 | 1 | 2022 | 2022 | WINTER | 20 | 20 | 20 | 20 | 20 | 20 | 5 | 20 | 20 | 20 | 20 | 20 | 20 | 10
ALT-02 | 2022-02-01 | 2 | 2022 | 2022 | WINTER | 20 | 20 | 20 | 20 | 20 | 20 | 5 | 20 | 20 | 20 | 20 | 20 | 20 | 10
ALT-02 | 2022-03-01 | 3 | 2022 | 2022 | WINTER | 19 | 19 | 19 | 19 | 19 | 19 | 5 | 19 | 19 | 19 | 19 | 19 | 19 | 10
ALT-02 | 2022-04-01 | 4 | 2022 | 2022 | SPRING | 18 | 18 | 18 | 18 | 18 | 18 | 5 | 18 | 18 | 18 | 18 | 18 | 18 | 10
ALT-02 | 2022-05-01 | 5 | 2022 | 2022 | SPRING | 16 | 16 | 16 | 16 | 16 | 16 | 5 | 18 | 18 | 18 | 18 | 18 | 18 | 10
ALT-02 | 2022-06-01 | 6 | 2022 | 2022 | SUMMER | 15 | 15 | 15 | 15 | 15 | 15 | 5 | 17 | 17 | 17 | 17 | 17 | 17 | 10
ALT-02 | 2022-07-01 | 7 | 2022 | 2022 | SUMMER | 15 | 15 | 15 | 15 | 15 | 15 | 5 | 17 | 17 | 17 | 17 | 17 | 17 | 10
ALT-02 | 2022-08-01 | 8 | 2022 | 2022 | SUMMER | 15 | 15 | 15 | 15 | 15 | 15 | 5 | 17 | 17 | 17 | 17 | 17 | 17 | 10
ALT-02 | 2022-09-01 | 9 | 2022 | 2022 | SUMMER | 16 | 16 | 16 | 16 | 16 | 16 | 5 | 17 | 17 | 17 | 17 | 17 | 17 | 10
ALT-02 | 2022-10-01 | 10 | 2023 | 2022 | FALL | 18 | 18 | 18 | 18 | 18 | 18 | 5 | 18 | 18 | 18 | 18 | 18 | 18 | 10
ALT-02 | 2022-11-01 | 11 | 2023 | 2022 | FALL | 19 | 19 | 19 | 19 | 19 | 19 | 5 | 19 | 19 | 19 | 19 | 19 | 19 | 10
ALT-02 | 2022-12-01 | 12 | 2023 | 2022 | WINTER | 20 | 20 | 20 | 20 | 20 | 20 | 5 | 20 | 20 | 20 | 20 | 20 | 20 | 10
ALT-02 | 2023-01-01 | 1 | 2023 | 2023 | WINTER | 20 | 20 | 20 | 20 | 20 | 20 | 5 | 20 | 20 | 20 | 20 | 20 | 20 | 10
ALT-02 | 2023-02-01 | 2 | 2023 | 2023 | WINTER | 20 | 20 | 20 | 20 | 20 | 20 | 5 | 20 | 20 | 20 | 20 | 20 | 20 | 10
ALT-02 | 2023-03-01 | 3 | 2023 | 2023 | WINTER | 19 | 19 | 19 | 19 | 19 | 19 | 5 | 19 | 19 | 19 | 19 | 19 | 19 | 10
ALT-02 | 2023-04-01 | 4 | 2023 | 2023 | SPRING | 18 | 18 | 18 | 18 | 18 | 18 | 5 | 18 | 18 | 18 | 18 | 18 | 18 | 10
ALT-02 | 2023-05-01 | 5 | 2023 | 2023 | SPRING | 16 | 16 | 16 | 16 | 16 | 16 | 5 | 18 | 18 | 18 | 18 | 18 | 18 | 10
ALT-02 | 2023-06-01 | 6 | 2023 | 2023 | SUMMER | 15 | 15 | 15 | 15 | 15 | 15 | 5 | 17 | 17 | 17 | 17 | 17 | 17 | 10
ALT-02 | 2023-07-01 | 7 | 2023 | 2023 | SUMMER | 15 | 15 | 15 | 15 | 15 | 15 | 5 | 17 | 17 | 17 | 17 | 17 | 17 | 10
ALT-02 | 2023-08-01 | 8 | 2023 | 2023 | SUMMER | 15 | 15 | 15 | 15 | 15 | 15 | 5 | 17 | 17 | 17 | 17 | 17 | 17 | 10
ALT-02 | 2023-09-01 | 9 | 2023 | 2023 | SUMMER | 16 | 16 | 16 | 16 | 16 | 16 | 5 | 17 | 17 | 17 | 17 | 17 | 17 | 10
ALT-02 | 2023-10-01 | 10 | 2024 | 2023 | FALL | 18 | 18 | 18 | 18 | 18 | 18 | 5 | 18 | 18 | 18 | 18 | 18 | 18 | 10
ALT-02 | 2023-11-01 | 11 | 2024 | 2023 | FALL | 19 | 19 | 19 | 19 | 19 | 19 | 5 | 19 | 19 | 19 | 19 | 19 | 19 | 10
ALT-02 | 2023-12-01 | 12 | 2024 | 2023 | WINTER | 20 | 20 | 20 | 20 | 20 | 20 | 5 | 20 | 20 | 20 | 20 | 20 | 20 | 10
ALT-02 | 2024-01-01 | 1 | 2024 | 2024 | WINTER | 20 | 20 | 20 | 20 | 20 | 20 | 5 | 20 | 20 | 20 | 20 | 20 | 20 | 10
ALT-02 | 2024-02-01 | 2 | 2024 | 2024 | WINTER | 20 | 20 | 20 | 20 | 20 | 20 | 5 | 20 | 20 | 20 | 20 | 20 | 20 | 10
ALT-02 | 2024-03-01 | 3 | 2024 | 2024 | WINTER | 19 | 19 | 19 | 19 | 19 | 19 | 5 | 19 | 19 | 19 | 19 | 19 | 19 | 10
ALT-02 | 2024-04-01 | 4 | 2024 | 2024 | SPRING | 18 | 18 | 18 | 18 | 18 | 18 | 5 | 18 | 18 | 18 | 18 | 18 | 18 | 10
ALT-02 | 2024-05-01 | 5 | 2024 | 2024 | SPRING | 16 | 16 | 16 | 16 | 16 | 16 | 5 | 18 | 18 | 18 | 18 | 18 | 18 | 10
ALT-02 | 2024-06-01 | 6 | 2024 | 2024 | SUMMER | 15 | 15 | 15 | 15 | 15 | 15 | 5 | 17 | 17 | 17 | 17 | 17 | 17 | 10
ALT-02 | 2024-07-01 | 7 | 2024 | 2024 | SUMMER | 15 | 15 | 15 | 15 | 15 | 15 | 5 | 17 | 17 | 17 | 17 | 17 | 17 | 10
ALT-02 | 2024-08-01 | 8 | 2024 | 2024 | SUMMER | 15 | 15 | 15 | 15 | 15 | 15 | 5 | 17 | 17 | 17 | 17 | 17 | 17 | 10
ALT-02 | 2024-09-01 | 9 | 2024 | 2024 | SUMMER | 16 | 16 | 16 | 16 | 16 | 16 | 5 | 17 | 17 | 17 | 17 | 17 | 17 | 10
ALT-02 | 2024-10-01 | 10 | 2025 | 2024 | FALL | 18 | 18 | 18 | 18 | 18 | 18 | 5 | 18 | 18 | 18 | 18 | 18 | 18 | 10
ALT-02 | 2024-11-01 | 11 | 2025 | 2024 | FALL | 19 | 19 | 19 | 19 | 19 | 19 | 5 | 19 | 19 | 19 | 19 | 19 | 19 | 10
ALT-02 | 2024-12-01 | 12 | 2025 | 2024 | WINTER | 20 | 20 | 20 | 20 | 20 | 20 | 5 | 20 | 20 | 20 | 20 | 20 | 20 | 10
ALT-02 | 2025-01-01 | 1 | 2025 | 2025 | WINTER | 20 | 20 | 20 | 20 | 20 | 20 | 5 | 20 | 20 | 20 | 20 | 20 | 20 | 10
ALT-02 | 2025-02-01 | 2 | 2025 | 2025 | WINTER | 20 | 20 | 20 | 20 | 20 | 20 | 5 | 20 | 20 | 20 | 20 | 20 | 20 | 10
ALT-02 | 2025-03-01 | 3 | 2025 | 2025 | WINTER | 19 | 19 | 19 | 19 | 19 | 19 | 5 | 19 | 19 | 19 | 19 | 19 | 19 | 10
ALT-02 | 2025-04-01 | 4 | 2025 | 2025 | SPRING | 18 | 18 | 18 | 18 | 18 | 18 | 5 | 18 | 18 | 18 | 18 | 18 | 18 | 10
ALT-02 | 2025-05-01 | 5 | 2025 | 2025 | SPRING | 16 | 16 | 16 | 16 | 16 | 16 | 5 | 18 | 18 | 18 | 18 | 18 | 18 | 10
ALT-02 | 2025-06-01 | 6 | 2025 | 2025 | SUMMER | 15 | 15 | 15 | 15 | 15 | 15 | 5 | 17 | 17 | 17 | 17 | 17 | 17 | 10
ALT-02 | 2025-07-01 | 7 | 2025 | 2025 | SUMMER | 15 | 15 | 15 | 15 | 15 | 15 | 5 | 17 | 17 | 17 | 17 | 17 | 17 | 10
ALT-02 | 2025-08-01 | 8 | 2025 | 2025 | SUMMER | 15 | 15 | 15 | 15 | 15 | 15 | 5 | 17 | 17 | 17 | 17 | 17 | 17 | 10
ALT-02 | 2025-09-01 | 9 | 2025 | 2025 | SUMMER | 16 | 16 | 16 | 16 | 16 | 16 | 5 | 17 | 17 | 17 | 17 | 17 | 17 | 10
ALT-02 | 2025-10-01 | 10 | 2026 | 2025 | FALL | 18 | 18 | 18 | 18 | 18 | 18 | 5 | 18 | 18 | 18 | 18 | 18 | 18 | 10
ALT-02 | 2025-11-01 | 11 | 2026 | 2025 | FALL | 19 | 19 | 19 | 19 | 19 | 19 | 5 | 19 | 19 | 19 | 19 | 19 | 19 | 10
ALT-02 | 2025-12-01 | 12 | 2026 | 2025 | WINTER | 20 | 20 | 20 | 20 | 20 | 20 | 5 | 20 | 20 | 20 | 20 | 20 | 20 | 10
ALT-02 | 2026-01-01 | 1 | 2026 | 2026 | WINTER | 20 | 20 | 20 | 20 | 20 | 20 | 5 | 20 | 20 | 20 | 20 | 20 | 20 | 10
ALT-02 | 2026-02-01 | 2 | 2026 | 2026 | WINTER | 20 | 20 | 20 | 20 | 20 | 20 | 5 | 20 | 20 | 20 | 20 | 20 | 20 | 10
ALT-02 | 2026-03-01 | 3 | 2026 | 2026 | WINTER | 19 | 19 | 19 | 19 | 19 | 19 | 5 | 19 | 19 | 19 | 19 | 19 | 19 | 10
ALT-02 | 2026-04-01 | 4 | 2026 | 2026 | SPRING | 18 | 18 | 18 | 18 | 18 | 18 | 5 | 18 | 18 | 18 | 18 | 18 | 18 | 10
ALT-02 | 2026-05-01 | 5 | 2026 | 2026 | SPRING | 16 | 16 | 16 | 16 | 16 | 16 | 5 | 18 | 18 | 18 | 18 | 18 | 18 | 10
ALT-02 | 2026-06-01 | 6 | 2026 | 2026 | SUMMER | 15 | 15 | 15 | 15 | 15 | 15 | 5 | 17 | 17 | 17 | 17 | 17 | 17 | 10
ALT-02 | 2026-07-01 | 7 | 2026 | 2026 | SUMMER | 15 | 15 | 15 | 15 | 15 | 15 | 5 | 17 | 17 | 17 | 17 | 17 | 17 | 10
ALT-02 | 2026-08-01 | 8 | 2026 | 2026 | SUMMER | 15 | 15 | 15 | 15 | 15 | 15 | 5 | 17 | 17 | 17 | 17 | 17 | 17 | 10
ALT-02 | 2026-09-01 | 9 | 2026 | 2026 | SUMMER | 16 | 16 | 16 | 16 | 16 | 16 | 5 | 17 | 17 | 17 | 17 | 17 | 17 | 10
ALT-02 | 2026-10-01 | 10 | 2027 | 2026 | FALL | 18 | 18 | 18 | 18 | 18 | 18 | 5 | 18 | 18 | 18 | 18 | 18 | 18 | 10
ALT-02 | 2026-11-01 | 11 | 2027 | 2026 | FALL | 19 | 19 | 19 | 19 | 19 | 19 | 5 | 19 | 19 | 19 | 19 | 19 | 19 | 10
ALT-02 | 2026-12-01 | 12 | 2027 | 2026 | WINTER | 20 | 20 | 20 | 20 | 20 | 20 | 5 | 20 | 20 | 20 | 20 | 20 | 20 | 10
ALT-02 | 2027-01-01 | 1 | 2027 | 2027 | WINTER | 20 | 20 | 20 | 20 | 20 | 20 | 5 | 20 | 20 | 20 | 20 | 20 | 20 | 10
ALT-02 | 2027-02-01 | 2 | 2027 | 2027 | WINTER | 20 | 20 | 20 | 20 | 20 | 20 | 5 | 20 | 20 | 20 | 20 | 20 | 20 | 10
ALT-02 | 2027-03-01 | 3 | 2027 | 2027 | WINTER | 19 | 19 | 19 | 19 | 19 | 19 | 5 | 19 | 19 | 19 | 19 | 19 | 19 | 10
ALT-02 | 2027-04-01 | 4 | 2027 | 2027 | SPRING | 18 | 18 | 18 | 18 | 18 | 18 | 5 | 18 | 18 | 18 | 18 | 18 | 18 | 10
ALT-02 | 2027-05-01 | 5 | 2027 | 2027 | SPRING | 16 | 16 | 16 | 16 | 16 | 16 | 5 | 18 | 18 | 18 | 18 | 18 | 18 | 10
ALT-02 | 2027-06-01 | 6 | 2027 | 2027 | SUMMER | 15 | 15 | 15 | 15 | 15 | 15 | 5 | 17 | 17 | 17 | 17 | 17 | 17 | 10
ALT-02 | 2027-07-01 | 7 | 2027 | 2027 | SUMMER | 15 | 15 | 15 | 15 | 15 | 15 | 5 | 17 | 17 | 17 | 17 | 17 | 17 | 10
ALT-02 | 2027-08-01 | 8 | 2027 | 2027 | SUMMER | 15 | 15 | 15 | 15 | 15 | 15 | 5 | 17 | 17 | 17 | 17 | 17 | 17 | 10
ALT-02 | 2027-09-01 | 9 | 2027 | 2027 | SUMMER | 16 | 16 | 16 | 16 | 16 | 16 | 5 | 17 | 17 | 17 | 17 | 17 | 17 | 10
ALT-02 | 2027-10-01 | 10 | 2028 | 2027 | FALL | 18 | 18 | 18 | 18 | 18 | 18 | 5 | 18 | 18 | 18 | 18 | 18 | 18 | 10
ALT-02 | 2027-11-01 | 11 | 2028 | 2027 | FALL | 19 | 19 | 19 | 19 | 19 | 19 | 5 | 19 | 19 | 19 | 19 | 19 | 19 | 10
ALT-02 | 2027-12-01 | 12 | 2028 | 2027 | WINTER | 20 | 20 | 20 | 20 | 20 | 20 | 5 | 20 | 20 | 20 | 20 | 20 | 20 | 10
ALT-02 | 2028-01-01 | 1 | 2028 | 2028 | WINTER | 20 | 20 | 20 | 20 | 20 | 20 | 5 | 20 | 20 | 20 | 20 | 20 | 20 | 10
ALT-02 | 2028-02-01 | 2 | 2028 | 2028 | WINTER | 20 | 20 | 20 | 20 | 20 | 20 | 5 | 20 | 20 | 20 | 20 | 20 | 20 | 10
ALT-02 | 2028-03-01 | 3 | 2028 | 2028 | WINTER | 19 | 19 | 19 | 19 | 19 | 19 | 5 | 19 | 19 | 19 | 19 | 19 | 19 | 10
ALT-02 | 2028-04-01 | 4 | 2028 | 2028 | SPRING | 18 | 18 | 18 | 18 | 18 | 18 | 5 | 18 | 18 | 18 | 18 | 18 | 18 | 10
ALT-02 | 2028-05-01 | 5 | 2028 | 2028 | SPRING | 16 | 16 | 16 | 16 | 16 | 16 | 5 | 18 | 18 | 18 | 18 | 18 | 18 | 10
ALT-02 | 2028-06-01 | 6 | 2028 | 2028 | SUMMER | 15 | 15 | 15 | 15 | 15 | 15 | 5 | 17 | 17 | 17 | 17 | 17 | 17 | 10
ALT-02 | 2028-07-01 | 7 | 2028 | 2028 | SUMMER | 15 | 15 | 15 | 15 | 15 | 15 | 5 | 17 | 17 | 17 | 17 | 17 | 17 | 10
ALT-02 | 2028-08-01 | 8 | 2028 | 2028 | SUMMER | 15 | 15 | 15 | 15 | 15 | 15 | 5 | 17 | 17 | 17 | 17 | 17 | 17 | 10
ALT-02 | 2028-09-01 | 9 | 2028 | 2028 | SUMMER | 16 | 16 | 16 | 16 | 16 | 16 | 5 | 17 | 17 | 17 | 17 | 17 | 17 | 10
ALT-02 | 2028-10-01 | 10 | 2029 | 2028 | FALL | 18 | 18 | 18 | 18 | 18 | 18 | 5 | 18 | 18 | 18 | 18 | 18 | 18 | 10
ALT-02 | 2028-11-01 | 11 | 2029 | 2028 | FALL | 19 | 19 | 19 | 19 | 19 | 19 | 5 | 19 | 19 | 19 | 19 | 19 | 19 | 10
ALT-02 | 2028-12-01 | 12 | 2029 | 2028 | WINTER | 20 | 20 | 20 | 20 | 20 | 20 | 5 | 20 | 20 | 20 | 20 | 20 | 20 | 10
ALT-02 | 2029-01-01 | 1 | 2029 | 2029 | WINTER | 20 | 20 | 20 | 20 | 20 | 20 | 5 | 20 | 20 | 20 | 20 | 20 | 20 | 10
ALT-02 | 2029-02-01 | 2 | 2029 | 2029 | WINTER | 20 | 20 | 20 | 20 | 20 | 20 | 5 | 20 | 20 | 20 | 20 | 20 | 20 | 10
ALT-02 | 2029-03-01 | 3 | 2029 | 2029 | WINTER | 19 | 19 | 19 | 19 | 19 | 19 | 5 | 19 | 19 | 19 | 19 | 19 | 19 | 10
ALT-02 | 2029-04-01 | 4 | 2029 | 2029 | SPRING | 18 | 18 | 18 | 18 | 18 | 18 | 5 | 18 | 18 | 18 | 18 | 18 | 18 | 10
ALT-02 | 2029-05-01 | 5 | 2029 | 2029 | SPRING | 16 | 16 | 16 | 16 | 16 | 16 | 5 | 18 | 18 | 18 | 18 | 18 | 18 | 10
ALT-02 | 2029-06-01 | 6 | 2029 | 2029 | SUMMER | 15 | 15 | 15 | 15 | 15 | 15 | 5 | 17 | 17 | 17 | 17 | 17 | 17 | 10
ALT-02 | 2029-07-01 | 7 | 2029 | 2029 | SUMMER | 15 | 15 | 15 | 15 | 15 | 15 | 5 | 17 | 17 | 17 | 17 | 17 | 17 | 10
ALT-02 | 2029-08-01 | 8 | 2029 | 2029 | SUMMER | 15 | 15 | 15 | 15 | 15 | 15 | 5 | 17 | 17 | 17 | 17 | 17 | 17 | 10
ALT-02 | 2029-09-01 | 9 | 2029 | 2029 | SUMMER | 16 | 16 | 16 | 16 | 16 | 16 | 5 | 17 | 17 | 17 | 17 | 17 | 17 | 10
ALT-02 | 2029-10-01 | 10 | 2030 | 2029 | FALL | 18 | 18 | 18 | 18 | 18 | 18 | 5 | 18 | 18 | 18 | 18 | 18 | 18 | 10
ALT-02 | 2029-11-01 | 11 | 2030 | 2029 | FALL | 19 | 19 | 19 | 19 | 19 | 19 | 5 | 19 | 19 | 19 | 19 | 19 | 19 | 10
ALT-02 | 2029-12-01 | 12 | 2030 | 2029 | WINTER | 20 | 20 | 20 | 20 | 20 | 20 | 5 | 20 | 20 | 20 | 20 | 20 | 20 | 10
ALT-02 | 2030-01-01 | 1 | 2030 | 2030 | WINTER | 20 | 20 | 20 | 20 | 20 | 20 | 5 | 20 | 20 | 20 | 20 | 20 | 20 | 10
ALT-02 | 2030-02-01 | 2 | 2030 | 2030 | WINTER | 20 | 20 | 20 | 20 | 20 | 20 | 5 | 20 | 20 | 20 | 20 | 20 | 20 | 10
ALT-02 | 2030-03-01 | 3 | 2030 | 2030 | WINTER | 19 | 19 | 19 | 19 | 19 | 19 | 5 | 19 | 19 | 19 | 19 | 19 | 19 | 10
ALT-02 | 2030-04-01 | 4 | 2030 | 2030 | SPRING | 18 | 18 | 18 | 18 | 18 | 18 | 5 | 18 | 18 | 18 | 18 | 18 | 18 | 10
ALT-02 | 2030-05-01 | 5 | 2030 | 2030 | SPRING | 16 | 16 | 16 | 16 | 16 | 16 | 5 | 18 | 18 | 18 | 18 | 18 | 18 | 10
ALT-02 | 2030-06-01 | 6 | 2030 | 2030 | SUMMER | 15 | 15 | 15 | 15 | 15 | 15 | 5 | 17 | 17 | 17 | 17 | 17 | 17 | 10
ALT-02 | 2030-07-01 | 7 | 2030 | 2030 | SUMMER | 15 | 15 | 15 | 15 | 15 | 15 | 5 | 17 | 17 | 17 | 17 | 17 | 17 | 10
ALT-02 | 2030-08-01 | 8 | 2030 | 2030 | SUMMER | 15 | 15 | 15 | 15 | 15 | 15 | 5 | 17 | 17 | 17 | 17 | 17 | 17 | 10
ALT-02 | 2030-09-01 | 9 | 2030 | 2030 | SUMMER | 16 | 16 | 16 | 16 | 16 | 16 | 5 | 17 | 17 | 17 | 17 | 17 | 17 | 10
ALT-02 | 2030-10-01 | 10 | 2031 | 2030 | FALL | 18 | 18 | 18 | 18 | 18 | 18 | 5 | 18 | 18 | 18 | 18 | 18 | 18 | 10
ALT-02 | 2030-11-01 | 11 | 2031 | 2030 | FALL | 19 | 19 | 19 | 19 | 19 | 19 | 5 | 19 | 19 | 19 | 19 | 19 | 19 | 10
ALT-02 | 2030-12-01 | 12 | 2031 | 2030 | WINTER | 20 | 20 | 20 | 20 | 20 | 20 | 5 | 20 | 20 | 20 | 20 | 20 | 20 | 10
ALT-02 | 2031-01-01 | 1 | 2031 | 2031 | WINTER | 20 | 20 | 20 | 20 | 20 | 20 | 5 | 20 | 20 | 20 | 20 | 20 | 20 | 10
ALT-02 | 2031-02-01 | 2 | 2031 | 2031 | WINTER | 20 | 20 | 20 | 20 | 20 | 20 | 5 | 20 | 20 | 20 | 20 | 20 | 20 | 10
ALT-02 | 2031-03-01 | 3 | 2031 | 2031 | WINTER | 19 | 19 | 19 | 19 | 19 | 19 | 5 | 19 | 19 | 19 | 19 | 19 | 19 | 10
ALT-02 | 2031-04-01 | 4 | 2031 | 2031 | SPRING | 18 | 18 | 18 | 18 | 18 | 18 | 5 | 18 | 18 | 18 | 18 | 18 | 18 | 10
ALT-02 | 2031-05-01 | 5 | 2031 | 2031 | SPRING | 16 | 16 | 16 | 16 | 16 | 16 | 5 | 18 | 18 | 18 | 18 | 18 | 18 | 10
ALT-02 | 2031-06-01 | 6 | 2031 | 2031 | SUMMER | 15 | 15 | 15 | 15 | 15 | 15 | 5 | 17 | 17 | 17 | 17 | 17 | 17 | 10
ALT-02 | 2031-07-01 | 7 | 2031 | 2031 | SUMMER | 15 | 15 | 15 | 15 | 15 | 15 | 5 | 17 | 17 | 17 | 17 | 17 | 17 | 10
ALT-02 | 2031-08-01 | 8 | 2031 | 2031 | SUMMER | 15 | 15 | 15 | 15 | 15 | 15 | 5 | 17 | 17 | 17 | 17 | 17 | 17 | 10
ALT-02 | 2031-09-01 | 9 | 2031 | 2031 | SUMMER | 16 | 16 | 16 | 16 | 16 | 16 | 5 | 17 | 17 | 17 | 17 | 17 | 17 | 10
ALT-02 | 2031-10-01 | 10 | 2032 | 2031 | FALL | 18 | 18 | 18 | 18 | 18 | 18 | 5 | 18 | 18 | 18 | 18 | 18 | 18 | 10
ALT-02 | 2031-11-01 | 11 | 2032 | 2031 | FALL | 19 | 19 | 19 | 19 | 19 | 19 | 5 | 19 | 19 | 19 | 19 | 19 | 19 | 10
ALT-02 | 2031-12-01 | 12 | 2032 | 2031 | WINTER | 20 | 20 | 20 | 20 | 20 | 20 | 5 | 20 | 20 | 20 | 20 | 20 | 20 | 10
ALT-02 | 2032-01-01 | 1 | 2032 | 2032 | WINTER | 20 | 20 | 20 | 20 | 20 | 20 | 5 | 20 | 20 | 20 | 20 | 20 | 20 | 10
ALT-02 | 2032-02-01 | 2 | 2032 | 2032 | WINTER | 20 | 20 | 20 | 20 | 20 | 20 | 5 | 20 | 20 | 20 | 20 | 20 | 20 | 10
ALT-02 | 2032-03-01 | 3 | 2032 | 2032 | WINTER | 19 | 19 | 19 | 19 | 19 | 19 | 5 | 19 | 19 | 19 | 19 | 19 | 19 | 10
ALT-02 | 2032-04-01 | 4 | 2032 | 2032 | SPRING | 18 | 18 | 18 | 18 | 18 | 18 | 5 | 18 | 18 | 18 | 18 | 18 | 18 | 10
ALT-02 | 2032-05-01 | 5 | 2032 | 2032 | SPRING | 16 | 16 | 16 | 16 | 16 | 16 | 5 | 18 | 18 | 18 | 18 | 18 | 18 | 10
ALT-02 | 2032-06-01 | 6 | 2032 | 2032 | SUMMER | 15 | 15 | 15 | 15 | 15 | 15 | 5 | 17 | 17 | 17 | 17 | 17 | 17 | 10
ALT-02 | 2032-07-01 | 7 | 2032 | 2032 | SUMMER | 15 | 15 | 15 | 15 | 15 | 15 | 5 | 17 | 17 | 17 | 17 | 17 | 17 | 10
ALT-02 | 2032-08-01 | 8 | 2032 | 2032 | SUMMER | 15 | 15 | 15 | 15 | 15 | 15 | 5 | 17 | 17 | 17 | 17 | 17 | 17 | 10
ALT-02 | 2032-09-01 | 9 | 2032 | 2032 | SUMMER | 16 | 16 | 16 | 16 | 16 | 16 | 5 | 17 | 17 | 17 | 17 | 17 | 17 | 10
ALT-02 | 2032-10-01 | 10 | 2033 | 2032 | FALL | 18 | 18 | 18 | 18 | 18 | 18 | 5 | 18 | 18 | 18 | 18 | 18 | 18 | 10
ALT-02 | 2032-11-01 | 11 | 2033 | 2032 | FALL | 19 | 19 | 19 | 19 | 19 | 19 | 5 | 19 | 19 | 19 | 19 | 19 | 19 | 10
ALT-02 | 2032-12-01 | 12 | 2033 | 2032 | WINTER | 20 | 20 | 20 | 20 | 20 | 20 | 5 | 20 | 20 | 20 | 20 | 20 | 20 | 10
ALT-02 | 2033-01-01 | 1 | 2033 | 2033 | WINTER | 20 | 20 | 20 | 20 | 20 | 20 | 5 | 20 | 20 | 20 | 20 | 20 | 20 | 10
ALT-02 | 2033-02-01 | 2 | 2033 | 2033 | WINTER | 20 | 20 | 20 | 20 | 20 | 20 | 5 | 20 | 20 | 20 | 20 | 20 | 20 | 10
ALT-02 | 2033-03-01 | 3 | 2033 | 2033 | WINTER | 19 | 19 | 19 | 19 | 19 | 19 | 5 | 19 | 19 | 19 | 19 | 19 | 19 | 10
ALT-02 | 2033-04-01 | 4 | 2033 | 2033 | SPRING | 18 | 18 | 18 | 18 | 18 | 18 | 5 | 18 | 18 | 18 | 18 | 18 | 18 | 10
ALT-02 | 2033-05-01 | 5 | 2033 | 2033 | SPRING | 16 | 16 | 16 | 16 | 16 | 16 | 5 | 18 | 18 | 18 | 18 | 18 | 18 | 10
ALT-02 | 2033-06-01 | 6 | 2033 | 2033 | SUMMER | 15 | 15 | 15 | 15 | 15 | 15 | 5 | 17 | 17 | 17 | 17 | 17 | 17 | 10
ALT-02 | 2033-07-01 | 7 | 2033 | 2033 | SUMMER | 15 | 15 | 15 | 15 | 15 | 15 | 5 | 17 | 17 | 17 | 17 | 17 | 17 | 10
ALT-02 | 2033-08-01 | 8 | 2033 | 2033 | SUMMER | 15 | 15 | 15 | 15 | 15 | 15 | 5 | 17 | 17 | 17 | 17 | 17 | 17 | 10
ALT-02 | 2033-09-01 | 9 | 2033 | 2033 | SUMMER | 16 | 16 | 16 | 16 | 16 | 16 | 5 | 17 | 17 | 17 | 17 | 17 | 17 | 10
ALT-02 | 2033-10-01 | 10 | 2034 | 2033 | FALL | 18 | 18 | 18 | 18 | 18 | 18 | 5 | 18 | 18 | 18 | 18 | 18 | 18 | 10
ALT-02 | 2033-11-01 | 11 | 2034 | 2033 | FALL | 19 | 19 | 19 | 19 | 19 | 19 | 5 | 19 | 19 | 19 | 19 | 19 | 19 | 10
ALT-02 | 2033-12-01 | 12 | 2034 | 2033 | WINTER | 20 | 20 | 20 | 20 | 20 | 20 | 5 | 20 | 20 | 20 | 20 | 20 | 20 | 10
ALT-02 | 2034-01-01 | 1 | 2034 | 2034 | WINTER | 20 | 20 | 20 | 20 | 20 | 20 | 5 | 20 | 20 | 20 | 20 | 20 | 20 | 10
ALT-02 | 2034-02-01 | 2 | 2034 | 2034 | WINTER | 20 | 20 | 20 | 20 | 20 | 20 | 5 | 20 | 20 | 20 | 20 | 20 | 20 | 10
ALT-02 | 2034-03-01 | 3 | 2034 | 2034 | WINTER | 19 | 19 | 19 | 19 | 19 | 19 | 5 | 19 | 19 | 19 | 19 | 19 | 19 | 10
ALT-02 | 2034-04-01 | 4 | 2034 | 2034 | SPRING | 18 | 18 | 18 | 18 | 18 | 18 | 5 | 18 | 18 | 18 | 18 | 18 | 18 | 10
ALT-02 | 2034-05-01 | 5 | 2034 | 2034 | SPRING | 16 | 16 | 16 | 16 | 16 | 16 | 5 | 18 | 18 | 18 | 18 | 18 | 18 | 10
ALT-02 | 2034-06-01 | 6 | 2034 | 2034 | SUMMER | 15 | 15 | 15 | 15 | 15 | 15 | 5 | 17 | 17 | 17 | 17 | 17 | 17 | 10
ALT-02 | 2034-07-01 | 7 | 2034 | 2034 | SUMMER | 15 | 15 | 15 | 15 | 15 | 15 | 5 | 17 | 17 | 17 | 17 | 17 | 17 | 10
ALT-02 | 2034-08-01 | 8 | 2034 | 2034 | SUMMER | 15 | 15 | 15 | 15 | 15 | 15 | 5 | 17 | 17 | 17 | 17 | 17 | 17 | 10
ALT-02 | 2034-09-01 | 9 | 2034 | 2034 | SUMMER | 16 | 16 | 16 | 16 | 16 | 16 | 5 | 17 | 17 | 17 | 17 | 17 | 17 | 10
ALT-02 | 2034-10-01 | 10 | 2035 | 2034 | FALL | 18 | 18 | 18 | 18 | 18 | 18 | 5 | 18 | 18 | 18 | 18 | 18 | 18 | 10
ALT-02 | 2034-11-01 | 11 | 2035 | 2034 | FALL | 19 | 19 | 19 | 19 | 19 | 19 | 5 | 19 | 19 | 19 | 19 | 19 | 19 | 10
ALT-02 | 2034-12-01 | 12 | 2035 | 2034 | WINTER | 20 | 20 | 20 | 20 | 20 | 20 | 5 | 20 | 20 | 20 | 20 | 20 | 20 | 10
ALT-02 | 2035-01-01 | 1 | 2035 | 2035 | WINTER | 20 | 20 | 20 | 20 | 20 | 20 | 5 | 20 | 20 | 20 | 20 | 20 | 20 | 10
ALT-02 | 2035-02-01 | 2 | 2035 | 2035 | WINTER | 20 | 20 | 20 | 20 | 20 | 20 | 5 | 20 | 20 | 20 | 20 | 20 | 20 | 10
ALT-02 | 2035-03-01 | 3 | 2035 | 2035 | WINTER | 19 | 19 | 19 | 19 | 19 | 19 | 5 | 19 | 19 | 19 | 19 | 19 | 19 | 10
ALT-02 | 2035-04-01 | 4 | 2035 | 2035 | SPRING | 18 | 18 | 18 | 18 | 18 | 18 | 5 | 18 | 18 | 18 | 18 | 18 | 18 | 10
ALT-02 | 2035-05-01 | 5 | 2035 | 2035 | SPRING | 16 | 16 | 16 | 16 | 16 | 16 | 5 | 18 | 18 | 18 | 18 | 18 | 18 | 10
ALT-02 | 2035-06-01 | 6 | 2035 | 2035 | SUMMER | 15 | 15 | 15 | 15 | 15 | 15 | 5 | 17 | 17 | 17 | 17 | 17 | 17 | 10
ALT-02 | 2035-07-01 | 7 | 2035 | 2035 | SUMMER | 15 | 15 | 15 | 15 | 15 | 15 | 5 | 17 | 17 | 17 | 17 | 17 | 17 | 10
ALT-02 | 2035-08-01 | 8 | 2035 | 2035 | SUMMER | 15 | 15 | 15 | 15 | 15 | 15 | 5 | 17 | 17 | 17 | 17 | 17 | 17 | 10
ALT-02 | 2035-09-01 | 9 | 2035 | 2035 | SUMMER | 16 | 16 | 16 | 16 | 16 | 16 | 5 | 17 | 17 | 17 | 17 | 17 | 17 | 10
ALT-02 | 2035-10-01 | 10 | 2036 | 2035 | FALL | 18 | 18 | 18 | 18 | 18 | 18 | 5 | 18 | 18 | 18 | 18 | 18 | 18 | 10
ALT-02 | 2035-11-01 | 11 | 2036 | 2035 | FALL | 19 | 19 | 19 | 19 | 19 | 19 | 5 | 19 | 19 | 19 | 19 | 19 | 19 | 10
ALT-02 | 2035-12-01 | 12 | 2036 | 2035 | WINTER | 20 | 20 | 20 | 20 | 20 | 20 | 5 | 20 | 20 | 20 | 20 | 20 | 20 | 10
ALT-02 | 2036-01-01 | 1 | 2036 | 2036 | WINTER | 20 | 20 | 20 | 20 | 20 | 20 | 5 | 20 | 20 | 20 | 20 | 20 | 20 | 10
ALT-02 | 2036-02-01 | 2 | 2036 | 2036 | WINTER | 20 | 20 | 20 | 20 | 20 | 20 | 5 | 20 | 20 | 20 | 20 | 20 | 20 | 10
ALT-02 | 2036-03-01 | 3 | 2036 | 2036 | WINTER | 19 | 19 | 19 | 19 | 19 | 19 | 5 | 19 | 19 | 19 | 19 | 19 | 19 | 10
ALT-02 | 2036-04-01 | 4 | 2036 | 2036 | SPRING | 18 | 18 | 18 | 18 | 18 | 18 | 5 | 18 | 18 | 18 | 18 | 18 | 18 | 10
ALT-02 | 2036-05-01 | 5 | 2036 | 2036 | SPRING | 16 | 16 | 16 | 16 | 16 | 16 | 5 | 18 | 18 | 18 | 18 | 18 | 18 | 10
ALT-02 | 2036-06-01 | 6 | 2036 | 2036 | SUMMER | 15 | 15 | 15 | 15 | 15 | 15 | 5 | 17 | 17 | 17 | 17 | 17 | 17 | 10
ALT-02 | 2036-07-01 | 7 | 2036 | 2036 | SUMMER | 15 | 15 | 15 | 15 | 15 | 15 | 5 | 17 | 17 | 17 | 17 | 17 | 17 | 10
ALT-02 | 2036-08-01 | 8 | 2036 | 2036 | SUMMER | 15 | 15 | 15 | 15 | 15 | 15 | 5 | 17 | 17 | 17 | 17 | 17 | 17 | 10
ALT-02 | 2036-09-01 | 9 | 2036 | 2036 | SUMMER | 16 | 16 | 16 | 16 | 16 | 16 | 5 | 17 | 17 | 17 | 17 | 17 | 17 | 10
ALT-02 | 2036-10-01 | 10 | 2037 | 2036 | FALL | 18 | 18 | 18 | 18 | 18 | 18 | 5 | 18 | 18 | 18 | 18 | 18 | 18 | 10
ALT-02 | 2036-11-01 | 11 | 2037 | 2036 | FALL | 19 | 19 | 19 | 19 | 19 | 19 | 5 | 19 | 19 | 19 | 19 | 19 | 19 | 10
ALT-02 | 2036-12-01 | 12 | 2037 | 2036 | WINTER | 20 | 20 | 20 | 20 | 20 | 20 | 5 | 20 | 20 | 20 | 20 | 20 | 20 | 10
ALT-02 | 2037-01-01 | 1 | 2037 | 2037 | WINTER | 20 | 20 | 20 | 20 | 20 | 20 | 5 | 20 | 20 | 20 | 20 | 20 | 20 | 10
ALT-02 | 2037-02-01 | 2 | 2037 | 2037 | WINTER | 20 | 20 | 20 | 20 | 20 | 20 | 5 | 20 | 20 | 20 | 20 | 20 | 20 | 10
ALT-02 | 2037-03-01 | 3 | 2037 | 2037 | WINTER | 19 | 19 | 19 | 19 | 19 | 19 | 5 | 19 | 19 | 19 | 19 | 19 | 19 | 10
ALT-02 | 2037-04-01 | 4 | 2037 | 2037 | SPRING | 18 | 18 | 18 | 18 | 18 | 18 | 5 | 18 | 18 | 18 | 18 | 18 | 18 | 10
ALT-02 | 2037-05-01 | 5 | 2037 | 2037 | SPRING | 16 | 16 | 16 | 16 | 16 | 16 | 5 | 18 | 18 | 18 | 18 | 18 | 18 | 10
ALT-02 | 2037-06-01 | 6 | 2037 | 2037 | SUMMER | 15 | 15 | 15 | 15 | 15 | 15 | 5 | 17 | 17 | 17 | 17 | 17 | 17 | 10
ALT-02 | 2037-07-01 | 7 | 2037 | 2037 | SUMMER | 15 | 15 | 15 | 15 | 15 | 15 | 5 | 17 | 17 | 17 | 17 | 17 | 17 | 10
ALT-02 | 2037-08-01 | 8 | 2037 | 2037 | SUMMER | 15 | 15 | 15 | 15 | 15 | 15 | 5 | 17 | 17 | 17 | 17 | 17 | 17 | 10
ALT-02 | 2037-09-01 | 9 | 2037 | 2037 | SUMMER | 16 | 16 | 16 | 16 | 16 | 16 | 5 | 17 | 17 | 17 | 17 | 17 | 17 | 10
ALT-02 | 2037-10-01 | 10 | 2038 | 2037 | FALL | 18 | 18 | 18 | 18 | 18 | 18 | 5 | 18 | 18 | 18 | 18 | 18 | 18 | 10
ALT-02 | 2037-11-01 | 11 | 2038 | 2037 | FALL | 19 | 19 | 19 | 19 | 19 | 19 | 5 | 19 | 19 | 19 | 19 | 19 | 19 | 10
ALT-02 | 2037-12-01 | 12 | 2038 | 2037 | WINTER | 20 | 20 | 20 | 20 | 20 | 20 | 5 | 20 | 20 | 20 | 20 | 20 | 20 | 10
ALT-02 | 2038-01-01 | 1 | 2038 | 2038 | WINTER | 20 | 20 | 20 | 20 | 20 | 20 | 5 | 20 | 20 | 20 | 20 | 20 | 20 | 10
ALT-02 | 2038-02-01 | 2 | 2038 | 2038 | WINTER | 20 | 20 | 20 | 20 | 20 | 20 | 5 | 20 | 20 | 20 | 20 | 20 | 20 | 10
ALT-02 | 2038-03-01 | 3 | 2038 | 2038 | WINTER | 19 | 19 | 19 | 19 | 19 | 19 | 5 | 19 | 19 | 19 | 19 | 19 | 19 | 10
ALT-02 | 2038-04-01 | 4 | 2038 | 2038 | SPRING | 18 | 18 | 18 | 18 | 18 | 18 | 5 | 18 | 18 | 18 | 18 | 18 | 18 | 10
ALT-02 | 2038-05-01 | 5 | 2038 | 2038 | SPRING | 16 | 16 | 16 | 16 | 16 | 16 | 5 | 18 | 18 | 18 | 18 | 18 | 18 | 10
ALT-02 | 2038-06-01 | 6 | 2038 | 2038 | SUMMER | 15 | 15 | 15 | 15 | 15 | 15 | 5 | 17 | 17 | 17 | 17 | 17 | 17 | 10
ALT-02 | 2038-07-01 | 7 | 2038 | 2038 | SUMMER | 15 | 15 | 15 | 15 | 15 | 15 | 5 | 17 | 17 | 17 | 17 | 17 | 17 | 10
ALT-02 | 2038-08-01 | 8 | 2038 | 2038 | SUMMER | 15 | 15 | 15 | 15 | 15 | 15 | 5 | 17 | 17 | 17 | 17 | 17 | 17 | 10
ALT-02 | 2038-09-01 | 9 | 2038 | 2038 | SUMMER | 16 | 16 | 16 | 16 | 16 | 16 | 5 | 17 | 17 | 17 | 17 | 17 | 17 | 10
ALT-02 | 2038-10-01 | 10 | 2039 | 2038 | FALL | 18 | 18 | 18 | 18 | 18 | 18 | 5 | 18 | 18 | 18 | 18 | 18 | 18 | 10
ALT-02 | 2038-11-01 | 11 | 2039 | 2038 | FALL | 19 | 19 | 19 | 19 | 19 | 19 | 5 | 19 | 19 | 19 | 19 | 19 | 19 | 10
ALT-02 | 2038-12-01 | 12 | 2039 | 2038 | WINTER | 20 | 20 | 20 | 20 | 20 | 20 | 5 | 20 | 20 | 20 | 20 | 20 | 20 | 10
ALT-02 | 2039-01-01 | 1 | 2039 | 2039 | WINTER | 20 | 20 | 20 | 20 | 20 | 20 | 5 | 20 | 20 | 20 | 20 | 20 | 20 | 10
ALT-02 | 2039-02-01 | 2 | 2039 | 2039 | WINTER | 20 | 20 | 20 | 20 | 20 | 20 | 5 | 20 | 20 | 20 | 20 | 20 | 20 | 10
ALT-02 | 2039-03-01 | 3 | 2039 | 2039 | WINTER | 19 | 19 | 19 | 19 | 19 | 19 | 5 | 19 | 19 | 19 | 19 | 19 | 19 | 10
ALT-02 | 2039-04-01 | 4 | 2039 | 2039 | SPRING | 18 | 18 | 18 | 18 | 18 | 18 | 5 | 18 | 18 | 18 | 18 | 18 | 18 | 10
ALT-02 | 2039-05-01 | 5 | 2039 | 2039 | SPRING | 16 | 16 | 16 | 16 | 16 | 16 | 5 | 18 | 18 | 18 | 18 | 18 | 18 | 10
ALT-02 | 2039-06-01 | 6 | 2039 | 2039 | SUMMER | 15 | 15 | 15 | 15 | 15 | 15 | 5 | 17 | 17 | 17 | 17 | 17 | 17 | 10
ALT-02 | 2039-07-01 | 7 | 2039 | 2039 | SUMMER | 15 | 15 | 15 | 15 | 15 | 15 | 5 | 17 | 17 | 17 | 17 | 17 | 17 | 10
ALT-02 | 2039-08-01 | 8 | 2039 | 2039 | SUMMER | 15 | 15 | 15 | 15 | 15 | 15 | 5 | 17 | 17 | 17 | 17 | 17 | 17 | 10
ALT-02 | 2039-09-01 | 9 | 2039 | 2039 | SUMMER | 16 | 16 | 16 | 16 | 16 | 16 | 5 | 17 | 17 | 17 | 17 | 17 | 17 | 10
ALT-02 | 2039-10-01 | 10 | 2040 | 2039 | FALL | 18 | 18 | 18 | 18 | 18 | 18 | 5 | 18 | 18 | 18 | 18 | 18 | 18 | 10
ALT-02 | 2039-11-01 | 11 | 2040 | 2039 | FALL | 19 | 19 | 19 | 19 | 19 | 19 | 5 | 19 | 19 | 19 | 19 | 19 | 19 | 10
ALT-02 | 2039-12-01 | 12 | 2040 | 2039 | WINTER | 20 | 20 | 20 | 20 | 20 | 20 | 5 | 20 | 20 | 20 | 20 | 20 | 20 | 10
ALT-02 | 2040-01-01 | 1 | 2040 | 2040 | WINTER | 20 | 20 | 20 | 20 | 20 | 20 | 5 | 20 | 20 | 20 | 20 | 20 | 20 | 10
ALT-02 | 2040-02-01 | 2 | 2040 | 2040 | WINTER | 20 | 20 | 20 | 20 | 20 | 20 | 5 | 20 | 20 | 20 | 20 | 20 | 20 | 10
ALT-02 | 2040-03-01 | 3 | 2040 | 2040 | WINTER | 19 | 19 | 19 | 19 | 19 | 19 | 5 | 19 | 19 | 19 | 19 | 19 | 19 | 10
ALT-02 | 2040-04-01 | 4 | 2040 | 2040 | SPRING | 18 | 18 | 18 | 18 | 18 | 18 | 5 | 18 | 18 | 18 | 18 | 18 | 18 | 10
ALT-02 | 2040-05-01 | 5 | 2040 | 2040 | SPRING | 16 | 16 | 16 | 16 | 16 | 16 | 5 | 18 | 18 | 18 | 18 | 18 | 18 | 10
ALT-02 | 2040-06-01 | 6 | 2040 | 2040 | SUMMER | 15 | 15 | 15 | 15 | 15 | 15 | 5 | 17 | 17 | 17 | 17 | 17 | 17 | 10
ALT-02 | 2040-07-01 | 7 | 2040 | 2040 | SUMMER | 15 | 15 | 15 | 15 | 15 | 15 | 5 | 17 | 17 | 17 | 17 | 17 | 17 | 10
ALT-02 | 2040-08-01 | 8 | 2040 | 2040 | SUMMER | 15 | 15 | 15 | 15 | 15 | 15 | 5 | 17 | 17 | 17 | 17 | 17 | 17 | 10
ALT-02 | 2040-09-01 | 9 | 2040 | 2040 | SUMMER | 16 | 16 | 16 | 16 | 16 | 16 | 5 | 17 | 17 | 17 | 17 | 17 | 17 | 10
ALT-02 | 2040-10-01 | 10 | 2041 | 2040 | FALL | 18 | 18 | 18 | 18 | 18 | 18 | 5 | 18 | 18 | 18 | 18 | 18 | 18 | 10
ALT-02 | 2040-11-01 | 11 | 2041 | 2040 | FALL | 19 | 19 | 19 | 19 | 19 | 19 | 5 | 19 | 19 | 19 | 19 | 19 | 19 | 10
ALT-02 | 2040-12-01 | 12 | 2041 | 2040 | WINTER | 20 | 20 | 20 | 20 | 20 | 20 | 5 | 20 | 20 | 20 | 20 | 20 | 20 | 10
ALT-02 | 2041-01-01 | 1 | 2041 | 2041 | WINTER | 20 | 20 | 20 | 20 | 20 | 20 | 5 | 20 | 20 | 20 | 20 | 20 | 20 | 10
ALT-02 | 2041-02-01 | 2 | 2041 | 2041 | WINTER | 20 | 20 | 20 | 20 | 20 | 20 | 5 | 20 | 20 | 20 | 20 | 20 | 20 | 10
ALT-02 | 2041-03-01 | 3 | 2041 | 2041 | WINTER | 19 | 19 | 19 | 19 | 19 | 19 | 5 | 19 | 19 | 19 | 19 | 19 | 19 | 10
ALT-02 | 2041-04-01 | 4 | 2041 | 2041 | SPRING | 18 | 18 | 18 | 18 | 18 | 18 | 5 | 18 | 18 | 18 | 18 | 18 | 18 | 10
ALT-02 | 2041-05-01 | 5 | 2041 | 2041 | SPRING | 16 | 16 | 16 | 16 | 16 | 16 | 5 | 18 | 18 | 18 | 18 | 18 | 18 | 10
ALT-02 | 2041-06-01 | 6 | 2041 | 2041 | SUMMER | 15 | 15 | 15 | 15 | 15 | 15 | 5 | 17 | 17 | 17 | 17 | 17 | 17 | 10
ALT-02 | 2041-07-01 | 7 | 2041 | 2041 | SUMMER | 15 | 15 | 15 | 15 | 15 | 15 | 5 | 17 | 17 | 17 | 17 | 17 | 17 | 10
ALT-02 | 2041-08-01 | 8 | 2041 | 2041 | SUMMER | 15 | 15 | 15 | 15 | 15 | 15 | 5 | 17 | 17 | 17 | 17 | 17 | 17 | 10
ALT-02 | 2041-09-01 | 9 | 2041 | 2041 | SUMMER | 16 | 16 | 16 | 16 | 16 | 16 | 5 | 17 | 17 | 17 | 17 | 17 | 17 | 10
ALT-02 | 2041-10-01 | 10 | 2042 | 2041 | FALL | 18 | 18 | 18 | 18 | 18 | 18 | 5 | 18 | 18 | 18 | 18 | 18 | 18 | 10
ALT-02 | 2041-11-01 | 11 | 2042 | 2041 | FALL | 19 | 19 | 19 | 19 | 19 | 19 | 5 | 19 | 19 | 19 | 19 | 19 | 19 | 10
ALT-02 | 2041-12-01 | 12 | 2042 | 2041 | WINTER | 20 | 20 | 20 | 20 | 20 | 20 | 5 | 20 | 20 | 20 | 20 | 20 | 20 | 10
ALT-02 | 2042-01-01 | 1 | 2042 | 2042 | WINTER | 20 | 20 | 20 | 20 | 20 | 20 | 5 | 20 | 20 | 20 | 20 | 20 | 20 | 10
ALT-02 | 2042-02-01 | 2 | 2042 | 2042 | WINTER | 20 | 20 | 20 | 20 | 20 | 20 | 5 | 20 | 20 | 20 | 20 | 20 | 20 | 10
ALT-02 | 2042-03-01 | 3 | 2042 | 2042 | WINTER | 19 | 19 | 19 | 19 | 19 | 19 | 5 | 19 | 19 | 19 | 19 | 19 | 19 | 10
ALT-02 | 2042-04-01 | 4 | 2042 | 2042 | SPRING | 18 | 18 | 18 | 18 | 18 | 18 | 5 | 18 | 18 | 18 | 18 | 18 | 18 | 10
ALT-02 | 2042-05-01 | 5 | 2042 | 2042 | SPRING | 16 | 16 | 16 | 16 | 16 | 16 | 5 | 18 | 18 | 18 | 18 | 18 | 18 | 10
ALT-02 | 2042-06-01 | 6 | 2042 | 2042 | SUMMER | 15 | 15 | 15 | 15 | 15 | 15 | 5 | 17 | 17 | 17 | 17 | 17 | 17 | 10
ALT-02 | 2042-07-01 | 7 | 2042 | 2042 | SUMMER | 15 | 15 | 15 | 15 | 15 | 15 | 5 | 17 | 17 | 17 | 17 | 17 | 17 | 10
ALT-02 | 2042-08-01 | 8 | 2042 | 2042 | SUMMER | 15 | 15 | 15 | 15 | 15 | 15 | 5 | 17 | 17 | 17 | 17 | 17 | 17 | 10
ALT-02 | 2042-09-01 | 9 | 2042 | 2042 | SUMMER | 16 | 16 | 16 | 16 | 16 | 16 | 5 | 17 | 17 | 17 | 17 | 17 | 17 | 10
ALT-02 | 2042-10-01 | 10 | 2043 | 2042 | FALL | 18 | 18 | 18 | 18 | 18 | 18 | 5 | 18 | 18 | 18 | 18 | 18 | 18 | 10
ALT-02 | 2042-11-01 | 11 | 2043 | 2042 | FALL | 19 | 19 | 19 | 19 | 19 | 19 | 5 | 19 | 19 | 19 | 19 | 19 | 19 | 10
ALT-02 | 2042-12-01 | 12 | 2043 | 2042 | WINTER | 20 | 20 | 20 | 20 | 20 | 20 | 5 | 20 | 20 | 20 | 20 | 20 | 20 | 10
ALT-02 | 2043-01-01 | 1 | 2043 | 2043 | WINTER | 20 | 20 | 20 | 20 | 20 | 20 | 5 | 20 | 20 | 20 | 20 | 20 | 20 | 10
ALT-02 | 2043-02-01 | 2 | 2043 | 2043 | WINTER | 20 | 20 | 20 | 20 | 20 | 20 | 5 | 20 | 20 | 20 | 20 | 20 | 20 | 10
ALT-02 | 2043-03-01 | 3 | 2043 | 2043 | WINTER | 19 | 19 | 19 | 19 | 19 | 19 | 5 | 19 | 19 | 19 | 19 | 19 | 19 | 10
ALT-02 | 2043-04-01 | 4 | 2043 | 2043 | SPRING | 18 | 18 | 18 | 18 | 18 | 18 | 5 | 18 | 18 | 18 | 18 | 18 | 18 | 10
ALT-02 | 2043-05-01 | 5 | 2043 | 2043 | SPRING | 16 | 16 | 16 | 16 | 16 | 16 | 5 | 18 | 18 | 18 | 18 | 18 | 18 | 10
ALT-02 | 2043-06-01 | 6 | 2043 | 2043 | SUMMER | 15 | 15 | 15 | 15 | 15 | 15 | 5 | 17 | 17 | 17 | 17 | 17 | 17 | 10
ALT-02 | 2043-07-01 | 7 | 2043 | 2043 | SUMMER | 15 | 15 | 15 | 15 | 15 | 15 | 5 | 17 | 17 | 17 | 17 | 17 | 17 | 10
ALT-02 | 2043-08-01 | 8 | 2043 | 2043 | SUMMER | 15 | 15 | 15 | 15 | 15 | 15 | 5 | 17 | 17 | 17 | 17 | 17 | 17 | 10
ALT-02 | 2043-09-01 | 9 | 2043 | 2043 | SUMMER | 16 | 16 | 16 | 16 | 16 | 16 | 5 | 17 | 17 | 17 | 17 | 17 | 17 | 10
ALT-02 | 2043-10-01 | 10 | 2044 | 2043 | FALL | 18 | 18 | 18 | 18 | 18 | 18 | 5 | 18 | 18 | 18 | 18 | 18 | 18 | 10
ALT-02 | 2043-11-01 | 11 | 2044 | 2043 | FALL | 19 | 19 | 19 | 19 | 19 | 19 | 5 | 19 | 19 | 19 | 19 | 19 | 19 | 10
ALT-02 | 2043-12-01 | 12 | 2044 | 2043 | WINTER | 20 | 20 | 20 | 20 | 20 | 20 | 5 | 20 | 20 | 20 | 20 | 20 | 20 | 10
ALT-02 | 2044-01-01 | 1 | 2044 | 2044 | WINTER | 20 | 20 | 20 | 20 | 20 | 20 | 5 | 20 | 20 | 20 | 20 | 20 | 20 | 10
ALT-02 | 2044-02-01 | 2 | 2044 | 2044 | WINTER | 20 | 20 | 20 | 20 | 20 | 20 | 5 | 20 | 20 | 20 | 20 | 20 | 20 | 10
ALT-02 | 2044-03-01 | 3 | 2044 | 2044 | WINTER | 19 | 19 | 19 | 19 | 19 | 19 | 5 | 19 | 19 | 19 | 19 | 19 | 19 | 10
ALT-02 | 2044-04-01 | 4 | 2044 | 2044 | SPRING | 18 | 18 | 18 | 18 | 18 | 18 | 5 | 18 | 18 | 18 | 18 | 18 | 18 | 10
ALT-02 | 2044-05-01 | 5 | 2044 | 2044 | SPRING | 16 | 16 | 16 | 16 | 16 | 16 | 5 | 18 | 18 | 18 | 18 | 18 | 18 | 10
ALT-02 | 2044-06-01 | 6 | 2044 | 2044 | SUMMER | 15 | 15 | 15 | 15 | 15 | 15 | 5 | 17 | 17 | 17 | 17 | 17 | 17 | 10
ALT-02 | 2044-07-01 | 7 | 2044 | 2044 | SUMMER | 15 | 15 | 15 | 15 | 15 | 15 | 5 | 17 | 17 | 17 | 17 | 17 | 17 | 10
ALT-02 | 2044-08-01 | 8 | 2044 | 2044 | SUMMER | 15 | 15 | 15 | 15 | 15 | 15 | 5 | 17 | 17 | 17 | 17 | 17 | 17 | 10
ALT-02 | 2044-09-01 | 9 | 2044 | 2044 | SUMMER | 16 | 16 | 16 | 16 | 16 | 16 | 5 | 17 | 17 | 17 | 17 | 17 | 17 | 10
ALT-02 | 2044-10-01 | 10 | 2045 | 2044 | FALL | 18 | 18 | 18 | 18 | 18 | 18 | 5 | 18 | 18 | 18 | 18 | 18 | 18 | 10
ALT-02 | 2044-11-01 | 11 | 2045 | 2044 | FALL | 19 | 19 | 19 | 19 | 19 | 19 | 5 | 19 | 19 | 19 | 19 | 19 | 19 | 10
ALT-02 | 2044-12-01 | 12 | 2045 | 2044 | WINTER | 20 | 20 | 20 | 20 | 20 | 20 | 5 | 20 | 20 | 20 | 20 | 20 | 20 | 10
ALT-02 | 2045-01-01 | 1 | 2045 | 2045 | WINTER | 20 | 20 | 20 | 20 | 20 | 20 | 5 | 20 | 20 | 20 | 20 | 20 | 20 | 10
ALT-02 | 2045-02-01 | 2 | 2045 | 2045 | WINTER | 20 | 20 | 20 | 20 | 20 | 20 | 5 | 20 | 20 | 20 | 20 | 20 | 20 | 10
ALT-02 | 2045-03-01 | 3 | 2045 | 2045 | WINTER | 19 | 19 | 19 | 19 | 19 | 19 | 5 | 19 | 19 | 19 | 19 | 19 | 19 | 10
ALT-02 | 2045-04-01 | 4 | 2045 | 2045 | SPRING | 18 | 18 | 18 | 18 | 18 | 18 | 5 | 18 | 18 | 18 | 18 | 18 | 18 | 10
ALT-02 | 2045-05-01 | 5 | 2045 | 2045 | SPRING | 16 | 16 | 16 | 16 | 16 | 16 | 5 | 18 | 18 | 18 | 18 | 18 | 18 | 10
ALT-02 | 2045-06-01 | 6 | 2045 | 2045 | SUMMER | 15 | 15 | 15 | 15 | 15 | 15 | 5 | 17 | 17 | 17 | 17 | 17 | 17 | 10
ALT-02 | 2045-07-01 | 7 | 2045 | 2045 | SUMMER | 15 | 15 | 15 | 15 | 15 | 15 | 5 | 17 | 17 | 17 | 17 | 17 | 17 | 10
ALT-02 | 2045-08-01 | 8 | 2045 | 2045 | SUMMER | 15 | 15 | 15 | 15 | 15 | 15 | 5 | 17 | 17 | 17 | 17 | 17 | 17 | 10
ALT-02 | 2045-09-01 | 9 | 2045 | 2045 | SUMMER | 16 | 16 | 16 | 16 | 16 | 16 | 5 | 17 | 17 | 17 | 17 | 17 | 17 | 10
ALT-02 | 2045-10-01 | 10 | 2046 | 2045 | FALL | 18 | 18 | 18 | 18 | 18 | 18 | 5 | 18 | 18 | 18 | 18 | 18 | 18 | 10
ALT-02 | 2045-11-01 | 11 | 2046 | 2045 | FALL | 19 | 19 | 19 | 19 | 19 | 19 | 5 | 19 | 19 | 19 | 19 | 19 | 19 | 10
ALT-02 | 2045-12-01 | 12 | 2046 | 2045 | WINTER | 20 | 20 | 20 | 20 | 20 | 20 | 5 | 20 | 20 | 20 | 20 | 20 | 20 | 10
ALT-02 | 2046-01-01 | 1 | 2046 | 2046 | WINTER | 20 | 20 | 20 | 20 | 20 | 20 | 5 | 20 | 20 | 20 | 20 | 20 | 20 | 10
ALT-02 | 2046-02-01 | 2 | 2046 | 2046 | WINTER | 20 | 20 | 20 | 20 | 20 | 20 | 5 | 20 | 20 | 20 | 20 | 20 | 20 | 10
ALT-02 | 2046-03-01 | 3 | 2046 | 2046 | WINTER | 19 | 19 | 19 | 19 | 19 | 19 | 5 | 19 | 19 | 19 | 19 | 19 | 19 | 10
ALT-02 | 2046-04-01 | 4 | 2046 | 2046 | SPRING | 18 | 18 | 18 | 18 | 18 | 18 | 5 | 18 | 18 | 18 | 18 | 18 | 18 | 10
ALT-02 | 2046-05-01 | 5 | 2046 | 2046 | SPRING | 16 | 16 | 16 | 16 | 16 | 16 | 5 | 18 | 18 | 18 | 18 | 18 | 18 | 10
ALT-02 | 2046-06-01 | 6 | 2046 | 2046 | SUMMER | 15 | 15 | 15 | 15 | 15 | 15 | 5 | 17 | 17 | 17 | 17 | 17 | 17 | 10
ALT-02 | 2046-07-01 | 7 | 2046 | 2046 | SUMMER | 15 | 15 | 15 | 15 | 15 | 15 | 5 | 17 | 17 | 17 | 17 | 17 | 17 | 10
ALT-02 | 2046-08-01 | 8 | 2046 | 2046 | SUMMER | 15 | 15 | 15 | 15 | 15 | 15 | 5 | 17 | 17 | 17 | 17 | 17 | 17 | 10
ALT-02 | 2046-09-01 | 9 | 2046 | 2046 | SUMMER | 16 | 16 | 16 | 16 | 16 | 16 | 5 | 17 | 17 | 17 | 17 | 17 | 17 | 10
ALT-02 | 2046-10-01 | 10 | 2047 | 2046 | FALL | 18 | 18 | 18 | 18 | 18 | 18 | 5 | 18 | 18 | 18 | 18 | 18 | 18 | 10
ALT-02 | 2046-11-01 | 11 | 2047 | 2046 | FALL | 19 | 19 | 19 | 19 | 19 | 19 | 5 | 19 | 19 | 19 | 19 | 19 | 19 | 10
ALT-02 | 2046-12-01 | 12 | 2047 | 2046 | WINTER | 20 | 20 | 20 | 20 | 20 | 20 | 5 | 20 | 20 | 20 | 20 | 20 | 20 | 10
ALT-02 | 2047-01-01 | 1 | 2047 | 2047 | WINTER | 20 | 20 | 20 | 20 | 20 | 20 | 5 | 20 | 20 | 20 | 20 | 20 | 20 | 10
ALT-02 | 2047-02-01 | 2 | 2047 | 2047 | WINTER | 20 | 20 | 20 | 20 | 20 | 20 | 5 | 20 | 20 | 20 | 20 | 20 | 20 | 10
ALT-02 | 2047-03-01 | 3 | 2047 | 2047 | WINTER | 19 | 19 | 19 | 19 | 19 | 19 | 5 | 19 | 19 | 19 | 19 | 19 | 19 | 10
ALT-02 | 2047-04-01 | 4 | 2047 | 2047 | SPRING | 18 | 18 | 18 | 18 | 18 | 18 | 5 | 18 | 18 | 18 | 18 | 18 | 18 | 10
ALT-02 | 2047-05-01 | 5 | 2047 | 2047 | SPRING | 16 | 16 | 16 | 16 | 16 | 16 | 5 | 18 | 18 | 18 | 18 | 18 | 18 | 10
ALT-02 | 2047-06-01 | 6 | 2047 | 2047 | SUMMER | 15 | 15 | 15 | 15 | 15 | 15 | 5 | 17 | 17 | 17 | 17 | 17 | 17 | 10
ALT-02 | 2047-07-01 | 7 | 2047 | 2047 | SUMMER | 15 | 15 | 15 | 15 | 15 | 15 | 5 | 17 | 17 | 17 | 17 | 17 | 17 | 10
ALT-02 | 2047-08-01 | 8 | 2047 | 2047 | SUMMER | 15 | 15 | 15 | 15 | 15 | 15 | 5 | 17 | 17 | 17 | 17 | 17 | 17 | 10
ALT-02 | 2047-09-01 | 9 | 2047 | 2047 | SUMMER | 16 | 16 | 16 | 16 | 16 | 16 | 5 | 17 | 17 | 17 | 17 | 17 | 17 | 10
ALT-03 | 2016-10-01 | 10 | 2017 | 2016 | FALL | 18 | 18 | 18 | 18 | 18 | 18 | 5 | 18 | 18 | 18 | 18 | 18 | 18 | 10
ALT-03 | 2016-11-01 | 11 | 2017 | 2016 | FALL | 19 | 19 | 19 | 19 | 19 | 19 | 5 | 19 | 19 | 19 | 19 | 19 | 19 | 10
ALT-03 | 2016-12-01 | 12 | 2017 | 2016 | WINTER | 20 | 20 | 20 | 20 | 20 | 20 | 5 | 20 | 20 | 20 | 20 | 20 | 20 | 10
ALT-03 | 2017-01-01 | 1 | 2017 | 2017 | WINTER | 20 | 20 | 20 | 20 | 20 | 20 | 5 | 20 | 20 | 20 | 20 | 20 | 20 | 10
ALT-03 | 2017-02-01 | 2 | 2017 | 2017 | WINTER | 20 | 20 | 20 | 20 | 20 | 20 | 5 | 20 | 20 | 20 | 20 | 20 | 20 | 10
ALT-03 | 2017-03-01 | 3 | 2017 | 2017 | WINTER | 19 | 19 | 19 | 19 | 19 | 19 | 5 | 19 | 19 | 19 | 19 | 19 | 19 | 10
ALT-03 | 2017-04-01 | 4 | 2017 | 2017 | SPRING | 18 | 18 | 18 | 18 | 18 | 18 | 5 | 18 | 18 | 18 | 18 | 18 | 18 | 10
ALT-03 | 2017-05-01 | 5 | 2017 | 2017 | SPRING | 16 | 16 | 16 | 16 | 16 | 16 | 5 | 18 | 18 | 18 | 18 | 18 | 18 | 10
ALT-03 | 2017-06-01 | 6 | 2017 | 2017 | SUMMER | 15 | 15 | 15 | 15 | 15 | 15 | 5 | 17 | 17 | 17 | 17 | 17 | 17 | 10
ALT-03 | 2017-07-01 | 7 | 2017 | 2017 | SUMMER | 15 | 15 | 15 | 15 | 15 | 15 | 5 | 17 | 17 | 17 | 17 | 17 | 17 | 10
ALT-03 | 2017-08-01 | 8 | 2017 | 2017 | SUMMER | 15 | 15 | 15 | 15 | 15 | 15 | 5 | 17 | 17 | 17 | 17 | 17 | 17 | 10
ALT-03 | 2017-09-01 | 9 | 2017 | 2017 | SUMMER | 16 | 16 | 16 | 16 | 16 | 16 | 5 | 17 | 17 | 17 | 17 | 17 | 17 | 10
ALT-03 | 2017-10-01 | 10 | 2018 | 2017 | FALL | 18 | 18 | 18 | 18 | 18 | 18 | 5 | 18 | 18 | 18 | 18 | 18 | 18 | 10
ALT-03 | 2017-11-01 | 11 | 2018 | 2017 | FALL | 19 | 19 | 19 | 19 | 19 | 19 | 5 | 19 | 19 | 19 | 19 | 19 | 19 | 10
ALT-03 | 2017-12-01 | 12 | 2018 | 2017 | WINTER | 20 | 20 | 20 | 20 | 20 | 20 | 5 | 20 | 20 | 20 | 20 | 20 | 20 | 10
ALT-03 | 2018-01-01 | 1 | 2018 | 2018 | WINTER | 20 | 20 | 20 | 20 | 20 | 20 | 5 | 20 | 20 | 20 | 20 | 20 | 20 | 10
ALT-03 | 2018-02-01 | 2 | 2018 | 2018 | WINTER | 20 | 20 | 20 | 20 | 20 | 20 | 5 | 20 | 20 | 20 | 20 | 20 | 20 | 10
ALT-03 | 2018-03-01 | 3 | 2018 | 2018 | WINTER | 19 | 19 | 19 | 19 | 19 | 19 | 5 | 19 | 19 | 19 | 19 | 19 | 19 | 10
ALT-03 | 2018-04-01 | 4 | 2018 | 2018 | SPRING | 18 | 18 | 18 | 18 | 18 | 18 | 5 | 18 | 18 | 18 | 18 | 18 | 18 | 10
ALT-03 | 2018-05-01 | 5 | 2018 | 2018 | SPRING | 16 | 16 | 16 | 16 | 16 | 16 | 5 | 18 | 18 | 18 | 18 | 18 | 18 | 10
ALT-03 | 2018-06-01 | 6 | 2018 | 2018 | SUMMER | 15 | 15 | 15 | 15 | 15 | 15 | 5 | 17 | 17 | 17 | 17 | 17 | 17 | 10
ALT-03 | 2018-07-01 | 7 | 2018 | 2018 | SUMMER | 15 | 15 | 15 | 15 | 15 | 15 | 5 | 17 | 17 | 17 | 17 | 17 | 17 | 10
ALT-03 | 2018-08-01 | 8 | 2018 | 2018 | SUMMER | 15 | 15 | 15 | 15 | 15 | 15 | 5 | 17 | 17 | 17 | 17 | 17 | 17 | 10
ALT-03 | 2018-09-01 | 9 | 2018 | 2018 | SUMMER | 16 | 16 | 16 | 16 | 16 | 16 | 5 | 17 | 17 | 17 | 17 | 17 | 17 | 10
ALT-03 | 2018-10-01 | 10 | 2019 | 2018 | FALL | 18 | 18 | 18 | 18 | 18 | 18 | 5 | 18 | 18 | 18 | 18 | 18 | 18 | 10
ALT-03 | 2018-11-01 | 11 | 2019 | 2018 | FALL | 19 | 19 | 19 | 19 | 19 | 19 | 5 | 19 | 19 | 19 | 19 | 19 | 19 | 10
ALT-03 | 2018-12-01 | 12 | 2019 | 2018 | WINTER | 20 | 20 | 20 | 20 | 20 | 20 | 5 | 20 | 20 | 20 | 20 | 20 | 20 | 10
ALT-03 | 2019-01-01 | 1 | 2019 | 2019 | WINTER | 20 | 20 | 20 | 20 | 20 | 20 | 5 | 20 | 20 | 20 | 20 | 20 | 20 | 10
ALT-03 | 2019-02-01 | 2 | 2019 | 2019 | WINTER | 20 | 20 | 20 | 20 | 20 | 20 | 5 | 20 | 20 | 20 | 20 | 20 | 20 | 10
ALT-03 | 2019-03-01 | 3 | 2019 | 2019 | WINTER | 19 | 19 | 19 | 19 | 19 | 19 | 5 | 19 | 19 | 19 | 19 | 19 | 19 | 10
ALT-03 | 2019-04-01 | 4 | 2019 | 2019 | SPRING | 18 | 18 | 18 | 18 | 18 | 18 | 5 | 18 | 18 | 18 | 18 | 18 | 18 | 10
ALT-03 | 2019-05-01 | 5 | 2019 | 2019 | SPRING | 16 | 16 | 16 | 16 | 16 | 16 | 5 | 18 | 18 | 18 | 18 | 18 | 18 | 10
ALT-03 | 2019-06-01 | 6 | 2019 | 2019 | SUMMER | 15 | 15 | 15 | 15 | 15 | 15 | 5 | 17 | 17 | 17 | 17 | 17 | 17 | 10
ALT-03 | 2019-07-01 | 7 | 2019 | 2019 | SUMMER | 15 | 15 | 15 | 15 | 15 | 15 | 5 | 17 | 17 | 17 | 17 | 17 | 17 | 10
ALT-03 | 2019-08-01 | 8 | 2019 | 2019 | SUMMER | 15 | 15 | 15 | 15 | 15 | 15 | 5 | 17 | 17 | 17 | 17 | 17 | 17 | 10
ALT-03 | 2019-09-01 | 9 | 2019 | 2019 | SUMMER | 16 | 16 | 16 | 16 | 16 | 16 | 5 | 17 | 17 | 17 | 17 | 17 | 17 | 10
ALT-03 | 2019-10-01 | 10 | 2020 | 2019 | FALL | 18 | 18 | 18 | 18 | 18 | 18 | 5 | 18 | 18 | 18 | 18 | 18 | 18 | 10
ALT-03 | 2019-11-01 | 11 | 2020 | 2019 | FALL | 19 | 19 | 19 | 19 | 19 | 19 | 5 | 19 | 19 | 19 | 19 | 19 | 19 | 10
ALT-03 | 2019-12-01 | 12 | 2020 | 2019 | WINTER | 20 | 20 | 20 | 20 | 20 | 20 | 5 | 20 | 20 | 20 | 20 | 20 | 20 | 10
ALT-03 | 2020-01-01 | 1 | 2020 | 2020 | WINTER | 20 | 20 | 20 | 20 | 20 | 20 | 5 | 20 | 20 | 20 | 20 | 20 | 20 | 10
ALT-03 | 2020-02-01 | 2 | 2020 | 2020 | WINTER | 20 | 20 | 20 | 20 | 20 | 20 | 5 | 20 | 20 | 20 | 20 | 20 | 20 | 10
ALT-03 | 2020-03-01 | 3 | 2020 | 2020 | WINTER | 19 | 19 | 19 | 19 | 19 | 19 | 5 | 19 | 19 | 19 | 19 | 19 | 19 | 10
ALT-03 | 2020-04-01 | 4 | 2020 | 2020 | SPRING | 18 | 18 | 18 | 18 | 18 | 18 | 5 | 18 | 18 | 18 | 18 | 18 | 18 | 10
ALT-03 | 2020-05-01 | 5 | 2020 | 2020 | SPRING | 16 | 16 | 16 | 16 | 16 | 16 | 5 | 18 | 18 | 18 | 18 | 18 | 18 | 10
ALT-03 | 2020-06-01 | 6 | 2020 | 2020 | SUMMER | 15 | 15 | 15 | 15 | 15 | 15 | 5 | 17 | 17 | 17 | 17 | 17 | 17 | 10
ALT-03 | 2020-07-01 | 7 | 2020 | 2020 | SUMMER | 15 | 15 | 15 | 15 | 15 | 15 | 5 | 17 | 17 | 17 | 17 | 17 | 17 | 10
ALT-03 | 2020-08-01 | 8 | 2020 | 2020 | SUMMER | 15 | 15 | 15 | 15 | 15 | 15 | 5 | 17 | 17 | 17 | 17 | 17 | 17 | 10
ALT-03 | 2020-09-01 | 9 | 2020 | 2020 | SUMMER | 16 | 16 | 16 | 16 | 16 | 16 | 5 | 17 | 17 | 17 | 17 | 17 | 17 | 10
ALT-03 | 2020-10-01 | 10 | 2021 | 2020 | FALL | 18 | 18 | 18 | 18 | 18 | 18 | 5 | 18 | 18 | 18 | 18 | 18 | 18 | 10
ALT-03 | 2020-11-01 | 11 | 2021 | 2020 | FALL | 19 | 19 | 19 | 19 | 19 | 19 | 5 | 19 | 19 | 19 | 19 | 19 | 19 | 10
ALT-03 | 2020-12-01 | 12 | 2021 | 2020 | WINTER | 20 | 20 | 20 | 20 | 20 | 20 | 5 | 20 | 20 | 20 | 20 | 20 | 20 | 10
ALT-03 | 2021-01-01 | 1 | 2021 | 2021 | WINTER | 20 | 20 | 20 | 20 | 20 | 20 | 5 | 20 | 20 | 20 | 20 | 20 | 20 | 10
ALT-03 | 2021-02-01 | 2 | 2021 | 2021 | WINTER | 20 | 20 | 20 | 20 | 20 | 20 | 5 | 20 | 20 | 20 | 20 | 20 | 20 | 10
ALT-03 | 2021-03-01 | 3 | 2021 | 2021 | WINTER | 19 | 19 | 19 | 19 | 19 | 19 | 5 | 19 | 19 | 19 | 19 | 19 | 19 | 10
ALT-03 | 2021-04-01 | 4 | 2021 | 2021 | SPRING | 18 | 18 | 18 | 18 | 18 | 18 | 5 | 18 | 18 | 18 | 18 | 18 | 18 | 10
ALT-03 | 2021-05-01 | 5 | 2021 | 2021 | SPRING | 16 | 16 | 16 | 16 | 16 | 16 | 5 | 18 | 18 | 18 | 18 | 18 | 18 | 10
ALT-03 | 2021-06-01 | 6 | 2021 | 2021 | SUMMER | 15 | 15 | 15 | 15 | 15 | 15 | 5 | 17 | 17 | 17 | 17 | 17 | 17 | 10
ALT-03 | 2021-07-01 | 7 | 2021 | 2021 | SUMMER | 15 | 15 | 15 | 15 | 15 | 15 | 5 | 17 | 17 | 17 | 17 | 17 | 17 | 10
ALT-03 | 2021-08-01 | 8 | 2021 | 2021 | SUMMER | 15 | 15 | 15 | 15 | 15 | 15 | 5 | 17 | 17 | 17 | 17 | 17 | 17 | 10
ALT-03 | 2021-09-01 | 9 | 2021 | 2021 | SUMMER | 16 | 16 | 16 | 16 | 16 | 16 | 5 | 17 | 17 | 17 | 17 | 17 | 17 | 10
ALT-03 | 2021-10-01 | 10 | 2022 | 2021 | FALL | 18 | 18 | 18 | 18 | 18 | 18 | 5 | 18 | 18 | 18 | 18 | 18 | 18 | 10
ALT-03 | 2021-11-01 | 11 | 2022 | 2021 | FALL | 19 | 19 | 19 | 19 | 19 | 19 | 5 | 19 | 19 | 19 | 19 | 19 | 19 | 10
ALT-03 | 2021-12-01 | 12 | 2022 | 2021 | WINTER | 20 | 20 | 20 | 20 | 20 | 20 | 5 | 20 | 20 | 20 | 20 | 20 | 20 | 10
ALT-03 | 2022-01-01 | 1 | 2022 | 2022 | WINTER | 20 | 20 | 20 | 20 | 20 | 20 | 5 | 20 | 20 | 20 | 20 | 20 | 20 | 10
ALT-03 | 2022-02-01 | 2 | 2022 | 2022 | WINTER | 20 | 20 | 20 | 20 | 20 | 20 | 5 | 20 | 20 | 20 | 20 | 20 | 20 | 10
ALT-03 | 2022-03-01 | 3 | 2022 | 2022 | WINTER | 19 | 19 | 19 | 19 | 19 | 19 | 5 | 19 | 19 | 19 | 19 | 19 | 19 | 10
ALT-03 | 2022-04-01 | 4 | 2022 | 2022 | SPRING | 18 | 18 | 18 | 18 | 18 | 18 | 5 | 18 | 18 | 18 | 18 | 18 | 18 | 10
ALT-03 | 2022-05-01 | 5 | 2022 | 2022 | SPRING | 16 | 16 | 16 | 16 | 16 | 16 | 5 | 18 | 18 | 18 | 18 | 18 | 18 | 10
ALT-03 | 2022-06-01 | 6 | 2022 | 2022 | SUMMER | 15 | 15 | 15 | 15 | 15 | 15 | 5 | 17 | 17 | 17 | 17 | 17 | 17 | 10
ALT-03 | 2022-07-01 | 7 | 2022 | 2022 | SUMMER | 15 | 15 | 15 | 15 | 15 | 15 | 5 | 17 | 17 | 17 | 17 | 17 | 17 | 10
ALT-03 | 2022-08-01 | 8 | 2022 | 2022 | SUMMER | 15 | 15 | 15 | 15 | 15 | 15 | 5 | 17 | 17 | 17 | 17 | 17 | 17 | 10
ALT-03 | 2022-09-01 | 9 | 2022 | 2022 | SUMMER | 16 | 16 | 16 | 16 | 16 | 16 | 5 | 17 | 17 | 17 | 17 | 17 | 17 | 10
ALT-03 | 2022-10-01 | 10 | 2023 | 2022 | FALL | 18 | 18 | 18 | 18 | 18 | 18 | 5 | 18 | 18 | 18 | 18 | 18 | 18 | 10
ALT-03 | 2022-11-01 | 11 | 2023 | 2022 | FALL | 19 | 19 | 19 | 19 | 19 | 19 | 5 | 19 | 19 | 19 | 19 | 19 | 19 | 10
ALT-03 | 2022-12-01 | 12 | 2023 | 2022 | WINTER | 20 | 20 | 20 | 20 | 20 | 20 | 5 | 20 | 20 | 20 | 20 | 20 | 20 | 10
ALT-03 | 2023-01-01 | 1 | 2023 | 2023 | WINTER | 20 | 20 | 20 | 20 | 20 | 20 | 5 | 20 | 20 | 20 | 20 | 20 | 20 | 10
ALT-03 | 2023-02-01 | 2 | 2023 | 2023 | WINTER | 20 | 20 | 20 | 20 | 20 | 20 | 5 | 20 | 20 | 20 | 20 | 20 | 20 | 10
ALT-03 | 2023-03-01 | 3 | 2023 | 2023 | WINTER | 19 | 19 | 19 | 19 | 19 | 19 | 5 | 19 | 19 | 19 | 19 | 19 | 19 | 10
ALT-03 | 2023-04-01 | 4 | 2023 | 2023 | SPRING | 18 | 18 | 18 | 18 | 18 | 18 | 5 | 18 | 18 | 18 | 18 | 18 | 18 | 10
ALT-03 | 2023-05-01 | 5 | 2023 | 2023 | SPRING | 16 | 16 | 16 | 16 | 16 | 16 | 5 | 18 | 18 | 18 | 18 | 18 | 18 | 10
ALT-03 | 2023-06-01 | 6 | 2023 | 2023 | SUMMER | 15 | 15 | 15 | 15 | 15 | 15 | 5 | 17 | 17 | 17 | 17 | 17 | 17 | 10
ALT-03 | 2023-07-01 | 7 | 2023 | 2023 | SUMMER | 15 | 15 | 15 | 15 | 15 | 15 | 5 | 17 | 17 | 17 | 17 | 17 | 17 | 10
ALT-03 | 2023-08-01 | 8 | 2023 | 2023 | SUMMER | 15 | 15 | 15 | 15 | 15 | 15 | 5 | 17 | 17 | 17 | 17 | 17 | 17 | 10
ALT-03 | 2023-09-01 | 9 | 2023 | 2023 | SUMMER | 16 | 16 | 16 | 16 | 16 | 16 | 5 | 17 | 17 | 17 | 17 | 17 | 17 | 10
ALT-03 | 2023-10-01 | 10 | 2024 | 2023 | FALL | 18 | 18 | 18 | 18 | 18 | 18 | 5 | 18 | 18 | 18 | 18 | 18 | 18 | 10
ALT-03 | 2023-11-01 | 11 | 2024 | 2023 | FALL | 19 | 19 | 19 | 19 | 19 | 19 | 5 | 19 | 19 | 19 | 19 | 19 | 19 | 10
ALT-03 | 2023-12-01 | 12 | 2024 | 2023 | WINTER | 20 | 20 | 20 | 20 | 20 | 20 | 5 | 20 | 20 | 20 | 20 | 20 | 20 | 10
ALT-03 | 2024-01-01 | 1 | 2024 | 2024 | WINTER | 20 | 20 | 20 | 20 | 20 | 20 | 5 | 20 | 20 | 20 | 20 | 20 | 20 | 10
ALT-03 | 2024-02-01 | 2 | 2024 | 2024 | WINTER | 20 | 20 | 20 | 20 | 20 | 20 | 5 | 20 | 20 | 20 | 20 | 20 | 20 | 10
ALT-03 | 2024-03-01 | 3 | 2024 | 2024 | WINTER | 19 | 19 | 19 | 19 | 19 | 19 | 5 | 19 | 19 | 19 | 19 | 19 | 19 | 10
ALT-03 | 2024-04-01 | 4 | 2024 | 2024 | SPRING | 18 | 18 | 18 | 18 | 18 | 18 | 5 | 18 | 18 | 18 | 18 | 18 | 18 | 10
ALT-03 | 2024-05-01 | 5 | 2024 | 2024 | SPRING | 16 | 16 | 16 | 16 | 16 | 16 | 5 | 18 | 18 | 18 | 18 | 18 | 18 | 10
ALT-03 | 2024-06-01 | 6 | 2024 | 2024 | SUMMER | 15 | 15 | 15 | 15 | 15 | 15 | 5 | 17 | 17 | 17 | 17 | 17 | 17 | 10
ALT-03 | 2024-07-01 | 7 | 2024 | 2024 | SUMMER | 15 | 15 | 15 | 15 | 15 | 15 | 5 | 17 | 17 | 17 | 17 | 17 | 17 | 10
ALT-03 | 2024-08-01 | 8 | 2024 | 2024 | SUMMER | 15 | 15 | 15 | 15 | 15 | 15 | 5 | 17 | 17 | 17 | 17 | 17 | 17 | 10
ALT-03 | 2024-09-01 | 9 | 2024 | 2024 | SUMMER | 16 | 16 | 16 | 16 | 16 | 16 | 5 | 17 | 17 | 17 | 17 | 17 | 17 | 10
ALT-03 | 2024-10-01 | 10 | 2025 | 2024 | FALL | 18 | 18 | 18 | 18 | 18 | 18 | 5 | 18 | 18 | 18 | 18 | 18 | 18 | 10
ALT-03 | 2024-11-01 | 11 | 2025 | 2024 | FALL | 19 | 19 | 19 | 19 | 19 | 19 | 5 | 19 | 19 | 19 | 19 | 19 | 19 | 10
ALT-03 | 2024-12-01 | 12 | 2025 | 2024 | WINTER | 20 | 20 | 20 | 20 | 20 | 20 | 5 | 20 | 20 | 20 | 20 | 20 | 20 | 10
ALT-03 | 2025-01-01 | 1 | 2025 | 2025 | WINTER | 20 | 20 | 20 | 20 | 20 | 20 | 5 | 20 | 20 | 20 | 20 | 20 | 20 | 10
ALT-03 | 2025-02-01 | 2 | 2025 | 2025 | WINTER | 20 | 20 | 20 | 20 | 20 | 20 | 5 | 20 | 20 | 20 | 20 | 20 | 20 | 10
ALT-03 | 2025-03-01 | 3 | 2025 | 2025 | WINTER | 19 | 19 | 19 | 19 | 19 | 19 | 5 | 19 | 19 | 19 | 19 | 19 | 19 | 10
ALT-03 | 2025-04-01 | 4 | 2025 | 2025 | SPRING | 18 | 18 | 18 | 18 | 18 | 18 | 5 | 18 | 18 | 18 | 18 | 18 | 18 | 10
ALT-03 | 2025-05-01 | 5 | 2025 | 2025 | SPRING | 16 | 16 | 16 | 16 | 16 | 16 | 5 | 18 | 18 | 18 | 18 | 18 | 18 | 10
ALT-03 | 2025-06-01 | 6 | 2025 | 2025 | SUMMER | 15 | 15 | 15 | 15 | 15 | 15 | 5 | 17 | 17 | 17 | 17 | 17 | 17 | 10
ALT-03 | 2025-07-01 | 7 | 2025 | 2025 | SUMMER | 15 | 15 | 15 | 15 | 15 | 15 | 5 | 17 | 17 | 17 | 17 | 17 | 17 | 10
ALT-03 | 2025-08-01 | 8 | 2025 | 2025 | SUMMER | 15 | 15 | 15 | 15 | 15 | 15 | 5 | 17 | 17 | 17 | 17 | 17 | 17 | 10
ALT-03 | 2025-09-01 | 9 | 2025 | 2025 | SUMMER | 16 | 16 | 16 | 16 | 16 | 16 | 5 | 17 | 17 | 17 | 17 | 17 | 17 | 10
ALT-03 | 2025-10-01 | 10 | 2026 | 2025 | FALL | 18 | 18 | 18 | 18 | 18 | 18 | 5 | 18 | 18 | 18 | 18 | 18 | 18 | 10
ALT-03 | 2025-11-01 | 11 | 2026 | 2025 | FALL | 19 | 19 | 19 | 19 | 19 | 19 | 5 | 19 | 19 | 19 | 19 | 19 | 19 | 10
ALT-03 | 2025-12-01 | 12 | 2026 | 2025 | WINTER | 20 | 20 | 20 | 20 | 20 | 20 | 5 | 20 | 20 | 20 | 20 | 20 | 20 | 10
ALT-03 | 2026-01-01 | 1 | 2026 | 2026 | WINTER | 20 | 20 | 20 | 20 | 20 | 20 | 5 | 20 | 20 | 20 | 20 | 20 | 20 | 10
ALT-03 | 2026-02-01 | 2 | 2026 | 2026 | WINTER | 20 | 20 | 20 | 20 | 20 | 20 | 5 | 20 | 20 | 20 | 20 | 20 | 20 | 10
ALT-03 | 2026-03-01 | 3 | 2026 | 2026 | WINTER | 19 | 19 | 19 | 19 | 19 | 19 | 5 | 19 | 19 | 19 | 19 | 19 | 19 | 10
ALT-03 | 2026-04-01 | 4 | 2026 | 2026 | SPRING | 18 | 18 | 18 | 18 | 18 | 18 | 5 | 18 | 18 | 18 | 18 | 18 | 18 | 10
ALT-03 | 2026-05-01 | 5 | 2026 | 2026 | SPRING | 16 | 16 | 16 | 16 | 16 | 16 | 5 | 18 | 18 | 18 | 18 | 18 | 18 | 10
ALT-03 | 2026-06-01 | 6 | 2026 | 2026 | SUMMER | 15 | 15 | 15 | 15 | 15 | 15 | 5 | 17 | 17 | 17 | 17 | 17 | 17 | 10
ALT-03 | 2026-07-01 | 7 | 2026 | 2026 | SUMMER | 15 | 15 | 15 | 15 | 15 | 15 | 5 | 17 | 17 | 17 | 17 | 17 | 17 | 10
ALT-03 | 2026-08-01 | 8 | 2026 | 2026 | SUMMER | 15 | 15 | 15 | 15 | 15 | 15 | 5 | 17 | 17 | 17 | 17 | 17 | 17 | 10
ALT-03 | 2026-09-01 | 9 | 2026 | 2026 | SUMMER | 16 | 16 | 16 | 16 | 16 | 16 | 5 | 17 | 17 | 17 | 17 | 17 | 17 | 10
ALT-03 | 2026-10-01 | 10 | 2027 | 2026 | FALL | 18 | 18 | 18 | 18 | 18 | 18 | 5 | 18 | 18 | 18 | 18 | 18 | 18 | 10
ALT-03 | 2026-11-01 | 11 | 2027 | 2026 | FALL | 19 | 19 | 19 | 19 | 19 | 19 | 5 | 19 | 19 | 19 | 19 | 19 | 19 | 10
ALT-03 | 2026-12-01 | 12 | 2027 | 2026 | WINTER | 20 | 20 | 20 | 20 | 20 | 20 | 5 | 20 | 20 | 20 | 20 | 20 | 20 | 10
ALT-03 | 2027-01-01 | 1 | 2027 | 2027 | WINTER | 20 | 20 | 20 | 20 | 20 | 20 | 5 | 20 | 20 | 20 | 20 | 20 | 20 | 10
ALT-03 | 2027-02-01 | 2 | 2027 | 2027 | WINTER | 20 | 20 | 20 | 20 | 20 | 20 | 5 | 20 | 20 | 20 | 20 | 20 | 20 | 10
ALT-03 | 2027-03-01 | 3 | 2027 | 2027 | WINTER | 19 | 19 | 19 | 19 | 19 | 19 | 5 | 19 | 19 | 19 | 19 | 19 | 19 | 10
ALT-03 | 2027-04-01 | 4 | 2027 | 2027 | SPRING | 18 | 18 | 18 | 18 | 18 | 18 | 5 | 18 | 18 | 18 | 18 | 18 | 18 | 10
ALT-03 | 2027-05-01 | 5 | 2027 | 2027 | SPRING | 16 | 16 | 16 | 16 | 16 | 16 | 5 | 18 | 18 | 18 | 18 | 18 | 18 | 10
ALT-03 | 2027-06-01 | 6 | 2027 | 2027 | SUMMER | 15 | 15 | 15 | 15 | 15 | 15 | 5 | 17 | 17 | 17 | 17 | 17 | 17 | 10
ALT-03 | 2027-07-01 | 7 | 2027 | 2027 | SUMMER | 15 | 15 | 15 | 15 | 15 | 15 | 5 | 17 | 17 | 17 | 17 | 17 | 17 | 10
ALT-03 | 2027-08-01 | 8 | 2027 | 2027 | SUMMER | 15 | 15 | 15 | 15 | 15 | 15 | 5 | 17 | 17 | 17 | 17 | 17 | 17 | 10
ALT-03 | 2027-09-01 | 9 | 2027 | 2027 | SUMMER | 16 | 16 | 16 | 16 | 16 | 16 | 5 | 17 | 17 | 17 | 17 | 17 | 17 | 10
ALT-03 | 2027-10-01 | 10 | 2028 | 2027 | FALL | 18 | 18 | 18 | 18 | 18 | 18 | 5 | 18 | 18 | 18 | 18 | 18 | 18 | 10
ALT-03 | 2027-11-01 | 11 | 2028 | 2027 | FALL | 19 | 19 | 19 | 19 | 19 | 19 | 5 | 19 | 19 | 19 | 19 | 19 | 19 | 10
ALT-03 | 2027-12-01 | 12 | 2028 | 2027 | WINTER | 20 | 20 | 20 | 20 | 20 | 20 | 5 | 20 | 20 | 20 | 20 | 20 | 20 | 10
ALT-03 | 2028-01-01 | 1 | 2028 | 2028 | WINTER | 20 | 20 | 20 | 20 | 20 | 20 | 5 | 20 | 20 | 20 | 20 | 20 | 20 | 10
ALT-03 | 2028-02-01 | 2 | 2028 | 2028 | WINTER | 20 | 20 | 20 | 20 | 20 | 20 | 5 | 20 | 20 | 20 | 20 | 20 | 20 | 10
ALT-03 | 2028-03-01 | 3 | 2028 | 2028 | WINTER | 19 | 19 | 19 | 19 | 19 | 19 | 5 | 19 | 19 | 19 | 19 | 19 | 19 | 10
ALT-03 | 2028-04-01 | 4 | 2028 | 2028 | SPRING | 18 | 18 | 18 | 18 | 18 | 18 | 5 | 18 | 18 | 18 | 18 | 18 | 18 | 10
ALT-03 | 2028-05-01 | 5 | 2028 | 2028 | SPRING | 16 | 16 | 16 | 16 | 16 | 16 | 5 | 18 | 18 | 18 | 18 | 18 | 18 | 10
ALT-03 | 2028-06-01 | 6 | 2028 | 2028 | SUMMER | 15 | 15 | 15 | 15 | 15 | 15 | 5 | 17 | 17 | 17 | 17 | 17 | 17 | 10
ALT-03 | 2028-07-01 | 7 | 2028 | 2028 | SUMMER | 15 | 15 | 15 | 15 | 15 | 15 | 5 | 17 | 17 | 17 | 17 | 17 | 17 | 10
ALT-03 | 2028-08-01 | 8 | 2028 | 2028 | SUMMER | 15 | 15 | 15 | 15 | 15 | 15 | 5 | 17 | 17 | 17 | 17 | 17 | 17 | 10
ALT-03 | 2028-09-01 | 9 | 2028 | 2028 | SUMMER | 16 | 16 | 16 | 16 | 16 | 16 | 5 | 17 | 17 | 17 | 17 | 17 | 17 | 10
ALT-03 | 2028-10-01 | 10 | 2029 | 2028 | FALL | 18 | 18 | 18 | 18 | 18 | 18 | 5 | 18 | 18 | 18 | 18 | 18 | 18 | 10
ALT-03 | 2028-11-01 | 11 | 2029 | 2028 | FALL | 19 | 19 | 19 | 19 | 19 | 19 | 5 | 19 | 19 | 19 | 19 | 19 | 19 | 10
ALT-03 | 2028-12-01 | 12 | 2029 | 2028 | WINTER | 20 | 20 | 20 | 20 | 20 | 20 | 5 | 20 | 20 | 20 | 20 | 20 | 20 | 10
ALT-03 | 2029-01-01 | 1 | 2029 | 2029 | WINTER | 20 | 20 | 20 | 20 | 20 | 20 | 5 | 20 | 20 | 20 | 20 | 20 | 20 | 10
ALT-03 | 2029-02-01 | 2 | 2029 | 2029 | WINTER | 20 | 20 | 20 | 20 | 20 | 20 | 5 | 20 | 20 | 20 | 20 | 20 | 20 | 10
ALT-03 | 2029-03-01 | 3 | 2029 | 2029 | WINTER | 19 | 19 | 19 | 19 | 19 | 19 | 5 | 19 | 19 | 19 | 19 | 19 | 19 | 10
ALT-03 | 2029-04-01 | 4 | 2029 | 2029 | SPRING | 18 | 18 | 18 | 18 | 18 | 18 | 5 | 18 | 18 | 18 | 18 | 18 | 18 | 10
ALT-03 | 2029-05-01 | 5 | 2029 | 2029 | SPRING | 16 | 16 | 16 | 16 | 16 | 16 | 5 | 18 | 18 | 18 | 18 | 18 | 18 | 10
ALT-03 | 2029-06-01 | 6 | 2029 | 2029 | SUMMER | 15 | 15 | 15 | 15 | 15 | 15 | 5 | 17 | 17 | 17 | 17 | 17 | 17 | 10
ALT-03 | 2029-07-01 | 7 | 2029 | 2029 | SUMMER | 15 | 15 | 15 | 15 | 15 | 15 | 5 | 17 | 17 | 17 | 17 | 17 | 17 | 10
ALT-03 | 2029-08-01 | 8 | 2029 | 2029 | SUMMER | 15 | 15 | 15 | 15 | 15 | 15 | 5 | 17 | 17 | 17 | 17 | 17 | 17 | 10
ALT-03 | 2029-09-01 | 9 | 2029 | 2029 | SUMMER | 16 | 16 | 16 | 16 | 16 | 16 | 5 | 17 | 17 | 17 | 17 | 17 | 17 | 10
ALT-03 | 2029-10-01 | 10 | 2030 | 2029 | FALL | 18 | 18 | 18 | 18 | 18 | 18 | 5 | 18 | 18 | 18 | 18 | 18 | 18 | 10
ALT-03 | 2029-11-01 | 11 | 2030 | 2029 | FALL | 19 | 19 | 19 | 19 | 19 | 19 | 5 | 19 | 19 | 19 | 19 | 19 | 19 | 10
ALT-03 | 2029-12-01 | 12 | 2030 | 2029 | WINTER | 20 | 20 | 20 | 20 | 20 | 20 | 5 | 20 | 20 | 20 | 20 | 20 | 20 | 10
ALT-03 | 2030-01-01 | 1 | 2030 | 2030 | WINTER | 20 | 20 | 20 | 20 | 20 | 20 | 5 | 20 | 20 | 20 | 20 | 20 | 20 | 10
ALT-03 | 2030-02-01 | 2 | 2030 | 2030 | WINTER | 20 | 20 | 20 | 20 | 20 | 20 | 5 | 20 | 20 | 20 | 20 | 20 | 20 | 10
ALT-03 | 2030-03-01 | 3 | 2030 | 2030 | WINTER | 19 | 19 | 19 | 19 | 19 | 19 | 5 | 19 | 19 | 19 | 19 | 19 | 19 | 10
ALT-03 | 2030-04-01 | 4 | 2030 | 2030 | SPRING | 18 | 18 | 18 | 18 | 18 | 18 | 5 | 18 | 18 | 18 | 18 | 18 | 18 | 10
ALT-03 | 2030-05-01 | 5 | 2030 | 2030 | SPRING | 16 | 16 | 16 | 16 | 16 | 16 | 5 | 18 | 18 | 18 | 18 | 18 | 18 | 10
ALT-03 | 2030-06-01 | 6 | 2030 | 2030 | SUMMER | 15 | 15 | 15 | 15 | 15 | 15 | 5 | 17 | 17 | 17 | 17 | 17 | 17 | 10
ALT-03 | 2030-07-01 | 7 | 2030 | 2030 | SUMMER | 15 | 15 | 15 | 15 | 15 | 15 | 5 | 17 | 17 | 17 | 17 | 17 | 17 | 10
ALT-03 | 2030-08-01 | 8 | 2030 | 2030 | SUMMER | 15 | 15 | 15 | 15 | 15 | 15 | 5 | 17 | 17 | 17 | 17 | 17 | 17 | 10
ALT-03 | 2030-09-01 | 9 | 2030 | 2030 | SUMMER | 16 | 16 | 16 | 16 | 16 | 16 | 5 | 17 | 17 | 17 | 17 | 17 | 17 | 10
ALT-03 | 2030-10-01 | 10 | 2031 | 2030 | FALL | 18 | 18 | 18 | 18 | 18 | 18 | 5 | 18 | 18 | 18 | 18 | 18 | 18 | 10
ALT-03 | 2030-11-01 | 11 | 2031 | 2030 | FALL | 19 | 19 | 19 | 19 | 19 | 19 | 5 | 19 | 19 | 19 | 19 | 19 | 19 | 10
ALT-03 | 2030-12-01 | 12 | 2031 | 2030 | WINTER | 20 | 20 | 20 | 20 | 20 | 20 | 5 | 20 | 20 | 20 | 20 | 20 | 20 | 10
ALT-03 | 2031-01-01 | 1 | 2031 | 2031 | WINTER | 20 | 20 | 20 | 20 | 20 | 20 | 5 | 20 | 20 | 20 | 20 | 20 | 20 | 10
ALT-03 | 2031-02-01 | 2 | 2031 | 2031 | WINTER | 20 | 20 | 20 | 20 | 20 | 20 | 5 | 20 | 20 | 20 | 20 | 20 | 20 | 10
ALT-03 | 2031-03-01 | 3 | 2031 | 2031 | WINTER | 19 | 19 | 19 | 19 | 19 | 19 | 5 | 19 | 19 | 19 | 19 | 19 | 19 | 10
ALT-03 | 2031-04-01 | 4 | 2031 | 2031 | SPRING | 18 | 18 | 18 | 18 | 18 | 18 | 5 | 18 | 18 | 18 | 18 | 18 | 18 | 10
ALT-03 | 2031-05-01 | 5 | 2031 | 2031 | SPRING | 16 | 16 | 16 | 16 | 16 | 16 | 5 | 18 | 18 | 18 | 18 | 18 | 18 | 10
ALT-03 | 2031-06-01 | 6 | 2031 | 2031 | SUMMER | 15 | 15 | 15 | 15 | 15 | 15 | 5 | 17 | 17 | 17 | 17 | 17 | 17 | 10
ALT-03 | 2031-07-01 | 7 | 2031 | 2031 | SUMMER | 15 | 15 | 15 | 15 | 15 | 15 | 5 | 17 | 17 | 17 | 17 | 17 | 17 | 10
ALT-03 | 2031-08-01 | 8 | 2031 | 2031 | SUMMER | 15 | 15 | 15 | 15 | 15 | 15 | 5 | 17 | 17 | 17 | 17 | 17 | 17 | 10
ALT-03 | 2031-09-01 | 9 | 2031 | 2031 | SUMMER | 16 | 16 | 16 | 16 | 16 | 16 | 5 | 17 | 17 | 17 | 17 | 17 | 17 | 10
ALT-03 | 2031-10-01 | 10 | 2032 | 2031 | FALL | 18 | 18 | 18 | 18 | 18 | 18 | 5 | 18 | 18 | 18 | 18 | 18 | 18 | 10
ALT-03 | 2031-11-01 | 11 | 2032 | 2031 | FALL | 19 | 19 | 19 | 19 | 19 | 19 | 5 | 19 | 19 | 19 | 19 | 19 | 19 | 10
ALT-03 | 2031-12-01 | 12 | 2032 | 2031 | WINTER | 20 | 20 | 20 | 20 | 20 | 20 | 5 | 20 | 20 | 20 | 20 | 20 | 20 | 10
ALT-03 | 2032-01-01 | 1 | 2032 | 2032 | WINTER | 20 | 20 | 20 | 20 | 20 | 20 | 5 | 20 | 20 | 20 | 20 | 20 | 20 | 10
ALT-03 | 2032-02-01 | 2 | 2032 | 2032 | WINTER | 20 | 20 | 20 | 20 | 20 | 20 | 5 | 20 | 20 | 20 | 20 | 20 | 20 | 10
ALT-03 | 2032-03-01 | 3 | 2032 | 2032 | WINTER | 19 | 19 | 19 | 19 | 19 | 19 | 5 | 19 | 19 | 19 | 19 | 19 | 19 | 10
ALT-03 | 2032-04-01 | 4 | 2032 | 2032 | SPRING | 18 | 18 | 18 | 18 | 18 | 18 | 5 | 18 | 18 | 18 | 18 | 18 | 18 | 10
ALT-03 | 2032-05-01 | 5 | 2032 | 2032 | SPRING | 16 | 16 | 16 | 16 | 16 | 16 | 5 | 18 | 18 | 18 | 18 | 18 | 18 | 10
ALT-03 | 2032-06-01 | 6 | 2032 | 2032 | SUMMER | 15 | 15 | 15 | 15 | 15 | 15 | 5 | 17 | 17 | 17 | 17 | 17 | 17 | 10
ALT-03 | 2032-07-01 | 7 | 2032 | 2032 | SUMMER | 15 | 15 | 15 | 15 | 15 | 15 | 5 | 17 | 17 | 17 | 17 | 17 | 17 | 10
ALT-03 | 2032-08-01 | 8 | 2032 | 2032 | SUMMER | 15 | 15 | 15 | 15 | 15 | 15 | 5 | 17 | 17 | 17 | 17 | 17 | 17 | 10
ALT-03 | 2032-09-01 | 9 | 2032 | 2032 | SUMMER | 16 | 16 | 16 | 16 | 16 | 16 | 5 | 17 | 17 | 17 | 17 | 17 | 17 | 10
ALT-03 | 2032-10-01 | 10 | 2033 | 2032 | FALL | 18 | 18 | 18 | 18 | 18 | 18 | 5 | 18 | 18 | 18 | 18 | 18 | 18 | 10
ALT-03 | 2032-11-01 | 11 | 2033 | 2032 | FALL | 19 | 19 | 19 | 19 | 19 | 19 | 5 | 19 | 19 | 19 | 19 | 19 | 19 | 10
ALT-03 | 2032-12-01 | 12 | 2033 | 2032 | WINTER | 20 | 20 | 20 | 20 | 20 | 20 | 5 | 20 | 20 | 20 | 20 | 20 | 20 | 10
ALT-03 | 2033-01-01 | 1 | 2033 | 2033 | WINTER | 20 | 20 | 20 | 20 | 20 | 20 | 5 | 20 | 20 | 20 | 20 | 20 | 20 | 10
ALT-03 | 2033-02-01 | 2 | 2033 | 2033 | WINTER | 20 | 20 | 20 | 20 | 20 | 20 | 5 | 20 | 20 | 20 | 20 | 20 | 20 | 10
ALT-03 | 2033-03-01 | 3 | 2033 | 2033 | WINTER | 19 | 19 | 19 | 19 | 19 | 19 | 5 | 19 | 19 | 19 | 19 | 19 | 19 | 10
ALT-03 | 2033-04-01 | 4 | 2033 | 2033 | SPRING | 18 | 18 | 18 | 18 | 18 | 18 | 5 | 18 | 18 | 18 | 18 | 18 | 18 | 10
ALT-03 | 2033-05-01 | 5 | 2033 | 2033 | SPRING | 16 | 16 | 16 | 16 | 16 | 16 | 5 | 18 | 18 | 18 | 18 | 18 | 18 | 10
ALT-03 | 2033-06-01 | 6 | 2033 | 2033 | SUMMER | 15 | 15 | 15 | 15 | 15 | 15 | 5 | 17 | 17 | 17 | 17 | 17 | 17 | 10
ALT-03 | 2033-07-01 | 7 | 2033 | 2033 | SUMMER | 15 | 15 | 15 | 15 | 15 | 15 | 5 | 17 | 17 | 17 | 17 | 17 | 17 | 10
ALT-03 | 2033-08-01 | 8 | 2033 | 2033 | SUMMER | 15 | 15 | 15 | 15 | 15 | 15 | 5 | 17 | 17 | 17 | 17 | 17 | 17 | 10
ALT-03 | 2033-09-01 | 9 | 2033 | 2033 | SUMMER | 16 | 16 | 16 | 16 | 16 | 16 | 5 | 17 | 17 | 17 | 17 | 17 | 17 | 10
ALT-03 | 2033-10-01 | 10 | 2034 | 2033 | FALL | 18 | 18 | 18 | 18 | 18 | 18 | 5 | 18 | 18 | 18 | 18 | 18 | 18 | 10
ALT-03 | 2033-11-01 | 11 | 2034 | 2033 | FALL | 19 | 19 | 19 | 19 | 19 | 19 | 5 | 19 | 19 | 19 | 19 | 19 | 19 | 10
ALT-03 | 2033-12-01 | 12 | 2034 | 2033 | WINTER | 20 | 20 | 20 | 20 | 20 | 20 | 5 | 20 | 20 | 20 | 20 | 20 | 20 | 10
ALT-03 | 2034-01-01 | 1 | 2034 | 2034 | WINTER | 20 | 20 | 20 | 20 | 20 | 20 | 5 | 20 | 20 | 20 | 20 | 20 | 20 | 10
ALT-03 | 2034-02-01 | 2 | 2034 | 2034 | WINTER | 20 | 20 | 20 | 20 | 20 | 20 | 5 | 20 | 20 | 20 | 20 | 20 | 20 | 10
ALT-03 | 2034-03-01 | 3 | 2034 | 2034 | WINTER | 19 | 19 | 19 | 19 | 19 | 19 | 5 | 19 | 19 | 19 | 19 | 19 | 19 | 10
ALT-03 | 2034-04-01 | 4 | 2034 | 2034 | SPRING | 18 | 18 | 18 | 18 | 18 | 18 | 5 | 18 | 18 | 18 | 18 | 18 | 18 | 10
ALT-03 | 2034-05-01 | 5 | 2034 | 2034 | SPRING | 16 | 16 | 16 | 16 | 16 | 16 | 5 | 18 | 18 | 18 | 18 | 18 | 18 | 10
ALT-03 | 2034-06-01 | 6 | 2034 | 2034 | SUMMER | 15 | 15 | 15 | 15 | 15 | 15 | 5 | 17 | 17 | 17 | 17 | 17 | 17 | 10
ALT-03 | 2034-07-01 | 7 | 2034 | 2034 | SUMMER | 15 | 15 | 15 | 15 | 15 | 15 | 5 | 17 | 17 | 17 | 17 | 17 | 17 | 10
ALT-03 | 2034-08-01 | 8 | 2034 | 2034 | SUMMER | 15 | 15 | 15 | 15 | 15 | 15 | 5 | 17 | 17 | 17 | 17 | 17 | 17 | 10
ALT-03 | 2034-09-01 | 9 | 2034 | 2034 | SUMMER | 16 | 16 | 16 | 16 | 16 | 16 | 5 | 17 | 17 | 17 | 17 | 17 | 17 | 10
ALT-03 | 2034-10-01 | 10 | 2035 | 2034 | FALL | 18 | 18 | 18 | 18 | 18 | 18 | 5 | 18 | 18 | 18 | 18 | 18 | 18 | 10
ALT-03 | 2034-11-01 | 11 | 2035 | 2034 | FALL | 19 | 19 | 19 | 19 | 19 | 19 | 5 | 19 | 19 | 19 | 19 | 19 | 19 | 10
ALT-03 | 2034-12-01 | 12 | 2035 | 2034 | WINTER | 20 | 20 | 20 | 20 | 20 | 20 | 5 | 20 | 20 | 20 | 20 | 20 | 20 | 10
ALT-03 | 2035-01-01 | 1 | 2035 | 2035 | WINTER | 20 | 20 | 20 | 20 | 20 | 20 | 5 | 20 | 20 | 20 | 20 | 20 | 20 | 10
ALT-03 | 2035-02-01 | 2 | 2035 | 2035 | WINTER | 20 | 20 | 20 | 20 | 20 | 20 | 5 | 20 | 20 | 20 | 20 | 20 | 20 | 10
ALT-03 | 2035-03-01 | 3 | 2035 | 2035 | WINTER | 19 | 19 | 19 | 19 | 19 | 19 | 5 | 19 | 19 | 19 | 19 | 19 | 19 | 10
ALT-03 | 2035-04-01 | 4 | 2035 | 2035 | SPRING | 18 | 18 | 18 | 18 | 18 | 18 | 5 | 18 | 18 | 18 | 18 | 18 | 18 | 10
ALT-03 | 2035-05-01 | 5 | 2035 | 2035 | SPRING | 16 | 16 | 16 | 16 | 16 | 16 | 5 | 18 | 18 | 18 | 18 | 18 | 18 | 10
ALT-03 | 2035-06-01 | 6 | 2035 | 2035 | SUMMER | 15 | 15 | 15 | 15 | 15 | 15 | 5 | 17 | 17 | 17 | 17 | 17 | 17 | 10
ALT-03 | 2035-07-01 | 7 | 2035 | 2035 | SUMMER | 15 | 15 | 15 | 15 | 15 | 15 | 5 | 17 | 17 | 17 | 17 | 17 | 17 | 10
ALT-03 | 2035-08-01 | 8 | 2035 | 2035 | SUMMER | 15 | 15 | 15 | 15 | 15 | 15 | 5 | 17 | 17 | 17 | 17 | 17 | 17 | 10
ALT-03 | 2035-09-01 | 9 | 2035 | 2035 | SUMMER | 16 | 16 | 16 | 16 | 16 | 16 | 5 | 17 | 17 | 17 | 17 | 17 | 17 | 10
ALT-03 | 2035-10-01 | 10 | 2036 | 2035 | FALL | 18 | 18 | 18 | 18 | 18 | 18 | 5 | 18 | 18 | 18 | 18 | 18 | 18 | 10
ALT-03 | 2035-11-01 | 11 | 2036 | 2035 | FALL | 19 | 19 | 19 | 19 | 19 | 19 | 5 | 19 | 19 | 19 | 19 | 19 | 19 | 10
ALT-03 | 2035-12-01 | 12 | 2036 | 2035 | WINTER | 20 | 20 | 20 | 20 | 20 | 20 | 5 | 20 | 20 | 20 | 20 | 20 | 20 | 10
ALT-03 | 2036-01-01 | 1 | 2036 | 2036 | WINTER | 20 | 20 | 20 | 20 | 20 | 20 | 5 | 20 | 20 | 20 | 20 | 20 | 20 | 10
ALT-03 | 2036-02-01 | 2 | 2036 | 2036 | WINTER | 20 | 20 | 20 | 20 | 20 | 20 | 5 | 20 | 20 | 20 | 20 | 20 | 20 | 10
ALT-03 | 2036-03-01 | 3 | 2036 | 2036 | WINTER | 19 | 19 | 19 | 19 | 19 | 19 | 5 | 19 | 19 | 19 | 19 | 19 | 19 | 10
ALT-03 | 2036-04-01 | 4 | 2036 | 2036 | SPRING | 18 | 18 | 18 | 18 | 18 | 18 | 5 | 18 | 18 | 18 | 18 | 18 | 18 | 10
ALT-03 | 2036-05-01 | 5 | 2036 | 2036 | SPRING | 16 | 16 | 16 | 16 | 16 | 16 | 5 | 18 | 18 | 18 | 18 | 18 | 18 | 10
ALT-03 | 2036-06-01 | 6 | 2036 | 2036 | SUMMER | 15 | 15 | 15 | 15 | 15 | 15 | 5 | 17 | 17 | 17 | 17 | 17 | 17 | 10
ALT-03 | 2036-07-01 | 7 | 2036 | 2036 | SUMMER | 15 | 15 | 15 | 15 | 15 | 15 | 5 | 17 | 17 | 17 | 17 | 17 | 17 | 10
ALT-03 | 2036-08-01 | 8 | 2036 | 2036 | SUMMER | 15 | 15 | 15 | 15 | 15 | 15 | 5 | 17 | 17 | 17 | 17 | 17 | 17 | 10
ALT-03 | 2036-09-01 | 9 | 2036 | 2036 | SUMMER | 16 | 16 | 16 | 16 | 16 | 16 | 5 | 17 | 17 | 17 | 17 | 17 | 17 | 10
ALT-03 | 2036-10-01 | 10 | 2037 | 2036 | FALL | 18 | 18 | 18 | 18 | 18 | 18 | 5 | 18 | 18 | 18 | 18 | 18 | 18 | 10
ALT-03 | 2036-11-01 | 11 | 2037 | 2036 | FALL | 19 | 19 | 19 | 19 | 19 | 19 | 5 | 19 | 19 | 19 | 19 | 19 | 19 | 10
ALT-03 | 2036-12-01 | 12 | 2037 | 2036 | WINTER | 20 | 20 | 20 | 20 | 20 | 20 | 5 | 20 | 20 | 20 | 20 | 20 | 20 | 10
ALT-03 | 2037-01-01 | 1 | 2037 | 2037 | WINTER | 20 | 20 | 20 | 20 | 20 | 20 | 5 | 20 | 20 | 20 | 20 | 20 | 20 | 10
ALT-03 | 2037-02-01 | 2 | 2037 | 2037 | WINTER | 20 | 20 | 20 | 20 | 20 | 20 | 5 | 20 | 20 | 20 | 20 | 20 | 20 | 10
ALT-03 | 2037-03-01 | 3 | 2037 | 2037 | WINTER | 19 | 19 | 19 | 19 | 19 | 19 | 5 | 19 | 19 | 19 | 19 | 19 | 19 | 10
ALT-03 | 2037-04-01 | 4 | 2037 | 2037 | SPRING | 18 | 18 | 18 | 18 | 18 | 18 | 5 | 18 | 18 | 18 | 18 | 18 | 18 | 10
ALT-03 | 2037-05-01 | 5 | 2037 | 2037 | SPRING | 16 | 16 | 16 | 16 | 16 | 16 | 5 | 18 | 18 | 18 | 18 | 18 | 18 | 10
ALT-03 | 2037-06-01 | 6 | 2037 | 2037 | SUMMER | 15 | 15 | 15 | 15 | 15 | 15 | 5 | 17 | 17 | 17 | 17 | 17 | 17 | 10
ALT-03 | 2037-07-01 | 7 | 2037 | 2037 | SUMMER | 15 | 15 | 15 | 15 | 15 | 15 | 5 | 17 | 17 | 17 | 17 | 17 | 17 | 10
ALT-03 | 2037-08-01 | 8 | 2037 | 2037 | SUMMER | 15 | 15 | 15 | 15 | 15 | 15 | 5 | 17 | 17 | 17 | 17 | 17 | 17 | 10
ALT-03 | 2037-09-01 | 9 | 2037 | 2037 | SUMMER | 16 | 16 | 16 | 16 | 16 | 16 | 5 | 17 | 17 | 17 | 17 | 17 | 17 | 10
ALT-03 | 2037-10-01 | 10 | 2038 | 2037 | FALL | 18 | 18 | 18 | 18 | 18 | 18 | 5 | 18 | 18 | 18 | 18 | 18 | 18 | 10
ALT-03 | 2037-11-01 | 11 | 2038 | 2037 | FALL | 19 | 19 | 19 | 19 | 19 | 19 | 5 | 19 | 19 | 19 | 19 | 19 | 19 | 10
ALT-03 | 2037-12-01 | 12 | 2038 | 2037 | WINTER | 20 | 20 | 20 | 20 | 20 | 20 | 5 | 20 | 20 | 20 | 20 | 20 | 20 | 10
ALT-03 | 2038-01-01 | 1 | 2038 | 2038 | WINTER | 20 | 20 | 20 | 20 | 20 | 20 | 5 | 20 | 20 | 20 | 20 | 20 | 20 | 10
ALT-03 | 2038-02-01 | 2 | 2038 | 2038 | WINTER | 20 | 20 | 20 | 20 | 20 | 20 | 5 | 20 | 20 | 20 | 20 | 20 | 20 | 10
ALT-03 | 2038-03-01 | 3 | 2038 | 2038 | WINTER | 19 | 19 | 19 | 19 | 19 | 19 | 5 | 19 | 19 | 19 | 19 | 19 | 19 | 10
ALT-03 | 2038-04-01 | 4 | 2038 | 2038 | SPRING | 18 | 18 | 18 | 18 | 18 | 18 | 5 | 18 | 18 | 18 | 18 | 18 | 18 | 10
ALT-03 | 2038-05-01 | 5 | 2038 | 2038 | SPRING | 16 | 16 | 16 | 16 | 16 | 16 | 5 | 18 | 18 | 18 | 18 | 18 | 18 | 10
ALT-03 | 2038-06-01 | 6 | 2038 | 2038 | SUMMER | 15 | 15 | 15 | 15 | 15 | 15 | 5 | 17 | 17 | 17 | 17 | 17 | 17 | 10
ALT-03 | 2038-07-01 | 7 | 2038 | 2038 | SUMMER | 15 | 15 | 15 | 15 | 15 | 15 | 5 | 17 | 17 | 17 | 17 | 17 | 17 | 10
ALT-03 | 2038-08-01 | 8 | 2038 | 2038 | SUMMER | 15 | 15 | 15 | 15 | 15 | 15 | 5 | 17 | 17 | 17 | 17 | 17 | 17 | 10
ALT-03 | 2038-09-01 | 9 | 2038 | 2038 | SUMMER | 16 | 16 | 16 | 16 | 16 | 16 | 5 | 17 | 17 | 17 | 17 | 17 | 17 | 10
ALT-03 | 2038-10-01 | 10 | 2039 | 2038 | FALL | 18 | 18 | 18 | 18 | 18 | 18 | 5 | 18 | 18 | 18 | 18 | 18 | 18 | 10
ALT-03 | 2038-11-01 | 11 | 2039 | 2038 | FALL | 19 | 19 | 19 | 19 | 19 | 19 | 5 | 19 | 19 | 19 | 19 | 19 | 19 | 10
ALT-03 | 2038-12-01 | 12 | 2039 | 2038 | WINTER | 20 | 20 | 20 | 20 | 20 | 20 | 5 | 20 | 20 | 20 | 20 | 20 | 20 | 10
ALT-03 | 2039-01-01 | 1 | 2039 | 2039 | WINTER | 20 | 20 | 20 | 20 | 20 | 20 | 5 | 20 | 20 | 20 | 20 | 20 | 20 | 10
ALT-03 | 2039-02-01 | 2 | 2039 | 2039 | WINTER | 20 | 20 | 20 | 20 | 20 | 20 | 5 | 20 | 20 | 20 | 20 | 20 | 20 | 10
ALT-03 | 2039-03-01 | 3 | 2039 | 2039 | WINTER | 19 | 19 | 19 | 19 | 19 | 19 | 5 | 19 | 19 | 19 | 19 | 19 | 19 | 10
ALT-03 | 2039-04-01 | 4 | 2039 | 2039 | SPRING | 18 | 18 | 18 | 18 | 18 | 18 | 5 | 18 | 18 | 18 | 18 | 18 | 18 | 10
ALT-03 | 2039-05-01 | 5 | 2039 | 2039 | SPRING | 16 | 16 | 16 | 16 | 16 | 16 | 5 | 18 | 18 | 18 | 18 | 18 | 18 | 10
ALT-03 | 2039-06-01 | 6 | 2039 | 2039 | SUMMER | 15 | 15 | 15 | 15 | 15 | 15 | 5 | 17 | 17 | 17 | 17 | 17 | 17 | 10
ALT-03 | 2039-07-01 | 7 | 2039 | 2039 | SUMMER | 15 | 15 | 15 | 15 | 15 | 15 | 5 | 17 | 17 | 17 | 17 | 17 | 17 | 10
ALT-03 | 2039-08-01 | 8 | 2039 | 2039 | SUMMER | 15 | 15 | 15 | 15 | 15 | 15 | 5 | 17 | 17 | 17 | 17 | 17 | 17 | 10
ALT-03 | 2039-09-01 | 9 | 2039 | 2039 | SUMMER | 16 | 16 | 16 | 16 | 16 | 16 | 5 | 17 | 17 | 17 | 17 | 17 | 17 | 10
ALT-03 | 2039-10-01 | 10 | 2040 | 2039 | FALL | 18 | 18 | 18 | 18 | 18 | 18 | 5 | 18 | 18 | 18 | 18 | 18 | 18 | 10
ALT-03 | 2039-11-01 | 11 | 2040 | 2039 | FALL | 19 | 19 | 19 | 19 | 19 | 19 | 5 | 19 | 19 | 19 | 19 | 19 | 19 | 10
ALT-03 | 2039-12-01 | 12 | 2040 | 2039 | WINTER | 20 | 20 | 20 | 20 | 20 | 20 | 5 | 20 | 20 | 20 | 20 | 20 | 20 | 10
ALT-03 | 2040-01-01 | 1 | 2040 | 2040 | WINTER | 20 | 20 | 20 | 20 | 20 | 20 | 5 | 20 | 20 | 20 | 20 | 20 | 20 | 10
ALT-03 | 2040-02-01 | 2 | 2040 | 2040 | WINTER | 20 | 20 | 20 | 20 | 20 | 20 | 5 | 20 | 20 | 20 | 20 | 20 | 20 | 10
ALT-03 | 2040-03-01 | 3 | 2040 | 2040 | WINTER | 19 | 19 | 19 | 19 | 19 | 19 | 5 | 19 | 19 | 19 | 19 | 19 | 19 | 10
ALT-03 | 2040-04-01 | 4 | 2040 | 2040 | SPRING | 18 | 18 | 18 | 18 | 18 | 18 | 5 | 18 | 18 | 18 | 18 | 18 | 18 | 10
ALT-03 | 2040-05-01 | 5 | 2040 | 2040 | SPRING | 16 | 16 | 16 | 16 | 16 | 16 | 5 | 18 | 18 | 18 | 18 | 18 | 18 | 10
ALT-03 | 2040-06-01 | 6 | 2040 | 2040 | SUMMER | 15 | 15 | 15 | 15 | 15 | 15 | 5 | 17 | 17 | 17 | 17 | 17 | 17 | 10
ALT-03 | 2040-07-01 | 7 | 2040 | 2040 | SUMMER | 15 | 15 | 15 | 15 | 15 | 15 | 5 | 17 | 17 | 17 | 17 | 17 | 17 | 10
ALT-03 | 2040-08-01 | 8 | 2040 | 2040 | SUMMER | 15 | 15 | 15 | 15 | 15 | 15 | 5 | 17 | 17 | 17 | 17 | 17 | 17 | 10
ALT-03 | 2040-09-01 | 9 | 2040 | 2040 | SUMMER | 16 | 16 | 16 | 16 | 16 | 16 | 5 | 17 | 17 | 17 | 17 | 17 | 17 | 10
ALT-03 | 2040-10-01 | 10 | 2041 | 2040 | FALL | 18 | 18 | 18 | 18 | 18 | 18 | 5 | 18 | 18 | 18 | 18 | 18 | 18 | 10
ALT-03 | 2040-11-01 | 11 | 2041 | 2040 | FALL | 19 | 19 | 19 | 19 | 19 | 19 | 5 | 19 | 19 | 19 | 19 | 19 | 19 | 10
ALT-03 | 2040-12-01 | 12 | 2041 | 2040 | WINTER | 20 | 20 | 20 | 20 | 20 | 20 | 5 | 20 | 20 | 20 | 20 | 20 | 20 | 10
ALT-03 | 2041-01-01 | 1 | 2041 | 2041 | WINTER | 20 | 20 | 20 | 20 | 20 | 20 | 5 | 20 | 20 | 20 | 20 | 20 | 20 | 10
ALT-03 | 2041-02-01 | 2 | 2041 | 2041 | WINTER | 20 | 20 | 20 | 20 | 20 | 20 | 5 | 20 | 20 | 20 | 20 | 20 | 20 | 10
ALT-03 | 2041-03-01 | 3 | 2041 | 2041 | WINTER | 19 | 19 | 19 | 19 | 19 | 19 | 5 | 19 | 19 | 19 | 19 | 19 | 19 | 10
ALT-03 | 2041-04-01 | 4 | 2041 | 2041 | SPRING | 18 | 18 | 18 | 18 | 18 | 18 | 5 | 18 | 18 | 18 | 18 | 18 | 18 | 10
ALT-03 | 2041-05-01 | 5 | 2041 | 2041 | SPRING | 16 | 16 | 16 | 16 | 16 | 16 | 5 | 18 | 18 | 18 | 18 | 18 | 18 | 10
ALT-03 | 2041-06-01 | 6 | 2041 | 2041 | SUMMER | 15 | 15 | 15 | 15 | 15 | 15 | 5 | 17 | 17 | 17 | 17 | 17 | 17 | 10
ALT-03 | 2041-07-01 | 7 | 2041 | 2041 | SUMMER | 15 | 15 | 15 | 15 | 15 | 15 | 5 | 17 | 17 | 17 | 17 | 17 | 17 | 10
ALT-03 | 2041-08-01 | 8 | 2041 | 2041 | SUMMER | 15 | 15 | 15 | 15 | 15 | 15 | 5 | 17 | 17 | 17 | 17 | 17 | 17 | 10
ALT-03 | 2041-09-01 | 9 | 2041 | 2041 | SUMMER | 16 | 16 | 16 | 16 | 16 | 16 | 5 | 17 | 17 | 17 | 17 | 17 | 17 | 10
ALT-03 | 2041-10-01 | 10 | 2042 | 2041 | FALL | 18 | 18 | 18 | 18 | 18 | 18 | 5 | 18 | 18 | 18 | 18 | 18 | 18 | 10
ALT-03 | 2041-11-01 | 11 | 2042 | 2041 | FALL | 19 | 19 | 19 | 19 | 19 | 19 | 5 | 19 | 19 | 19 | 19 | 19 | 19 | 10
ALT-03 | 2041-12-01 | 12 | 2042 | 2041 | WINTER | 20 | 20 | 20 | 20 | 20 | 20 | 5 | 20 | 20 | 20 | 20 | 20 | 20 | 10
ALT-03 | 2042-01-01 | 1 | 2042 | 2042 | WINTER | 20 | 20 | 20 | 20 | 20 | 20 | 5 | 20 | 20 | 20 | 20 | 20 | 20 | 10
ALT-03 | 2042-02-01 | 2 | 2042 | 2042 | WINTER | 20 | 20 | 20 | 20 | 20 | 20 | 5 | 20 | 20 | 20 | 20 | 20 | 20 | 10
ALT-03 | 2042-03-01 | 3 | 2042 | 2042 | WINTER | 19 | 19 | 19 | 19 | 19 | 19 | 5 | 19 | 19 | 19 | 19 | 19 | 19 | 10
ALT-03 | 2042-04-01 | 4 | 2042 | 2042 | SPRING | 18 | 18 | 18 | 18 | 18 | 18 | 5 | 18 | 18 | 18 | 18 | 18 | 18 | 10
ALT-03 | 2042-05-01 | 5 | 2042 | 2042 | SPRING | 16 | 16 | 16 | 16 | 16 | 16 | 5 | 18 | 18 | 18 | 18 | 18 | 18 | 10
ALT-03 | 2042-06-01 | 6 | 2042 | 2042 | SUMMER | 15 | 15 | 15 | 15 | 15 | 15 | 5 | 17 | 17 | 17 | 17 | 17 | 17 | 10
ALT-03 | 2042-07-01 | 7 | 2042 | 2042 | SUMMER | 15 | 15 | 15 | 15 | 15 | 15 | 5 | 17 | 17 | 17 | 17 | 17 | 17 | 10
ALT-03 | 2042-08-01 | 8 | 2042 | 2042 | SUMMER | 15 | 15 | 15 | 15 | 15 | 15 | 5 | 17 | 17 | 17 | 17 | 17 | 17 | 10
ALT-03 | 2042-09-01 | 9 | 2042 | 2042 | SUMMER | 16 | 16 | 16 | 16 | 16 | 16 | 5 | 17 | 17 | 17 | 17 | 17 | 17 | 10
ALT-03 | 2042-10-01 | 10 | 2043 | 2042 | FALL | 18 | 18 | 18 | 18 | 18 | 18 | 5 | 18 | 18 | 18 | 18 | 18 | 18 | 10
ALT-03 | 2042-11-01 | 11 | 2043 | 2042 | FALL | 19 | 19 | 19 | 19 | 19 | 19 | 5 | 19 | 19 | 19 | 19 | 19 | 19 | 10
ALT-03 | 2042-12-01 | 12 | 2043 | 2042 | WINTER | 20 | 20 | 20 | 20 | 20 | 20 | 5 | 20 | 20 | 20 | 20 | 20 | 20 | 10
ALT-03 | 2043-01-01 | 1 | 2043 | 2043 | WINTER | 20 | 20 | 20 | 20 | 20 | 20 | 5 | 20 | 20 | 20 | 20 | 20 | 20 | 10
ALT-03 | 2043-02-01 | 2 | 2043 | 2043 | WINTER | 20 | 20 | 20 | 20 | 20 | 20 | 5 | 20 | 20 | 20 | 20 | 20 | 20 | 10
ALT-03 | 2043-03-01 | 3 | 2043 | 2043 | WINTER | 19 | 19 | 19 | 19 | 19 | 19 | 5 | 19 | 19 | 19 | 19 | 19 | 19 | 10
ALT-03 | 2043-04-01 | 4 | 2043 | 2043 | SPRING | 18 | 18 | 18 | 18 | 18 | 18 | 5 | 18 | 18 | 18 | 18 | 18 | 18 | 10
ALT-03 | 2043-05-01 | 5 | 2043 | 2043 | SPRING | 16 | 16 | 16 | 16 | 16 | 16 | 5 | 18 | 18 | 18 | 18 | 18 | 18 | 10
ALT-03 | 2043-06-01 | 6 | 2043 | 2043 | SUMMER | 15 | 15 | 15 | 15 | 15 | 15 | 5 | 17 | 17 | 17 | 17 | 17 | 17 | 10
ALT-03 | 2043-07-01 | 7 | 2043 | 2043 | SUMMER | 15 | 15 | 15 | 15 | 15 | 15 | 5 | 17 | 17 | 17 | 17 | 17 | 17 | 10
ALT-03 | 2043-08-01 | 8 | 2043 | 2043 | SUMMER | 15 | 15 | 15 | 15 | 15 | 15 | 5 | 17 | 17 | 17 | 17 | 17 | 17 | 10
ALT-03 | 2043-09-01 | 9 | 2043 | 2043 | SUMMER | 16 | 16 | 16 | 16 | 16 | 16 | 5 | 17 | 17 | 17 | 17 | 17 | 17 | 10
ALT-03 | 2043-10-01 | 10 | 2044 | 2043 | FALL | 18 | 18 | 18 | 18 | 18 | 18 | 5 | 18 | 18 | 18 | 18 | 18 | 18 | 10
ALT-03 | 2043-11-01 | 11 | 2044 | 2043 | FALL | 19 | 19 | 19 | 19 | 19 | 19 | 5 | 19 | 19 | 19 | 19 | 19 | 19 | 10
ALT-03 | 2043-12-01 | 12 | 2044 | 2043 | WINTER | 20 | 20 | 20 | 20 | 20 | 20 | 5 | 20 | 20 | 20 | 20 | 20 | 20 | 10
ALT-03 | 2044-01-01 | 1 | 2044 | 2044 | WINTER | 20 | 20 | 20 | 20 | 20 | 20 | 5 | 20 | 20 | 20 | 20 | 20 | 20 | 10
ALT-03 | 2044-02-01 | 2 | 2044 | 2044 | WINTER | 20 | 20 | 20 | 20 | 20 | 20 | 5 | 20 | 20 | 20 | 20 | 20 | 20 | 10
ALT-03 | 2044-03-01 | 3 | 2044 | 2044 | WINTER | 19 | 19 | 19 | 19 | 19 | 19 | 5 | 19 | 19 | 19 | 19 | 19 | 19 | 10
ALT-03 | 2044-04-01 | 4 | 2044 | 2044 | SPRING | 18 | 18 | 18 | 18 | 18 | 18 | 5 | 18 | 18 | 18 | 18 | 18 | 18 | 10
ALT-03 | 2044-05-01 | 5 | 2044 | 2044 | SPRING | 16 | 16 | 16 | 16 | 16 | 16 | 5 | 18 | 18 | 18 | 18 | 18 | 18 | 10
ALT-03 | 2044-06-01 | 6 | 2044 | 2044 | SUMMER | 15 | 15 | 15 | 15 | 15 | 15 | 5 | 17 | 17 | 17 | 17 | 17 | 17 | 10
ALT-03 | 2044-07-01 | 7 | 2044 | 2044 | SUMMER | 15 | 15 | 15 | 15 | 15 | 15 | 5 | 17 | 17 | 17 | 17 | 17 | 17 | 10
ALT-03 | 2044-08-01 | 8 | 2044 | 2044 | SUMMER | 15 | 15 | 15 | 15 | 15 | 15 | 5 | 17 | 17 | 17 | 17 | 17 | 17 | 10
ALT-03 | 2044-09-01 | 9 | 2044 | 2044 | SUMMER | 16 | 16 | 16 | 16 | 16 | 16 | 5 | 17 | 17 | 17 | 17 | 17 | 17 | 10
ALT-03 | 2044-10-01 | 10 | 2045 | 2044 | FALL | 18 | 18 | 18 | 18 | 18 | 18 | 5 | 18 | 18 | 18 | 18 | 18 | 18 | 10
ALT-03 | 2044-11-01 | 11 | 2045 | 2044 | FALL | 19 | 19 | 19 | 19 | 19 | 19 | 5 | 19 | 19 | 19 | 19 | 19 | 19 | 10
ALT-03 | 2044-12-01 | 12 | 2045 | 2044 | WINTER | 20 | 20 | 20 | 20 | 20 | 20 | 5 | 20 | 20 | 20 | 20 | 20 | 20 | 10
ALT-03 | 2045-01-01 | 1 | 2045 | 2045 | WINTER | 20 | 20 | 20 | 20 | 20 | 20 | 5 | 20 | 20 | 20 | 20 | 20 | 20 | 10
ALT-03 | 2045-02-01 | 2 | 2045 | 2045 | WINTER | 20 | 20 | 20 | 20 | 20 | 20 | 5 | 20 | 20 | 20 | 20 | 20 | 20 | 10
ALT-03 | 2045-03-01 | 3 | 2045 | 2045 | WINTER | 19 | 19 | 19 | 19 | 19 | 19 | 5 | 19 | 19 | 19 | 19 | 19 | 19 | 10
ALT-03 | 2045-04-01 | 4 | 2045 | 2045 | SPRING | 18 | 18 | 18 | 18 | 18 | 18 | 5 | 18 | 18 | 18 | 18 | 18 | 18 | 10
ALT-03 | 2045-05-01 | 5 | 2045 | 2045 | SPRING | 16 | 16 | 16 | 16 | 16 | 16 | 5 | 18 | 18 | 18 | 18 | 18 | 18 | 10
ALT-03 | 2045-06-01 | 6 | 2045 | 2045 | SUMMER | 15 | 15 | 15 | 15 | 15 | 15 | 5 | 17 | 17 | 17 | 17 | 17 | 17 | 10
ALT-03 | 2045-07-01 | 7 | 2045 | 2045 | SUMMER | 15 | 15 | 15 | 15 | 15 | 15 | 5 | 17 | 17 | 17 | 17 | 17 | 17 | 10
ALT-03 | 2045-08-01 | 8 | 2045 | 2045 | SUMMER | 15 | 15 | 15 | 15 | 15 | 15 | 5 | 17 | 17 | 17 | 17 | 17 | 17 | 10
ALT-03 | 2045-09-01 | 9 | 2045 | 2045 | SUMMER | 16 | 16 | 16 | 16 | 16 | 16 | 5 | 17 | 17 | 17 | 17 | 17 | 17 | 10
ALT-03 | 2045-10-01 | 10 | 2046 | 2045 | FALL | 18 | 18 | 18 | 18 | 18 | 18 | 5 | 18 | 18 | 18 | 18 | 18 | 18 | 10
ALT-03 | 2045-11-01 | 11 | 2046 | 2045 | FALL | 19 | 19 | 19 | 19 | 19 | 19 | 5 | 19 | 19 | 19 | 19 | 19 | 19 | 10
ALT-03 | 2045-12-01 | 12 | 2046 | 2045 | WINTER | 20 | 20 | 20 | 20 | 20 | 20 | 5 | 20 | 20 | 20 | 20 | 20 | 20 | 10
ALT-03 | 2046-01-01 | 1 | 2046 | 2046 | WINTER | 20 | 20 | 20 | 20 | 20 | 20 | 5 | 20 | 20 | 20 | 20 | 20 | 20 | 10
ALT-03 | 2046-02-01 | 2 | 2046 | 2046 | WINTER | 20 | 20 | 20 | 20 | 20 | 20 | 5 | 20 | 20 | 20 | 20 | 20 | 20 | 10
ALT-03 | 2046-03-01 | 3 | 2046 | 2046 | WINTER | 19 | 19 | 19 | 19 | 19 | 19 | 5 | 19 | 19 | 19 | 19 | 19 | 19 | 10
ALT-03 | 2046-04-01 | 4 | 2046 | 2046 | SPRING | 18 | 18 | 18 | 18 | 18 | 18 | 5 | 18 | 18 | 18 | 18 | 18 | 18 | 10
ALT-03 | 2046-05-01 | 5 | 2046 | 2046 | SPRING | 16 | 16 | 16 | 16 | 16 | 16 | 5 | 18 | 18 | 18 | 18 | 18 | 18 | 10
ALT-03 | 2046-06-01 | 6 | 2046 | 2046 | SUMMER | 15 | 15 | 15 | 15 | 15 | 15 | 5 | 17 | 17 | 17 | 17 | 17 | 17 | 10
ALT-03 | 2046-07-01 | 7 | 2046 | 2046 | SUMMER | 15 | 15 | 15 | 15 | 15 | 15 | 5 | 17 | 17 | 17 | 17 | 17 | 17 | 10
ALT-03 | 2046-08-01 | 8 | 2046 | 2046 | SUMMER | 15 | 15 | 15 | 15 | 15 | 15 | 5 | 17 | 17 | 17 | 17 | 17 | 17 | 10
ALT-03 | 2046-09-01 | 9 | 2046 | 2046 | SUMMER | 16 | 16 | 16 | 16 | 16 | 16 | 5 | 17 | 17 | 17 | 17 | 17 | 17 | 10
ALT-03 | 2046-10-01 | 10 | 2047 | 2046 | FALL | 18 | 18 | 18 | 18 | 18 | 18 | 5 | 18 | 18 | 18 | 18 | 18 | 18 | 10
ALT-03 | 2046-11-01 | 11 | 2047 | 2046 | FALL | 19 | 19 | 19 | 19 | 19 | 19 | 5 | 19 | 19 | 19 | 19 | 19 | 19 | 10
ALT-03 | 2046-12-01 | 12 | 2047 | 2046 | WINTER | 20 | 20 | 20 | 20 | 20 | 20 | 5 | 20 | 20 | 20 | 20 | 20 | 20 | 10
ALT-03 | 2047-01-01 | 1 | 2047 | 2047 | WINTER | 20 | 20 | 20 | 20 | 20 | 20 | 5 | 20 | 20 | 20 | 20 | 20 | 20 | 10
ALT-03 | 2047-02-01 | 2 | 2047 | 2047 | WINTER | 20 | 20 | 20 | 20 | 20 | 20 | 5 | 20 | 20 | 20 | 20 | 20 | 20 | 10
ALT-03 | 2047-03-01 | 3 | 2047 | 2047 | WINTER | 19 | 19 | 19 | 19 | 19 | 19 | 5 | 19 | 19 | 19 | 19 | 19 | 19 | 10
ALT-03 | 2047-04-01 | 4 | 2047 | 2047 | SPRING | 18 | 18 | 18 | 18 | 18 | 18 | 5 | 18 | 18 | 18 | 18 | 18 | 18 | 10
ALT-03 | 2047-05-01 | 5 | 2047 | 2047 | SPRING | 16 | 16 | 16 | 16 | 16 | 16 | 5 | 18 | 18 | 18 | 18 | 18 | 18 | 10
ALT-03 | 2047-06-01 | 6 | 2047 | 2047 | SUMMER | 15 | 15 | 15 | 15 | 15 | 15 | 5 | 17 | 17 | 17 | 17 | 17 | 17 | 10
ALT-03 | 2047-07-01 | 7 | 2047 | 2047 | SUMMER | 15 | 15 | 15 | 15 | 15 | 15 | 5 | 17 | 17 | 17 | 17 | 17 | 17 | 10
ALT-03 | 2047-08-01 | 8 | 2047 | 2047 | SUMMER | 15 | 15 | 15 | 15 | 15 | 15 | 5 | 17 | 17 | 17 | 17 | 17 | 17 | 10
ALT-03 | 2047-09-01 | 9 | 2047 | 2047 | SUMMER | 16 | 16 | 16 | 16 | 16 | 16 | 5 | 17 | 17 | 17 | 17 | 17 | 17 | 10
ALT-04 | 2016-10-01 | 10 | 2017 | 2016 | FALL | 18 | 18 | 18 | 18 | 18 | 18 | 5 | 18 | 18 | 18 | 18 | 18 | 18 | 10
ALT-04 | 2016-11-01 | 11 | 2017 | 2016 | FALL | 19 | 19 | 19 | 19 | 19 | 19 | 5 | 19 | 19 | 19 | 19 | 19 | 19 | 10
ALT-04 | 2016-12-01 | 12 | 2017 | 2016 | WINTER | 20 | 20 | 20 | 20 | 20 | 20 | 5 | 20 | 20 | 20 | 20 | 20 | 20 | 10
ALT-04 | 2017-01-01 | 1 | 2017 | 2017 | WINTER | 20 | 20 | 20 | 20 | 20 | 20 | 5 | 20 | 20 | 20 | 20 | 20 | 20 | 10
ALT-04 | 2017-02-01 | 2 | 2017 | 2017 | WINTER | 20 | 20 | 20 | 20 | 20 | 20 | 5 | 20 | 20 | 20 | 20 | 20 | 20 | 10
ALT-04 | 2017-03-01 | 3 | 2017 | 2017 | WINTER | 19 | 19 | 19 | 19 | 19 | 19 | 5 | 19 | 19 | 19 | 19 | 19 | 19 | 10
ALT-04 | 2017-04-01 | 4 | 2017 | 2017 | SPRING | 18 | 18 | 18 | 18 | 18 | 18 | 5 | 18 | 18 | 18 | 18 | 18 | 18 | 10
ALT-04 | 2017-05-01 | 5 | 2017 | 2017 | SPRING | 16 | 16 | 16 | 16 | 16 | 16 | 5 | 18 | 18 | 18 | 18 | 18 | 18 | 10
ALT-04 | 2017-06-01 | 6 | 2017 | 2017 | SUMMER | 15 | 15 | 15 | 15 | 15 | 15 | 5 | 17 | 17 | 17 | 17 | 17 | 17 | 10
ALT-04 | 2017-07-01 | 7 | 2017 | 2017 | SUMMER | 15 | 15 | 15 | 15 | 15 | 15 | 5 | 17 | 17 | 17 | 17 | 17 | 17 | 10
ALT-04 | 2017-08-01 | 8 | 2017 | 2017 | SUMMER | 15 | 15 | 15 | 15 | 15 | 15 | 5 | 17 | 17 | 17 | 17 | 17 | 17 | 10
ALT-04 | 2017-09-01 | 9 | 2017 | 2017 | SUMMER | 16 | 16 | 16 | 16 | 16 | 16 | 5 | 17 | 17 | 17 | 17 | 17 | 17 | 10
ALT-04 | 2017-10-01 | 10 | 2018 | 2017 | FALL | 18 | 18 | 18 | 18 | 18 | 18 | 5 | 18 | 18 | 18 | 18 | 18 | 18 | 10
ALT-04 | 2017-11-01 | 11 | 2018 | 2017 | FALL | 19 | 19 | 19 | 19 | 19 | 19 | 5 | 19 | 19 | 19 | 19 | 19 | 19 | 10
ALT-04 | 2017-12-01 | 12 | 2018 | 2017 | WINTER | 20 | 20 | 20 | 20 | 20 | 20 | 5 | 20 | 20 | 20 | 20 | 20 | 20 | 10
ALT-04 | 2018-01-01 | 1 | 2018 | 2018 | WINTER | 20 | 20 | 20 | 20 | 20 | 20 | 5 | 20 | 20 | 20 | 20 | 20 | 20 | 10
ALT-04 | 2018-02-01 | 2 | 2018 | 2018 | WINTER | 20 | 20 | 20 | 20 | 20 | 20 | 5 | 20 | 20 | 20 | 20 | 20 | 20 | 10
ALT-04 | 2018-03-01 | 3 | 2018 | 2018 | WINTER | 19 | 19 | 19 | 19 | 19 | 19 | 5 | 19 | 19 | 19 | 19 | 19 | 19 | 10
ALT-04 | 2018-04-01 | 4 | 2018 | 2018 | SPRING | 18 | 18 | 18 | 18 | 18 | 18 | 5 | 18 | 18 | 18 | 18 | 18 | 18 | 10
ALT-04 | 2018-05-01 | 5 | 2018 | 2018 | SPRING | 16 | 16 | 16 | 16 | 16 | 16 | 5 | 18 | 18 | 18 | 18 | 18 | 18 | 10
ALT-04 | 2018-06-01 | 6 | 2018 | 2018 | SUMMER | 15 | 15 | 15 | 15 | 15 | 15 | 5 | 17 | 17 | 17 | 17 | 17 | 17 | 10
ALT-04 | 2018-07-01 | 7 | 2018 | 2018 | SUMMER | 15 | 15 | 15 | 15 | 15 | 15 | 5 | 17 | 17 | 17 | 17 | 17 | 17 | 10
ALT-04 | 2018-08-01 | 8 | 2018 | 2018 | SUMMER | 15 | 15 | 15 | 15 | 15 | 15 | 5 | 17 | 17 | 17 | 17 | 17 | 17 | 10
ALT-04 | 2018-09-01 | 9 | 2018 | 2018 | SUMMER | 16 | 16 | 16 | 16 | 16 | 16 | 5 | 17 | 17 | 17 | 17 | 17 | 17 | 10
ALT-04 | 2018-10-01 | 10 | 2019 | 2018 | FALL | 18 | 18 | 18 | 18 | 18 | 18 | 5 | 18 | 18 | 18 | 18 | 18 | 18 | 10
ALT-04 | 2018-11-01 | 11 | 2019 | 2018 | FALL | 19 | 19 | 19 | 19 | 19 | 19 | 5 | 19 | 19 | 19 | 19 | 19 | 19 | 10
ALT-04 | 2018-12-01 | 12 | 2019 | 2018 | WINTER | 20 | 20 | 20 | 20 | 20 | 20 | 5 | 20 | 20 | 20 | 20 | 20 | 20 | 10
ALT-04 | 2019-01-01 | 1 | 2019 | 2019 | WINTER | 20 | 20 | 20 | 20 | 20 | 20 | 5 | 20 | 20 | 20 | 20 | 20 | 20 | 10
ALT-04 | 2019-02-01 | 2 | 2019 | 2019 | WINTER | 20 | 20 | 20 | 20 | 20 | 20 | 5 | 20 | 20 | 20 | 20 | 20 | 20 | 10
ALT-04 | 2019-03-01 | 3 | 2019 | 2019 | WINTER | 19 | 19 | 19 | 19 | 19 | 19 | 5 | 19 | 19 | 19 | 19 | 19 | 19 | 10
ALT-04 | 2019-04-01 | 4 | 2019 | 2019 | SPRING | 18 | 18 | 18 | 18 | 18 | 18 | 5 | 18 | 18 | 18 | 18 | 18 | 18 | 10
ALT-04 | 2019-05-01 | 5 | 2019 | 2019 | SPRING | 16 | 16 | 16 | 16 | 16 | 16 | 5 | 18 | 18 | 18 | 18 | 18 | 18 | 10
ALT-04 | 2019-06-01 | 6 | 2019 | 2019 | SUMMER | 15 | 15 | 15 | 15 | 15 | 15 | 5 | 17 | 17 | 17 | 17 | 17 | 17 | 10
ALT-04 | 2019-07-01 | 7 | 2019 | 2019 | SUMMER | 15 | 15 | 15 | 15 | 15 | 15 | 5 | 17 | 17 | 17 | 17 | 17 | 17 | 10
ALT-04 | 2019-08-01 | 8 | 2019 | 2019 | SUMMER | 15 | 15 | 15 | 15 | 15 | 15 | 5 | 17 | 17 | 17 | 17 | 17 | 17 | 10
ALT-04 | 2019-09-01 | 9 | 2019 | 2019 | SUMMER | 16 | 16 | 16 | 16 | 16 | 16 | 5 | 17 | 17 | 17 | 17 | 17 | 17 | 10
ALT-04 | 2019-10-01 | 10 | 2020 | 2019 | FALL | 18 | 18 | 18 | 18 | 18 | 18 | 5 | 18 | 18 | 18 | 18 | 18 | 18 | 10
ALT-04 | 2019-11-01 | 11 | 2020 | 2019 | FALL | 19 | 19 | 19 | 19 | 19 | 19 | 5 | 19 | 19 | 19 | 19 | 19 | 19 | 10
ALT-04 | 2019-12-01 | 12 | 2020 | 2019 | WINTER | 20 | 20 | 20 | 20 | 20 | 20 | 5 | 20 | 20 | 20 | 20 | 20 | 20 | 10
ALT-04 | 2020-01-01 | 1 | 2020 | 2020 | WINTER | 20 | 20 | 20 | 20 | 20 | 20 | 5 | 20 | 20 | 20 | 20 | 20 | 20 | 10
ALT-04 | 2020-02-01 | 2 | 2020 | 2020 | WINTER | 20 | 20 | 20 | 20 | 20 | 20 | 5 | 20 | 20 | 20 | 20 | 20 | 20 | 10
ALT-04 | 2020-03-01 | 3 | 2020 | 2020 | WINTER | 19 | 19 | 19 | 19 | 19 | 19 | 5 | 19 | 19 | 19 | 19 | 19 | 19 | 10
ALT-04 | 2020-04-01 | 4 | 2020 | 2020 | SPRING | 18 | 18 | 18 | 18 | 18 | 18 | 5 | 18 | 18 | 18 | 18 | 18 | 18 | 10
ALT-04 | 2020-05-01 | 5 | 2020 | 2020 | SPRING | 16 | 16 | 16 | 16 | 16 | 16 | 5 | 18 | 18 | 18 | 18 | 18 | 18 | 10
ALT-04 | 2020-06-01 | 6 | 2020 | 2020 | SUMMER | 15 | 15 | 15 | 15 | 15 | 15 | 5 | 17 | 17 | 17 | 17 | 17 | 17 | 10
ALT-04 | 2020-07-01 | 7 | 2020 | 2020 | SUMMER | 15 | 15 | 15 | 15 | 15 | 15 | 5 | 17 | 17 | 17 | 17 | 17 | 17 | 10
ALT-04 | 2020-08-01 | 8 | 2020 | 2020 | SUMMER | 15 | 15 | 15 | 15 | 15 | 15 | 5 | 17 | 17 | 17 | 17 | 17 | 17 | 10
ALT-04 | 2020-09-01 | 9 | 2020 | 2020 | SUMMER | 16 | 16 | 16 | 16 | 16 | 16 | 5 | 17 | 17 | 17 | 17 | 17 | 17 | 10
ALT-04 | 2020-10-01 | 10 | 2021 | 2020 | FALL | 18 | 18 | 18 | 18 | 18 | 18 | 5 | 18 | 18 | 18 | 18 | 18 | 18 | 10
ALT-04 | 2020-11-01 | 11 | 2021 | 2020 | FALL | 19 | 19 | 19 | 19 | 19 | 19 | 5 | 19 | 19 | 19 | 19 | 19 | 19 | 10
ALT-04 | 2020-12-01 | 12 | 2021 | 2020 | WINTER | 20 | 20 | 20 | 20 | 20 | 20 | 5 | 20 | 20 | 20 | 20 | 20 | 20 | 10
ALT-04 | 2021-01-01 | 1 | 2021 | 2021 | WINTER | 20 | 20 | 20 | 20 | 20 | 20 | 5 | 20 | 20 | 20 | 20 | 20 | 20 | 10
ALT-04 | 2021-02-01 | 2 | 2021 | 2021 | WINTER | 20 | 20 | 20 | 20 | 20 | 20 | 5 | 20 | 20 | 20 | 20 | 20 | 20 | 10
ALT-04 | 2021-03-01 | 3 | 2021 | 2021 | WINTER | 19 | 19 | 19 | 19 | 19 | 19 | 5 | 19 | 19 | 19 | 19 | 19 | 19 | 10
ALT-04 | 2021-04-01 | 4 | 2021 | 2021 | SPRING | 18 | 18 | 18 | 18 | 18 | 18 | 5 | 18 | 18 | 18 | 18 | 18 | 18 | 10
ALT-04 | 2021-05-01 | 5 | 2021 | 2021 | SPRING | 16 | 16 | 16 | 16 | 16 | 16 | 5 | 18 | 18 | 18 | 18 | 18 | 18 | 10
ALT-04 | 2021-06-01 | 6 | 2021 | 2021 | SUMMER | 15 | 15 | 15 | 15 | 15 | 15 | 5 | 17 | 17 | 17 | 17 | 17 | 17 | 10
ALT-04 | 2021-07-01 | 7 | 2021 | 2021 | SUMMER | 15 | 15 | 15 | 15 | 15 | 15 | 5 | 17 | 17 | 17 | 17 | 17 | 17 | 10
ALT-04 | 2021-08-01 | 8 | 2021 | 2021 | SUMMER | 15 | 15 | 15 | 15 | 15 | 15 | 5 | 17 | 17 | 17 | 17 | 17 | 17 | 10
ALT-04 | 2021-09-01 | 9 | 2021 | 2021 | SUMMER | 16 | 16 | 16 | 16 | 16 | 16 | 5 | 17 | 17 | 17 | 17 | 17 | 17 | 10
ALT-04 | 2021-10-01 | 10 | 2022 | 2021 | FALL | 18 | 18 | 18 | 18 | 18 | 18 | 5 | 18 | 18 | 18 | 18 | 18 | 18 | 10
ALT-04 | 2021-11-01 | 11 | 2022 | 2021 | FALL | 19 | 19 | 19 | 19 | 19 | 19 | 5 | 19 | 19 | 19 | 19 | 19 | 19 | 10
ALT-04 | 2021-12-01 | 12 | 2022 | 2021 | WINTER | 20 | 20 | 20 | 20 | 20 | 20 | 5 | 20 | 20 | 20 | 20 | 20 | 20 | 10
ALT-04 | 2022-01-01 | 1 | 2022 | 2022 | WINTER | 20 | 20 | 20 | 20 | 20 | 20 | 5 | 20 | 20 | 20 | 20 | 20 | 20 | 10
ALT-04 | 2022-02-01 | 2 | 2022 | 2022 | WINTER | 20 | 20 | 20 | 20 | 20 | 20 | 5 | 20 | 20 | 20 | 20 | 20 | 20 | 10
ALT-04 | 2022-03-01 | 3 | 2022 | 2022 | WINTER | 19 | 19 | 19 | 19 | 19 | 19 | 5 | 19 | 19 | 19 | 19 | 19 | 19 | 10
ALT-04 | 2022-04-01 | 4 | 2022 | 2022 | SPRING | 18 | 18 | 18 | 18 | 18 | 18 | 5 | 18 | 18 | 18 | 18 | 18 | 18 | 10
ALT-04 | 2022-05-01 | 5 | 2022 | 2022 | SPRING | 16 | 16 | 16 | 16 | 16 | 16 | 5 | 18 | 18 | 18 | 18 | 18 | 18 | 10
ALT-04 | 2022-06-01 | 6 | 2022 | 2022 | SUMMER | 15 | 15 | 15 | 15 | 15 | 15 | 5 | 17 | 17 | 17 | 17 | 17 | 17 | 10
ALT-04 | 2022-07-01 | 7 | 2022 | 2022 | SUMMER | 15 | 15 | 15 | 15 | 15 | 15 | 5 | 17 | 17 | 17 | 17 | 17 | 17 | 10
ALT-04 | 2022-08-01 | 8 | 2022 | 2022 | SUMMER | 15 | 15 | 15 | 15 | 15 | 15 | 5 | 17 | 17 | 17 | 17 | 17 | 17 | 10
ALT-04 | 2022-09-01 | 9 | 2022 | 2022 | SUMMER | 16 | 16 | 16 | 16 | 16 | 16 | 5 | 17 | 17 | 17 | 17 | 17 | 17 | 10
ALT-04 | 2022-10-01 | 10 | 2023 | 2022 | FALL | 18 | 18 | 18 | 18 | 18 | 18 | 5 | 18 | 18 | 18 | 18 | 18 | 18 | 10
ALT-04 | 2022-11-01 | 11 | 2023 | 2022 | FALL | 19 | 19 | 19 | 19 | 19 | 19 | 5 | 19 | 19 | 19 | 19 | 19 | 19 | 10
ALT-04 | 2022-12-01 | 12 | 2023 | 2022 | WINTER | 20 | 20 | 20 | 20 | 20 | 20 | 5 | 20 | 20 | 20 | 20 | 20 | 20 | 10
ALT-04 | 2023-01-01 | 1 | 2023 | 2023 | WINTER | 20 | 20 | 20 | 20 | 20 | 20 | 5 | 20 | 20 | 20 | 20 | 20 | 20 | 10
ALT-04 | 2023-02-01 | 2 | 2023 | 2023 | WINTER | 20 | 20 | 20 | 20 | 20 | 20 | 5 | 20 | 20 | 20 | 20 | 20 | 20 | 10
ALT-04 | 2023-03-01 | 3 | 2023 | 2023 | WINTER | 19 | 19 | 19 | 19 | 19 | 19 | 5 | 19 | 19 | 19 | 19 | 19 | 19 | 10
ALT-04 | 2023-04-01 | 4 | 2023 | 2023 | SPRING | 18 | 18 | 18 | 18 | 18 | 18 | 5 | 18 | 18 | 18 | 18 | 18 | 18 | 10
ALT-04 | 2023-05-01 | 5 | 2023 | 2023 | SPRING | 16 | 16 | 16 | 16 | 16 | 16 | 5 | 18 | 18 | 18 | 18 | 18 | 18 | 10
ALT-04 | 2023-06-01 | 6 | 2023 | 2023 | SUMMER | 15 | 15 | 15 | 15 | 15 | 15 | 5 | 17 | 17 | 17 | 17 | 17 | 17 | 10
ALT-04 | 2023-07-01 | 7 | 2023 | 2023 | SUMMER | 15 | 15 | 15 | 15 | 15 | 15 | 5 | 17 | 17 | 17 | 17 | 17 | 17 | 10
ALT-04 | 2023-08-01 | 8 | 2023 | 2023 | SUMMER | 15 | 15 | 15 | 15 | 15 | 15 | 5 | 17 | 17 | 17 | 17 | 17 | 17 | 10
ALT-04 | 2023-09-01 | 9 | 2023 | 2023 | SUMMER | 16 | 16 | 16 | 16 | 16 | 16 | 5 | 17 | 17 | 17 | 17 | 17 | 17 | 10
ALT-04 | 2023-10-01 | 10 | 2024 | 2023 | FALL | 18 | 18 | 18 | 18 | 18 | 18 | 5 | 18 | 18 | 18 | 18 | 18 | 18 | 10
ALT-04 | 2023-11-01 | 11 | 2024 | 2023 | FALL | 19 | 19 | 19 | 19 | 19 | 19 | 5 | 19 | 19 | 19 | 19 | 19 | 19 | 10
ALT-04 | 2023-12-01 | 12 | 2024 | 2023 | WINTER | 20 | 20 | 20 | 20 | 20 | 20 | 5 | 20 | 20 | 20 | 20 | 20 | 20 | 10
ALT-04 | 2024-01-01 | 1 | 2024 | 2024 | WINTER | 20 | 20 | 20 | 20 | 20 | 20 | 5 | 20 | 20 | 20 | 20 | 20 | 20 | 10
ALT-04 | 2024-02-01 | 2 | 2024 | 2024 | WINTER | 20 | 20 | 20 | 20 | 20 | 20 | 5 | 20 | 20 | 20 | 20 | 20 | 20 | 10
ALT-04 | 2024-03-01 | 3 | 2024 | 2024 | WINTER | 19 | 19 | 19 | 19 | 19 | 19 | 5 | 19 | 19 | 19 | 19 | 19 | 19 | 10
ALT-04 | 2024-04-01 | 4 | 2024 | 2024 | SPRING | 18 | 18 | 18 | 18 | 18 | 18 | 5 | 18 | 18 | 18 | 18 | 18 | 18 | 10
ALT-04 | 2024-05-01 | 5 | 2024 | 2024 | SPRING | 16 | 16 | 16 | 16 | 16 | 16 | 5 | 18 | 18 | 18 | 18 | 18 | 18 | 10
ALT-04 | 2024-06-01 | 6 | 2024 | 2024 | SUMMER | 15 | 15 | 15 | 15 | 15 | 15 | 5 | 17 | 17 | 17 | 17 | 17 | 17 | 10
ALT-04 | 2024-07-01 | 7 | 2024 | 2024 | SUMMER | 15 | 15 | 15 | 15 | 15 | 15 | 5 | 17 | 17 | 17 | 17 | 17 | 17 | 10
ALT-04 | 2024-08-01 | 8 | 2024 | 2024 | SUMMER | 15 | 15 | 15 | 15 | 15 | 15 | 5 | 17 | 17 | 17 | 17 | 17 | 17 | 10
ALT-04 | 2024-09-01 | 9 | 2024 | 2024 | SUMMER | 16 | 16 | 16 | 16 | 16 | 16 | 5 | 17 | 17 | 17 | 17 | 17 | 17 | 10
ALT-04 | 2024-10-01 | 10 | 2025 | 2024 | FALL | 18 | 18 | 18 | 18 | 18 | 18 | 5 | 18 | 18 | 18 | 18 | 18 | 18 | 10
ALT-04 | 2024-11-01 | 11 | 2025 | 2024 | FALL | 19 | 19 | 19 | 19 | 19 | 19 | 5 | 19 | 19 | 19 | 19 | 19 | 19 | 10
ALT-04 | 2024-12-01 | 12 | 2025 | 2024 | WINTER | 20 | 20 | 20 | 20 | 20 | 20 | 5 | 20 | 20 | 20 | 20 | 20 | 20 | 10
ALT-04 | 2025-01-01 | 1 | 2025 | 2025 | WINTER | 20 | 20 | 20 | 20 | 20 | 20 | 5 | 20 | 20 | 20 | 20 | 20 | 20 | 10
ALT-04 | 2025-02-01 | 2 | 2025 | 2025 | WINTER | 20 | 20 | 20 | 20 | 20 | 20 | 5 | 20 | 20 | 20 | 20 | 20 | 20 | 10
ALT-04 | 2025-03-01 | 3 | 2025 | 2025 | WINTER | 19 | 19 | 19 | 19 | 19 | 19 | 5 | 19 | 19 | 19 | 19 | 19 | 19 | 10
ALT-04 | 2025-04-01 | 4 | 2025 | 2025 | SPRING | 18 | 18 | 18 | 18 | 18 | 18 | 5 | 18 | 18 | 18 | 18 | 18 | 18 | 10
ALT-04 | 2025-05-01 | 5 | 2025 | 2025 | SPRING | 16 | 16 | 16 | 16 | 16 | 16 | 5 | 18 | 18 | 18 | 18 | 18 | 18 | 10
ALT-04 | 2025-06-01 | 6 | 2025 | 2025 | SUMMER | 15 | 15 | 15 | 15 | 15 | 15 | 5 | 17 | 17 | 17 | 17 | 17 | 17 | 10
ALT-04 | 2025-07-01 | 7 | 2025 | 2025 | SUMMER | 15 | 15 | 15 | 15 | 15 | 15 | 5 | 17 | 17 | 17 | 17 | 17 | 17 | 10
ALT-04 | 2025-08-01 | 8 | 2025 | 2025 | SUMMER | 15 | 15 | 15 | 15 | 15 | 15 | 5 | 17 | 17 | 17 | 17 | 17 | 17 | 10
ALT-04 | 2025-09-01 | 9 | 2025 | 2025 | SUMMER | 16 | 16 | 16 | 16 | 16 | 16 | 5 | 17 | 17 | 17 | 17 | 17 | 17 | 10
ALT-04 | 2025-10-01 | 10 | 2026 | 2025 | FALL | 18 | 18 | 18 | 18 | 18 | 18 | 5 | 18 | 18 | 18 | 18 | 18 | 18 | 10
ALT-04 | 2025-11-01 | 11 | 2026 | 2025 | FALL | 19 | 19 | 19 | 19 | 19 | 19 | 5 | 19 | 19 | 19 | 19 | 19 | 19 | 10
ALT-04 | 2025-12-01 | 12 | 2026 | 2025 | WINTER | 20 | 20 | 20 | 20 | 20 | 20 | 5 | 20 | 20 | 20 | 20 | 20 | 20 | 10
ALT-04 | 2026-01-01 | 1 | 2026 | 2026 | WINTER | 20 | 20 | 20 | 20 | 20 | 20 | 5 | 20 | 20 | 20 | 20 | 20 | 20 | 10
ALT-04 | 2026-02-01 | 2 | 2026 | 2026 | WINTER | 20 | 20 | 20 | 20 | 20 | 20 | 5 | 20 | 20 | 20 | 20 | 20 | 20 | 10
ALT-04 | 2026-03-01 | 3 | 2026 | 2026 | WINTER | 19 | 19 | 19 | 19 | 19 | 19 | 5 | 19 | 19 | 19 | 19 | 19 | 19 | 10
ALT-04 | 2026-04-01 | 4 | 2026 | 2026 | SPRING | 18 | 18 | 18 | 18 | 18 | 18 | 5 | 18 | 18 | 18 | 18 | 18 | 18 | 10
ALT-04 | 2026-05-01 | 5 | 2026 | 2026 | SPRING | 16 | 16 | 16 | 16 | 16 | 16 | 5 | 18 | 18 | 18 | 18 | 18 | 18 | 10
ALT-04 | 2026-06-01 | 6 | 2026 | 2026 | SUMMER | 15 | 15 | 15 | 15 | 15 | 15 | 5 | 17 | 17 | 17 | 17 | 17 | 17 | 10
ALT-04 | 2026-07-01 | 7 | 2026 | 2026 | SUMMER | 15 | 15 | 15 | 15 | 15 | 15 | 5 | 17 | 17 | 17 | 17 | 17 | 17 | 10
ALT-04 | 2026-08-01 | 8 | 2026 | 2026 | SUMMER | 15 | 15 | 15 | 15 | 15 | 15 | 5 | 17 | 17 | 17 | 17 | 17 | 17 | 10
ALT-04 | 2026-09-01 | 9 | 2026 | 2026 | SUMMER | 16 | 16 | 16 | 16 | 16 | 16 | 5 | 17 | 17 | 17 | 17 | 17 | 17 | 10
ALT-04 | 2026-10-01 | 10 | 2027 | 2026 | FALL | 18 | 18 | 18 | 18 | 18 | 18 | 5 | 18 | 18 | 18 | 18 | 18 | 18 | 10
ALT-04 | 2026-11-01 | 11 | 2027 | 2026 | FALL | 19 | 19 | 19 | 19 | 19 | 19 | 5 | 19 | 19 | 19 | 19 | 19 | 19 | 10
ALT-04 | 2026-12-01 | 12 | 2027 | 2026 | WINTER | 20 | 20 | 20 | 20 | 20 | 20 | 5 | 20 | 20 | 20 | 20 | 20 | 20 | 10
ALT-04 | 2027-01-01 | 1 | 2027 | 2027 | WINTER | 20 | 20 | 20 | 20 | 20 | 20 | 5 | 20 | 20 | 20 | 20 | 20 | 20 | 10
ALT-04 | 2027-02-01 | 2 | 2027 | 2027 | WINTER | 20 | 20 | 20 | 20 | 20 | 20 | 5 | 20 | 20 | 20 | 20 | 20 | 20 | 10
ALT-04 | 2027-03-01 | 3 | 2027 | 2027 | WINTER | 19 | 19 | 19 | 19 | 19 | 19 | 5 | 19 | 19 | 19 | 19 | 19 | 19 | 10
ALT-04 | 2027-04-01 | 4 | 2027 | 2027 | SPRING | 18 | 18 | 18 | 18 | 18 | 18 | 5 | 18 | 18 | 18 | 18 | 18 | 18 | 10
ALT-04 | 2027-05-01 | 5 | 2027 | 2027 | SPRING | 16 | 16 | 16 | 16 | 16 | 16 | 5 | 18 | 18 | 18 | 18 | 18 | 18 | 10
ALT-04 | 2027-06-01 | 6 | 2027 | 2027 | SUMMER | 15 | 15 | 15 | 15 | 15 | 15 | 5 | 17 | 17 | 17 | 17 | 17 | 17 | 10
ALT-04 | 2027-07-01 | 7 | 2027 | 2027 | SUMMER | 15 | 15 | 15 | 15 | 15 | 15 | 5 | 17 | 17 | 17 | 17 | 17 | 17 | 10
ALT-04 | 2027-08-01 | 8 | 2027 | 2027 | SUMMER | 15 | 15 | 15 | 15 | 15 | 15 | 5 | 17 | 17 | 17 | 17 | 17 | 17 | 10
ALT-04 | 2027-09-01 | 9 | 2027 | 2027 | SUMMER | 16 | 16 | 16 | 16 | 16 | 16 | 5 | 17 | 17 | 17 | 17 | 17 | 17 | 10
ALT-04 | 2027-10-01 | 10 | 2028 | 2027 | FALL | 18 | 18 | 18 | 18 | 18 | 18 | 5 | 18 | 18 | 18 | 18 | 18 | 18 | 10
ALT-04 | 2027-11-01 | 11 | 2028 | 2027 | FALL | 19 | 19 | 19 | 19 | 19 | 19 | 5 | 19 | 19 | 19 | 19 | 19 | 19 | 10
ALT-04 | 2027-12-01 | 12 | 2028 | 2027 | WINTER | 20 | 20 | 20 | 20 | 20 | 20 | 5 | 20 | 20 | 20 | 20 | 20 | 20 | 10
ALT-04 | 2028-01-01 | 1 | 2028 | 2028 | WINTER | 20 | 20 | 20 | 20 | 20 | 20 | 5 | 20 | 20 | 20 | 20 | 20 | 20 | 10
ALT-04 | 2028-02-01 | 2 | 2028 | 2028 | WINTER | 20 | 20 | 20 | 20 | 20 | 20 | 5 | 20 | 20 | 20 | 20 | 20 | 20 | 10
ALT-04 | 2028-03-01 | 3 | 2028 | 2028 | WINTER | 19 | 19 | 19 | 19 | 19 | 19 | 5 | 19 | 19 | 19 | 19 | 19 | 19 | 10
ALT-04 | 2028-04-01 | 4 | 2028 | 2028 | SPRING | 18 | 18 | 18 | 18 | 18 | 18 | 5 | 18 | 18 | 18 | 18 | 18 | 18 | 10
ALT-04 | 2028-05-01 | 5 | 2028 | 2028 | SPRING | 16 | 16 | 16 | 16 | 16 | 16 | 5 | 18 | 18 | 18 | 18 | 18 | 18 | 10
ALT-04 | 2028-06-01 | 6 | 2028 | 2028 | SUMMER | 15 | 15 | 15 | 15 | 15 | 15 | 5 | 17 | 17 | 17 | 17 | 17 | 17 | 10
ALT-04 | 2028-07-01 | 7 | 2028 | 2028 | SUMMER | 15 | 15 | 15 | 15 | 15 | 15 | 5 | 17 | 17 | 17 | 17 | 17 | 17 | 10
ALT-04 | 2028-08-01 | 8 | 2028 | 2028 | SUMMER | 15 | 15 | 15 | 15 | 15 | 15 | 5 | 17 | 17 | 17 | 17 | 17 | 17 | 10
ALT-04 | 2028-09-01 | 9 | 2028 | 2028 | SUMMER | 16 | 16 | 16 | 16 | 16 | 16 | 5 | 17 | 17 | 17 | 17 | 17 | 17 | 10
ALT-04 | 2028-10-01 | 10 | 2029 | 2028 | FALL | 18 | 18 | 18 | 18 | 18 | 18 | 5 | 18 | 18 | 18 | 18 | 18 | 18 | 10
ALT-04 | 2028-11-01 | 11 | 2029 | 2028 | FALL | 19 | 19 | 19 | 19 | 19 | 19 | 5 | 19 | 19 | 19 | 19 | 19 | 19 | 10
ALT-04 | 2028-12-01 | 12 | 2029 | 2028 | WINTER | 20 | 20 | 20 | 20 | 20 | 20 | 5 | 20 | 20 | 20 | 20 | 20 | 20 | 10
ALT-04 | 2029-01-01 | 1 | 2029 | 2029 | WINTER | 20 | 20 | 20 | 20 | 20 | 20 | 5 | 20 | 20 | 20 | 20 | 20 | 20 | 10
ALT-04 | 2029-02-01 | 2 | 2029 | 2029 | WINTER | 20 | 20 | 20 | 20 | 20 | 20 | 5 | 20 | 20 | 20 | 20 | 20 | 20 | 10
ALT-04 | 2029-03-01 | 3 | 2029 | 2029 | WINTER | 19 | 19 | 19 | 19 | 19 | 19 | 5 | 19 | 19 | 19 | 19 | 19 | 19 | 10
ALT-04 | 2029-04-01 | 4 | 2029 | 2029 | SPRING | 18 | 18 | 18 | 18 | 18 | 18 | 5 | 18 | 18 | 18 | 18 | 18 | 18 | 10
ALT-04 | 2029-05-01 | 5 | 2029 | 2029 | SPRING | 16 | 16 | 16 | 16 | 16 | 16 | 5 | 18 | 18 | 18 | 18 | 18 | 18 | 10
ALT-04 | 2029-06-01 | 6 | 2029 | 2029 | SUMMER | 15 | 15 | 15 | 15 | 15 | 15 | 5 | 17 | 17 | 17 | 17 | 17 | 17 | 10
ALT-04 | 2029-07-01 | 7 | 2029 | 2029 | SUMMER | 15 | 15 | 15 | 15 | 15 | 15 | 5 | 17 | 17 | 17 | 17 | 17 | 17 | 10
ALT-04 | 2029-08-01 | 8 | 2029 | 2029 | SUMMER | 15 | 15 | 15 | 15 | 15 | 15 | 5 | 17 | 17 | 17 | 17 | 17 | 17 | 10
ALT-04 | 2029-09-01 | 9 | 2029 | 2029 | SUMMER | 16 | 16 | 16 | 16 | 16 | 16 | 5 | 17 | 17 | 17 | 17 | 17 | 17 | 10
ALT-04 | 2029-10-01 | 10 | 2030 | 2029 | FALL | 18 | 18 | 18 | 18 | 18 | 18 | 5 | 18 | 18 | 18 | 18 | 18 | 18 | 10
ALT-04 | 2029-11-01 | 11 | 2030 | 2029 | FALL | 19 | 19 | 19 | 19 | 19 | 19 | 5 | 19 | 19 | 19 | 19 | 19 | 19 | 10
ALT-04 | 2029-12-01 | 12 | 2030 | 2029 | WINTER | 20 | 20 | 20 | 20 | 20 | 20 | 5 | 20 | 20 | 20 | 20 | 20 | 20 | 10
ALT-04 | 2030-01-01 | 1 | 2030 | 2030 | WINTER | 20 | 20 | 20 | 20 | 20 | 20 | 5 | 20 | 20 | 20 | 20 | 20 | 20 | 10
ALT-04 | 2030-02-01 | 2 | 2030 | 2030 | WINTER | 20 | 20 | 20 | 20 | 20 | 20 | 5 | 20 | 20 | 20 | 20 | 20 | 20 | 10
ALT-04 | 2030-03-01 | 3 | 2030 | 2030 | WINTER | 19 | 19 | 19 | 19 | 19 | 19 | 5 | 19 | 19 | 19 | 19 | 19 | 19 | 10
ALT-04 | 2030-04-01 | 4 | 2030 | 2030 | SPRING | 18 | 18 | 18 | 18 | 18 | 18 | 5 | 18 | 18 | 18 | 18 | 18 | 18 | 10
ALT-04 | 2030-05-01 | 5 | 2030 | 2030 | SPRING | 16 | 16 | 16 | 16 | 16 | 16 | 5 | 18 | 18 | 18 | 18 | 18 | 18 | 10
ALT-04 | 2030-06-01 | 6 | 2030 | 2030 | SUMMER | 15 | 15 | 15 | 15 | 15 | 15 | 5 | 17 | 17 | 17 | 17 | 17 | 17 | 10
ALT-04 | 2030-07-01 | 7 | 2030 | 2030 | SUMMER | 15 | 15 | 15 | 15 | 15 | 15 | 5 | 17 | 17 | 17 | 17 | 17 | 17 | 10
ALT-04 | 2030-08-01 | 8 | 2030 | 2030 | SUMMER | 15 | 15 | 15 | 15 | 15 | 15 | 5 | 17 | 17 | 17 | 17 | 17 | 17 | 10
ALT-04 | 2030-09-01 | 9 | 2030 | 2030 | SUMMER | 16 | 16 | 16 | 16 | 16 | 16 | 5 | 17 | 17 | 17 | 17 | 17 | 17 | 10
ALT-04 | 2030-10-01 | 10 | 2031 | 2030 | FALL | 18 | 18 | 18 | 18 | 18 | 18 | 5 | 18 | 18 | 18 | 18 | 18 | 18 | 10
ALT-04 | 2030-11-01 | 11 | 2031 | 2030 | FALL | 19 | 19 | 19 | 19 | 19 | 19 | 5 | 19 | 19 | 19 | 19 | 19 | 19 | 10
ALT-04 | 2030-12-01 | 12 | 2031 | 2030 | WINTER | 20 | 20 | 20 | 20 | 20 | 20 | 5 | 20 | 20 | 20 | 20 | 20 | 20 | 10
ALT-04 | 2031-01-01 | 1 | 2031 | 2031 | WINTER | 20 | 20 | 20 | 20 | 20 | 20 | 5 | 20 | 20 | 20 | 20 | 20 | 20 | 10
ALT-04 | 2031-02-01 | 2 | 2031 | 2031 | WINTER | 20 | 20 | 20 | 20 | 20 | 20 | 5 | 20 | 20 | 20 | 20 | 20 | 20 | 10
ALT-04 | 2031-03-01 | 3 | 2031 | 2031 | WINTER | 19 | 19 | 19 | 19 | 19 | 19 | 5 | 19 | 19 | 19 | 19 | 19 | 19 | 10
ALT-04 | 2031-04-01 | 4 | 2031 | 2031 | SPRING | 18 | 18 | 18 | 18 | 18 | 18 | 5 | 18 | 18 | 18 | 18 | 18 | 18 | 10
ALT-04 | 2031-05-01 | 5 | 2031 | 2031 | SPRING | 16 | 16 | 16 | 16 | 16 | 16 | 5 | 18 | 18 | 18 | 18 | 18 | 18 | 10
ALT-04 | 2031-06-01 | 6 | 2031 | 2031 | SUMMER | 15 | 15 | 15 | 15 | 15 | 15 | 5 | 17 | 17 | 17 | 17 | 17 | 17 | 10
ALT-04 | 2031-07-01 | 7 | 2031 | 2031 | SUMMER | 15 | 15 | 15 | 15 | 15 | 15 | 5 | 17 | 17 | 17 | 17 | 17 | 17 | 10
ALT-04 | 2031-08-01 | 8 | 2031 | 2031 | SUMMER | 15 | 15 | 15 | 15 | 15 | 15 | 5 | 17 | 17 | 17 | 17 | 17 | 17 | 10
ALT-04 | 2031-09-01 | 9 | 2031 | 2031 | SUMMER | 16 | 16 | 16 | 16 | 16 | 16 | 5 | 17 | 17 | 17 | 17 | 17 | 17 | 10
ALT-04 | 2031-10-01 | 10 | 2032 | 2031 | FALL | 18 | 18 | 18 | 18 | 18 | 18 | 5 | 18 | 18 | 18 | 18 | 18 | 18 | 10
ALT-04 | 2031-11-01 | 11 | 2032 | 2031 | FALL | 19 | 19 | 19 | 19 | 19 | 19 | 5 | 19 | 19 | 19 | 19 | 19 | 19 | 10
ALT-04 | 2031-12-01 | 12 | 2032 | 2031 | WINTER | 20 | 20 | 20 | 20 | 20 | 20 | 5 | 20 | 20 | 20 | 20 | 20 | 20 | 10
ALT-04 | 2032-01-01 | 1 | 2032 | 2032 | WINTER | 20 | 20 | 20 | 20 | 20 | 20 | 5 | 20 | 20 | 20 | 20 | 20 | 20 | 10
ALT-04 | 2032-02-01 | 2 | 2032 | 2032 | WINTER | 20 | 20 | 20 | 20 | 20 | 20 | 5 | 20 | 20 | 20 | 20 | 20 | 20 | 10
ALT-04 | 2032-03-01 | 3 | 2032 | 2032 | WINTER | 19 | 19 | 19 | 19 | 19 | 19 | 5 | 19 | 19 | 19 | 19 | 19 | 19 | 10
ALT-04 | 2032-04-01 | 4 | 2032 | 2032 | SPRING | 18 | 18 | 18 | 18 | 18 | 18 | 5 | 18 | 18 | 18 | 18 | 18 | 18 | 10
ALT-04 | 2032-05-01 | 5 | 2032 | 2032 | SPRING | 16 | 16 | 16 | 16 | 16 | 16 | 5 | 18 | 18 | 18 | 18 | 18 | 18 | 10
ALT-04 | 2032-06-01 | 6 | 2032 | 2032 | SUMMER | 15 | 15 | 15 | 15 | 15 | 15 | 5 | 17 | 17 | 17 | 17 | 17 | 17 | 10
ALT-04 | 2032-07-01 | 7 | 2032 | 2032 | SUMMER | 15 | 15 | 15 | 15 | 15 | 15 | 5 | 17 | 17 | 17 | 17 | 17 | 17 | 10
ALT-04 | 2032-08-01 | 8 | 2032 | 2032 | SUMMER | 15 | 15 | 15 | 15 | 15 | 15 | 5 | 17 | 17 | 17 | 17 | 17 | 17 | 10
ALT-04 | 2032-09-01 | 9 | 2032 | 2032 | SUMMER | 16 | 16 | 16 | 16 | 16 | 16 | 5 | 17 | 17 | 17 | 17 | 17 | 17 | 10
ALT-04 | 2032-10-01 | 10 | 2033 | 2032 | FALL | 18 | 18 | 18 | 18 | 18 | 18 | 5 | 18 | 18 | 18 | 18 | 18 | 18 | 10
ALT-04 | 2032-11-01 | 11 | 2033 | 2032 | FALL | 19 | 19 | 19 | 19 | 19 | 19 | 5 | 19 | 19 | 19 | 19 | 19 | 19 | 10
ALT-04 | 2032-12-01 | 12 | 2033 | 2032 | WINTER | 20 | 20 | 20 | 20 | 20 | 20 | 5 | 20 | 20 | 20 | 20 | 20 | 20 | 10
ALT-04 | 2033-01-01 | 1 | 2033 | 2033 | WINTER | 20 | 20 | 20 | 20 | 20 | 20 | 5 | 20 | 20 | 20 | 20 | 20 | 20 | 10
ALT-04 | 2033-02-01 | 2 | 2033 | 2033 | WINTER | 20 | 20 | 20 | 20 | 20 | 20 | 5 | 20 | 20 | 20 | 20 | 20 | 20 | 10
ALT-04 | 2033-03-01 | 3 | 2033 | 2033 | WINTER | 19 | 19 | 19 | 19 | 19 | 19 | 5 | 19 | 19 | 19 | 19 | 19 | 19 | 10
ALT-04 | 2033-04-01 | 4 | 2033 | 2033 | SPRING | 18 | 18 | 18 | 18 | 18 | 18 | 5 | 18 | 18 | 18 | 18 | 18 | 18 | 10
ALT-04 | 2033-05-01 | 5 | 2033 | 2033 | SPRING | 16 | 16 | 16 | 16 | 16 | 16 | 5 | 18 | 18 | 18 | 18 | 18 | 18 | 10
ALT-04 | 2033-06-01 | 6 | 2033 | 2033 | SUMMER | 15 | 15 | 15 | 15 | 15 | 15 | 5 | 17 | 17 | 17 | 17 | 17 | 17 | 10
ALT-04 | 2033-07-01 | 7 | 2033 | 2033 | SUMMER | 15 | 15 | 15 | 15 | 15 | 15 | 5 | 17 | 17 | 17 | 17 | 17 | 17 | 10
ALT-04 | 2033-08-01 | 8 | 2033 | 2033 | SUMMER | 15 | 15 | 15 | 15 | 15 | 15 | 5 | 17 | 17 | 17 | 17 | 17 | 17 | 10
ALT-04 | 2033-09-01 | 9 | 2033 | 2033 | SUMMER | 16 | 16 | 16 | 16 | 16 | 16 | 5 | 17 | 17 | 17 | 17 | 17 | 17 | 10
ALT-04 | 2033-10-01 | 10 | 2034 | 2033 | FALL | 18 | 18 | 18 | 18 | 18 | 18 | 5 | 18 | 18 | 18 | 18 | 18 | 18 | 10
ALT-04 | 2033-11-01 | 11 | 2034 | 2033 | FALL | 19 | 19 | 19 | 19 | 19 | 19 | 5 | 19 | 19 | 19 | 19 | 19 | 19 | 10
ALT-04 | 2033-12-01 | 12 | 2034 | 2033 | WINTER | 20 | 20 | 20 | 20 | 20 | 20 | 5 | 20 | 20 | 20 | 20 | 20 | 20 | 10
ALT-04 | 2034-01-01 | 1 | 2034 | 2034 | WINTER | 20 | 20 | 20 | 20 | 20 | 20 | 5 | 20 | 20 | 20 | 20 | 20 | 20 | 10
ALT-04 | 2034-02-01 | 2 | 2034 | 2034 | WINTER | 20 | 20 | 20 | 20 | 20 | 20 | 5 | 20 | 20 | 20 | 20 | 20 | 20 | 10
ALT-04 | 2034-03-01 | 3 | 2034 | 2034 | WINTER | 19 | 19 | 19 | 19 | 19 | 19 | 5 | 19 | 19 | 19 | 19 | 19 | 19 | 10
ALT-04 | 2034-04-01 | 4 | 2034 | 2034 | SPRING | 18 | 18 | 18 | 18 | 18 | 18 | 5 | 18 | 18 | 18 | 18 | 18 | 18 | 10
ALT-04 | 2034-05-01 | 5 | 2034 | 2034 | SPRING | 16 | 16 | 16 | 16 | 16 | 16 | 5 | 18 | 18 | 18 | 18 | 18 | 18 | 10
ALT-04 | 2034-06-01 | 6 | 2034 | 2034 | SUMMER | 15 | 15 | 15 | 15 | 15 | 15 | 5 | 17 | 17 | 17 | 17 | 17 | 17 | 10
ALT-04 | 2034-07-01 | 7 | 2034 | 2034 | SUMMER | 15 | 15 | 15 | 15 | 15 | 15 | 5 | 17 | 17 | 17 | 17 | 17 | 17 | 10
ALT-04 | 2034-08-01 | 8 | 2034 | 2034 | SUMMER | 15 | 15 | 15 | 15 | 15 | 15 | 5 | 17 | 17 | 17 | 17 | 17 | 17 | 10
ALT-04 | 2034-09-01 | 9 | 2034 | 2034 | SUMMER | 16 | 16 | 16 | 16 | 16 | 16 | 5 | 17 | 17 | 17 | 17 | 17 | 17 | 10
ALT-04 | 2034-10-01 | 10 | 2035 | 2034 | FALL | 18 | 18 | 18 | 18 | 18 | 18 | 5 | 18 | 18 | 18 | 18 | 18 | 18 | 10
ALT-04 | 2034-11-01 | 11 | 2035 | 2034 | FALL | 19 | 19 | 19 | 19 | 19 | 19 | 5 | 19 | 19 | 19 | 19 | 19 | 19 | 10
ALT-04 | 2034-12-01 | 12 | 2035 | 2034 | WINTER | 20 | 20 | 20 | 20 | 20 | 20 | 5 | 20 | 20 | 20 | 20 | 20 | 20 | 10
ALT-04 | 2035-01-01 | 1 | 2035 | 2035 | WINTER | 20 | 20 | 20 | 20 | 20 | 20 | 5 | 20 | 20 | 20 | 20 | 20 | 20 | 10
ALT-04 | 2035-02-01 | 2 | 2035 | 2035 | WINTER | 20 | 20 | 20 | 20 | 20 | 20 | 5 | 20 | 20 | 20 | 20 | 20 | 20 | 10
ALT-04 | 2035-03-01 | 3 | 2035 | 2035 | WINTER | 19 | 19 | 19 | 19 | 19 | 19 | 5 | 19 | 19 | 19 | 19 | 19 | 19 | 10
ALT-04 | 2035-04-01 | 4 | 2035 | 2035 | SPRING | 18 | 18 | 18 | 18 | 18 | 18 | 5 | 18 | 18 | 18 | 18 | 18 | 18 | 10
ALT-04 | 2035-05-01 | 5 | 2035 | 2035 | SPRING | 16 | 16 | 16 | 16 | 16 | 16 | 5 | 18 | 18 | 18 | 18 | 18 | 18 | 10
ALT-04 | 2035-06-01 | 6 | 2035 | 2035 | SUMMER | 15 | 15 | 15 | 15 | 15 | 15 | 5 | 17 | 17 | 17 | 17 | 17 | 17 | 10
ALT-04 | 2035-07-01 | 7 | 2035 | 2035 | SUMMER | 15 | 15 | 15 | 15 | 15 | 15 | 5 | 17 | 17 | 17 | 17 | 17 | 17 | 10
ALT-04 | 2035-08-01 | 8 | 2035 | 2035 | SUMMER | 15 | 15 | 15 | 15 | 15 | 15 | 5 | 17 | 17 | 17 | 17 | 17 | 17 | 10
ALT-04 | 2035-09-01 | 9 | 2035 | 2035 | SUMMER | 16 | 16 | 16 | 16 | 16 | 16 | 5 | 17 | 17 | 17 | 17 | 17 | 17 | 10
ALT-04 | 2035-10-01 | 10 | 2036 | 2035 | FALL | 18 | 18 | 18 | 18 | 18 | 18 | 5 | 18 | 18 | 18 | 18 | 18 | 18 | 10
ALT-04 | 2035-11-01 | 11 | 2036 | 2035 | FALL | 19 | 19 | 19 | 19 | 19 | 19 | 5 | 19 | 19 | 19 | 19 | 19 | 19 | 10
ALT-04 | 2035-12-01 | 12 | 2036 | 2035 | WINTER | 20 | 20 | 20 | 20 | 20 | 20 | 5 | 20 | 20 | 20 | 20 | 20 | 20 | 10
ALT-04 | 2036-01-01 | 1 | 2036 | 2036 | WINTER | 20 | 20 | 20 | 20 | 20 | 20 | 5 | 20 | 20 | 20 | 20 | 20 | 20 | 10
ALT-04 | 2036-02-01 | 2 | 2036 | 2036 | WINTER | 20 | 20 | 20 | 20 | 20 | 20 | 5 | 20 | 20 | 20 | 20 | 20 | 20 | 10
ALT-04 | 2036-03-01 | 3 | 2036 | 2036 | WINTER | 19 | 19 | 19 | 19 | 19 | 19 | 5 | 19 | 19 | 19 | 19 | 19 | 19 | 10
ALT-04 | 2036-04-01 | 4 | 2036 | 2036 | SPRING | 18 | 18 | 18 | 18 | 18 | 18 | 5 | 18 | 18 | 18 | 18 | 18 | 18 | 10
ALT-04 | 2036-05-01 | 5 | 2036 | 2036 | SPRING | 16 | 16 | 16 | 16 | 16 | 16 | 5 | 18 | 18 | 18 | 18 | 18 | 18 | 10
ALT-04 | 2036-06-01 | 6 | 2036 | 2036 | SUMMER | 15 | 15 | 15 | 15 | 15 | 15 | 5 | 17 | 17 | 17 | 17 | 17 | 17 | 10
ALT-04 | 2036-07-01 | 7 | 2036 | 2036 | SUMMER | 15 | 15 | 15 | 15 | 15 | 15 | 5 | 17 | 17 | 17 | 17 | 17 | 17 | 10
ALT-04 | 2036-08-01 | 8 | 2036 | 2036 | SUMMER | 15 | 15 | 15 | 15 | 15 | 15 | 5 | 17 | 17 | 17 | 17 | 17 | 17 | 10
ALT-04 | 2036-09-01 | 9 | 2036 | 2036 | SUMMER | 16 | 16 | 16 | 16 | 16 | 16 | 5 | 17 | 17 | 17 | 17 | 17 | 17 | 10
ALT-04 | 2036-10-01 | 10 | 2037 | 2036 | FALL | 18 | 18 | 18 | 18 | 18 | 18 | 5 | 18 | 18 | 18 | 18 | 18 | 18 | 10
ALT-04 | 2036-11-01 | 11 | 2037 | 2036 | FALL | 19 | 19 | 19 | 19 | 19 | 19 | 5 | 19 | 19 | 19 | 19 | 19 | 19 | 10
ALT-04 | 2036-12-01 | 12 | 2037 | 2036 | WINTER | 20 | 20 | 20 | 20 | 20 | 20 | 5 | 20 | 20 | 20 | 20 | 20 | 20 | 10
ALT-04 | 2037-01-01 | 1 | 2037 | 2037 | WINTER | 20 | 20 | 20 | 20 | 20 | 20 | 5 | 20 | 20 | 20 | 20 | 20 | 20 | 10
ALT-04 | 2037-02-01 | 2 | 2037 | 2037 | WINTER | 20 | 20 | 20 | 20 | 20 | 20 | 5 | 20 | 20 | 20 | 20 | 20 | 20 | 10
ALT-04 | 2037-03-01 | 3 | 2037 | 2037 | WINTER | 19 | 19 | 19 | 19 | 19 | 19 | 5 | 19 | 19 | 19 | 19 | 19 | 19 | 10
ALT-04 | 2037-04-01 | 4 | 2037 | 2037 | SPRING | 18 | 18 | 18 | 18 | 18 | 18 | 5 | 18 | 18 | 18 | 18 | 18 | 18 | 10
ALT-04 | 2037-05-01 | 5 | 2037 | 2037 | SPRING | 16 | 16 | 16 | 16 | 16 | 16 | 5 | 18 | 18 | 18 | 18 | 18 | 18 | 10
ALT-04 | 2037-06-01 | 6 | 2037 | 2037 | SUMMER | 15 | 15 | 15 | 15 | 15 | 15 | 5 | 17 | 17 | 17 | 17 | 17 | 17 | 10
ALT-04 | 2037-07-01 | 7 | 2037 | 2037 | SUMMER | 15 | 15 | 15 | 15 | 15 | 15 | 5 | 17 | 17 | 17 | 17 | 17 | 17 | 10
ALT-04 | 2037-08-01 | 8 | 2037 | 2037 | SUMMER | 15 | 15 | 15 | 15 | 15 | 15 | 5 | 17 | 17 | 17 | 17 | 17 | 17 | 10
ALT-04 | 2037-09-01 | 9 | 2037 | 2037 | SUMMER | 16 | 16 | 16 | 16 | 16 | 16 | 5 | 17 | 17 | 17 | 17 | 17 | 17 | 10
ALT-04 | 2037-10-01 | 10 | 2038 | 2037 | FALL | 18 | 18 | 18 | 18 | 18 | 18 | 5 | 18 | 18 | 18 | 18 | 18 | 18 | 10
ALT-04 | 2037-11-01 | 11 | 2038 | 2037 | FALL | 19 | 19 | 19 | 19 | 19 | 19 | 5 | 19 | 19 | 19 | 19 | 19 | 19 | 10
ALT-04 | 2037-12-01 | 12 | 2038 | 2037 | WINTER | 20 | 20 | 20 | 20 | 20 | 20 | 5 | 20 | 20 | 20 | 20 | 20 | 20 | 10
ALT-04 | 2038-01-01 | 1 | 2038 | 2038 | WINTER | 20 | 20 | 20 | 20 | 20 | 20 | 5 | 20 | 20 | 20 | 20 | 20 | 20 | 10
ALT-04 | 2038-02-01 | 2 | 2038 | 2038 | WINTER | 20 | 20 | 20 | 20 | 20 | 20 | 5 | 20 | 20 | 20 | 20 | 20 | 20 | 10
ALT-04 | 2038-03-01 | 3 | 2038 | 2038 | WINTER | 19 | 19 | 19 | 19 | 19 | 19 | 5 | 19 | 19 | 19 | 19 | 19 | 19 | 10
ALT-04 | 2038-04-01 | 4 | 2038 | 2038 | SPRING | 18 | 18 | 18 | 18 | 18 | 18 | 5 | 18 | 18 | 18 | 18 | 18 | 18 | 10
ALT-04 | 2038-05-01 | 5 | 2038 | 2038 | SPRING | 16 | 16 | 16 | 16 | 16 | 16 | 5 | 18 | 18 | 18 | 18 | 18 | 18 | 10
ALT-04 | 2038-06-01 | 6 | 2038 | 2038 | SUMMER | 15 | 15 | 15 | 15 | 15 | 15 | 5 | 17 | 17 | 17 | 17 | 17 | 17 | 10
ALT-04 | 2038-07-01 | 7 | 2038 | 2038 | SUMMER | 15 | 15 | 15 | 15 | 15 | 15 | 5 | 17 | 17 | 17 | 17 | 17 | 17 | 10
ALT-04 | 2038-08-01 | 8 | 2038 | 2038 | SUMMER | 15 | 15 | 15 | 15 | 15 | 15 | 5 | 17 | 17 | 17 | 17 | 17 | 17 | 10
ALT-04 | 2038-09-01 | 9 | 2038 | 2038 | SUMMER | 16 | 16 | 16 | 16 | 16 | 16 | 5 | 17 | 17 | 17 | 17 | 17 | 17 | 10
ALT-04 | 2038-10-01 | 10 | 2039 | 2038 | FALL | 18 | 18 | 18 | 18 | 18 | 18 | 5 | 18 | 18 | 18 | 18 | 18 | 18 | 10
ALT-04 | 2038-11-01 | 11 | 2039 | 2038 | FALL | 19 | 19 | 19 | 19 | 19 | 19 | 5 | 19 | 19 | 19 | 19 | 19 | 19 | 10
ALT-04 | 2038-12-01 | 12 | 2039 | 2038 | WINTER | 20 | 20 | 20 | 20 | 20 | 20 | 5 | 20 | 20 | 20 | 20 | 20 | 20 | 10
ALT-04 | 2039-01-01 | 1 | 2039 | 2039 | WINTER | 20 | 20 | 20 | 20 | 20 | 20 | 5 | 20 | 20 | 20 | 20 | 20 | 20 | 10
ALT-04 | 2039-02-01 | 2 | 2039 | 2039 | WINTER | 20 | 20 | 20 | 20 | 20 | 20 | 5 | 20 | 20 | 20 | 20 | 20 | 20 | 10
ALT-04 | 2039-03-01 | 3 | 2039 | 2039 | WINTER | 19 | 19 | 19 | 19 | 19 | 19 | 5 | 19 | 19 | 19 | 19 | 19 | 19 | 10
ALT-04 | 2039-04-01 | 4 | 2039 | 2039 | SPRING | 18 | 18 | 18 | 18 | 18 | 18 | 5 | 18 | 18 | 18 | 18 | 18 | 18 | 10
ALT-04 | 2039-05-01 | 5 | 2039 | 2039 | SPRING | 16 | 16 | 16 | 16 | 16 | 16 | 5 | 18 | 18 | 18 | 18 | 18 | 18 | 10
ALT-04 | 2039-06-01 | 6 | 2039 | 2039 | SUMMER | 15 | 15 | 15 | 15 | 15 | 15 | 5 | 17 | 17 | 17 | 17 | 17 | 17 | 10
ALT-04 | 2039-07-01 | 7 | 2039 | 2039 | SUMMER | 15 | 15 | 15 | 15 | 15 | 15 | 5 | 17 | 17 | 17 | 17 | 17 | 17 | 10
ALT-04 | 2039-08-01 | 8 | 2039 | 2039 | SUMMER | 15 | 15 | 15 | 15 | 15 | 15 | 5 | 17 | 17 | 17 | 17 | 17 | 17 | 10
ALT-04 | 2039-09-01 | 9 | 2039 | 2039 | SUMMER | 16 | 16 | 16 | 16 | 16 | 16 | 5 | 17 | 17 | 17 | 17 | 17 | 17 | 10
ALT-04 | 2039-10-01 | 10 | 2040 | 2039 | FALL | 18 | 18 | 18 | 18 | 18 | 18 | 5 | 18 | 18 | 18 | 18 | 18 | 18 | 10
ALT-04 | 2039-11-01 | 11 | 2040 | 2039 | FALL | 19 | 19 | 19 | 19 | 19 | 19 | 5 | 19 | 19 | 19 | 19 | 19 | 19 | 10
ALT-04 | 2039-12-01 | 12 | 2040 | 2039 | WINTER | 20 | 20 | 20 | 20 | 20 | 20 | 5 | 20 | 20 | 20 | 20 | 20 | 20 | 10
ALT-04 | 2040-01-01 | 1 | 2040 | 2040 | WINTER | 20 | 20 | 20 | 20 | 20 | 20 | 5 | 20 | 20 | 20 | 20 | 20 | 20 | 10
ALT-04 | 2040-02-01 | 2 | 2040 | 2040 | WINTER | 20 | 20 | 20 | 20 | 20 | 20 | 5 | 20 | 20 | 20 | 20 | 20 | 20 | 10
ALT-04 | 2040-03-01 | 3 | 2040 | 2040 | WINTER | 19 | 19 | 19 | 19 | 19 | 19 | 5 | 19 | 19 | 19 | 19 | 19 | 19 | 10
ALT-04 | 2040-04-01 | 4 | 2040 | 2040 | SPRING | 18 | 18 | 18 | 18 | 18 | 18 | 5 | 18 | 18 | 18 | 18 | 18 | 18 | 10
ALT-04 | 2040-05-01 | 5 | 2040 | 2040 | SPRING | 16 | 16 | 16 | 16 | 16 | 16 | 5 | 18 | 18 | 18 | 18 | 18 | 18 | 10
ALT-04 | 2040-06-01 | 6 | 2040 | 2040 | SUMMER | 15 | 15 | 15 | 15 | 15 | 15 | 5 | 17 | 17 | 17 | 17 | 17 | 17 | 10
ALT-04 | 2040-07-01 | 7 | 2040 | 2040 | SUMMER | 15 | 15 | 15 | 15 | 15 | 15 | 5 | 17 | 17 | 17 | 17 | 17 | 17 | 10
ALT-04 | 2040-08-01 | 8 | 2040 | 2040 | SUMMER | 15 | 15 | 15 | 15 | 15 | 15 | 5 | 17 | 17 | 17 | 17 | 17 | 17 | 10
ALT-04 | 2040-09-01 | 9 | 2040 | 2040 | SUMMER | 16 | 16 | 16 | 16 | 16 | 16 | 5 | 17 | 17 | 17 | 17 | 17 | 17 | 10
ALT-04 | 2040-10-01 | 10 | 2041 | 2040 | FALL | 18 | 18 | 18 | 18 | 18 | 18 | 5 | 18 | 18 | 18 | 18 | 18 | 18 | 10
ALT-04 | 2040-11-01 | 11 | 2041 | 2040 | FALL | 19 | 19 | 19 | 19 | 19 | 19 | 5 | 19 | 19 | 19 | 19 | 19 | 19 | 10
ALT-04 | 2040-12-01 | 12 | 2041 | 2040 | WINTER | 20 | 20 | 20 | 20 | 20 | 20 | 5 | 20 | 20 | 20 | 20 | 20 | 20 | 10
ALT-04 | 2041-01-01 | 1 | 2041 | 2041 | WINTER | 20 | 20 | 20 | 20 | 20 | 20 | 5 | 20 | 20 | 20 | 20 | 20 | 20 | 10
ALT-04 | 2041-02-01 | 2 | 2041 | 2041 | WINTER | 20 | 20 | 20 | 20 | 20 | 20 | 5 | 20 | 20 | 20 | 20 | 20 | 20 | 10
ALT-04 | 2041-03-01 | 3 | 2041 | 2041 | WINTER | 19 | 19 | 19 | 19 | 19 | 19 | 5 | 19 | 19 | 19 | 19 | 19 | 19 | 10
ALT-04 | 2041-04-01 | 4 | 2041 | 2041 | SPRING | 18 | 18 | 18 | 18 | 18 | 18 | 5 | 18 | 18 | 18 | 18 | 18 | 18 | 10
ALT-04 | 2041-05-01 | 5 | 2041 | 2041 | SPRING | 16 | 16 | 16 | 16 | 16 | 16 | 5 | 18 | 18 | 18 | 18 | 18 | 18 | 10
ALT-04 | 2041-06-01 | 6 | 2041 | 2041 | SUMMER | 15 | 15 | 15 | 15 | 15 | 15 | 5 | 17 | 17 | 17 | 17 | 17 | 17 | 10
ALT-04 | 2041-07-01 | 7 | 2041 | 2041 | SUMMER | 15 | 15 | 15 | 15 | 15 | 15 | 5 | 17 | 17 | 17 | 17 | 17 | 17 | 10
ALT-04 | 2041-08-01 | 8 | 2041 | 2041 | SUMMER | 15 | 15 | 15 | 15 | 15 | 15 | 5 | 17 | 17 | 17 | 17 | 17 | 17 | 10
ALT-04 | 2041-09-01 | 9 | 2041 | 2041 | SUMMER | 16 | 16 | 16 | 16 | 16 | 16 | 5 | 17 | 17 | 17 | 17 | 17 | 17 | 10
ALT-04 | 2041-10-01 | 10 | 2042 | 2041 | FALL | 18 | 18 | 18 | 18 | 18 | 18 | 5 | 18 | 18 | 18 | 18 | 18 | 18 | 10
ALT-04 | 2041-11-01 | 11 | 2042 | 2041 | FALL | 19 | 19 | 19 | 19 | 19 | 19 | 5 | 19 | 19 | 19 | 19 | 19 | 19 | 10
ALT-04 | 2041-12-01 | 12 | 2042 | 2041 | WINTER | 20 | 20 | 20 | 20 | 20 | 20 | 5 | 20 | 20 | 20 | 20 | 20 | 20 | 10
ALT-04 | 2042-01-01 | 1 | 2042 | 2042 | WINTER | 20 | 20 | 20 | 20 | 20 | 20 | 5 | 20 | 20 | 20 | 20 | 20 | 20 | 10
ALT-04 | 2042-02-01 | 2 | 2042 | 2042 | WINTER | 20 | 20 | 20 | 20 | 20 | 20 | 5 | 20 | 20 | 20 | 20 | 20 | 20 | 10
ALT-04 | 2042-03-01 | 3 | 2042 | 2042 | WINTER | 19 | 19 | 19 | 19 | 19 | 19 | 5 | 19 | 19 | 19 | 19 | 19 | 19 | 10
ALT-04 | 2042-04-01 | 4 | 2042 | 2042 | SPRING | 18 | 18 | 18 | 18 | 18 | 18 | 5 | 18 | 18 | 18 | 18 | 18 | 18 | 10
ALT-04 | 2042-05-01 | 5 | 2042 | 2042 | SPRING | 16 | 16 | 16 | 16 | 16 | 16 | 5 | 18 | 18 | 18 | 18 | 18 | 18 | 10
ALT-04 | 2042-06-01 | 6 | 2042 | 2042 | SUMMER | 15 | 15 | 15 | 15 | 15 | 15 | 5 | 17 | 17 | 17 | 17 | 17 | 17 | 10
ALT-04 | 2042-07-01 | 7 | 2042 | 2042 | SUMMER | 15 | 15 | 15 | 15 | 15 | 15 | 5 | 17 | 17 | 17 | 17 | 17 | 17 | 10
ALT-04 | 2042-08-01 | 8 | 2042 | 2042 | SUMMER | 15 | 15 | 15 | 15 | 15 | 15 | 5 | 17 | 17 | 17 | 17 | 17 | 17 | 10
ALT-04 | 2042-09-01 | 9 | 2042 | 2042 | SUMMER | 16 | 16 | 16 | 16 | 16 | 16 | 5 | 17 | 17 | 17 | 17 | 17 | 17 | 10
ALT-04 | 2042-10-01 | 10 | 2043 | 2042 | FALL | 18 | 18 | 18 | 18 | 18 | 18 | 5 | 18 | 18 | 18 | 18 | 18 | 18 | 10
ALT-04 | 2042-11-01 | 11 | 2043 | 2042 | FALL | 19 | 19 | 19 | 19 | 19 | 19 | 5 | 19 | 19 | 19 | 19 | 19 | 19 | 10
ALT-04 | 2042-12-01 | 12 | 2043 | 2042 | WINTER | 20 | 20 | 20 | 20 | 20 | 20 | 5 | 20 | 20 | 20 | 20 | 20 | 20 | 10
ALT-04 | 2043-01-01 | 1 | 2043 | 2043 | WINTER | 20 | 20 | 20 | 20 | 20 | 20 | 5 | 20 | 20 | 20 | 20 | 20 | 20 | 10
ALT-04 | 2043-02-01 | 2 | 2043 | 2043 | WINTER | 20 | 20 | 20 | 20 | 20 | 20 | 5 | 20 | 20 | 20 | 20 | 20 | 20 | 10
ALT-04 | 2043-03-01 | 3 | 2043 | 2043 | WINTER | 19 | 19 | 19 | 19 | 19 | 19 | 5 | 19 | 19 | 19 | 19 | 19 | 19 | 10
ALT-04 | 2043-04-01 | 4 | 2043 | 2043 | SPRING | 18 | 18 | 18 | 18 | 18 | 18 | 5 | 18 | 18 | 18 | 18 | 18 | 18 | 10
ALT-04 | 2043-05-01 | 5 | 2043 | 2043 | SPRING | 16 | 16 | 16 | 16 | 16 | 16 | 5 | 18 | 18 | 18 | 18 | 18 | 18 | 10
ALT-04 | 2043-06-01 | 6 | 2043 | 2043 | SUMMER | 15 | 15 | 15 | 15 | 15 | 15 | 5 | 17 | 17 | 17 | 17 | 17 | 17 | 10
ALT-04 | 2043-07-01 | 7 | 2043 | 2043 | SUMMER | 15 | 15 | 15 | 15 | 15 | 15 | 5 | 17 | 17 | 17 | 17 | 17 | 17 | 10
ALT-04 | 2043-08-01 | 8 | 2043 | 2043 | SUMMER | 15 | 15 | 15 | 15 | 15 | 15 | 5 | 17 | 17 | 17 | 17 | 17 | 17 | 10
ALT-04 | 2043-09-01 | 9 | 2043 | 2043 | SUMMER | 16 | 16 | 16 | 16 | 16 | 16 | 5 | 17 | 17 | 17 | 17 | 17 | 17 | 10
ALT-04 | 2043-10-01 | 10 | 2044 | 2043 | FALL | 18 | 18 | 18 | 18 | 18 | 18 | 5 | 18 | 18 | 18 | 18 | 18 | 18 | 10
ALT-04 | 2043-11-01 | 11 | 2044 | 2043 | FALL | 19 | 19 | 19 | 19 | 19 | 19 | 5 | 19 | 19 | 19 | 19 | 19 | 19 | 10
ALT-04 | 2043-12-01 | 12 | 2044 | 2043 | WINTER | 20 | 20 | 20 | 20 | 20 | 20 | 5 | 20 | 20 | 20 | 20 | 20 | 20 | 10
ALT-04 | 2044-01-01 | 1 | 2044 | 2044 | WINTER | 20 | 20 | 20 | 20 | 20 | 20 | 5 | 20 | 20 | 20 | 20 | 20 | 20 | 10
ALT-04 | 2044-02-01 | 2 | 2044 | 2044 | WINTER | 20 | 20 | 20 | 20 | 20 | 20 | 5 | 20 | 20 | 20 | 20 | 20 | 20 | 10
ALT-04 | 2044-03-01 | 3 | 2044 | 2044 | WINTER | 19 | 19 | 19 | 19 | 19 | 19 | 5 | 19 | 19 | 19 | 19 | 19 | 19 | 10
ALT-04 | 2044-04-01 | 4 | 2044 | 2044 | SPRING | 18 | 18 | 18 | 18 | 18 | 18 | 5 | 18 | 18 | 18 | 18 | 18 | 18 | 10
ALT-04 | 2044-05-01 | 5 | 2044 | 2044 | SPRING | 16 | 16 | 16 | 16 | 16 | 16 | 5 | 18 | 18 | 18 | 18 | 18 | 18 | 10
ALT-04 | 2044-06-01 | 6 | 2044 | 2044 | SUMMER | 15 | 15 | 15 | 15 | 15 | 15 | 5 | 17 | 17 | 17 | 17 | 17 | 17 | 10
ALT-04 | 2044-07-01 | 7 | 2044 | 2044 | SUMMER | 15 | 15 | 15 | 15 | 15 | 15 | 5 | 17 | 17 | 17 | 17 | 17 | 17 | 10
ALT-04 | 2044-08-01 | 8 | 2044 | 2044 | SUMMER | 15 | 15 | 15 | 15 | 15 | 15 | 5 | 17 | 17 | 17 | 17 | 17 | 17 | 10
ALT-04 | 2044-09-01 | 9 | 2044 | 2044 | SUMMER | 16 | 16 | 16 | 16 | 16 | 16 | 5 | 17 | 17 | 17 | 17 | 17 | 17 | 10
ALT-04 | 2044-10-01 | 10 | 2045 | 2044 | FALL | 18 | 18 | 18 | 18 | 18 | 18 | 5 | 18 | 18 | 18 | 18 | 18 | 18 | 10
ALT-04 | 2044-11-01 | 11 | 2045 | 2044 | FALL | 19 | 19 | 19 | 19 | 19 | 19 | 5 | 19 | 19 | 19 | 19 | 19 | 19 | 10
ALT-04 | 2044-12-01 | 12 | 2045 | 2044 | WINTER | 20 | 20 | 20 | 20 | 20 | 20 | 5 | 20 | 20 | 20 | 20 | 20 | 20 | 10
ALT-04 | 2045-01-01 | 1 | 2045 | 2045 | WINTER | 20 | 20 | 20 | 20 | 20 | 20 | 5 | 20 | 20 | 20 | 20 | 20 | 20 | 10
ALT-04 | 2045-02-01 | 2 | 2045 | 2045 | WINTER | 20 | 20 | 20 | 20 | 20 | 20 | 5 | 20 | 20 | 20 | 20 | 20 | 20 | 10
ALT-04 | 2045-03-01 | 3 | 2045 | 2045 | WINTER | 19 | 19 | 19 | 19 | 19 | 19 | 5 | 19 | 19 | 19 | 19 | 19 | 19 | 10
ALT-04 | 2045-04-01 | 4 | 2045 | 2045 | SPRING | 18 | 18 | 18 | 18 | 18 | 18 | 5 | 18 | 18 | 18 | 18 | 18 | 18 | 10
ALT-04 | 2045-05-01 | 5 | 2045 | 2045 | SPRING | 16 | 16 | 16 | 16 | 16 | 16 | 5 | 18 | 18 | 18 | 18 | 18 | 18 | 10
ALT-04 | 2045-06-01 | 6 | 2045 | 2045 | SUMMER | 15 | 15 | 15 | 15 | 15 | 15 | 5 | 17 | 17 | 17 | 17 | 17 | 17 | 10
ALT-04 | 2045-07-01 | 7 | 2045 | 2045 | SUMMER | 15 | 15 | 15 | 15 | 15 | 15 | 5 | 17 | 17 | 17 | 17 | 17 | 17 | 10
ALT-04 | 2045-08-01 | 8 | 2045 | 2045 | SUMMER | 15 | 15 | 15 | 15 | 15 | 15 | 5 | 17 | 17 | 17 | 17 | 17 | 17 | 10
ALT-04 | 2045-09-01 | 9 | 2045 | 2045 | SUMMER | 16 | 16 | 16 | 16 | 16 | 16 | 5 | 17 | 17 | 17 | 17 | 17 | 17 | 10
ALT-04 | 2045-10-01 | 10 | 2046 | 2045 | FALL | 18 | 18 | 18 | 18 | 18 | 18 | 5 | 18 | 18 | 18 | 18 | 18 | 18 | 10
ALT-04 | 2045-11-01 | 11 | 2046 | 2045 | FALL | 19 | 19 | 19 | 19 | 19 | 19 | 5 | 19 | 19 | 19 | 19 | 19 | 19 | 10
ALT-04 | 2045-12-01 | 12 | 2046 | 2045 | WINTER | 20 | 20 | 20 | 20 | 20 | 20 | 5 | 20 | 20 | 20 | 20 | 20 | 20 | 10
ALT-04 | 2046-01-01 | 1 | 2046 | 2046 | WINTER | 20 | 20 | 20 | 20 | 20 | 20 | 5 | 20 | 20 | 20 | 20 | 20 | 20 | 10
ALT-04 | 2046-02-01 | 2 | 2046 | 2046 | WINTER | 20 | 20 | 20 | 20 | 20 | 20 | 5 | 20 | 20 | 20 | 20 | 20 | 20 | 10
ALT-04 | 2046-03-01 | 3 | 2046 | 2046 | WINTER | 19 | 19 | 19 | 19 | 19 | 19 | 5 | 19 | 19 | 19 | 19 | 19 | 19 | 10
ALT-04 | 2046-04-01 | 4 | 2046 | 2046 | SPRING | 18 | 18 | 18 | 18 | 18 | 18 | 5 | 18 | 18 | 18 | 18 | 18 | 18 | 10
ALT-04 | 2046-05-01 | 5 | 2046 | 2046 | SPRING | 16 | 16 | 16 | 16 | 16 | 16 | 5 | 18 | 18 | 18 | 18 | 18 | 18 | 10
ALT-04 | 2046-06-01 | 6 | 2046 | 2046 | SUMMER | 15 | 15 | 15 | 15 | 15 | 15 | 5 | 17 | 17 | 17 | 17 | 17 | 17 | 10
ALT-04 | 2046-07-01 | 7 | 2046 | 2046 | SUMMER | 15 | 15 | 15 | 15 | 15 | 15 | 5 | 17 | 17 | 17 | 17 | 17 | 17 | 10
ALT-04 | 2046-08-01 | 8 | 2046 | 2046 | SUMMER | 15 | 15 | 15 | 15 | 15 | 15 | 5 | 17 | 17 | 17 | 17 | 17 | 17 | 10
ALT-04 | 2046-09-01 | 9 | 2046 | 2046 | SUMMER | 16 | 16 | 16 | 16 | 16 | 16 | 5 | 17 | 17 | 17 | 17 | 17 | 17 | 10
ALT-04 | 2046-10-01 | 10 | 2047 | 2046 | FALL | 18 | 18 | 18 | 18 | 18 | 18 | 5 | 18 | 18 | 18 | 18 | 18 | 18 | 10
ALT-04 | 2046-11-01 | 11 | 2047 | 2046 | FALL | 19 | 19 | 19 | 19 | 19 | 19 | 5 | 19 | 19 | 19 | 19 | 19 | 19 | 10
ALT-04 | 2046-12-01 | 12 | 2047 | 2046 | WINTER | 20 | 20 | 20 | 20 | 20 | 20 | 5 | 20 | 20 | 20 | 20 | 20 | 20 | 10
ALT-04 | 2047-01-01 | 1 | 2047 | 2047 | WINTER | 20 | 20 | 20 | 20 | 20 | 20 | 5 | 20 | 20 | 20 | 20 | 20 | 20 | 10
ALT-04 | 2047-02-01 | 2 | 2047 | 2047 | WINTER | 20 | 20 | 20 | 20 | 20 | 20 | 5 | 20 | 20 | 20 | 20 | 20 | 20 | 10
ALT-04 | 2047-03-01 | 3 | 2047 | 2047 | WINTER | 19 | 19 | 19 | 19 | 19 | 19 | 5 | 19 | 19 | 19 | 19 | 19 | 19 | 10
ALT-04 | 2047-04-01 | 4 | 2047 | 2047 | SPRING | 18 | 18 | 18 | 18 | 18 | 18 | 5 | 18 | 18 | 18 | 18 | 18 | 18 | 10
ALT-04 | 2047-05-01 | 5 | 2047 | 2047 | SPRING | 16 | 16 | 16 | 16 | 16 | 16 | 5 | 18 | 18 | 18 | 18 | 18 | 18 | 10
ALT-04 | 2047-06-01 | 6 | 2047 | 2047 | SUMMER | 15 | 15 | 15 | 15 | 15 | 15 | 5 | 17 | 17 | 17 | 17 | 17 | 17 | 10
ALT-04 | 2047-07-01 | 7 | 2047 | 2047 | SUMMER | 15 | 15 | 15 | 15 | 15 | 15 | 5 | 17 | 17 | 17 | 17 | 17 | 17 | 10
ALT-04 | 2047-08-01 | 8 | 2047 | 2047 | SUMMER | 15 | 15 | 15 | 15 | 15 | 15 | 5 | 17 | 17 | 17 | 17 | 17 | 17 | 10
ALT-04 | 2047-09-01 | 9 | 2047 | 2047 | SUMMER | 16 | 16 | 16 | 16 | 16 | 16 | 5 | 17 | 17 | 17 | 17 | 17 | 17 | 10
ALT-05 | 2016-10-01 | 10 | 2017 | 2016 | FALL | 18 | 18 | 18 | 18 | 18 | 18 | 5 | 18 | 18 | 18 | 18 | 18 | 18 | 10
ALT-05 | 2016-11-01 | 11 | 2017 | 2016 | FALL | 19 | 19 | 19 | 19 | 19 | 19 | 5 | 19 | 19 | 19 | 19 | 19 | 19 | 10
ALT-05 | 2016-12-01 | 12 | 2017 | 2016 | WINTER | 20 | 20 | 20 | 20 | 20 | 20 | 5 | 20 | 20 | 20 | 20 | 20 | 20 | 10
ALT-05 | 2017-01-01 | 1 | 2017 | 2017 | WINTER | 20 | 20 | 20 | 20 | 20 | 20 | 5 | 20 | 20 | 20 | 20 | 20 | 20 | 10
ALT-05 | 2017-02-01 | 2 | 2017 | 2017 | WINTER | 20 | 20 | 20 | 20 | 20 | 20 | 5 | 20 | 20 | 20 | 20 | 20 | 20 | 10
ALT-05 | 2017-03-01 | 3 | 2017 | 2017 | WINTER | 19 | 19 | 19 | 19 | 19 | 19 | 5 | 19 | 19 | 19 | 19 | 19 | 19 | 10
ALT-05 | 2017-04-01 | 4 | 2017 | 2017 | SPRING | 18 | 18 | 18 | 18 | 18 | 18 | 5 | 18 | 18 | 18 | 18 | 18 | 18 | 10
ALT-05 | 2017-05-01 | 5 | 2017 | 2017 | SPRING | 16 | 16 | 16 | 16 | 16 | 16 | 5 | 18 | 18 | 18 | 18 | 18 | 18 | 10
ALT-05 | 2017-06-01 | 6 | 2017 | 2017 | SUMMER | 15 | 15 | 15 | 15 | 15 | 15 | 5 | 17 | 17 | 17 | 17 | 17 | 17 | 10
ALT-05 | 2017-07-01 | 7 | 2017 | 2017 | SUMMER | 15 | 15 | 15 | 15 | 15 | 15 | 5 | 17 | 17 | 17 | 17 | 17 | 17 | 10
ALT-05 | 2017-08-01 | 8 | 2017 | 2017 | SUMMER | 15 | 15 | 15 | 15 | 15 | 15 | 5 | 17 | 17 | 17 | 17 | 17 | 17 | 10
ALT-05 | 2017-09-01 | 9 | 2017 | 2017 | SUMMER | 16 | 16 | 16 | 16 | 16 | 16 | 5 | 17 | 17 | 17 | 17 | 17 | 17 | 10
ALT-05 | 2017-10-01 | 10 | 2018 | 2017 | FALL | 18 | 18 | 18 | 18 | 18 | 18 | 5 | 18 | 18 | 18 | 18 | 18 | 18 | 10
ALT-05 | 2017-11-01 | 11 | 2018 | 2017 | FALL | 19 | 19 | 19 | 19 | 19 | 19 | 5 | 19 | 19 | 19 | 19 | 19 | 19 | 10
ALT-05 | 2017-12-01 | 12 | 2018 | 2017 | WINTER | 20 | 20 | 20 | 20 | 20 | 20 | 5 | 20 | 20 | 20 | 20 | 20 | 20 | 10
ALT-05 | 2018-01-01 | 1 | 2018 | 2018 | WINTER | 20 | 20 | 20 | 20 | 20 | 20 | 5 | 20 | 20 | 20 | 20 | 20 | 20 | 10
ALT-05 | 2018-02-01 | 2 | 2018 | 2018 | WINTER | 20 | 20 | 20 | 20 | 20 | 20 | 5 | 20 | 20 | 20 | 20 | 20 | 20 | 10
ALT-05 | 2018-03-01 | 3 | 2018 | 2018 | WINTER | 19 | 19 | 19 | 19 | 19 | 19 | 5 | 19 | 19 | 19 | 19 | 19 | 19 | 10
ALT-05 | 2018-04-01 | 4 | 2018 | 2018 | SPRING | 18 | 18 | 18 | 18 | 18 | 18 | 5 | 18 | 18 | 18 | 18 | 18 | 18 | 10
ALT-05 | 2018-05-01 | 5 | 2018 | 2018 | SPRING | 16 | 16 | 16 | 16 | 16 | 16 | 5 | 18 | 18 | 18 | 18 | 18 | 18 | 10
ALT-05 | 2018-06-01 | 6 | 2018 | 2018 | SUMMER | 15 | 15 | 15 | 15 | 15 | 15 | 5 | 17 | 17 | 17 | 17 | 17 | 17 | 10
ALT-05 | 2018-07-01 | 7 | 2018 | 2018 | SUMMER | 15 | 15 | 15 | 15 | 15 | 15 | 5 | 17 | 17 | 17 | 17 | 17 | 17 | 10
ALT-05 | 2018-08-01 | 8 | 2018 | 2018 | SUMMER | 15 | 15 | 15 | 15 | 15 | 15 | 5 | 17 | 17 | 17 | 17 | 17 | 17 | 10
ALT-05 | 2018-09-01 | 9 | 2018 | 2018 | SUMMER | 16 | 16 | 16 | 16 | 16 | 16 | 5 | 17 | 17 | 17 | 17 | 17 | 17 | 10
ALT-05 | 2018-10-01 | 10 | 2019 | 2018 | FALL | 18 | 18 | 18 | 18 | 18 | 18 | 5 | 18 | 18 | 18 | 18 | 18 | 18 | 10
ALT-05 | 2018-11-01 | 11 | 2019 | 2018 | FALL | 19 | 19 | 19 | 19 | 19 | 19 | 5 | 19 | 19 | 19 | 19 | 19 | 19 | 10
ALT-05 | 2018-12-01 | 12 | 2019 | 2018 | WINTER | 20 | 20 | 20 | 20 | 20 | 20 | 5 | 20 | 20 | 20 | 20 | 20 | 20 | 10
ALT-05 | 2019-01-01 | 1 | 2019 | 2019 | WINTER | 20 | 20 | 20 | 20 | 20 | 20 | 5 | 20 | 20 | 20 | 20 | 20 | 20 | 10
ALT-05 | 2019-02-01 | 2 | 2019 | 2019 | WINTER | 20 | 20 | 20 | 20 | 20 | 20 | 5 | 20 | 20 | 20 | 20 | 20 | 20 | 10
ALT-05 | 2019-03-01 | 3 | 2019 | 2019 | WINTER | 19 | 19 | 19 | 19 | 19 | 19 | 5 | 19 | 19 | 19 | 19 | 19 | 19 | 10
ALT-05 | 2019-04-01 | 4 | 2019 | 2019 | SPRING | 18 | 18 | 18 | 18 | 18 | 18 | 5 | 18 | 18 | 18 | 18 | 18 | 18 | 10
ALT-05 | 2019-05-01 | 5 | 2019 | 2019 | SPRING | 16 | 16 | 16 | 16 | 16 | 16 | 5 | 18 | 18 | 18 | 18 | 18 | 18 | 10
ALT-05 | 2019-06-01 | 6 | 2019 | 2019 | SUMMER | 15 | 15 | 15 | 15 | 15 | 15 | 5 | 17 | 17 | 17 | 17 | 17 | 17 | 10
ALT-05 | 2019-07-01 | 7 | 2019 | 2019 | SUMMER | 15 | 15 | 15 | 15 | 15 | 15 | 5 | 17 | 17 | 17 | 17 | 17 | 17 | 10
ALT-05 | 2019-08-01 | 8 | 2019 | 2019 | SUMMER | 15 | 15 | 15 | 15 | 15 | 15 | 5 | 17 | 17 | 17 | 17 | 17 | 17 | 10
ALT-05 | 2019-09-01 | 9 | 2019 | 2019 | SUMMER | 16 | 16 | 16 | 16 | 16 | 16 | 5 | 17 | 17 | 17 | 17 | 17 | 17 | 10
ALT-05 | 2019-10-01 | 10 | 2020 | 2019 | FALL | 18 | 18 | 18 | 18 | 18 | 18 | 5 | 18 | 18 | 18 | 18 | 18 | 18 | 10
ALT-05 | 2019-11-01 | 11 | 2020 | 2019 | FALL | 19 | 19 | 19 | 19 | 19 | 19 | 5 | 19 | 19 | 19 | 19 | 19 | 19 | 10
ALT-05 | 2019-12-01 | 12 | 2020 | 2019 | WINTER | 20 | 20 | 20 | 20 | 20 | 20 | 5 | 20 | 20 | 20 | 20 | 20 | 20 | 10
ALT-05 | 2020-01-01 | 1 | 2020 | 2020 | WINTER | 20 | 20 | 20 | 20 | 20 | 20 | 5 | 20 | 20 | 20 | 20 | 20 | 20 | 10
ALT-05 | 2020-02-01 | 2 | 2020 | 2020 | WINTER | 20 | 20 | 20 | 20 | 20 | 20 | 5 | 20 | 20 | 20 | 20 | 20 | 20 | 10
ALT-05 | 2020-03-01 | 3 | 2020 | 2020 | WINTER | 19 | 19 | 19 | 19 | 19 | 19 | 5 | 19 | 19 | 19 | 19 | 19 | 19 | 10
ALT-05 | 2020-04-01 | 4 | 2020 | 2020 | SPRING | 18 | 18 | 18 | 18 | 18 | 18 | 5 | 18 | 18 | 18 | 18 | 18 | 18 | 10
ALT-05 | 2020-05-01 | 5 | 2020 | 2020 | SPRING | 16 | 16 | 16 | 16 | 16 | 16 | 5 | 18 | 18 | 18 | 18 | 18 | 18 | 10
ALT-05 | 2020-06-01 | 6 | 2020 | 2020 | SUMMER | 15 | 15 | 15 | 15 | 15 | 15 | 5 | 17 | 17 | 17 | 17 | 17 | 17 | 10
ALT-05 | 2020-07-01 | 7 | 2020 | 2020 | SUMMER | 15 | 15 | 15 | 15 | 15 | 15 | 5 | 17 | 17 | 17 | 17 | 17 | 17 | 10
ALT-05 | 2020-08-01 | 8 | 2020 | 2020 | SUMMER | 15 | 15 | 15 | 15 | 15 | 15 | 5 | 17 | 17 | 17 | 17 | 17 | 17 | 10
ALT-05 | 2020-09-01 | 9 | 2020 | 2020 | SUMMER | 16 | 16 | 16 | 16 | 16 | 16 | 5 | 17 | 17 | 17 | 17 | 17 | 17 | 10
ALT-05 | 2020-10-01 | 10 | 2021 | 2020 | FALL | 18 | 18 | 18 | 18 | 18 | 18 | 5 | 18 | 18 | 18 | 18 | 18 | 18 | 10
ALT-05 | 2020-11-01 | 11 | 2021 | 2020 | FALL | 19 | 19 | 19 | 19 | 19 | 19 | 5 | 19 | 19 | 19 | 19 | 19 | 19 | 10
ALT-05 | 2020-12-01 | 12 | 2021 | 2020 | WINTER | 20 | 20 | 20 | 20 | 20 | 20 | 5 | 20 | 20 | 20 | 20 | 20 | 20 | 10
ALT-05 | 2021-01-01 | 1 | 2021 | 2021 | WINTER | 20 | 20 | 20 | 20 | 20 | 20 | 5 | 20 | 20 | 20 | 20 | 20 | 20 | 10
ALT-05 | 2021-02-01 | 2 | 2021 | 2021 | WINTER | 20 | 20 | 20 | 20 | 20 | 20 | 5 | 20 | 20 | 20 | 20 | 20 | 20 | 10
ALT-05 | 2021-03-01 | 3 | 2021 | 2021 | WINTER | 19 | 19 | 19 | 19 | 19 | 19 | 5 | 19 | 19 | 19 | 19 | 19 | 19 | 10
ALT-05 | 2021-04-01 | 4 | 2021 | 2021 | SPRING | 18 | 18 | 18 | 18 | 18 | 18 | 5 | 18 | 18 | 18 | 18 | 18 | 18 | 10
ALT-05 | 2021-05-01 | 5 | 2021 | 2021 | SPRING | 16 | 16 | 16 | 16 | 16 | 16 | 5 | 18 | 18 | 18 | 18 | 18 | 18 | 10
ALT-05 | 2021-06-01 | 6 | 2021 | 2021 | SUMMER | 15 | 15 | 15 | 15 | 15 | 15 | 5 | 17 | 17 | 17 | 17 | 17 | 17 | 10
ALT-05 | 2021-07-01 | 7 | 2021 | 2021 | SUMMER | 15 | 15 | 15 | 15 | 15 | 15 | 5 | 17 | 17 | 17 | 17 | 17 | 17 | 10
ALT-05 | 2021-08-01 | 8 | 2021 | 2021 | SUMMER | 15 | 15 | 15 | 15 | 15 | 15 | 5 | 17 | 17 | 17 | 17 | 17 | 17 | 10
ALT-05 | 2021-09-01 | 9 | 2021 | 2021 | SUMMER | 16 | 16 | 16 | 16 | 16 | 16 | 5 | 17 | 17 | 17 | 17 | 17 | 17 | 10
ALT-05 | 2021-10-01 | 10 | 2022 | 2021 | FALL | 18 | 18 | 18 | 18 | 18 | 18 | 5 | 18 | 18 | 18 | 18 | 18 | 18 | 10
ALT-05 | 2021-11-01 | 11 | 2022 | 2021 | FALL | 19 | 19 | 19 | 19 | 19 | 19 | 5 | 19 | 19 | 19 | 19 | 19 | 19 | 10
ALT-05 | 2021-12-01 | 12 | 2022 | 2021 | WINTER | 20 | 20 | 20 | 20 | 20 | 20 | 5 | 20 | 20 | 20 | 20 | 20 | 20 | 10
ALT-05 | 2022-01-01 | 1 | 2022 | 2022 | WINTER | 20 | 20 | 20 | 20 | 20 | 20 | 5 | 20 | 20 | 20 | 20 | 20 | 20 | 10
ALT-05 | 2022-02-01 | 2 | 2022 | 2022 | WINTER | 20 | 20 | 20 | 20 | 20 | 20 | 5 | 20 | 20 | 20 | 20 | 20 | 20 | 10
ALT-05 | 2022-03-01 | 3 | 2022 | 2022 | WINTER | 19 | 19 | 19 | 19 | 19 | 19 | 5 | 19 | 19 | 19 | 19 | 19 | 19 | 10
ALT-05 | 2022-04-01 | 4 | 2022 | 2022 | SPRING | 18 | 18 | 18 | 18 | 18 | 18 | 5 | 18 | 18 | 18 | 18 | 18 | 18 | 10
ALT-05 | 2022-05-01 | 5 | 2022 | 2022 | SPRING | 16 | 16 | 16 | 16 | 16 | 16 | 5 | 18 | 18 | 18 | 18 | 18 | 18 | 10
ALT-05 | 2022-06-01 | 6 | 2022 | 2022 | SUMMER | 15 | 15 | 15 | 15 | 15 | 15 | 5 | 17 | 17 | 17 | 17 | 17 | 17 | 10
ALT-05 | 2022-07-01 | 7 | 2022 | 2022 | SUMMER | 15 | 15 | 15 | 15 | 15 | 15 | 5 | 17 | 17 | 17 | 17 | 17 | 17 | 10
ALT-05 | 2022-08-01 | 8 | 2022 | 2022 | SUMMER | 15 | 15 | 15 | 15 | 15 | 15 | 5 | 17 | 17 | 17 | 17 | 17 | 17 | 10
ALT-05 | 2022-09-01 | 9 | 2022 | 2022 | SUMMER | 16 | 16 | 16 | 16 | 16 | 16 | 5 | 17 | 17 | 17 | 17 | 17 | 17 | 10
ALT-05 | 2022-10-01 | 10 | 2023 | 2022 | FALL | 18 | 18 | 18 | 18 | 18 | 18 | 5 | 18 | 18 | 18 | 18 | 18 | 18 | 10
ALT-05 | 2022-11-01 | 11 | 2023 | 2022 | FALL | 19 | 19 | 19 | 19 | 19 | 19 | 5 | 19 | 19 | 19 | 19 | 19 | 19 | 10
ALT-05 | 2022-12-01 | 12 | 2023 | 2022 | WINTER | 20 | 20 | 20 | 20 | 20 | 20 | 5 | 20 | 20 | 20 | 20 | 20 | 20 | 10
ALT-05 | 2023-01-01 | 1 | 2023 | 2023 | WINTER | 20 | 20 | 20 | 20 | 20 | 20 | 5 | 20 | 20 | 20 | 20 | 20 | 20 | 10
ALT-05 | 2023-02-01 | 2 | 2023 | 2023 | WINTER | 20 | 20 | 20 | 20 | 20 | 20 | 5 | 20 | 20 | 20 | 20 | 20 | 20 | 10
ALT-05 | 2023-03-01 | 3 | 2023 | 2023 | WINTER | 19 | 19 | 19 | 19 | 19 | 19 | 5 | 19 | 19 | 19 | 19 | 19 | 19 | 10
ALT-05 | 2023-04-01 | 4 | 2023 | 2023 | SPRING | 18 | 18 | 18 | 18 | 18 | 18 | 5 | 18 | 18 | 18 | 18 | 18 | 18 | 10
ALT-05 | 2023-05-01 | 5 | 2023 | 2023 | SPRING | 16 | 16 | 16 | 16 | 16 | 16 | 5 | 18 | 18 | 18 | 18 | 18 | 18 | 10
ALT-05 | 2023-06-01 | 6 | 2023 | 2023 | SUMMER | 15 | 15 | 15 | 15 | 15 | 15 | 5 | 17 | 17 | 17 | 17 | 17 | 17 | 10
ALT-05 | 2023-07-01 | 7 | 2023 | 2023 | SUMMER | 15 | 15 | 15 | 15 | 15 | 15 | 5 | 17 | 17 | 17 | 17 | 17 | 17 | 10
ALT-05 | 2023-08-01 | 8 | 2023 | 2023 | SUMMER | 15 | 15 | 15 | 15 | 15 | 15 | 5 | 17 | 17 | 17 | 17 | 17 | 17 | 10
ALT-05 | 2023-09-01 | 9 | 2023 | 2023 | SUMMER | 16 | 16 | 16 | 16 | 16 | 16 | 5 | 17 | 17 | 17 | 17 | 17 | 17 | 10
ALT-05 | 2023-10-01 | 10 | 2024 | 2023 | FALL | 18 | 18 | 18 | 18 | 18 | 18 | 5 | 18 | 18 | 18 | 18 | 18 | 18 | 10
ALT-05 | 2023-11-01 | 11 | 2024 | 2023 | FALL | 19 | 19 | 19 | 19 | 19 | 19 | 5 | 19 | 19 | 19 | 19 | 19 | 19 | 10
ALT-05 | 2023-12-01 | 12 | 2024 | 2023 | WINTER | 20 | 20 | 20 | 20 | 20 | 20 | 5 | 20 | 20 | 20 | 20 | 20 | 20 | 10
ALT-05 | 2024-01-01 | 1 | 2024 | 2024 | WINTER | 20 | 20 | 20 | 20 | 20 | 20 | 5 | 20 | 20 | 20 | 20 | 20 | 20 | 10
ALT-05 | 2024-02-01 | 2 | 2024 | 2024 | WINTER | 20 | 20 | 20 | 20 | 20 | 20 | 5 | 20 | 20 | 20 | 20 | 20 | 20 | 10
ALT-05 | 2024-03-01 | 3 | 2024 | 2024 | WINTER | 19 | 19 | 19 | 19 | 19 | 19 | 5 | 19 | 19 | 19 | 19 | 19 | 19 | 10
ALT-05 | 2024-04-01 | 4 | 2024 | 2024 | SPRING | 18 | 18 | 18 | 18 | 18 | 18 | 5 | 18 | 18 | 18 | 18 | 18 | 18 | 10
ALT-05 | 2024-05-01 | 5 | 2024 | 2024 | SPRING | 16 | 16 | 16 | 16 | 16 | 16 | 5 | 18 | 18 | 18 | 18 | 18 | 18 | 10
ALT-05 | 2024-06-01 | 6 | 2024 | 2024 | SUMMER | 15 | 15 | 15 | 15 | 15 | 15 | 5 | 17 | 17 | 17 | 17 | 17 | 17 | 10
ALT-05 | 2024-07-01 | 7 | 2024 | 2024 | SUMMER | 15 | 15 | 15 | 15 | 15 | 15 | 5 | 17 | 17 | 17 | 17 | 17 | 17 | 10
ALT-05 | 2024-08-01 | 8 | 2024 | 2024 | SUMMER | 15 | 15 | 15 | 15 | 15 | 15 | 5 | 17 | 17 | 17 | 17 | 17 | 17 | 10
ALT-05 | 2024-09-01 | 9 | 2024 | 2024 | SUMMER | 16 | 16 | 16 | 16 | 16 | 16 | 5 | 17 | 17 | 17 | 17 | 17 | 17 | 10
ALT-05 | 2024-10-01 | 10 | 2025 | 2024 | FALL | 18 | 18 | 18 | 18 | 18 | 18 | 5 | 18 | 18 | 18 | 18 | 18 | 18 | 10
ALT-05 | 2024-11-01 | 11 | 2025 | 2024 | FALL | 19 | 19 | 19 | 19 | 19 | 19 | 5 | 19 | 19 | 19 | 19 | 19 | 19 | 10
ALT-05 | 2024-12-01 | 12 | 2025 | 2024 | WINTER | 20 | 20 | 20 | 20 | 20 | 20 | 5 | 20 | 20 | 20 | 20 | 20 | 20 | 10
ALT-05 | 2025-01-01 | 1 | 2025 | 2025 | WINTER | 20 | 20 | 20 | 20 | 20 | 20 | 5 | 20 | 20 | 20 | 20 | 20 | 20 | 10
ALT-05 | 2025-02-01 | 2 | 2025 | 2025 | WINTER | 20 | 20 | 20 | 20 | 20 | 20 | 5 | 20 | 20 | 20 | 20 | 20 | 20 | 10
ALT-05 | 2025-03-01 | 3 | 2025 | 2025 | WINTER | 19 | 19 | 19 | 19 | 19 | 19 | 5 | 19 | 19 | 19 | 19 | 19 | 19 | 10
ALT-05 | 2025-04-01 | 4 | 2025 | 2025 | SPRING | 18 | 18 | 18 | 18 | 18 | 18 | 5 | 18 | 18 | 18 | 18 | 18 | 18 | 10
ALT-05 | 2025-05-01 | 5 | 2025 | 2025 | SPRING | 16 | 16 | 16 | 16 | 16 | 16 | 5 | 18 | 18 | 18 | 18 | 18 | 18 | 10
ALT-05 | 2025-06-01 | 6 | 2025 | 2025 | SUMMER | 15 | 15 | 15 | 15 | 15 | 15 | 5 | 17 | 17 | 17 | 17 | 17 | 17 | 10
ALT-05 | 2025-07-01 | 7 | 2025 | 2025 | SUMMER | 15 | 15 | 15 | 15 | 15 | 15 | 5 | 17 | 17 | 17 | 17 | 17 | 17 | 10
ALT-05 | 2025-08-01 | 8 | 2025 | 2025 | SUMMER | 15 | 15 | 15 | 15 | 15 | 15 | 5 | 17 | 17 | 17 | 17 | 17 | 17 | 10
ALT-05 | 2025-09-01 | 9 | 2025 | 2025 | SUMMER | 16 | 16 | 16 | 16 | 16 | 16 | 5 | 17 | 17 | 17 | 17 | 17 | 17 | 10
ALT-05 | 2025-10-01 | 10 | 2026 | 2025 | FALL | 18 | 18 | 18 | 18 | 18 | 18 | 5 | 18 | 18 | 18 | 18 | 18 | 18 | 10
ALT-05 | 2025-11-01 | 11 | 2026 | 2025 | FALL | 19 | 19 | 19 | 19 | 19 | 19 | 5 | 19 | 19 | 19 | 19 | 19 | 19 | 10
ALT-05 | 2025-12-01 | 12 | 2026 | 2025 | WINTER | 20 | 20 | 20 | 20 | 20 | 20 | 5 | 20 | 20 | 20 | 20 | 20 | 20 | 10
ALT-05 | 2026-01-01 | 1 | 2026 | 2026 | WINTER | 20 | 20 | 20 | 20 | 20 | 20 | 5 | 20 | 20 | 20 | 20 | 20 | 20 | 10
ALT-05 | 2026-02-01 | 2 | 2026 | 2026 | WINTER | 20 | 20 | 20 | 20 | 20 | 20 | 5 | 20 | 20 | 20 | 20 | 20 | 20 | 10
ALT-05 | 2026-03-01 | 3 | 2026 | 2026 | WINTER | 19 | 19 | 19 | 19 | 19 | 19 | 5 | 19 | 19 | 19 | 19 | 19 | 19 | 10
ALT-05 | 2026-04-01 | 4 | 2026 | 2026 | SPRING | 18 | 18 | 18 | 18 | 18 | 18 | 5 | 18 | 18 | 18 | 18 | 18 | 18 | 10
ALT-05 | 2026-05-01 | 5 | 2026 | 2026 | SPRING | 16 | 16 | 16 | 16 | 16 | 16 | 5 | 18 | 18 | 18 | 18 | 18 | 18 | 10
ALT-05 | 2026-06-01 | 6 | 2026 | 2026 | SUMMER | 15 | 15 | 15 | 15 | 15 | 15 | 5 | 17 | 17 | 17 | 17 | 17 | 17 | 10
ALT-05 | 2026-07-01 | 7 | 2026 | 2026 | SUMMER | 15 | 15 | 15 | 15 | 15 | 15 | 5 | 17 | 17 | 17 | 17 | 17 | 17 | 10
ALT-05 | 2026-08-01 | 8 | 2026 | 2026 | SUMMER | 15 | 15 | 15 | 15 | 15 | 15 | 5 | 17 | 17 | 17 | 17 | 17 | 17 | 10
ALT-05 | 2026-09-01 | 9 | 2026 | 2026 | SUMMER | 16 | 16 | 16 | 16 | 16 | 16 | 5 | 17 | 17 | 17 | 17 | 17 | 17 | 10
ALT-05 | 2026-10-01 | 10 | 2027 | 2026 | FALL | 18 | 18 | 18 | 18 | 18 | 18 | 5 | 18 | 18 | 18 | 18 | 18 | 18 | 10
ALT-05 | 2026-11-01 | 11 | 2027 | 2026 | FALL | 19 | 19 | 19 | 19 | 19 | 19 | 5 | 19 | 19 | 19 | 19 | 19 | 19 | 10
ALT-05 | 2026-12-01 | 12 | 2027 | 2026 | WINTER | 20 | 20 | 20 | 20 | 20 | 20 | 5 | 20 | 20 | 20 | 20 | 20 | 20 | 10
ALT-05 | 2027-01-01 | 1 | 2027 | 2027 | WINTER | 20 | 20 | 20 | 20 | 20 | 20 | 5 | 20 | 20 | 20 | 20 | 20 | 20 | 10
ALT-05 | 2027-02-01 | 2 | 2027 | 2027 | WINTER | 20 | 20 | 20 | 20 | 20 | 20 | 5 | 20 | 20 | 20 | 20 | 20 | 20 | 10
ALT-05 | 2027-03-01 | 3 | 2027 | 2027 | WINTER | 19 | 19 | 19 | 19 | 19 | 19 | 5 | 19 | 19 | 19 | 19 | 19 | 19 | 10
ALT-05 | 2027-04-01 | 4 | 2027 | 2027 | SPRING | 18 | 18 | 18 | 18 | 18 | 18 | 5 | 18 | 18 | 18 | 18 | 18 | 18 | 10
ALT-05 | 2027-05-01 | 5 | 2027 | 2027 | SPRING | 16 | 16 | 16 | 16 | 16 | 16 | 5 | 18 | 18 | 18 | 18 | 18 | 18 | 10
ALT-05 | 2027-06-01 | 6 | 2027 | 2027 | SUMMER | 15 | 15 | 15 | 15 | 15 | 15 | 5 | 17 | 17 | 17 | 17 | 17 | 17 | 10
ALT-05 | 2027-07-01 | 7 | 2027 | 2027 | SUMMER | 15 | 15 | 15 | 15 | 15 | 15 | 5 | 17 | 17 | 17 | 17 | 17 | 17 | 10
ALT-05 | 2027-08-01 | 8 | 2027 | 2027 | SUMMER | 15 | 15 | 15 | 15 | 15 | 15 | 5 | 17 | 17 | 17 | 17 | 17 | 17 | 10
ALT-05 | 2027-09-01 | 9 | 2027 | 2027 | SUMMER | 16 | 16 | 16 | 16 | 16 | 16 | 5 | 17 | 17 | 17 | 17 | 17 | 17 | 10
ALT-05 | 2027-10-01 | 10 | 2028 | 2027 | FALL | 18 | 18 | 18 | 18 | 18 | 18 | 5 | 18 | 18 | 18 | 18 | 18 | 18 | 10
ALT-05 | 2027-11-01 | 11 | 2028 | 2027 | FALL | 19 | 19 | 19 | 19 | 19 | 19 | 5 | 19 | 19 | 19 | 19 | 19 | 19 | 10
ALT-05 | 2027-12-01 | 12 | 2028 | 2027 | WINTER | 20 | 20 | 20 | 20 | 20 | 20 | 5 | 20 | 20 | 20 | 20 | 20 | 20 | 10
ALT-05 | 2028-01-01 | 1 | 2028 | 2028 | WINTER | 20 | 20 | 20 | 20 | 20 | 20 | 5 | 20 | 20 | 20 | 20 | 20 | 20 | 10
ALT-05 | 2028-02-01 | 2 | 2028 | 2028 | WINTER | 20 | 20 | 20 | 20 | 20 | 20 | 5 | 20 | 20 | 20 | 20 | 20 | 20 | 10
ALT-05 | 2028-03-01 | 3 | 2028 | 2028 | WINTER | 19 | 19 | 19 | 19 | 19 | 19 | 5 | 19 | 19 | 19 | 19 | 19 | 19 | 10
ALT-05 | 2028-04-01 | 4 | 2028 | 2028 | SPRING | 18 | 18 | 18 | 18 | 18 | 18 | 5 | 18 | 18 | 18 | 18 | 18 | 18 | 10
ALT-05 | 2028-05-01 | 5 | 2028 | 2028 | SPRING | 16 | 16 | 16 | 16 | 16 | 16 | 5 | 18 | 18 | 18 | 18 | 18 | 18 | 10
ALT-05 | 2028-06-01 | 6 | 2028 | 2028 | SUMMER | 15 | 15 | 15 | 15 | 15 | 15 | 5 | 17 | 17 | 17 | 17 | 17 | 17 | 10
ALT-05 | 2028-07-01 | 7 | 2028 | 2028 | SUMMER | 15 | 15 | 15 | 15 | 15 | 15 | 5 | 17 | 17 | 17 | 17 | 17 | 17 | 10
ALT-05 | 2028-08-01 | 8 | 2028 | 2028 | SUMMER | 15 | 15 | 15 | 15 | 15 | 15 | 5 | 17 | 17 | 17 | 17 | 17 | 17 | 10
ALT-05 | 2028-09-01 | 9 | 2028 | 2028 | SUMMER | 16 | 16 | 16 | 16 | 16 | 16 | 5 | 17 | 17 | 17 | 17 | 17 | 17 | 10
ALT-05 | 2028-10-01 | 10 | 2029 | 2028 | FALL | 18 | 18 | 18 | 18 | 18 | 18 | 5 | 18 | 18 | 18 | 18 | 18 | 18 | 10
ALT-05 | 2028-11-01 | 11 | 2029 | 2028 | FALL | 19 | 19 | 19 | 19 | 19 | 19 | 5 | 19 | 19 | 19 | 19 | 19 | 19 | 10
ALT-05 | 2028-12-01 | 12 | 2029 | 2028 | WINTER | 20 | 20 | 20 | 20 | 20 | 20 | 5 | 20 | 20 | 20 | 20 | 20 | 20 | 10
ALT-05 | 2029-01-01 | 1 | 2029 | 2029 | WINTER | 20 | 20 | 20 | 20 | 20 | 20 | 5 | 20 | 20 | 20 | 20 | 20 | 20 | 10
ALT-05 | 2029-02-01 | 2 | 2029 | 2029 | WINTER | 20 | 20 | 20 | 20 | 20 | 20 | 5 | 20 | 20 | 20 | 20 | 20 | 20 | 10
ALT-05 | 2029-03-01 | 3 | 2029 | 2029 | WINTER | 19 | 19 | 19 | 19 | 19 | 19 | 5 | 19 | 19 | 19 | 19 | 19 | 19 | 10
ALT-05 | 2029-04-01 | 4 | 2029 | 2029 | SPRING | 18 | 18 | 18 | 18 | 18 | 18 | 5 | 18 | 18 | 18 | 18 | 18 | 18 | 10
ALT-05 | 2029-05-01 | 5 | 2029 | 2029 | SPRING | 16 | 16 | 16 | 16 | 16 | 16 | 5 | 18 | 18 | 18 | 18 | 18 | 18 | 10
ALT-05 | 2029-06-01 | 6 | 2029 | 2029 | SUMMER | 15 | 15 | 15 | 15 | 15 | 15 | 5 | 17 | 17 | 17 | 17 | 17 | 17 | 10
ALT-05 | 2029-07-01 | 7 | 2029 | 2029 | SUMMER | 15 | 15 | 15 | 15 | 15 | 15 | 5 | 17 | 17 | 17 | 17 | 17 | 17 | 10
ALT-05 | 2029-08-01 | 8 | 2029 | 2029 | SUMMER | 15 | 15 | 15 | 15 | 15 | 15 | 5 | 17 | 17 | 17 | 17 | 17 | 17 | 10
ALT-05 | 2029-09-01 | 9 | 2029 | 2029 | SUMMER | 16 | 16 | 16 | 16 | 16 | 16 | 5 | 17 | 17 | 17 | 17 | 17 | 17 | 10
ALT-05 | 2029-10-01 | 10 | 2030 | 2029 | FALL | 18 | 18 | 18 | 18 | 18 | 18 | 5 | 18 | 18 | 18 | 18 | 18 | 18 | 10
ALT-05 | 2029-11-01 | 11 | 2030 | 2029 | FALL | 19 | 19 | 19 | 19 | 19 | 19 | 5 | 19 | 19 | 19 | 19 | 19 | 19 | 10
ALT-05 | 2029-12-01 | 12 | 2030 | 2029 | WINTER | 20 | 20 | 20 | 20 | 20 | 20 | 5 | 20 | 20 | 20 | 20 | 20 | 20 | 10
ALT-05 | 2030-01-01 | 1 | 2030 | 2030 | WINTER | 20 | 20 | 20 | 20 | 20 | 20 | 5 | 20 | 20 | 20 | 20 | 20 | 20 | 10
ALT-05 | 2030-02-01 | 2 | 2030 | 2030 | WINTER | 20 | 20 | 20 | 20 | 20 | 20 | 5 | 20 | 20 | 20 | 20 | 20 | 20 | 10
ALT-05 | 2030-03-01 | 3 | 2030 | 2030 | WINTER | 19 | 19 | 19 | 19 | 19 | 19 | 5 | 19 | 19 | 19 | 19 | 19 | 19 | 10
ALT-05 | 2030-04-01 | 4 | 2030 | 2030 | SPRING | 18 | 18 | 18 | 18 | 18 | 18 | 5 | 18 | 18 | 18 | 18 | 18 | 18 | 10
ALT-05 | 2030-05-01 | 5 | 2030 | 2030 | SPRING | 16 | 16 | 16 | 16 | 16 | 16 | 5 | 18 | 18 | 18 | 18 | 18 | 18 | 10
ALT-05 | 2030-06-01 | 6 | 2030 | 2030 | SUMMER | 15 | 15 | 15 | 15 | 15 | 15 | 5 | 17 | 17 | 17 | 17 | 17 | 17 | 10
ALT-05 | 2030-07-01 | 7 | 2030 | 2030 | SUMMER | 15 | 15 | 15 | 15 | 15 | 15 | 5 | 17 | 17 | 17 | 17 | 17 | 17 | 10
ALT-05 | 2030-08-01 | 8 | 2030 | 2030 | SUMMER | 15 | 15 | 15 | 15 | 15 | 15 | 5 | 17 | 17 | 17 | 17 | 17 | 17 | 10
ALT-05 | 2030-09-01 | 9 | 2030 | 2030 | SUMMER | 16 | 16 | 16 | 16 | 16 | 16 | 5 | 17 | 17 | 17 | 17 | 17 | 17 | 10
ALT-05 | 2030-10-01 | 10 | 2031 | 2030 | FALL | 18 | 18 | 18 | 18 | 18 | 18 | 5 | 18 | 18 | 18 | 18 | 18 | 18 | 10
ALT-05 | 2030-11-01 | 11 | 2031 | 2030 | FALL | 19 | 19 | 19 | 19 | 19 | 19 | 5 | 19 | 19 | 19 | 19 | 19 | 19 | 10
ALT-05 | 2030-12-01 | 12 | 2031 | 2030 | WINTER | 20 | 20 | 20 | 20 | 20 | 20 | 5 | 20 | 20 | 20 | 20 | 20 | 20 | 10
ALT-05 | 2031-01-01 | 1 | 2031 | 2031 | WINTER | 20 | 20 | 20 | 20 | 20 | 20 | 5 | 20 | 20 | 20 | 20 | 20 | 20 | 10
ALT-05 | 2031-02-01 | 2 | 2031 | 2031 | WINTER | 20 | 20 | 20 | 20 | 20 | 20 | 5 | 20 | 20 | 20 | 20 | 20 | 20 | 10
ALT-05 | 2031-03-01 | 3 | 2031 | 2031 | WINTER | 19 | 19 | 19 | 19 | 19 | 19 | 5 | 19 | 19 | 19 | 19 | 19 | 19 | 10
ALT-05 | 2031-04-01 | 4 | 2031 | 2031 | SPRING | 18 | 18 | 18 | 18 | 18 | 18 | 5 | 18 | 18 | 18 | 18 | 18 | 18 | 10
ALT-05 | 2031-05-01 | 5 | 2031 | 2031 | SPRING | 16 | 16 | 16 | 16 | 16 | 16 | 5 | 18 | 18 | 18 | 18 | 18 | 18 | 10
ALT-05 | 2031-06-01 | 6 | 2031 | 2031 | SUMMER | 15 | 15 | 15 | 15 | 15 | 15 | 5 | 17 | 17 | 17 | 17 | 17 | 17 | 10
ALT-05 | 2031-07-01 | 7 | 2031 | 2031 | SUMMER | 15 | 15 | 15 | 15 | 15 | 15 | 5 | 17 | 17 | 17 | 17 | 17 | 17 | 10
ALT-05 | 2031-08-01 | 8 | 2031 | 2031 | SUMMER | 15 | 15 | 15 | 15 | 15 | 15 | 5 | 17 | 17 | 17 | 17 | 17 | 17 | 10
ALT-05 | 2031-09-01 | 9 | 2031 | 2031 | SUMMER | 16 | 16 | 16 | 16 | 16 | 16 | 5 | 17 | 17 | 17 | 17 | 17 | 17 | 10
ALT-05 | 2031-10-01 | 10 | 2032 | 2031 | FALL | 18 | 18 | 18 | 18 | 18 | 18 | 5 | 18 | 18 | 18 | 18 | 18 | 18 | 10
ALT-05 | 2031-11-01 | 11 | 2032 | 2031 | FALL | 19 | 19 | 19 | 19 | 19 | 19 | 5 | 19 | 19 | 19 | 19 | 19 | 19 | 10
ALT-05 | 2031-12-01 | 12 | 2032 | 2031 | WINTER | 20 | 20 | 20 | 20 | 20 | 20 | 5 | 20 | 20 | 20 | 20 | 20 | 20 | 10
ALT-05 | 2032-01-01 | 1 | 2032 | 2032 | WINTER | 20 | 20 | 20 | 20 | 20 | 20 | 5 | 20 | 20 | 20 | 20 | 20 | 20 | 10
ALT-05 | 2032-02-01 | 2 | 2032 | 2032 | WINTER | 20 | 20 | 20 | 20 | 20 | 20 | 5 | 20 | 20 | 20 | 20 | 20 | 20 | 10
ALT-05 | 2032-03-01 | 3 | 2032 | 2032 | WINTER | 19 | 19 | 19 | 19 | 19 | 19 | 5 | 19 | 19 | 19 | 19 | 19 | 19 | 10
ALT-05 | 2032-04-01 | 4 | 2032 | 2032 | SPRING | 18 | 18 | 18 | 18 | 18 | 18 | 5 | 18 | 18 | 18 | 18 | 18 | 18 | 10
ALT-05 | 2032-05-01 | 5 | 2032 | 2032 | SPRING | 16 | 16 | 16 | 16 | 16 | 16 | 5 | 18 | 18 | 18 | 18 | 18 | 18 | 10
ALT-05 | 2032-06-01 | 6 | 2032 | 2032 | SUMMER | 15 | 15 | 15 | 15 | 15 | 15 | 5 | 17 | 17 | 17 | 17 | 17 | 17 | 10
ALT-05 | 2032-07-01 | 7 | 2032 | 2032 | SUMMER | 15 | 15 | 15 | 15 | 15 | 15 | 5 | 17 | 17 | 17 | 17 | 17 | 17 | 10
ALT-05 | 2032-08-01 | 8 | 2032 | 2032 | SUMMER | 15 | 15 | 15 | 15 | 15 | 15 | 5 | 17 | 17 | 17 | 17 | 17 | 17 | 10
ALT-05 | 2032-09-01 | 9 | 2032 | 2032 | SUMMER | 16 | 16 | 16 | 16 | 16 | 16 | 5 | 17 | 17 | 17 | 17 | 17 | 17 | 10
ALT-05 | 2032-10-01 | 10 | 2033 | 2032 | FALL | 18 | 18 | 18 | 18 | 18 | 18 | 5 | 18 | 18 | 18 | 18 | 18 | 18 | 10
ALT-05 | 2032-11-01 | 11 | 2033 | 2032 | FALL | 19 | 19 | 19 | 19 | 19 | 19 | 5 | 19 | 19 | 19 | 19 | 19 | 19 | 10
ALT-05 | 2032-12-01 | 12 | 2033 | 2032 | WINTER | 20 | 20 | 20 | 20 | 20 | 20 | 5 | 20 | 20 | 20 | 20 | 20 | 20 | 10
ALT-05 | 2033-01-01 | 1 | 2033 | 2033 | WINTER | 20 | 20 | 20 | 20 | 20 | 20 | 5 | 20 | 20 | 20 | 20 | 20 | 20 | 10
ALT-05 | 2033-02-01 | 2 | 2033 | 2033 | WINTER | 20 | 20 | 20 | 20 | 20 | 20 | 5 | 20 | 20 | 20 | 20 | 20 | 20 | 10
ALT-05 | 2033-03-01 | 3 | 2033 | 2033 | WINTER | 19 | 19 | 19 | 19 | 19 | 19 | 5 | 19 | 19 | 19 | 19 | 19 | 19 | 10
ALT-05 | 2033-04-01 | 4 | 2033 | 2033 | SPRING | 18 | 18 | 18 | 18 | 18 | 18 | 5 | 18 | 18 | 18 | 18 | 18 | 18 | 10
ALT-05 | 2033-05-01 | 5 | 2033 | 2033 | SPRING | 16 | 16 | 16 | 16 | 16 | 16 | 5 | 18 | 18 | 18 | 18 | 18 | 18 | 10
ALT-05 | 2033-06-01 | 6 | 2033 | 2033 | SUMMER | 15 | 15 | 15 | 15 | 15 | 15 | 5 | 17 | 17 | 17 | 17 | 17 | 17 | 10
ALT-05 | 2033-07-01 | 7 | 2033 | 2033 | SUMMER | 15 | 15 | 15 | 15 | 15 | 15 | 5 | 17 | 17 | 17 | 17 | 17 | 17 | 10
ALT-05 | 2033-08-01 | 8 | 2033 | 2033 | SUMMER | 15 | 15 | 15 | 15 | 15 | 15 | 5 | 17 | 17 | 17 | 17 | 17 | 17 | 10
ALT-05 | 2033-09-01 | 9 | 2033 | 2033 | SUMMER | 16 | 16 | 16 | 16 | 16 | 16 | 5 | 17 | 17 | 17 | 17 | 17 | 17 | 10
ALT-05 | 2033-10-01 | 10 | 2034 | 2033 | FALL | 18 | 18 | 18 | 18 | 18 | 18 | 5 | 18 | 18 | 18 | 18 | 18 | 18 | 10
ALT-05 | 2033-11-01 | 11 | 2034 | 2033 | FALL | 19 | 19 | 19 | 19 | 19 | 19 | 5 | 19 | 19 | 19 | 19 | 19 | 19 | 10
ALT-05 | 2033-12-01 | 12 | 2034 | 2033 | WINTER | 20 | 20 | 20 | 20 | 20 | 20 | 5 | 20 | 20 | 20 | 20 | 20 | 20 | 10
ALT-05 | 2034-01-01 | 1 | 2034 | 2034 | WINTER | 20 | 20 | 20 | 20 | 20 | 20 | 5 | 20 | 20 | 20 | 20 | 20 | 20 | 10
ALT-05 | 2034-02-01 | 2 | 2034 | 2034 | WINTER | 20 | 20 | 20 | 20 | 20 | 20 | 5 | 20 | 20 | 20 | 20 | 20 | 20 | 10
ALT-05 | 2034-03-01 | 3 | 2034 | 2034 | WINTER | 19 | 19 | 19 | 19 | 19 | 19 | 5 | 19 | 19 | 19 | 19 | 19 | 19 | 10
ALT-05 | 2034-04-01 | 4 | 2034 | 2034 | SPRING | 18 | 18 | 18 | 18 | 18 | 18 | 5 | 18 | 18 | 18 | 18 | 18 | 18 | 10
ALT-05 | 2034-05-01 | 5 | 2034 | 2034 | SPRING | 16 | 16 | 16 | 16 | 16 | 16 | 5 | 18 | 18 | 18 | 18 | 18 | 18 | 10
ALT-05 | 2034-06-01 | 6 | 2034 | 2034 | SUMMER | 15 | 15 | 15 | 15 | 15 | 15 | 5 | 17 | 17 | 17 | 17 | 17 | 17 | 10
ALT-05 | 2034-07-01 | 7 | 2034 | 2034 | SUMMER | 15 | 15 | 15 | 15 | 15 | 15 | 5 | 17 | 17 | 17 | 17 | 17 | 17 | 10
ALT-05 | 2034-08-01 | 8 | 2034 | 2034 | SUMMER | 15 | 15 | 15 | 15 | 15 | 15 | 5 | 17 | 17 | 17 | 17 | 17 | 17 | 10
ALT-05 | 2034-09-01 | 9 | 2034 | 2034 | SUMMER | 16 | 16 | 16 | 16 | 16 | 16 | 5 | 17 | 17 | 17 | 17 | 17 | 17 | 10
ALT-05 | 2034-10-01 | 10 | 2035 | 2034 | FALL | 18 | 18 | 18 | 18 | 18 | 18 | 5 | 18 | 18 | 18 | 18 | 18 | 18 | 10
ALT-05 | 2034-11-01 | 11 | 2035 | 2034 | FALL | 19 | 19 | 19 | 19 | 19 | 19 | 5 | 19 | 19 | 19 | 19 | 19 | 19 | 10
ALT-05 | 2034-12-01 | 12 | 2035 | 2034 | WINTER | 20 | 20 | 20 | 20 | 20 | 20 | 5 | 20 | 20 | 20 | 20 | 20 | 20 | 10
ALT-05 | 2035-01-01 | 1 | 2035 | 2035 | WINTER | 20 | 20 | 20 | 20 | 20 | 20 | 5 | 20 | 20 | 20 | 20 | 20 | 20 | 10
ALT-05 | 2035-02-01 | 2 | 2035 | 2035 | WINTER | 20 | 20 | 20 | 20 | 20 | 20 | 5 | 20 | 20 | 20 | 20 | 20 | 20 | 10
ALT-05 | 2035-03-01 | 3 | 2035 | 2035 | WINTER | 19 | 19 | 19 | 19 | 19 | 19 | 5 | 19 | 19 | 19 | 19 | 19 | 19 | 10
ALT-05 | 2035-04-01 | 4 | 2035 | 2035 | SPRING | 18 | 18 | 18 | 18 | 18 | 18 | 5 | 18 | 18 | 18 | 18 | 18 | 18 | 10
ALT-05 | 2035-05-01 | 5 | 2035 | 2035 | SPRING | 16 | 16 | 16 | 16 | 16 | 16 | 5 | 18 | 18 | 18 | 18 | 18 | 18 | 10
ALT-05 | 2035-06-01 | 6 | 2035 | 2035 | SUMMER | 15 | 15 | 15 | 15 | 15 | 15 | 5 | 17 | 17 | 17 | 17 | 17 | 17 | 10
ALT-05 | 2035-07-01 | 7 | 2035 | 2035 | SUMMER | 15 | 15 | 15 | 15 | 15 | 15 | 5 | 17 | 17 | 17 | 17 | 17 | 17 | 10
ALT-05 | 2035-08-01 | 8 | 2035 | 2035 | SUMMER | 15 | 15 | 15 | 15 | 15 | 15 | 5 | 17 | 17 | 17 | 17 | 17 | 17 | 10
ALT-05 | 2035-09-01 | 9 | 2035 | 2035 | SUMMER | 16 | 16 | 16 | 16 | 16 | 16 | 5 | 17 | 17 | 17 | 17 | 17 | 17 | 10
ALT-05 | 2035-10-01 | 10 | 2036 | 2035 | FALL | 18 | 18 | 18 | 18 | 18 | 18 | 5 | 18 | 18 | 18 | 18 | 18 | 18 | 10
ALT-05 | 2035-11-01 | 11 | 2036 | 2035 | FALL | 19 | 19 | 19 | 19 | 19 | 19 | 5 | 19 | 19 | 19 | 19 | 19 | 19 | 10
ALT-05 | 2035-12-01 | 12 | 2036 | 2035 | WINTER | 20 | 20 | 20 | 20 | 20 | 20 | 5 | 20 | 20 | 20 | 20 | 20 | 20 | 10
ALT-05 | 2036-01-01 | 1 | 2036 | 2036 | WINTER | 20 | 20 | 20 | 20 | 20 | 20 | 5 | 20 | 20 | 20 | 20 | 20 | 20 | 10
ALT-05 | 2036-02-01 | 2 | 2036 | 2036 | WINTER | 20 | 20 | 20 | 20 | 20 | 20 | 5 | 20 | 20 | 20 | 20 | 20 | 20 | 10
ALT-05 | 2036-03-01 | 3 | 2036 | 2036 | WINTER | 19 | 19 | 19 | 19 | 19 | 19 | 5 | 19 | 19 | 19 | 19 | 19 | 19 | 10
ALT-05 | 2036-04-01 | 4 | 2036 | 2036 | SPRING | 18 | 18 | 18 | 18 | 18 | 18 | 5 | 18 | 18 | 18 | 18 | 18 | 18 | 10
ALT-05 | 2036-05-01 | 5 | 2036 | 2036 | SPRING | 16 | 16 | 16 | 16 | 16 | 16 | 5 | 18 | 18 | 18 | 18 | 18 | 18 | 10
ALT-05 | 2036-06-01 | 6 | 2036 | 2036 | SUMMER | 15 | 15 | 15 | 15 | 15 | 15 | 5 | 17 | 17 | 17 | 17 | 17 | 17 | 10
ALT-05 | 2036-07-01 | 7 | 2036 | 2036 | SUMMER | 15 | 15 | 15 | 15 | 15 | 15 | 5 | 17 | 17 | 17 | 17 | 17 | 17 | 10
ALT-05 | 2036-08-01 | 8 | 2036 | 2036 | SUMMER | 15 | 15 | 15 | 15 | 15 | 15 | 5 | 17 | 17 | 17 | 17 | 17 | 17 | 10
ALT-05 | 2036-09-01 | 9 | 2036 | 2036 | SUMMER | 16 | 16 | 16 | 16 | 16 | 16 | 5 | 17 | 17 | 17 | 17 | 17 | 17 | 10
ALT-05 | 2036-10-01 | 10 | 2037 | 2036 | FALL | 18 | 18 | 18 | 18 | 18 | 18 | 5 | 18 | 18 | 18 | 18 | 18 | 18 | 10
ALT-05 | 2036-11-01 | 11 | 2037 | 2036 | FALL | 19 | 19 | 19 | 19 | 19 | 19 | 5 | 19 | 19 | 19 | 19 | 19 | 19 | 10
ALT-05 | 2036-12-01 | 12 | 2037 | 2036 | WINTER | 20 | 20 | 20 | 20 | 20 | 20 | 5 | 20 | 20 | 20 | 20 | 20 | 20 | 10
ALT-05 | 2037-01-01 | 1 | 2037 | 2037 | WINTER | 20 | 20 | 20 | 20 | 20 | 20 | 5 | 20 | 20 | 20 | 20 | 20 | 20 | 10
ALT-05 | 2037-02-01 | 2 | 2037 | 2037 | WINTER | 20 | 20 | 20 | 20 | 20 | 20 | 5 | 20 | 20 | 20 | 20 | 20 | 20 | 10
ALT-05 | 2037-03-01 | 3 | 2037 | 2037 | WINTER | 19 | 19 | 19 | 19 | 19 | 19 | 5 | 19 | 19 | 19 | 19 | 19 | 19 | 10
ALT-05 | 2037-04-01 | 4 | 2037 | 2037 | SPRING | 18 | 18 | 18 | 18 | 18 | 18 | 5 | 18 | 18 | 18 | 18 | 18 | 18 | 10
ALT-05 | 2037-05-01 | 5 | 2037 | 2037 | SPRING | 16 | 16 | 16 | 16 | 16 | 16 | 5 | 18 | 18 | 18 | 18 | 18 | 18 | 10
ALT-05 | 2037-06-01 | 6 | 2037 | 2037 | SUMMER | 15 | 15 | 15 | 15 | 15 | 15 | 5 | 17 | 17 | 17 | 17 | 17 | 17 | 10
ALT-05 | 2037-07-01 | 7 | 2037 | 2037 | SUMMER | 15 | 15 | 15 | 15 | 15 | 15 | 5 | 17 | 17 | 17 | 17 | 17 | 17 | 10
ALT-05 | 2037-08-01 | 8 | 2037 | 2037 | SUMMER | 15 | 15 | 15 | 15 | 15 | 15 | 5 | 17 | 17 | 17 | 17 | 17 | 17 | 10
ALT-05 | 2037-09-01 | 9 | 2037 | 2037 | SUMMER | 16 | 16 | 16 | 16 | 16 | 16 | 5 | 17 | 17 | 17 | 17 | 17 | 17 | 10
ALT-05 | 2037-10-01 | 10 | 2038 | 2037 | FALL | 18 | 18 | 18 | 18 | 18 | 18 | 5 | 18 | 18 | 18 | 18 | 18 | 18 | 10
ALT-05 | 2037-11-01 | 11 | 2038 | 2037 | FALL | 19 | 19 | 19 | 19 | 19 | 19 | 5 | 19 | 19 | 19 | 19 | 19 | 19 | 10
ALT-05 | 2037-12-01 | 12 | 2038 | 2037 | WINTER | 20 | 20 | 20 | 20 | 20 | 20 | 5 | 20 | 20 | 20 | 20 | 20 | 20 | 10
ALT-05 | 2038-01-01 | 1 | 2038 | 2038 | WINTER | 20 | 20 | 20 | 20 | 20 | 20 | 5 | 20 | 20 | 20 | 20 | 20 | 20 | 10
ALT-05 | 2038-02-01 | 2 | 2038 | 2038 | WINTER | 20 | 20 | 20 | 20 | 20 | 20 | 5 | 20 | 20 | 20 | 20 | 20 | 20 | 10
ALT-05 | 2038-03-01 | 3 | 2038 | 2038 | WINTER | 19 | 19 | 19 | 19 | 19 | 19 | 5 | 19 | 19 | 19 | 19 | 19 | 19 | 10
ALT-05 | 2038-04-01 | 4 | 2038 | 2038 | SPRING | 18 | 18 | 18 | 18 | 18 | 18 | 5 | 18 | 18 | 18 | 18 | 18 | 18 | 10
ALT-05 | 2038-05-01 | 5 | 2038 | 2038 | SPRING | 16 | 16 | 16 | 16 | 16 | 16 | 5 | 18 | 18 | 18 | 18 | 18 | 18 | 10
ALT-05 | 2038-06-01 | 6 | 2038 | 2038 | SUMMER | 15 | 15 | 15 | 15 | 15 | 15 | 5 | 17 | 17 | 17 | 17 | 17 | 17 | 10
ALT-05 | 2038-07-01 | 7 | 2038 | 2038 | SUMMER | 15 | 15 | 15 | 15 | 15 | 15 | 5 | 17 | 17 | 17 | 17 | 17 | 17 | 10
ALT-05 | 2038-08-01 | 8 | 2038 | 2038 | SUMMER | 15 | 15 | 15 | 15 | 15 | 15 | 5 | 17 | 17 | 17 | 17 | 17 | 17 | 10
ALT-05 | 2038-09-01 | 9 | 2038 | 2038 | SUMMER | 16 | 16 | 16 | 16 | 16 | 16 | 5 | 17 | 17 | 17 | 17 | 17 | 17 | 10
ALT-05 | 2038-10-01 | 10 | 2039 | 2038 | FALL | 18 | 18 | 18 | 18 | 18 | 18 | 5 | 18 | 18 | 18 | 18 | 18 | 18 | 10
ALT-05 | 2038-11-01 | 11 | 2039 | 2038 | FALL | 19 | 19 | 19 | 19 | 19 | 19 | 5 | 19 | 19 | 19 | 19 | 19 | 19 | 10
ALT-05 | 2038-12-01 | 12 | 2039 | 2038 | WINTER | 20 | 20 | 20 | 20 | 20 | 20 | 5 | 20 | 20 | 20 | 20 | 20 | 20 | 10
ALT-05 | 2039-01-01 | 1 | 2039 | 2039 | WINTER | 20 | 20 | 20 | 20 | 20 | 20 | 5 | 20 | 20 | 20 | 20 | 20 | 20 | 10
ALT-05 | 2039-02-01 | 2 | 2039 | 2039 | WINTER | 20 | 20 | 20 | 20 | 20 | 20 | 5 | 20 | 20 | 20 | 20 | 20 | 20 | 10
ALT-05 | 2039-03-01 | 3 | 2039 | 2039 | WINTER | 19 | 19 | 19 | 19 | 19 | 19 | 5 | 19 | 19 | 19 | 19 | 19 | 19 | 10
ALT-05 | 2039-04-01 | 4 | 2039 | 2039 | SPRING | 18 | 18 | 18 | 18 | 18 | 18 | 5 | 18 | 18 | 18 | 18 | 18 | 18 | 10
ALT-05 | 2039-05-01 | 5 | 2039 | 2039 | SPRING | 16 | 16 | 16 | 16 | 16 | 16 | 5 | 18 | 18 | 18 | 18 | 18 | 18 | 10
ALT-05 | 2039-06-01 | 6 | 2039 | 2039 | SUMMER | 15 | 15 | 15 | 15 | 15 | 15 | 5 | 17 | 17 | 17 | 17 | 17 | 17 | 10
ALT-05 | 2039-07-01 | 7 | 2039 | 2039 | SUMMER | 15 | 15 | 15 | 15 | 15 | 15 | 5 | 17 | 17 | 17 | 17 | 17 | 17 | 10
ALT-05 | 2039-08-01 | 8 | 2039 | 2039 | SUMMER | 15 | 15 | 15 | 15 | 15 | 15 | 5 | 17 | 17 | 17 | 17 | 17 | 17 | 10
ALT-05 | 2039-09-01 | 9 | 2039 | 2039 | SUMMER | 16 | 16 | 16 | 16 | 16 | 16 | 5 | 17 | 17 | 17 | 17 | 17 | 17 | 10
ALT-05 | 2039-10-01 | 10 | 2040 | 2039 | FALL | 18 | 18 | 18 | 18 | 18 | 18 | 5 | 18 | 18 | 18 | 18 | 18 | 18 | 10
ALT-05 | 2039-11-01 | 11 | 2040 | 2039 | FALL | 19 | 19 | 19 | 19 | 19 | 19 | 5 | 19 | 19 | 19 | 19 | 19 | 19 | 10
ALT-05 | 2039-12-01 | 12 | 2040 | 2039 | WINTER | 20 | 20 | 20 | 20 | 20 | 20 | 5 | 20 | 20 | 20 | 20 | 20 | 20 | 10
ALT-05 | 2040-01-01 | 1 | 2040 | 2040 | WINTER | 20 | 20 | 20 | 20 | 20 | 20 | 5 | 20 | 20 | 20 | 20 | 20 | 20 | 10
ALT-05 | 2040-02-01 | 2 | 2040 | 2040 | WINTER | 20 | 20 | 20 | 20 | 20 | 20 | 5 | 20 | 20 | 20 | 20 | 20 | 20 | 10
ALT-05 | 2040-03-01 | 3 | 2040 | 2040 | WINTER | 19 | 19 | 19 | 19 | 19 | 19 | 5 | 19 | 19 | 19 | 19 | 19 | 19 | 10
ALT-05 | 2040-04-01 | 4 | 2040 | 2040 | SPRING | 18 | 18 | 18 | 18 | 18 | 18 | 5 | 18 | 18 | 18 | 18 | 18 | 18 | 10
ALT-05 | 2040-05-01 | 5 | 2040 | 2040 | SPRING | 16 | 16 | 16 | 16 | 16 | 16 | 5 | 18 | 18 | 18 | 18 | 18 | 18 | 10
ALT-05 | 2040-06-01 | 6 | 2040 | 2040 | SUMMER | 15 | 15 | 15 | 15 | 15 | 15 | 5 | 17 | 17 | 17 | 17 | 17 | 17 | 10
ALT-05 | 2040-07-01 | 7 | 2040 | 2040 | SUMMER | 15 | 15 | 15 | 15 | 15 | 15 | 5 | 17 | 17 | 17 | 17 | 17 | 17 | 10
ALT-05 | 2040-08-01 | 8 | 2040 | 2040 | SUMMER | 15 | 15 | 15 | 15 | 15 | 15 | 5 | 17 | 17 | 17 | 17 | 17 | 17 | 10
ALT-05 | 2040-09-01 | 9 | 2040 | 2040 | SUMMER | 16 | 16 | 16 | 16 | 16 | 16 | 5 | 17 | 17 | 17 | 17 | 17 | 17 | 10
ALT-05 | 2040-10-01 | 10 | 2041 | 2040 | FALL | 18 | 18 | 18 | 18 | 18 | 18 | 5 | 18 | 18 | 18 | 18 | 18 | 18 | 10
ALT-05 | 2040-11-01 | 11 | 2041 | 2040 | FALL | 19 | 19 | 19 | 19 | 19 | 19 | 5 | 19 | 19 | 19 | 19 | 19 | 19 | 10
ALT-05 | 2040-12-01 | 12 | 2041 | 2040 | WINTER | 20 | 20 | 20 | 20 | 20 | 20 | 5 | 20 | 20 | 20 | 20 | 20 | 20 | 10
ALT-05 | 2041-01-01 | 1 | 2041 | 2041 | WINTER | 20 | 20 | 20 | 20 | 20 | 20 | 5 | 20 | 20 | 20 | 20 | 20 | 20 | 10
ALT-05 | 2041-02-01 | 2 | 2041 | 2041 | WINTER | 20 | 20 | 20 | 20 | 20 | 20 | 5 | 20 | 20 | 20 | 20 | 20 | 20 | 10
ALT-05 | 2041-03-01 | 3 | 2041 | 2041 | WINTER | 19 | 19 | 19 | 19 | 19 | 19 | 5 | 19 | 19 | 19 | 19 | 19 | 19 | 10
ALT-05 | 2041-04-01 | 4 | 2041 | 2041 | SPRING | 18 | 18 | 18 | 18 | 18 | 18 | 5 | 18 | 18 | 18 | 18 | 18 | 18 | 10
ALT-05 | 2041-05-01 | 5 | 2041 | 2041 | SPRING | 16 | 16 | 16 | 16 | 16 | 16 | 5 | 18 | 18 | 18 | 18 | 18 | 18 | 10
ALT-05 | 2041-06-01 | 6 | 2041 | 2041 | SUMMER | 15 | 15 | 15 | 15 | 15 | 15 | 5 | 17 | 17 | 17 | 17 | 17 | 17 | 10
ALT-05 | 2041-07-01 | 7 | 2041 | 2041 | SUMMER | 15 | 15 | 15 | 15 | 15 | 15 | 5 | 17 | 17 | 17 | 17 | 17 | 17 | 10
ALT-05 | 2041-08-01 | 8 | 2041 | 2041 | SUMMER | 15 | 15 | 15 | 15 | 15 | 15 | 5 | 17 | 17 | 17 | 17 | 17 | 17 | 10
ALT-05 | 2041-09-01 | 9 | 2041 | 2041 | SUMMER | 16 | 16 | 16 | 16 | 16 | 16 | 5 | 17 | 17 | 17 | 17 | 17 | 17 | 10
ALT-05 | 2041-10-01 | 10 | 2042 | 2041 | FALL | 18 | 18 | 18 | 18 | 18 | 18 | 5 | 18 | 18 | 18 | 18 | 18 | 18 | 10
ALT-05 | 2041-11-01 | 11 | 2042 | 2041 | FALL | 19 | 19 | 19 | 19 | 19 | 19 | 5 | 19 | 19 | 19 | 19 | 19 | 19 | 10
ALT-05 | 2041-12-01 | 12 | 2042 | 2041 | WINTER | 20 | 20 | 20 | 20 | 20 | 20 | 5 | 20 | 20 | 20 | 20 | 20 | 20 | 10
ALT-05 | 2042-01-01 | 1 | 2042 | 2042 | WINTER | 20 | 20 | 20 | 20 | 20 | 20 | 5 | 20 | 20 | 20 | 20 | 20 | 20 | 10
ALT-05 | 2042-02-01 | 2 | 2042 | 2042 | WINTER | 20 | 20 | 20 | 20 | 20 | 20 | 5 | 20 | 20 | 20 | 20 | 20 | 20 | 10
ALT-05 | 2042-03-01 | 3 | 2042 | 2042 | WINTER | 19 | 19 | 19 | 19 | 19 | 19 | 5 | 19 | 19 | 19 | 19 | 19 | 19 | 10
ALT-05 | 2042-04-01 | 4 | 2042 | 2042 | SPRING | 18 | 18 | 18 | 18 | 18 | 18 | 5 | 18 | 18 | 18 | 18 | 18 | 18 | 10
ALT-05 | 2042-05-01 | 5 | 2042 | 2042 | SPRING | 16 | 16 | 16 | 16 | 16 | 16 | 5 | 18 | 18 | 18 | 18 | 18 | 18 | 10
ALT-05 | 2042-06-01 | 6 | 2042 | 2042 | SUMMER | 15 | 15 | 15 | 15 | 15 | 15 | 5 | 17 | 17 | 17 | 17 | 17 | 17 | 10
ALT-05 | 2042-07-01 | 7 | 2042 | 2042 | SUMMER | 15 | 15 | 15 | 15 | 15 | 15 | 5 | 17 | 17 | 17 | 17 | 17 | 17 | 10
ALT-05 | 2042-08-01 | 8 | 2042 | 2042 | SUMMER | 15 | 15 | 15 | 15 | 15 | 15 | 5 | 17 | 17 | 17 | 17 | 17 | 17 | 10
ALT-05 | 2042-09-01 | 9 | 2042 | 2042 | SUMMER | 16 | 16 | 16 | 16 | 16 | 16 | 5 | 17 | 17 | 17 | 17 | 17 | 17 | 10
ALT-05 | 2042-10-01 | 10 | 2043 | 2042 | FALL | 18 | 18 | 18 | 18 | 18 | 18 | 5 | 18 | 18 | 18 | 18 | 18 | 18 | 10
ALT-05 | 2042-11-01 | 11 | 2043 | 2042 | FALL | 19 | 19 | 19 | 19 | 19 | 19 | 5 | 19 | 19 | 19 | 19 | 19 | 19 | 10
ALT-05 | 2042-12-01 | 12 | 2043 | 2042 | WINTER | 20 | 20 | 20 | 20 | 20 | 20 | 5 | 20 | 20 | 20 | 20 | 20 | 20 | 10
ALT-05 | 2043-01-01 | 1 | 2043 | 2043 | WINTER | 20 | 20 | 20 | 20 | 20 | 20 | 5 | 20 | 20 | 20 | 20 | 20 | 20 | 10
ALT-05 | 2043-02-01 | 2 | 2043 | 2043 | WINTER | 20 | 20 | 20 | 20 | 20 | 20 | 5 | 20 | 20 | 20 | 20 | 20 | 20 | 10
ALT-05 | 2043-03-01 | 3 | 2043 | 2043 | WINTER | 19 | 19 | 19 | 19 | 19 | 19 | 5 | 19 | 19 | 19 | 19 | 19 | 19 | 10
ALT-05 | 2043-04-01 | 4 | 2043 | 2043 | SPRING | 18 | 18 | 18 | 18 | 18 | 18 | 5 | 18 | 18 | 18 | 18 | 18 | 18 | 10
ALT-05 | 2043-05-01 | 5 | 2043 | 2043 | SPRING | 16 | 16 | 16 | 16 | 16 | 16 | 5 | 18 | 18 | 18 | 18 | 18 | 18 | 10
ALT-05 | 2043-06-01 | 6 | 2043 | 2043 | SUMMER | 15 | 15 | 15 | 15 | 15 | 15 | 5 | 17 | 17 | 17 | 17 | 17 | 17 | 10
ALT-05 | 2043-07-01 | 7 | 2043 | 2043 | SUMMER | 15 | 15 | 15 | 15 | 15 | 15 | 5 | 17 | 17 | 17 | 17 | 17 | 17 | 10
ALT-05 | 2043-08-01 | 8 | 2043 | 2043 | SUMMER | 15 | 15 | 15 | 15 | 15 | 15 | 5 | 17 | 17 | 17 | 17 | 17 | 17 | 10
ALT-05 | 2043-09-01 | 9 | 2043 | 2043 | SUMMER | 16 | 16 | 16 | 16 | 16 | 16 | 5 | 17 | 17 | 17 | 17 | 17 | 17 | 10
ALT-05 | 2043-10-01 | 10 | 2044 | 2043 | FALL | 18 | 18 | 18 | 18 | 18 | 18 | 5 | 18 | 18 | 18 | 18 | 18 | 18 | 10
ALT-05 | 2043-11-01 | 11 | 2044 | 2043 | FALL | 19 | 19 | 19 | 19 | 19 | 19 | 5 | 19 | 19 | 19 | 19 | 19 | 19 | 10
ALT-05 | 2043-12-01 | 12 | 2044 | 2043 | WINTER | 20 | 20 | 20 | 20 | 20 | 20 | 5 | 20 | 20 | 20 | 20 | 20 | 20 | 10
ALT-05 | 2044-01-01 | 1 | 2044 | 2044 | WINTER | 20 | 20 | 20 | 20 | 20 | 20 | 5 | 20 | 20 | 20 | 20 | 20 | 20 | 10
ALT-05 | 2044-02-01 | 2 | 2044 | 2044 | WINTER | 20 | 20 | 20 | 20 | 20 | 20 | 5 | 20 | 20 | 20 | 20 | 20 | 20 | 10
ALT-05 | 2044-03-01 | 3 | 2044 | 2044 | WINTER | 19 | 19 | 19 | 19 | 19 | 19 | 5 | 19 | 19 | 19 | 19 | 19 | 19 | 10
ALT-05 | 2044-04-01 | 4 | 2044 | 2044 | SPRING | 18 | 18 | 18 | 18 | 18 | 18 | 5 | 18 | 18 | 18 | 18 | 18 | 18 | 10
ALT-05 | 2044-05-01 | 5 | 2044 | 2044 | SPRING | 16 | 16 | 16 | 16 | 16 | 16 | 5 | 18 | 18 | 18 | 18 | 18 | 18 | 10
ALT-05 | 2044-06-01 | 6 | 2044 | 2044 | SUMMER | 15 | 15 | 15 | 15 | 15 | 15 | 5 | 17 | 17 | 17 | 17 | 17 | 17 | 10
ALT-05 | 2044-07-01 | 7 | 2044 | 2044 | SUMMER | 15 | 15 | 15 | 15 | 15 | 15 | 5 | 17 | 17 | 17 | 17 | 17 | 17 | 10
ALT-05 | 2044-08-01 | 8 | 2044 | 2044 | SUMMER | 15 | 15 | 15 | 15 | 15 | 15 | 5 | 17 | 17 | 17 | 17 | 17 | 17 | 10
ALT-05 | 2044-09-01 | 9 | 2044 | 2044 | SUMMER | 16 | 16 | 16 | 16 | 16 | 16 | 5 | 17 | 17 | 17 | 17 | 17 | 17 | 10
ALT-05 | 2044-10-01 | 10 | 2045 | 2044 | FALL | 18 | 18 | 18 | 18 | 18 | 18 | 5 | 18 | 18 | 18 | 18 | 18 | 18 | 10
ALT-05 | 2044-11-01 | 11 | 2045 | 2044 | FALL | 19 | 19 | 19 | 19 | 19 | 19 | 5 | 19 | 19 | 19 | 19 | 19 | 19 | 10
ALT-05 | 2044-12-01 | 12 | 2045 | 2044 | WINTER | 20 | 20 | 20 | 20 | 20 | 20 | 5 | 20 | 20 | 20 | 20 | 20 | 20 | 10
ALT-05 | 2045-01-01 | 1 | 2045 | 2045 | WINTER | 20 | 20 | 20 | 20 | 20 | 20 | 5 | 20 | 20 | 20 | 20 | 20 | 20 | 10
ALT-05 | 2045-02-01 | 2 | 2045 | 2045 | WINTER | 20 | 20 | 20 | 20 | 20 | 20 | 5 | 20 | 20 | 20 | 20 | 20 | 20 | 10
ALT-05 | 2045-03-01 | 3 | 2045 | 2045 | WINTER | 19 | 19 | 19 | 19 | 19 | 19 | 5 | 19 | 19 | 19 | 19 | 19 | 19 | 10
ALT-05 | 2045-04-01 | 4 | 2045 | 2045 | SPRING | 18 | 18 | 18 | 18 | 18 | 18 | 5 | 18 | 18 | 18 | 18 | 18 | 18 | 10
ALT-05 | 2045-05-01 | 5 | 2045 | 2045 | SPRING | 16 | 16 | 16 | 16 | 16 | 16 | 5 | 18 | 18 | 18 | 18 | 18 | 18 | 10
ALT-05 | 2045-06-01 | 6 | 2045 | 2045 | SUMMER | 15 | 15 | 15 | 15 | 15 | 15 | 5 | 17 | 17 | 17 | 17 | 17 | 17 | 10
ALT-05 | 2045-07-01 | 7 | 2045 | 2045 | SUMMER | 15 | 15 | 15 | 15 | 15 | 15 | 5 | 17 | 17 | 17 | 17 | 17 | 17 | 10
ALT-05 | 2045-08-01 | 8 | 2045 | 2045 | SUMMER | 15 | 15 | 15 | 15 | 15 | 15 | 5 | 17 | 17 | 17 | 17 | 17 | 17 | 10
ALT-05 | 2045-09-01 | 9 | 2045 | 2045 | SUMMER | 16 | 16 | 16 | 16 | 16 | 16 | 5 | 17 | 17 | 17 | 17 | 17 | 17 | 10
ALT-05 | 2045-10-01 | 10 | 2046 | 2045 | FALL | 18 | 18 | 18 | 18 | 18 | 18 | 5 | 18 | 18 | 18 | 18 | 18 | 18 | 10
ALT-05 | 2045-11-01 | 11 | 2046 | 2045 | FALL | 19 | 19 | 19 | 19 | 19 | 19 | 5 | 19 | 19 | 19 | 19 | 19 | 19 | 10
ALT-05 | 2045-12-01 | 12 | 2046 | 2045 | WINTER | 20 | 20 | 20 | 20 | 20 | 20 | 5 | 20 | 20 | 20 | 20 | 20 | 20 | 10
ALT-05 | 2046-01-01 | 1 | 2046 | 2046 | WINTER | 20 | 20 | 20 | 20 | 20 | 20 | 5 | 20 | 20 | 20 | 20 | 20 | 20 | 10
ALT-05 | 2046-02-01 | 2 | 2046 | 2046 | WINTER | 20 | 20 | 20 | 20 | 20 | 20 | 5 | 20 | 20 | 20 | 20 | 20 | 20 | 10
ALT-05 | 2046-03-01 | 3 | 2046 | 2046 | WINTER | 19 | 19 | 19 | 19 | 19 | 19 | 5 | 19 | 19 | 19 | 19 | 19 | 19 | 10
ALT-05 | 2046-04-01 | 4 | 2046 | 2046 | SPRING | 18 | 18 | 18 | 18 | 18 | 18 | 5 | 18 | 18 | 18 | 18 | 18 | 18 | 10
ALT-05 | 2046-05-01 | 5 | 2046 | 2046 | SPRING | 16 | 16 | 16 | 16 | 16 | 16 | 5 | 18 | 18 | 18 | 18 | 18 | 18 | 10
ALT-05 | 2046-06-01 | 6 | 2046 | 2046 | SUMMER | 15 | 15 | 15 | 15 | 15 | 15 | 5 | 17 | 17 | 17 | 17 | 17 | 17 | 10
ALT-05 | 2046-07-01 | 7 | 2046 | 2046 | SUMMER | 15 | 15 | 15 | 15 | 15 | 15 | 5 | 17 | 17 | 17 | 17 | 17 | 17 | 10
ALT-05 | 2046-08-01 | 8 | 2046 | 2046 | SUMMER | 15 | 15 | 15 | 15 | 15 | 15 | 5 | 17 | 17 | 17 | 17 | 17 | 17 | 10
ALT-05 | 2046-09-01 | 9 | 2046 | 2046 | SUMMER | 16 | 16 | 16 | 16 | 16 | 16 | 5 | 17 | 17 | 17 | 17 | 17 | 17 | 10
ALT-05 | 2046-10-01 | 10 | 2047 | 2046 | FALL | 18 | 18 | 18 | 18 | 18 | 18 | 5 | 18 | 18 | 18 | 18 | 18 | 18 | 10
ALT-05 | 2046-11-01 | 11 | 2047 | 2046 | FALL | 19 | 19 | 19 | 19 | 19 | 19 | 5 | 19 | 19 | 19 | 19 | 19 | 19 | 10
ALT-05 | 2046-12-01 | 12 | 2047 | 2046 | WINTER | 20 | 20 | 20 | 20 | 20 | 20 | 5 | 20 | 20 | 20 | 20 | 20 | 20 | 10
ALT-05 | 2047-01-01 | 1 | 2047 | 2047 | WINTER | 20 | 20 | 20 | 20 | 20 | 20 | 5 | 20 | 20 | 20 | 20 | 20 | 20 | 10
ALT-05 | 2047-02-01 | 2 | 2047 | 2047 | WINTER | 20 | 20 | 20 | 20 | 20 | 20 | 5 | 20 | 20 | 20 | 20 | 20 | 20 | 10
ALT-05 | 2047-03-01 | 3 | 2047 | 2047 | WINTER | 19 | 19 | 19 | 19 | 19 | 19 | 5 | 19 | 19 | 19 | 19 | 19 | 19 | 10
ALT-05 | 2047-04-01 | 4 | 2047 | 2047 | SPRING | 18 | 18 | 18 | 18 | 18 | 18 | 5 | 18 | 18 | 18 | 18 | 18 | 18 | 10
ALT-05 | 2047-05-01 | 5 | 2047 | 2047 | SPRING | 16 | 16 | 16 | 16 | 16 | 16 | 5 | 18 | 18 | 18 | 18 | 18 | 18 | 10
ALT-05 | 2047-06-01 | 6 | 2047 | 2047 | SUMMER | 15 | 15 | 15 | 15 | 15 | 15 | 5 | 17 | 17 | 17 | 17 | 17 | 17 | 10
ALT-05 | 2047-07-01 | 7 | 2047 | 2047 | SUMMER | 15 | 15 | 15 | 15 | 15 | 15 | 5 | 17 | 17 | 17 | 17 | 17 | 17 | 10
ALT-05 | 2047-08-01 | 8 | 2047 | 2047 | SUMMER | 15 | 15 | 15 | 15 | 15 | 15 | 5 | 17 | 17 | 17 | 17 | 17 | 17 | 10
ALT-05 | 2047-09-01 | 9 | 2047 | 2047 | SUMMER | 16 | 16 | 16 | 16 | 16 | 16 | 5 | 17 | 17 | 17 | 17 | 17 | 17 | 10
ALT-06 | 2016-10-01 | 10 | 2017 | 2016 | FALL | 18 | 18 | 18 | 18 | 18 | 18 | 5 | 18 | 18 | 18 | 18 | 18 | 18 | 10
ALT-06 | 2016-11-01 | 11 | 2017 | 2016 | FALL | 19 | 19 | 19 | 19 | 19 | 19 | 5 | 19 | 19 | 19 | 19 | 19 | 19 | 10
ALT-06 | 2016-12-01 | 12 | 2017 | 2016 | WINTER | 20 | 20 | 20 | 20 | 20 | 20 | 5 | 20 | 20 | 20 | 20 | 20 | 20 | 10
ALT-06 | 2017-01-01 | 1 | 2017 | 2017 | WINTER | 20 | 20 | 20 | 20 | 20 | 20 | 5 | 20 | 20 | 20 | 20 | 20 | 20 | 10
ALT-06 | 2017-02-01 | 2 | 2017 | 2017 | WINTER | 20 | 20 | 20 | 20 | 20 | 20 | 5 | 20 | 20 | 20 | 20 | 20 | 20 | 10
ALT-06 | 2017-03-01 | 3 | 2017 | 2017 | WINTER | 19 | 19 | 19 | 19 | 19 | 19 | 5 | 19 | 19 | 19 | 19 | 19 | 19 | 10
ALT-06 | 2017-04-01 | 4 | 2017 | 2017 | SPRING | 18 | 18 | 18 | 18 | 18 | 18 | 5 | 18 | 18 | 18 | 18 | 18 | 18 | 10
ALT-06 | 2017-05-01 | 5 | 2017 | 2017 | SPRING | 16 | 16 | 16 | 16 | 16 | 16 | 5 | 18 | 18 | 18 | 18 | 18 | 18 | 10
ALT-06 | 2017-06-01 | 6 | 2017 | 2017 | SUMMER | 15 | 15 | 15 | 15 | 15 | 15 | 5 | 17 | 17 | 17 | 17 | 17 | 17 | 10
ALT-06 | 2017-07-01 | 7 | 2017 | 2017 | SUMMER | 15 | 15 | 15 | 15 | 15 | 15 | 5 | 17 | 17 | 17 | 17 | 17 | 17 | 10
ALT-06 | 2017-08-01 | 8 | 2017 | 2017 | SUMMER | 15 | 15 | 15 | 15 | 15 | 15 | 5 | 17 | 17 | 17 | 17 | 17 | 17 | 10
ALT-06 | 2017-09-01 | 9 | 2017 | 2017 | SUMMER | 16 | 16 | 16 | 16 | 16 | 16 | 5 | 17 | 17 | 17 | 17 | 17 | 17 | 10
ALT-06 | 2017-10-01 | 10 | 2018 | 2017 | FALL | 18 | 18 | 18 | 18 | 18 | 18 | 5 | 18 | 18 | 18 | 18 | 18 | 18 | 10
ALT-06 | 2017-11-01 | 11 | 2018 | 2017 | FALL | 19 | 19 | 19 | 19 | 19 | 19 | 5 | 19 | 19 | 19 | 19 | 19 | 19 | 10
ALT-06 | 2017-12-01 | 12 | 2018 | 2017 | WINTER | 20 | 20 | 20 | 20 | 20 | 20 | 5 | 20 | 20 | 20 | 20 | 20 | 20 | 10
ALT-06 | 2018-01-01 | 1 | 2018 | 2018 | WINTER | 20 | 20 | 20 | 20 | 20 | 20 | 5 | 20 | 20 | 20 | 20 | 20 | 20 | 10
ALT-06 | 2018-02-01 | 2 | 2018 | 2018 | WINTER | 20 | 20 | 20 | 20 | 20 | 20 | 5 | 20 | 20 | 20 | 20 | 20 | 20 | 10
ALT-06 | 2018-03-01 | 3 | 2018 | 2018 | WINTER | 19 | 19 | 19 | 19 | 19 | 19 | 5 | 19 | 19 | 19 | 19 | 19 | 19 | 10
ALT-06 | 2018-04-01 | 4 | 2018 | 2018 | SPRING | 18 | 18 | 18 | 18 | 18 | 18 | 5 | 18 | 18 | 18 | 18 | 18 | 18 | 10
ALT-06 | 2018-05-01 | 5 | 2018 | 2018 | SPRING | 16 | 16 | 16 | 16 | 16 | 16 | 5 | 18 | 18 | 18 | 18 | 18 | 18 | 10
ALT-06 | 2018-06-01 | 6 | 2018 | 2018 | SUMMER | 15 | 15 | 15 | 15 | 15 | 15 | 5 | 17 | 17 | 17 | 17 | 17 | 17 | 10
ALT-06 | 2018-07-01 | 7 | 2018 | 2018 | SUMMER | 15 | 15 | 15 | 15 | 15 | 15 | 5 | 17 | 17 | 17 | 17 | 17 | 17 | 10
ALT-06 | 2018-08-01 | 8 | 2018 | 2018 | SUMMER | 15 | 15 | 15 | 15 | 15 | 15 | 5 | 17 | 17 | 17 | 17 | 17 | 17 | 10
ALT-06 | 2018-09-01 | 9 | 2018 | 2018 | SUMMER | 16 | 16 | 16 | 16 | 16 | 16 | 5 | 17 | 17 | 17 | 17 | 17 | 17 | 10
ALT-06 | 2018-10-01 | 10 | 2019 | 2018 | FALL | 18 | 18 | 18 | 18 | 18 | 18 | 5 | 18 | 18 | 18 | 18 | 18 | 18 | 10
ALT-06 | 2018-11-01 | 11 | 2019 | 2018 | FALL | 19 | 19 | 19 | 19 | 19 | 19 | 5 | 19 | 19 | 19 | 19 | 19 | 19 | 10
ALT-06 | 2018-12-01 | 12 | 2019 | 2018 | WINTER | 20 | 20 | 20 | 20 | 20 | 20 | 5 | 20 | 20 | 20 | 20 | 20 | 20 | 10
ALT-06 | 2019-01-01 | 1 | 2019 | 2019 | WINTER | 20 | 20 | 20 | 20 | 20 | 20 | 5 | 20 | 20 | 20 | 20 | 20 | 20 | 10
ALT-06 | 2019-02-01 | 2 | 2019 | 2019 | WINTER | 20 | 20 | 20 | 20 | 20 | 20 | 5 | 20 | 20 | 20 | 20 | 20 | 20 | 10
ALT-06 | 2019-03-01 | 3 | 2019 | 2019 | WINTER | 19 | 19 | 19 | 19 | 19 | 19 | 5 | 19 | 19 | 19 | 19 | 19 | 19 | 10
ALT-06 | 2019-04-01 | 4 | 2019 | 2019 | SPRING | 18 | 18 | 18 | 18 | 18 | 18 | 5 | 18 | 18 | 18 | 18 | 18 | 18 | 10
ALT-06 | 2019-05-01 | 5 | 2019 | 2019 | SPRING | 16 | 16 | 16 | 16 | 16 | 16 | 5 | 18 | 18 | 18 | 18 | 18 | 18 | 10
ALT-06 | 2019-06-01 | 6 | 2019 | 2019 | SUMMER | 15 | 15 | 15 | 15 | 15 | 15 | 5 | 17 | 17 | 17 | 17 | 17 | 17 | 10
ALT-06 | 2019-07-01 | 7 | 2019 | 2019 | SUMMER | 15 | 15 | 15 | 15 | 15 | 15 | 5 | 17 | 17 | 17 | 17 | 17 | 17 | 10
ALT-06 | 2019-08-01 | 8 | 2019 | 2019 | SUMMER | 15 | 15 | 15 | 15 | 15 | 15 | 5 | 17 | 17 | 17 | 17 | 17 | 17 | 10
ALT-06 | 2019-09-01 | 9 | 2019 | 2019 | SUMMER | 16 | 16 | 16 | 16 | 16 | 16 | 5 | 17 | 17 | 17 | 17 | 17 | 17 | 10
ALT-06 | 2019-10-01 | 10 | 2020 | 2019 | FALL | 18 | 18 | 18 | 18 | 18 | 18 | 5 | 18 | 18 | 18 | 18 | 18 | 18 | 10
ALT-06 | 2019-11-01 | 11 | 2020 | 2019 | FALL | 19 | 19 | 19 | 19 | 19 | 19 | 5 | 19 | 19 | 19 | 19 | 19 | 19 | 10
ALT-06 | 2019-12-01 | 12 | 2020 | 2019 | WINTER | 20 | 20 | 20 | 20 | 20 | 20 | 5 | 20 | 20 | 20 | 20 | 20 | 20 | 10
ALT-06 | 2020-01-01 | 1 | 2020 | 2020 | WINTER | 20 | 20 | 20 | 20 | 20 | 20 | 5 | 20 | 20 | 20 | 20 | 20 | 20 | 10
ALT-06 | 2020-02-01 | 2 | 2020 | 2020 | WINTER | 20 | 20 | 20 | 20 | 20 | 20 | 5 | 20 | 20 | 20 | 20 | 20 | 20 | 10
ALT-06 | 2020-03-01 | 3 | 2020 | 2020 | WINTER | 19 | 19 | 19 | 19 | 19 | 19 | 5 | 19 | 19 | 19 | 19 | 19 | 19 | 10
ALT-06 | 2020-04-01 | 4 | 2020 | 2020 | SPRING | 18 | 18 | 18 | 18 | 18 | 18 | 5 | 18 | 18 | 18 | 18 | 18 | 18 | 10
ALT-06 | 2020-05-01 | 5 | 2020 | 2020 | SPRING | 16 | 16 | 16 | 16 | 16 | 16 | 5 | 18 | 18 | 18 | 18 | 18 | 18 | 10
ALT-06 | 2020-06-01 | 6 | 2020 | 2020 | SUMMER | 15 | 15 | 15 | 15 | 15 | 15 | 5 | 17 | 17 | 17 | 17 | 17 | 17 | 10
ALT-06 | 2020-07-01 | 7 | 2020 | 2020 | SUMMER | 15 | 15 | 15 | 15 | 15 | 15 | 5 | 17 | 17 | 17 | 17 | 17 | 17 | 10
ALT-06 | 2020-08-01 | 8 | 2020 | 2020 | SUMMER | 15 | 15 | 15 | 15 | 15 | 15 | 5 | 17 | 17 | 17 | 17 | 17 | 17 | 10
ALT-06 | 2020-09-01 | 9 | 2020 | 2020 | SUMMER | 16 | 16 | 16 | 16 | 16 | 16 | 5 | 17 | 17 | 17 | 17 | 17 | 17 | 10
ALT-06 | 2020-10-01 | 10 | 2021 | 2020 | FALL | 18 | 18 | 18 | 18 | 18 | 18 | 5 | 18 | 18 | 18 | 18 | 18 | 18 | 10
ALT-06 | 2020-11-01 | 11 | 2021 | 2020 | FALL | 19 | 19 | 19 | 19 | 19 | 19 | 5 | 19 | 19 | 19 | 19 | 19 | 19 | 10
ALT-06 | 2020-12-01 | 12 | 2021 | 2020 | WINTER | 20 | 20 | 20 | 20 | 20 | 20 | 5 | 20 | 20 | 20 | 20 | 20 | 20 | 10
ALT-06 | 2021-01-01 | 1 | 2021 | 2021 | WINTER | 20 | 20 | 20 | 20 | 20 | 20 | 5 | 20 | 20 | 20 | 20 | 20 | 20 | 10
ALT-06 | 2021-02-01 | 2 | 2021 | 2021 | WINTER | 20 | 20 | 20 | 20 | 20 | 20 | 5 | 20 | 20 | 20 | 20 | 20 | 20 | 10
ALT-06 | 2021-03-01 | 3 | 2021 | 2021 | WINTER | 19 | 19 | 19 | 19 | 19 | 19 | 5 | 19 | 19 | 19 | 19 | 19 | 19 | 10
ALT-06 | 2021-04-01 | 4 | 2021 | 2021 | SPRING | 18 | 18 | 18 | 18 | 18 | 18 | 5 | 18 | 18 | 18 | 18 | 18 | 18 | 10
ALT-06 | 2021-05-01 | 5 | 2021 | 2021 | SPRING | 16 | 16 | 16 | 16 | 16 | 16 | 5 | 18 | 18 | 18 | 18 | 18 | 18 | 10
ALT-06 | 2021-06-01 | 6 | 2021 | 2021 | SUMMER | 15 | 15 | 15 | 15 | 15 | 15 | 5 | 17 | 17 | 17 | 17 | 17 | 17 | 10
ALT-06 | 2021-07-01 | 7 | 2021 | 2021 | SUMMER | 15 | 15 | 15 | 15 | 15 | 15 | 5 | 17 | 17 | 17 | 17 | 17 | 17 | 10
ALT-06 | 2021-08-01 | 8 | 2021 | 2021 | SUMMER | 15 | 15 | 15 | 15 | 15 | 15 | 5 | 17 | 17 | 17 | 17 | 17 | 17 | 10
ALT-06 | 2021-09-01 | 9 | 2021 | 2021 | SUMMER | 16 | 16 | 16 | 16 | 16 | 16 | 5 | 17 | 17 | 17 | 17 | 17 | 17 | 10
ALT-06 | 2021-10-01 | 10 | 2022 | 2021 | FALL | 18 | 18 | 18 | 18 | 18 | 18 | 5 | 18 | 18 | 18 | 18 | 18 | 18 | 10
ALT-06 | 2021-11-01 | 11 | 2022 | 2021 | FALL | 19 | 19 | 19 | 19 | 19 | 19 | 5 | 19 | 19 | 19 | 19 | 19 | 19 | 10
ALT-06 | 2021-12-01 | 12 | 2022 | 2021 | WINTER | 20 | 20 | 20 | 20 | 20 | 20 | 5 | 20 | 20 | 20 | 20 | 20 | 20 | 10
ALT-06 | 2022-01-01 | 1 | 2022 | 2022 | WINTER | 20 | 20 | 20 | 20 | 20 | 20 | 5 | 20 | 20 | 20 | 20 | 20 | 20 | 10
ALT-06 | 2022-02-01 | 2 | 2022 | 2022 | WINTER | 20 | 20 | 20 | 20 | 20 | 20 | 5 | 20 | 20 | 20 | 20 | 20 | 20 | 10
ALT-06 | 2022-03-01 | 3 | 2022 | 2022 | WINTER | 19 | 19 | 19 | 19 | 19 | 19 | 5 | 19 | 19 | 19 | 19 | 19 | 19 | 10
ALT-06 | 2022-04-01 | 4 | 2022 | 2022 | SPRING | 18 | 18 | 18 | 18 | 18 | 18 | 5 | 18 | 18 | 18 | 18 | 18 | 18 | 10
ALT-06 | 2022-05-01 | 5 | 2022 | 2022 | SPRING | 16 | 16 | 16 | 16 | 16 | 16 | 5 | 18 | 18 | 18 | 18 | 18 | 18 | 10
ALT-06 | 2022-06-01 | 6 | 2022 | 2022 | SUMMER | 15 | 15 | 15 | 15 | 15 | 15 | 5 | 17 | 17 | 17 | 17 | 17 | 17 | 10
ALT-06 | 2022-07-01 | 7 | 2022 | 2022 | SUMMER | 15 | 15 | 15 | 15 | 15 | 15 | 5 | 17 | 17 | 17 | 17 | 17 | 17 | 10
ALT-06 | 2022-08-01 | 8 | 2022 | 2022 | SUMMER | 15 | 15 | 15 | 15 | 15 | 15 | 5 | 17 | 17 | 17 | 17 | 17 | 17 | 10
ALT-06 | 2022-09-01 | 9 | 2022 | 2022 | SUMMER | 16 | 16 | 16 | 16 | 16 | 16 | 5 | 17 | 17 | 17 | 17 | 17 | 17 | 10
ALT-06 | 2022-10-01 | 10 | 2023 | 2022 | FALL | 18 | 18 | 18 | 18 | 18 | 18 | 5 | 18 | 18 | 18 | 18 | 18 | 18 | 10
ALT-06 | 2022-11-01 | 11 | 2023 | 2022 | FALL | 19 | 19 | 19 | 19 | 19 | 19 | 5 | 19 | 19 | 19 | 19 | 19 | 19 | 10
ALT-06 | 2022-12-01 | 12 | 2023 | 2022 | WINTER | 20 | 20 | 20 | 20 | 20 | 20 | 5 | 20 | 20 | 20 | 20 | 20 | 20 | 10
ALT-06 | 2023-01-01 | 1 | 2023 | 2023 | WINTER | 20 | 20 | 20 | 20 | 20 | 20 | 5 | 20 | 20 | 20 | 20 | 20 | 20 | 10
ALT-06 | 2023-02-01 | 2 | 2023 | 2023 | WINTER | 20 | 20 | 20 | 20 | 20 | 20 | 5 | 20 | 20 | 20 | 20 | 20 | 20 | 10
ALT-06 | 2023-03-01 | 3 | 2023 | 2023 | WINTER | 19 | 19 | 19 | 19 | 19 | 19 | 5 | 19 | 19 | 19 | 19 | 19 | 19 | 10
ALT-06 | 2023-04-01 | 4 | 2023 | 2023 | SPRING | 18 | 18 | 18 | 18 | 18 | 18 | 5 | 18 | 18 | 18 | 18 | 18 | 18 | 10
ALT-06 | 2023-05-01 | 5 | 2023 | 2023 | SPRING | 16 | 16 | 16 | 16 | 16 | 16 | 5 | 18 | 18 | 18 | 18 | 18 | 18 | 10
ALT-06 | 2023-06-01 | 6 | 2023 | 2023 | SUMMER | 15 | 15 | 15 | 15 | 15 | 15 | 5 | 17 | 17 | 17 | 17 | 17 | 17 | 10
ALT-06 | 2023-07-01 | 7 | 2023 | 2023 | SUMMER | 15 | 15 | 15 | 15 | 15 | 15 | 5 | 17 | 17 | 17 | 17 | 17 | 17 | 10
ALT-06 | 2023-08-01 | 8 | 2023 | 2023 | SUMMER | 15 | 15 | 15 | 15 | 15 | 15 | 5 | 17 | 17 | 17 | 17 | 17 | 17 | 10
ALT-06 | 2023-09-01 | 9 | 2023 | 2023 | SUMMER | 16 | 16 | 16 | 16 | 16 | 16 | 5 | 17 | 17 | 17 | 17 | 17 | 17 | 10
ALT-06 | 2023-10-01 | 10 | 2024 | 2023 | FALL | 18 | 18 | 18 | 18 | 18 | 18 | 5 | 18 | 18 | 18 | 18 | 18 | 18 | 10
ALT-06 | 2023-11-01 | 11 | 2024 | 2023 | FALL | 19 | 19 | 19 | 19 | 19 | 19 | 5 | 19 | 19 | 19 | 19 | 19 | 19 | 10
ALT-06 | 2023-12-01 | 12 | 2024 | 2023 | WINTER | 20 | 20 | 20 | 20 | 20 | 20 | 5 | 20 | 20 | 20 | 20 | 20 | 20 | 10
ALT-06 | 2024-01-01 | 1 | 2024 | 2024 | WINTER | 20 | 20 | 20 | 20 | 20 | 20 | 5 | 20 | 20 | 20 | 20 | 20 | 20 | 10
ALT-06 | 2024-02-01 | 2 | 2024 | 2024 | WINTER | 20 | 20 | 20 | 20 | 20 | 20 | 5 | 20 | 20 | 20 | 20 | 20 | 20 | 10
ALT-06 | 2024-03-01 | 3 | 2024 | 2024 | WINTER | 19 | 19 | 19 | 19 | 19 | 19 | 5 | 19 | 19 | 19 | 19 | 19 | 19 | 10
ALT-06 | 2024-04-01 | 4 | 2024 | 2024 | SPRING | 18 | 18 | 18 | 18 | 18 | 18 | 5 | 18 | 18 | 18 | 18 | 18 | 18 | 10
ALT-06 | 2024-05-01 | 5 | 2024 | 2024 | SPRING | 16 | 16 | 16 | 16 | 16 | 16 | 5 | 18 | 18 | 18 | 18 | 18 | 18 | 10
ALT-06 | 2024-06-01 | 6 | 2024 | 2024 | SUMMER | 15 | 15 | 15 | 15 | 15 | 15 | 5 | 17 | 17 | 17 | 17 | 17 | 17 | 10
ALT-06 | 2024-07-01 | 7 | 2024 | 2024 | SUMMER | 15 | 15 | 15 | 15 | 15 | 15 | 5 | 17 | 17 | 17 | 17 | 17 | 17 | 10
ALT-06 | 2024-08-01 | 8 | 2024 | 2024 | SUMMER | 15 | 15 | 15 | 15 | 15 | 15 | 5 | 17 | 17 | 17 | 17 | 17 | 17 | 10
ALT-06 | 2024-09-01 | 9 | 2024 | 2024 | SUMMER | 16 | 16 | 16 | 16 | 16 | 16 | 5 | 17 | 17 | 17 | 17 | 17 | 17 | 10
ALT-06 | 2024-10-01 | 10 | 2025 | 2024 | FALL | 18 | 18 | 18 | 18 | 18 | 18 | 5 | 18 | 18 | 18 | 18 | 18 | 18 | 10
ALT-06 | 2024-11-01 | 11 | 2025 | 2024 | FALL | 19 | 19 | 19 | 19 | 19 | 19 | 5 | 19 | 19 | 19 | 19 | 19 | 19 | 10
ALT-06 | 2024-12-01 | 12 | 2025 | 2024 | WINTER | 20 | 20 | 20 | 20 | 20 | 20 | 5 | 20 | 20 | 20 | 20 | 20 | 20 | 10
ALT-06 | 2025-01-01 | 1 | 2025 | 2025 | WINTER | 20 | 20 | 20 | 20 | 20 | 20 | 5 | 20 | 20 | 20 | 20 | 20 | 20 | 10
ALT-06 | 2025-02-01 | 2 | 2025 | 2025 | WINTER | 20 | 20 | 20 | 20 | 20 | 20 | 5 | 20 | 20 | 20 | 20 | 20 | 20 | 10
ALT-06 | 2025-03-01 | 3 | 2025 | 2025 | WINTER | 19 | 19 | 19 | 19 | 19 | 19 | 5 | 19 | 19 | 19 | 19 | 19 | 19 | 10
ALT-06 | 2025-04-01 | 4 | 2025 | 2025 | SPRING | 18 | 18 | 18 | 18 | 18 | 18 | 5 | 18 | 18 | 18 | 18 | 18 | 18 | 10
ALT-06 | 2025-05-01 | 5 | 2025 | 2025 | SPRING | 16 | 16 | 16 | 16 | 16 | 16 | 5 | 18 | 18 | 18 | 18 | 18 | 18 | 10
ALT-06 | 2025-06-01 | 6 | 2025 | 2025 | SUMMER | 15 | 15 | 15 | 15 | 15 | 15 | 5 | 17 | 17 | 17 | 17 | 17 | 17 | 10
ALT-06 | 2025-07-01 | 7 | 2025 | 2025 | SUMMER | 15 | 15 | 15 | 15 | 15 | 15 | 5 | 17 | 17 | 17 | 17 | 17 | 17 | 10
ALT-06 | 2025-08-01 | 8 | 2025 | 2025 | SUMMER | 15 | 15 | 15 | 15 | 15 | 15 | 5 | 17 | 17 | 17 | 17 | 17 | 17 | 10
ALT-06 | 2025-09-01 | 9 | 2025 | 2025 | SUMMER | 16 | 16 | 16 | 16 | 16 | 16 | 5 | 17 | 17 | 17 | 17 | 17 | 17 | 10
ALT-06 | 2025-10-01 | 10 | 2026 | 2025 | FALL | 18 | 18 | 18 | 18 | 18 | 18 | 5 | 18 | 18 | 18 | 18 | 18 | 18 | 10
ALT-06 | 2025-11-01 | 11 | 2026 | 2025 | FALL | 19 | 19 | 19 | 19 | 19 | 19 | 5 | 19 | 19 | 19 | 19 | 19 | 19 | 10
ALT-06 | 2025-12-01 | 12 | 2026 | 2025 | WINTER | 20 | 20 | 20 | 20 | 20 | 20 | 5 | 20 | 20 | 20 | 20 | 20 | 20 | 10
ALT-06 | 2026-01-01 | 1 | 2026 | 2026 | WINTER | 20 | 20 | 20 | 20 | 20 | 20 | 5 | 20 | 20 | 20 | 20 | 20 | 20 | 10
ALT-06 | 2026-02-01 | 2 | 2026 | 2026 | WINTER | 20 | 20 | 20 | 20 | 20 | 20 | 5 | 20 | 20 | 20 | 20 | 20 | 20 | 10
ALT-06 | 2026-03-01 | 3 | 2026 | 2026 | WINTER | 19 | 19 | 19 | 19 | 19 | 19 | 5 | 19 | 19 | 19 | 19 | 19 | 19 | 10
ALT-06 | 2026-04-01 | 4 | 2026 | 2026 | SPRING | 18 | 18 | 18 | 18 | 18 | 18 | 5 | 18 | 18 | 18 | 18 | 18 | 18 | 10
ALT-06 | 2026-05-01 | 5 | 2026 | 2026 | SPRING | 16 | 16 | 16 | 16 | 16 | 16 | 5 | 18 | 18 | 18 | 18 | 18 | 18 | 10
ALT-06 | 2026-06-01 | 6 | 2026 | 2026 | SUMMER | 15 | 15 | 15 | 15 | 15 | 15 | 5 | 17 | 17 | 17 | 17 | 17 | 17 | 10
ALT-06 | 2026-07-01 | 7 | 2026 | 2026 | SUMMER | 15 | 15 | 15 | 15 | 15 | 15 | 5 | 17 | 17 | 17 | 17 | 17 | 17 | 10
ALT-06 | 2026-08-01 | 8 | 2026 | 2026 | SUMMER | 15 | 15 | 15 | 15 | 15 | 15 | 5 | 17 | 17 | 17 | 17 | 17 | 17 | 10
ALT-06 | 2026-09-01 | 9 | 2026 | 2026 | SUMMER | 16 | 16 | 16 | 16 | 16 | 16 | 5 | 17 | 17 | 17 | 17 | 17 | 17 | 10
ALT-06 | 2026-10-01 | 10 | 2027 | 2026 | FALL | 18 | 18 | 18 | 18 | 18 | 18 | 5 | 18 | 18 | 18 | 18 | 18 | 18 | 10
ALT-06 | 2026-11-01 | 11 | 2027 | 2026 | FALL | 19 | 19 | 19 | 19 | 19 | 19 | 5 | 19 | 19 | 19 | 19 | 19 | 19 | 10
ALT-06 | 2026-12-01 | 12 | 2027 | 2026 | WINTER | 20 | 20 | 20 | 20 | 20 | 20 | 5 | 20 | 20 | 20 | 20 | 20 | 20 | 10
ALT-06 | 2027-01-01 | 1 | 2027 | 2027 | WINTER | 20 | 20 | 20 | 20 | 20 | 20 | 5 | 20 | 20 | 20 | 20 | 20 | 20 | 10
ALT-06 | 2027-02-01 | 2 | 2027 | 2027 | WINTER | 20 | 20 | 20 | 20 | 20 | 20 | 5 | 20 | 20 | 20 | 20 | 20 | 20 | 10
ALT-06 | 2027-03-01 | 3 | 2027 | 2027 | WINTER | 19 | 19 | 19 | 19 | 19 | 19 | 5 | 19 | 19 | 19 | 19 | 19 | 19 | 10
ALT-06 | 2027-04-01 | 4 | 2027 | 2027 | SPRING | 18 | 18 | 18 | 18 | 18 | 18 | 5 | 18 | 18 | 18 | 18 | 18 | 18 | 10
ALT-06 | 2027-05-01 | 5 | 2027 | 2027 | SPRING | 16 | 16 | 16 | 16 | 16 | 16 | 5 | 18 | 18 | 18 | 18 | 18 | 18 | 10
ALT-06 | 2027-06-01 | 6 | 2027 | 2027 | SUMMER | 15 | 15 | 15 | 15 | 15 | 15 | 5 | 17 | 17 | 17 | 17 | 17 | 17 | 10
ALT-06 | 2027-07-01 | 7 | 2027 | 2027 | SUMMER | 15 | 15 | 15 | 15 | 15 | 15 | 5 | 17 | 17 | 17 | 17 | 17 | 17 | 10
ALT-06 | 2027-08-01 | 8 | 2027 | 2027 | SUMMER | 15 | 15 | 15 | 15 | 15 | 15 | 5 | 17 | 17 | 17 | 17 | 17 | 17 | 10
ALT-06 | 2027-09-01 | 9 | 2027 | 2027 | SUMMER | 16 | 16 | 16 | 16 | 16 | 16 | 5 | 17 | 17 | 17 | 17 | 17 | 17 | 10
ALT-06 | 2027-10-01 | 10 | 2028 | 2027 | FALL | 18 | 18 | 18 | 18 | 18 | 18 | 5 | 18 | 18 | 18 | 18 | 18 | 18 | 10
ALT-06 | 2027-11-01 | 11 | 2028 | 2027 | FALL | 19 | 19 | 19 | 19 | 19 | 19 | 5 | 19 | 19 | 19 | 19 | 19 | 19 | 10
ALT-06 | 2027-12-01 | 12 | 2028 | 2027 | WINTER | 20 | 20 | 20 | 20 | 20 | 20 | 5 | 20 | 20 | 20 | 20 | 20 | 20 | 10
ALT-06 | 2028-01-01 | 1 | 2028 | 2028 | WINTER | 20 | 20 | 20 | 20 | 20 | 20 | 5 | 20 | 20 | 20 | 20 | 20 | 20 | 10
ALT-06 | 2028-02-01 | 2 | 2028 | 2028 | WINTER | 20 | 20 | 20 | 20 | 20 | 20 | 5 | 20 | 20 | 20 | 20 | 20 | 20 | 10
ALT-06 | 2028-03-01 | 3 | 2028 | 2028 | WINTER | 19 | 19 | 19 | 19 | 19 | 19 | 5 | 19 | 19 | 19 | 19 | 19 | 19 | 10
ALT-06 | 2028-04-01 | 4 | 2028 | 2028 | SPRING | 18 | 18 | 18 | 18 | 18 | 18 | 5 | 18 | 18 | 18 | 18 | 18 | 18 | 10
ALT-06 | 2028-05-01 | 5 | 2028 | 2028 | SPRING | 16 | 16 | 16 | 16 | 16 | 16 | 5 | 18 | 18 | 18 | 18 | 18 | 18 | 10
ALT-06 | 2028-06-01 | 6 | 2028 | 2028 | SUMMER | 15 | 15 | 15 | 15 | 15 | 15 | 5 | 17 | 17 | 17 | 17 | 17 | 17 | 10
ALT-06 | 2028-07-01 | 7 | 2028 | 2028 | SUMMER | 15 | 15 | 15 | 15 | 15 | 15 | 5 | 17 | 17 | 17 | 17 | 17 | 17 | 10
ALT-06 | 2028-08-01 | 8 | 2028 | 2028 | SUMMER | 15 | 15 | 15 | 15 | 15 | 15 | 5 | 17 | 17 | 17 | 17 | 17 | 17 | 10
ALT-06 | 2028-09-01 | 9 | 2028 | 2028 | SUMMER | 16 | 16 | 16 | 16 | 16 | 16 | 5 | 17 | 17 | 17 | 17 | 17 | 17 | 10
ALT-06 | 2028-10-01 | 10 | 2029 | 2028 | FALL | 18 | 18 | 18 | 18 | 18 | 18 | 5 | 18 | 18 | 18 | 18 | 18 | 18 | 10
ALT-06 | 2028-11-01 | 11 | 2029 | 2028 | FALL | 19 | 19 | 19 | 19 | 19 | 19 | 5 | 19 | 19 | 19 | 19 | 19 | 19 | 10
ALT-06 | 2028-12-01 | 12 | 2029 | 2028 | WINTER | 20 | 20 | 20 | 20 | 20 | 20 | 5 | 20 | 20 | 20 | 20 | 20 | 20 | 10
ALT-06 | 2029-01-01 | 1 | 2029 | 2029 | WINTER | 20 | 20 | 20 | 20 | 20 | 20 | 5 | 20 | 20 | 20 | 20 | 20 | 20 | 10
ALT-06 | 2029-02-01 | 2 | 2029 | 2029 | WINTER | 20 | 20 | 20 | 20 | 20 | 20 | 5 | 20 | 20 | 20 | 20 | 20 | 20 | 10
ALT-06 | 2029-03-01 | 3 | 2029 | 2029 | WINTER | 19 | 19 | 19 | 19 | 19 | 19 | 5 | 19 | 19 | 19 | 19 | 19 | 19 | 10
ALT-06 | 2029-04-01 | 4 | 2029 | 2029 | SPRING | 18 | 18 | 18 | 18 | 18 | 18 | 5 | 18 | 18 | 18 | 18 | 18 | 18 | 10
ALT-06 | 2029-05-01 | 5 | 2029 | 2029 | SPRING | 16 | 16 | 16 | 16 | 16 | 16 | 5 | 18 | 18 | 18 | 18 | 18 | 18 | 10
ALT-06 | 2029-06-01 | 6 | 2029 | 2029 | SUMMER | 15 | 15 | 15 | 15 | 15 | 15 | 5 | 17 | 17 | 17 | 17 | 17 | 17 | 10
ALT-06 | 2029-07-01 | 7 | 2029 | 2029 | SUMMER | 15 | 15 | 15 | 15 | 15 | 15 | 5 | 17 | 17 | 17 | 17 | 17 | 17 | 10
ALT-06 | 2029-08-01 | 8 | 2029 | 2029 | SUMMER | 15 | 15 | 15 | 15 | 15 | 15 | 5 | 17 | 17 | 17 | 17 | 17 | 17 | 10
ALT-06 | 2029-09-01 | 9 | 2029 | 2029 | SUMMER | 16 | 16 | 16 | 16 | 16 | 16 | 5 | 17 | 17 | 17 | 17 | 17 | 17 | 10
ALT-06 | 2029-10-01 | 10 | 2030 | 2029 | FALL | 18 | 18 | 18 | 18 | 18 | 18 | 5 | 18 | 18 | 18 | 18 | 18 | 18 | 10
ALT-06 | 2029-11-01 | 11 | 2030 | 2029 | FALL | 19 | 19 | 19 | 19 | 19 | 19 | 5 | 19 | 19 | 19 | 19 | 19 | 19 | 10
ALT-06 | 2029-12-01 | 12 | 2030 | 2029 | WINTER | 20 | 20 | 20 | 20 | 20 | 20 | 5 | 20 | 20 | 20 | 20 | 20 | 20 | 10
ALT-06 | 2030-01-01 | 1 | 2030 | 2030 | WINTER | 20 | 20 | 20 | 20 | 20 | 20 | 5 | 20 | 20 | 20 | 20 | 20 | 20 | 10
ALT-06 | 2030-02-01 | 2 | 2030 | 2030 | WINTER | 20 | 20 | 20 | 20 | 20 | 20 | 5 | 20 | 20 | 20 | 20 | 20 | 20 | 10
ALT-06 | 2030-03-01 | 3 | 2030 | 2030 | WINTER | 19 | 19 | 19 | 19 | 19 | 19 | 5 | 19 | 19 | 19 | 19 | 19 | 19 | 10
ALT-06 | 2030-04-01 | 4 | 2030 | 2030 | SPRING | 18 | 18 | 18 | 18 | 18 | 18 | 5 | 18 | 18 | 18 | 18 | 18 | 18 | 10
ALT-06 | 2030-05-01 | 5 | 2030 | 2030 | SPRING | 16 | 16 | 16 | 16 | 16 | 16 | 5 | 18 | 18 | 18 | 18 | 18 | 18 | 10
ALT-06 | 2030-06-01 | 6 | 2030 | 2030 | SUMMER | 15 | 15 | 15 | 15 | 15 | 15 | 5 | 17 | 17 | 17 | 17 | 17 | 17 | 10
ALT-06 | 2030-07-01 | 7 | 2030 | 2030 | SUMMER | 15 | 15 | 15 | 15 | 15 | 15 | 5 | 17 | 17 | 17 | 17 | 17 | 17 | 10
ALT-06 | 2030-08-01 | 8 | 2030 | 2030 | SUMMER | 15 | 15 | 15 | 15 | 15 | 15 | 5 | 17 | 17 | 17 | 17 | 17 | 17 | 10
ALT-06 | 2030-09-01 | 9 | 2030 | 2030 | SUMMER | 16 | 16 | 16 | 16 | 16 | 16 | 5 | 17 | 17 | 17 | 17 | 17 | 17 | 10
ALT-06 | 2030-10-01 | 10 | 2031 | 2030 | FALL | 18 | 18 | 18 | 18 | 18 | 18 | 5 | 18 | 18 | 18 | 18 | 18 | 18 | 10
ALT-06 | 2030-11-01 | 11 | 2031 | 2030 | FALL | 19 | 19 | 19 | 19 | 19 | 19 | 5 | 19 | 19 | 19 | 19 | 19 | 19 | 10
ALT-06 | 2030-12-01 | 12 | 2031 | 2030 | WINTER | 20 | 20 | 20 | 20 | 20 | 20 | 5 | 20 | 20 | 20 | 20 | 20 | 20 | 10
ALT-06 | 2031-01-01 | 1 | 2031 | 2031 | WINTER | 20 | 20 | 20 | 20 | 20 | 20 | 5 | 20 | 20 | 20 | 20 | 20 | 20 | 10
ALT-06 | 2031-02-01 | 2 | 2031 | 2031 | WINTER | 20 | 20 | 20 | 20 | 20 | 20 | 5 | 20 | 20 | 20 | 20 | 20 | 20 | 10
ALT-06 | 2031-03-01 | 3 | 2031 | 2031 | WINTER | 19 | 19 | 19 | 19 | 19 | 19 | 5 | 19 | 19 | 19 | 19 | 19 | 19 | 10
ALT-06 | 2031-04-01 | 4 | 2031 | 2031 | SPRING | 18 | 18 | 18 | 18 | 18 | 18 | 5 | 18 | 18 | 18 | 18 | 18 | 18 | 10
ALT-06 | 2031-05-01 | 5 | 2031 | 2031 | SPRING | 16 | 16 | 16 | 16 | 16 | 16 | 5 | 18 | 18 | 18 | 18 | 18 | 18 | 10
ALT-06 | 2031-06-01 | 6 | 2031 | 2031 | SUMMER | 15 | 15 | 15 | 15 | 15 | 15 | 5 | 17 | 17 | 17 | 17 | 17 | 17 | 10
ALT-06 | 2031-07-01 | 7 | 2031 | 2031 | SUMMER | 15 | 15 | 15 | 15 | 15 | 15 | 5 | 17 | 17 | 17 | 17 | 17 | 17 | 10
ALT-06 | 2031-08-01 | 8 | 2031 | 2031 | SUMMER | 15 | 15 | 15 | 15 | 15 | 15 | 5 | 17 | 17 | 17 | 17 | 17 | 17 | 10
ALT-06 | 2031-09-01 | 9 | 2031 | 2031 | SUMMER | 16 | 16 | 16 | 16 | 16 | 16 | 5 | 17 | 17 | 17 | 17 | 17 | 17 | 10
ALT-06 | 2031-10-01 | 10 | 2032 | 2031 | FALL | 18 | 18 | 18 | 18 | 18 | 18 | 5 | 18 | 18 | 18 | 18 | 18 | 18 | 10
ALT-06 | 2031-11-01 | 11 | 2032 | 2031 | FALL | 19 | 19 | 19 | 19 | 19 | 19 | 5 | 19 | 19 | 19 | 19 | 19 | 19 | 10
ALT-06 | 2031-12-01 | 12 | 2032 | 2031 | WINTER | 20 | 20 | 20 | 20 | 20 | 20 | 5 | 20 | 20 | 20 | 20 | 20 | 20 | 10
ALT-06 | 2032-01-01 | 1 | 2032 | 2032 | WINTER | 20 | 20 | 20 | 20 | 20 | 20 | 5 | 20 | 20 | 20 | 20 | 20 | 20 | 10
ALT-06 | 2032-02-01 | 2 | 2032 | 2032 | WINTER | 20 | 20 | 20 | 20 | 20 | 20 | 5 | 20 | 20 | 20 | 20 | 20 | 20 | 10
ALT-06 | 2032-03-01 | 3 | 2032 | 2032 | WINTER | 19 | 19 | 19 | 19 | 19 | 19 | 5 | 19 | 19 | 19 | 19 | 19 | 19 | 10
ALT-06 | 2032-04-01 | 4 | 2032 | 2032 | SPRING | 18 | 18 | 18 | 18 | 18 | 18 | 5 | 18 | 18 | 18 | 18 | 18 | 18 | 10
ALT-06 | 2032-05-01 | 5 | 2032 | 2032 | SPRING | 16 | 16 | 16 | 16 | 16 | 16 | 5 | 18 | 18 | 18 | 18 | 18 | 18 | 10
ALT-06 | 2032-06-01 | 6 | 2032 | 2032 | SUMMER | 15 | 15 | 15 | 15 | 15 | 15 | 5 | 17 | 17 | 17 | 17 | 17 | 17 | 10
ALT-06 | 2032-07-01 | 7 | 2032 | 2032 | SUMMER | 15 | 15 | 15 | 15 | 15 | 15 | 5 | 17 | 17 | 17 | 17 | 17 | 17 | 10
ALT-06 | 2032-08-01 | 8 | 2032 | 2032 | SUMMER | 15 | 15 | 15 | 15 | 15 | 15 | 5 | 17 | 17 | 17 | 17 | 17 | 17 | 10
ALT-06 | 2032-09-01 | 9 | 2032 | 2032 | SUMMER | 16 | 16 | 16 | 16 | 16 | 16 | 5 | 17 | 17 | 17 | 17 | 17 | 17 | 10
ALT-06 | 2032-10-01 | 10 | 2033 | 2032 | FALL | 18 | 18 | 18 | 18 | 18 | 18 | 5 | 18 | 18 | 18 | 18 | 18 | 18 | 10
ALT-06 | 2032-11-01 | 11 | 2033 | 2032 | FALL | 19 | 19 | 19 | 19 | 19 | 19 | 5 | 19 | 19 | 19 | 19 | 19 | 19 | 10
ALT-06 | 2032-12-01 | 12 | 2033 | 2032 | WINTER | 20 | 20 | 20 | 20 | 20 | 20 | 5 | 20 | 20 | 20 | 20 | 20 | 20 | 10
ALT-06 | 2033-01-01 | 1 | 2033 | 2033 | WINTER | 20 | 20 | 20 | 20 | 20 | 20 | 5 | 20 | 20 | 20 | 20 | 20 | 20 | 10
ALT-06 | 2033-02-01 | 2 | 2033 | 2033 | WINTER | 20 | 20 | 20 | 20 | 20 | 20 | 5 | 20 | 20 | 20 | 20 | 20 | 20 | 10
ALT-06 | 2033-03-01 | 3 | 2033 | 2033 | WINTER | 19 | 19 | 19 | 19 | 19 | 19 | 5 | 19 | 19 | 19 | 19 | 19 | 19 | 10
ALT-06 | 2033-04-01 | 4 | 2033 | 2033 | SPRING | 18 | 18 | 18 | 18 | 18 | 18 | 5 | 18 | 18 | 18 | 18 | 18 | 18 | 10
ALT-06 | 2033-05-01 | 5 | 2033 | 2033 | SPRING | 16 | 16 | 16 | 16 | 16 | 16 | 5 | 18 | 18 | 18 | 18 | 18 | 18 | 10
ALT-06 | 2033-06-01 | 6 | 2033 | 2033 | SUMMER | 15 | 15 | 15 | 15 | 15 | 15 | 5 | 17 | 17 | 17 | 17 | 17 | 17 | 10
ALT-06 | 2033-07-01 | 7 | 2033 | 2033 | SUMMER | 15 | 15 | 15 | 15 | 15 | 15 | 5 | 17 | 17 | 17 | 17 | 17 | 17 | 10
ALT-06 | 2033-08-01 | 8 | 2033 | 2033 | SUMMER | 15 | 15 | 15 | 15 | 15 | 15 | 5 | 17 | 17 | 17 | 17 | 17 | 17 | 10
ALT-06 | 2033-09-01 | 9 | 2033 | 2033 | SUMMER | 16 | 16 | 16 | 16 | 16 | 16 | 5 | 17 | 17 | 17 | 17 | 17 | 17 | 10
ALT-06 | 2033-10-01 | 10 | 2034 | 2033 | FALL | 18 | 18 | 18 | 18 | 18 | 18 | 5 | 18 | 18 | 18 | 18 | 18 | 18 | 10
ALT-06 | 2033-11-01 | 11 | 2034 | 2033 | FALL | 19 | 19 | 19 | 19 | 19 | 19 | 5 | 19 | 19 | 19 | 19 | 19 | 19 | 10
ALT-06 | 2033-12-01 | 12 | 2034 | 2033 | WINTER | 20 | 20 | 20 | 20 | 20 | 20 | 5 | 20 | 20 | 20 | 20 | 20 | 20 | 10
ALT-06 | 2034-01-01 | 1 | 2034 | 2034 | WINTER | 20 | 20 | 20 | 20 | 20 | 20 | 5 | 20 | 20 | 20 | 20 | 20 | 20 | 10
ALT-06 | 2034-02-01 | 2 | 2034 | 2034 | WINTER | 20 | 20 | 20 | 20 | 20 | 20 | 5 | 20 | 20 | 20 | 20 | 20 | 20 | 10
ALT-06 | 2034-03-01 | 3 | 2034 | 2034 | WINTER | 19 | 19 | 19 | 19 | 19 | 19 | 5 | 19 | 19 | 19 | 19 | 19 | 19 | 10
ALT-06 | 2034-04-01 | 4 | 2034 | 2034 | SPRING | 18 | 18 | 18 | 18 | 18 | 18 | 5 | 18 | 18 | 18 | 18 | 18 | 18 | 10
ALT-06 | 2034-05-01 | 5 | 2034 | 2034 | SPRING | 16 | 16 | 16 | 16 | 16 | 16 | 5 | 18 | 18 | 18 | 18 | 18 | 18 | 10
ALT-06 | 2034-06-01 | 6 | 2034 | 2034 | SUMMER | 15 | 15 | 15 | 15 | 15 | 15 | 5 | 17 | 17 | 17 | 17 | 17 | 17 | 10
ALT-06 | 2034-07-01 | 7 | 2034 | 2034 | SUMMER | 15 | 15 | 15 | 15 | 15 | 15 | 5 | 17 | 17 | 17 | 17 | 17 | 17 | 10
ALT-06 | 2034-08-01 | 8 | 2034 | 2034 | SUMMER | 15 | 15 | 15 | 15 | 15 | 15 | 5 | 17 | 17 | 17 | 17 | 17 | 17 | 10
ALT-06 | 2034-09-01 | 9 | 2034 | 2034 | SUMMER | 16 | 16 | 16 | 16 | 16 | 16 | 5 | 17 | 17 | 17 | 17 | 17 | 17 | 10
ALT-06 | 2034-10-01 | 10 | 2035 | 2034 | FALL | 18 | 18 | 18 | 18 | 18 | 18 | 5 | 18 | 18 | 18 | 18 | 18 | 18 | 10
ALT-06 | 2034-11-01 | 11 | 2035 | 2034 | FALL | 19 | 19 | 19 | 19 | 19 | 19 | 5 | 19 | 19 | 19 | 19 | 19 | 19 | 10
ALT-06 | 2034-12-01 | 12 | 2035 | 2034 | WINTER | 20 | 20 | 20 | 20 | 20 | 20 | 5 | 20 | 20 | 20 | 20 | 20 | 20 | 10
ALT-06 | 2035-01-01 | 1 | 2035 | 2035 | WINTER | 20 | 20 | 20 | 20 | 20 | 20 | 5 | 20 | 20 | 20 | 20 | 20 | 20 | 10
ALT-06 | 2035-02-01 | 2 | 2035 | 2035 | WINTER | 20 | 20 | 20 | 20 | 20 | 20 | 5 | 20 | 20 | 20 | 20 | 20 | 20 | 10
ALT-06 | 2035-03-01 | 3 | 2035 | 2035 | WINTER | 19 | 19 | 19 | 19 | 19 | 19 | 5 | 19 | 19 | 19 | 19 | 19 | 19 | 10
ALT-06 | 2035-04-01 | 4 | 2035 | 2035 | SPRING | 18 | 18 | 18 | 18 | 18 | 18 | 5 | 18 | 18 | 18 | 18 | 18 | 18 | 10
ALT-06 | 2035-05-01 | 5 | 2035 | 2035 | SPRING | 16 | 16 | 16 | 16 | 16 | 16 | 5 | 18 | 18 | 18 | 18 | 18 | 18 | 10
ALT-06 | 2035-06-01 | 6 | 2035 | 2035 | SUMMER | 15 | 15 | 15 | 15 | 15 | 15 | 5 | 17 | 17 | 17 | 17 | 17 | 17 | 10
ALT-06 | 2035-07-01 | 7 | 2035 | 2035 | SUMMER | 15 | 15 | 15 | 15 | 15 | 15 | 5 | 17 | 17 | 17 | 17 | 17 | 17 | 10
ALT-06 | 2035-08-01 | 8 | 2035 | 2035 | SUMMER | 15 | 15 | 15 | 15 | 15 | 15 | 5 | 17 | 17 | 17 | 17 | 17 | 17 | 10
ALT-06 | 2035-09-01 | 9 | 2035 | 2035 | SUMMER | 16 | 16 | 16 | 16 | 16 | 16 | 5 | 17 | 17 | 17 | 17 | 17 | 17 | 10
ALT-06 | 2035-10-01 | 10 | 2036 | 2035 | FALL | 18 | 18 | 18 | 18 | 18 | 18 | 5 | 18 | 18 | 18 | 18 | 18 | 18 | 10
ALT-06 | 2035-11-01 | 11 | 2036 | 2035 | FALL | 19 | 19 | 19 | 19 | 19 | 19 | 5 | 19 | 19 | 19 | 19 | 19 | 19 | 10
ALT-06 | 2035-12-01 | 12 | 2036 | 2035 | WINTER | 20 | 20 | 20 | 20 | 20 | 20 | 5 | 20 | 20 | 20 | 20 | 20 | 20 | 10
ALT-06 | 2036-01-01 | 1 | 2036 | 2036 | WINTER | 20 | 20 | 20 | 20 | 20 | 20 | 5 | 20 | 20 | 20 | 20 | 20 | 20 | 10
ALT-06 | 2036-02-01 | 2 | 2036 | 2036 | WINTER | 20 | 20 | 20 | 20 | 20 | 20 | 5 | 20 | 20 | 20 | 20 | 20 | 20 | 10
ALT-06 | 2036-03-01 | 3 | 2036 | 2036 | WINTER | 19 | 19 | 19 | 19 | 19 | 19 | 5 | 19 | 19 | 19 | 19 | 19 | 19 | 10
ALT-06 | 2036-04-01 | 4 | 2036 | 2036 | SPRING | 18 | 18 | 18 | 18 | 18 | 18 | 5 | 18 | 18 | 18 | 18 | 18 | 18 | 10
ALT-06 | 2036-05-01 | 5 | 2036 | 2036 | SPRING | 16 | 16 | 16 | 16 | 16 | 16 | 5 | 18 | 18 | 18 | 18 | 18 | 18 | 10
ALT-06 | 2036-06-01 | 6 | 2036 | 2036 | SUMMER | 15 | 15 | 15 | 15 | 15 | 15 | 5 | 17 | 17 | 17 | 17 | 17 | 17 | 10
ALT-06 | 2036-07-01 | 7 | 2036 | 2036 | SUMMER | 15 | 15 | 15 | 15 | 15 | 15 | 5 | 17 | 17 | 17 | 17 | 17 | 17 | 10
ALT-06 | 2036-08-01 | 8 | 2036 | 2036 | SUMMER | 15 | 15 | 15 | 15 | 15 | 15 | 5 | 17 | 17 | 17 | 17 | 17 | 17 | 10
ALT-06 | 2036-09-01 | 9 | 2036 | 2036 | SUMMER | 16 | 16 | 16 | 16 | 16 | 16 | 5 | 17 | 17 | 17 | 17 | 17 | 17 | 10
ALT-06 | 2036-10-01 | 10 | 2037 | 2036 | FALL | 18 | 18 | 18 | 18 | 18 | 18 | 5 | 18 | 18 | 18 | 18 | 18 | 18 | 10
ALT-06 | 2036-11-01 | 11 | 2037 | 2036 | FALL | 19 | 19 | 19 | 19 | 19 | 19 | 5 | 19 | 19 | 19 | 19 | 19 | 19 | 10
ALT-06 | 2036-12-01 | 12 | 2037 | 2036 | WINTER | 20 | 20 | 20 | 20 | 20 | 20 | 5 | 20 | 20 | 20 | 20 | 20 | 20 | 10
ALT-06 | 2037-01-01 | 1 | 2037 | 2037 | WINTER | 20 | 20 | 20 | 20 | 20 | 20 | 5 | 20 | 20 | 20 | 20 | 20 | 20 | 10
ALT-06 | 2037-02-01 | 2 | 2037 | 2037 | WINTER | 20 | 20 | 20 | 20 | 20 | 20 | 5 | 20 | 20 | 20 | 20 | 20 | 20 | 10
ALT-06 | 2037-03-01 | 3 | 2037 | 2037 | WINTER | 19 | 19 | 19 | 19 | 19 | 19 | 5 | 19 | 19 | 19 | 19 | 19 | 19 | 10
ALT-06 | 2037-04-01 | 4 | 2037 | 2037 | SPRING | 18 | 18 | 18 | 18 | 18 | 18 | 5 | 18 | 18 | 18 | 18 | 18 | 18 | 10
ALT-06 | 2037-05-01 | 5 | 2037 | 2037 | SPRING | 16 | 16 | 16 | 16 | 16 | 16 | 5 | 18 | 18 | 18 | 18 | 18 | 18 | 10
ALT-06 | 2037-06-01 | 6 | 2037 | 2037 | SUMMER | 15 | 15 | 15 | 15 | 15 | 15 | 5 | 17 | 17 | 17 | 17 | 17 | 17 | 10
ALT-06 | 2037-07-01 | 7 | 2037 | 2037 | SUMMER | 15 | 15 | 15 | 15 | 15 | 15 | 5 | 17 | 17 | 17 | 17 | 17 | 17 | 10
ALT-06 | 2037-08-01 | 8 | 2037 | 2037 | SUMMER | 15 | 15 | 15 | 15 | 15 | 15 | 5 | 17 | 17 | 17 | 17 | 17 | 17 | 10
ALT-06 | 2037-09-01 | 9 | 2037 | 2037 | SUMMER | 16 | 16 | 16 | 16 | 16 | 16 | 5 | 17 | 17 | 17 | 17 | 17 | 17 | 10
ALT-06 | 2037-10-01 | 10 | 2038 | 2037 | FALL | 18 | 18 | 18 | 18 | 18 | 18 | 5 | 18 | 18 | 18 | 18 | 18 | 18 | 10
ALT-06 | 2037-11-01 | 11 | 2038 | 2037 | FALL | 19 | 19 | 19 | 19 | 19 | 19 | 5 | 19 | 19 | 19 | 19 | 19 | 19 | 10
ALT-06 | 2037-12-01 | 12 | 2038 | 2037 | WINTER | 20 | 20 | 20 | 20 | 20 | 20 | 5 | 20 | 20 | 20 | 20 | 20 | 20 | 10
ALT-06 | 2038-01-01 | 1 | 2038 | 2038 | WINTER | 20 | 20 | 20 | 20 | 20 | 20 | 5 | 20 | 20 | 20 | 20 | 20 | 20 | 10
ALT-06 | 2038-02-01 | 2 | 2038 | 2038 | WINTER | 20 | 20 | 20 | 20 | 20 | 20 | 5 | 20 | 20 | 20 | 20 | 20 | 20 | 10
ALT-06 | 2038-03-01 | 3 | 2038 | 2038 | WINTER | 19 | 19 | 19 | 19 | 19 | 19 | 5 | 19 | 19 | 19 | 19 | 19 | 19 | 10
ALT-06 | 2038-04-01 | 4 | 2038 | 2038 | SPRING | 18 | 18 | 18 | 18 | 18 | 18 | 5 | 18 | 18 | 18 | 18 | 18 | 18 | 10
ALT-06 | 2038-05-01 | 5 | 2038 | 2038 | SPRING | 16 | 16 | 16 | 16 | 16 | 16 | 5 | 18 | 18 | 18 | 18 | 18 | 18 | 10
ALT-06 | 2038-06-01 | 6 | 2038 | 2038 | SUMMER | 15 | 15 | 15 | 15 | 15 | 15 | 5 | 17 | 17 | 17 | 17 | 17 | 17 | 10
ALT-06 | 2038-07-01 | 7 | 2038 | 2038 | SUMMER | 15 | 15 | 15 | 15 | 15 | 15 | 5 | 17 | 17 | 17 | 17 | 17 | 17 | 10
ALT-06 | 2038-08-01 | 8 | 2038 | 2038 | SUMMER | 15 | 15 | 15 | 15 | 15 | 15 | 5 | 17 | 17 | 17 | 17 | 17 | 17 | 10
ALT-06 | 2038-09-01 | 9 | 2038 | 2038 | SUMMER | 16 | 16 | 16 | 16 | 16 | 16 | 5 | 17 | 17 | 17 | 17 | 17 | 17 | 10
ALT-06 | 2038-10-01 | 10 | 2039 | 2038 | FALL | 18 | 18 | 18 | 18 | 18 | 18 | 5 | 18 | 18 | 18 | 18 | 18 | 18 | 10
ALT-06 | 2038-11-01 | 11 | 2039 | 2038 | FALL | 19 | 19 | 19 | 19 | 19 | 19 | 5 | 19 | 19 | 19 | 19 | 19 | 19 | 10
ALT-06 | 2038-12-01 | 12 | 2039 | 2038 | WINTER | 20 | 20 | 20 | 20 | 20 | 20 | 5 | 20 | 20 | 20 | 20 | 20 | 20 | 10
ALT-06 | 2039-01-01 | 1 | 2039 | 2039 | WINTER | 20 | 20 | 20 | 20 | 20 | 20 | 5 | 20 | 20 | 20 | 20 | 20 | 20 | 10
ALT-06 | 2039-02-01 | 2 | 2039 | 2039 | WINTER | 20 | 20 | 20 | 20 | 20 | 20 | 5 | 20 | 20 | 20 | 20 | 20 | 20 | 10
ALT-06 | 2039-03-01 | 3 | 2039 | 2039 | WINTER | 19 | 19 | 19 | 19 | 19 | 19 | 5 | 19 | 19 | 19 | 19 | 19 | 19 | 10
ALT-06 | 2039-04-01 | 4 | 2039 | 2039 | SPRING | 18 | 18 | 18 | 18 | 18 | 18 | 5 | 18 | 18 | 18 | 18 | 18 | 18 | 10
ALT-06 | 2039-05-01 | 5 | 2039 | 2039 | SPRING | 16 | 16 | 16 | 16 | 16 | 16 | 5 | 18 | 18 | 18 | 18 | 18 | 18 | 10
ALT-06 | 2039-06-01 | 6 | 2039 | 2039 | SUMMER | 15 | 15 | 15 | 15 | 15 | 15 | 5 | 17 | 17 | 17 | 17 | 17 | 17 | 10
ALT-06 | 2039-07-01 | 7 | 2039 | 2039 | SUMMER | 15 | 15 | 15 | 15 | 15 | 15 | 5 | 17 | 17 | 17 | 17 | 17 | 17 | 10
ALT-06 | 2039-08-01 | 8 | 2039 | 2039 | SUMMER | 15 | 15 | 15 | 15 | 15 | 15 | 5 | 17 | 17 | 17 | 17 | 17 | 17 | 10
ALT-06 | 2039-09-01 | 9 | 2039 | 2039 | SUMMER | 16 | 16 | 16 | 16 | 16 | 16 | 5 | 17 | 17 | 17 | 17 | 17 | 17 | 10
ALT-06 | 2039-10-01 | 10 | 2040 | 2039 | FALL | 18 | 18 | 18 | 18 | 18 | 18 | 5 | 18 | 18 | 18 | 18 | 18 | 18 | 10
ALT-06 | 2039-11-01 | 11 | 2040 | 2039 | FALL | 19 | 19 | 19 | 19 | 19 | 19 | 5 | 19 | 19 | 19 | 19 | 19 | 19 | 10
ALT-06 | 2039-12-01 | 12 | 2040 | 2039 | WINTER | 20 | 20 | 20 | 20 | 20 | 20 | 5 | 20 | 20 | 20 | 20 | 20 | 20 | 10
ALT-06 | 2040-01-01 | 1 | 2040 | 2040 | WINTER | 20 | 20 | 20 | 20 | 20 | 20 | 5 | 20 | 20 | 20 | 20 | 20 | 20 | 10
ALT-06 | 2040-02-01 | 2 | 2040 | 2040 | WINTER | 20 | 20 | 20 | 20 | 20 | 20 | 5 | 20 | 20 | 20 | 20 | 20 | 20 | 10
ALT-06 | 2040-03-01 | 3 | 2040 | 2040 | WINTER | 19 | 19 | 19 | 19 | 19 | 19 | 5 | 19 | 19 | 19 | 19 | 19 | 19 | 10
ALT-06 | 2040-04-01 | 4 | 2040 | 2040 | SPRING | 18 | 18 | 18 | 18 | 18 | 18 | 5 | 18 | 18 | 18 | 18 | 18 | 18 | 10
ALT-06 | 2040-05-01 | 5 | 2040 | 2040 | SPRING | 16 | 16 | 16 | 16 | 16 | 16 | 5 | 18 | 18 | 18 | 18 | 18 | 18 | 10
ALT-06 | 2040-06-01 | 6 | 2040 | 2040 | SUMMER | 15 | 15 | 15 | 15 | 15 | 15 | 5 | 17 | 17 | 17 | 17 | 17 | 17 | 10
ALT-06 | 2040-07-01 | 7 | 2040 | 2040 | SUMMER | 15 | 15 | 15 | 15 | 15 | 15 | 5 | 17 | 17 | 17 | 17 | 17 | 17 | 10
ALT-06 | 2040-08-01 | 8 | 2040 | 2040 | SUMMER | 15 | 15 | 15 | 15 | 15 | 15 | 5 | 17 | 17 | 17 | 17 | 17 | 17 | 10
ALT-06 | 2040-09-01 | 9 | 2040 | 2040 | SUMMER | 16 | 16 | 16 | 16 | 16 | 16 | 5 | 17 | 17 | 17 | 17 | 17 | 17 | 10
ALT-06 | 2040-10-01 | 10 | 2041 | 2040 | FALL | 18 | 18 | 18 | 18 | 18 | 18 | 5 | 18 | 18 | 18 | 18 | 18 | 18 | 10
ALT-06 | 2040-11-01 | 11 | 2041 | 2040 | FALL | 19 | 19 | 19 | 19 | 19 | 19 | 5 | 19 | 19 | 19 | 19 | 19 | 19 | 10
ALT-06 | 2040-12-01 | 12 | 2041 | 2040 | WINTER | 20 | 20 | 20 | 20 | 20 | 20 | 5 | 20 | 20 | 20 | 20 | 20 | 20 | 10
ALT-06 | 2041-01-01 | 1 | 2041 | 2041 | WINTER | 20 | 20 | 20 | 20 | 20 | 20 | 5 | 20 | 20 | 20 | 20 | 20 | 20 | 10
ALT-06 | 2041-02-01 | 2 | 2041 | 2041 | WINTER | 20 | 20 | 20 | 20 | 20 | 20 | 5 | 20 | 20 | 20 | 20 | 20 | 20 | 10
ALT-06 | 2041-03-01 | 3 | 2041 | 2041 | WINTER | 19 | 19 | 19 | 19 | 19 | 19 | 5 | 19 | 19 | 19 | 19 | 19 | 19 | 10
ALT-06 | 2041-04-01 | 4 | 2041 | 2041 | SPRING | 18 | 18 | 18 | 18 | 18 | 18 | 5 | 18 | 18 | 18 | 18 | 18 | 18 | 10
ALT-06 | 2041-05-01 | 5 | 2041 | 2041 | SPRING | 16 | 16 | 16 | 16 | 16 | 16 | 5 | 18 | 18 | 18 | 18 | 18 | 18 | 10
ALT-06 | 2041-06-01 | 6 | 2041 | 2041 | SUMMER | 15 | 15 | 15 | 15 | 15 | 15 | 5 | 17 | 17 | 17 | 17 | 17 | 17 | 10
ALT-06 | 2041-07-01 | 7 | 2041 | 2041 | SUMMER | 15 | 15 | 15 | 15 | 15 | 15 | 5 | 17 | 17 | 17 | 17 | 17 | 17 | 10
ALT-06 | 2041-08-01 | 8 | 2041 | 2041 | SUMMER | 15 | 15 | 15 | 15 | 15 | 15 | 5 | 17 | 17 | 17 | 17 | 17 | 17 | 10
ALT-06 | 2041-09-01 | 9 | 2041 | 2041 | SUMMER | 16 | 16 | 16 | 16 | 16 | 16 | 5 | 17 | 17 | 17 | 17 | 17 | 17 | 10
ALT-06 | 2041-10-01 | 10 | 2042 | 2041 | FALL | 18 | 18 | 18 | 18 | 18 | 18 | 5 | 18 | 18 | 18 | 18 | 18 | 18 | 10
ALT-06 | 2041-11-01 | 11 | 2042 | 2041 | FALL | 19 | 19 | 19 | 19 | 19 | 19 | 5 | 19 | 19 | 19 | 19 | 19 | 19 | 10
ALT-06 | 2041-12-01 | 12 | 2042 | 2041 | WINTER | 20 | 20 | 20 | 20 | 20 | 20 | 5 | 20 | 20 | 20 | 20 | 20 | 20 | 10
ALT-06 | 2042-01-01 | 1 | 2042 | 2042 | WINTER | 20 | 20 | 20 | 20 | 20 | 20 | 5 | 20 | 20 | 20 | 20 | 20 | 20 | 10
ALT-06 | 2042-02-01 | 2 | 2042 | 2042 | WINTER | 20 | 20 | 20 | 20 | 20 | 20 | 5 | 20 | 20 | 20 | 20 | 20 | 20 | 10
ALT-06 | 2042-03-01 | 3 | 2042 | 2042 | WINTER | 19 | 19 | 19 | 19 | 19 | 19 | 5 | 19 | 19 | 19 | 19 | 19 | 19 | 10
ALT-06 | 2042-04-01 | 4 | 2042 | 2042 | SPRING | 18 | 18 | 18 | 18 | 18 | 18 | 5 | 18 | 18 | 18 | 18 | 18 | 18 | 10
ALT-06 | 2042-05-01 | 5 | 2042 | 2042 | SPRING | 16 | 16 | 16 | 16 | 16 | 16 | 5 | 18 | 18 | 18 | 18 | 18 | 18 | 10
ALT-06 | 2042-06-01 | 6 | 2042 | 2042 | SUMMER | 15 | 15 | 15 | 15 | 15 | 15 | 5 | 17 | 17 | 17 | 17 | 17 | 17 | 10
ALT-06 | 2042-07-01 | 7 | 2042 | 2042 | SUMMER | 15 | 15 | 15 | 15 | 15 | 15 | 5 | 17 | 17 | 17 | 17 | 17 | 17 | 10
ALT-06 | 2042-08-01 | 8 | 2042 | 2042 | SUMMER | 15 | 15 | 15 | 15 | 15 | 15 | 5 | 17 | 17 | 17 | 17 | 17 | 17 | 10
ALT-06 | 2042-09-01 | 9 | 2042 | 2042 | SUMMER | 16 | 16 | 16 | 16 | 16 | 16 | 5 | 17 | 17 | 17 | 17 | 17 | 17 | 10
ALT-06 | 2042-10-01 | 10 | 2043 | 2042 | FALL | 18 | 18 | 18 | 18 | 18 | 18 | 5 | 18 | 18 | 18 | 18 | 18 | 18 | 10
ALT-06 | 2042-11-01 | 11 | 2043 | 2042 | FALL | 19 | 19 | 19 | 19 | 19 | 19 | 5 | 19 | 19 | 19 | 19 | 19 | 19 | 10
ALT-06 | 2042-12-01 | 12 | 2043 | 2042 | WINTER | 20 | 20 | 20 | 20 | 20 | 20 | 5 | 20 | 20 | 20 | 20 | 20 | 20 | 10
ALT-06 | 2043-01-01 | 1 | 2043 | 2043 | WINTER | 20 | 20 | 20 | 20 | 20 | 20 | 5 | 20 | 20 | 20 | 20 | 20 | 20 | 10
ALT-06 | 2043-02-01 | 2 | 2043 | 2043 | WINTER | 20 | 20 | 20 | 20 | 20 | 20 | 5 | 20 | 20 | 20 | 20 | 20 | 20 | 10
ALT-06 | 2043-03-01 | 3 | 2043 | 2043 | WINTER | 19 | 19 | 19 | 19 | 19 | 19 | 5 | 19 | 19 | 19 | 19 | 19 | 19 | 10
ALT-06 | 2043-04-01 | 4 | 2043 | 2043 | SPRING | 18 | 18 | 18 | 18 | 18 | 18 | 5 | 18 | 18 | 18 | 18 | 18 | 18 | 10
ALT-06 | 2043-05-01 | 5 | 2043 | 2043 | SPRING | 16 | 16 | 16 | 16 | 16 | 16 | 5 | 18 | 18 | 18 | 18 | 18 | 18 | 10
ALT-06 | 2043-06-01 | 6 | 2043 | 2043 | SUMMER | 15 | 15 | 15 | 15 | 15 | 15 | 5 | 17 | 17 | 17 | 17 | 17 | 17 | 10
ALT-06 | 2043-07-01 | 7 | 2043 | 2043 | SUMMER | 15 | 15 | 15 | 15 | 15 | 15 | 5 | 17 | 17 | 17 | 17 | 17 | 17 | 10
ALT-06 | 2043-08-01 | 8 | 2043 | 2043 | SUMMER | 15 | 15 | 15 | 15 | 15 | 15 | 5 | 17 | 17 | 17 | 17 | 17 | 17 | 10
ALT-06 | 2043-09-01 | 9 | 2043 | 2043 | SUMMER | 16 | 16 | 16 | 16 | 16 | 16 | 5 | 17 | 17 | 17 | 17 | 17 | 17 | 10
ALT-06 | 2043-10-01 | 10 | 2044 | 2043 | FALL | 18 | 18 | 18 | 18 | 18 | 18 | 5 | 18 | 18 | 18 | 18 | 18 | 18 | 10
ALT-06 | 2043-11-01 | 11 | 2044 | 2043 | FALL | 19 | 19 | 19 | 19 | 19 | 19 | 5 | 19 | 19 | 19 | 19 | 19 | 19 | 10
ALT-06 | 2043-12-01 | 12 | 2044 | 2043 | WINTER | 20 | 20 | 20 | 20 | 20 | 20 | 5 | 20 | 20 | 20 | 20 | 20 | 20 | 10
ALT-06 | 2044-01-01 | 1 | 2044 | 2044 | WINTER | 20 | 20 | 20 | 20 | 20 | 20 | 5 | 20 | 20 | 20 | 20 | 20 | 20 | 10
ALT-06 | 2044-02-01 | 2 | 2044 | 2044 | WINTER | 20 | 20 | 20 | 20 | 20 | 20 | 5 | 20 | 20 | 20 | 20 | 20 | 20 | 10
ALT-06 | 2044-03-01 | 3 | 2044 | 2044 | WINTER | 19 | 19 | 19 | 19 | 19 | 19 | 5 | 19 | 19 | 19 | 19 | 19 | 19 | 10
ALT-06 | 2044-04-01 | 4 | 2044 | 2044 | SPRING | 18 | 18 | 18 | 18 | 18 | 18 | 5 | 18 | 18 | 18 | 18 | 18 | 18 | 10
ALT-06 | 2044-05-01 | 5 | 2044 | 2044 | SPRING | 16 | 16 | 16 | 16 | 16 | 16 | 5 | 18 | 18 | 18 | 18 | 18 | 18 | 10
ALT-06 | 2044-06-01 | 6 | 2044 | 2044 | SUMMER | 15 | 15 | 15 | 15 | 15 | 15 | 5 | 17 | 17 | 17 | 17 | 17 | 17 | 10
ALT-06 | 2044-07-01 | 7 | 2044 | 2044 | SUMMER | 15 | 15 | 15 | 15 | 15 | 15 | 5 | 17 | 17 | 17 | 17 | 17 | 17 | 10
ALT-06 | 2044-08-01 | 8 | 2044 | 2044 | SUMMER | 15 | 15 | 15 | 15 | 15 | 15 | 5 | 17 | 17 | 17 | 17 | 17 | 17 | 10
ALT-06 | 2044-09-01 | 9 | 2044 | 2044 | SUMMER | 16 | 16 | 16 | 16 | 16 | 16 | 5 | 17 | 17 | 17 | 17 | 17 | 17 | 10
ALT-06 | 2044-10-01 | 10 | 2045 | 2044 | FALL | 18 | 18 | 18 | 18 | 18 | 18 | 5 | 18 | 18 | 18 | 18 | 18 | 18 | 10
ALT-06 | 2044-11-01 | 11 | 2045 | 2044 | FALL | 19 | 19 | 19 | 19 | 19 | 19 | 5 | 19 | 19 | 19 | 19 | 19 | 19 | 10
ALT-06 | 2044-12-01 | 12 | 2045 | 2044 | WINTER | 20 | 20 | 20 | 20 | 20 | 20 | 5 | 20 | 20 | 20 | 20 | 20 | 20 | 10
ALT-06 | 2045-01-01 | 1 | 2045 | 2045 | WINTER | 20 | 20 | 20 | 20 | 20 | 20 | 5 | 20 | 20 | 20 | 20 | 20 | 20 | 10
ALT-06 | 2045-02-01 | 2 | 2045 | 2045 | WINTER | 20 | 20 | 20 | 20 | 20 | 20 | 5 | 20 | 20 | 20 | 20 | 20 | 20 | 10
ALT-06 | 2045-03-01 | 3 | 2045 | 2045 | WINTER | 19 | 19 | 19 | 19 | 19 | 19 | 5 | 19 | 19 | 19 | 19 | 19 | 19 | 10
ALT-06 | 2045-04-01 | 4 | 2045 | 2045 | SPRING | 18 | 18 | 18 | 18 | 18 | 18 | 5 | 18 | 18 | 18 | 18 | 18 | 18 | 10
ALT-06 | 2045-05-01 | 5 | 2045 | 2045 | SPRING | 16 | 16 | 16 | 16 | 16 | 16 | 5 | 18 | 18 | 18 | 18 | 18 | 18 | 10
ALT-06 | 2045-06-01 | 6 | 2045 | 2045 | SUMMER | 15 | 15 | 15 | 15 | 15 | 15 | 5 | 17 | 17 | 17 | 17 | 17 | 17 | 10
ALT-06 | 2045-07-01 | 7 | 2045 | 2045 | SUMMER | 15 | 15 | 15 | 15 | 15 | 15 | 5 | 17 | 17 | 17 | 17 | 17 | 17 | 10
ALT-06 | 2045-08-01 | 8 | 2045 | 2045 | SUMMER | 15 | 15 | 15 | 15 | 15 | 15 | 5 | 17 | 17 | 17 | 17 | 17 | 17 | 10
ALT-06 | 2045-09-01 | 9 | 2045 | 2045 | SUMMER | 16 | 16 | 16 | 16 | 16 | 16 | 5 | 17 | 17 | 17 | 17 | 17 | 17 | 10
ALT-06 | 2045-10-01 | 10 | 2046 | 2045 | FALL | 18 | 18 | 18 | 18 | 18 | 18 | 5 | 18 | 18 | 18 | 18 | 18 | 18 | 10
ALT-06 | 2045-11-01 | 11 | 2046 | 2045 | FALL | 19 | 19 | 19 | 19 | 19 | 19 | 5 | 19 | 19 | 19 | 19 | 19 | 19 | 10
ALT-06 | 2045-12-01 | 12 | 2046 | 2045 | WINTER | 20 | 20 | 20 | 20 | 20 | 20 | 5 | 20 | 20 | 20 | 20 | 20 | 20 | 10
ALT-06 | 2046-01-01 | 1 | 2046 | 2046 | WINTER | 20 | 20 | 20 | 20 | 20 | 20 | 5 | 20 | 20 | 20 | 20 | 20 | 20 | 10
ALT-06 | 2046-02-01 | 2 | 2046 | 2046 | WINTER | 20 | 20 | 20 | 20 | 20 | 20 | 5 | 20 | 20 | 20 | 20 | 20 | 20 | 10
ALT-06 | 2046-03-01 | 3 | 2046 | 2046 | WINTER | 19 | 19 | 19 | 19 | 19 | 19 | 5 | 19 | 19 | 19 | 19 | 19 | 19 | 10
ALT-06 | 2046-04-01 | 4 | 2046 | 2046 | SPRING | 18 | 18 | 18 | 18 | 18 | 18 | 5 | 18 | 18 | 18 | 18 | 18 | 18 | 10
ALT-06 | 2046-05-01 | 5 | 2046 | 2046 | SPRING | 16 | 16 | 16 | 16 | 16 | 16 | 5 | 18 | 18 | 18 | 18 | 18 | 18 | 10
ALT-06 | 2046-06-01 | 6 | 2046 | 2046 | SUMMER | 15 | 15 | 15 | 15 | 15 | 15 | 5 | 17 | 17 | 17 | 17 | 17 | 17 | 10
ALT-06 | 2046-07-01 | 7 | 2046 | 2046 | SUMMER | 15 | 15 | 15 | 15 | 15 | 15 | 5 | 17 | 17 | 17 | 17 | 17 | 17 | 10
ALT-06 | 2046-08-01 | 8 | 2046 | 2046 | SUMMER | 15 | 15 | 15 | 15 | 15 | 15 | 5 | 17 | 17 | 17 | 17 | 17 | 17 | 10
ALT-06 | 2046-09-01 | 9 | 2046 | 2046 | SUMMER | 16 | 16 | 16 | 16 | 16 | 16 | 5 | 17 | 17 | 17 | 17 | 17 | 17 | 10
ALT-06 | 2046-10-01 | 10 | 2047 | 2046 | FALL | 18 | 18 | 18 | 18 | 18 | 18 | 5 | 18 | 18 | 18 | 18 | 18 | 18 | 10
ALT-06 | 2046-11-01 | 11 | 2047 | 2046 | FALL | 19 | 19 | 19 | 19 | 19 | 19 | 5 | 19 | 19 | 19 | 19 | 19 | 19 | 10
ALT-06 | 2046-12-01 | 12 | 2047 | 2046 | WINTER | 20 | 20 | 20 | 20 | 20 | 20 | 5 | 20 | 20 | 20 | 20 | 20 | 20 | 10
ALT-06 | 2047-01-01 | 1 | 2047 | 2047 | WINTER | 20 | 20 | 20 | 20 | 20 | 20 | 5 | 20 | 20 | 20 | 20 | 20 | 20 | 10
ALT-06 | 2047-02-01 | 2 | 2047 | 2047 | WINTER | 20 | 20 | 20 | 20 | 20 | 20 | 5 | 20 | 20 | 20 | 20 | 20 | 20 | 10
ALT-06 | 2047-03-01 | 3 | 2047 | 2047 | WINTER | 19 | 19 | 19 | 19 | 19 | 19 | 5 | 19 | 19 | 19 | 19 | 19 | 19 | 10
ALT-06 | 2047-04-01 | 4 | 2047 | 2047 | SPRING | 18 | 18 | 18 | 18 | 18 | 18 | 5 | 18 | 18 | 18 | 18 | 18 | 18 | 10
ALT-06 | 2047-05-01 | 5 | 2047 | 2047 | SPRING | 16 | 16 | 16 | 16 | 16 | 16 | 5 | 18 | 18 | 18 | 18 | 18 | 18 | 10
ALT-06 | 2047-06-01 | 6 | 2047 | 2047 | SUMMER | 15 | 15 | 15 | 15 | 15 | 15 | 5 | 17 | 17 | 17 | 17 | 17 | 17 | 10
ALT-06 | 2047-07-01 | 7 | 2047 | 2047 | SUMMER | 15 | 15 | 15 | 15 | 15 | 15 | 5 | 17 | 17 | 17 | 17 | 17 | 17 | 10
ALT-06 | 2047-08-01 | 8 | 2047 | 2047 | SUMMER | 15 | 15 | 15 | 15 | 15 | 15 | 5 | 17 | 17 | 17 | 17 | 17 | 17 | 10
ALT-06 | 2047-09-01 | 9 | 2047 | 2047 | SUMMER | 16 | 16 | 16 | 16 | 16 | 16 | 5 | 17 | 17 | 17 | 17 | 17 | 17 | 10
ALT-07 | 2016-10-01 | 10 | 2017 | 2016 | FALL | 18 | 18 | 18 | 18 | 18 | 18 | 5 | 18 | 18 | 18 | 18 | 18 | 18 | 10
ALT-07 | 2016-11-01 | 11 | 2017 | 2016 | FALL | 19 | 19 | 19 | 19 | 19 | 19 | 5 | 19 | 19 | 19 | 19 | 19 | 19 | 10
ALT-07 | 2016-12-01 | 12 | 2017 | 2016 | WINTER | 20 | 20 | 20 | 20 | 20 | 20 | 5 | 20 | 20 | 20 | 20 | 20 | 20 | 10
ALT-07 | 2017-01-01 | 1 | 2017 | 2017 | WINTER | 20 | 20 | 20 | 20 | 20 | 20 | 5 | 20 | 20 | 20 | 20 | 20 | 20 | 10
ALT-07 | 2017-02-01 | 2 | 2017 | 2017 | WINTER | 20 | 20 | 20 | 20 | 20 | 20 | 5 | 20 | 20 | 20 | 20 | 20 | 20 | 10
ALT-07 | 2017-03-01 | 3 | 2017 | 2017 | WINTER | 19 | 19 | 19 | 19 | 19 | 19 | 5 | 19 | 19 | 19 | 19 | 19 | 19 | 10
ALT-07 | 2017-04-01 | 4 | 2017 | 2017 | SPRING | 18 | 18 | 18 | 18 | 18 | 18 | 5 | 18 | 18 | 18 | 18 | 18 | 18 | 10
ALT-07 | 2017-05-01 | 5 | 2017 | 2017 | SPRING | 16 | 16 | 16 | 16 | 16 | 16 | 5 | 18 | 18 | 18 | 18 | 18 | 18 | 10
ALT-07 | 2017-06-01 | 6 | 2017 | 2017 | SUMMER | 15 | 15 | 15 | 15 | 15 | 15 | 5 | 17 | 17 | 17 | 17 | 17 | 17 | 10
ALT-07 | 2017-07-01 | 7 | 2017 | 2017 | SUMMER | 15 | 15 | 15 | 15 | 15 | 15 | 5 | 17 | 17 | 17 | 17 | 17 | 17 | 10
ALT-07 | 2017-08-01 | 8 | 2017 | 2017 | SUMMER | 15 | 15 | 15 | 15 | 15 | 15 | 5 | 17 | 17 | 17 | 17 | 17 | 17 | 10
ALT-07 | 2017-09-01 | 9 | 2017 | 2017 | SUMMER | 16 | 16 | 16 | 16 | 16 | 16 | 5 | 17 | 17 | 17 | 17 | 17 | 17 | 10
ALT-07 | 2017-10-01 | 10 | 2018 | 2017 | FALL | 18 | 18 | 18 | 18 | 18 | 18 | 5 | 18 | 18 | 18 | 18 | 18 | 18 | 10
ALT-07 | 2017-11-01 | 11 | 2018 | 2017 | FALL | 19 | 19 | 19 | 19 | 19 | 19 | 5 | 19 | 19 | 19 | 19 | 19 | 19 | 10
ALT-07 | 2017-12-01 | 12 | 2018 | 2017 | WINTER | 20 | 20 | 20 | 20 | 20 | 20 | 5 | 20 | 20 | 20 | 20 | 20 | 20 | 10
ALT-07 | 2018-01-01 | 1 | 2018 | 2018 | WINTER | 20 | 20 | 20 | 20 | 20 | 20 | 5 | 20 | 20 | 20 | 20 | 20 | 20 | 10
ALT-07 | 2018-02-01 | 2 | 2018 | 2018 | WINTER | 20 | 20 | 20 | 20 | 20 | 20 | 5 | 20 | 20 | 20 | 20 | 20 | 20 | 10
ALT-07 | 2018-03-01 | 3 | 2018 | 2018 | WINTER | 19 | 19 | 19 | 19 | 19 | 19 | 5 | 19 | 19 | 19 | 19 | 19 | 19 | 10
ALT-07 | 2018-04-01 | 4 | 2018 | 2018 | SPRING | 18 | 18 | 18 | 18 | 18 | 18 | 5 | 18 | 18 | 18 | 18 | 18 | 18 | 10
ALT-07 | 2018-05-01 | 5 | 2018 | 2018 | SPRING | 16 | 16 | 16 | 16 | 16 | 16 | 5 | 18 | 18 | 18 | 18 | 18 | 18 | 10
ALT-07 | 2018-06-01 | 6 | 2018 | 2018 | SUMMER | 15 | 15 | 15 | 15 | 15 | 15 | 5 | 17 | 17 | 17 | 17 | 17 | 17 | 10
ALT-07 | 2018-07-01 | 7 | 2018 | 2018 | SUMMER | 15 | 15 | 15 | 15 | 15 | 15 | 5 | 17 | 17 | 17 | 17 | 17 | 17 | 10
ALT-07 | 2018-08-01 | 8 | 2018 | 2018 | SUMMER | 15 | 15 | 15 | 15 | 15 | 15 | 5 | 17 | 17 | 17 | 17 | 17 | 17 | 10
ALT-07 | 2018-09-01 | 9 | 2018 | 2018 | SUMMER | 16 | 16 | 16 | 16 | 16 | 16 | 5 | 17 | 17 | 17 | 17 | 17 | 17 | 10
ALT-07 | 2018-10-01 | 10 | 2019 | 2018 | FALL | 18 | 18 | 18 | 18 | 18 | 18 | 5 | 18 | 18 | 18 | 18 | 18 | 18 | 10
ALT-07 | 2018-11-01 | 11 | 2019 | 2018 | FALL | 19 | 19 | 19 | 19 | 19 | 19 | 5 | 19 | 19 | 19 | 19 | 19 | 19 | 10
ALT-07 | 2018-12-01 | 12 | 2019 | 2018 | WINTER | 20 | 20 | 20 | 20 | 20 | 20 | 5 | 20 | 20 | 20 | 20 | 20 | 20 | 10
ALT-07 | 2019-01-01 | 1 | 2019 | 2019 | WINTER | 20 | 20 | 20 | 20 | 20 | 20 | 5 | 20 | 20 | 20 | 20 | 20 | 20 | 10
ALT-07 | 2019-02-01 | 2 | 2019 | 2019 | WINTER | 20 | 20 | 20 | 20 | 20 | 20 | 5 | 20 | 20 | 20 | 20 | 20 | 20 | 10
ALT-07 | 2019-03-01 | 3 | 2019 | 2019 | WINTER | 19 | 19 | 19 | 19 | 19 | 19 | 5 | 19 | 19 | 19 | 19 | 19 | 19 | 10
ALT-07 | 2019-04-01 | 4 | 2019 | 2019 | SPRING | 18 | 18 | 18 | 18 | 18 | 18 | 5 | 18 | 18 | 18 | 18 | 18 | 18 | 10
ALT-07 | 2019-05-01 | 5 | 2019 | 2019 | SPRING | 16 | 16 | 16 | 16 | 16 | 16 | 5 | 18 | 18 | 18 | 18 | 18 | 18 | 10
ALT-07 | 2019-06-01 | 6 | 2019 | 2019 | SUMMER | 15 | 15 | 15 | 15 | 15 | 15 | 5 | 17 | 17 | 17 | 17 | 17 | 17 | 10
ALT-07 | 2019-07-01 | 7 | 2019 | 2019 | SUMMER | 15 | 15 | 15 | 15 | 15 | 15 | 5 | 17 | 17 | 17 | 17 | 17 | 17 | 10
ALT-07 | 2019-08-01 | 8 | 2019 | 2019 | SUMMER | 15 | 15 | 15 | 15 | 15 | 15 | 5 | 17 | 17 | 17 | 17 | 17 | 17 | 10
ALT-07 | 2019-09-01 | 9 | 2019 | 2019 | SUMMER | 16 | 16 | 16 | 16 | 16 | 16 | 5 | 17 | 17 | 17 | 17 | 17 | 17 | 10
ALT-07 | 2019-10-01 | 10 | 2020 | 2019 | FALL | 18 | 18 | 18 | 18 | 18 | 18 | 5 | 18 | 18 | 18 | 18 | 18 | 18 | 10
ALT-07 | 2019-11-01 | 11 | 2020 | 2019 | FALL | 19 | 19 | 19 | 19 | 19 | 19 | 5 | 19 | 19 | 19 | 19 | 19 | 19 | 10
ALT-07 | 2019-12-01 | 12 | 2020 | 2019 | WINTER | 20 | 20 | 20 | 20 | 20 | 20 | 5 | 20 | 20 | 20 | 20 | 20 | 20 | 10
ALT-07 | 2020-01-01 | 1 | 2020 | 2020 | WINTER | 20 | 20 | 20 | 20 | 20 | 20 | 5 | 20 | 20 | 20 | 20 | 20 | 20 | 10
ALT-07 | 2020-02-01 | 2 | 2020 | 2020 | WINTER | 20 | 20 | 20 | 20 | 20 | 20 | 5 | 20 | 20 | 20 | 20 | 20 | 20 | 10
ALT-07 | 2020-03-01 | 3 | 2020 | 2020 | WINTER | 19 | 19 | 19 | 19 | 19 | 19 | 5 | 19 | 19 | 19 | 19 | 19 | 19 | 10
ALT-07 | 2020-04-01 | 4 | 2020 | 2020 | SPRING | 18 | 18 | 18 | 18 | 18 | 18 | 5 | 18 | 18 | 18 | 18 | 18 | 18 | 10
ALT-07 | 2020-05-01 | 5 | 2020 | 2020 | SPRING | 16 | 16 | 16 | 16 | 16 | 16 | 5 | 18 | 18 | 18 | 18 | 18 | 18 | 10
ALT-07 | 2020-06-01 | 6 | 2020 | 2020 | SUMMER | 15 | 15 | 15 | 15 | 15 | 15 | 5 | 17 | 17 | 17 | 17 | 17 | 17 | 10
ALT-07 | 2020-07-01 | 7 | 2020 | 2020 | SUMMER | 15 | 15 | 15 | 15 | 15 | 15 | 5 | 17 | 17 | 17 | 17 | 17 | 17 | 10
ALT-07 | 2020-08-01 | 8 | 2020 | 2020 | SUMMER | 15 | 15 | 15 | 15 | 15 | 15 | 5 | 17 | 17 | 17 | 17 | 17 | 17 | 10
ALT-07 | 2020-09-01 | 9 | 2020 | 2020 | SUMMER | 16 | 16 | 16 | 16 | 16 | 16 | 5 | 17 | 17 | 17 | 17 | 17 | 17 | 10
ALT-07 | 2020-10-01 | 10 | 2021 | 2020 | FALL | 18 | 18 | 18 | 18 | 18 | 18 | 5 | 18 | 18 | 18 | 18 | 18 | 18 | 10
ALT-07 | 2020-11-01 | 11 | 2021 | 2020 | FALL | 19 | 19 | 19 | 19 | 19 | 19 | 5 | 19 | 19 | 19 | 19 | 19 | 19 | 10
ALT-07 | 2020-12-01 | 12 | 2021 | 2020 | WINTER | 20 | 20 | 20 | 20 | 20 | 20 | 5 | 20 | 20 | 20 | 20 | 20 | 20 | 10
ALT-07 | 2021-01-01 | 1 | 2021 | 2021 | WINTER | 20 | 20 | 20 | 20 | 20 | 20 | 5 | 20 | 20 | 20 | 20 | 20 | 20 | 10
ALT-07 | 2021-02-01 | 2 | 2021 | 2021 | WINTER | 20 | 20 | 20 | 20 | 20 | 20 | 5 | 20 | 20 | 20 | 20 | 20 | 20 | 10
ALT-07 | 2021-03-01 | 3 | 2021 | 2021 | WINTER | 19 | 19 | 19 | 19 | 19 | 19 | 5 | 19 | 19 | 19 | 19 | 19 | 19 | 10
ALT-07 | 2021-04-01 | 4 | 2021 | 2021 | SPRING | 18 | 18 | 18 | 18 | 18 | 18 | 5 | 18 | 18 | 18 | 18 | 18 | 18 | 10
ALT-07 | 2021-05-01 | 5 | 2021 | 2021 | SPRING | 16 | 16 | 16 | 16 | 16 | 16 | 5 | 18 | 18 | 18 | 18 | 18 | 18 | 10
ALT-07 | 2021-06-01 | 6 | 2021 | 2021 | SUMMER | 15 | 15 | 15 | 15 | 15 | 15 | 5 | 17 | 17 | 17 | 17 | 17 | 17 | 10
ALT-07 | 2021-07-01 | 7 | 2021 | 2021 | SUMMER | 15 | 15 | 15 | 15 | 15 | 15 | 5 | 17 | 17 | 17 | 17 | 17 | 17 | 10
ALT-07 | 2021-08-01 | 8 | 2021 | 2021 | SUMMER | 15 | 15 | 15 | 15 | 15 | 15 | 5 | 17 | 17 | 17 | 17 | 17 | 17 | 10
ALT-07 | 2021-09-01 | 9 | 2021 | 2021 | SUMMER | 16 | 16 | 16 | 16 | 16 | 16 | 5 | 17 | 17 | 17 | 17 | 17 | 17 | 10
ALT-07 | 2021-10-01 | 10 | 2022 | 2021 | FALL | 18 | 18 | 18 | 18 | 18 | 18 | 5 | 18 | 18 | 18 | 18 | 18 | 18 | 10
ALT-07 | 2021-11-01 | 11 | 2022 | 2021 | FALL | 19 | 19 | 19 | 19 | 19 | 19 | 5 | 19 | 19 | 19 | 19 | 19 | 19 | 10
ALT-07 | 2021-12-01 | 12 | 2022 | 2021 | WINTER | 20 | 20 | 20 | 20 | 20 | 20 | 5 | 20 | 20 | 20 | 20 | 20 | 20 | 10
ALT-07 | 2022-01-01 | 1 | 2022 | 2022 | WINTER | 20 | 20 | 20 | 20 | 20 | 20 | 5 | 20 | 20 | 20 | 20 | 20 | 20 | 10
ALT-07 | 2022-02-01 | 2 | 2022 | 2022 | WINTER | 20 | 20 | 20 | 20 | 20 | 20 | 5 | 20 | 20 | 20 | 20 | 20 | 20 | 10
ALT-07 | 2022-03-01 | 3 | 2022 | 2022 | WINTER | 19 | 19 | 19 | 19 | 19 | 19 | 5 | 19 | 19 | 19 | 19 | 19 | 19 | 10
ALT-07 | 2022-04-01 | 4 | 2022 | 2022 | SPRING | 18 | 18 | 18 | 18 | 18 | 18 | 5 | 18 | 18 | 18 | 18 | 18 | 18 | 10
ALT-07 | 2022-05-01 | 5 | 2022 | 2022 | SPRING | 16 | 16 | 16 | 16 | 16 | 16 | 5 | 18 | 18 | 18 | 18 | 18 | 18 | 10
ALT-07 | 2022-06-01 | 6 | 2022 | 2022 | SUMMER | 15 | 15 | 15 | 15 | 15 | 15 | 5 | 17 | 17 | 17 | 17 | 17 | 17 | 10
ALT-07 | 2022-07-01 | 7 | 2022 | 2022 | SUMMER | 15 | 15 | 15 | 15 | 15 | 15 | 5 | 17 | 17 | 17 | 17 | 17 | 17 | 10
ALT-07 | 2022-08-01 | 8 | 2022 | 2022 | SUMMER | 15 | 15 | 15 | 15 | 15 | 15 | 5 | 17 | 17 | 17 | 17 | 17 | 17 | 10
ALT-07 | 2022-09-01 | 9 | 2022 | 2022 | SUMMER | 16 | 16 | 16 | 16 | 16 | 16 | 5 | 17 | 17 | 17 | 17 | 17 | 17 | 10
ALT-07 | 2022-10-01 | 10 | 2023 | 2022 | FALL | 18 | 18 | 18 | 18 | 18 | 18 | 5 | 18 | 18 | 18 | 18 | 18 | 18 | 10
ALT-07 | 2022-11-01 | 11 | 2023 | 2022 | FALL | 19 | 19 | 19 | 19 | 19 | 19 | 5 | 19 | 19 | 19 | 19 | 19 | 19 | 10
ALT-07 | 2022-12-01 | 12 | 2023 | 2022 | WINTER | 20 | 20 | 20 | 20 | 20 | 20 | 5 | 20 | 20 | 20 | 20 | 20 | 20 | 10
ALT-07 | 2023-01-01 | 1 | 2023 | 2023 | WINTER | 20 | 20 | 20 | 20 | 20 | 20 | 5 | 20 | 20 | 20 | 20 | 20 | 20 | 10
ALT-07 | 2023-02-01 | 2 | 2023 | 2023 | WINTER | 20 | 20 | 20 | 20 | 20 | 20 | 5 | 20 | 20 | 20 | 20 | 20 | 20 | 10
ALT-07 | 2023-03-01 | 3 | 2023 | 2023 | WINTER | 19 | 19 | 19 | 19 | 19 | 19 | 5 | 19 | 19 | 19 | 19 | 19 | 19 | 10
ALT-07 | 2023-04-01 | 4 | 2023 | 2023 | SPRING | 18 | 18 | 18 | 18 | 18 | 18 | 5 | 18 | 18 | 18 | 18 | 18 | 18 | 10
ALT-07 | 2023-05-01 | 5 | 2023 | 2023 | SPRING | 16 | 16 | 16 | 16 | 16 | 16 | 5 | 18 | 18 | 18 | 18 | 18 | 18 | 10
ALT-07 | 2023-06-01 | 6 | 2023 | 2023 | SUMMER | 15 | 15 | 15 | 15 | 15 | 15 | 5 | 17 | 17 | 17 | 17 | 17 | 17 | 10
ALT-07 | 2023-07-01 | 7 | 2023 | 2023 | SUMMER | 15 | 15 | 15 | 15 | 15 | 15 | 5 | 17 | 17 | 17 | 17 | 17 | 17 | 10
ALT-07 | 2023-08-01 | 8 | 2023 | 2023 | SUMMER | 15 | 15 | 15 | 15 | 15 | 15 | 5 | 17 | 17 | 17 | 17 | 17 | 17 | 10
ALT-07 | 2023-09-01 | 9 | 2023 | 2023 | SUMMER | 16 | 16 | 16 | 16 | 16 | 16 | 5 | 17 | 17 | 17 | 17 | 17 | 17 | 10
ALT-07 | 2023-10-01 | 10 | 2024 | 2023 | FALL | 18 | 18 | 18 | 18 | 18 | 18 | 5 | 18 | 18 | 18 | 18 | 18 | 18 | 10
ALT-07 | 2023-11-01 | 11 | 2024 | 2023 | FALL | 19 | 19 | 19 | 19 | 19 | 19 | 5 | 19 | 19 | 19 | 19 | 19 | 19 | 10
ALT-07 | 2023-12-01 | 12 | 2024 | 2023 | WINTER | 20 | 20 | 20 | 20 | 20 | 20 | 5 | 20 | 20 | 20 | 20 | 20 | 20 | 10
ALT-07 | 2024-01-01 | 1 | 2024 | 2024 | WINTER | 20 | 20 | 20 | 20 | 20 | 20 | 5 | 20 | 20 | 20 | 20 | 20 | 20 | 10
ALT-07 | 2024-02-01 | 2 | 2024 | 2024 | WINTER | 20 | 20 | 20 | 20 | 20 | 20 | 5 | 20 | 20 | 20 | 20 | 20 | 20 | 10
ALT-07 | 2024-03-01 | 3 | 2024 | 2024 | WINTER | 19 | 19 | 19 | 19 | 19 | 19 | 5 | 19 | 19 | 19 | 19 | 19 | 19 | 10
ALT-07 | 2024-04-01 | 4 | 2024 | 2024 | SPRING | 18 | 18 | 18 | 18 | 18 | 18 | 5 | 18 | 18 | 18 | 18 | 18 | 18 | 10
ALT-07 | 2024-05-01 | 5 | 2024 | 2024 | SPRING | 16 | 16 | 16 | 16 | 16 | 16 | 5 | 18 | 18 | 18 | 18 | 18 | 18 | 10
ALT-07 | 2024-06-01 | 6 | 2024 | 2024 | SUMMER | 15 | 15 | 15 | 15 | 15 | 15 | 5 | 17 | 17 | 17 | 17 | 17 | 17 | 10
ALT-07 | 2024-07-01 | 7 | 2024 | 2024 | SUMMER | 15 | 15 | 15 | 15 | 15 | 15 | 5 | 17 | 17 | 17 | 17 | 17 | 17 | 10
ALT-07 | 2024-08-01 | 8 | 2024 | 2024 | SUMMER | 15 | 15 | 15 | 15 | 15 | 15 | 5 | 17 | 17 | 17 | 17 | 17 | 17 | 10
ALT-07 | 2024-09-01 | 9 | 2024 | 2024 | SUMMER | 16 | 16 | 16 | 16 | 16 | 16 | 5 | 17 | 17 | 17 | 17 | 17 | 17 | 10
ALT-07 | 2024-10-01 | 10 | 2025 | 2024 | FALL | 18 | 18 | 18 | 18 | 18 | 18 | 5 | 18 | 18 | 18 | 18 | 18 | 18 | 10
ALT-07 | 2024-11-01 | 11 | 2025 | 2024 | FALL | 19 | 19 | 19 | 19 | 19 | 19 | 5 | 19 | 19 | 19 | 19 | 19 | 19 | 10
ALT-07 | 2024-12-01 | 12 | 2025 | 2024 | WINTER | 20 | 20 | 20 | 20 | 20 | 20 | 5 | 20 | 20 | 20 | 20 | 20 | 20 | 10
ALT-07 | 2025-01-01 | 1 | 2025 | 2025 | WINTER | 20 | 20 | 20 | 20 | 20 | 20 | 5 | 20 | 20 | 20 | 20 | 20 | 20 | 10
ALT-07 | 2025-02-01 | 2 | 2025 | 2025 | WINTER | 20 | 20 | 20 | 20 | 20 | 20 | 5 | 20 | 20 | 20 | 20 | 20 | 20 | 10
ALT-07 | 2025-03-01 | 3 | 2025 | 2025 | WINTER | 19 | 19 | 19 | 19 | 19 | 19 | 5 | 19 | 19 | 19 | 19 | 19 | 19 | 10
ALT-07 | 2025-04-01 | 4 | 2025 | 2025 | SPRING | 18 | 18 | 18 | 18 | 18 | 18 | 5 | 18 | 18 | 18 | 18 | 18 | 18 | 10
ALT-07 | 2025-05-01 | 5 | 2025 | 2025 | SPRING | 16 | 16 | 16 | 16 | 16 | 16 | 5 | 18 | 18 | 18 | 18 | 18 | 18 | 10
ALT-07 | 2025-06-01 | 6 | 2025 | 2025 | SUMMER | 15 | 15 | 15 | 15 | 15 | 15 | 5 | 17 | 17 | 17 | 17 | 17 | 17 | 10
ALT-07 | 2025-07-01 | 7 | 2025 | 2025 | SUMMER | 15 | 15 | 15 | 15 | 15 | 15 | 5 | 17 | 17 | 17 | 17 | 17 | 17 | 10
ALT-07 | 2025-08-01 | 8 | 2025 | 2025 | SUMMER | 15 | 15 | 15 | 15 | 15 | 15 | 5 | 17 | 17 | 17 | 17 | 17 | 17 | 10
ALT-07 | 2025-09-01 | 9 | 2025 | 2025 | SUMMER | 16 | 16 | 16 | 16 | 16 | 16 | 5 | 17 | 17 | 17 | 17 | 17 | 17 | 10
ALT-07 | 2025-10-01 | 10 | 2026 | 2025 | FALL | 18 | 18 | 18 | 18 | 18 | 18 | 5 | 18 | 18 | 18 | 18 | 18 | 18 | 10
ALT-07 | 2025-11-01 | 11 | 2026 | 2025 | FALL | 19 | 19 | 19 | 19 | 19 | 19 | 5 | 19 | 19 | 19 | 19 | 19 | 19 | 10
ALT-07 | 2025-12-01 | 12 | 2026 | 2025 | WINTER | 20 | 20 | 20 | 20 | 20 | 20 | 5 | 20 | 20 | 20 | 20 | 20 | 20 | 10
ALT-07 | 2026-01-01 | 1 | 2026 | 2026 | WINTER | 20 | 20 | 20 | 20 | 20 | 20 | 5 | 20 | 20 | 20 | 20 | 20 | 20 | 10
ALT-07 | 2026-02-01 | 2 | 2026 | 2026 | WINTER | 20 | 20 | 20 | 20 | 20 | 20 | 5 | 20 | 20 | 20 | 20 | 20 | 20 | 10
ALT-07 | 2026-03-01 | 3 | 2026 | 2026 | WINTER | 19 | 19 | 19 | 19 | 19 | 19 | 5 | 19 | 19 | 19 | 19 | 19 | 19 | 10
ALT-07 | 2026-04-01 | 4 | 2026 | 2026 | SPRING | 18 | 18 | 18 | 18 | 18 | 18 | 5 | 18 | 18 | 18 | 18 | 18 | 18 | 10
ALT-07 | 2026-05-01 | 5 | 2026 | 2026 | SPRING | 16 | 16 | 16 | 16 | 16 | 16 | 5 | 18 | 18 | 18 | 18 | 18 | 18 | 10
ALT-07 | 2026-06-01 | 6 | 2026 | 2026 | SUMMER | 15 | 15 | 15 | 15 | 15 | 15 | 5 | 17 | 17 | 17 | 17 | 17 | 17 | 10
ALT-07 | 2026-07-01 | 7 | 2026 | 2026 | SUMMER | 15 | 15 | 15 | 15 | 15 | 15 | 5 | 17 | 17 | 17 | 17 | 17 | 17 | 10
ALT-07 | 2026-08-01 | 8 | 2026 | 2026 | SUMMER | 15 | 15 | 15 | 15 | 15 | 15 | 5 | 17 | 17 | 17 | 17 | 17 | 17 | 10
ALT-07 | 2026-09-01 | 9 | 2026 | 2026 | SUMMER | 16 | 16 | 16 | 16 | 16 | 16 | 5 | 17 | 17 | 17 | 17 | 17 | 17 | 10
ALT-07 | 2026-10-01 | 10 | 2027 | 2026 | FALL | 18 | 18 | 18 | 18 | 18 | 18 | 5 | 18 | 18 | 18 | 18 | 18 | 18 | 10
ALT-07 | 2026-11-01 | 11 | 2027 | 2026 | FALL | 19 | 19 | 19 | 19 | 19 | 19 | 5 | 19 | 19 | 19 | 19 | 19 | 19 | 10
ALT-07 | 2026-12-01 | 12 | 2027 | 2026 | WINTER | 20 | 20 | 20 | 20 | 20 | 20 | 5 | 20 | 20 | 20 | 20 | 20 | 20 | 10
ALT-07 | 2027-01-01 | 1 | 2027 | 2027 | WINTER | 20 | 20 | 20 | 20 | 20 | 20 | 5 | 20 | 20 | 20 | 20 | 20 | 20 | 10
ALT-07 | 2027-02-01 | 2 | 2027 | 2027 | WINTER | 20 | 20 | 20 | 20 | 20 | 20 | 5 | 20 | 20 | 20 | 20 | 20 | 20 | 10
ALT-07 | 2027-03-01 | 3 | 2027 | 2027 | WINTER | 19 | 19 | 19 | 19 | 19 | 19 | 5 | 19 | 19 | 19 | 19 | 19 | 19 | 10
ALT-07 | 2027-04-01 | 4 | 2027 | 2027 | SPRING | 18 | 18 | 18 | 18 | 18 | 18 | 5 | 18 | 18 | 18 | 18 | 18 | 18 | 10
ALT-07 | 2027-05-01 | 5 | 2027 | 2027 | SPRING | 16 | 16 | 16 | 16 | 16 | 16 | 5 | 18 | 18 | 18 | 18 | 18 | 18 | 10
ALT-07 | 2027-06-01 | 6 | 2027 | 2027 | SUMMER | 15 | 15 | 15 | 15 | 15 | 15 | 5 | 17 | 17 | 17 | 17 | 17 | 17 | 10
ALT-07 | 2027-07-01 | 7 | 2027 | 2027 | SUMMER | 15 | 15 | 15 | 15 | 15 | 15 | 5 | 17 | 17 | 17 | 17 | 17 | 17 | 10
ALT-07 | 2027-08-01 | 8 | 2027 | 2027 | SUMMER | 15 | 15 | 15 | 15 | 15 | 15 | 5 | 17 | 17 | 17 | 17 | 17 | 17 | 10
ALT-07 | 2027-09-01 | 9 | 2027 | 2027 | SUMMER | 16 | 16 | 16 | 16 | 16 | 16 | 5 | 17 | 17 | 17 | 17 | 17 | 17 | 10
ALT-07 | 2027-10-01 | 10 | 2028 | 2027 | FALL | 18 | 18 | 18 | 18 | 18 | 18 | 5 | 18 | 18 | 18 | 18 | 18 | 18 | 10
ALT-07 | 2027-11-01 | 11 | 2028 | 2027 | FALL | 19 | 19 | 19 | 19 | 19 | 19 | 5 | 19 | 19 | 19 | 19 | 19 | 19 | 10
ALT-07 | 2027-12-01 | 12 | 2028 | 2027 | WINTER | 20 | 20 | 20 | 20 | 20 | 20 | 5 | 20 | 20 | 20 | 20 | 20 | 20 | 10
ALT-07 | 2028-01-01 | 1 | 2028 | 2028 | WINTER | 20 | 20 | 20 | 20 | 20 | 20 | 5 | 20 | 20 | 20 | 20 | 20 | 20 | 10
ALT-07 | 2028-02-01 | 2 | 2028 | 2028 | WINTER | 20 | 20 | 20 | 20 | 20 | 20 | 5 | 20 | 20 | 20 | 20 | 20 | 20 | 10
ALT-07 | 2028-03-01 | 3 | 2028 | 2028 | WINTER | 19 | 19 | 19 | 19 | 19 | 19 | 5 | 19 | 19 | 19 | 19 | 19 | 19 | 10
ALT-07 | 2028-04-01 | 4 | 2028 | 2028 | SPRING | 18 | 18 | 18 | 18 | 18 | 18 | 5 | 18 | 18 | 18 | 18 | 18 | 18 | 10
ALT-07 | 2028-05-01 | 5 | 2028 | 2028 | SPRING | 16 | 16 | 16 | 16 | 16 | 16 | 5 | 18 | 18 | 18 | 18 | 18 | 18 | 10
ALT-07 | 2028-06-01 | 6 | 2028 | 2028 | SUMMER | 15 | 15 | 15 | 15 | 15 | 15 | 5 | 17 | 17 | 17 | 17 | 17 | 17 | 10
ALT-07 | 2028-07-01 | 7 | 2028 | 2028 | SUMMER | 15 | 15 | 15 | 15 | 15 | 15 | 5 | 17 | 17 | 17 | 17 | 17 | 17 | 10
ALT-07 | 2028-08-01 | 8 | 2028 | 2028 | SUMMER | 15 | 15 | 15 | 15 | 15 | 15 | 5 | 17 | 17 | 17 | 17 | 17 | 17 | 10
ALT-07 | 2028-09-01 | 9 | 2028 | 2028 | SUMMER | 16 | 16 | 16 | 16 | 16 | 16 | 5 | 17 | 17 | 17 | 17 | 17 | 17 | 10
ALT-07 | 2028-10-01 | 10 | 2029 | 2028 | FALL | 18 | 18 | 18 | 18 | 18 | 18 | 5 | 18 | 18 | 18 | 18 | 18 | 18 | 10
ALT-07 | 2028-11-01 | 11 | 2029 | 2028 | FALL | 19 | 19 | 19 | 19 | 19 | 19 | 5 | 19 | 19 | 19 | 19 | 19 | 19 | 10
ALT-07 | 2028-12-01 | 12 | 2029 | 2028 | WINTER | 20 | 20 | 20 | 20 | 20 | 20 | 5 | 20 | 20 | 20 | 20 | 20 | 20 | 10
ALT-07 | 2029-01-01 | 1 | 2029 | 2029 | WINTER | 20 | 20 | 20 | 20 | 20 | 20 | 5 | 20 | 20 | 20 | 20 | 20 | 20 | 10
ALT-07 | 2029-02-01 | 2 | 2029 | 2029 | WINTER | 20 | 20 | 20 | 20 | 20 | 20 | 5 | 20 | 20 | 20 | 20 | 20 | 20 | 10
ALT-07 | 2029-03-01 | 3 | 2029 | 2029 | WINTER | 19 | 19 | 19 | 19 | 19 | 19 | 5 | 19 | 19 | 19 | 19 | 19 | 19 | 10
ALT-07 | 2029-04-01 | 4 | 2029 | 2029 | SPRING | 18 | 18 | 18 | 18 | 18 | 18 | 5 | 18 | 18 | 18 | 18 | 18 | 18 | 10
ALT-07 | 2029-05-01 | 5 | 2029 | 2029 | SPRING | 16 | 16 | 16 | 16 | 16 | 16 | 5 | 18 | 18 | 18 | 18 | 18 | 18 | 10
ALT-07 | 2029-06-01 | 6 | 2029 | 2029 | SUMMER | 15 | 15 | 15 | 15 | 15 | 15 | 5 | 17 | 17 | 17 | 17 | 17 | 17 | 10
ALT-07 | 2029-07-01 | 7 | 2029 | 2029 | SUMMER | 15 | 15 | 15 | 15 | 15 | 15 | 5 | 17 | 17 | 17 | 17 | 17 | 17 | 10
ALT-07 | 2029-08-01 | 8 | 2029 | 2029 | SUMMER | 15 | 15 | 15 | 15 | 15 | 15 | 5 | 17 | 17 | 17 | 17 | 17 | 17 | 10
ALT-07 | 2029-09-01 | 9 | 2029 | 2029 | SUMMER | 16 | 16 | 16 | 16 | 16 | 16 | 5 | 17 | 17 | 17 | 17 | 17 | 17 | 10
ALT-07 | 2029-10-01 | 10 | 2030 | 2029 | FALL | 18 | 18 | 18 | 18 | 18 | 18 | 5 | 18 | 18 | 18 | 18 | 18 | 18 | 10
ALT-07 | 2029-11-01 | 11 | 2030 | 2029 | FALL | 19 | 19 | 19 | 19 | 19 | 19 | 5 | 19 | 19 | 19 | 19 | 19 | 19 | 10
ALT-07 | 2029-12-01 | 12 | 2030 | 2029 | WINTER | 20 | 20 | 20 | 20 | 20 | 20 | 5 | 20 | 20 | 20 | 20 | 20 | 20 | 10
ALT-07 | 2030-01-01 | 1 | 2030 | 2030 | WINTER | 20 | 20 | 20 | 20 | 20 | 20 | 5 | 20 | 20 | 20 | 20 | 20 | 20 | 10
ALT-07 | 2030-02-01 | 2 | 2030 | 2030 | WINTER | 20 | 20 | 20 | 20 | 20 | 20 | 5 | 20 | 20 | 20 | 20 | 20 | 20 | 10
ALT-07 | 2030-03-01 | 3 | 2030 | 2030 | WINTER | 19 | 19 | 19 | 19 | 19 | 19 | 5 | 19 | 19 | 19 | 19 | 19 | 19 | 10
ALT-07 | 2030-04-01 | 4 | 2030 | 2030 | SPRING | 18 | 18 | 18 | 18 | 18 | 18 | 5 | 18 | 18 | 18 | 18 | 18 | 18 | 10
ALT-07 | 2030-05-01 | 5 | 2030 | 2030 | SPRING | 16 | 16 | 16 | 16 | 16 | 16 | 5 | 18 | 18 | 18 | 18 | 18 | 18 | 10
ALT-07 | 2030-06-01 | 6 | 2030 | 2030 | SUMMER | 15 | 15 | 15 | 15 | 15 | 15 | 5 | 17 | 17 | 17 | 17 | 17 | 17 | 10
ALT-07 | 2030-07-01 | 7 | 2030 | 2030 | SUMMER | 15 | 15 | 15 | 15 | 15 | 15 | 5 | 17 | 17 | 17 | 17 | 17 | 17 | 10
ALT-07 | 2030-08-01 | 8 | 2030 | 2030 | SUMMER | 15 | 15 | 15 | 15 | 15 | 15 | 5 | 17 | 17 | 17 | 17 | 17 | 17 | 10
ALT-07 | 2030-09-01 | 9 | 2030 | 2030 | SUMMER | 16 | 16 | 16 | 16 | 16 | 16 | 5 | 17 | 17 | 17 | 17 | 17 | 17 | 10
ALT-07 | 2030-10-01 | 10 | 2031 | 2030 | FALL | 18 | 18 | 18 | 18 | 18 | 18 | 5 | 18 | 18 | 18 | 18 | 18 | 18 | 10
ALT-07 | 2030-11-01 | 11 | 2031 | 2030 | FALL | 19 | 19 | 19 | 19 | 19 | 19 | 5 | 19 | 19 | 19 | 19 | 19 | 19 | 10
ALT-07 | 2030-12-01 | 12 | 2031 | 2030 | WINTER | 20 | 20 | 20 | 20 | 20 | 20 | 5 | 20 | 20 | 20 | 20 | 20 | 20 | 10
ALT-07 | 2031-01-01 | 1 | 2031 | 2031 | WINTER | 20 | 20 | 20 | 20 | 20 | 20 | 5 | 20 | 20 | 20 | 20 | 20 | 20 | 10
ALT-07 | 2031-02-01 | 2 | 2031 | 2031 | WINTER | 20 | 20 | 20 | 20 | 20 | 20 | 5 | 20 | 20 | 20 | 20 | 20 | 20 | 10
ALT-07 | 2031-03-01 | 3 | 2031 | 2031 | WINTER | 19 | 19 | 19 | 19 | 19 | 19 | 5 | 19 | 19 | 19 | 19 | 19 | 19 | 10
ALT-07 | 2031-04-01 | 4 | 2031 | 2031 | SPRING | 18 | 18 | 18 | 18 | 18 | 18 | 5 | 18 | 18 | 18 | 18 | 18 | 18 | 10
ALT-07 | 2031-05-01 | 5 | 2031 | 2031 | SPRING | 16 | 16 | 16 | 16 | 16 | 16 | 5 | 18 | 18 | 18 | 18 | 18 | 18 | 10
ALT-07 | 2031-06-01 | 6 | 2031 | 2031 | SUMMER | 15 | 15 | 15 | 15 | 15 | 15 | 5 | 17 | 17 | 17 | 17 | 17 | 17 | 10
ALT-07 | 2031-07-01 | 7 | 2031 | 2031 | SUMMER | 15 | 15 | 15 | 15 | 15 | 15 | 5 | 17 | 17 | 17 | 17 | 17 | 17 | 10
ALT-07 | 2031-08-01 | 8 | 2031 | 2031 | SUMMER | 15 | 15 | 15 | 15 | 15 | 15 | 5 | 17 | 17 | 17 | 17 | 17 | 17 | 10
ALT-07 | 2031-09-01 | 9 | 2031 | 2031 | SUMMER | 16 | 16 | 16 | 16 | 16 | 16 | 5 | 17 | 17 | 17 | 17 | 17 | 17 | 10
ALT-07 | 2031-10-01 | 10 | 2032 | 2031 | FALL | 18 | 18 | 18 | 18 | 18 | 18 | 5 | 18 | 18 | 18 | 18 | 18 | 18 | 10
ALT-07 | 2031-11-01 | 11 | 2032 | 2031 | FALL | 19 | 19 | 19 | 19 | 19 | 19 | 5 | 19 | 19 | 19 | 19 | 19 | 19 | 10
ALT-07 | 2031-12-01 | 12 | 2032 | 2031 | WINTER | 20 | 20 | 20 | 20 | 20 | 20 | 5 | 20 | 20 | 20 | 20 | 20 | 20 | 10
ALT-07 | 2032-01-01 | 1 | 2032 | 2032 | WINTER | 20 | 20 | 20 | 20 | 20 | 20 | 5 | 20 | 20 | 20 | 20 | 20 | 20 | 10
ALT-07 | 2032-02-01 | 2 | 2032 | 2032 | WINTER | 20 | 20 | 20 | 20 | 20 | 20 | 5 | 20 | 20 | 20 | 20 | 20 | 20 | 10
ALT-07 | 2032-03-01 | 3 | 2032 | 2032 | WINTER | 19 | 19 | 19 | 19 | 19 | 19 | 5 | 19 | 19 | 19 | 19 | 19 | 19 | 10
ALT-07 | 2032-04-01 | 4 | 2032 | 2032 | SPRING | 18 | 18 | 18 | 18 | 18 | 18 | 5 | 18 | 18 | 18 | 18 | 18 | 18 | 10
ALT-07 | 2032-05-01 | 5 | 2032 | 2032 | SPRING | 16 | 16 | 16 | 16 | 16 | 16 | 5 | 18 | 18 | 18 | 18 | 18 | 18 | 10
ALT-07 | 2032-06-01 | 6 | 2032 | 2032 | SUMMER | 15 | 15 | 15 | 15 | 15 | 15 | 5 | 17 | 17 | 17 | 17 | 17 | 17 | 10
ALT-07 | 2032-07-01 | 7 | 2032 | 2032 | SUMMER | 15 | 15 | 15 | 15 | 15 | 15 | 5 | 17 | 17 | 17 | 17 | 17 | 17 | 10
ALT-07 | 2032-08-01 | 8 | 2032 | 2032 | SUMMER | 15 | 15 | 15 | 15 | 15 | 15 | 5 | 17 | 17 | 17 | 17 | 17 | 17 | 10
ALT-07 | 2032-09-01 | 9 | 2032 | 2032 | SUMMER | 16 | 16 | 16 | 16 | 16 | 16 | 5 | 17 | 17 | 17 | 17 | 17 | 17 | 10
ALT-07 | 2032-10-01 | 10 | 2033 | 2032 | FALL | 18 | 18 | 18 | 18 | 18 | 18 | 5 | 18 | 18 | 18 | 18 | 18 | 18 | 10
ALT-07 | 2032-11-01 | 11 | 2033 | 2032 | FALL | 19 | 19 | 19 | 19 | 19 | 19 | 5 | 19 | 19 | 19 | 19 | 19 | 19 | 10
ALT-07 | 2032-12-01 | 12 | 2033 | 2032 | WINTER | 20 | 20 | 20 | 20 | 20 | 20 | 5 | 20 | 20 | 20 | 20 | 20 | 20 | 10
ALT-07 | 2033-01-01 | 1 | 2033 | 2033 | WINTER | 20 | 20 | 20 | 20 | 20 | 20 | 5 | 20 | 20 | 20 | 20 | 20 | 20 | 10
ALT-07 | 2033-02-01 | 2 | 2033 | 2033 | WINTER | 20 | 20 | 20 | 20 | 20 | 20 | 5 | 20 | 20 | 20 | 20 | 20 | 20 | 10
ALT-07 | 2033-03-01 | 3 | 2033 | 2033 | WINTER | 19 | 19 | 19 | 19 | 19 | 19 | 5 | 19 | 19 | 19 | 19 | 19 | 19 | 10
ALT-07 | 2033-04-01 | 4 | 2033 | 2033 | SPRING | 18 | 18 | 18 | 18 | 18 | 18 | 5 | 18 | 18 | 18 | 18 | 18 | 18 | 10
ALT-07 | 2033-05-01 | 5 | 2033 | 2033 | SPRING | 16 | 16 | 16 | 16 | 16 | 16 | 5 | 18 | 18 | 18 | 18 | 18 | 18 | 10
ALT-07 | 2033-06-01 | 6 | 2033 | 2033 | SUMMER | 15 | 15 | 15 | 15 | 15 | 15 | 5 | 17 | 17 | 17 | 17 | 17 | 17 | 10
ALT-07 | 2033-07-01 | 7 | 2033 | 2033 | SUMMER | 15 | 15 | 15 | 15 | 15 | 15 | 5 | 17 | 17 | 17 | 17 | 17 | 17 | 10
ALT-07 | 2033-08-01 | 8 | 2033 | 2033 | SUMMER | 15 | 15 | 15 | 15 | 15 | 15 | 5 | 17 | 17 | 17 | 17 | 17 | 17 | 10
ALT-07 | 2033-09-01 | 9 | 2033 | 2033 | SUMMER | 16 | 16 | 16 | 16 | 16 | 16 | 5 | 17 | 17 | 17 | 17 | 17 | 17 | 10
ALT-07 | 2033-10-01 | 10 | 2034 | 2033 | FALL | 18 | 18 | 18 | 18 | 18 | 18 | 5 | 18 | 18 | 18 | 18 | 18 | 18 | 10
ALT-07 | 2033-11-01 | 11 | 2034 | 2033 | FALL | 19 | 19 | 19 | 19 | 19 | 19 | 5 | 19 | 19 | 19 | 19 | 19 | 19 | 10
ALT-07 | 2033-12-01 | 12 | 2034 | 2033 | WINTER | 20 | 20 | 20 | 20 | 20 | 20 | 5 | 20 | 20 | 20 | 20 | 20 | 20 | 10
ALT-07 | 2034-01-01 | 1 | 2034 | 2034 | WINTER | 20 | 20 | 20 | 20 | 20 | 20 | 5 | 20 | 20 | 20 | 20 | 20 | 20 | 10
ALT-07 | 2034-02-01 | 2 | 2034 | 2034 | WINTER | 20 | 20 | 20 | 20 | 20 | 20 | 5 | 20 | 20 | 20 | 20 | 20 | 20 | 10
ALT-07 | 2034-03-01 | 3 | 2034 | 2034 | WINTER | 19 | 19 | 19 | 19 | 19 | 19 | 5 | 19 | 19 | 19 | 19 | 19 | 19 | 10
ALT-07 | 2034-04-01 | 4 | 2034 | 2034 | SPRING | 18 | 18 | 18 | 18 | 18 | 18 | 5 | 18 | 18 | 18 | 18 | 18 | 18 | 10
ALT-07 | 2034-05-01 | 5 | 2034 | 2034 | SPRING | 16 | 16 | 16 | 16 | 16 | 16 | 5 | 18 | 18 | 18 | 18 | 18 | 18 | 10
ALT-07 | 2034-06-01 | 6 | 2034 | 2034 | SUMMER | 15 | 15 | 15 | 15 | 15 | 15 | 5 | 17 | 17 | 17 | 17 | 17 | 17 | 10
ALT-07 | 2034-07-01 | 7 | 2034 | 2034 | SUMMER | 15 | 15 | 15 | 15 | 15 | 15 | 5 | 17 | 17 | 17 | 17 | 17 | 17 | 10
ALT-07 | 2034-08-01 | 8 | 2034 | 2034 | SUMMER | 15 | 15 | 15 | 15 | 15 | 15 | 5 | 17 | 17 | 17 | 17 | 17 | 17 | 10
ALT-07 | 2034-09-01 | 9 | 2034 | 2034 | SUMMER | 16 | 16 | 16 | 16 | 16 | 16 | 5 | 17 | 17 | 17 | 17 | 17 | 17 | 10
ALT-07 | 2034-10-01 | 10 | 2035 | 2034 | FALL | 18 | 18 | 18 | 18 | 18 | 18 | 5 | 18 | 18 | 18 | 18 | 18 | 18 | 10
ALT-07 | 2034-11-01 | 11 | 2035 | 2034 | FALL | 19 | 19 | 19 | 19 | 19 | 19 | 5 | 19 | 19 | 19 | 19 | 19 | 19 | 10
ALT-07 | 2034-12-01 | 12 | 2035 | 2034 | WINTER | 20 | 20 | 20 | 20 | 20 | 20 | 5 | 20 | 20 | 20 | 20 | 20 | 20 | 10
ALT-07 | 2035-01-01 | 1 | 2035 | 2035 | WINTER | 20 | 20 | 20 | 20 | 20 | 20 | 5 | 20 | 20 | 20 | 20 | 20 | 20 | 10
ALT-07 | 2035-02-01 | 2 | 2035 | 2035 | WINTER | 20 | 20 | 20 | 20 | 20 | 20 | 5 | 20 | 20 | 20 | 20 | 20 | 20 | 10
ALT-07 | 2035-03-01 | 3 | 2035 | 2035 | WINTER | 19 | 19 | 19 | 19 | 19 | 19 | 5 | 19 | 19 | 19 | 19 | 19 | 19 | 10
ALT-07 | 2035-04-01 | 4 | 2035 | 2035 | SPRING | 18 | 18 | 18 | 18 | 18 | 18 | 5 | 18 | 18 | 18 | 18 | 18 | 18 | 10
ALT-07 | 2035-05-01 | 5 | 2035 | 2035 | SPRING | 16 | 16 | 16 | 16 | 16 | 16 | 5 | 18 | 18 | 18 | 18 | 18 | 18 | 10
ALT-07 | 2035-06-01 | 6 | 2035 | 2035 | SUMMER | 15 | 15 | 15 | 15 | 15 | 15 | 5 | 17 | 17 | 17 | 17 | 17 | 17 | 10
ALT-07 | 2035-07-01 | 7 | 2035 | 2035 | SUMMER | 15 | 15 | 15 | 15 | 15 | 15 | 5 | 17 | 17 | 17 | 17 | 17 | 17 | 10
ALT-07 | 2035-08-01 | 8 | 2035 | 2035 | SUMMER | 15 | 15 | 15 | 15 | 15 | 15 | 5 | 17 | 17 | 17 | 17 | 17 | 17 | 10
ALT-07 | 2035-09-01 | 9 | 2035 | 2035 | SUMMER | 16 | 16 | 16 | 16 | 16 | 16 | 5 | 17 | 17 | 17 | 17 | 17 | 17 | 10
ALT-07 | 2035-10-01 | 10 | 2036 | 2035 | FALL | 18 | 18 | 18 | 18 | 18 | 18 | 5 | 18 | 18 | 18 | 18 | 18 | 18 | 10
ALT-07 | 2035-11-01 | 11 | 2036 | 2035 | FALL | 19 | 19 | 19 | 19 | 19 | 19 | 5 | 19 | 19 | 19 | 19 | 19 | 19 | 10
ALT-07 | 2035-12-01 | 12 | 2036 | 2035 | WINTER | 20 | 20 | 20 | 20 | 20 | 20 | 5 | 20 | 20 | 20 | 20 | 20 | 20 | 10
ALT-07 | 2036-01-01 | 1 | 2036 | 2036 | WINTER | 20 | 20 | 20 | 20 | 20 | 20 | 5 | 20 | 20 | 20 | 20 | 20 | 20 | 10
ALT-07 | 2036-02-01 | 2 | 2036 | 2036 | WINTER | 20 | 20 | 20 | 20 | 20 | 20 | 5 | 20 | 20 | 20 | 20 | 20 | 20 | 10
ALT-07 | 2036-03-01 | 3 | 2036 | 2036 | WINTER | 19 | 19 | 19 | 19 | 19 | 19 | 5 | 19 | 19 | 19 | 19 | 19 | 19 | 10
ALT-07 | 2036-04-01 | 4 | 2036 | 2036 | SPRING | 18 | 18 | 18 | 18 | 18 | 18 | 5 | 18 | 18 | 18 | 18 | 18 | 18 | 10
ALT-07 | 2036-05-01 | 5 | 2036 | 2036 | SPRING | 16 | 16 | 16 | 16 | 16 | 16 | 5 | 18 | 18 | 18 | 18 | 18 | 18 | 10
ALT-07 | 2036-06-01 | 6 | 2036 | 2036 | SUMMER | 15 | 15 | 15 | 15 | 15 | 15 | 5 | 17 | 17 | 17 | 17 | 17 | 17 | 10
ALT-07 | 2036-07-01 | 7 | 2036 | 2036 | SUMMER | 15 | 15 | 15 | 15 | 15 | 15 | 5 | 17 | 17 | 17 | 17 | 17 | 17 | 10
ALT-07 | 2036-08-01 | 8 | 2036 | 2036 | SUMMER | 15 | 15 | 15 | 15 | 15 | 15 | 5 | 17 | 17 | 17 | 17 | 17 | 17 | 10
ALT-07 | 2036-09-01 | 9 | 2036 | 2036 | SUMMER | 16 | 16 | 16 | 16 | 16 | 16 | 5 | 17 | 17 | 17 | 17 | 17 | 17 | 10
ALT-07 | 2036-10-01 | 10 | 2037 | 2036 | FALL | 18 | 18 | 18 | 18 | 18 | 18 | 5 | 18 | 18 | 18 | 18 | 18 | 18 | 10
ALT-07 | 2036-11-01 | 11 | 2037 | 2036 | FALL | 19 | 19 | 19 | 19 | 19 | 19 | 5 | 19 | 19 | 19 | 19 | 19 | 19 | 10
ALT-07 | 2036-12-01 | 12 | 2037 | 2036 | WINTER | 20 | 20 | 20 | 20 | 20 | 20 | 5 | 20 | 20 | 20 | 20 | 20 | 20 | 10
ALT-07 | 2037-01-01 | 1 | 2037 | 2037 | WINTER | 20 | 20 | 20 | 20 | 20 | 20 | 5 | 20 | 20 | 20 | 20 | 20 | 20 | 10
ALT-07 | 2037-02-01 | 2 | 2037 | 2037 | WINTER | 20 | 20 | 20 | 20 | 20 | 20 | 5 | 20 | 20 | 20 | 20 | 20 | 20 | 10
ALT-07 | 2037-03-01 | 3 | 2037 | 2037 | WINTER | 19 | 19 | 19 | 19 | 19 | 19 | 5 | 19 | 19 | 19 | 19 | 19 | 19 | 10
ALT-07 | 2037-04-01 | 4 | 2037 | 2037 | SPRING | 18 | 18 | 18 | 18 | 18 | 18 | 5 | 18 | 18 | 18 | 18 | 18 | 18 | 10
ALT-07 | 2037-05-01 | 5 | 2037 | 2037 | SPRING | 16 | 16 | 16 | 16 | 16 | 16 | 5 | 18 | 18 | 18 | 18 | 18 | 18 | 10
ALT-07 | 2037-06-01 | 6 | 2037 | 2037 | SUMMER | 15 | 15 | 15 | 15 | 15 | 15 | 5 | 17 | 17 | 17 | 17 | 17 | 17 | 10
ALT-07 | 2037-07-01 | 7 | 2037 | 2037 | SUMMER | 15 | 15 | 15 | 15 | 15 | 15 | 5 | 17 | 17 | 17 | 17 | 17 | 17 | 10
ALT-07 | 2037-08-01 | 8 | 2037 | 2037 | SUMMER | 15 | 15 | 15 | 15 | 15 | 15 | 5 | 17 | 17 | 17 | 17 | 17 | 17 | 10
ALT-07 | 2037-09-01 | 9 | 2037 | 2037 | SUMMER | 16 | 16 | 16 | 16 | 16 | 16 | 5 | 17 | 17 | 17 | 17 | 17 | 17 | 10
ALT-07 | 2037-10-01 | 10 | 2038 | 2037 | FALL | 18 | 18 | 18 | 18 | 18 | 18 | 5 | 18 | 18 | 18 | 18 | 18 | 18 | 10
ALT-07 | 2037-11-01 | 11 | 2038 | 2037 | FALL | 19 | 19 | 19 | 19 | 19 | 19 | 5 | 19 | 19 | 19 | 19 | 19 | 19 | 10
ALT-07 | 2037-12-01 | 12 | 2038 | 2037 | WINTER | 20 | 20 | 20 | 20 | 20 | 20 | 5 | 20 | 20 | 20 | 20 | 20 | 20 | 10
ALT-07 | 2038-01-01 | 1 | 2038 | 2038 | WINTER | 20 | 20 | 20 | 20 | 20 | 20 | 5 | 20 | 20 | 20 | 20 | 20 | 20 | 10
ALT-07 | 2038-02-01 | 2 | 2038 | 2038 | WINTER | 20 | 20 | 20 | 20 | 20 | 20 | 5 | 20 | 20 | 20 | 20 | 20 | 20 | 10
ALT-07 | 2038-03-01 | 3 | 2038 | 2038 | WINTER | 19 | 19 | 19 | 19 | 19 | 19 | 5 | 19 | 19 | 19 | 19 | 19 | 19 | 10
ALT-07 | 2038-04-01 | 4 | 2038 | 2038 | SPRING | 18 | 18 | 18 | 18 | 18 | 18 | 5 | 18 | 18 | 18 | 18 | 18 | 18 | 10
ALT-07 | 2038-05-01 | 5 | 2038 | 2038 | SPRING | 16 | 16 | 16 | 16 | 16 | 16 | 5 | 18 | 18 | 18 | 18 | 18 | 18 | 10
ALT-07 | 2038-06-01 | 6 | 2038 | 2038 | SUMMER | 15 | 15 | 15 | 15 | 15 | 15 | 5 | 17 | 17 | 17 | 17 | 17 | 17 | 10
ALT-07 | 2038-07-01 | 7 | 2038 | 2038 | SUMMER | 15 | 15 | 15 | 15 | 15 | 15 | 5 | 17 | 17 | 17 | 17 | 17 | 17 | 10
ALT-07 | 2038-08-01 | 8 | 2038 | 2038 | SUMMER | 15 | 15 | 15 | 15 | 15 | 15 | 5 | 17 | 17 | 17 | 17 | 17 | 17 | 10
ALT-07 | 2038-09-01 | 9 | 2038 | 2038 | SUMMER | 16 | 16 | 16 | 16 | 16 | 16 | 5 | 17 | 17 | 17 | 17 | 17 | 17 | 10
ALT-07 | 2038-10-01 | 10 | 2039 | 2038 | FALL | 18 | 18 | 18 | 18 | 18 | 18 | 5 | 18 | 18 | 18 | 18 | 18 | 18 | 10
ALT-07 | 2038-11-01 | 11 | 2039 | 2038 | FALL | 19 | 19 | 19 | 19 | 19 | 19 | 5 | 19 | 19 | 19 | 19 | 19 | 19 | 10
ALT-07 | 2038-12-01 | 12 | 2039 | 2038 | WINTER | 20 | 20 | 20 | 20 | 20 | 20 | 5 | 20 | 20 | 20 | 20 | 20 | 20 | 10
ALT-07 | 2039-01-01 | 1 | 2039 | 2039 | WINTER | 20 | 20 | 20 | 20 | 20 | 20 | 5 | 20 | 20 | 20 | 20 | 20 | 20 | 10
ALT-07 | 2039-02-01 | 2 | 2039 | 2039 | WINTER | 20 | 20 | 20 | 20 | 20 | 20 | 5 | 20 | 20 | 20 | 20 | 20 | 20 | 10
ALT-07 | 2039-03-01 | 3 | 2039 | 2039 | WINTER | 19 | 19 | 19 | 19 | 19 | 19 | 5 | 19 | 19 | 19 | 19 | 19 | 19 | 10
ALT-07 | 2039-04-01 | 4 | 2039 | 2039 | SPRING | 18 | 18 | 18 | 18 | 18 | 18 | 5 | 18 | 18 | 18 | 18 | 18 | 18 | 10
ALT-07 | 2039-05-01 | 5 | 2039 | 2039 | SPRING | 16 | 16 | 16 | 16 | 16 | 16 | 5 | 18 | 18 | 18 | 18 | 18 | 18 | 10
ALT-07 | 2039-06-01 | 6 | 2039 | 2039 | SUMMER | 15 | 15 | 15 | 15 | 15 | 15 | 5 | 17 | 17 | 17 | 17 | 17 | 17 | 10
ALT-07 | 2039-07-01 | 7 | 2039 | 2039 | SUMMER | 15 | 15 | 15 | 15 | 15 | 15 | 5 | 17 | 17 | 17 | 17 | 17 | 17 | 10
ALT-07 | 2039-08-01 | 8 | 2039 | 2039 | SUMMER | 15 | 15 | 15 | 15 | 15 | 15 | 5 | 17 | 17 | 17 | 17 | 17 | 17 | 10
ALT-07 | 2039-09-01 | 9 | 2039 | 2039 | SUMMER | 16 | 16 | 16 | 16 | 16 | 16 | 5 | 17 | 17 | 17 | 17 | 17 | 17 | 10
ALT-07 | 2039-10-01 | 10 | 2040 | 2039 | FALL | 18 | 18 | 18 | 18 | 18 | 18 | 5 | 18 | 18 | 18 | 18 | 18 | 18 | 10
ALT-07 | 2039-11-01 | 11 | 2040 | 2039 | FALL | 19 | 19 | 19 | 19 | 19 | 19 | 5 | 19 | 19 | 19 | 19 | 19 | 19 | 10
ALT-07 | 2039-12-01 | 12 | 2040 | 2039 | WINTER | 20 | 20 | 20 | 20 | 20 | 20 | 5 | 20 | 20 | 20 | 20 | 20 | 20 | 10
ALT-07 | 2040-01-01 | 1 | 2040 | 2040 | WINTER | 20 | 20 | 20 | 20 | 20 | 20 | 5 | 20 | 20 | 20 | 20 | 20 | 20 | 10
ALT-07 | 2040-02-01 | 2 | 2040 | 2040 | WINTER | 20 | 20 | 20 | 20 | 20 | 20 | 5 | 20 | 20 | 20 | 20 | 20 | 20 | 10
ALT-07 | 2040-03-01 | 3 | 2040 | 2040 | WINTER | 19 | 19 | 19 | 19 | 19 | 19 | 5 | 19 | 19 | 19 | 19 | 19 | 19 | 10
ALT-07 | 2040-04-01 | 4 | 2040 | 2040 | SPRING | 18 | 18 | 18 | 18 | 18 | 18 | 5 | 18 | 18 | 18 | 18 | 18 | 18 | 10
ALT-07 | 2040-05-01 | 5 | 2040 | 2040 | SPRING | 16 | 16 | 16 | 16 | 16 | 16 | 5 | 18 | 18 | 18 | 18 | 18 | 18 | 10
ALT-07 | 2040-06-01 | 6 | 2040 | 2040 | SUMMER | 15 | 15 | 15 | 15 | 15 | 15 | 5 | 17 | 17 | 17 | 17 | 17 | 17 | 10
ALT-07 | 2040-07-01 | 7 | 2040 | 2040 | SUMMER | 15 | 15 | 15 | 15 | 15 | 15 | 5 | 17 | 17 | 17 | 17 | 17 | 17 | 10
ALT-07 | 2040-08-01 | 8 | 2040 | 2040 | SUMMER | 15 | 15 | 15 | 15 | 15 | 15 | 5 | 17 | 17 | 17 | 17 | 17 | 17 | 10
ALT-07 | 2040-09-01 | 9 | 2040 | 2040 | SUMMER | 16 | 16 | 16 | 16 | 16 | 16 | 5 | 17 | 17 | 17 | 17 | 17 | 17 | 10
ALT-07 | 2040-10-01 | 10 | 2041 | 2040 | FALL | 18 | 18 | 18 | 18 | 18 | 18 | 5 | 18 | 18 | 18 | 18 | 18 | 18 | 10
ALT-07 | 2040-11-01 | 11 | 2041 | 2040 | FALL | 19 | 19 | 19 | 19 | 19 | 19 | 5 | 19 | 19 | 19 | 19 | 19 | 19 | 10
ALT-07 | 2040-12-01 | 12 | 2041 | 2040 | WINTER | 20 | 20 | 20 | 20 | 20 | 20 | 5 | 20 | 20 | 20 | 20 | 20 | 20 | 10
ALT-07 | 2041-01-01 | 1 | 2041 | 2041 | WINTER | 20 | 20 | 20 | 20 | 20 | 20 | 5 | 20 | 20 | 20 | 20 | 20 | 20 | 10
ALT-07 | 2041-02-01 | 2 | 2041 | 2041 | WINTER | 20 | 20 | 20 | 20 | 20 | 20 | 5 | 20 | 20 | 20 | 20 | 20 | 20 | 10
ALT-07 | 2041-03-01 | 3 | 2041 | 2041 | WINTER | 19 | 19 | 19 | 19 | 19 | 19 | 5 | 19 | 19 | 19 | 19 | 19 | 19 | 10
ALT-07 | 2041-04-01 | 4 | 2041 | 2041 | SPRING | 18 | 18 | 18 | 18 | 18 | 18 | 5 | 18 | 18 | 18 | 18 | 18 | 18 | 10
ALT-07 | 2041-05-01 | 5 | 2041 | 2041 | SPRING | 16 | 16 | 16 | 16 | 16 | 16 | 5 | 18 | 18 | 18 | 18 | 18 | 18 | 10
ALT-07 | 2041-06-01 | 6 | 2041 | 2041 | SUMMER | 15 | 15 | 15 | 15 | 15 | 15 | 5 | 17 | 17 | 17 | 17 | 17 | 17 | 10
ALT-07 | 2041-07-01 | 7 | 2041 | 2041 | SUMMER | 15 | 15 | 15 | 15 | 15 | 15 | 5 | 17 | 17 | 17 | 17 | 17 | 17 | 10
ALT-07 | 2041-08-01 | 8 | 2041 | 2041 | SUMMER | 15 | 15 | 15 | 15 | 15 | 15 | 5 | 17 | 17 | 17 | 17 | 17 | 17 | 10
ALT-07 | 2041-09-01 | 9 | 2041 | 2041 | SUMMER | 16 | 16 | 16 | 16 | 16 | 16 | 5 | 17 | 17 | 17 | 17 | 17 | 17 | 10
ALT-07 | 2041-10-01 | 10 | 2042 | 2041 | FALL | 18 | 18 | 18 | 18 | 18 | 18 | 5 | 18 | 18 | 18 | 18 | 18 | 18 | 10
ALT-07 | 2041-11-01 | 11 | 2042 | 2041 | FALL | 19 | 19 | 19 | 19 | 19 | 19 | 5 | 19 | 19 | 19 | 19 | 19 | 19 | 10
ALT-07 | 2041-12-01 | 12 | 2042 | 2041 | WINTER | 20 | 20 | 20 | 20 | 20 | 20 | 5 | 20 | 20 | 20 | 20 | 20 | 20 | 10
ALT-07 | 2042-01-01 | 1 | 2042 | 2042 | WINTER | 20 | 20 | 20 | 20 | 20 | 20 | 5 | 20 | 20 | 20 | 20 | 20 | 20 | 10
ALT-07 | 2042-02-01 | 2 | 2042 | 2042 | WINTER | 20 | 20 | 20 | 20 | 20 | 20 | 5 | 20 | 20 | 20 | 20 | 20 | 20 | 10
ALT-07 | 2042-03-01 | 3 | 2042 | 2042 | WINTER | 19 | 19 | 19 | 19 | 19 | 19 | 5 | 19 | 19 | 19 | 19 | 19 | 19 | 10
ALT-07 | 2042-04-01 | 4 | 2042 | 2042 | SPRING | 18 | 18 | 18 | 18 | 18 | 18 | 5 | 18 | 18 | 18 | 18 | 18 | 18 | 10
ALT-07 | 2042-05-01 | 5 | 2042 | 2042 | SPRING | 16 | 16 | 16 | 16 | 16 | 16 | 5 | 18 | 18 | 18 | 18 | 18 | 18 | 10
ALT-07 | 2042-06-01 | 6 | 2042 | 2042 | SUMMER | 15 | 15 | 15 | 15 | 15 | 15 | 5 | 17 | 17 | 17 | 17 | 17 | 17 | 10
ALT-07 | 2042-07-01 | 7 | 2042 | 2042 | SUMMER | 15 | 15 | 15 | 15 | 15 | 15 | 5 | 17 | 17 | 17 | 17 | 17 | 17 | 10
ALT-07 | 2042-08-01 | 8 | 2042 | 2042 | SUMMER | 15 | 15 | 15 | 15 | 15 | 15 | 5 | 17 | 17 | 17 | 17 | 17 | 17 | 10
ALT-07 | 2042-09-01 | 9 | 2042 | 2042 | SUMMER | 16 | 16 | 16 | 16 | 16 | 16 | 5 | 17 | 17 | 17 | 17 | 17 | 17 | 10
ALT-07 | 2042-10-01 | 10 | 2043 | 2042 | FALL | 18 | 18 | 18 | 18 | 18 | 18 | 5 | 18 | 18 | 18 | 18 | 18 | 18 | 10
ALT-07 | 2042-11-01 | 11 | 2043 | 2042 | FALL | 19 | 19 | 19 | 19 | 19 | 19 | 5 | 19 | 19 | 19 | 19 | 19 | 19 | 10
ALT-07 | 2042-12-01 | 12 | 2043 | 2042 | WINTER | 20 | 20 | 20 | 20 | 20 | 20 | 5 | 20 | 20 | 20 | 20 | 20 | 20 | 10
ALT-07 | 2043-01-01 | 1 | 2043 | 2043 | WINTER | 20 | 20 | 20 | 20 | 20 | 20 | 5 | 20 | 20 | 20 | 20 | 20 | 20 | 10
ALT-07 | 2043-02-01 | 2 | 2043 | 2043 | WINTER | 20 | 20 | 20 | 20 | 20 | 20 | 5 | 20 | 20 | 20 | 20 | 20 | 20 | 10
ALT-07 | 2043-03-01 | 3 | 2043 | 2043 | WINTER | 19 | 19 | 19 | 19 | 19 | 19 | 5 | 19 | 19 | 19 | 19 | 19 | 19 | 10
ALT-07 | 2043-04-01 | 4 | 2043 | 2043 | SPRING | 18 | 18 | 18 | 18 | 18 | 18 | 5 | 18 | 18 | 18 | 18 | 18 | 18 | 10
ALT-07 | 2043-05-01 | 5 | 2043 | 2043 | SPRING | 16 | 16 | 16 | 16 | 16 | 16 | 5 | 18 | 18 | 18 | 18 | 18 | 18 | 10
ALT-07 | 2043-06-01 | 6 | 2043 | 2043 | SUMMER | 15 | 15 | 15 | 15 | 15 | 15 | 5 | 17 | 17 | 17 | 17 | 17 | 17 | 10
ALT-07 | 2043-07-01 | 7 | 2043 | 2043 | SUMMER | 15 | 15 | 15 | 15 | 15 | 15 | 5 | 17 | 17 | 17 | 17 | 17 | 17 | 10
ALT-07 | 2043-08-01 | 8 | 2043 | 2043 | SUMMER | 15 | 15 | 15 | 15 | 15 | 15 | 5 | 17 | 17 | 17 | 17 | 17 | 17 | 10
ALT-07 | 2043-09-01 | 9 | 2043 | 2043 | SUMMER | 16 | 16 | 16 | 16 | 16 | 16 | 5 | 17 | 17 | 17 | 17 | 17 | 17 | 10
ALT-07 | 2043-10-01 | 10 | 2044 | 2043 | FALL | 18 | 18 | 18 | 18 | 18 | 18 | 5 | 18 | 18 | 18 | 18 | 18 | 18 | 10
ALT-07 | 2043-11-01 | 11 | 2044 | 2043 | FALL | 19 | 19 | 19 | 19 | 19 | 19 | 5 | 19 | 19 | 19 | 19 | 19 | 19 | 10
ALT-07 | 2043-12-01 | 12 | 2044 | 2043 | WINTER | 20 | 20 | 20 | 20 | 20 | 20 | 5 | 20 | 20 | 20 | 20 | 20 | 20 | 10
ALT-07 | 2044-01-01 | 1 | 2044 | 2044 | WINTER | 20 | 20 | 20 | 20 | 20 | 20 | 5 | 20 | 20 | 20 | 20 | 20 | 20 | 10
ALT-07 | 2044-02-01 | 2 | 2044 | 2044 | WINTER | 20 | 20 | 20 | 20 | 20 | 20 | 5 | 20 | 20 | 20 | 20 | 20 | 20 | 10
ALT-07 | 2044-03-01 | 3 | 2044 | 2044 | WINTER | 19 | 19 | 19 | 19 | 19 | 19 | 5 | 19 | 19 | 19 | 19 | 19 | 19 | 10
ALT-07 | 2044-04-01 | 4 | 2044 | 2044 | SPRING | 18 | 18 | 18 | 18 | 18 | 18 | 5 | 18 | 18 | 18 | 18 | 18 | 18 | 10
ALT-07 | 2044-05-01 | 5 | 2044 | 2044 | SPRING | 16 | 16 | 16 | 16 | 16 | 16 | 5 | 18 | 18 | 18 | 18 | 18 | 18 | 10
ALT-07 | 2044-06-01 | 6 | 2044 | 2044 | SUMMER | 15 | 15 | 15 | 15 | 15 | 15 | 5 | 17 | 17 | 17 | 17 | 17 | 17 | 10
ALT-07 | 2044-07-01 | 7 | 2044 | 2044 | SUMMER | 15 | 15 | 15 | 15 | 15 | 15 | 5 | 17 | 17 | 17 | 17 | 17 | 17 | 10
ALT-07 | 2044-08-01 | 8 | 2044 | 2044 | SUMMER | 15 | 15 | 15 | 15 | 15 | 15 | 5 | 17 | 17 | 17 | 17 | 17 | 17 | 10
ALT-07 | 2044-09-01 | 9 | 2044 | 2044 | SUMMER | 16 | 16 | 16 | 16 | 16 | 16 | 5 | 17 | 17 | 17 | 17 | 17 | 17 | 10
ALT-07 | 2044-10-01 | 10 | 2045 | 2044 | FALL | 18 | 18 | 18 | 18 | 18 | 18 | 5 | 18 | 18 | 18 | 18 | 18 | 18 | 10
ALT-07 | 2044-11-01 | 11 | 2045 | 2044 | FALL | 19 | 19 | 19 | 19 | 19 | 19 | 5 | 19 | 19 | 19 | 19 | 19 | 19 | 10
ALT-07 | 2044-12-01 | 12 | 2045 | 2044 | WINTER | 20 | 20 | 20 | 20 | 20 | 20 | 5 | 20 | 20 | 20 | 20 | 20 | 20 | 10
ALT-07 | 2045-01-01 | 1 | 2045 | 2045 | WINTER | 20 | 20 | 20 | 20 | 20 | 20 | 5 | 20 | 20 | 20 | 20 | 20 | 20 | 10
ALT-07 | 2045-02-01 | 2 | 2045 | 2045 | WINTER | 20 | 20 | 20 | 20 | 20 | 20 | 5 | 20 | 20 | 20 | 20 | 20 | 20 | 10
ALT-07 | 2045-03-01 | 3 | 2045 | 2045 | WINTER | 19 | 19 | 19 | 19 | 19 | 19 | 5 | 19 | 19 | 19 | 19 | 19 | 19 | 10
ALT-07 | 2045-04-01 | 4 | 2045 | 2045 | SPRING | 18 | 18 | 18 | 18 | 18 | 18 | 5 | 18 | 18 | 18 | 18 | 18 | 18 | 10
ALT-07 | 2045-05-01 | 5 | 2045 | 2045 | SPRING | 16 | 16 | 16 | 16 | 16 | 16 | 5 | 18 | 18 | 18 | 18 | 18 | 18 | 10
ALT-07 | 2045-06-01 | 6 | 2045 | 2045 | SUMMER | 15 | 15 | 15 | 15 | 15 | 15 | 5 | 17 | 17 | 17 | 17 | 17 | 17 | 10
ALT-07 | 2045-07-01 | 7 | 2045 | 2045 | SUMMER | 15 | 15 | 15 | 15 | 15 | 15 | 5 | 17 | 17 | 17 | 17 | 17 | 17 | 10
ALT-07 | 2045-08-01 | 8 | 2045 | 2045 | SUMMER | 15 | 15 | 15 | 15 | 15 | 15 | 5 | 17 | 17 | 17 | 17 | 17 | 17 | 10
ALT-07 | 2045-09-01 | 9 | 2045 | 2045 | SUMMER | 16 | 16 | 16 | 16 | 16 | 16 | 5 | 17 | 17 | 17 | 17 | 17 | 17 | 10
ALT-07 | 2045-10-01 | 10 | 2046 | 2045 | FALL | 18 | 18 | 18 | 18 | 18 | 18 | 5 | 18 | 18 | 18 | 18 | 18 | 18 | 10
ALT-07 | 2045-11-01 | 11 | 2046 | 2045 | FALL | 19 | 19 | 19 | 19 | 19 | 19 | 5 | 19 | 19 | 19 | 19 | 19 | 19 | 10
ALT-07 | 2045-12-01 | 12 | 2046 | 2045 | WINTER | 20 | 20 | 20 | 20 | 20 | 20 | 5 | 20 | 20 | 20 | 20 | 20 | 20 | 10
ALT-07 | 2046-01-01 | 1 | 2046 | 2046 | WINTER | 20 | 20 | 20 | 20 | 20 | 20 | 5 | 20 | 20 | 20 | 20 | 20 | 20 | 10
ALT-07 | 2046-02-01 | 2 | 2046 | 2046 | WINTER | 20 | 20 | 20 | 20 | 20 | 20 | 5 | 20 | 20 | 20 | 20 | 20 | 20 | 10
ALT-07 | 2046-03-01 | 3 | 2046 | 2046 | WINTER | 19 | 19 | 19 | 19 | 19 | 19 | 5 | 19 | 19 | 19 | 19 | 19 | 19 | 10
ALT-07 | 2046-04-01 | 4 | 2046 | 2046 | SPRING | 18 | 18 | 18 | 18 | 18 | 18 | 5 | 18 | 18 | 18 | 18 | 18 | 18 | 10
ALT-07 | 2046-05-01 | 5 | 2046 | 2046 | SPRING | 16 | 16 | 16 | 16 | 16 | 16 | 5 | 18 | 18 | 18 | 18 | 18 | 18 | 10
ALT-07 | 2046-06-01 | 6 | 2046 | 2046 | SUMMER | 15 | 15 | 15 | 15 | 15 | 15 | 5 | 17 | 17 | 17 | 17 | 17 | 17 | 10
ALT-07 | 2046-07-01 | 7 | 2046 | 2046 | SUMMER | 15 | 15 | 15 | 15 | 15 | 15 | 5 | 17 | 17 | 17 | 17 | 17 | 17 | 10
ALT-07 | 2046-08-01 | 8 | 2046 | 2046 | SUMMER | 15 | 15 | 15 | 15 | 15 | 15 | 5 | 17 | 17 | 17 | 17 | 17 | 17 | 10
ALT-07 | 2046-09-01 | 9 | 2046 | 2046 | SUMMER | 16 | 16 | 16 | 16 | 16 | 16 | 5 | 17 | 17 | 17 | 17 | 17 | 17 | 10
ALT-07 | 2046-10-01 | 10 | 2047 | 2046 | FALL | 18 | 18 | 18 | 18 | 18 | 18 | 5 | 18 | 18 | 18 | 18 | 18 | 18 | 10
ALT-07 | 2046-11-01 | 11 | 2047 | 2046 | FALL | 19 | 19 | 19 | 19 | 19 | 19 | 5 | 19 | 19 | 19 | 19 | 19 | 19 | 10
ALT-07 | 2046-12-01 | 12 | 2047 | 2046 | WINTER | 20 | 20 | 20 | 20 | 20 | 20 | 5 | 20 | 20 | 20 | 20 | 20 | 20 | 10
ALT-07 | 2047-01-01 | 1 | 2047 | 2047 | WINTER | 20 | 20 | 20 | 20 | 20 | 20 | 5 | 20 | 20 | 20 | 20 | 20 | 20 | 10
ALT-07 | 2047-02-01 | 2 | 2047 | 2047 | WINTER | 20 | 20 | 20 | 20 | 20 | 20 | 5 | 20 | 20 | 20 | 20 | 20 | 20 | 10
ALT-07 | 2047-03-01 | 3 | 2047 | 2047 | WINTER | 19 | 19 | 19 | 19 | 19 | 19 | 5 | 19 | 19 | 19 | 19 | 19 | 19 | 10
ALT-07 | 2047-04-01 | 4 | 2047 | 2047 | SPRING | 18 | 18 | 18 | 18 | 18 | 18 | 5 | 18 | 18 | 18 | 18 | 18 | 18 | 10
ALT-07 | 2047-05-01 | 5 | 2047 | 2047 | SPRING | 16 | 16 | 16 | 16 | 16 | 16 | 5 | 18 | 18 | 18 | 18 | 18 | 18 | 10
ALT-07 | 2047-06-01 | 6 | 2047 | 2047 | SUMMER | 15 | 15 | 15 | 15 | 15 | 15 | 5 | 17 | 17 | 17 | 17 | 17 | 17 | 10
ALT-07 | 2047-07-01 | 7 | 2047 | 2047 | SUMMER | 15 | 15 | 15 | 15 | 15 | 15 | 5 | 17 | 17 | 17 | 17 | 17 | 17 | 10
ALT-07 | 2047-08-01 | 8 | 2047 | 2047 | SUMMER | 15 | 15 | 15 | 15 | 15 | 15 | 5 | 17 | 17 | 17 | 17 | 17 | 17 | 10
ALT-07 | 2047-09-01 | 9 | 2047 | 2047 | SUMMER | 16 | 16 | 16 | 16 | 16 | 16 | 5 | 17 | 17 | 17 | 17 | 17 | 17 | 10
ALT-08 | 2016-10-01 | 10 | 2017 | 2016 | FALL | 18 | 18 | 18 | 18 | 18 | 18 | 5 | 18 | 18 | 18 | 18 | 18 | 18 | 10
ALT-08 | 2016-11-01 | 11 | 2017 | 2016 | FALL | 19 | 19 | 19 | 19 | 19 | 19 | 5 | 19 | 19 | 19 | 19 | 19 | 19 | 10
ALT-08 | 2016-12-01 | 12 | 2017 | 2016 | WINTER | 20 | 20 | 20 | 20 | 20 | 20 | 5 | 20 | 20 | 20 | 20 | 20 | 20 | 10
ALT-08 | 2017-01-01 | 1 | 2017 | 2017 | WINTER | 20 | 20 | 20 | 20 | 20 | 20 | 5 | 20 | 20 | 20 | 20 | 20 | 20 | 10
ALT-08 | 2017-02-01 | 2 | 2017 | 2017 | WINTER | 20 | 20 | 20 | 20 | 20 | 20 | 5 | 20 | 20 | 20 | 20 | 20 | 20 | 10
ALT-08 | 2017-03-01 | 3 | 2017 | 2017 | WINTER | 19 | 19 | 19 | 19 | 19 | 19 | 5 | 19 | 19 | 19 | 19 | 19 | 19 | 10
ALT-08 | 2017-04-01 | 4 | 2017 | 2017 | SPRING | 18 | 18 | 18 | 18 | 18 | 18 | 5 | 18 | 18 | 18 | 18 | 18 | 18 | 10
ALT-08 | 2017-05-01 | 5 | 2017 | 2017 | SPRING | 16 | 16 | 16 | 16 | 16 | 16 | 5 | 18 | 18 | 18 | 18 | 18 | 18 | 10
ALT-08 | 2017-06-01 | 6 | 2017 | 2017 | SUMMER | 15 | 15 | 15 | 15 | 15 | 15 | 5 | 17 | 17 | 17 | 17 | 17 | 17 | 10
ALT-08 | 2017-07-01 | 7 | 2017 | 2017 | SUMMER | 15 | 15 | 15 | 15 | 15 | 15 | 5 | 17 | 17 | 17 | 17 | 17 | 17 | 10
ALT-08 | 2017-08-01 | 8 | 2017 | 2017 | SUMMER | 15 | 15 | 15 | 15 | 15 | 15 | 5 | 17 | 17 | 17 | 17 | 17 | 17 | 10
ALT-08 | 2017-09-01 | 9 | 2017 | 2017 | SUMMER | 16 | 16 | 16 | 16 | 16 | 16 | 5 | 17 | 17 | 17 | 17 | 17 | 17 | 10
ALT-08 | 2017-10-01 | 10 | 2018 | 2017 | FALL | 18 | 18 | 18 | 18 | 18 | 18 | 5 | 18 | 18 | 18 | 18 | 18 | 18 | 10
ALT-08 | 2017-11-01 | 11 | 2018 | 2017 | FALL | 19 | 19 | 19 | 19 | 19 | 19 | 5 | 19 | 19 | 19 | 19 | 19 | 19 | 10
ALT-08 | 2017-12-01 | 12 | 2018 | 2017 | WINTER | 20 | 20 | 20 | 20 | 20 | 20 | 5 | 20 | 20 | 20 | 20 | 20 | 20 | 10
ALT-08 | 2018-01-01 | 1 | 2018 | 2018 | WINTER | 20 | 20 | 20 | 20 | 20 | 20 | 5 | 20 | 20 | 20 | 20 | 20 | 20 | 10
ALT-08 | 2018-02-01 | 2 | 2018 | 2018 | WINTER | 20 | 20 | 20 | 20 | 20 | 20 | 5 | 20 | 20 | 20 | 20 | 20 | 20 | 10
ALT-08 | 2018-03-01 | 3 | 2018 | 2018 | WINTER | 19 | 19 | 19 | 19 | 19 | 19 | 5 | 19 | 19 | 19 | 19 | 19 | 19 | 10
ALT-08 | 2018-04-01 | 4 | 2018 | 2018 | SPRING | 18 | 18 | 18 | 18 | 18 | 18 | 5 | 18 | 18 | 18 | 18 | 18 | 18 | 10
ALT-08 | 2018-05-01 | 5 | 2018 | 2018 | SPRING | 16 | 16 | 16 | 16 | 16 | 16 | 5 | 18 | 18 | 18 | 18 | 18 | 18 | 10
ALT-08 | 2018-06-01 | 6 | 2018 | 2018 | SUMMER | 15 | 15 | 15 | 15 | 15 | 15 | 5 | 17 | 17 | 17 | 17 | 17 | 17 | 10
ALT-08 | 2018-07-01 | 7 | 2018 | 2018 | SUMMER | 15 | 15 | 15 | 15 | 15 | 15 | 5 | 17 | 17 | 17 | 17 | 17 | 17 | 10
ALT-08 | 2018-08-01 | 8 | 2018 | 2018 | SUMMER | 15 | 15 | 15 | 15 | 15 | 15 | 5 | 17 | 17 | 17 | 17 | 17 | 17 | 10
ALT-08 | 2018-09-01 | 9 | 2018 | 2018 | SUMMER | 16 | 16 | 16 | 16 | 16 | 16 | 5 | 17 | 17 | 17 | 17 | 17 | 17 | 10
ALT-08 | 2018-10-01 | 10 | 2019 | 2018 | FALL | 18 | 18 | 18 | 18 | 18 | 18 | 5 | 18 | 18 | 18 | 18 | 18 | 18 | 10
ALT-08 | 2018-11-01 | 11 | 2019 | 2018 | FALL | 19 | 19 | 19 | 19 | 19 | 19 | 5 | 19 | 19 | 19 | 19 | 19 | 19 | 10
ALT-08 | 2018-12-01 | 12 | 2019 | 2018 | WINTER | 20 | 20 | 20 | 20 | 20 | 20 | 5 | 20 | 20 | 20 | 20 | 20 | 20 | 10
ALT-08 | 2019-01-01 | 1 | 2019 | 2019 | WINTER | 20 | 20 | 20 | 20 | 20 | 20 | 5 | 20 | 20 | 20 | 20 | 20 | 20 | 10
ALT-08 | 2019-02-01 | 2 | 2019 | 2019 | WINTER | 20 | 20 | 20 | 20 | 20 | 20 | 5 | 20 | 20 | 20 | 20 | 20 | 20 | 10
ALT-08 | 2019-03-01 | 3 | 2019 | 2019 | WINTER | 19 | 19 | 19 | 19 | 19 | 19 | 5 | 19 | 19 | 19 | 19 | 19 | 19 | 10
ALT-08 | 2019-04-01 | 4 | 2019 | 2019 | SPRING | 18 | 18 | 18 | 18 | 18 | 18 | 5 | 18 | 18 | 18 | 18 | 18 | 18 | 10
ALT-08 | 2019-05-01 | 5 | 2019 | 2019 | SPRING | 16 | 16 | 16 | 16 | 16 | 16 | 5 | 18 | 18 | 18 | 18 | 18 | 18 | 10
ALT-08 | 2019-06-01 | 6 | 2019 | 2019 | SUMMER | 15 | 15 | 15 | 15 | 15 | 15 | 5 | 17 | 17 | 17 | 17 | 17 | 17 | 10
ALT-08 | 2019-07-01 | 7 | 2019 | 2019 | SUMMER | 15 | 15 | 15 | 15 | 15 | 15 | 5 | 17 | 17 | 17 | 17 | 17 | 17 | 10
ALT-08 | 2019-08-01 | 8 | 2019 | 2019 | SUMMER | 15 | 15 | 15 | 15 | 15 | 15 | 5 | 17 | 17 | 17 | 17 | 17 | 17 | 10
ALT-08 | 2019-09-01 | 9 | 2019 | 2019 | SUMMER | 16 | 16 | 16 | 16 | 16 | 16 | 5 | 17 | 17 | 17 | 17 | 17 | 17 | 10
ALT-08 | 2019-10-01 | 10 | 2020 | 2019 | FALL | 18 | 18 | 18 | 18 | 18 | 18 | 5 | 18 | 18 | 18 | 18 | 18 | 18 | 10
ALT-08 | 2019-11-01 | 11 | 2020 | 2019 | FALL | 19 | 19 | 19 | 19 | 19 | 19 | 5 | 19 | 19 | 19 | 19 | 19 | 19 | 10
ALT-08 | 2019-12-01 | 12 | 2020 | 2019 | WINTER | 20 | 20 | 20 | 20 | 20 | 20 | 5 | 20 | 20 | 20 | 20 | 20 | 20 | 10
ALT-08 | 2020-01-01 | 1 | 2020 | 2020 | WINTER | 20 | 20 | 20 | 20 | 20 | 20 | 5 | 20 | 20 | 20 | 20 | 20 | 20 | 10
ALT-08 | 2020-02-01 | 2 | 2020 | 2020 | WINTER | 20 | 20 | 20 | 20 | 20 | 20 | 5 | 20 | 20 | 20 | 20 | 20 | 20 | 10
ALT-08 | 2020-03-01 | 3 | 2020 | 2020 | WINTER | 19 | 19 | 19 | 19 | 19 | 19 | 5 | 19 | 19 | 19 | 19 | 19 | 19 | 10
ALT-08 | 2020-04-01 | 4 | 2020 | 2020 | SPRING | 18 | 18 | 18 | 18 | 18 | 18 | 5 | 18 | 18 | 18 | 18 | 18 | 18 | 10
ALT-08 | 2020-05-01 | 5 | 2020 | 2020 | SPRING | 16 | 16 | 16 | 16 | 16 | 16 | 5 | 18 | 18 | 18 | 18 | 18 | 18 | 10
ALT-08 | 2020-06-01 | 6 | 2020 | 2020 | SUMMER | 15 | 15 | 15 | 15 | 15 | 15 | 5 | 17 | 17 | 17 | 17 | 17 | 17 | 10
ALT-08 | 2020-07-01 | 7 | 2020 | 2020 | SUMMER | 15 | 15 | 15 | 15 | 15 | 15 | 5 | 17 | 17 | 17 | 17 | 17 | 17 | 10
ALT-08 | 2020-08-01 | 8 | 2020 | 2020 | SUMMER | 15 | 15 | 15 | 15 | 15 | 15 | 5 | 17 | 17 | 17 | 17 | 17 | 17 | 10
ALT-08 | 2020-09-01 | 9 | 2020 | 2020 | SUMMER | 16 | 16 | 16 | 16 | 16 | 16 | 5 | 17 | 17 | 17 | 17 | 17 | 17 | 10
ALT-08 | 2020-10-01 | 10 | 2021 | 2020 | FALL | 18 | 18 | 18 | 18 | 18 | 18 | 5 | 18 | 18 | 18 | 18 | 18 | 18 | 10
ALT-08 | 2020-11-01 | 11 | 2021 | 2020 | FALL | 19 | 19 | 19 | 19 | 19 | 19 | 5 | 19 | 19 | 19 | 19 | 19 | 19 | 10
ALT-08 | 2020-12-01 | 12 | 2021 | 2020 | WINTER | 20 | 20 | 20 | 20 | 20 | 20 | 5 | 20 | 20 | 20 | 20 | 20 | 20 | 10
ALT-08 | 2021-01-01 | 1 | 2021 | 2021 | WINTER | 20 | 20 | 20 | 20 | 20 | 20 | 5 | 20 | 20 | 20 | 20 | 20 | 20 | 10
ALT-08 | 2021-02-01 | 2 | 2021 | 2021 | WINTER | 20 | 20 | 20 | 20 | 20 | 20 | 5 | 20 | 20 | 20 | 20 | 20 | 20 | 10
ALT-08 | 2021-03-01 | 3 | 2021 | 2021 | WINTER | 19 | 19 | 19 | 19 | 19 | 19 | 5 | 19 | 19 | 19 | 19 | 19 | 19 | 10
ALT-08 | 2021-04-01 | 4 | 2021 | 2021 | SPRING | 18 | 18 | 18 | 18 | 18 | 18 | 5 | 18 | 18 | 18 | 18 | 18 | 18 | 10
ALT-08 | 2021-05-01 | 5 | 2021 | 2021 | SPRING | 16 | 16 | 16 | 16 | 16 | 16 | 5 | 18 | 18 | 18 | 18 | 18 | 18 | 10
ALT-08 | 2021-06-01 | 6 | 2021 | 2021 | SUMMER | 15 | 15 | 15 | 15 | 15 | 15 | 5 | 17 | 17 | 17 | 17 | 17 | 17 | 10
ALT-08 | 2021-07-01 | 7 | 2021 | 2021 | SUMMER | 15 | 15 | 15 | 15 | 15 | 15 | 5 | 17 | 17 | 17 | 17 | 17 | 17 | 10
ALT-08 | 2021-08-01 | 8 | 2021 | 2021 | SUMMER | 15 | 15 | 15 | 15 | 15 | 15 | 5 | 17 | 17 | 17 | 17 | 17 | 17 | 10
ALT-08 | 2021-09-01 | 9 | 2021 | 2021 | SUMMER | 16 | 16 | 16 | 16 | 16 | 16 | 5 | 17 | 17 | 17 | 17 | 17 | 17 | 10
ALT-08 | 2021-10-01 | 10 | 2022 | 2021 | FALL | 18 | 18 | 18 | 18 | 18 | 18 | 5 | 18 | 18 | 18 | 18 | 18 | 18 | 10
ALT-08 | 2021-11-01 | 11 | 2022 | 2021 | FALL | 19 | 19 | 19 | 19 | 19 | 19 | 5 | 19 | 19 | 19 | 19 | 19 | 19 | 10
ALT-08 | 2021-12-01 | 12 | 2022 | 2021 | WINTER | 20 | 20 | 20 | 20 | 20 | 20 | 5 | 20 | 20 | 20 | 20 | 20 | 20 | 10
ALT-08 | 2022-01-01 | 1 | 2022 | 2022 | WINTER | 20 | 20 | 20 | 20 | 20 | 20 | 5 | 20 | 20 | 20 | 20 | 20 | 20 | 10
ALT-08 | 2022-02-01 | 2 | 2022 | 2022 | WINTER | 20 | 20 | 20 | 20 | 20 | 20 | 5 | 20 | 20 | 20 | 20 | 20 | 20 | 10
ALT-08 | 2022-03-01 | 3 | 2022 | 2022 | WINTER | 19 | 19 | 19 | 19 | 19 | 19 | 5 | 19 | 19 | 19 | 19 | 19 | 19 | 10
ALT-08 | 2022-04-01 | 4 | 2022 | 2022 | SPRING | 18 | 18 | 18 | 18 | 18 | 18 | 5 | 18 | 18 | 18 | 18 | 18 | 18 | 10
ALT-08 | 2022-05-01 | 5 | 2022 | 2022 | SPRING | 16 | 16 | 16 | 16 | 16 | 16 | 5 | 18 | 18 | 18 | 18 | 18 | 18 | 10
ALT-08 | 2022-06-01 | 6 | 2022 | 2022 | SUMMER | 15 | 15 | 15 | 15 | 15 | 15 | 5 | 17 | 17 | 17 | 17 | 17 | 17 | 10
ALT-08 | 2022-07-01 | 7 | 2022 | 2022 | SUMMER | 15 | 15 | 15 | 15 | 15 | 15 | 5 | 17 | 17 | 17 | 17 | 17 | 17 | 10
ALT-08 | 2022-08-01 | 8 | 2022 | 2022 | SUMMER | 15 | 15 | 15 | 15 | 15 | 15 | 5 | 17 | 17 | 17 | 17 | 17 | 17 | 10
ALT-08 | 2022-09-01 | 9 | 2022 | 2022 | SUMMER | 16 | 16 | 16 | 16 | 16 | 16 | 5 | 17 | 17 | 17 | 17 | 17 | 17 | 10
ALT-08 | 2022-10-01 | 10 | 2023 | 2022 | FALL | 18 | 18 | 18 | 18 | 18 | 18 | 5 | 18 | 18 | 18 | 18 | 18 | 18 | 10
ALT-08 | 2022-11-01 | 11 | 2023 | 2022 | FALL | 19 | 19 | 19 | 19 | 19 | 19 | 5 | 19 | 19 | 19 | 19 | 19 | 19 | 10
ALT-08 | 2022-12-01 | 12 | 2023 | 2022 | WINTER | 20 | 20 | 20 | 20 | 20 | 20 | 5 | 20 | 20 | 20 | 20 | 20 | 20 | 10
ALT-08 | 2023-01-01 | 1 | 2023 | 2023 | WINTER | 20 | 20 | 20 | 20 | 20 | 20 | 5 | 20 | 20 | 20 | 20 | 20 | 20 | 10
ALT-08 | 2023-02-01 | 2 | 2023 | 2023 | WINTER | 20 | 20 | 20 | 20 | 20 | 20 | 5 | 20 | 20 | 20 | 20 | 20 | 20 | 10
ALT-08 | 2023-03-01 | 3 | 2023 | 2023 | WINTER | 19 | 19 | 19 | 19 | 19 | 19 | 5 | 19 | 19 | 19 | 19 | 19 | 19 | 10
ALT-08 | 2023-04-01 | 4 | 2023 | 2023 | SPRING | 18 | 18 | 18 | 18 | 18 | 18 | 5 | 18 | 18 | 18 | 18 | 18 | 18 | 10
ALT-08 | 2023-05-01 | 5 | 2023 | 2023 | SPRING | 16 | 16 | 16 | 16 | 16 | 16 | 5 | 18 | 18 | 18 | 18 | 18 | 18 | 10
ALT-08 | 2023-06-01 | 6 | 2023 | 2023 | SUMMER | 15 | 15 | 15 | 15 | 15 | 15 | 5 | 17 | 17 | 17 | 17 | 17 | 17 | 10
ALT-08 | 2023-07-01 | 7 | 2023 | 2023 | SUMMER | 15 | 15 | 15 | 15 | 15 | 15 | 5 | 17 | 17 | 17 | 17 | 17 | 17 | 10
ALT-08 | 2023-08-01 | 8 | 2023 | 2023 | SUMMER | 15 | 15 | 15 | 15 | 15 | 15 | 5 | 17 | 17 | 17 | 17 | 17 | 17 | 10
ALT-08 | 2023-09-01 | 9 | 2023 | 2023 | SUMMER | 16 | 16 | 16 | 16 | 16 | 16 | 5 | 17 | 17 | 17 | 17 | 17 | 17 | 10
ALT-08 | 2023-10-01 | 10 | 2024 | 2023 | FALL | 18 | 18 | 18 | 18 | 18 | 18 | 5 | 18 | 18 | 18 | 18 | 18 | 18 | 10
ALT-08 | 2023-11-01 | 11 | 2024 | 2023 | FALL | 19 | 19 | 19 | 19 | 19 | 19 | 5 | 19 | 19 | 19 | 19 | 19 | 19 | 10
ALT-08 | 2023-12-01 | 12 | 2024 | 2023 | WINTER | 20 | 20 | 20 | 20 | 20 | 20 | 5 | 20 | 20 | 20 | 20 | 20 | 20 | 10
ALT-08 | 2024-01-01 | 1 | 2024 | 2024 | WINTER | 20 | 20 | 20 | 20 | 20 | 20 | 5 | 20 | 20 | 20 | 20 | 20 | 20 | 10
ALT-08 | 2024-02-01 | 2 | 2024 | 2024 | WINTER | 20 | 20 | 20 | 20 | 20 | 20 | 5 | 20 | 20 | 20 | 20 | 20 | 20 | 10
ALT-08 | 2024-03-01 | 3 | 2024 | 2024 | WINTER | 19 | 19 | 19 | 19 | 19 | 19 | 5 | 19 | 19 | 19 | 19 | 19 | 19 | 10
ALT-08 | 2024-04-01 | 4 | 2024 | 2024 | SPRING | 18 | 18 | 18 | 18 | 18 | 18 | 5 | 18 | 18 | 18 | 18 | 18 | 18 | 10
ALT-08 | 2024-05-01 | 5 | 2024 | 2024 | SPRING | 16 | 16 | 16 | 16 | 16 | 16 | 5 | 18 | 18 | 18 | 18 | 18 | 18 | 10
ALT-08 | 2024-06-01 | 6 | 2024 | 2024 | SUMMER | 15 | 15 | 15 | 15 | 15 | 15 | 5 | 17 | 17 | 17 | 17 | 17 | 17 | 10
ALT-08 | 2024-07-01 | 7 | 2024 | 2024 | SUMMER | 15 | 15 | 15 | 15 | 15 | 15 | 5 | 17 | 17 | 17 | 17 | 17 | 17 | 10
ALT-08 | 2024-08-01 | 8 | 2024 | 2024 | SUMMER | 15 | 15 | 15 | 15 | 15 | 15 | 5 | 17 | 17 | 17 | 17 | 17 | 17 | 10
ALT-08 | 2024-09-01 | 9 | 2024 | 2024 | SUMMER | 16 | 16 | 16 | 16 | 16 | 16 | 5 | 17 | 17 | 17 | 17 | 17 | 17 | 10
ALT-08 | 2024-10-01 | 10 | 2025 | 2024 | FALL | 18 | 18 | 18 | 18 | 18 | 18 | 5 | 18 | 18 | 18 | 18 | 18 | 18 | 10
ALT-08 | 2024-11-01 | 11 | 2025 | 2024 | FALL | 19 | 19 | 19 | 19 | 19 | 19 | 5 | 19 | 19 | 19 | 19 | 19 | 19 | 10
ALT-08 | 2024-12-01 | 12 | 2025 | 2024 | WINTER | 20 | 20 | 20 | 20 | 20 | 20 | 5 | 20 | 20 | 20 | 20 | 20 | 20 | 10
ALT-08 | 2025-01-01 | 1 | 2025 | 2025 | WINTER | 20 | 20 | 20 | 20 | 20 | 20 | 5 | 20 | 20 | 20 | 20 | 20 | 20 | 10
ALT-08 | 2025-02-01 | 2 | 2025 | 2025 | WINTER | 20 | 20 | 20 | 20 | 20 | 20 | 5 | 20 | 20 | 20 | 20 | 20 | 20 | 10
ALT-08 | 2025-03-01 | 3 | 2025 | 2025 | WINTER | 19 | 19 | 19 | 19 | 19 | 19 | 5 | 19 | 19 | 19 | 19 | 19 | 19 | 10
ALT-08 | 2025-04-01 | 4 | 2025 | 2025 | SPRING | 18 | 18 | 18 | 18 | 18 | 18 | 5 | 18 | 18 | 18 | 18 | 18 | 18 | 10
ALT-08 | 2025-05-01 | 5 | 2025 | 2025 | SPRING | 16 | 16 | 16 | 16 | 16 | 16 | 5 | 18 | 18 | 18 | 18 | 18 | 18 | 10
ALT-08 | 2025-06-01 | 6 | 2025 | 2025 | SUMMER | 15 | 15 | 15 | 15 | 15 | 15 | 5 | 17 | 17 | 17 | 17 | 17 | 17 | 10
ALT-08 | 2025-07-01 | 7 | 2025 | 2025 | SUMMER | 15 | 15 | 15 | 15 | 15 | 15 | 5 | 17 | 17 | 17 | 17 | 17 | 17 | 10
ALT-08 | 2025-08-01 | 8 | 2025 | 2025 | SUMMER | 15 | 15 | 15 | 15 | 15 | 15 | 5 | 17 | 17 | 17 | 17 | 17 | 17 | 10
ALT-08 | 2025-09-01 | 9 | 2025 | 2025 | SUMMER | 16 | 16 | 16 | 16 | 16 | 16 | 5 | 17 | 17 | 17 | 17 | 17 | 17 | 10
ALT-08 | 2025-10-01 | 10 | 2026 | 2025 | FALL | 18 | 18 | 18 | 18 | 18 | 18 | 5 | 18 | 18 | 18 | 18 | 18 | 18 | 10
ALT-08 | 2025-11-01 | 11 | 2026 | 2025 | FALL | 19 | 19 | 19 | 19 | 19 | 19 | 5 | 19 | 19 | 19 | 19 | 19 | 19 | 10
ALT-08 | 2025-12-01 | 12 | 2026 | 2025 | WINTER | 20 | 20 | 20 | 20 | 20 | 20 | 5 | 20 | 20 | 20 | 20 | 20 | 20 | 10
ALT-08 | 2026-01-01 | 1 | 2026 | 2026 | WINTER | 20 | 20 | 20 | 20 | 20 | 20 | 5 | 20 | 20 | 20 | 20 | 20 | 20 | 10
ALT-08 | 2026-02-01 | 2 | 2026 | 2026 | WINTER | 20 | 20 | 20 | 20 | 20 | 20 | 5 | 20 | 20 | 20 | 20 | 20 | 20 | 10
ALT-08 | 2026-03-01 | 3 | 2026 | 2026 | WINTER | 19 | 19 | 19 | 19 | 19 | 19 | 5 | 19 | 19 | 19 | 19 | 19 | 19 | 10
ALT-08 | 2026-04-01 | 4 | 2026 | 2026 | SPRING | 18 | 18 | 18 | 18 | 18 | 18 | 5 | 18 | 18 | 18 | 18 | 18 | 18 | 10
ALT-08 | 2026-05-01 | 5 | 2026 | 2026 | SPRING | 16 | 16 | 16 | 16 | 16 | 16 | 5 | 18 | 18 | 18 | 18 | 18 | 18 | 10
ALT-08 | 2026-06-01 | 6 | 2026 | 2026 | SUMMER | 15 | 15 | 15 | 15 | 15 | 15 | 5 | 17 | 17 | 17 | 17 | 17 | 17 | 10
ALT-08 | 2026-07-01 | 7 | 2026 | 2026 | SUMMER | 15 | 15 | 15 | 15 | 15 | 15 | 5 | 17 | 17 | 17 | 17 | 17 | 17 | 10
ALT-08 | 2026-08-01 | 8 | 2026 | 2026 | SUMMER | 15 | 15 | 15 | 15 | 15 | 15 | 5 | 17 | 17 | 17 | 17 | 17 | 17 | 10
ALT-08 | 2026-09-01 | 9 | 2026 | 2026 | SUMMER | 16 | 16 | 16 | 16 | 16 | 16 | 5 | 17 | 17 | 17 | 17 | 17 | 17 | 10
ALT-08 | 2026-10-01 | 10 | 2027 | 2026 | FALL | 18 | 18 | 18 | 18 | 18 | 18 | 5 | 18 | 18 | 18 | 18 | 18 | 18 | 10
ALT-08 | 2026-11-01 | 11 | 2027 | 2026 | FALL | 19 | 19 | 19 | 19 | 19 | 19 | 5 | 19 | 19 | 19 | 19 | 19 | 19 | 10
ALT-08 | 2026-12-01 | 12 | 2027 | 2026 | WINTER | 20 | 20 | 20 | 20 | 20 | 20 | 5 | 20 | 20 | 20 | 20 | 20 | 20 | 10
ALT-08 | 2027-01-01 | 1 | 2027 | 2027 | WINTER | 20 | 20 | 20 | 20 | 20 | 20 | 5 | 20 | 20 | 20 | 20 | 20 | 20 | 10
ALT-08 | 2027-02-01 | 2 | 2027 | 2027 | WINTER | 20 | 20 | 20 | 20 | 20 | 20 | 5 | 20 | 20 | 20 | 20 | 20 | 20 | 10
ALT-08 | 2027-03-01 | 3 | 2027 | 2027 | WINTER | 19 | 19 | 19 | 19 | 19 | 19 | 5 | 19 | 19 | 19 | 19 | 19 | 19 | 10
ALT-08 | 2027-04-01 | 4 | 2027 | 2027 | SPRING | 18 | 18 | 18 | 18 | 18 | 18 | 5 | 18 | 18 | 18 | 18 | 18 | 18 | 10
ALT-08 | 2027-05-01 | 5 | 2027 | 2027 | SPRING | 16 | 16 | 16 | 16 | 16 | 16 | 5 | 18 | 18 | 18 | 18 | 18 | 18 | 10
ALT-08 | 2027-06-01 | 6 | 2027 | 2027 | SUMMER | 15 | 15 | 15 | 15 | 15 | 15 | 5 | 17 | 17 | 17 | 17 | 17 | 17 | 10
ALT-08 | 2027-07-01 | 7 | 2027 | 2027 | SUMMER | 15 | 15 | 15 | 15 | 15 | 15 | 5 | 17 | 17 | 17 | 17 | 17 | 17 | 10
ALT-08 | 2027-08-01 | 8 | 2027 | 2027 | SUMMER | 15 | 15 | 15 | 15 | 15 | 15 | 5 | 17 | 17 | 17 | 17 | 17 | 17 | 10
ALT-08 | 2027-09-01 | 9 | 2027 | 2027 | SUMMER | 16 | 16 | 16 | 16 | 16 | 16 | 5 | 17 | 17 | 17 | 17 | 17 | 17 | 10
ALT-08 | 2027-10-01 | 10 | 2028 | 2027 | FALL | 18 | 18 | 18 | 18 | 18 | 18 | 5 | 18 | 18 | 18 | 18 | 18 | 18 | 10
ALT-08 | 2027-11-01 | 11 | 2028 | 2027 | FALL | 19 | 19 | 19 | 19 | 19 | 19 | 5 | 19 | 19 | 19 | 19 | 19 | 19 | 10
ALT-08 | 2027-12-01 | 12 | 2028 | 2027 | WINTER | 20 | 20 | 20 | 20 | 20 | 20 | 5 | 20 | 20 | 20 | 20 | 20 | 20 | 10
ALT-08 | 2028-01-01 | 1 | 2028 | 2028 | WINTER | 20 | 20 | 20 | 20 | 20 | 20 | 5 | 20 | 20 | 20 | 20 | 20 | 20 | 10
ALT-08 | 2028-02-01 | 2 | 2028 | 2028 | WINTER | 20 | 20 | 20 | 20 | 20 | 20 | 5 | 20 | 20 | 20 | 20 | 20 | 20 | 10
ALT-08 | 2028-03-01 | 3 | 2028 | 2028 | WINTER | 19 | 19 | 19 | 19 | 19 | 19 | 5 | 19 | 19 | 19 | 19 | 19 | 19 | 10
ALT-08 | 2028-04-01 | 4 | 2028 | 2028 | SPRING | 18 | 18 | 18 | 18 | 18 | 18 | 5 | 18 | 18 | 18 | 18 | 18 | 18 | 10
ALT-08 | 2028-05-01 | 5 | 2028 | 2028 | SPRING | 16 | 16 | 16 | 16 | 16 | 16 | 5 | 18 | 18 | 18 | 18 | 18 | 18 | 10
ALT-08 | 2028-06-01 | 6 | 2028 | 2028 | SUMMER | 15 | 15 | 15 | 15 | 15 | 15 | 5 | 17 | 17 | 17 | 17 | 17 | 17 | 10
ALT-08 | 2028-07-01 | 7 | 2028 | 2028 | SUMMER | 15 | 15 | 15 | 15 | 15 | 15 | 5 | 17 | 17 | 17 | 17 | 17 | 17 | 10
ALT-08 | 2028-08-01 | 8 | 2028 | 2028 | SUMMER | 15 | 15 | 15 | 15 | 15 | 15 | 5 | 17 | 17 | 17 | 17 | 17 | 17 | 10
ALT-08 | 2028-09-01 | 9 | 2028 | 2028 | SUMMER | 16 | 16 | 16 | 16 | 16 | 16 | 5 | 17 | 17 | 17 | 17 | 17 | 17 | 10
ALT-08 | 2028-10-01 | 10 | 2029 | 2028 | FALL | 18 | 18 | 18 | 18 | 18 | 18 | 5 | 18 | 18 | 18 | 18 | 18 | 18 | 10
ALT-08 | 2028-11-01 | 11 | 2029 | 2028 | FALL | 19 | 19 | 19 | 19 | 19 | 19 | 5 | 19 | 19 | 19 | 19 | 19 | 19 | 10
ALT-08 | 2028-12-01 | 12 | 2029 | 2028 | WINTER | 20 | 20 | 20 | 20 | 20 | 20 | 5 | 20 | 20 | 20 | 20 | 20 | 20 | 10
ALT-08 | 2029-01-01 | 1 | 2029 | 2029 | WINTER | 20 | 20 | 20 | 20 | 20 | 20 | 5 | 20 | 20 | 20 | 20 | 20 | 20 | 10
ALT-08 | 2029-02-01 | 2 | 2029 | 2029 | WINTER | 20 | 20 | 20 | 20 | 20 | 20 | 5 | 20 | 20 | 20 | 20 | 20 | 20 | 10
ALT-08 | 2029-03-01 | 3 | 2029 | 2029 | WINTER | 19 | 19 | 19 | 19 | 19 | 19 | 5 | 19 | 19 | 19 | 19 | 19 | 19 | 10
ALT-08 | 2029-04-01 | 4 | 2029 | 2029 | SPRING | 18 | 18 | 18 | 18 | 18 | 18 | 5 | 18 | 18 | 18 | 18 | 18 | 18 | 10
ALT-08 | 2029-05-01 | 5 | 2029 | 2029 | SPRING | 16 | 16 | 16 | 16 | 16 | 16 | 5 | 18 | 18 | 18 | 18 | 18 | 18 | 10
ALT-08 | 2029-06-01 | 6 | 2029 | 2029 | SUMMER | 15 | 15 | 15 | 15 | 15 | 15 | 5 | 17 | 17 | 17 | 17 | 17 | 17 | 10
ALT-08 | 2029-07-01 | 7 | 2029 | 2029 | SUMMER | 15 | 15 | 15 | 15 | 15 | 15 | 5 | 17 | 17 | 17 | 17 | 17 | 17 | 10
ALT-08 | 2029-08-01 | 8 | 2029 | 2029 | SUMMER | 15 | 15 | 15 | 15 | 15 | 15 | 5 | 17 | 17 | 17 | 17 | 17 | 17 | 10
ALT-08 | 2029-09-01 | 9 | 2029 | 2029 | SUMMER | 16 | 16 | 16 | 16 | 16 | 16 | 5 | 17 | 17 | 17 | 17 | 17 | 17 | 10
ALT-08 | 2029-10-01 | 10 | 2030 | 2029 | FALL | 18 | 18 | 18 | 18 | 18 | 18 | 5 | 18 | 18 | 18 | 18 | 18 | 18 | 10
ALT-08 | 2029-11-01 | 11 | 2030 | 2029 | FALL | 19 | 19 | 19 | 19 | 19 | 19 | 5 | 19 | 19 | 19 | 19 | 19 | 19 | 10
ALT-08 | 2029-12-01 | 12 | 2030 | 2029 | WINTER | 20 | 20 | 20 | 20 | 20 | 20 | 5 | 20 | 20 | 20 | 20 | 20 | 20 | 10
ALT-08 | 2030-01-01 | 1 | 2030 | 2030 | WINTER | 20 | 20 | 20 | 20 | 20 | 20 | 5 | 20 | 20 | 20 | 20 | 20 | 20 | 10
ALT-08 | 2030-02-01 | 2 | 2030 | 2030 | WINTER | 20 | 20 | 20 | 20 | 20 | 20 | 5 | 20 | 20 | 20 | 20 | 20 | 20 | 10
ALT-08 | 2030-03-01 | 3 | 2030 | 2030 | WINTER | 19 | 19 | 19 | 19 | 19 | 19 | 5 | 19 | 19 | 19 | 19 | 19 | 19 | 10
ALT-08 | 2030-04-01 | 4 | 2030 | 2030 | SPRING | 18 | 18 | 18 | 18 | 18 | 18 | 5 | 18 | 18 | 18 | 18 | 18 | 18 | 10
ALT-08 | 2030-05-01 | 5 | 2030 | 2030 | SPRING | 16 | 16 | 16 | 16 | 16 | 16 | 5 | 18 | 18 | 18 | 18 | 18 | 18 | 10
ALT-08 | 2030-06-01 | 6 | 2030 | 2030 | SUMMER | 15 | 15 | 15 | 15 | 15 | 15 | 5 | 17 | 17 | 17 | 17 | 17 | 17 | 10
ALT-08 | 2030-07-01 | 7 | 2030 | 2030 | SUMMER | 15 | 15 | 15 | 15 | 15 | 15 | 5 | 17 | 17 | 17 | 17 | 17 | 17 | 10
ALT-08 | 2030-08-01 | 8 | 2030 | 2030 | SUMMER | 15 | 15 | 15 | 15 | 15 | 15 | 5 | 17 | 17 | 17 | 17 | 17 | 17 | 10
ALT-08 | 2030-09-01 | 9 | 2030 | 2030 | SUMMER | 16 | 16 | 16 | 16 | 16 | 16 | 5 | 17 | 17 | 17 | 17 | 17 | 17 | 10
ALT-08 | 2030-10-01 | 10 | 2031 | 2030 | FALL | 18 | 18 | 18 | 18 | 18 | 18 | 5 | 18 | 18 | 18 | 18 | 18 | 18 | 10
ALT-08 | 2030-11-01 | 11 | 2031 | 2030 | FALL | 19 | 19 | 19 | 19 | 19 | 19 | 5 | 19 | 19 | 19 | 19 | 19 | 19 | 10
ALT-08 | 2030-12-01 | 12 | 2031 | 2030 | WINTER | 20 | 20 | 20 | 20 | 20 | 20 | 5 | 20 | 20 | 20 | 20 | 20 | 20 | 10
ALT-08 | 2031-01-01 | 1 | 2031 | 2031 | WINTER | 20 | 20 | 20 | 20 | 20 | 20 | 5 | 20 | 20 | 20 | 20 | 20 | 20 | 10
ALT-08 | 2031-02-01 | 2 | 2031 | 2031 | WINTER | 20 | 20 | 20 | 20 | 20 | 20 | 5 | 20 | 20 | 20 | 20 | 20 | 20 | 10
ALT-08 | 2031-03-01 | 3 | 2031 | 2031 | WINTER | 19 | 19 | 19 | 19 | 19 | 19 | 5 | 19 | 19 | 19 | 19 | 19 | 19 | 10
ALT-08 | 2031-04-01 | 4 | 2031 | 2031 | SPRING | 18 | 18 | 18 | 18 | 18 | 18 | 5 | 18 | 18 | 18 | 18 | 18 | 18 | 10
ALT-08 | 2031-05-01 | 5 | 2031 | 2031 | SPRING | 16 | 16 | 16 | 16 | 16 | 16 | 5 | 18 | 18 | 18 | 18 | 18 | 18 | 10
ALT-08 | 2031-06-01 | 6 | 2031 | 2031 | SUMMER | 15 | 15 | 15 | 15 | 15 | 15 | 5 | 17 | 17 | 17 | 17 | 17 | 17 | 10
ALT-08 | 2031-07-01 | 7 | 2031 | 2031 | SUMMER | 15 | 15 | 15 | 15 | 15 | 15 | 5 | 17 | 17 | 17 | 17 | 17 | 17 | 10
ALT-08 | 2031-08-01 | 8 | 2031 | 2031 | SUMMER | 15 | 15 | 15 | 15 | 15 | 15 | 5 | 17 | 17 | 17 | 17 | 17 | 17 | 10
ALT-08 | 2031-09-01 | 9 | 2031 | 2031 | SUMMER | 16 | 16 | 16 | 16 | 16 | 16 | 5 | 17 | 17 | 17 | 17 | 17 | 17 | 10
ALT-08 | 2031-10-01 | 10 | 2032 | 2031 | FALL | 18 | 18 | 18 | 18 | 18 | 18 | 5 | 18 | 18 | 18 | 18 | 18 | 18 | 10
ALT-08 | 2031-11-01 | 11 | 2032 | 2031 | FALL | 19 | 19 | 19 | 19 | 19 | 19 | 5 | 19 | 19 | 19 | 19 | 19 | 19 | 10
ALT-08 | 2031-12-01 | 12 | 2032 | 2031 | WINTER | 20 | 20 | 20 | 20 | 20 | 20 | 5 | 20 | 20 | 20 | 20 | 20 | 20 | 10
ALT-08 | 2032-01-01 | 1 | 2032 | 2032 | WINTER | 20 | 20 | 20 | 20 | 20 | 20 | 5 | 20 | 20 | 20 | 20 | 20 | 20 | 10
ALT-08 | 2032-02-01 | 2 | 2032 | 2032 | WINTER | 20 | 20 | 20 | 20 | 20 | 20 | 5 | 20 | 20 | 20 | 20 | 20 | 20 | 10
ALT-08 | 2032-03-01 | 3 | 2032 | 2032 | WINTER | 19 | 19 | 19 | 19 | 19 | 19 | 5 | 19 | 19 | 19 | 19 | 19 | 19 | 10
ALT-08 | 2032-04-01 | 4 | 2032 | 2032 | SPRING | 18 | 18 | 18 | 18 | 18 | 18 | 5 | 18 | 18 | 18 | 18 | 18 | 18 | 10
ALT-08 | 2032-05-01 | 5 | 2032 | 2032 | SPRING | 16 | 16 | 16 | 16 | 16 | 16 | 5 | 18 | 18 | 18 | 18 | 18 | 18 | 10
ALT-08 | 2032-06-01 | 6 | 2032 | 2032 | SUMMER | 15 | 15 | 15 | 15 | 15 | 15 | 5 | 17 | 17 | 17 | 17 | 17 | 17 | 10
ALT-08 | 2032-07-01 | 7 | 2032 | 2032 | SUMMER | 15 | 15 | 15 | 15 | 15 | 15 | 5 | 17 | 17 | 17 | 17 | 17 | 17 | 10
ALT-08 | 2032-08-01 | 8 | 2032 | 2032 | SUMMER | 15 | 15 | 15 | 15 | 15 | 15 | 5 | 17 | 17 | 17 | 17 | 17 | 17 | 10
ALT-08 | 2032-09-01 | 9 | 2032 | 2032 | SUMMER | 16 | 16 | 16 | 16 | 16 | 16 | 5 | 17 | 17 | 17 | 17 | 17 | 17 | 10
ALT-08 | 2032-10-01 | 10 | 2033 | 2032 | FALL | 18 | 18 | 18 | 18 | 18 | 18 | 5 | 18 | 18 | 18 | 18 | 18 | 18 | 10
ALT-08 | 2032-11-01 | 11 | 2033 | 2032 | FALL | 19 | 19 | 19 | 19 | 19 | 19 | 5 | 19 | 19 | 19 | 19 | 19 | 19 | 10
ALT-08 | 2032-12-01 | 12 | 2033 | 2032 | WINTER | 20 | 20 | 20 | 20 | 20 | 20 | 5 | 20 | 20 | 20 | 20 | 20 | 20 | 10
ALT-08 | 2033-01-01 | 1 | 2033 | 2033 | WINTER | 20 | 20 | 20 | 20 | 20 | 20 | 5 | 20 | 20 | 20 | 20 | 20 | 20 | 10
ALT-08 | 2033-02-01 | 2 | 2033 | 2033 | WINTER | 20 | 20 | 20 | 20 | 20 | 20 | 5 | 20 | 20 | 20 | 20 | 20 | 20 | 10
ALT-08 | 2033-03-01 | 3 | 2033 | 2033 | WINTER | 19 | 19 | 19 | 19 | 19 | 19 | 5 | 19 | 19 | 19 | 19 | 19 | 19 | 10
ALT-08 | 2033-04-01 | 4 | 2033 | 2033 | SPRING | 18 | 18 | 18 | 18 | 18 | 18 | 5 | 18 | 18 | 18 | 18 | 18 | 18 | 10
ALT-08 | 2033-05-01 | 5 | 2033 | 2033 | SPRING | 16 | 16 | 16 | 16 | 16 | 16 | 5 | 18 | 18 | 18 | 18 | 18 | 18 | 10
ALT-08 | 2033-06-01 | 6 | 2033 | 2033 | SUMMER | 15 | 15 | 15 | 15 | 15 | 15 | 5 | 17 | 17 | 17 | 17 | 17 | 17 | 10
ALT-08 | 2033-07-01 | 7 | 2033 | 2033 | SUMMER | 15 | 15 | 15 | 15 | 15 | 15 | 5 | 17 | 17 | 17 | 17 | 17 | 17 | 10
ALT-08 | 2033-08-01 | 8 | 2033 | 2033 | SUMMER | 15 | 15 | 15 | 15 | 15 | 15 | 5 | 17 | 17 | 17 | 17 | 17 | 17 | 10
ALT-08 | 2033-09-01 | 9 | 2033 | 2033 | SUMMER | 16 | 16 | 16 | 16 | 16 | 16 | 5 | 17 | 17 | 17 | 17 | 17 | 17 | 10
ALT-08 | 2033-10-01 | 10 | 2034 | 2033 | FALL | 18 | 18 | 18 | 18 | 18 | 18 | 5 | 18 | 18 | 18 | 18 | 18 | 18 | 10
ALT-08 | 2033-11-01 | 11 | 2034 | 2033 | FALL | 19 | 19 | 19 | 19 | 19 | 19 | 5 | 19 | 19 | 19 | 19 | 19 | 19 | 10
ALT-08 | 2033-12-01 | 12 | 2034 | 2033 | WINTER | 20 | 20 | 20 | 20 | 20 | 20 | 5 | 20 | 20 | 20 | 20 | 20 | 20 | 10
ALT-08 | 2034-01-01 | 1 | 2034 | 2034 | WINTER | 20 | 20 | 20 | 20 | 20 | 20 | 5 | 20 | 20 | 20 | 20 | 20 | 20 | 10
ALT-08 | 2034-02-01 | 2 | 2034 | 2034 | WINTER | 20 | 20 | 20 | 20 | 20 | 20 | 5 | 20 | 20 | 20 | 20 | 20 | 20 | 10
ALT-08 | 2034-03-01 | 3 | 2034 | 2034 | WINTER | 19 | 19 | 19 | 19 | 19 | 19 | 5 | 19 | 19 | 19 | 19 | 19 | 19 | 10
ALT-08 | 2034-04-01 | 4 | 2034 | 2034 | SPRING | 18 | 18 | 18 | 18 | 18 | 18 | 5 | 18 | 18 | 18 | 18 | 18 | 18 | 10
ALT-08 | 2034-05-01 | 5 | 2034 | 2034 | SPRING | 16 | 16 | 16 | 16 | 16 | 16 | 5 | 18 | 18 | 18 | 18 | 18 | 18 | 10
ALT-08 | 2034-06-01 | 6 | 2034 | 2034 | SUMMER | 15 | 15 | 15 | 15 | 15 | 15 | 5 | 17 | 17 | 17 | 17 | 17 | 17 | 10
ALT-08 | 2034-07-01 | 7 | 2034 | 2034 | SUMMER | 15 | 15 | 15 | 15 | 15 | 15 | 5 | 17 | 17 | 17 | 17 | 17 | 17 | 10
ALT-08 | 2034-08-01 | 8 | 2034 | 2034 | SUMMER | 15 | 15 | 15 | 15 | 15 | 15 | 5 | 17 | 17 | 17 | 17 | 17 | 17 | 10
ALT-08 | 2034-09-01 | 9 | 2034 | 2034 | SUMMER | 16 | 16 | 16 | 16 | 16 | 16 | 5 | 17 | 17 | 17 | 17 | 17 | 17 | 10
ALT-08 | 2034-10-01 | 10 | 2035 | 2034 | FALL | 18 | 18 | 18 | 18 | 18 | 18 | 5 | 18 | 18 | 18 | 18 | 18 | 18 | 10
ALT-08 | 2034-11-01 | 11 | 2035 | 2034 | FALL | 19 | 19 | 19 | 19 | 19 | 19 | 5 | 19 | 19 | 19 | 19 | 19 | 19 | 10
ALT-08 | 2034-12-01 | 12 | 2035 | 2034 | WINTER | 20 | 20 | 20 | 20 | 20 | 20 | 5 | 20 | 20 | 20 | 20 | 20 | 20 | 10
ALT-08 | 2035-01-01 | 1 | 2035 | 2035 | WINTER | 20 | 20 | 20 | 20 | 20 | 20 | 5 | 20 | 20 | 20 | 20 | 20 | 20 | 10
ALT-08 | 2035-02-01 | 2 | 2035 | 2035 | WINTER | 20 | 20 | 20 | 20 | 20 | 20 | 5 | 20 | 20 | 20 | 20 | 20 | 20 | 10
ALT-08 | 2035-03-01 | 3 | 2035 | 2035 | WINTER | 19 | 19 | 19 | 19 | 19 | 19 | 5 | 19 | 19 | 19 | 19 | 19 | 19 | 10
ALT-08 | 2035-04-01 | 4 | 2035 | 2035 | SPRING | 18 | 18 | 18 | 18 | 18 | 18 | 5 | 18 | 18 | 18 | 18 | 18 | 18 | 10
ALT-08 | 2035-05-01 | 5 | 2035 | 2035 | SPRING | 16 | 16 | 16 | 16 | 16 | 16 | 5 | 18 | 18 | 18 | 18 | 18 | 18 | 10
ALT-08 | 2035-06-01 | 6 | 2035 | 2035 | SUMMER | 15 | 15 | 15 | 15 | 15 | 15 | 5 | 17 | 17 | 17 | 17 | 17 | 17 | 10
ALT-08 | 2035-07-01 | 7 | 2035 | 2035 | SUMMER | 15 | 15 | 15 | 15 | 15 | 15 | 5 | 17 | 17 | 17 | 17 | 17 | 17 | 10
ALT-08 | 2035-08-01 | 8 | 2035 | 2035 | SUMMER | 15 | 15 | 15 | 15 | 15 | 15 | 5 | 17 | 17 | 17 | 17 | 17 | 17 | 10
ALT-08 | 2035-09-01 | 9 | 2035 | 2035 | SUMMER | 16 | 16 | 16 | 16 | 16 | 16 | 5 | 17 | 17 | 17 | 17 | 17 | 17 | 10
ALT-08 | 2035-10-01 | 10 | 2036 | 2035 | FALL | 18 | 18 | 18 | 18 | 18 | 18 | 5 | 18 | 18 | 18 | 18 | 18 | 18 | 10
ALT-08 | 2035-11-01 | 11 | 2036 | 2035 | FALL | 19 | 19 | 19 | 19 | 19 | 19 | 5 | 19 | 19 | 19 | 19 | 19 | 19 | 10
ALT-08 | 2035-12-01 | 12 | 2036 | 2035 | WINTER | 20 | 20 | 20 | 20 | 20 | 20 | 5 | 20 | 20 | 20 | 20 | 20 | 20 | 10
ALT-08 | 2036-01-01 | 1 | 2036 | 2036 | WINTER | 20 | 20 | 20 | 20 | 20 | 20 | 5 | 20 | 20 | 20 | 20 | 20 | 20 | 10
ALT-08 | 2036-02-01 | 2 | 2036 | 2036 | WINTER | 20 | 20 | 20 | 20 | 20 | 20 | 5 | 20 | 20 | 20 | 20 | 20 | 20 | 10
ALT-08 | 2036-03-01 | 3 | 2036 | 2036 | WINTER | 19 | 19 | 19 | 19 | 19 | 19 | 5 | 19 | 19 | 19 | 19 | 19 | 19 | 10
ALT-08 | 2036-04-01 | 4 | 2036 | 2036 | SPRING | 18 | 18 | 18 | 18 | 18 | 18 | 5 | 18 | 18 | 18 | 18 | 18 | 18 | 10
ALT-08 | 2036-05-01 | 5 | 2036 | 2036 | SPRING | 16 | 16 | 16 | 16 | 16 | 16 | 5 | 18 | 18 | 18 | 18 | 18 | 18 | 10
ALT-08 | 2036-06-01 | 6 | 2036 | 2036 | SUMMER | 15 | 15 | 15 | 15 | 15 | 15 | 5 | 17 | 17 | 17 | 17 | 17 | 17 | 10
ALT-08 | 2036-07-01 | 7 | 2036 | 2036 | SUMMER | 15 | 15 | 15 | 15 | 15 | 15 | 5 | 17 | 17 | 17 | 17 | 17 | 17 | 10
ALT-08 | 2036-08-01 | 8 | 2036 | 2036 | SUMMER | 15 | 15 | 15 | 15 | 15 | 15 | 5 | 17 | 17 | 17 | 17 | 17 | 17 | 10
ALT-08 | 2036-09-01 | 9 | 2036 | 2036 | SUMMER | 16 | 16 | 16 | 16 | 16 | 16 | 5 | 17 | 17 | 17 | 17 | 17 | 17 | 10
ALT-08 | 2036-10-01 | 10 | 2037 | 2036 | FALL | 18 | 18 | 18 | 18 | 18 | 18 | 5 | 18 | 18 | 18 | 18 | 18 | 18 | 10
ALT-08 | 2036-11-01 | 11 | 2037 | 2036 | FALL | 19 | 19 | 19 | 19 | 19 | 19 | 5 | 19 | 19 | 19 | 19 | 19 | 19 | 10
ALT-08 | 2036-12-01 | 12 | 2037 | 2036 | WINTER | 20 | 20 | 20 | 20 | 20 | 20 | 5 | 20 | 20 | 20 | 20 | 20 | 20 | 10
ALT-08 | 2037-01-01 | 1 | 2037 | 2037 | WINTER | 20 | 20 | 20 | 20 | 20 | 20 | 5 | 20 | 20 | 20 | 20 | 20 | 20 | 10
ALT-08 | 2037-02-01 | 2 | 2037 | 2037 | WINTER | 20 | 20 | 20 | 20 | 20 | 20 | 5 | 20 | 20 | 20 | 20 | 20 | 20 | 10
ALT-08 | 2037-03-01 | 3 | 2037 | 2037 | WINTER | 19 | 19 | 19 | 19 | 19 | 19 | 5 | 19 | 19 | 19 | 19 | 19 | 19 | 10
ALT-08 | 2037-04-01 | 4 | 2037 | 2037 | SPRING | 18 | 18 | 18 | 18 | 18 | 18 | 5 | 18 | 18 | 18 | 18 | 18 | 18 | 10
ALT-08 | 2037-05-01 | 5 | 2037 | 2037 | SPRING | 16 | 16 | 16 | 16 | 16 | 16 | 5 | 18 | 18 | 18 | 18 | 18 | 18 | 10
ALT-08 | 2037-06-01 | 6 | 2037 | 2037 | SUMMER | 15 | 15 | 15 | 15 | 15 | 15 | 5 | 17 | 17 | 17 | 17 | 17 | 17 | 10
ALT-08 | 2037-07-01 | 7 | 2037 | 2037 | SUMMER | 15 | 15 | 15 | 15 | 15 | 15 | 5 | 17 | 17 | 17 | 17 | 17 | 17 | 10
ALT-08 | 2037-08-01 | 8 | 2037 | 2037 | SUMMER | 15 | 15 | 15 | 15 | 15 | 15 | 5 | 17 | 17 | 17 | 17 | 17 | 17 | 10
ALT-08 | 2037-09-01 | 9 | 2037 | 2037 | SUMMER | 16 | 16 | 16 | 16 | 16 | 16 | 5 | 17 | 17 | 17 | 17 | 17 | 17 | 10
ALT-08 | 2037-10-01 | 10 | 2038 | 2037 | FALL | 18 | 18 | 18 | 18 | 18 | 18 | 5 | 18 | 18 | 18 | 18 | 18 | 18 | 10
ALT-08 | 2037-11-01 | 11 | 2038 | 2037 | FALL | 19 | 19 | 19 | 19 | 19 | 19 | 5 | 19 | 19 | 19 | 19 | 19 | 19 | 10
ALT-08 | 2037-12-01 | 12 | 2038 | 2037 | WINTER | 20 | 20 | 20 | 20 | 20 | 20 | 5 | 20 | 20 | 20 | 20 | 20 | 20 | 10
ALT-08 | 2038-01-01 | 1 | 2038 | 2038 | WINTER | 20 | 20 | 20 | 20 | 20 | 20 | 5 | 20 | 20 | 20 | 20 | 20 | 20 | 10
ALT-08 | 2038-02-01 | 2 | 2038 | 2038 | WINTER | 20 | 20 | 20 | 20 | 20 | 20 | 5 | 20 | 20 | 20 | 20 | 20 | 20 | 10
ALT-08 | 2038-03-01 | 3 | 2038 | 2038 | WINTER | 19 | 19 | 19 | 19 | 19 | 19 | 5 | 19 | 19 | 19 | 19 | 19 | 19 | 10
ALT-08 | 2038-04-01 | 4 | 2038 | 2038 | SPRING | 18 | 18 | 18 | 18 | 18 | 18 | 5 | 18 | 18 | 18 | 18 | 18 | 18 | 10
ALT-08 | 2038-05-01 | 5 | 2038 | 2038 | SPRING | 16 | 16 | 16 | 16 | 16 | 16 | 5 | 18 | 18 | 18 | 18 | 18 | 18 | 10
ALT-08 | 2038-06-01 | 6 | 2038 | 2038 | SUMMER | 15 | 15 | 15 | 15 | 15 | 15 | 5 | 17 | 17 | 17 | 17 | 17 | 17 | 10
ALT-08 | 2038-07-01 | 7 | 2038 | 2038 | SUMMER | 15 | 15 | 15 | 15 | 15 | 15 | 5 | 17 | 17 | 17 | 17 | 17 | 17 | 10
ALT-08 | 2038-08-01 | 8 | 2038 | 2038 | SUMMER | 15 | 15 | 15 | 15 | 15 | 15 | 5 | 17 | 17 | 17 | 17 | 17 | 17 | 10
ALT-08 | 2038-09-01 | 9 | 2038 | 2038 | SUMMER | 16 | 16 | 16 | 16 | 16 | 16 | 5 | 17 | 17 | 17 | 17 | 17 | 17 | 10
ALT-08 | 2038-10-01 | 10 | 2039 | 2038 | FALL | 18 | 18 | 18 | 18 | 18 | 18 | 5 | 18 | 18 | 18 | 18 | 18 | 18 | 10
ALT-08 | 2038-11-01 | 11 | 2039 | 2038 | FALL | 19 | 19 | 19 | 19 | 19 | 19 | 5 | 19 | 19 | 19 | 19 | 19 | 19 | 10
ALT-08 | 2038-12-01 | 12 | 2039 | 2038 | WINTER | 20 | 20 | 20 | 20 | 20 | 20 | 5 | 20 | 20 | 20 | 20 | 20 | 20 | 10
ALT-08 | 2039-01-01 | 1 | 2039 | 2039 | WINTER | 20 | 20 | 20 | 20 | 20 | 20 | 5 | 20 | 20 | 20 | 20 | 20 | 20 | 10
ALT-08 | 2039-02-01 | 2 | 2039 | 2039 | WINTER | 20 | 20 | 20 | 20 | 20 | 20 | 5 | 20 | 20 | 20 | 20 | 20 | 20 | 10
ALT-08 | 2039-03-01 | 3 | 2039 | 2039 | WINTER | 19 | 19 | 19 | 19 | 19 | 19 | 5 | 19 | 19 | 19 | 19 | 19 | 19 | 10
ALT-08 | 2039-04-01 | 4 | 2039 | 2039 | SPRING | 18 | 18 | 18 | 18 | 18 | 18 | 5 | 18 | 18 | 18 | 18 | 18 | 18 | 10
ALT-08 | 2039-05-01 | 5 | 2039 | 2039 | SPRING | 16 | 16 | 16 | 16 | 16 | 16 | 5 | 18 | 18 | 18 | 18 | 18 | 18 | 10
ALT-08 | 2039-06-01 | 6 | 2039 | 2039 | SUMMER | 15 | 15 | 15 | 15 | 15 | 15 | 5 | 17 | 17 | 17 | 17 | 17 | 17 | 10
ALT-08 | 2039-07-01 | 7 | 2039 | 2039 | SUMMER | 15 | 15 | 15 | 15 | 15 | 15 | 5 | 17 | 17 | 17 | 17 | 17 | 17 | 10
ALT-08 | 2039-08-01 | 8 | 2039 | 2039 | SUMMER | 15 | 15 | 15 | 15 | 15 | 15 | 5 | 17 | 17 | 17 | 17 | 17 | 17 | 10
ALT-08 | 2039-09-01 | 9 | 2039 | 2039 | SUMMER | 16 | 16 | 16 | 16 | 16 | 16 | 5 | 17 | 17 | 17 | 17 | 17 | 17 | 10
ALT-08 | 2039-10-01 | 10 | 2040 | 2039 | FALL | 18 | 18 | 18 | 18 | 18 | 18 | 5 | 18 | 18 | 18 | 18 | 18 | 18 | 10
ALT-08 | 2039-11-01 | 11 | 2040 | 2039 | FALL | 19 | 19 | 19 | 19 | 19 | 19 | 5 | 19 | 19 | 19 | 19 | 19 | 19 | 10
ALT-08 | 2039-12-01 | 12 | 2040 | 2039 | WINTER | 20 | 20 | 20 | 20 | 20 | 20 | 5 | 20 | 20 | 20 | 20 | 20 | 20 | 10
ALT-08 | 2040-01-01 | 1 | 2040 | 2040 | WINTER | 20 | 20 | 20 | 20 | 20 | 20 | 5 | 20 | 20 | 20 | 20 | 20 | 20 | 10
ALT-08 | 2040-02-01 | 2 | 2040 | 2040 | WINTER | 20 | 20 | 20 | 20 | 20 | 20 | 5 | 20 | 20 | 20 | 20 | 20 | 20 | 10
ALT-08 | 2040-03-01 | 3 | 2040 | 2040 | WINTER | 19 | 19 | 19 | 19 | 19 | 19 | 5 | 19 | 19 | 19 | 19 | 19 | 19 | 10
ALT-08 | 2040-04-01 | 4 | 2040 | 2040 | SPRING | 18 | 18 | 18 | 18 | 18 | 18 | 5 | 18 | 18 | 18 | 18 | 18 | 18 | 10
ALT-08 | 2040-05-01 | 5 | 2040 | 2040 | SPRING | 16 | 16 | 16 | 16 | 16 | 16 | 5 | 18 | 18 | 18 | 18 | 18 | 18 | 10
ALT-08 | 2040-06-01 | 6 | 2040 | 2040 | SUMMER | 15 | 15 | 15 | 15 | 15 | 15 | 5 | 17 | 17 | 17 | 17 | 17 | 17 | 10
ALT-08 | 2040-07-01 | 7 | 2040 | 2040 | SUMMER | 15 | 15 | 15 | 15 | 15 | 15 | 5 | 17 | 17 | 17 | 17 | 17 | 17 | 10
ALT-08 | 2040-08-01 | 8 | 2040 | 2040 | SUMMER | 15 | 15 | 15 | 15 | 15 | 15 | 5 | 17 | 17 | 17 | 17 | 17 | 17 | 10
ALT-08 | 2040-09-01 | 9 | 2040 | 2040 | SUMMER | 16 | 16 | 16 | 16 | 16 | 16 | 5 | 17 | 17 | 17 | 17 | 17 | 17 | 10
ALT-08 | 2040-10-01 | 10 | 2041 | 2040 | FALL | 18 | 18 | 18 | 18 | 18 | 18 | 5 | 18 | 18 | 18 | 18 | 18 | 18 | 10
ALT-08 | 2040-11-01 | 11 | 2041 | 2040 | FALL | 19 | 19 | 19 | 19 | 19 | 19 | 5 | 19 | 19 | 19 | 19 | 19 | 19 | 10
ALT-08 | 2040-12-01 | 12 | 2041 | 2040 | WINTER | 20 | 20 | 20 | 20 | 20 | 20 | 5 | 20 | 20 | 20 | 20 | 20 | 20 | 10
ALT-08 | 2041-01-01 | 1 | 2041 | 2041 | WINTER | 20 | 20 | 20 | 20 | 20 | 20 | 5 | 20 | 20 | 20 | 20 | 20 | 20 | 10
ALT-08 | 2041-02-01 | 2 | 2041 | 2041 | WINTER | 20 | 20 | 20 | 20 | 20 | 20 | 5 | 20 | 20 | 20 | 20 | 20 | 20 | 10
ALT-08 | 2041-03-01 | 3 | 2041 | 2041 | WINTER | 19 | 19 | 19 | 19 | 19 | 19 | 5 | 19 | 19 | 19 | 19 | 19 | 19 | 10
ALT-08 | 2041-04-01 | 4 | 2041 | 2041 | SPRING | 18 | 18 | 18 | 18 | 18 | 18 | 5 | 18 | 18 | 18 | 18 | 18 | 18 | 10
ALT-08 | 2041-05-01 | 5 | 2041 | 2041 | SPRING | 16 | 16 | 16 | 16 | 16 | 16 | 5 | 18 | 18 | 18 | 18 | 18 | 18 | 10
ALT-08 | 2041-06-01 | 6 | 2041 | 2041 | SUMMER | 15 | 15 | 15 | 15 | 15 | 15 | 5 | 17 | 17 | 17 | 17 | 17 | 17 | 10
ALT-08 | 2041-07-01 | 7 | 2041 | 2041 | SUMMER | 15 | 15 | 15 | 15 | 15 | 15 | 5 | 17 | 17 | 17 | 17 | 17 | 17 | 10
ALT-08 | 2041-08-01 | 8 | 2041 | 2041 | SUMMER | 15 | 15 | 15 | 15 | 15 | 15 | 5 | 17 | 17 | 17 | 17 | 17 | 17 | 10
ALT-08 | 2041-09-01 | 9 | 2041 | 2041 | SUMMER | 16 | 16 | 16 | 16 | 16 | 16 | 5 | 17 | 17 | 17 | 17 | 17 | 17 | 10
ALT-08 | 2041-10-01 | 10 | 2042 | 2041 | FALL | 18 | 18 | 18 | 18 | 18 | 18 | 5 | 18 | 18 | 18 | 18 | 18 | 18 | 10
ALT-08 | 2041-11-01 | 11 | 2042 | 2041 | FALL | 19 | 19 | 19 | 19 | 19 | 19 | 5 | 19 | 19 | 19 | 19 | 19 | 19 | 10
ALT-08 | 2041-12-01 | 12 | 2042 | 2041 | WINTER | 20 | 20 | 20 | 20 | 20 | 20 | 5 | 20 | 20 | 20 | 20 | 20 | 20 | 10
ALT-08 | 2042-01-01 | 1 | 2042 | 2042 | WINTER | 20 | 20 | 20 | 20 | 20 | 20 | 5 | 20 | 20 | 20 | 20 | 20 | 20 | 10
ALT-08 | 2042-02-01 | 2 | 2042 | 2042 | WINTER | 20 | 20 | 20 | 20 | 20 | 20 | 5 | 20 | 20 | 20 | 20 | 20 | 20 | 10
ALT-08 | 2042-03-01 | 3 | 2042 | 2042 | WINTER | 19 | 19 | 19 | 19 | 19 | 19 | 5 | 19 | 19 | 19 | 19 | 19 | 19 | 10
ALT-08 | 2042-04-01 | 4 | 2042 | 2042 | SPRING | 18 | 18 | 18 | 18 | 18 | 18 | 5 | 18 | 18 | 18 | 18 | 18 | 18 | 10
ALT-08 | 2042-05-01 | 5 | 2042 | 2042 | SPRING | 16 | 16 | 16 | 16 | 16 | 16 | 5 | 18 | 18 | 18 | 18 | 18 | 18 | 10
ALT-08 | 2042-06-01 | 6 | 2042 | 2042 | SUMMER | 15 | 15 | 15 | 15 | 15 | 15 | 5 | 17 | 17 | 17 | 17 | 17 | 17 | 10
ALT-08 | 2042-07-01 | 7 | 2042 | 2042 | SUMMER | 15 | 15 | 15 | 15 | 15 | 15 | 5 | 17 | 17 | 17 | 17 | 17 | 17 | 10
ALT-08 | 2042-08-01 | 8 | 2042 | 2042 | SUMMER | 15 | 15 | 15 | 15 | 15 | 15 | 5 | 17 | 17 | 17 | 17 | 17 | 17 | 10
ALT-08 | 2042-09-01 | 9 | 2042 | 2042 | SUMMER | 16 | 16 | 16 | 16 | 16 | 16 | 5 | 17 | 17 | 17 | 17 | 17 | 17 | 10
ALT-08 | 2042-10-01 | 10 | 2043 | 2042 | FALL | 18 | 18 | 18 | 18 | 18 | 18 | 5 | 18 | 18 | 18 | 18 | 18 | 18 | 10
ALT-08 | 2042-11-01 | 11 | 2043 | 2042 | FALL | 19 | 19 | 19 | 19 | 19 | 19 | 5 | 19 | 19 | 19 | 19 | 19 | 19 | 10
ALT-08 | 2042-12-01 | 12 | 2043 | 2042 | WINTER | 20 | 20 | 20 | 20 | 20 | 20 | 5 | 20 | 20 | 20 | 20 | 20 | 20 | 10
ALT-08 | 2043-01-01 | 1 | 2043 | 2043 | WINTER | 20 | 20 | 20 | 20 | 20 | 20 | 5 | 20 | 20 | 20 | 20 | 20 | 20 | 10
ALT-08 | 2043-02-01 | 2 | 2043 | 2043 | WINTER | 20 | 20 | 20 | 20 | 20 | 20 | 5 | 20 | 20 | 20 | 20 | 20 | 20 | 10
ALT-08 | 2043-03-01 | 3 | 2043 | 2043 | WINTER | 19 | 19 | 19 | 19 | 19 | 19 | 5 | 19 | 19 | 19 | 19 | 19 | 19 | 10
ALT-08 | 2043-04-01 | 4 | 2043 | 2043 | SPRING | 18 | 18 | 18 | 18 | 18 | 18 | 5 | 18 | 18 | 18 | 18 | 18 | 18 | 10
ALT-08 | 2043-05-01 | 5 | 2043 | 2043 | SPRING | 16 | 16 | 16 | 16 | 16 | 16 | 5 | 18 | 18 | 18 | 18 | 18 | 18 | 10
ALT-08 | 2043-06-01 | 6 | 2043 | 2043 | SUMMER | 15 | 15 | 15 | 15 | 15 | 15 | 5 | 17 | 17 | 17 | 17 | 17 | 17 | 10
ALT-08 | 2043-07-01 | 7 | 2043 | 2043 | SUMMER | 15 | 15 | 15 | 15 | 15 | 15 | 5 | 17 | 17 | 17 | 17 | 17 | 17 | 10
ALT-08 | 2043-08-01 | 8 | 2043 | 2043 | SUMMER | 15 | 15 | 15 | 15 | 15 | 15 | 5 | 17 | 17 | 17 | 17 | 17 | 17 | 10
ALT-08 | 2043-09-01 | 9 | 2043 | 2043 | SUMMER | 16 | 16 | 16 | 16 | 16 | 16 | 5 | 17 | 17 | 17 | 17 | 17 | 17 | 10
ALT-08 | 2043-10-01 | 10 | 2044 | 2043 | FALL | 18 | 18 | 18 | 18 | 18 | 18 | 5 | 18 | 18 | 18 | 18 | 18 | 18 | 10
ALT-08 | 2043-11-01 | 11 | 2044 | 2043 | FALL | 19 | 19 | 19 | 19 | 19 | 19 | 5 | 19 | 19 | 19 | 19 | 19 | 19 | 10
ALT-08 | 2043-12-01 | 12 | 2044 | 2043 | WINTER | 20 | 20 | 20 | 20 | 20 | 20 | 5 | 20 | 20 | 20 | 20 | 20 | 20 | 10
ALT-08 | 2044-01-01 | 1 | 2044 | 2044 | WINTER | 20 | 20 | 20 | 20 | 20 | 20 | 5 | 20 | 20 | 20 | 20 | 20 | 20 | 10
ALT-08 | 2044-02-01 | 2 | 2044 | 2044 | WINTER | 20 | 20 | 20 | 20 | 20 | 20 | 5 | 20 | 20 | 20 | 20 | 20 | 20 | 10
ALT-08 | 2044-03-01 | 3 | 2044 | 2044 | WINTER | 19 | 19 | 19 | 19 | 19 | 19 | 5 | 19 | 19 | 19 | 19 | 19 | 19 | 10
ALT-08 | 2044-04-01 | 4 | 2044 | 2044 | SPRING | 18 | 18 | 18 | 18 | 18 | 18 | 5 | 18 | 18 | 18 | 18 | 18 | 18 | 10
ALT-08 | 2044-05-01 | 5 | 2044 | 2044 | SPRING | 16 | 16 | 16 | 16 | 16 | 16 | 5 | 18 | 18 | 18 | 18 | 18 | 18 | 10
ALT-08 | 2044-06-01 | 6 | 2044 | 2044 | SUMMER | 15 | 15 | 15 | 15 | 15 | 15 | 5 | 17 | 17 | 17 | 17 | 17 | 17 | 10
ALT-08 | 2044-07-01 | 7 | 2044 | 2044 | SUMMER | 15 | 15 | 15 | 15 | 15 | 15 | 5 | 17 | 17 | 17 | 17 | 17 | 17 | 10
ALT-08 | 2044-08-01 | 8 | 2044 | 2044 | SUMMER | 15 | 15 | 15 | 15 | 15 | 15 | 5 | 17 | 17 | 17 | 17 | 17 | 17 | 10
ALT-08 | 2044-09-01 | 9 | 2044 | 2044 | SUMMER | 16 | 16 | 16 | 16 | 16 | 16 | 5 | 17 | 17 | 17 | 17 | 17 | 17 | 10
ALT-08 | 2044-10-01 | 10 | 2045 | 2044 | FALL | 18 | 18 | 18 | 18 | 18 | 18 | 5 | 18 | 18 | 18 | 18 | 18 | 18 | 10
ALT-08 | 2044-11-01 | 11 | 2045 | 2044 | FALL | 19 | 19 | 19 | 19 | 19 | 19 | 5 | 19 | 19 | 19 | 19 | 19 | 19 | 10
ALT-08 | 2044-12-01 | 12 | 2045 | 2044 | WINTER | 20 | 20 | 20 | 20 | 20 | 20 | 5 | 20 | 20 | 20 | 20 | 20 | 20 | 10
ALT-08 | 2045-01-01 | 1 | 2045 | 2045 | WINTER | 20 | 20 | 20 | 20 | 20 | 20 | 5 | 20 | 20 | 20 | 20 | 20 | 20 | 10
ALT-08 | 2045-02-01 | 2 | 2045 | 2045 | WINTER | 20 | 20 | 20 | 20 | 20 | 20 | 5 | 20 | 20 | 20 | 20 | 20 | 20 | 10
ALT-08 | 2045-03-01 | 3 | 2045 | 2045 | WINTER | 19 | 19 | 19 | 19 | 19 | 19 | 5 | 19 | 19 | 19 | 19 | 19 | 19 | 10
ALT-08 | 2045-04-01 | 4 | 2045 | 2045 | SPRING | 18 | 18 | 18 | 18 | 18 | 18 | 5 | 18 | 18 | 18 | 18 | 18 | 18 | 10
ALT-08 | 2045-05-01 | 5 | 2045 | 2045 | SPRING | 16 | 16 | 16 | 16 | 16 | 16 | 5 | 18 | 18 | 18 | 18 | 18 | 18 | 10
ALT-08 | 2045-06-01 | 6 | 2045 | 2045 | SUMMER | 15 | 15 | 15 | 15 | 15 | 15 | 5 | 17 | 17 | 17 | 17 | 17 | 17 | 10
ALT-08 | 2045-07-01 | 7 | 2045 | 2045 | SUMMER | 15 | 15 | 15 | 15 | 15 | 15 | 5 | 17 | 17 | 17 | 17 | 17 | 17 | 10
ALT-08 | 2045-08-01 | 8 | 2045 | 2045 | SUMMER | 15 | 15 | 15 | 15 | 15 | 15 | 5 | 17 | 17 | 17 | 17 | 17 | 17 | 10
ALT-08 | 2045-09-01 | 9 | 2045 | 2045 | SUMMER | 16 | 16 | 16 | 16 | 16 | 16 | 5 | 17 | 17 | 17 | 17 | 17 | 17 | 10
ALT-08 | 2045-10-01 | 10 | 2046 | 2045 | FALL | 18 | 18 | 18 | 18 | 18 | 18 | 5 | 18 | 18 | 18 | 18 | 18 | 18 | 10
ALT-08 | 2045-11-01 | 11 | 2046 | 2045 | FALL | 19 | 19 | 19 | 19 | 19 | 19 | 5 | 19 | 19 | 19 | 19 | 19 | 19 | 10
ALT-08 | 2045-12-01 | 12 | 2046 | 2045 | WINTER | 20 | 20 | 20 | 20 | 20 | 20 | 5 | 20 | 20 | 20 | 20 | 20 | 20 | 10
ALT-08 | 2046-01-01 | 1 | 2046 | 2046 | WINTER | 20 | 20 | 20 | 20 | 20 | 20 | 5 | 20 | 20 | 20 | 20 | 20 | 20 | 10
ALT-08 | 2046-02-01 | 2 | 2046 | 2046 | WINTER | 20 | 20 | 20 | 20 | 20 | 20 | 5 | 20 | 20 | 20 | 20 | 20 | 20 | 10
ALT-08 | 2046-03-01 | 3 | 2046 | 2046 | WINTER | 19 | 19 | 19 | 19 | 19 | 19 | 5 | 19 | 19 | 19 | 19 | 19 | 19 | 10
ALT-08 | 2046-04-01 | 4 | 2046 | 2046 | SPRING | 18 | 18 | 18 | 18 | 18 | 18 | 5 | 18 | 18 | 18 | 18 | 18 | 18 | 10
ALT-08 | 2046-05-01 | 5 | 2046 | 2046 | SPRING | 16 | 16 | 16 | 16 | 16 | 16 | 5 | 18 | 18 | 18 | 18 | 18 | 18 | 10
ALT-08 | 2046-06-01 | 6 | 2046 | 2046 | SUMMER | 15 | 15 | 15 | 15 | 15 | 15 | 5 | 17 | 17 | 17 | 17 | 17 | 17 | 10
ALT-08 | 2046-07-01 | 7 | 2046 | 2046 | SUMMER | 15 | 15 | 15 | 15 | 15 | 15 | 5 | 17 | 17 | 17 | 17 | 17 | 17 | 10
ALT-08 | 2046-08-01 | 8 | 2046 | 2046 | SUMMER | 15 | 15 | 15 | 15 | 15 | 15 | 5 | 17 | 17 | 17 | 17 | 17 | 17 | 10
ALT-08 | 2046-09-01 | 9 | 2046 | 2046 | SUMMER | 16 | 16 | 16 | 16 | 16 | 16 | 5 | 17 | 17 | 17 | 17 | 17 | 17 | 10
ALT-08 | 2046-10-01 | 10 | 2047 | 2046 | FALL | 18 | 18 | 18 | 18 | 18 | 18 | 5 | 18 | 18 | 18 | 18 | 18 | 18 | 10
ALT-08 | 2046-11-01 | 11 | 2047 | 2046 | FALL | 19 | 19 | 19 | 19 | 19 | 19 | 5 | 19 | 19 | 19 | 19 | 19 | 19 | 10
ALT-08 | 2046-12-01 | 12 | 2047 | 2046 | WINTER | 20 | 20 | 20 | 20 | 20 | 20 | 5 | 20 | 20 | 20 | 20 | 20 | 20 | 10
ALT-08 | 2047-01-01 | 1 | 2047 | 2047 | WINTER | 20 | 20 | 20 | 20 | 20 | 20 | 5 | 20 | 20 | 20 | 20 | 20 | 20 | 10
ALT-08 | 2047-02-01 | 2 | 2047 | 2047 | WINTER | 20 | 20 | 20 | 20 | 20 | 20 | 5 | 20 | 20 | 20 | 20 | 20 | 20 | 10
ALT-08 | 2047-03-01 | 3 | 2047 | 2047 | WINTER | 19 | 19 | 19 | 19 | 19 | 19 | 5 | 19 | 19 | 19 | 19 | 19 | 19 | 10
ALT-08 | 2047-04-01 | 4 | 2047 | 2047 | SPRING | 18 | 18 | 18 | 18 | 18 | 18 | 5 | 18 | 18 | 18 | 18 | 18 | 18 | 10
ALT-08 | 2047-05-01 | 5 | 2047 | 2047 | SPRING | 16 | 16 | 16 | 16 | 16 | 16 | 5 | 18 | 18 | 18 | 18 | 18 | 18 | 10
ALT-08 | 2047-06-01 | 6 | 2047 | 2047 | SUMMER | 15 | 15 | 15 | 15 | 15 | 15 | 5 | 17 | 17 | 17 | 17 | 17 | 17 | 10
ALT-08 | 2047-07-01 | 7 | 2047 | 2047 | SUMMER | 15 | 15 | 15 | 15 | 15 | 15 | 5 | 17 | 17 | 17 | 17 | 17 | 17 | 10
ALT-08 | 2047-08-01 | 8 | 2047 | 2047 | SUMMER | 15 | 15 | 15 | 15 | 15 | 15 | 5 | 17 | 17 | 17 | 17 | 17 | 17 | 10
ALT-08 | 2047-09-01 | 9 | 2047 | 2047 | SUMMER | 16 | 16 | 16 | 16 | 16 | 16 | 5 | 17 | 17 | 17 | 17 | 17 | 17 | 10
ALT-09 | 2016-10-01 | 10 | 2017 | 2016 | FALL | 18 | 18 | 18 | 18 | 18 | 18 | 5 | 18 | 18 | 18 | 18 | 18 | 18 | 10
ALT-09 | 2016-11-01 | 11 | 2017 | 2016 | FALL | 19 | 19 | 19 | 19 | 19 | 19 | 5 | 19 | 19 | 19 | 19 | 19 | 19 | 10
ALT-09 | 2016-12-01 | 12 | 2017 | 2016 | WINTER | 20 | 20 | 20 | 20 | 20 | 20 | 5 | 20 | 20 | 20 | 20 | 20 | 20 | 10
ALT-09 | 2017-01-01 | 1 | 2017 | 2017 | WINTER | 20 | 20 | 20 | 20 | 20 | 20 | 5 | 20 | 20 | 20 | 20 | 20 | 20 | 10
ALT-09 | 2017-02-01 | 2 | 2017 | 2017 | WINTER | 20 | 20 | 20 | 20 | 20 | 20 | 5 | 20 | 20 | 20 | 20 | 20 | 20 | 10
ALT-09 | 2017-03-01 | 3 | 2017 | 2017 | WINTER | 19 | 19 | 19 | 19 | 19 | 19 | 5 | 19 | 19 | 19 | 19 | 19 | 19 | 10
ALT-09 | 2017-04-01 | 4 | 2017 | 2017 | SPRING | 18 | 18 | 18 | 18 | 18 | 18 | 5 | 18 | 18 | 18 | 18 | 18 | 18 | 10
ALT-09 | 2017-05-01 | 5 | 2017 | 2017 | SPRING | 16 | 16 | 16 | 16 | 16 | 16 | 5 | 18 | 18 | 18 | 18 | 18 | 18 | 10
ALT-09 | 2017-06-01 | 6 | 2017 | 2017 | SUMMER | 15 | 15 | 15 | 15 | 15 | 15 | 5 | 17 | 17 | 17 | 17 | 17 | 17 | 10
ALT-09 | 2017-07-01 | 7 | 2017 | 2017 | SUMMER | 15 | 15 | 15 | 15 | 15 | 15 | 5 | 17 | 17 | 17 | 17 | 17 | 17 | 10
ALT-09 | 2017-08-01 | 8 | 2017 | 2017 | SUMMER | 15 | 15 | 15 | 15 | 15 | 15 | 5 | 17 | 17 | 17 | 17 | 17 | 17 | 10
ALT-09 | 2017-09-01 | 9 | 2017 | 2017 | SUMMER | 16 | 16 | 16 | 16 | 16 | 16 | 5 | 17 | 17 | 17 | 17 | 17 | 17 | 10
ALT-09 | 2017-10-01 | 10 | 2018 | 2017 | FALL | 18 | 18 | 18 | 18 | 18 | 18 | 5 | 18 | 18 | 18 | 18 | 18 | 18 | 10
ALT-09 | 2017-11-01 | 11 | 2018 | 2017 | FALL | 19 | 19 | 19 | 19 | 19 | 19 | 5 | 19 | 19 | 19 | 19 | 19 | 19 | 10
ALT-09 | 2017-12-01 | 12 | 2018 | 2017 | WINTER | 20 | 20 | 20 | 20 | 20 | 20 | 5 | 20 | 20 | 20 | 20 | 20 | 20 | 10
ALT-09 | 2018-01-01 | 1 | 2018 | 2018 | WINTER | 20 | 20 | 20 | 20 | 20 | 20 | 5 | 20 | 20 | 20 | 20 | 20 | 20 | 10
ALT-09 | 2018-02-01 | 2 | 2018 | 2018 | WINTER | 20 | 20 | 20 | 20 | 20 | 20 | 5 | 20 | 20 | 20 | 20 | 20 | 20 | 10
ALT-09 | 2018-03-01 | 3 | 2018 | 2018 | WINTER | 19 | 19 | 19 | 19 | 19 | 19 | 5 | 19 | 19 | 19 | 19 | 19 | 19 | 10
ALT-09 | 2018-04-01 | 4 | 2018 | 2018 | SPRING | 18 | 18 | 18 | 18 | 18 | 18 | 5 | 18 | 18 | 18 | 18 | 18 | 18 | 10
ALT-09 | 2018-05-01 | 5 | 2018 | 2018 | SPRING | 16 | 16 | 16 | 16 | 16 | 16 | 5 | 18 | 18 | 18 | 18 | 18 | 18 | 10
ALT-09 | 2018-06-01 | 6 | 2018 | 2018 | SUMMER | 15 | 15 | 15 | 15 | 15 | 15 | 5 | 17 | 17 | 17 | 17 | 17 | 17 | 10
ALT-09 | 2018-07-01 | 7 | 2018 | 2018 | SUMMER | 15 | 15 | 15 | 15 | 15 | 15 | 5 | 17 | 17 | 17 | 17 | 17 | 17 | 10
ALT-09 | 2018-08-01 | 8 | 2018 | 2018 | SUMMER | 15 | 15 | 15 | 15 | 15 | 15 | 5 | 17 | 17 | 17 | 17 | 17 | 17 | 10
ALT-09 | 2018-09-01 | 9 | 2018 | 2018 | SUMMER | 16 | 16 | 16 | 16 | 16 | 16 | 5 | 17 | 17 | 17 | 17 | 17 | 17 | 10
ALT-09 | 2018-10-01 | 10 | 2019 | 2018 | FALL | 18 | 18 | 18 | 18 | 18 | 18 | 5 | 18 | 18 | 18 | 18 | 18 | 18 | 10
ALT-09 | 2018-11-01 | 11 | 2019 | 2018 | FALL | 19 | 19 | 19 | 19 | 19 | 19 | 5 | 19 | 19 | 19 | 19 | 19 | 19 | 10
ALT-09 | 2018-12-01 | 12 | 2019 | 2018 | WINTER | 20 | 20 | 20 | 20 | 20 | 20 | 5 | 20 | 20 | 20 | 20 | 20 | 20 | 10
ALT-09 | 2019-01-01 | 1 | 2019 | 2019 | WINTER | 20 | 20 | 20 | 20 | 20 | 20 | 5 | 20 | 20 | 20 | 20 | 20 | 20 | 10
ALT-09 | 2019-02-01 | 2 | 2019 | 2019 | WINTER | 20 | 20 | 20 | 20 | 20 | 20 | 5 | 20 | 20 | 20 | 20 | 20 | 20 | 10
ALT-09 | 2019-03-01 | 3 | 2019 | 2019 | WINTER | 19 | 19 | 19 | 19 | 19 | 19 | 5 | 19 | 19 | 19 | 19 | 19 | 19 | 10
ALT-09 | 2019-04-01 | 4 | 2019 | 2019 | SPRING | 18 | 18 | 18 | 18 | 18 | 18 | 5 | 18 | 18 | 18 | 18 | 18 | 18 | 10
ALT-09 | 2019-05-01 | 5 | 2019 | 2019 | SPRING | 16 | 16 | 16 | 16 | 16 | 16 | 5 | 18 | 18 | 18 | 18 | 18 | 18 | 10
ALT-09 | 2019-06-01 | 6 | 2019 | 2019 | SUMMER | 15 | 15 | 15 | 15 | 15 | 15 | 5 | 17 | 17 | 17 | 17 | 17 | 17 | 10
ALT-09 | 2019-07-01 | 7 | 2019 | 2019 | SUMMER | 15 | 15 | 15 | 15 | 15 | 15 | 5 | 17 | 17 | 17 | 17 | 17 | 17 | 10
ALT-09 | 2019-08-01 | 8 | 2019 | 2019 | SUMMER | 15 | 15 | 15 | 15 | 15 | 15 | 5 | 17 | 17 | 17 | 17 | 17 | 17 | 10
ALT-09 | 2019-09-01 | 9 | 2019 | 2019 | SUMMER | 16 | 16 | 16 | 16 | 16 | 16 | 5 | 17 | 17 | 17 | 17 | 17 | 17 | 10
ALT-09 | 2019-10-01 | 10 | 2020 | 2019 | FALL | 18 | 18 | 18 | 18 | 18 | 18 | 5 | 18 | 18 | 18 | 18 | 18 | 18 | 10
ALT-09 | 2019-11-01 | 11 | 2020 | 2019 | FALL | 19 | 19 | 19 | 19 | 19 | 19 | 5 | 19 | 19 | 19 | 19 | 19 | 19 | 10
ALT-09 | 2019-12-01 | 12 | 2020 | 2019 | WINTER | 20 | 20 | 20 | 20 | 20 | 20 | 5 | 20 | 20 | 20 | 20 | 20 | 20 | 10
ALT-09 | 2020-01-01 | 1 | 2020 | 2020 | WINTER | 20 | 20 | 20 | 20 | 20 | 20 | 5 | 20 | 20 | 20 | 20 | 20 | 20 | 10
ALT-09 | 2020-02-01 | 2 | 2020 | 2020 | WINTER | 20 | 20 | 20 | 20 | 20 | 20 | 5 | 20 | 20 | 20 | 20 | 20 | 20 | 10
ALT-09 | 2020-03-01 | 3 | 2020 | 2020 | WINTER | 19 | 19 | 19 | 19 | 19 | 19 | 5 | 19 | 19 | 19 | 19 | 19 | 19 | 10
ALT-09 | 2020-04-01 | 4 | 2020 | 2020 | SPRING | 18 | 18 | 18 | 18 | 18 | 18 | 5 | 18 | 18 | 18 | 18 | 18 | 18 | 10
ALT-09 | 2020-05-01 | 5 | 2020 | 2020 | SPRING | 16 | 16 | 16 | 16 | 16 | 16 | 5 | 18 | 18 | 18 | 18 | 18 | 18 | 10
ALT-09 | 2020-06-01 | 6 | 2020 | 2020 | SUMMER | 15 | 15 | 15 | 15 | 15 | 15 | 5 | 17 | 17 | 17 | 17 | 17 | 17 | 10
ALT-09 | 2020-07-01 | 7 | 2020 | 2020 | SUMMER | 15 | 15 | 15 | 15 | 15 | 15 | 5 | 17 | 17 | 17 | 17 | 17 | 17 | 10
ALT-09 | 2020-08-01 | 8 | 2020 | 2020 | SUMMER | 15 | 15 | 15 | 15 | 15 | 15 | 5 | 17 | 17 | 17 | 17 | 17 | 17 | 10
ALT-09 | 2020-09-01 | 9 | 2020 | 2020 | SUMMER | 16 | 16 | 16 | 16 | 16 | 16 | 5 | 17 | 17 | 17 | 17 | 17 | 17 | 10
ALT-09 | 2020-10-01 | 10 | 2021 | 2020 | FALL | 18 | 18 | 18 | 18 | 18 | 18 | 5 | 18 | 18 | 18 | 18 | 18 | 18 | 10
ALT-09 | 2020-11-01 | 11 | 2021 | 2020 | FALL | 19 | 19 | 19 | 19 | 19 | 19 | 5 | 19 | 19 | 19 | 19 | 19 | 19 | 10
ALT-09 | 2020-12-01 | 12 | 2021 | 2020 | WINTER | 20 | 20 | 20 | 20 | 20 | 20 | 5 | 20 | 20 | 20 | 20 | 20 | 20 | 10
ALT-09 | 2021-01-01 | 1 | 2021 | 2021 | WINTER | 20 | 20 | 20 | 20 | 20 | 20 | 5 | 20 | 20 | 20 | 20 | 20 | 20 | 10
ALT-09 | 2021-02-01 | 2 | 2021 | 2021 | WINTER | 20 | 20 | 20 | 20 | 20 | 20 | 5 | 20 | 20 | 20 | 20 | 20 | 20 | 10
ALT-09 | 2021-03-01 | 3 | 2021 | 2021 | WINTER | 19 | 19 | 19 | 19 | 19 | 19 | 5 | 19 | 19 | 19 | 19 | 19 | 19 | 10
ALT-09 | 2021-04-01 | 4 | 2021 | 2021 | SPRING | 18 | 18 | 18 | 18 | 18 | 18 | 5 | 18 | 18 | 18 | 18 | 18 | 18 | 10
ALT-09 | 2021-05-01 | 5 | 2021 | 2021 | SPRING | 16 | 16 | 16 | 16 | 16 | 16 | 5 | 18 | 18 | 18 | 18 | 18 | 18 | 10
ALT-09 | 2021-06-01 | 6 | 2021 | 2021 | SUMMER | 15 | 15 | 15 | 15 | 15 | 15 | 5 | 17 | 17 | 17 | 17 | 17 | 17 | 10
ALT-09 | 2021-07-01 | 7 | 2021 | 2021 | SUMMER | 15 | 15 | 15 | 15 | 15 | 15 | 5 | 17 | 17 | 17 | 17 | 17 | 17 | 10
ALT-09 | 2021-08-01 | 8 | 2021 | 2021 | SUMMER | 15 | 15 | 15 | 15 | 15 | 15 | 5 | 17 | 17 | 17 | 17 | 17 | 17 | 10
ALT-09 | 2021-09-01 | 9 | 2021 | 2021 | SUMMER | 16 | 16 | 16 | 16 | 16 | 16 | 5 | 17 | 17 | 17 | 17 | 17 | 17 | 10
ALT-09 | 2021-10-01 | 10 | 2022 | 2021 | FALL | 18 | 18 | 18 | 18 | 18 | 18 | 5 | 18 | 18 | 18 | 18 | 18 | 18 | 10
ALT-09 | 2021-11-01 | 11 | 2022 | 2021 | FALL | 19 | 19 | 19 | 19 | 19 | 19 | 5 | 19 | 19 | 19 | 19 | 19 | 19 | 10
ALT-09 | 2021-12-01 | 12 | 2022 | 2021 | WINTER | 20 | 20 | 20 | 20 | 20 | 20 | 5 | 20 | 20 | 20 | 20 | 20 | 20 | 10
ALT-09 | 2022-01-01 | 1 | 2022 | 2022 | WINTER | 20 | 20 | 20 | 20 | 20 | 20 | 5 | 20 | 20 | 20 | 20 | 20 | 20 | 10
ALT-09 | 2022-02-01 | 2 | 2022 | 2022 | WINTER | 20 | 20 | 20 | 20 | 20 | 20 | 5 | 20 | 20 | 20 | 20 | 20 | 20 | 10
ALT-09 | 2022-03-01 | 3 | 2022 | 2022 | WINTER | 19 | 19 | 19 | 19 | 19 | 19 | 5 | 19 | 19 | 19 | 19 | 19 | 19 | 10
ALT-09 | 2022-04-01 | 4 | 2022 | 2022 | SPRING | 18 | 18 | 18 | 18 | 18 | 18 | 5 | 18 | 18 | 18 | 18 | 18 | 18 | 10
ALT-09 | 2022-05-01 | 5 | 2022 | 2022 | SPRING | 16 | 16 | 16 | 16 | 16 | 16 | 5 | 18 | 18 | 18 | 18 | 18 | 18 | 10
ALT-09 | 2022-06-01 | 6 | 2022 | 2022 | SUMMER | 15 | 15 | 15 | 15 | 15 | 15 | 5 | 17 | 17 | 17 | 17 | 17 | 17 | 10
ALT-09 | 2022-07-01 | 7 | 2022 | 2022 | SUMMER | 15 | 15 | 15 | 15 | 15 | 15 | 5 | 17 | 17 | 17 | 17 | 17 | 17 | 10
ALT-09 | 2022-08-01 | 8 | 2022 | 2022 | SUMMER | 15 | 15 | 15 | 15 | 15 | 15 | 5 | 17 | 17 | 17 | 17 | 17 | 17 | 10
ALT-09 | 2022-09-01 | 9 | 2022 | 2022 | SUMMER | 16 | 16 | 16 | 16 | 16 | 16 | 5 | 17 | 17 | 17 | 17 | 17 | 17 | 10
ALT-09 | 2022-10-01 | 10 | 2023 | 2022 | FALL | 18 | 18 | 18 | 18 | 18 | 18 | 5 | 18 | 18 | 18 | 18 | 18 | 18 | 10
ALT-09 | 2022-11-01 | 11 | 2023 | 2022 | FALL | 19 | 19 | 19 | 19 | 19 | 19 | 5 | 19 | 19 | 19 | 19 | 19 | 19 | 10
ALT-09 | 2022-12-01 | 12 | 2023 | 2022 | WINTER | 20 | 20 | 20 | 20 | 20 | 20 | 5 | 20 | 20 | 20 | 20 | 20 | 20 | 10
ALT-09 | 2023-01-01 | 1 | 2023 | 2023 | WINTER | 20 | 20 | 20 | 20 | 20 | 20 | 5 | 20 | 20 | 20 | 20 | 20 | 20 | 10
ALT-09 | 2023-02-01 | 2 | 2023 | 2023 | WINTER | 20 | 20 | 20 | 20 | 20 | 20 | 5 | 20 | 20 | 20 | 20 | 20 | 20 | 10
ALT-09 | 2023-03-01 | 3 | 2023 | 2023 | WINTER | 19 | 19 | 19 | 19 | 19 | 19 | 5 | 19 | 19 | 19 | 19 | 19 | 19 | 10
ALT-09 | 2023-04-01 | 4 | 2023 | 2023 | SPRING | 18 | 18 | 18 | 18 | 18 | 18 | 5 | 18 | 18 | 18 | 18 | 18 | 18 | 10
ALT-09 | 2023-05-01 | 5 | 2023 | 2023 | SPRING | 16 | 16 | 16 | 16 | 16 | 16 | 5 | 18 | 18 | 18 | 18 | 18 | 18 | 10
ALT-09 | 2023-06-01 | 6 | 2023 | 2023 | SUMMER | 15 | 15 | 15 | 15 | 15 | 15 | 5 | 17 | 17 | 17 | 17 | 17 | 17 | 10
ALT-09 | 2023-07-01 | 7 | 2023 | 2023 | SUMMER | 15 | 15 | 15 | 15 | 15 | 15 | 5 | 17 | 17 | 17 | 17 | 17 | 17 | 10
ALT-09 | 2023-08-01 | 8 | 2023 | 2023 | SUMMER | 15 | 15 | 15 | 15 | 15 | 15 | 5 | 17 | 17 | 17 | 17 | 17 | 17 | 10
ALT-09 | 2023-09-01 | 9 | 2023 | 2023 | SUMMER | 16 | 16 | 16 | 16 | 16 | 16 | 5 | 17 | 17 | 17 | 17 | 17 | 17 | 10
ALT-09 | 2023-10-01 | 10 | 2024 | 2023 | FALL | 18 | 18 | 18 | 18 | 18 | 18 | 5 | 18 | 18 | 18 | 18 | 18 | 18 | 10
ALT-09 | 2023-11-01 | 11 | 2024 | 2023 | FALL | 19 | 19 | 19 | 19 | 19 | 19 | 5 | 19 | 19 | 19 | 19 | 19 | 19 | 10
ALT-09 | 2023-12-01 | 12 | 2024 | 2023 | WINTER | 20 | 20 | 20 | 20 | 20 | 20 | 5 | 20 | 20 | 20 | 20 | 20 | 20 | 10
ALT-09 | 2024-01-01 | 1 | 2024 | 2024 | WINTER | 20 | 20 | 20 | 20 | 20 | 20 | 5 | 20 | 20 | 20 | 20 | 20 | 20 | 10
ALT-09 | 2024-02-01 | 2 | 2024 | 2024 | WINTER | 20 | 20 | 20 | 20 | 20 | 20 | 5 | 20 | 20 | 20 | 20 | 20 | 20 | 10
ALT-09 | 2024-03-01 | 3 | 2024 | 2024 | WINTER | 19 | 19 | 19 | 19 | 19 | 19 | 5 | 19 | 19 | 19 | 19 | 19 | 19 | 10
ALT-09 | 2024-04-01 | 4 | 2024 | 2024 | SPRING | 18 | 18 | 18 | 18 | 18 | 18 | 5 | 18 | 18 | 18 | 18 | 18 | 18 | 10
ALT-09 | 2024-05-01 | 5 | 2024 | 2024 | SPRING | 16 | 16 | 16 | 16 | 16 | 16 | 5 | 18 | 18 | 18 | 18 | 18 | 18 | 10
ALT-09 | 2024-06-01 | 6 | 2024 | 2024 | SUMMER | 15 | 15 | 15 | 15 | 15 | 15 | 5 | 17 | 17 | 17 | 17 | 17 | 17 | 10
ALT-09 | 2024-07-01 | 7 | 2024 | 2024 | SUMMER | 15 | 15 | 15 | 15 | 15 | 15 | 5 | 17 | 17 | 17 | 17 | 17 | 17 | 10
ALT-09 | 2024-08-01 | 8 | 2024 | 2024 | SUMMER | 15 | 15 | 15 | 15 | 15 | 15 | 5 | 17 | 17 | 17 | 17 | 17 | 17 | 10
ALT-09 | 2024-09-01 | 9 | 2024 | 2024 | SUMMER | 16 | 16 | 16 | 16 | 16 | 16 | 5 | 17 | 17 | 17 | 17 | 17 | 17 | 10
ALT-09 | 2024-10-01 | 10 | 2025 | 2024 | FALL | 18 | 18 | 18 | 18 | 18 | 18 | 5 | 18 | 18 | 18 | 18 | 18 | 18 | 10
ALT-09 | 2024-11-01 | 11 | 2025 | 2024 | FALL | 19 | 19 | 19 | 19 | 19 | 19 | 5 | 19 | 19 | 19 | 19 | 19 | 19 | 10
ALT-09 | 2024-12-01 | 12 | 2025 | 2024 | WINTER | 20 | 20 | 20 | 20 | 20 | 20 | 5 | 20 | 20 | 20 | 20 | 20 | 20 | 10
ALT-09 | 2025-01-01 | 1 | 2025 | 2025 | WINTER | 20 | 20 | 20 | 20 | 20 | 20 | 5 | 20 | 20 | 20 | 20 | 20 | 20 | 10
ALT-09 | 2025-02-01 | 2 | 2025 | 2025 | WINTER | 20 | 20 | 20 | 20 | 20 | 20 | 5 | 20 | 20 | 20 | 20 | 20 | 20 | 10
ALT-09 | 2025-03-01 | 3 | 2025 | 2025 | WINTER | 19 | 19 | 19 | 19 | 19 | 19 | 5 | 19 | 19 | 19 | 19 | 19 | 19 | 10
ALT-09 | 2025-04-01 | 4 | 2025 | 2025 | SPRING | 18 | 18 | 18 | 18 | 18 | 18 | 5 | 18 | 18 | 18 | 18 | 18 | 18 | 10
ALT-09 | 2025-05-01 | 5 | 2025 | 2025 | SPRING | 16 | 16 | 16 | 16 | 16 | 16 | 5 | 18 | 18 | 18 | 18 | 18 | 18 | 10
ALT-09 | 2025-06-01 | 6 | 2025 | 2025 | SUMMER | 15 | 15 | 15 | 15 | 15 | 15 | 5 | 17 | 17 | 17 | 17 | 17 | 17 | 10
ALT-09 | 2025-07-01 | 7 | 2025 | 2025 | SUMMER | 15 | 15 | 15 | 15 | 15 | 15 | 5 | 17 | 17 | 17 | 17 | 17 | 17 | 10
ALT-09 | 2025-08-01 | 8 | 2025 | 2025 | SUMMER | 15 | 15 | 15 | 15 | 15 | 15 | 5 | 17 | 17 | 17 | 17 | 17 | 17 | 10
ALT-09 | 2025-09-01 | 9 | 2025 | 2025 | SUMMER | 16 | 16 | 16 | 16 | 16 | 16 | 5 | 17 | 17 | 17 | 17 | 17 | 17 | 10
ALT-09 | 2025-10-01 | 10 | 2026 | 2025 | FALL | 18 | 18 | 18 | 18 | 18 | 18 | 5 | 18 | 18 | 18 | 18 | 18 | 18 | 10
ALT-09 | 2025-11-01 | 11 | 2026 | 2025 | FALL | 19 | 19 | 19 | 19 | 19 | 19 | 5 | 19 | 19 | 19 | 19 | 19 | 19 | 10
ALT-09 | 2025-12-01 | 12 | 2026 | 2025 | WINTER | 20 | 20 | 20 | 20 | 20 | 20 | 5 | 20 | 20 | 20 | 20 | 20 | 20 | 10
ALT-09 | 2026-01-01 | 1 | 2026 | 2026 | WINTER | 20 | 20 | 20 | 20 | 20 | 20 | 5 | 20 | 20 | 20 | 20 | 20 | 20 | 10
ALT-09 | 2026-02-01 | 2 | 2026 | 2026 | WINTER | 20 | 20 | 20 | 20 | 20 | 20 | 5 | 20 | 20 | 20 | 20 | 20 | 20 | 10
ALT-09 | 2026-03-01 | 3 | 2026 | 2026 | WINTER | 19 | 19 | 19 | 19 | 19 | 19 | 5 | 19 | 19 | 19 | 19 | 19 | 19 | 10
ALT-09 | 2026-04-01 | 4 | 2026 | 2026 | SPRING | 18 | 18 | 18 | 18 | 18 | 18 | 5 | 18 | 18 | 18 | 18 | 18 | 18 | 10
ALT-09 | 2026-05-01 | 5 | 2026 | 2026 | SPRING | 16 | 16 | 16 | 16 | 16 | 16 | 5 | 18 | 18 | 18 | 18 | 18 | 18 | 10
ALT-09 | 2026-06-01 | 6 | 2026 | 2026 | SUMMER | 15 | 15 | 15 | 15 | 15 | 15 | 5 | 17 | 17 | 17 | 17 | 17 | 17 | 10
ALT-09 | 2026-07-01 | 7 | 2026 | 2026 | SUMMER | 15 | 15 | 15 | 15 | 15 | 15 | 5 | 17 | 17 | 17 | 17 | 17 | 17 | 10
ALT-09 | 2026-08-01 | 8 | 2026 | 2026 | SUMMER | 15 | 15 | 15 | 15 | 15 | 15 | 5 | 17 | 17 | 17 | 17 | 17 | 17 | 10
ALT-09 | 2026-09-01 | 9 | 2026 | 2026 | SUMMER | 16 | 16 | 16 | 16 | 16 | 16 | 5 | 17 | 17 | 17 | 17 | 17 | 17 | 10
ALT-09 | 2026-10-01 | 10 | 2027 | 2026 | FALL | 18 | 18 | 18 | 18 | 18 | 18 | 5 | 18 | 18 | 18 | 18 | 18 | 18 | 10
ALT-09 | 2026-11-01 | 11 | 2027 | 2026 | FALL | 19 | 19 | 19 | 19 | 19 | 19 | 5 | 19 | 19 | 19 | 19 | 19 | 19 | 10
ALT-09 | 2026-12-01 | 12 | 2027 | 2026 | WINTER | 20 | 20 | 20 | 20 | 20 | 20 | 5 | 20 | 20 | 20 | 20 | 20 | 20 | 10
ALT-09 | 2027-01-01 | 1 | 2027 | 2027 | WINTER | 20 | 20 | 20 | 20 | 20 | 20 | 5 | 20 | 20 | 20 | 20 | 20 | 20 | 10
ALT-09 | 2027-02-01 | 2 | 2027 | 2027 | WINTER | 20 | 20 | 20 | 20 | 20 | 20 | 5 | 20 | 20 | 20 | 20 | 20 | 20 | 10
ALT-09 | 2027-03-01 | 3 | 2027 | 2027 | WINTER | 19 | 19 | 19 | 19 | 19 | 19 | 5 | 19 | 19 | 19 | 19 | 19 | 19 | 10
ALT-09 | 2027-04-01 | 4 | 2027 | 2027 | SPRING | 18 | 18 | 18 | 18 | 18 | 18 | 5 | 18 | 18 | 18 | 18 | 18 | 18 | 10
ALT-09 | 2027-05-01 | 5 | 2027 | 2027 | SPRING | 16 | 16 | 16 | 16 | 16 | 16 | 5 | 18 | 18 | 18 | 18 | 18 | 18 | 10
ALT-09 | 2027-06-01 | 6 | 2027 | 2027 | SUMMER | 15 | 15 | 15 | 15 | 15 | 15 | 5 | 17 | 17 | 17 | 17 | 17 | 17 | 10
ALT-09 | 2027-07-01 | 7 | 2027 | 2027 | SUMMER | 15 | 15 | 15 | 15 | 15 | 15 | 5 | 17 | 17 | 17 | 17 | 17 | 17 | 10
ALT-09 | 2027-08-01 | 8 | 2027 | 2027 | SUMMER | 15 | 15 | 15 | 15 | 15 | 15 | 5 | 17 | 17 | 17 | 17 | 17 | 17 | 10
ALT-09 | 2027-09-01 | 9 | 2027 | 2027 | SUMMER | 16 | 16 | 16 | 16 | 16 | 16 | 5 | 17 | 17 | 17 | 17 | 17 | 17 | 10
ALT-09 | 2027-10-01 | 10 | 2028 | 2027 | FALL | 18 | 18 | 18 | 18 | 18 | 18 | 5 | 18 | 18 | 18 | 18 | 18 | 18 | 10
ALT-09 | 2027-11-01 | 11 | 2028 | 2027 | FALL | 19 | 19 | 19 | 19 | 19 | 19 | 5 | 19 | 19 | 19 | 19 | 19 | 19 | 10
ALT-09 | 2027-12-01 | 12 | 2028 | 2027 | WINTER | 20 | 20 | 20 | 20 | 20 | 20 | 5 | 20 | 20 | 20 | 20 | 20 | 20 | 10
ALT-09 | 2028-01-01 | 1 | 2028 | 2028 | WINTER | 20 | 20 | 20 | 20 | 20 | 20 | 5 | 20 | 20 | 20 | 20 | 20 | 20 | 10
ALT-09 | 2028-02-01 | 2 | 2028 | 2028 | WINTER | 20 | 20 | 20 | 20 | 20 | 20 | 5 | 20 | 20 | 20 | 20 | 20 | 20 | 10
ALT-09 | 2028-03-01 | 3 | 2028 | 2028 | WINTER | 19 | 19 | 19 | 19 | 19 | 19 | 5 | 19 | 19 | 19 | 19 | 19 | 19 | 10
ALT-09 | 2028-04-01 | 4 | 2028 | 2028 | SPRING | 18 | 18 | 18 | 18 | 18 | 18 | 5 | 18 | 18 | 18 | 18 | 18 | 18 | 10
ALT-09 | 2028-05-01 | 5 | 2028 | 2028 | SPRING | 16 | 16 | 16 | 16 | 16 | 16 | 5 | 18 | 18 | 18 | 18 | 18 | 18 | 10
ALT-09 | 2028-06-01 | 6 | 2028 | 2028 | SUMMER | 15 | 15 | 15 | 15 | 15 | 15 | 5 | 17 | 17 | 17 | 17 | 17 | 17 | 10
ALT-09 | 2028-07-01 | 7 | 2028 | 2028 | SUMMER | 15 | 15 | 15 | 15 | 15 | 15 | 5 | 17 | 17 | 17 | 17 | 17 | 17 | 10
ALT-09 | 2028-08-01 | 8 | 2028 | 2028 | SUMMER | 15 | 15 | 15 | 15 | 15 | 15 | 5 | 17 | 17 | 17 | 17 | 17 | 17 | 10
ALT-09 | 2028-09-01 | 9 | 2028 | 2028 | SUMMER | 16 | 16 | 16 | 16 | 16 | 16 | 5 | 17 | 17 | 17 | 17 | 17 | 17 | 10
ALT-09 | 2028-10-01 | 10 | 2029 | 2028 | FALL | 18 | 18 | 18 | 18 | 18 | 18 | 5 | 18 | 18 | 18 | 18 | 18 | 18 | 10
ALT-09 | 2028-11-01 | 11 | 2029 | 2028 | FALL | 19 | 19 | 19 | 19 | 19 | 19 | 5 | 19 | 19 | 19 | 19 | 19 | 19 | 10
ALT-09 | 2028-12-01 | 12 | 2029 | 2028 | WINTER | 20 | 20 | 20 | 20 | 20 | 20 | 5 | 20 | 20 | 20 | 20 | 20 | 20 | 10
ALT-09 | 2029-01-01 | 1 | 2029 | 2029 | WINTER | 20 | 20 | 20 | 20 | 20 | 20 | 5 | 20 | 20 | 20 | 20 | 20 | 20 | 10
ALT-09 | 2029-02-01 | 2 | 2029 | 2029 | WINTER | 20 | 20 | 20 | 20 | 20 | 20 | 5 | 20 | 20 | 20 | 20 | 20 | 20 | 10
ALT-09 | 2029-03-01 | 3 | 2029 | 2029 | WINTER | 19 | 19 | 19 | 19 | 19 | 19 | 5 | 19 | 19 | 19 | 19 | 19 | 19 | 10
ALT-09 | 2029-04-01 | 4 | 2029 | 2029 | SPRING | 18 | 18 | 18 | 18 | 18 | 18 | 5 | 18 | 18 | 18 | 18 | 18 | 18 | 10
ALT-09 | 2029-05-01 | 5 | 2029 | 2029 | SPRING | 16 | 16 | 16 | 16 | 16 | 16 | 5 | 18 | 18 | 18 | 18 | 18 | 18 | 10
ALT-09 | 2029-06-01 | 6 | 2029 | 2029 | SUMMER | 15 | 15 | 15 | 15 | 15 | 15 | 5 | 17 | 17 | 17 | 17 | 17 | 17 | 10
ALT-09 | 2029-07-01 | 7 | 2029 | 2029 | SUMMER | 15 | 15 | 15 | 15 | 15 | 15 | 5 | 17 | 17 | 17 | 17 | 17 | 17 | 10
ALT-09 | 2029-08-01 | 8 | 2029 | 2029 | SUMMER | 15 | 15 | 15 | 15 | 15 | 15 | 5 | 17 | 17 | 17 | 17 | 17 | 17 | 10
ALT-09 | 2029-09-01 | 9 | 2029 | 2029 | SUMMER | 16 | 16 | 16 | 16 | 16 | 16 | 5 | 17 | 17 | 17 | 17 | 17 | 17 | 10
ALT-09 | 2029-10-01 | 10 | 2030 | 2029 | FALL | 18 | 18 | 18 | 18 | 18 | 18 | 5 | 18 | 18 | 18 | 18 | 18 | 18 | 10
ALT-09 | 2029-11-01 | 11 | 2030 | 2029 | FALL | 19 | 19 | 19 | 19 | 19 | 19 | 5 | 19 | 19 | 19 | 19 | 19 | 19 | 10
ALT-09 | 2029-12-01 | 12 | 2030 | 2029 | WINTER | 20 | 20 | 20 | 20 | 20 | 20 | 5 | 20 | 20 | 20 | 20 | 20 | 20 | 10
ALT-09 | 2030-01-01 | 1 | 2030 | 2030 | WINTER | 20 | 20 | 20 | 20 | 20 | 20 | 5 | 20 | 20 | 20 | 20 | 20 | 20 | 10
ALT-09 | 2030-02-01 | 2 | 2030 | 2030 | WINTER | 20 | 20 | 20 | 20 | 20 | 20 | 5 | 20 | 20 | 20 | 20 | 20 | 20 | 10
ALT-09 | 2030-03-01 | 3 | 2030 | 2030 | WINTER | 19 | 19 | 19 | 19 | 19 | 19 | 5 | 19 | 19 | 19 | 19 | 19 | 19 | 10
ALT-09 | 2030-04-01 | 4 | 2030 | 2030 | SPRING | 18 | 18 | 18 | 18 | 18 | 18 | 5 | 18 | 18 | 18 | 18 | 18 | 18 | 10
ALT-09 | 2030-05-01 | 5 | 2030 | 2030 | SPRING | 16 | 16 | 16 | 16 | 16 | 16 | 5 | 18 | 18 | 18 | 18 | 18 | 18 | 10
ALT-09 | 2030-06-01 | 6 | 2030 | 2030 | SUMMER | 15 | 15 | 15 | 15 | 15 | 15 | 5 | 17 | 17 | 17 | 17 | 17 | 17 | 10
ALT-09 | 2030-07-01 | 7 | 2030 | 2030 | SUMMER | 15 | 15 | 15 | 15 | 15 | 15 | 5 | 17 | 17 | 17 | 17 | 17 | 17 | 10
ALT-09 | 2030-08-01 | 8 | 2030 | 2030 | SUMMER | 15 | 15 | 15 | 15 | 15 | 15 | 5 | 17 | 17 | 17 | 17 | 17 | 17 | 10
ALT-09 | 2030-09-01 | 9 | 2030 | 2030 | SUMMER | 16 | 16 | 16 | 16 | 16 | 16 | 5 | 17 | 17 | 17 | 17 | 17 | 17 | 10
ALT-09 | 2030-10-01 | 10 | 2031 | 2030 | FALL | 18 | 18 | 18 | 18 | 18 | 18 | 5 | 18 | 18 | 18 | 18 | 18 | 18 | 10
ALT-09 | 2030-11-01 | 11 | 2031 | 2030 | FALL | 19 | 19 | 19 | 19 | 19 | 19 | 5 | 19 | 19 | 19 | 19 | 19 | 19 | 10
ALT-09 | 2030-12-01 | 12 | 2031 | 2030 | WINTER | 20 | 20 | 20 | 20 | 20 | 20 | 5 | 20 | 20 | 20 | 20 | 20 | 20 | 10
ALT-09 | 2031-01-01 | 1 | 2031 | 2031 | WINTER | 20 | 20 | 20 | 20 | 20 | 20 | 5 | 20 | 20 | 20 | 20 | 20 | 20 | 10
ALT-09 | 2031-02-01 | 2 | 2031 | 2031 | WINTER | 20 | 20 | 20 | 20 | 20 | 20 | 5 | 20 | 20 | 20 | 20 | 20 | 20 | 10
ALT-09 | 2031-03-01 | 3 | 2031 | 2031 | WINTER | 19 | 19 | 19 | 19 | 19 | 19 | 5 | 19 | 19 | 19 | 19 | 19 | 19 | 10
ALT-09 | 2031-04-01 | 4 | 2031 | 2031 | SPRING | 18 | 18 | 18 | 18 | 18 | 18 | 5 | 18 | 18 | 18 | 18 | 18 | 18 | 10
ALT-09 | 2031-05-01 | 5 | 2031 | 2031 | SPRING | 16 | 16 | 16 | 16 | 16 | 16 | 5 | 18 | 18 | 18 | 18 | 18 | 18 | 10
ALT-09 | 2031-06-01 | 6 | 2031 | 2031 | SUMMER | 15 | 15 | 15 | 15 | 15 | 15 | 5 | 17 | 17 | 17 | 17 | 17 | 17 | 10
ALT-09 | 2031-07-01 | 7 | 2031 | 2031 | SUMMER | 15 | 15 | 15 | 15 | 15 | 15 | 5 | 17 | 17 | 17 | 17 | 17 | 17 | 10
ALT-09 | 2031-08-01 | 8 | 2031 | 2031 | SUMMER | 15 | 15 | 15 | 15 | 15 | 15 | 5 | 17 | 17 | 17 | 17 | 17 | 17 | 10
ALT-09 | 2031-09-01 | 9 | 2031 | 2031 | SUMMER | 16 | 16 | 16 | 16 | 16 | 16 | 5 | 17 | 17 | 17 | 17 | 17 | 17 | 10
ALT-09 | 2031-10-01 | 10 | 2032 | 2031 | FALL | 18 | 18 | 18 | 18 | 18 | 18 | 5 | 18 | 18 | 18 | 18 | 18 | 18 | 10
ALT-09 | 2031-11-01 | 11 | 2032 | 2031 | FALL | 19 | 19 | 19 | 19 | 19 | 19 | 5 | 19 | 19 | 19 | 19 | 19 | 19 | 10
ALT-09 | 2031-12-01 | 12 | 2032 | 2031 | WINTER | 20 | 20 | 20 | 20 | 20 | 20 | 5 | 20 | 20 | 20 | 20 | 20 | 20 | 10
ALT-09 | 2032-01-01 | 1 | 2032 | 2032 | WINTER | 20 | 20 | 20 | 20 | 20 | 20 | 5 | 20 | 20 | 20 | 20 | 20 | 20 | 10
ALT-09 | 2032-02-01 | 2 | 2032 | 2032 | WINTER | 20 | 20 | 20 | 20 | 20 | 20 | 5 | 20 | 20 | 20 | 20 | 20 | 20 | 10
ALT-09 | 2032-03-01 | 3 | 2032 | 2032 | WINTER | 19 | 19 | 19 | 19 | 19 | 19 | 5 | 19 | 19 | 19 | 19 | 19 | 19 | 10
ALT-09 | 2032-04-01 | 4 | 2032 | 2032 | SPRING | 18 | 18 | 18 | 18 | 18 | 18 | 5 | 18 | 18 | 18 | 18 | 18 | 18 | 10
ALT-09 | 2032-05-01 | 5 | 2032 | 2032 | SPRING | 16 | 16 | 16 | 16 | 16 | 16 | 5 | 18 | 18 | 18 | 18 | 18 | 18 | 10
ALT-09 | 2032-06-01 | 6 | 2032 | 2032 | SUMMER | 15 | 15 | 15 | 15 | 15 | 15 | 5 | 17 | 17 | 17 | 17 | 17 | 17 | 10
ALT-09 | 2032-07-01 | 7 | 2032 | 2032 | SUMMER | 15 | 15 | 15 | 15 | 15 | 15 | 5 | 17 | 17 | 17 | 17 | 17 | 17 | 10
ALT-09 | 2032-08-01 | 8 | 2032 | 2032 | SUMMER | 15 | 15 | 15 | 15 | 15 | 15 | 5 | 17 | 17 | 17 | 17 | 17 | 17 | 10
ALT-09 | 2032-09-01 | 9 | 2032 | 2032 | SUMMER | 16 | 16 | 16 | 16 | 16 | 16 | 5 | 17 | 17 | 17 | 17 | 17 | 17 | 10
ALT-09 | 2032-10-01 | 10 | 2033 | 2032 | FALL | 18 | 18 | 18 | 18 | 18 | 18 | 5 | 18 | 18 | 18 | 18 | 18 | 18 | 10
ALT-09 | 2032-11-01 | 11 | 2033 | 2032 | FALL | 19 | 19 | 19 | 19 | 19 | 19 | 5 | 19 | 19 | 19 | 19 | 19 | 19 | 10
ALT-09 | 2032-12-01 | 12 | 2033 | 2032 | WINTER | 20 | 20 | 20 | 20 | 20 | 20 | 5 | 20 | 20 | 20 | 20 | 20 | 20 | 10
ALT-09 | 2033-01-01 | 1 | 2033 | 2033 | WINTER | 20 | 20 | 20 | 20 | 20 | 20 | 5 | 20 | 20 | 20 | 20 | 20 | 20 | 10
ALT-09 | 2033-02-01 | 2 | 2033 | 2033 | WINTER | 20 | 20 | 20 | 20 | 20 | 20 | 5 | 20 | 20 | 20 | 20 | 20 | 20 | 10
ALT-09 | 2033-03-01 | 3 | 2033 | 2033 | WINTER | 19 | 19 | 19 | 19 | 19 | 19 | 5 | 19 | 19 | 19 | 19 | 19 | 19 | 10
ALT-09 | 2033-04-01 | 4 | 2033 | 2033 | SPRING | 18 | 18 | 18 | 18 | 18 | 18 | 5 | 18 | 18 | 18 | 18 | 18 | 18 | 10
ALT-09 | 2033-05-01 | 5 | 2033 | 2033 | SPRING | 16 | 16 | 16 | 16 | 16 | 16 | 5 | 18 | 18 | 18 | 18 | 18 | 18 | 10
ALT-09 | 2033-06-01 | 6 | 2033 | 2033 | SUMMER | 15 | 15 | 15 | 15 | 15 | 15 | 5 | 17 | 17 | 17 | 17 | 17 | 17 | 10
ALT-09 | 2033-07-01 | 7 | 2033 | 2033 | SUMMER | 15 | 15 | 15 | 15 | 15 | 15 | 5 | 17 | 17 | 17 | 17 | 17 | 17 | 10
ALT-09 | 2033-08-01 | 8 | 2033 | 2033 | SUMMER | 15 | 15 | 15 | 15 | 15 | 15 | 5 | 17 | 17 | 17 | 17 | 17 | 17 | 10
ALT-09 | 2033-09-01 | 9 | 2033 | 2033 | SUMMER | 16 | 16 | 16 | 16 | 16 | 16 | 5 | 17 | 17 | 17 | 17 | 17 | 17 | 10
ALT-09 | 2033-10-01 | 10 | 2034 | 2033 | FALL | 18 | 18 | 18 | 18 | 18 | 18 | 5 | 18 | 18 | 18 | 18 | 18 | 18 | 10
ALT-09 | 2033-11-01 | 11 | 2034 | 2033 | FALL | 19 | 19 | 19 | 19 | 19 | 19 | 5 | 19 | 19 | 19 | 19 | 19 | 19 | 10
ALT-09 | 2033-12-01 | 12 | 2034 | 2033 | WINTER | 20 | 20 | 20 | 20 | 20 | 20 | 5 | 20 | 20 | 20 | 20 | 20 | 20 | 10
ALT-09 | 2034-01-01 | 1 | 2034 | 2034 | WINTER | 20 | 20 | 20 | 20 | 20 | 20 | 5 | 20 | 20 | 20 | 20 | 20 | 20 | 10
ALT-09 | 2034-02-01 | 2 | 2034 | 2034 | WINTER | 20 | 20 | 20 | 20 | 20 | 20 | 5 | 20 | 20 | 20 | 20 | 20 | 20 | 10
ALT-09 | 2034-03-01 | 3 | 2034 | 2034 | WINTER | 19 | 19 | 19 | 19 | 19 | 19 | 5 | 19 | 19 | 19 | 19 | 19 | 19 | 10
ALT-09 | 2034-04-01 | 4 | 2034 | 2034 | SPRING | 18 | 18 | 18 | 18 | 18 | 18 | 5 | 18 | 18 | 18 | 18 | 18 | 18 | 10
ALT-09 | 2034-05-01 | 5 | 2034 | 2034 | SPRING | 16 | 16 | 16 | 16 | 16 | 16 | 5 | 18 | 18 | 18 | 18 | 18 | 18 | 10
ALT-09 | 2034-06-01 | 6 | 2034 | 2034 | SUMMER | 15 | 15 | 15 | 15 | 15 | 15 | 5 | 17 | 17 | 17 | 17 | 17 | 17 | 10
ALT-09 | 2034-07-01 | 7 | 2034 | 2034 | SUMMER | 15 | 15 | 15 | 15 | 15 | 15 | 5 | 17 | 17 | 17 | 17 | 17 | 17 | 10
ALT-09 | 2034-08-01 | 8 | 2034 | 2034 | SUMMER | 15 | 15 | 15 | 15 | 15 | 15 | 5 | 17 | 17 | 17 | 17 | 17 | 17 | 10
ALT-09 | 2034-09-01 | 9 | 2034 | 2034 | SUMMER | 16 | 16 | 16 | 16 | 16 | 16 | 5 | 17 | 17 | 17 | 17 | 17 | 17 | 10
ALT-09 | 2034-10-01 | 10 | 2035 | 2034 | FALL | 18 | 18 | 18 | 18 | 18 | 18 | 5 | 18 | 18 | 18 | 18 | 18 | 18 | 10
ALT-09 | 2034-11-01 | 11 | 2035 | 2034 | FALL | 19 | 19 | 19 | 19 | 19 | 19 | 5 | 19 | 19 | 19 | 19 | 19 | 19 | 10
ALT-09 | 2034-12-01 | 12 | 2035 | 2034 | WINTER | 20 | 20 | 20 | 20 | 20 | 20 | 5 | 20 | 20 | 20 | 20 | 20 | 20 | 10
ALT-09 | 2035-01-01 | 1 | 2035 | 2035 | WINTER | 20 | 20 | 20 | 20 | 20 | 20 | 5 | 20 | 20 | 20 | 20 | 20 | 20 | 10
ALT-09 | 2035-02-01 | 2 | 2035 | 2035 | WINTER | 20 | 20 | 20 | 20 | 20 | 20 | 5 | 20 | 20 | 20 | 20 | 20 | 20 | 10
ALT-09 | 2035-03-01 | 3 | 2035 | 2035 | WINTER | 19 | 19 | 19 | 19 | 19 | 19 | 5 | 19 | 19 | 19 | 19 | 19 | 19 | 10
ALT-09 | 2035-04-01 | 4 | 2035 | 2035 | SPRING | 18 | 18 | 18 | 18 | 18 | 18 | 5 | 18 | 18 | 18 | 18 | 18 | 18 | 10
ALT-09 | 2035-05-01 | 5 | 2035 | 2035 | SPRING | 16 | 16 | 16 | 16 | 16 | 16 | 5 | 18 | 18 | 18 | 18 | 18 | 18 | 10
ALT-09 | 2035-06-01 | 6 | 2035 | 2035 | SUMMER | 15 | 15 | 15 | 15 | 15 | 15 | 5 | 17 | 17 | 17 | 17 | 17 | 17 | 10
ALT-09 | 2035-07-01 | 7 | 2035 | 2035 | SUMMER | 15 | 15 | 15 | 15 | 15 | 15 | 5 | 17 | 17 | 17 | 17 | 17 | 17 | 10
ALT-09 | 2035-08-01 | 8 | 2035 | 2035 | SUMMER | 15 | 15 | 15 | 15 | 15 | 15 | 5 | 17 | 17 | 17 | 17 | 17 | 17 | 10
ALT-09 | 2035-09-01 | 9 | 2035 | 2035 | SUMMER | 16 | 16 | 16 | 16 | 16 | 16 | 5 | 17 | 17 | 17 | 17 | 17 | 17 | 10
ALT-09 | 2035-10-01 | 10 | 2036 | 2035 | FALL | 18 | 18 | 18 | 18 | 18 | 18 | 5 | 18 | 18 | 18 | 18 | 18 | 18 | 10
ALT-09 | 2035-11-01 | 11 | 2036 | 2035 | FALL | 19 | 19 | 19 | 19 | 19 | 19 | 5 | 19 | 19 | 19 | 19 | 19 | 19 | 10
ALT-09 | 2035-12-01 | 12 | 2036 | 2035 | WINTER | 20 | 20 | 20 | 20 | 20 | 20 | 5 | 20 | 20 | 20 | 20 | 20 | 20 | 10
ALT-09 | 2036-01-01 | 1 | 2036 | 2036 | WINTER | 20 | 20 | 20 | 20 | 20 | 20 | 5 | 20 | 20 | 20 | 20 | 20 | 20 | 10
ALT-09 | 2036-02-01 | 2 | 2036 | 2036 | WINTER | 20 | 20 | 20 | 20 | 20 | 20 | 5 | 20 | 20 | 20 | 20 | 20 | 20 | 10
ALT-09 | 2036-03-01 | 3 | 2036 | 2036 | WINTER | 19 | 19 | 19 | 19 | 19 | 19 | 5 | 19 | 19 | 19 | 19 | 19 | 19 | 10
ALT-09 | 2036-04-01 | 4 | 2036 | 2036 | SPRING | 18 | 18 | 18 | 18 | 18 | 18 | 5 | 18 | 18 | 18 | 18 | 18 | 18 | 10
ALT-09 | 2036-05-01 | 5 | 2036 | 2036 | SPRING | 16 | 16 | 16 | 16 | 16 | 16 | 5 | 18 | 18 | 18 | 18 | 18 | 18 | 10
ALT-09 | 2036-06-01 | 6 | 2036 | 2036 | SUMMER | 15 | 15 | 15 | 15 | 15 | 15 | 5 | 17 | 17 | 17 | 17 | 17 | 17 | 10
ALT-09 | 2036-07-01 | 7 | 2036 | 2036 | SUMMER | 15 | 15 | 15 | 15 | 15 | 15 | 5 | 17 | 17 | 17 | 17 | 17 | 17 | 10
ALT-09 | 2036-08-01 | 8 | 2036 | 2036 | SUMMER | 15 | 15 | 15 | 15 | 15 | 15 | 5 | 17 | 17 | 17 | 17 | 17 | 17 | 10
ALT-09 | 2036-09-01 | 9 | 2036 | 2036 | SUMMER | 16 | 16 | 16 | 16 | 16 | 16 | 5 | 17 | 17 | 17 | 17 | 17 | 17 | 10
ALT-09 | 2036-10-01 | 10 | 2037 | 2036 | FALL | 18 | 18 | 18 | 18 | 18 | 18 | 5 | 18 | 18 | 18 | 18 | 18 | 18 | 10
ALT-09 | 2036-11-01 | 11 | 2037 | 2036 | FALL | 19 | 19 | 19 | 19 | 19 | 19 | 5 | 19 | 19 | 19 | 19 | 19 | 19 | 10
ALT-09 | 2036-12-01 | 12 | 2037 | 2036 | WINTER | 20 | 20 | 20 | 20 | 20 | 20 | 5 | 20 | 20 | 20 | 20 | 20 | 20 | 10
ALT-09 | 2037-01-01 | 1 | 2037 | 2037 | WINTER | 20 | 20 | 20 | 20 | 20 | 20 | 5 | 20 | 20 | 20 | 20 | 20 | 20 | 10
ALT-09 | 2037-02-01 | 2 | 2037 | 2037 | WINTER | 20 | 20 | 20 | 20 | 20 | 20 | 5 | 20 | 20 | 20 | 20 | 20 | 20 | 10
ALT-09 | 2037-03-01 | 3 | 2037 | 2037 | WINTER | 19 | 19 | 19 | 19 | 19 | 19 | 5 | 19 | 19 | 19 | 19 | 19 | 19 | 10
ALT-09 | 2037-04-01 | 4 | 2037 | 2037 | SPRING | 18 | 18 | 18 | 18 | 18 | 18 | 5 | 18 | 18 | 18 | 18 | 18 | 18 | 10
ALT-09 | 2037-05-01 | 5 | 2037 | 2037 | SPRING | 16 | 16 | 16 | 16 | 16 | 16 | 5 | 18 | 18 | 18 | 18 | 18 | 18 | 10
ALT-09 | 2037-06-01 | 6 | 2037 | 2037 | SUMMER | 15 | 15 | 15 | 15 | 15 | 15 | 5 | 17 | 17 | 17 | 17 | 17 | 17 | 10
ALT-09 | 2037-07-01 | 7 | 2037 | 2037 | SUMMER | 15 | 15 | 15 | 15 | 15 | 15 | 5 | 17 | 17 | 17 | 17 | 17 | 17 | 10
ALT-09 | 2037-08-01 | 8 | 2037 | 2037 | SUMMER | 15 | 15 | 15 | 15 | 15 | 15 | 5 | 17 | 17 | 17 | 17 | 17 | 17 | 10
ALT-09 | 2037-09-01 | 9 | 2037 | 2037 | SUMMER | 16 | 16 | 16 | 16 | 16 | 16 | 5 | 17 | 17 | 17 | 17 | 17 | 17 | 10
ALT-09 | 2037-10-01 | 10 | 2038 | 2037 | FALL | 18 | 18 | 18 | 18 | 18 | 18 | 5 | 18 | 18 | 18 | 18 | 18 | 18 | 10
ALT-09 | 2037-11-01 | 11 | 2038 | 2037 | FALL | 19 | 19 | 19 | 19 | 19 | 19 | 5 | 19 | 19 | 19 | 19 | 19 | 19 | 10
ALT-09 | 2037-12-01 | 12 | 2038 | 2037 | WINTER | 20 | 20 | 20 | 20 | 20 | 20 | 5 | 20 | 20 | 20 | 20 | 20 | 20 | 10
ALT-09 | 2038-01-01 | 1 | 2038 | 2038 | WINTER | 20 | 20 | 20 | 20 | 20 | 20 | 5 | 20 | 20 | 20 | 20 | 20 | 20 | 10
ALT-09 | 2038-02-01 | 2 | 2038 | 2038 | WINTER | 20 | 20 | 20 | 20 | 20 | 20 | 5 | 20 | 20 | 20 | 20 | 20 | 20 | 10
ALT-09 | 2038-03-01 | 3 | 2038 | 2038 | WINTER | 19 | 19 | 19 | 19 | 19 | 19 | 5 | 19 | 19 | 19 | 19 | 19 | 19 | 10
ALT-09 | 2038-04-01 | 4 | 2038 | 2038 | SPRING | 18 | 18 | 18 | 18 | 18 | 18 | 5 | 18 | 18 | 18 | 18 | 18 | 18 | 10
ALT-09 | 2038-05-01 | 5 | 2038 | 2038 | SPRING | 16 | 16 | 16 | 16 | 16 | 16 | 5 | 18 | 18 | 18 | 18 | 18 | 18 | 10
ALT-09 | 2038-06-01 | 6 | 2038 | 2038 | SUMMER | 15 | 15 | 15 | 15 | 15 | 15 | 5 | 17 | 17 | 17 | 17 | 17 | 17 | 10
ALT-09 | 2038-07-01 | 7 | 2038 | 2038 | SUMMER | 15 | 15 | 15 | 15 | 15 | 15 | 5 | 17 | 17 | 17 | 17 | 17 | 17 | 10
ALT-09 | 2038-08-01 | 8 | 2038 | 2038 | SUMMER | 15 | 15 | 15 | 15 | 15 | 15 | 5 | 17 | 17 | 17 | 17 | 17 | 17 | 10
ALT-09 | 2038-09-01 | 9 | 2038 | 2038 | SUMMER | 16 | 16 | 16 | 16 | 16 | 16 | 5 | 17 | 17 | 17 | 17 | 17 | 17 | 10
ALT-09 | 2038-10-01 | 10 | 2039 | 2038 | FALL | 18 | 18 | 18 | 18 | 18 | 18 | 5 | 18 | 18 | 18 | 18 | 18 | 18 | 10
ALT-09 | 2038-11-01 | 11 | 2039 | 2038 | FALL | 19 | 19 | 19 | 19 | 19 | 19 | 5 | 19 | 19 | 19 | 19 | 19 | 19 | 10
ALT-09 | 2038-12-01 | 12 | 2039 | 2038 | WINTER | 20 | 20 | 20 | 20 | 20 | 20 | 5 | 20 | 20 | 20 | 20 | 20 | 20 | 10
ALT-09 | 2039-01-01 | 1 | 2039 | 2039 | WINTER | 20 | 20 | 20 | 20 | 20 | 20 | 5 | 20 | 20 | 20 | 20 | 20 | 20 | 10
ALT-09 | 2039-02-01 | 2 | 2039 | 2039 | WINTER | 20 | 20 | 20 | 20 | 20 | 20 | 5 | 20 | 20 | 20 | 20 | 20 | 20 | 10
ALT-09 | 2039-03-01 | 3 | 2039 | 2039 | WINTER | 19 | 19 | 19 | 19 | 19 | 19 | 5 | 19 | 19 | 19 | 19 | 19 | 19 | 10
ALT-09 | 2039-04-01 | 4 | 2039 | 2039 | SPRING | 18 | 18 | 18 | 18 | 18 | 18 | 5 | 18 | 18 | 18 | 18 | 18 | 18 | 10
ALT-09 | 2039-05-01 | 5 | 2039 | 2039 | SPRING | 16 | 16 | 16 | 16 | 16 | 16 | 5 | 18 | 18 | 18 | 18 | 18 | 18 | 10
ALT-09 | 2039-06-01 | 6 | 2039 | 2039 | SUMMER | 15 | 15 | 15 | 15 | 15 | 15 | 5 | 17 | 17 | 17 | 17 | 17 | 17 | 10
ALT-09 | 2039-07-01 | 7 | 2039 | 2039 | SUMMER | 15 | 15 | 15 | 15 | 15 | 15 | 5 | 17 | 17 | 17 | 17 | 17 | 17 | 10
ALT-09 | 2039-08-01 | 8 | 2039 | 2039 | SUMMER | 15 | 15 | 15 | 15 | 15 | 15 | 5 | 17 | 17 | 17 | 17 | 17 | 17 | 10
ALT-09 | 2039-09-01 | 9 | 2039 | 2039 | SUMMER | 16 | 16 | 16 | 16 | 16 | 16 | 5 | 17 | 17 | 17 | 17 | 17 | 17 | 10
ALT-09 | 2039-10-01 | 10 | 2040 | 2039 | FALL | 18 | 18 | 18 | 18 | 18 | 18 | 5 | 18 | 18 | 18 | 18 | 18 | 18 | 10
ALT-09 | 2039-11-01 | 11 | 2040 | 2039 | FALL | 19 | 19 | 19 | 19 | 19 | 19 | 5 | 19 | 19 | 19 | 19 | 19 | 19 | 10
ALT-09 | 2039-12-01 | 12 | 2040 | 2039 | WINTER | 20 | 20 | 20 | 20 | 20 | 20 | 5 | 20 | 20 | 20 | 20 | 20 | 20 | 10
ALT-09 | 2040-01-01 | 1 | 2040 | 2040 | WINTER | 20 | 20 | 20 | 20 | 20 | 20 | 5 | 20 | 20 | 20 | 20 | 20 | 20 | 10
ALT-09 | 2040-02-01 | 2 | 2040 | 2040 | WINTER | 20 | 20 | 20 | 20 | 20 | 20 | 5 | 20 | 20 | 20 | 20 | 20 | 20 | 10
ALT-09 | 2040-03-01 | 3 | 2040 | 2040 | WINTER | 19 | 19 | 19 | 19 | 19 | 19 | 5 | 19 | 19 | 19 | 19 | 19 | 19 | 10
ALT-09 | 2040-04-01 | 4 | 2040 | 2040 | SPRING | 18 | 18 | 18 | 18 | 18 | 18 | 5 | 18 | 18 | 18 | 18 | 18 | 18 | 10
ALT-09 | 2040-05-01 | 5 | 2040 | 2040 | SPRING | 16 | 16 | 16 | 16 | 16 | 16 | 5 | 18 | 18 | 18 | 18 | 18 | 18 | 10
ALT-09 | 2040-06-01 | 6 | 2040 | 2040 | SUMMER | 15 | 15 | 15 | 15 | 15 | 15 | 5 | 17 | 17 | 17 | 17 | 17 | 17 | 10
ALT-09 | 2040-07-01 | 7 | 2040 | 2040 | SUMMER | 15 | 15 | 15 | 15 | 15 | 15 | 5 | 17 | 17 | 17 | 17 | 17 | 17 | 10
ALT-09 | 2040-08-01 | 8 | 2040 | 2040 | SUMMER | 15 | 15 | 15 | 15 | 15 | 15 | 5 | 17 | 17 | 17 | 17 | 17 | 17 | 10
ALT-09 | 2040-09-01 | 9 | 2040 | 2040 | SUMMER | 16 | 16 | 16 | 16 | 16 | 16 | 5 | 17 | 17 | 17 | 17 | 17 | 17 | 10
ALT-09 | 2040-10-01 | 10 | 2041 | 2040 | FALL | 18 | 18 | 18 | 18 | 18 | 18 | 5 | 18 | 18 | 18 | 18 | 18 | 18 | 10
ALT-09 | 2040-11-01 | 11 | 2041 | 2040 | FALL | 19 | 19 | 19 | 19 | 19 | 19 | 5 | 19 | 19 | 19 | 19 | 19 | 19 | 10
ALT-09 | 2040-12-01 | 12 | 2041 | 2040 | WINTER | 20 | 20 | 20 | 20 | 20 | 20 | 5 | 20 | 20 | 20 | 20 | 20 | 20 | 10
ALT-09 | 2041-01-01 | 1 | 2041 | 2041 | WINTER | 20 | 20 | 20 | 20 | 20 | 20 | 5 | 20 | 20 | 20 | 20 | 20 | 20 | 10
ALT-09 | 2041-02-01 | 2 | 2041 | 2041 | WINTER | 20 | 20 | 20 | 20 | 20 | 20 | 5 | 20 | 20 | 20 | 20 | 20 | 20 | 10
ALT-09 | 2041-03-01 | 3 | 2041 | 2041 | WINTER | 19 | 19 | 19 | 19 | 19 | 19 | 5 | 19 | 19 | 19 | 19 | 19 | 19 | 10
ALT-09 | 2041-04-01 | 4 | 2041 | 2041 | SPRING | 18 | 18 | 18 | 18 | 18 | 18 | 5 | 18 | 18 | 18 | 18 | 18 | 18 | 10
ALT-09 | 2041-05-01 | 5 | 2041 | 2041 | SPRING | 16 | 16 | 16 | 16 | 16 | 16 | 5 | 18 | 18 | 18 | 18 | 18 | 18 | 10
ALT-09 | 2041-06-01 | 6 | 2041 | 2041 | SUMMER | 15 | 15 | 15 | 15 | 15 | 15 | 5 | 17 | 17 | 17 | 17 | 17 | 17 | 10
ALT-09 | 2041-07-01 | 7 | 2041 | 2041 | SUMMER | 15 | 15 | 15 | 15 | 15 | 15 | 5 | 17 | 17 | 17 | 17 | 17 | 17 | 10
ALT-09 | 2041-08-01 | 8 | 2041 | 2041 | SUMMER | 15 | 15 | 15 | 15 | 15 | 15 | 5 | 17 | 17 | 17 | 17 | 17 | 17 | 10
ALT-09 | 2041-09-01 | 9 | 2041 | 2041 | SUMMER | 16 | 16 | 16 | 16 | 16 | 16 | 5 | 17 | 17 | 17 | 17 | 17 | 17 | 10
ALT-09 | 2041-10-01 | 10 | 2042 | 2041 | FALL | 18 | 18 | 18 | 18 | 18 | 18 | 5 | 18 | 18 | 18 | 18 | 18 | 18 | 10
ALT-09 | 2041-11-01 | 11 | 2042 | 2041 | FALL | 19 | 19 | 19 | 19 | 19 | 19 | 5 | 19 | 19 | 19 | 19 | 19 | 19 | 10
ALT-09 | 2041-12-01 | 12 | 2042 | 2041 | WINTER | 20 | 20 | 20 | 20 | 20 | 20 | 5 | 20 | 20 | 20 | 20 | 20 | 20 | 10
ALT-09 | 2042-01-01 | 1 | 2042 | 2042 | WINTER | 20 | 20 | 20 | 20 | 20 | 20 | 5 | 20 | 20 | 20 | 20 | 20 | 20 | 10
ALT-09 | 2042-02-01 | 2 | 2042 | 2042 | WINTER | 20 | 20 | 20 | 20 | 20 | 20 | 5 | 20 | 20 | 20 | 20 | 20 | 20 | 10
ALT-09 | 2042-03-01 | 3 | 2042 | 2042 | WINTER | 19 | 19 | 19 | 19 | 19 | 19 | 5 | 19 | 19 | 19 | 19 | 19 | 19 | 10
ALT-09 | 2042-04-01 | 4 | 2042 | 2042 | SPRING | 18 | 18 | 18 | 18 | 18 | 18 | 5 | 18 | 18 | 18 | 18 | 18 | 18 | 10
ALT-09 | 2042-05-01 | 5 | 2042 | 2042 | SPRING | 16 | 16 | 16 | 16 | 16 | 16 | 5 | 18 | 18 | 18 | 18 | 18 | 18 | 10
ALT-09 | 2042-06-01 | 6 | 2042 | 2042 | SUMMER | 15 | 15 | 15 | 15 | 15 | 15 | 5 | 17 | 17 | 17 | 17 | 17 | 17 | 10
ALT-09 | 2042-07-01 | 7 | 2042 | 2042 | SUMMER | 15 | 15 | 15 | 15 | 15 | 15 | 5 | 17 | 17 | 17 | 17 | 17 | 17 | 10
ALT-09 | 2042-08-01 | 8 | 2042 | 2042 | SUMMER | 15 | 15 | 15 | 15 | 15 | 15 | 5 | 17 | 17 | 17 | 17 | 17 | 17 | 10
ALT-09 | 2042-09-01 | 9 | 2042 | 2042 | SUMMER | 16 | 16 | 16 | 16 | 16 | 16 | 5 | 17 | 17 | 17 | 17 | 17 | 17 | 10
ALT-09 | 2042-10-01 | 10 | 2043 | 2042 | FALL | 18 | 18 | 18 | 18 | 18 | 18 | 5 | 18 | 18 | 18 | 18 | 18 | 18 | 10
ALT-09 | 2042-11-01 | 11 | 2043 | 2042 | FALL | 19 | 19 | 19 | 19 | 19 | 19 | 5 | 19 | 19 | 19 | 19 | 19 | 19 | 10
ALT-09 | 2042-12-01 | 12 | 2043 | 2042 | WINTER | 20 | 20 | 20 | 20 | 20 | 20 | 5 | 20 | 20 | 20 | 20 | 20 | 20 | 10
ALT-09 | 2043-01-01 | 1 | 2043 | 2043 | WINTER | 20 | 20 | 20 | 20 | 20 | 20 | 5 | 20 | 20 | 20 | 20 | 20 | 20 | 10
ALT-09 | 2043-02-01 | 2 | 2043 | 2043 | WINTER | 20 | 20 | 20 | 20 | 20 | 20 | 5 | 20 | 20 | 20 | 20 | 20 | 20 | 10
ALT-09 | 2043-03-01 | 3 | 2043 | 2043 | WINTER | 19 | 19 | 19 | 19 | 19 | 19 | 5 | 19 | 19 | 19 | 19 | 19 | 19 | 10
ALT-09 | 2043-04-01 | 4 | 2043 | 2043 | SPRING | 18 | 18 | 18 | 18 | 18 | 18 | 5 | 18 | 18 | 18 | 18 | 18 | 18 | 10
ALT-09 | 2043-05-01 | 5 | 2043 | 2043 | SPRING | 16 | 16 | 16 | 16 | 16 | 16 | 5 | 18 | 18 | 18 | 18 | 18 | 18 | 10
ALT-09 | 2043-06-01 | 6 | 2043 | 2043 | SUMMER | 15 | 15 | 15 | 15 | 15 | 15 | 5 | 17 | 17 | 17 | 17 | 17 | 17 | 10
ALT-09 | 2043-07-01 | 7 | 2043 | 2043 | SUMMER | 15 | 15 | 15 | 15 | 15 | 15 | 5 | 17 | 17 | 17 | 17 | 17 | 17 | 10
ALT-09 | 2043-08-01 | 8 | 2043 | 2043 | SUMMER | 15 | 15 | 15 | 15 | 15 | 15 | 5 | 17 | 17 | 17 | 17 | 17 | 17 | 10
ALT-09 | 2043-09-01 | 9 | 2043 | 2043 | SUMMER | 16 | 16 | 16 | 16 | 16 | 16 | 5 | 17 | 17 | 17 | 17 | 17 | 17 | 10
ALT-09 | 2043-10-01 | 10 | 2044 | 2043 | FALL | 18 | 18 | 18 | 18 | 18 | 18 | 5 | 18 | 18 | 18 | 18 | 18 | 18 | 10
ALT-09 | 2043-11-01 | 11 | 2044 | 2043 | FALL | 19 | 19 | 19 | 19 | 19 | 19 | 5 | 19 | 19 | 19 | 19 | 19 | 19 | 10
ALT-09 | 2043-12-01 | 12 | 2044 | 2043 | WINTER | 20 | 20 | 20 | 20 | 20 | 20 | 5 | 20 | 20 | 20 | 20 | 20 | 20 | 10
ALT-09 | 2044-01-01 | 1 | 2044 | 2044 | WINTER | 20 | 20 | 20 | 20 | 20 | 20 | 5 | 20 | 20 | 20 | 20 | 20 | 20 | 10
ALT-09 | 2044-02-01 | 2 | 2044 | 2044 | WINTER | 20 | 20 | 20 | 20 | 20 | 20 | 5 | 20 | 20 | 20 | 20 | 20 | 20 | 10
ALT-09 | 2044-03-01 | 3 | 2044 | 2044 | WINTER | 19 | 19 | 19 | 19 | 19 | 19 | 5 | 19 | 19 | 19 | 19 | 19 | 19 | 10
ALT-09 | 2044-04-01 | 4 | 2044 | 2044 | SPRING | 18 | 18 | 18 | 18 | 18 | 18 | 5 | 18 | 18 | 18 | 18 | 18 | 18 | 10
ALT-09 | 2044-05-01 | 5 | 2044 | 2044 | SPRING | 16 | 16 | 16 | 16 | 16 | 16 | 5 | 18 | 18 | 18 | 18 | 18 | 18 | 10
ALT-09 | 2044-06-01 | 6 | 2044 | 2044 | SUMMER | 15 | 15 | 15 | 15 | 15 | 15 | 5 | 17 | 17 | 17 | 17 | 17 | 17 | 10
ALT-09 | 2044-07-01 | 7 | 2044 | 2044 | SUMMER | 15 | 15 | 15 | 15 | 15 | 15 | 5 | 17 | 17 | 17 | 17 | 17 | 17 | 10
ALT-09 | 2044-08-01 | 8 | 2044 | 2044 | SUMMER | 15 | 15 | 15 | 15 | 15 | 15 | 5 | 17 | 17 | 17 | 17 | 17 | 17 | 10
ALT-09 | 2044-09-01 | 9 | 2044 | 2044 | SUMMER | 16 | 16 | 16 | 16 | 16 | 16 | 5 | 17 | 17 | 17 | 17 | 17 | 17 | 10
ALT-09 | 2044-10-01 | 10 | 2045 | 2044 | FALL | 18 | 18 | 18 | 18 | 18 | 18 | 5 | 18 | 18 | 18 | 18 | 18 | 18 | 10
ALT-09 | 2044-11-01 | 11 | 2045 | 2044 | FALL | 19 | 19 | 19 | 19 | 19 | 19 | 5 | 19 | 19 | 19 | 19 | 19 | 19 | 10
ALT-09 | 2044-12-01 | 12 | 2045 | 2044 | WINTER | 20 | 20 | 20 | 20 | 20 | 20 | 5 | 20 | 20 | 20 | 20 | 20 | 20 | 10
ALT-09 | 2045-01-01 | 1 | 2045 | 2045 | WINTER | 20 | 20 | 20 | 20 | 20 | 20 | 5 | 20 | 20 | 20 | 20 | 20 | 20 | 10
ALT-09 | 2045-02-01 | 2 | 2045 | 2045 | WINTER | 20 | 20 | 20 | 20 | 20 | 20 | 5 | 20 | 20 | 20 | 20 | 20 | 20 | 10
ALT-09 | 2045-03-01 | 3 | 2045 | 2045 | WINTER | 19 | 19 | 19 | 19 | 19 | 19 | 5 | 19 | 19 | 19 | 19 | 19 | 19 | 10
ALT-09 | 2045-04-01 | 4 | 2045 | 2045 | SPRING | 18 | 18 | 18 | 18 | 18 | 18 | 5 | 18 | 18 | 18 | 18 | 18 | 18 | 10
ALT-09 | 2045-05-01 | 5 | 2045 | 2045 | SPRING | 16 | 16 | 16 | 16 | 16 | 16 | 5 | 18 | 18 | 18 | 18 | 18 | 18 | 10
ALT-09 | 2045-06-01 | 6 | 2045 | 2045 | SUMMER | 15 | 15 | 15 | 15 | 15 | 15 | 5 | 17 | 17 | 17 | 17 | 17 | 17 | 10
ALT-09 | 2045-07-01 | 7 | 2045 | 2045 | SUMMER | 15 | 15 | 15 | 15 | 15 | 15 | 5 | 17 | 17 | 17 | 17 | 17 | 17 | 10
ALT-09 | 2045-08-01 | 8 | 2045 | 2045 | SUMMER | 15 | 15 | 15 | 15 | 15 | 15 | 5 | 17 | 17 | 17 | 17 | 17 | 17 | 10
ALT-09 | 2045-09-01 | 9 | 2045 | 2045 | SUMMER | 16 | 16 | 16 | 16 | 16 | 16 | 5 | 17 | 17 | 17 | 17 | 17 | 17 | 10
ALT-09 | 2045-10-01 | 10 | 2046 | 2045 | FALL | 18 | 18 | 18 | 18 | 18 | 18 | 5 | 18 | 18 | 18 | 18 | 18 | 18 | 10
ALT-09 | 2045-11-01 | 11 | 2046 | 2045 | FALL | 19 | 19 | 19 | 19 | 19 | 19 | 5 | 19 | 19 | 19 | 19 | 19 | 19 | 10
ALT-09 | 2045-12-01 | 12 | 2046 | 2045 | WINTER | 20 | 20 | 20 | 20 | 20 | 20 | 5 | 20 | 20 | 20 | 20 | 20 | 20 | 10
ALT-09 | 2046-01-01 | 1 | 2046 | 2046 | WINTER | 20 | 20 | 20 | 20 | 20 | 20 | 5 | 20 | 20 | 20 | 20 | 20 | 20 | 10
ALT-09 | 2046-02-01 | 2 | 2046 | 2046 | WINTER | 20 | 20 | 20 | 20 | 20 | 20 | 5 | 20 | 20 | 20 | 20 | 20 | 20 | 10
ALT-09 | 2046-03-01 | 3 | 2046 | 2046 | WINTER | 19 | 19 | 19 | 19 | 19 | 19 | 5 | 19 | 19 | 19 | 19 | 19 | 19 | 10
ALT-09 | 2046-04-01 | 4 | 2046 | 2046 | SPRING | 18 | 18 | 18 | 18 | 18 | 18 | 5 | 18 | 18 | 18 | 18 | 18 | 18 | 10
ALT-09 | 2046-05-01 | 5 | 2046 | 2046 | SPRING | 16 | 16 | 16 | 16 | 16 | 16 | 5 | 18 | 18 | 18 | 18 | 18 | 18 | 10
ALT-09 | 2046-06-01 | 6 | 2046 | 2046 | SUMMER | 15 | 15 | 15 | 15 | 15 | 15 | 5 | 17 | 17 | 17 | 17 | 17 | 17 | 10
ALT-09 | 2046-07-01 | 7 | 2046 | 2046 | SUMMER | 15 | 15 | 15 | 15 | 15 | 15 | 5 | 17 | 17 | 17 | 17 | 17 | 17 | 10
ALT-09 | 2046-08-01 | 8 | 2046 | 2046 | SUMMER | 15 | 15 | 15 | 15 | 15 | 15 | 5 | 17 | 17 | 17 | 17 | 17 | 17 | 10
ALT-09 | 2046-09-01 | 9 | 2046 | 2046 | SUMMER | 16 | 16 | 16 | 16 | 16 | 16 | 5 | 17 | 17 | 17 | 17 | 17 | 17 | 10
ALT-09 | 2046-10-01 | 10 | 2047 | 2046 | FALL | 18 | 18 | 18 | 18 | 18 | 18 | 5 | 18 | 18 | 18 | 18 | 18 | 18 | 10
ALT-09 | 2046-11-01 | 11 | 2047 | 2046 | FALL | 19 | 19 | 19 | 19 | 19 | 19 | 5 | 19 | 19 | 19 | 19 | 19 | 19 | 10
ALT-09 | 2046-12-01 | 12 | 2047 | 2046 | WINTER | 20 | 20 | 20 | 20 | 20 | 20 | 5 | 20 | 20 | 20 | 20 | 20 | 20 | 10
ALT-09 | 2047-01-01 | 1 | 2047 | 2047 | WINTER | 20 | 20 | 20 | 20 | 20 | 20 | 5 | 20 | 20 | 20 | 20 | 20 | 20 | 10
ALT-09 | 2047-02-01 | 2 | 2047 | 2047 | WINTER | 20 | 20 | 20 | 20 | 20 | 20 | 5 | 20 | 20 | 20 | 20 | 20 | 20 | 10
ALT-09 | 2047-03-01 | 3 | 2047 | 2047 | WINTER | 19 | 19 | 19 | 19 | 19 | 19 | 5 | 19 | 19 | 19 | 19 | 19 | 19 | 10
ALT-09 | 2047-04-01 | 4 | 2047 | 2047 | SPRING | 18 | 18 | 18 | 18 | 18 | 18 | 5 | 18 | 18 | 18 | 18 | 18 | 18 | 10
ALT-09 | 2047-05-01 | 5 | 2047 | 2047 | SPRING | 16 | 16 | 16 | 16 | 16 | 16 | 5 | 18 | 18 | 18 | 18 | 18 | 18 | 10
ALT-09 | 2047-06-01 | 6 | 2047 | 2047 | SUMMER | 15 | 15 | 15 | 15 | 15 | 15 | 5 | 17 | 17 | 17 | 17 | 17 | 17 | 10
ALT-09 | 2047-07-01 | 7 | 2047 | 2047 | SUMMER | 15 | 15 | 15 | 15 | 15 | 15 | 5 | 17 | 17 | 17 | 17 | 17 | 17 | 10
ALT-09 | 2047-08-01 | 8 | 2047 | 2047 | SUMMER | 15 | 15 | 15 | 15 | 15 | 15 | 5 | 17 | 17 | 17 | 17 | 17 | 17 | 10
ALT-09 | 2047-09-01 | 9 | 2047 | 2047 | SUMMER | 16 | 16 | 16 | 16 | 16 | 16 | 5 | 17 | 17 | 17 | 17 | 17 | 17 | 10
ALT-10 | 2016-10-01 | 10 | 2017 | 2016 | FALL | 18 | 18 | 18 | 18 | 18 | 18 | 5 | 18 | 18 | 18 | 18 | 18 | 18 | 10
ALT-10 | 2016-11-01 | 11 | 2017 | 2016 | FALL | 19 | 19 | 19 | 19 | 19 | 19 | 5 | 19 | 19 | 19 | 19 | 19 | 19 | 10
ALT-10 | 2016-12-01 | 12 | 2017 | 2016 | WINTER | 20 | 20 | 20 | 20 | 20 | 20 | 5 | 20 | 20 | 20 | 20 | 20 | 20 | 10
ALT-10 | 2017-01-01 | 1 | 2017 | 2017 | WINTER | 20 | 20 | 20 | 20 | 20 | 20 | 5 | 20 | 20 | 20 | 20 | 20 | 20 | 10
ALT-10 | 2017-02-01 | 2 | 2017 | 2017 | WINTER | 20 | 20 | 20 | 20 | 20 | 20 | 5 | 20 | 20 | 20 | 20 | 20 | 20 | 10
ALT-10 | 2017-03-01 | 3 | 2017 | 2017 | WINTER | 19 | 19 | 19 | 19 | 19 | 19 | 5 | 19 | 19 | 19 | 19 | 19 | 19 | 10
ALT-10 | 2017-04-01 | 4 | 2017 | 2017 | SPRING | 18 | 18 | 18 | 18 | 18 | 18 | 5 | 18 | 18 | 18 | 18 | 18 | 18 | 10
ALT-10 | 2017-05-01 | 5 | 2017 | 2017 | SPRING | 16 | 16 | 16 | 16 | 16 | 16 | 5 | 18 | 18 | 18 | 18 | 18 | 18 | 10
ALT-10 | 2017-06-01 | 6 | 2017 | 2017 | SUMMER | 15 | 15 | 15 | 15 | 15 | 15 | 5 | 17 | 17 | 17 | 17 | 17 | 17 | 10
ALT-10 | 2017-07-01 | 7 | 2017 | 2017 | SUMMER | 15 | 15 | 15 | 15 | 15 | 15 | 5 | 17 | 17 | 17 | 17 | 17 | 17 | 10
ALT-10 | 2017-08-01 | 8 | 2017 | 2017 | SUMMER | 15 | 15 | 15 | 15 | 15 | 15 | 5 | 17 | 17 | 17 | 17 | 17 | 17 | 10
ALT-10 | 2017-09-01 | 9 | 2017 | 2017 | SUMMER | 16 | 16 | 16 | 16 | 16 | 16 | 5 | 17 | 17 | 17 | 17 | 17 | 17 | 10
ALT-10 | 2017-10-01 | 10 | 2018 | 2017 | FALL | 18 | 18 | 18 | 18 | 18 | 18 | 5 | 18 | 18 | 18 | 18 | 18 | 18 | 10
ALT-10 | 2017-11-01 | 11 | 2018 | 2017 | FALL | 19 | 19 | 19 | 19 | 19 | 19 | 5 | 19 | 19 | 19 | 19 | 19 | 19 | 10
ALT-10 | 2017-12-01 | 12 | 2018 | 2017 | WINTER | 20 | 20 | 20 | 20 | 20 | 20 | 5 | 20 | 20 | 20 | 20 | 20 | 20 | 10
ALT-10 | 2018-01-01 | 1 | 2018 | 2018 | WINTER | 20 | 20 | 20 | 20 | 20 | 20 | 5 | 20 | 20 | 20 | 20 | 20 | 20 | 10
ALT-10 | 2018-02-01 | 2 | 2018 | 2018 | WINTER | 20 | 20 | 20 | 20 | 20 | 20 | 5 | 20 | 20 | 20 | 20 | 20 | 20 | 10
ALT-10 | 2018-03-01 | 3 | 2018 | 2018 | WINTER | 19 | 19 | 19 | 19 | 19 | 19 | 5 | 19 | 19 | 19 | 19 | 19 | 19 | 10
ALT-10 | 2018-04-01 | 4 | 2018 | 2018 | SPRING | 18 | 18 | 18 | 18 | 18 | 18 | 5 | 18 | 18 | 18 | 18 | 18 | 18 | 10
ALT-10 | 2018-05-01 | 5 | 2018 | 2018 | SPRING | 16 | 16 | 16 | 16 | 16 | 16 | 5 | 18 | 18 | 18 | 18 | 18 | 18 | 10
ALT-10 | 2018-06-01 | 6 | 2018 | 2018 | SUMMER | 15 | 15 | 15 | 15 | 15 | 15 | 5 | 17 | 17 | 17 | 17 | 17 | 17 | 10
ALT-10 | 2018-07-01 | 7 | 2018 | 2018 | SUMMER | 15 | 15 | 15 | 15 | 15 | 15 | 5 | 17 | 17 | 17 | 17 | 17 | 17 | 10
ALT-10 | 2018-08-01 | 8 | 2018 | 2018 | SUMMER | 15 | 15 | 15 | 15 | 15 | 15 | 5 | 17 | 17 | 17 | 17 | 17 | 17 | 10
ALT-10 | 2018-09-01 | 9 | 2018 | 2018 | SUMMER | 16 | 16 | 16 | 16 | 16 | 16 | 5 | 17 | 17 | 17 | 17 | 17 | 17 | 10
ALT-10 | 2018-10-01 | 10 | 2019 | 2018 | FALL | 18 | 18 | 18 | 18 | 18 | 18 | 5 | 18 | 18 | 18 | 18 | 18 | 18 | 10
ALT-10 | 2018-11-01 | 11 | 2019 | 2018 | FALL | 19 | 19 | 19 | 19 | 19 | 19 | 5 | 19 | 19 | 19 | 19 | 19 | 19 | 10
ALT-10 | 2018-12-01 | 12 | 2019 | 2018 | WINTER | 20 | 20 | 20 | 20 | 20 | 20 | 5 | 20 | 20 | 20 | 20 | 20 | 20 | 10
ALT-10 | 2019-01-01 | 1 | 2019 | 2019 | WINTER | 20 | 20 | 20 | 20 | 20 | 20 | 5 | 20 | 20 | 20 | 20 | 20 | 20 | 10
ALT-10 | 2019-02-01 | 2 | 2019 | 2019 | WINTER | 20 | 20 | 20 | 20 | 20 | 20 | 5 | 20 | 20 | 20 | 20 | 20 | 20 | 10
ALT-10 | 2019-03-01 | 3 | 2019 | 2019 | WINTER | 19 | 19 | 19 | 19 | 19 | 19 | 5 | 19 | 19 | 19 | 19 | 19 | 19 | 10
ALT-10 | 2019-04-01 | 4 | 2019 | 2019 | SPRING | 18 | 18 | 18 | 18 | 18 | 18 | 5 | 18 | 18 | 18 | 18 | 18 | 18 | 10
ALT-10 | 2019-05-01 | 5 | 2019 | 2019 | SPRING | 16 | 16 | 16 | 16 | 16 | 16 | 5 | 18 | 18 | 18 | 18 | 18 | 18 | 10
ALT-10 | 2019-06-01 | 6 | 2019 | 2019 | SUMMER | 15 | 15 | 15 | 15 | 15 | 15 | 5 | 17 | 17 | 17 | 17 | 17 | 17 | 10
ALT-10 | 2019-07-01 | 7 | 2019 | 2019 | SUMMER | 15 | 15 | 15 | 15 | 15 | 15 | 5 | 17 | 17 | 17 | 17 | 17 | 17 | 10
ALT-10 | 2019-08-01 | 8 | 2019 | 2019 | SUMMER | 15 | 15 | 15 | 15 | 15 | 15 | 5 | 17 | 17 | 17 | 17 | 17 | 17 | 10
ALT-10 | 2019-09-01 | 9 | 2019 | 2019 | SUMMER | 16 | 16 | 16 | 16 | 16 | 16 | 5 | 17 | 17 | 17 | 17 | 17 | 17 | 10
ALT-10 | 2019-10-01 | 10 | 2020 | 2019 | FALL | 18 | 18 | 18 | 18 | 18 | 18 | 5 | 18 | 18 | 18 | 18 | 18 | 18 | 10
ALT-10 | 2019-11-01 | 11 | 2020 | 2019 | FALL | 19 | 19 | 19 | 19 | 19 | 19 | 5 | 19 | 19 | 19 | 19 | 19 | 19 | 10
ALT-10 | 2019-12-01 | 12 | 2020 | 2019 | WINTER | 20 | 20 | 20 | 20 | 20 | 20 | 5 | 20 | 20 | 20 | 20 | 20 | 20 | 10
ALT-10 | 2020-01-01 | 1 | 2020 | 2020 | WINTER | 20 | 20 | 20 | 20 | 20 | 20 | 5 | 20 | 20 | 20 | 20 | 20 | 20 | 10
ALT-10 | 2020-02-01 | 2 | 2020 | 2020 | WINTER | 20 | 20 | 20 | 20 | 20 | 20 | 5 | 20 | 20 | 20 | 20 | 20 | 20 | 10
ALT-10 | 2020-03-01 | 3 | 2020 | 2020 | WINTER | 19 | 19 | 19 | 19 | 19 | 19 | 5 | 19 | 19 | 19 | 19 | 19 | 19 | 10
ALT-10 | 2020-04-01 | 4 | 2020 | 2020 | SPRING | 18 | 18 | 18 | 18 | 18 | 18 | 5 | 18 | 18 | 18 | 18 | 18 | 18 | 10
ALT-10 | 2020-05-01 | 5 | 2020 | 2020 | SPRING | 16 | 16 | 16 | 16 | 16 | 16 | 5 | 18 | 18 | 18 | 18 | 18 | 18 | 10
ALT-10 | 2020-06-01 | 6 | 2020 | 2020 | SUMMER | 15 | 15 | 15 | 15 | 15 | 15 | 5 | 17 | 17 | 17 | 17 | 17 | 17 | 10
ALT-10 | 2020-07-01 | 7 | 2020 | 2020 | SUMMER | 15 | 15 | 15 | 15 | 15 | 15 | 5 | 17 | 17 | 17 | 17 | 17 | 17 | 10
ALT-10 | 2020-08-01 | 8 | 2020 | 2020 | SUMMER | 15 | 15 | 15 | 15 | 15 | 15 | 5 | 17 | 17 | 17 | 17 | 17 | 17 | 10
ALT-10 | 2020-09-01 | 9 | 2020 | 2020 | SUMMER | 16 | 16 | 16 | 16 | 16 | 16 | 5 | 17 | 17 | 17 | 17 | 17 | 17 | 10
ALT-10 | 2020-10-01 | 10 | 2021 | 2020 | FALL | 18 | 18 | 18 | 18 | 18 | 18 | 5 | 18 | 18 | 18 | 18 | 18 | 18 | 10
ALT-10 | 2020-11-01 | 11 | 2021 | 2020 | FALL | 19 | 19 | 19 | 19 | 19 | 19 | 5 | 19 | 19 | 19 | 19 | 19 | 19 | 10
ALT-10 | 2020-12-01 | 12 | 2021 | 2020 | WINTER | 20 | 20 | 20 | 20 | 20 | 20 | 5 | 20 | 20 | 20 | 20 | 20 | 20 | 10
ALT-10 | 2021-01-01 | 1 | 2021 | 2021 | WINTER | 20 | 20 | 20 | 20 | 20 | 20 | 5 | 20 | 20 | 20 | 20 | 20 | 20 | 10
ALT-10 | 2021-02-01 | 2 | 2021 | 2021 | WINTER | 20 | 20 | 20 | 20 | 20 | 20 | 5 | 20 | 20 | 20 | 20 | 20 | 20 | 10
ALT-10 | 2021-03-01 | 3 | 2021 | 2021 | WINTER | 19 | 19 | 19 | 19 | 19 | 19 | 5 | 19 | 19 | 19 | 19 | 19 | 19 | 10
ALT-10 | 2021-04-01 | 4 | 2021 | 2021 | SPRING | 18 | 18 | 18 | 18 | 18 | 18 | 5 | 18 | 18 | 18 | 18 | 18 | 18 | 10
ALT-10 | 2021-05-01 | 5 | 2021 | 2021 | SPRING | 16 | 16 | 16 | 16 | 16 | 16 | 5 | 18 | 18 | 18 | 18 | 18 | 18 | 10
ALT-10 | 2021-06-01 | 6 | 2021 | 2021 | SUMMER | 15 | 15 | 15 | 15 | 15 | 15 | 5 | 17 | 17 | 17 | 17 | 17 | 17 | 10
ALT-10 | 2021-07-01 | 7 | 2021 | 2021 | SUMMER | 15 | 15 | 15 | 15 | 15 | 15 | 5 | 17 | 17 | 17 | 17 | 17 | 17 | 10
ALT-10 | 2021-08-01 | 8 | 2021 | 2021 | SUMMER | 15 | 15 | 15 | 15 | 15 | 15 | 5 | 17 | 17 | 17 | 17 | 17 | 17 | 10
ALT-10 | 2021-09-01 | 9 | 2021 | 2021 | SUMMER | 16 | 16 | 16 | 16 | 16 | 16 | 5 | 17 | 17 | 17 | 17 | 17 | 17 | 10
ALT-10 | 2021-10-01 | 10 | 2022 | 2021 | FALL | 18 | 18 | 18 | 18 | 18 | 18 | 5 | 18 | 18 | 18 | 18 | 18 | 18 | 10
ALT-10 | 2021-11-01 | 11 | 2022 | 2021 | FALL | 19 | 19 | 19 | 19 | 19 | 19 | 5 | 19 | 19 | 19 | 19 | 19 | 19 | 10
ALT-10 | 2021-12-01 | 12 | 2022 | 2021 | WINTER | 20 | 20 | 20 | 20 | 20 | 20 | 5 | 20 | 20 | 20 | 20 | 20 | 20 | 10
ALT-10 | 2022-01-01 | 1 | 2022 | 2022 | WINTER | 20 | 20 | 20 | 20 | 20 | 20 | 5 | 20 | 20 | 20 | 20 | 20 | 20 | 10
ALT-10 | 2022-02-01 | 2 | 2022 | 2022 | WINTER | 20 | 20 | 20 | 20 | 20 | 20 | 5 | 20 | 20 | 20 | 20 | 20 | 20 | 10
ALT-10 | 2022-03-01 | 3 | 2022 | 2022 | WINTER | 19 | 19 | 19 | 19 | 19 | 19 | 5 | 19 | 19 | 19 | 19 | 19 | 19 | 10
ALT-10 | 2022-04-01 | 4 | 2022 | 2022 | SPRING | 18 | 18 | 18 | 18 | 18 | 18 | 5 | 18 | 18 | 18 | 18 | 18 | 18 | 10
ALT-10 | 2022-05-01 | 5 | 2022 | 2022 | SPRING | 16 | 16 | 16 | 16 | 16 | 16 | 5 | 18 | 18 | 18 | 18 | 18 | 18 | 10
ALT-10 | 2022-06-01 | 6 | 2022 | 2022 | SUMMER | 15 | 15 | 15 | 15 | 15 | 15 | 5 | 17 | 17 | 17 | 17 | 17 | 17 | 10
ALT-10 | 2022-07-01 | 7 | 2022 | 2022 | SUMMER | 15 | 15 | 15 | 15 | 15 | 15 | 5 | 17 | 17 | 17 | 17 | 17 | 17 | 10
ALT-10 | 2022-08-01 | 8 | 2022 | 2022 | SUMMER | 15 | 15 | 15 | 15 | 15 | 15 | 5 | 17 | 17 | 17 | 17 | 17 | 17 | 10
ALT-10 | 2022-09-01 | 9 | 2022 | 2022 | SUMMER | 16 | 16 | 16 | 16 | 16 | 16 | 5 | 17 | 17 | 17 | 17 | 17 | 17 | 10
ALT-10 | 2022-10-01 | 10 | 2023 | 2022 | FALL | 18 | 18 | 18 | 18 | 18 | 18 | 5 | 18 | 18 | 18 | 18 | 18 | 18 | 10
ALT-10 | 2022-11-01 | 11 | 2023 | 2022 | FALL | 19 | 19 | 19 | 19 | 19 | 19 | 5 | 19 | 19 | 19 | 19 | 19 | 19 | 10
ALT-10 | 2022-12-01 | 12 | 2023 | 2022 | WINTER | 20 | 20 | 20 | 20 | 20 | 20 | 5 | 20 | 20 | 20 | 20 | 20 | 20 | 10
ALT-10 | 2023-01-01 | 1 | 2023 | 2023 | WINTER | 20 | 20 | 20 | 20 | 20 | 20 | 5 | 20 | 20 | 20 | 20 | 20 | 20 | 10
ALT-10 | 2023-02-01 | 2 | 2023 | 2023 | WINTER | 20 | 20 | 20 | 20 | 20 | 20 | 5 | 20 | 20 | 20 | 20 | 20 | 20 | 10
ALT-10 | 2023-03-01 | 3 | 2023 | 2023 | WINTER | 19 | 19 | 19 | 19 | 19 | 19 | 5 | 19 | 19 | 19 | 19 | 19 | 19 | 10
ALT-10 | 2023-04-01 | 4 | 2023 | 2023 | SPRING | 18 | 18 | 18 | 18 | 18 | 18 | 5 | 18 | 18 | 18 | 18 | 18 | 18 | 10
ALT-10 | 2023-05-01 | 5 | 2023 | 2023 | SPRING | 16 | 16 | 16 | 16 | 16 | 16 | 5 | 18 | 18 | 18 | 18 | 18 | 18 | 10
ALT-10 | 2023-06-01 | 6 | 2023 | 2023 | SUMMER | 15 | 15 | 15 | 15 | 15 | 15 | 5 | 17 | 17 | 17 | 17 | 17 | 17 | 10
ALT-10 | 2023-07-01 | 7 | 2023 | 2023 | SUMMER | 15 | 15 | 15 | 15 | 15 | 15 | 5 | 17 | 17 | 17 | 17 | 17 | 17 | 10
ALT-10 | 2023-08-01 | 8 | 2023 | 2023 | SUMMER | 15 | 15 | 15 | 15 | 15 | 15 | 5 | 17 | 17 | 17 | 17 | 17 | 17 | 10
ALT-10 | 2023-09-01 | 9 | 2023 | 2023 | SUMMER | 16 | 16 | 16 | 16 | 16 | 16 | 5 | 17 | 17 | 17 | 17 | 17 | 17 | 10
ALT-10 | 2023-10-01 | 10 | 2024 | 2023 | FALL | 18 | 18 | 18 | 18 | 18 | 18 | 5 | 18 | 18 | 18 | 18 | 18 | 18 | 10
ALT-10 | 2023-11-01 | 11 | 2024 | 2023 | FALL | 19 | 19 | 19 | 19 | 19 | 19 | 5 | 19 | 19 | 19 | 19 | 19 | 19 | 10
ALT-10 | 2023-12-01 | 12 | 2024 | 2023 | WINTER | 20 | 20 | 20 | 20 | 20 | 20 | 5 | 20 | 20 | 20 | 20 | 20 | 20 | 10
ALT-10 | 2024-01-01 | 1 | 2024 | 2024 | WINTER | 20 | 20 | 20 | 20 | 20 | 20 | 5 | 20 | 20 | 20 | 20 | 20 | 20 | 10
ALT-10 | 2024-02-01 | 2 | 2024 | 2024 | WINTER | 20 | 20 | 20 | 20 | 20 | 20 | 5 | 20 | 20 | 20 | 20 | 20 | 20 | 10
ALT-10 | 2024-03-01 | 3 | 2024 | 2024 | WINTER | 19 | 19 | 19 | 19 | 19 | 19 | 5 | 19 | 19 | 19 | 19 | 19 | 19 | 10
ALT-10 | 2024-04-01 | 4 | 2024 | 2024 | SPRING | 18 | 18 | 18 | 18 | 18 | 18 | 5 | 18 | 18 | 18 | 18 | 18 | 18 | 10
ALT-10 | 2024-05-01 | 5 | 2024 | 2024 | SPRING | 16 | 16 | 16 | 16 | 16 | 16 | 5 | 18 | 18 | 18 | 18 | 18 | 18 | 10
ALT-10 | 2024-06-01 | 6 | 2024 | 2024 | SUMMER | 15 | 15 | 15 | 15 | 15 | 15 | 5 | 17 | 17 | 17 | 17 | 17 | 17 | 10
ALT-10 | 2024-07-01 | 7 | 2024 | 2024 | SUMMER | 15 | 15 | 15 | 15 | 15 | 15 | 5 | 17 | 17 | 17 | 17 | 17 | 17 | 10
ALT-10 | 2024-08-01 | 8 | 2024 | 2024 | SUMMER | 15 | 15 | 15 | 15 | 15 | 15 | 5 | 17 | 17 | 17 | 17 | 17 | 17 | 10
ALT-10 | 2024-09-01 | 9 | 2024 | 2024 | SUMMER | 16 | 16 | 16 | 16 | 16 | 16 | 5 | 17 | 17 | 17 | 17 | 17 | 17 | 10
ALT-10 | 2024-10-01 | 10 | 2025 | 2024 | FALL | 18 | 18 | 18 | 18 | 18 | 18 | 5 | 18 | 18 | 18 | 18 | 18 | 18 | 10
ALT-10 | 2024-11-01 | 11 | 2025 | 2024 | FALL | 19 | 19 | 19 | 19 | 19 | 19 | 5 | 19 | 19 | 19 | 19 | 19 | 19 | 10
ALT-10 | 2024-12-01 | 12 | 2025 | 2024 | WINTER | 20 | 20 | 20 | 20 | 20 | 20 | 5 | 20 | 20 | 20 | 20 | 20 | 20 | 10
ALT-10 | 2025-01-01 | 1 | 2025 | 2025 | WINTER | 20 | 20 | 20 | 20 | 20 | 20 | 5 | 20 | 20 | 20 | 20 | 20 | 20 | 10
ALT-10 | 2025-02-01 | 2 | 2025 | 2025 | WINTER | 20 | 20 | 20 | 20 | 20 | 20 | 5 | 20 | 20 | 20 | 20 | 20 | 20 | 10
ALT-10 | 2025-03-01 | 3 | 2025 | 2025 | WINTER | 19 | 19 | 19 | 19 | 19 | 19 | 5 | 19 | 19 | 19 | 19 | 19 | 19 | 10
ALT-10 | 2025-04-01 | 4 | 2025 | 2025 | SPRING | 18 | 18 | 18 | 18 | 18 | 18 | 5 | 18 | 18 | 18 | 18 | 18 | 18 | 10
ALT-10 | 2025-05-01 | 5 | 2025 | 2025 | SPRING | 16 | 16 | 16 | 16 | 16 | 16 | 5 | 18 | 18 | 18 | 18 | 18 | 18 | 10
ALT-10 | 2025-06-01 | 6 | 2025 | 2025 | SUMMER | 15 | 15 | 15 | 15 | 15 | 15 | 5 | 17 | 17 | 17 | 17 | 17 | 17 | 10
ALT-10 | 2025-07-01 | 7 | 2025 | 2025 | SUMMER | 15 | 15 | 15 | 15 | 15 | 15 | 5 | 17 | 17 | 17 | 17 | 17 | 17 | 10
ALT-10 | 2025-08-01 | 8 | 2025 | 2025 | SUMMER | 15 | 15 | 15 | 15 | 15 | 15 | 5 | 17 | 17 | 17 | 17 | 17 | 17 | 10
ALT-10 | 2025-09-01 | 9 | 2025 | 2025 | SUMMER | 16 | 16 | 16 | 16 | 16 | 16 | 5 | 17 | 17 | 17 | 17 | 17 | 17 | 10
ALT-10 | 2025-10-01 | 10 | 2026 | 2025 | FALL | 18 | 18 | 18 | 18 | 18 | 18 | 5 | 18 | 18 | 18 | 18 | 18 | 18 | 10
ALT-10 | 2025-11-01 | 11 | 2026 | 2025 | FALL | 19 | 19 | 19 | 19 | 19 | 19 | 5 | 19 | 19 | 19 | 19 | 19 | 19 | 10
ALT-10 | 2025-12-01 | 12 | 2026 | 2025 | WINTER | 20 | 20 | 20 | 20 | 20 | 20 | 5 | 20 | 20 | 20 | 20 | 20 | 20 | 10
ALT-10 | 2026-01-01 | 1 | 2026 | 2026 | WINTER | 20 | 20 | 20 | 20 | 20 | 20 | 5 | 20 | 20 | 20 | 20 | 20 | 20 | 10
ALT-10 | 2026-02-01 | 2 | 2026 | 2026 | WINTER | 20 | 20 | 20 | 20 | 20 | 20 | 5 | 20 | 20 | 20 | 20 | 20 | 20 | 10
ALT-10 | 2026-03-01 | 3 | 2026 | 2026 | WINTER | 19 | 19 | 19 | 19 | 19 | 19 | 5 | 19 | 19 | 19 | 19 | 19 | 19 | 10
ALT-10 | 2026-04-01 | 4 | 2026 | 2026 | SPRING | 18 | 18 | 18 | 18 | 18 | 18 | 5 | 18 | 18 | 18 | 18 | 18 | 18 | 10
ALT-10 | 2026-05-01 | 5 | 2026 | 2026 | SPRING | 16 | 16 | 16 | 16 | 16 | 16 | 5 | 18 | 18 | 18 | 18 | 18 | 18 | 10
ALT-10 | 2026-06-01 | 6 | 2026 | 2026 | SUMMER | 15 | 15 | 15 | 15 | 15 | 15 | 5 | 17 | 17 | 17 | 17 | 17 | 17 | 10
ALT-10 | 2026-07-01 | 7 | 2026 | 2026 | SUMMER | 15 | 15 | 15 | 15 | 15 | 15 | 5 | 17 | 17 | 17 | 17 | 17 | 17 | 10
ALT-10 | 2026-08-01 | 8 | 2026 | 2026 | SUMMER | 15 | 15 | 15 | 15 | 15 | 15 | 5 | 17 | 17 | 17 | 17 | 17 | 17 | 10
ALT-10 | 2026-09-01 | 9 | 2026 | 2026 | SUMMER | 16 | 16 | 16 | 16 | 16 | 16 | 5 | 17 | 17 | 17 | 17 | 17 | 17 | 10
ALT-10 | 2026-10-01 | 10 | 2027 | 2026 | FALL | 18 | 18 | 18 | 18 | 18 | 18 | 5 | 18 | 18 | 18 | 18 | 18 | 18 | 10
ALT-10 | 2026-11-01 | 11 | 2027 | 2026 | FALL | 19 | 19 | 19 | 19 | 19 | 19 | 5 | 19 | 19 | 19 | 19 | 19 | 19 | 10
ALT-10 | 2026-12-01 | 12 | 2027 | 2026 | WINTER | 20 | 20 | 20 | 20 | 20 | 20 | 5 | 20 | 20 | 20 | 20 | 20 | 20 | 10
ALT-10 | 2027-01-01 | 1 | 2027 | 2027 | WINTER | 20 | 20 | 20 | 20 | 20 | 20 | 5 | 20 | 20 | 20 | 20 | 20 | 20 | 10
ALT-10 | 2027-02-01 | 2 | 2027 | 2027 | WINTER | 20 | 20 | 20 | 20 | 20 | 20 | 5 | 20 | 20 | 20 | 20 | 20 | 20 | 10
ALT-10 | 2027-03-01 | 3 | 2027 | 2027 | WINTER | 19 | 19 | 19 | 19 | 19 | 19 | 5 | 19 | 19 | 19 | 19 | 19 | 19 | 10
ALT-10 | 2027-04-01 | 4 | 2027 | 2027 | SPRING | 18 | 18 | 18 | 18 | 18 | 18 | 5 | 18 | 18 | 18 | 18 | 18 | 18 | 10
ALT-10 | 2027-05-01 | 5 | 2027 | 2027 | SPRING | 16 | 16 | 16 | 16 | 16 | 16 | 5 | 18 | 18 | 18 | 18 | 18 | 18 | 10
ALT-10 | 2027-06-01 | 6 | 2027 | 2027 | SUMMER | 15 | 15 | 15 | 15 | 15 | 15 | 5 | 17 | 17 | 17 | 17 | 17 | 17 | 10
ALT-10 | 2027-07-01 | 7 | 2027 | 2027 | SUMMER | 15 | 15 | 15 | 15 | 15 | 15 | 5 | 17 | 17 | 17 | 17 | 17 | 17 | 10
ALT-10 | 2027-08-01 | 8 | 2027 | 2027 | SUMMER | 15 | 15 | 15 | 15 | 15 | 15 | 5 | 17 | 17 | 17 | 17 | 17 | 17 | 10
ALT-10 | 2027-09-01 | 9 | 2027 | 2027 | SUMMER | 16 | 16 | 16 | 16 | 16 | 16 | 5 | 17 | 17 | 17 | 17 | 17 | 17 | 10
ALT-10 | 2027-10-01 | 10 | 2028 | 2027 | FALL | 18 | 18 | 18 | 18 | 18 | 18 | 5 | 18 | 18 | 18 | 18 | 18 | 18 | 10
ALT-10 | 2027-11-01 | 11 | 2028 | 2027 | FALL | 19 | 19 | 19 | 19 | 19 | 19 | 5 | 19 | 19 | 19 | 19 | 19 | 19 | 10
ALT-10 | 2027-12-01 | 12 | 2028 | 2027 | WINTER | 20 | 20 | 20 | 20 | 20 | 20 | 5 | 20 | 20 | 20 | 20 | 20 | 20 | 10
ALT-10 | 2028-01-01 | 1 | 2028 | 2028 | WINTER | 20 | 20 | 20 | 20 | 20 | 20 | 5 | 20 | 20 | 20 | 20 | 20 | 20 | 10
ALT-10 | 2028-02-01 | 2 | 2028 | 2028 | WINTER | 20 | 20 | 20 | 20 | 20 | 20 | 5 | 20 | 20 | 20 | 20 | 20 | 20 | 10
ALT-10 | 2028-03-01 | 3 | 2028 | 2028 | WINTER | 19 | 19 | 19 | 19 | 19 | 19 | 5 | 19 | 19 | 19 | 19 | 19 | 19 | 10
ALT-10 | 2028-04-01 | 4 | 2028 | 2028 | SPRING | 18 | 18 | 18 | 18 | 18 | 18 | 5 | 18 | 18 | 18 | 18 | 18 | 18 | 10
ALT-10 | 2028-05-01 | 5 | 2028 | 2028 | SPRING | 16 | 16 | 16 | 16 | 16 | 16 | 5 | 18 | 18 | 18 | 18 | 18 | 18 | 10
ALT-10 | 2028-06-01 | 6 | 2028 | 2028 | SUMMER | 15 | 15 | 15 | 15 | 15 | 15 | 5 | 17 | 17 | 17 | 17 | 17 | 17 | 10
ALT-10 | 2028-07-01 | 7 | 2028 | 2028 | SUMMER | 15 | 15 | 15 | 15 | 15 | 15 | 5 | 17 | 17 | 17 | 17 | 17 | 17 | 10
ALT-10 | 2028-08-01 | 8 | 2028 | 2028 | SUMMER | 15 | 15 | 15 | 15 | 15 | 15 | 5 | 17 | 17 | 17 | 17 | 17 | 17 | 10
ALT-10 | 2028-09-01 | 9 | 2028 | 2028 | SUMMER | 16 | 16 | 16 | 16 | 16 | 16 | 5 | 17 | 17 | 17 | 17 | 17 | 17 | 10
ALT-10 | 2028-10-01 | 10 | 2029 | 2028 | FALL | 18 | 18 | 18 | 18 | 18 | 18 | 5 | 18 | 18 | 18 | 18 | 18 | 18 | 10
ALT-10 | 2028-11-01 | 11 | 2029 | 2028 | FALL | 19 | 19 | 19 | 19 | 19 | 19 | 5 | 19 | 19 | 19 | 19 | 19 | 19 | 10
ALT-10 | 2028-12-01 | 12 | 2029 | 2028 | WINTER | 20 | 20 | 20 | 20 | 20 | 20 | 5 | 20 | 20 | 20 | 20 | 20 | 20 | 10
ALT-10 | 2029-01-01 | 1 | 2029 | 2029 | WINTER | 20 | 20 | 20 | 20 | 20 | 20 | 5 | 20 | 20 | 20 | 20 | 20 | 20 | 10
ALT-10 | 2029-02-01 | 2 | 2029 | 2029 | WINTER | 20 | 20 | 20 | 20 | 20 | 20 | 5 | 20 | 20 | 20 | 20 | 20 | 20 | 10
ALT-10 | 2029-03-01 | 3 | 2029 | 2029 | WINTER | 19 | 19 | 19 | 19 | 19 | 19 | 5 | 19 | 19 | 19 | 19 | 19 | 19 | 10
ALT-10 | 2029-04-01 | 4 | 2029 | 2029 | SPRING | 18 | 18 | 18 | 18 | 18 | 18 | 5 | 18 | 18 | 18 | 18 | 18 | 18 | 10
ALT-10 | 2029-05-01 | 5 | 2029 | 2029 | SPRING | 16 | 16 | 16 | 16 | 16 | 16 | 5 | 18 | 18 | 18 | 18 | 18 | 18 | 10
ALT-10 | 2029-06-01 | 6 | 2029 | 2029 | SUMMER | 15 | 15 | 15 | 15 | 15 | 15 | 5 | 17 | 17 | 17 | 17 | 17 | 17 | 10
ALT-10 | 2029-07-01 | 7 | 2029 | 2029 | SUMMER | 15 | 15 | 15 | 15 | 15 | 15 | 5 | 17 | 17 | 17 | 17 | 17 | 17 | 10
ALT-10 | 2029-08-01 | 8 | 2029 | 2029 | SUMMER | 15 | 15 | 15 | 15 | 15 | 15 | 5 | 17 | 17 | 17 | 17 | 17 | 17 | 10
ALT-10 | 2029-09-01 | 9 | 2029 | 2029 | SUMMER | 16 | 16 | 16 | 16 | 16 | 16 | 5 | 17 | 17 | 17 | 17 | 17 | 17 | 10
ALT-10 | 2029-10-01 | 10 | 2030 | 2029 | FALL | 18 | 18 | 18 | 18 | 18 | 18 | 5 | 18 | 18 | 18 | 18 | 18 | 18 | 10
ALT-10 | 2029-11-01 | 11 | 2030 | 2029 | FALL | 19 | 19 | 19 | 19 | 19 | 19 | 5 | 19 | 19 | 19 | 19 | 19 | 19 | 10
ALT-10 | 2029-12-01 | 12 | 2030 | 2029 | WINTER | 20 | 20 | 20 | 20 | 20 | 20 | 5 | 20 | 20 | 20 | 20 | 20 | 20 | 10
ALT-10 | 2030-01-01 | 1 | 2030 | 2030 | WINTER | 20 | 20 | 20 | 20 | 20 | 20 | 5 | 20 | 20 | 20 | 20 | 20 | 20 | 10
ALT-10 | 2030-02-01 | 2 | 2030 | 2030 | WINTER | 20 | 20 | 20 | 20 | 20 | 20 | 5 | 20 | 20 | 20 | 20 | 20 | 20 | 10
ALT-10 | 2030-03-01 | 3 | 2030 | 2030 | WINTER | 19 | 19 | 19 | 19 | 19 | 19 | 5 | 19 | 19 | 19 | 19 | 19 | 19 | 10
ALT-10 | 2030-04-01 | 4 | 2030 | 2030 | SPRING | 18 | 18 | 18 | 18 | 18 | 18 | 5 | 18 | 18 | 18 | 18 | 18 | 18 | 10
ALT-10 | 2030-05-01 | 5 | 2030 | 2030 | SPRING | 16 | 16 | 16 | 16 | 16 | 16 | 5 | 18 | 18 | 18 | 18 | 18 | 18 | 10
ALT-10 | 2030-06-01 | 6 | 2030 | 2030 | SUMMER | 15 | 15 | 15 | 15 | 15 | 15 | 5 | 17 | 17 | 17 | 17 | 17 | 17 | 10
ALT-10 | 2030-07-01 | 7 | 2030 | 2030 | SUMMER | 15 | 15 | 15 | 15 | 15 | 15 | 5 | 17 | 17 | 17 | 17 | 17 | 17 | 10
ALT-10 | 2030-08-01 | 8 | 2030 | 2030 | SUMMER | 15 | 15 | 15 | 15 | 15 | 15 | 5 | 17 | 17 | 17 | 17 | 17 | 17 | 10
ALT-10 | 2030-09-01 | 9 | 2030 | 2030 | SUMMER | 16 | 16 | 16 | 16 | 16 | 16 | 5 | 17 | 17 | 17 | 17 | 17 | 17 | 10
ALT-10 | 2030-10-01 | 10 | 2031 | 2030 | FALL | 18 | 18 | 18 | 18 | 18 | 18 | 5 | 18 | 18 | 18 | 18 | 18 | 18 | 10
ALT-10 | 2030-11-01 | 11 | 2031 | 2030 | FALL | 19 | 19 | 19 | 19 | 19 | 19 | 5 | 19 | 19 | 19 | 19 | 19 | 19 | 10
ALT-10 | 2030-12-01 | 12 | 2031 | 2030 | WINTER | 20 | 20 | 20 | 20 | 20 | 20 | 5 | 20 | 20 | 20 | 20 | 20 | 20 | 10
ALT-10 | 2031-01-01 | 1 | 2031 | 2031 | WINTER | 20 | 20 | 20 | 20 | 20 | 20 | 5 | 20 | 20 | 20 | 20 | 20 | 20 | 10
ALT-10 | 2031-02-01 | 2 | 2031 | 2031 | WINTER | 20 | 20 | 20 | 20 | 20 | 20 | 5 | 20 | 20 | 20 | 20 | 20 | 20 | 10
ALT-10 | 2031-03-01 | 3 | 2031 | 2031 | WINTER | 19 | 19 | 19 | 19 | 19 | 19 | 5 | 19 | 19 | 19 | 19 | 19 | 19 | 10
ALT-10 | 2031-04-01 | 4 | 2031 | 2031 | SPRING | 18 | 18 | 18 | 18 | 18 | 18 | 5 | 18 | 18 | 18 | 18 | 18 | 18 | 10
ALT-10 | 2031-05-01 | 5 | 2031 | 2031 | SPRING | 16 | 16 | 16 | 16 | 16 | 16 | 5 | 18 | 18 | 18 | 18 | 18 | 18 | 10
ALT-10 | 2031-06-01 | 6 | 2031 | 2031 | SUMMER | 15 | 15 | 15 | 15 | 15 | 15 | 5 | 17 | 17 | 17 | 17 | 17 | 17 | 10
ALT-10 | 2031-07-01 | 7 | 2031 | 2031 | SUMMER | 15 | 15 | 15 | 15 | 15 | 15 | 5 | 17 | 17 | 17 | 17 | 17 | 17 | 10
ALT-10 | 2031-08-01 | 8 | 2031 | 2031 | SUMMER | 15 | 15 | 15 | 15 | 15 | 15 | 5 | 17 | 17 | 17 | 17 | 17 | 17 | 10
ALT-10 | 2031-09-01 | 9 | 2031 | 2031 | SUMMER | 16 | 16 | 16 | 16 | 16 | 16 | 5 | 17 | 17 | 17 | 17 | 17 | 17 | 10
ALT-10 | 2031-10-01 | 10 | 2032 | 2031 | FALL | 18 | 18 | 18 | 18 | 18 | 18 | 5 | 18 | 18 | 18 | 18 | 18 | 18 | 10
ALT-10 | 2031-11-01 | 11 | 2032 | 2031 | FALL | 19 | 19 | 19 | 19 | 19 | 19 | 5 | 19 | 19 | 19 | 19 | 19 | 19 | 10
ALT-10 | 2031-12-01 | 12 | 2032 | 2031 | WINTER | 20 | 20 | 20 | 20 | 20 | 20 | 5 | 20 | 20 | 20 | 20 | 20 | 20 | 10
ALT-10 | 2032-01-01 | 1 | 2032 | 2032 | WINTER | 20 | 20 | 20 | 20 | 20 | 20 | 5 | 20 | 20 | 20 | 20 | 20 | 20 | 10
ALT-10 | 2032-02-01 | 2 | 2032 | 2032 | WINTER | 20 | 20 | 20 | 20 | 20 | 20 | 5 | 20 | 20 | 20 | 20 | 20 | 20 | 10
ALT-10 | 2032-03-01 | 3 | 2032 | 2032 | WINTER | 19 | 19 | 19 | 19 | 19 | 19 | 5 | 19 | 19 | 19 | 19 | 19 | 19 | 10
ALT-10 | 2032-04-01 | 4 | 2032 | 2032 | SPRING | 18 | 18 | 18 | 18 | 18 | 18 | 5 | 18 | 18 | 18 | 18 | 18 | 18 | 10
ALT-10 | 2032-05-01 | 5 | 2032 | 2032 | SPRING | 16 | 16 | 16 | 16 | 16 | 16 | 5 | 18 | 18 | 18 | 18 | 18 | 18 | 10
ALT-10 | 2032-06-01 | 6 | 2032 | 2032 | SUMMER | 15 | 15 | 15 | 15 | 15 | 15 | 5 | 17 | 17 | 17 | 17 | 17 | 17 | 10
ALT-10 | 2032-07-01 | 7 | 2032 | 2032 | SUMMER | 15 | 15 | 15 | 15 | 15 | 15 | 5 | 17 | 17 | 17 | 17 | 17 | 17 | 10
ALT-10 | 2032-08-01 | 8 | 2032 | 2032 | SUMMER | 15 | 15 | 15 | 15 | 15 | 15 | 5 | 17 | 17 | 17 | 17 | 17 | 17 | 10
ALT-10 | 2032-09-01 | 9 | 2032 | 2032 | SUMMER | 16 | 16 | 16 | 16 | 16 | 16 | 5 | 17 | 17 | 17 | 17 | 17 | 17 | 10
ALT-10 | 2032-10-01 | 10 | 2033 | 2032 | FALL | 18 | 18 | 18 | 18 | 18 | 18 | 5 | 18 | 18 | 18 | 18 | 18 | 18 | 10
ALT-10 | 2032-11-01 | 11 | 2033 | 2032 | FALL | 19 | 19 | 19 | 19 | 19 | 19 | 5 | 19 | 19 | 19 | 19 | 19 | 19 | 10
ALT-10 | 2032-12-01 | 12 | 2033 | 2032 | WINTER | 20 | 20 | 20 | 20 | 20 | 20 | 5 | 20 | 20 | 20 | 20 | 20 | 20 | 10
ALT-10 | 2033-01-01 | 1 | 2033 | 2033 | WINTER | 20 | 20 | 20 | 20 | 20 | 20 | 5 | 20 | 20 | 20 | 20 | 20 | 20 | 10
ALT-10 | 2033-02-01 | 2 | 2033 | 2033 | WINTER | 20 | 20 | 20 | 20 | 20 | 20 | 5 | 20 | 20 | 20 | 20 | 20 | 20 | 10
ALT-10 | 2033-03-01 | 3 | 2033 | 2033 | WINTER | 19 | 19 | 19 | 19 | 19 | 19 | 5 | 19 | 19 | 19 | 19 | 19 | 19 | 10
ALT-10 | 2033-04-01 | 4 | 2033 | 2033 | SPRING | 18 | 18 | 18 | 18 | 18 | 18 | 5 | 18 | 18 | 18 | 18 | 18 | 18 | 10
ALT-10 | 2033-05-01 | 5 | 2033 | 2033 | SPRING | 16 | 16 | 16 | 16 | 16 | 16 | 5 | 18 | 18 | 18 | 18 | 18 | 18 | 10
ALT-10 | 2033-06-01 | 6 | 2033 | 2033 | SUMMER | 15 | 15 | 15 | 15 | 15 | 15 | 5 | 17 | 17 | 17 | 17 | 17 | 17 | 10
ALT-10 | 2033-07-01 | 7 | 2033 | 2033 | SUMMER | 15 | 15 | 15 | 15 | 15 | 15 | 5 | 17 | 17 | 17 | 17 | 17 | 17 | 10
ALT-10 | 2033-08-01 | 8 | 2033 | 2033 | SUMMER | 15 | 15 | 15 | 15 | 15 | 15 | 5 | 17 | 17 | 17 | 17 | 17 | 17 | 10
ALT-10 | 2033-09-01 | 9 | 2033 | 2033 | SUMMER | 16 | 16 | 16 | 16 | 16 | 16 | 5 | 17 | 17 | 17 | 17 | 17 | 17 | 10
ALT-10 | 2033-10-01 | 10 | 2034 | 2033 | FALL | 18 | 18 | 18 | 18 | 18 | 18 | 5 | 18 | 18 | 18 | 18 | 18 | 18 | 10
ALT-10 | 2033-11-01 | 11 | 2034 | 2033 | FALL | 19 | 19 | 19 | 19 | 19 | 19 | 5 | 19 | 19 | 19 | 19 | 19 | 19 | 10
ALT-10 | 2033-12-01 | 12 | 2034 | 2033 | WINTER | 20 | 20 | 20 | 20 | 20 | 20 | 5 | 20 | 20 | 20 | 20 | 20 | 20 | 10
ALT-10 | 2034-01-01 | 1 | 2034 | 2034 | WINTER | 20 | 20 | 20 | 20 | 20 | 20 | 5 | 20 | 20 | 20 | 20 | 20 | 20 | 10
ALT-10 | 2034-02-01 | 2 | 2034 | 2034 | WINTER | 20 | 20 | 20 | 20 | 20 | 20 | 5 | 20 | 20 | 20 | 20 | 20 | 20 | 10
ALT-10 | 2034-03-01 | 3 | 2034 | 2034 | WINTER | 19 | 19 | 19 | 19 | 19 | 19 | 5 | 19 | 19 | 19 | 19 | 19 | 19 | 10
ALT-10 | 2034-04-01 | 4 | 2034 | 2034 | SPRING | 18 | 18 | 18 | 18 | 18 | 18 | 5 | 18 | 18 | 18 | 18 | 18 | 18 | 10
ALT-10 | 2034-05-01 | 5 | 2034 | 2034 | SPRING | 16 | 16 | 16 | 16 | 16 | 16 | 5 | 18 | 18 | 18 | 18 | 18 | 18 | 10
ALT-10 | 2034-06-01 | 6 | 2034 | 2034 | SUMMER | 15 | 15 | 15 | 15 | 15 | 15 | 5 | 17 | 17 | 17 | 17 | 17 | 17 | 10
ALT-10 | 2034-07-01 | 7 | 2034 | 2034 | SUMMER | 15 | 15 | 15 | 15 | 15 | 15 | 5 | 17 | 17 | 17 | 17 | 17 | 17 | 10
ALT-10 | 2034-08-01 | 8 | 2034 | 2034 | SUMMER | 15 | 15 | 15 | 15 | 15 | 15 | 5 | 17 | 17 | 17 | 17 | 17 | 17 | 10
ALT-10 | 2034-09-01 | 9 | 2034 | 2034 | SUMMER | 16 | 16 | 16 | 16 | 16 | 16 | 5 | 17 | 17 | 17 | 17 | 17 | 17 | 10
ALT-10 | 2034-10-01 | 10 | 2035 | 2034 | FALL | 18 | 18 | 18 | 18 | 18 | 18 | 5 | 18 | 18 | 18 | 18 | 18 | 18 | 10
ALT-10 | 2034-11-01 | 11 | 2035 | 2034 | FALL | 19 | 19 | 19 | 19 | 19 | 19 | 5 | 19 | 19 | 19 | 19 | 19 | 19 | 10
ALT-10 | 2034-12-01 | 12 | 2035 | 2034 | WINTER | 20 | 20 | 20 | 20 | 20 | 20 | 5 | 20 | 20 | 20 | 20 | 20 | 20 | 10
ALT-10 | 2035-01-01 | 1 | 2035 | 2035 | WINTER | 20 | 20 | 20 | 20 | 20 | 20 | 5 | 20 | 20 | 20 | 20 | 20 | 20 | 10
ALT-10 | 2035-02-01 | 2 | 2035 | 2035 | WINTER | 20 | 20 | 20 | 20 | 20 | 20 | 5 | 20 | 20 | 20 | 20 | 20 | 20 | 10
ALT-10 | 2035-03-01 | 3 | 2035 | 2035 | WINTER | 19 | 19 | 19 | 19 | 19 | 19 | 5 | 19 | 19 | 19 | 19 | 19 | 19 | 10
ALT-10 | 2035-04-01 | 4 | 2035 | 2035 | SPRING | 18 | 18 | 18 | 18 | 18 | 18 | 5 | 18 | 18 | 18 | 18 | 18 | 18 | 10
ALT-10 | 2035-05-01 | 5 | 2035 | 2035 | SPRING | 16 | 16 | 16 | 16 | 16 | 16 | 5 | 18 | 18 | 18 | 18 | 18 | 18 | 10
ALT-10 | 2035-06-01 | 6 | 2035 | 2035 | SUMMER | 15 | 15 | 15 | 15 | 15 | 15 | 5 | 17 | 17 | 17 | 17 | 17 | 17 | 10
ALT-10 | 2035-07-01 | 7 | 2035 | 2035 | SUMMER | 15 | 15 | 15 | 15 | 15 | 15 | 5 | 17 | 17 | 17 | 17 | 17 | 17 | 10
ALT-10 | 2035-08-01 | 8 | 2035 | 2035 | SUMMER | 15 | 15 | 15 | 15 | 15 | 15 | 5 | 17 | 17 | 17 | 17 | 17 | 17 | 10
ALT-10 | 2035-09-01 | 9 | 2035 | 2035 | SUMMER | 16 | 16 | 16 | 16 | 16 | 16 | 5 | 17 | 17 | 17 | 17 | 17 | 17 | 10
ALT-10 | 2035-10-01 | 10 | 2036 | 2035 | FALL | 18 | 18 | 18 | 18 | 18 | 18 | 5 | 18 | 18 | 18 | 18 | 18 | 18 | 10
ALT-10 | 2035-11-01 | 11 | 2036 | 2035 | FALL | 19 | 19 | 19 | 19 | 19 | 19 | 5 | 19 | 19 | 19 | 19 | 19 | 19 | 10
ALT-10 | 2035-12-01 | 12 | 2036 | 2035 | WINTER | 20 | 20 | 20 | 20 | 20 | 20 | 5 | 20 | 20 | 20 | 20 | 20 | 20 | 10
ALT-10 | 2036-01-01 | 1 | 2036 | 2036 | WINTER | 20 | 20 | 20 | 20 | 20 | 20 | 5 | 20 | 20 | 20 | 20 | 20 | 20 | 10
ALT-10 | 2036-02-01 | 2 | 2036 | 2036 | WINTER | 20 | 20 | 20 | 20 | 20 | 20 | 5 | 20 | 20 | 20 | 20 | 20 | 20 | 10
ALT-10 | 2036-03-01 | 3 | 2036 | 2036 | WINTER | 19 | 19 | 19 | 19 | 19 | 19 | 5 | 19 | 19 | 19 | 19 | 19 | 19 | 10
ALT-10 | 2036-04-01 | 4 | 2036 | 2036 | SPRING | 18 | 18 | 18 | 18 | 18 | 18 | 5 | 18 | 18 | 18 | 18 | 18 | 18 | 10
ALT-10 | 2036-05-01 | 5 | 2036 | 2036 | SPRING | 16 | 16 | 16 | 16 | 16 | 16 | 5 | 18 | 18 | 18 | 18 | 18 | 18 | 10
ALT-10 | 2036-06-01 | 6 | 2036 | 2036 | SUMMER | 15 | 15 | 15 | 15 | 15 | 15 | 5 | 17 | 17 | 17 | 17 | 17 | 17 | 10
ALT-10 | 2036-07-01 | 7 | 2036 | 2036 | SUMMER | 15 | 15 | 15 | 15 | 15 | 15 | 5 | 17 | 17 | 17 | 17 | 17 | 17 | 10
ALT-10 | 2036-08-01 | 8 | 2036 | 2036 | SUMMER | 15 | 15 | 15 | 15 | 15 | 15 | 5 | 17 | 17 | 17 | 17 | 17 | 17 | 10
ALT-10 | 2036-09-01 | 9 | 2036 | 2036 | SUMMER | 16 | 16 | 16 | 16 | 16 | 16 | 5 | 17 | 17 | 17 | 17 | 17 | 17 | 10
ALT-10 | 2036-10-01 | 10 | 2037 | 2036 | FALL | 18 | 18 | 18 | 18 | 18 | 18 | 5 | 18 | 18 | 18 | 18 | 18 | 18 | 10
ALT-10 | 2036-11-01 | 11 | 2037 | 2036 | FALL | 19 | 19 | 19 | 19 | 19 | 19 | 5 | 19 | 19 | 19 | 19 | 19 | 19 | 10
ALT-10 | 2036-12-01 | 12 | 2037 | 2036 | WINTER | 20 | 20 | 20 | 20 | 20 | 20 | 5 | 20 | 20 | 20 | 20 | 20 | 20 | 10
ALT-10 | 2037-01-01 | 1 | 2037 | 2037 | WINTER | 20 | 20 | 20 | 20 | 20 | 20 | 5 | 20 | 20 | 20 | 20 | 20 | 20 | 10
ALT-10 | 2037-02-01 | 2 | 2037 | 2037 | WINTER | 20 | 20 | 20 | 20 | 20 | 20 | 5 | 20 | 20 | 20 | 20 | 20 | 20 | 10
ALT-10 | 2037-03-01 | 3 | 2037 | 2037 | WINTER | 19 | 19 | 19 | 19 | 19 | 19 | 5 | 19 | 19 | 19 | 19 | 19 | 19 | 10
ALT-10 | 2037-04-01 | 4 | 2037 | 2037 | SPRING | 18 | 18 | 18 | 18 | 18 | 18 | 5 | 18 | 18 | 18 | 18 | 18 | 18 | 10
ALT-10 | 2037-05-01 | 5 | 2037 | 2037 | SPRING | 16 | 16 | 16 | 16 | 16 | 16 | 5 | 18 | 18 | 18 | 18 | 18 | 18 | 10
ALT-10 | 2037-06-01 | 6 | 2037 | 2037 | SUMMER | 15 | 15 | 15 | 15 | 15 | 15 | 5 | 17 | 17 | 17 | 17 | 17 | 17 | 10
ALT-10 | 2037-07-01 | 7 | 2037 | 2037 | SUMMER | 15 | 15 | 15 | 15 | 15 | 15 | 5 | 17 | 17 | 17 | 17 | 17 | 17 | 10
ALT-10 | 2037-08-01 | 8 | 2037 | 2037 | SUMMER | 15 | 15 | 15 | 15 | 15 | 15 | 5 | 17 | 17 | 17 | 17 | 17 | 17 | 10
ALT-10 | 2037-09-01 | 9 | 2037 | 2037 | SUMMER | 16 | 16 | 16 | 16 | 16 | 16 | 5 | 17 | 17 | 17 | 17 | 17 | 17 | 10
ALT-10 | 2037-10-01 | 10 | 2038 | 2037 | FALL | 18 | 18 | 18 | 18 | 18 | 18 | 5 | 18 | 18 | 18 | 18 | 18 | 18 | 10
ALT-10 | 2037-11-01 | 11 | 2038 | 2037 | FALL | 19 | 19 | 19 | 19 | 19 | 19 | 5 | 19 | 19 | 19 | 19 | 19 | 19 | 10
ALT-10 | 2037-12-01 | 12 | 2038 | 2037 | WINTER | 20 | 20 | 20 | 20 | 20 | 20 | 5 | 20 | 20 | 20 | 20 | 20 | 20 | 10
ALT-10 | 2038-01-01 | 1 | 2038 | 2038 | WINTER | 20 | 20 | 20 | 20 | 20 | 20 | 5 | 20 | 20 | 20 | 20 | 20 | 20 | 10
ALT-10 | 2038-02-01 | 2 | 2038 | 2038 | WINTER | 20 | 20 | 20 | 20 | 20 | 20 | 5 | 20 | 20 | 20 | 20 | 20 | 20 | 10
ALT-10 | 2038-03-01 | 3 | 2038 | 2038 | WINTER | 19 | 19 | 19 | 19 | 19 | 19 | 5 | 19 | 19 | 19 | 19 | 19 | 19 | 10
ALT-10 | 2038-04-01 | 4 | 2038 | 2038 | SPRING | 18 | 18 | 18 | 18 | 18 | 18 | 5 | 18 | 18 | 18 | 18 | 18 | 18 | 10
ALT-10 | 2038-05-01 | 5 | 2038 | 2038 | SPRING | 16 | 16 | 16 | 16 | 16 | 16 | 5 | 18 | 18 | 18 | 18 | 18 | 18 | 10
ALT-10 | 2038-06-01 | 6 | 2038 | 2038 | SUMMER | 15 | 15 | 15 | 15 | 15 | 15 | 5 | 17 | 17 | 17 | 17 | 17 | 17 | 10
ALT-10 | 2038-07-01 | 7 | 2038 | 2038 | SUMMER | 15 | 15 | 15 | 15 | 15 | 15 | 5 | 17 | 17 | 17 | 17 | 17 | 17 | 10
ALT-10 | 2038-08-01 | 8 | 2038 | 2038 | SUMMER | 15 | 15 | 15 | 15 | 15 | 15 | 5 | 17 | 17 | 17 | 17 | 17 | 17 | 10
ALT-10 | 2038-09-01 | 9 | 2038 | 2038 | SUMMER | 16 | 16 | 16 | 16 | 16 | 16 | 5 | 17 | 17 | 17 | 17 | 17 | 17 | 10
ALT-10 | 2038-10-01 | 10 | 2039 | 2038 | FALL | 18 | 18 | 18 | 18 | 18 | 18 | 5 | 18 | 18 | 18 | 18 | 18 | 18 | 10
ALT-10 | 2038-11-01 | 11 | 2039 | 2038 | FALL | 19 | 19 | 19 | 19 | 19 | 19 | 5 | 19 | 19 | 19 | 19 | 19 | 19 | 10
ALT-10 | 2038-12-01 | 12 | 2039 | 2038 | WINTER | 20 | 20 | 20 | 20 | 20 | 20 | 5 | 20 | 20 | 20 | 20 | 20 | 20 | 10
ALT-10 | 2039-01-01 | 1 | 2039 | 2039 | WINTER | 20 | 20 | 20 | 20 | 20 | 20 | 5 | 20 | 20 | 20 | 20 | 20 | 20 | 10
ALT-10 | 2039-02-01 | 2 | 2039 | 2039 | WINTER | 20 | 20 | 20 | 20 | 20 | 20 | 5 | 20 | 20 | 20 | 20 | 20 | 20 | 10
ALT-10 | 2039-03-01 | 3 | 2039 | 2039 | WINTER | 19 | 19 | 19 | 19 | 19 | 19 | 5 | 19 | 19 | 19 | 19 | 19 | 19 | 10
ALT-10 | 2039-04-01 | 4 | 2039 | 2039 | SPRING | 18 | 18 | 18 | 18 | 18 | 18 | 5 | 18 | 18 | 18 | 18 | 18 | 18 | 10
ALT-10 | 2039-05-01 | 5 | 2039 | 2039 | SPRING | 16 | 16 | 16 | 16 | 16 | 16 | 5 | 18 | 18 | 18 | 18 | 18 | 18 | 10
ALT-10 | 2039-06-01 | 6 | 2039 | 2039 | SUMMER | 15 | 15 | 15 | 15 | 15 | 15 | 5 | 17 | 17 | 17 | 17 | 17 | 17 | 10
ALT-10 | 2039-07-01 | 7 | 2039 | 2039 | SUMMER | 15 | 15 | 15 | 15 | 15 | 15 | 5 | 17 | 17 | 17 | 17 | 17 | 17 | 10
ALT-10 | 2039-08-01 | 8 | 2039 | 2039 | SUMMER | 15 | 15 | 15 | 15 | 15 | 15 | 5 | 17 | 17 | 17 | 17 | 17 | 17 | 10
ALT-10 | 2039-09-01 | 9 | 2039 | 2039 | SUMMER | 16 | 16 | 16 | 16 | 16 | 16 | 5 | 17 | 17 | 17 | 17 | 17 | 17 | 10
ALT-10 | 2039-10-01 | 10 | 2040 | 2039 | FALL | 18 | 18 | 18 | 18 | 18 | 18 | 5 | 18 | 18 | 18 | 18 | 18 | 18 | 10
ALT-10 | 2039-11-01 | 11 | 2040 | 2039 | FALL | 19 | 19 | 19 | 19 | 19 | 19 | 5 | 19 | 19 | 19 | 19 | 19 | 19 | 10
ALT-10 | 2039-12-01 | 12 | 2040 | 2039 | WINTER | 20 | 20 | 20 | 20 | 20 | 20 | 5 | 20 | 20 | 20 | 20 | 20 | 20 | 10
ALT-10 | 2040-01-01 | 1 | 2040 | 2040 | WINTER | 20 | 20 | 20 | 20 | 20 | 20 | 5 | 20 | 20 | 20 | 20 | 20 | 20 | 10
ALT-10 | 2040-02-01 | 2 | 2040 | 2040 | WINTER | 20 | 20 | 20 | 20 | 20 | 20 | 5 | 20 | 20 | 20 | 20 | 20 | 20 | 10
ALT-10 | 2040-03-01 | 3 | 2040 | 2040 | WINTER | 19 | 19 | 19 | 19 | 19 | 19 | 5 | 19 | 19 | 19 | 19 | 19 | 19 | 10
ALT-10 | 2040-04-01 | 4 | 2040 | 2040 | SPRING | 18 | 18 | 18 | 18 | 18 | 18 | 5 | 18 | 18 | 18 | 18 | 18 | 18 | 10
ALT-10 | 2040-05-01 | 5 | 2040 | 2040 | SPRING | 16 | 16 | 16 | 16 | 16 | 16 | 5 | 18 | 18 | 18 | 18 | 18 | 18 | 10
ALT-10 | 2040-06-01 | 6 | 2040 | 2040 | SUMMER | 15 | 15 | 15 | 15 | 15 | 15 | 5 | 17 | 17 | 17 | 17 | 17 | 17 | 10
ALT-10 | 2040-07-01 | 7 | 2040 | 2040 | SUMMER | 15 | 15 | 15 | 15 | 15 | 15 | 5 | 17 | 17 | 17 | 17 | 17 | 17 | 10
ALT-10 | 2040-08-01 | 8 | 2040 | 2040 | SUMMER | 15 | 15 | 15 | 15 | 15 | 15 | 5 | 17 | 17 | 17 | 17 | 17 | 17 | 10
ALT-10 | 2040-09-01 | 9 | 2040 | 2040 | SUMMER | 16 | 16 | 16 | 16 | 16 | 16 | 5 | 17 | 17 | 17 | 17 | 17 | 17 | 10
ALT-10 | 2040-10-01 | 10 | 2041 | 2040 | FALL | 18 | 18 | 18 | 18 | 18 | 18 | 5 | 18 | 18 | 18 | 18 | 18 | 18 | 10
ALT-10 | 2040-11-01 | 11 | 2041 | 2040 | FALL | 19 | 19 | 19 | 19 | 19 | 19 | 5 | 19 | 19 | 19 | 19 | 19 | 19 | 10
ALT-10 | 2040-12-01 | 12 | 2041 | 2040 | WINTER | 20 | 20 | 20 | 20 | 20 | 20 | 5 | 20 | 20 | 20 | 20 | 20 | 20 | 10
ALT-10 | 2041-01-01 | 1 | 2041 | 2041 | WINTER | 20 | 20 | 20 | 20 | 20 | 20 | 5 | 20 | 20 | 20 | 20 | 20 | 20 | 10
ALT-10 | 2041-02-01 | 2 | 2041 | 2041 | WINTER | 20 | 20 | 20 | 20 | 20 | 20 | 5 | 20 | 20 | 20 | 20 | 20 | 20 | 10
ALT-10 | 2041-03-01 | 3 | 2041 | 2041 | WINTER | 19 | 19 | 19 | 19 | 19 | 19 | 5 | 19 | 19 | 19 | 19 | 19 | 19 | 10
ALT-10 | 2041-04-01 | 4 | 2041 | 2041 | SPRING | 18 | 18 | 18 | 18 | 18 | 18 | 5 | 18 | 18 | 18 | 18 | 18 | 18 | 10
ALT-10 | 2041-05-01 | 5 | 2041 | 2041 | SPRING | 16 | 16 | 16 | 16 | 16 | 16 | 5 | 18 | 18 | 18 | 18 | 18 | 18 | 10
ALT-10 | 2041-06-01 | 6 | 2041 | 2041 | SUMMER | 15 | 15 | 15 | 15 | 15 | 15 | 5 | 17 | 17 | 17 | 17 | 17 | 17 | 10
ALT-10 | 2041-07-01 | 7 | 2041 | 2041 | SUMMER | 15 | 15 | 15 | 15 | 15 | 15 | 5 | 17 | 17 | 17 | 17 | 17 | 17 | 10
ALT-10 | 2041-08-01 | 8 | 2041 | 2041 | SUMMER | 15 | 15 | 15 | 15 | 15 | 15 | 5 | 17 | 17 | 17 | 17 | 17 | 17 | 10
ALT-10 | 2041-09-01 | 9 | 2041 | 2041 | SUMMER | 16 | 16 | 16 | 16 | 16 | 16 | 5 | 17 | 17 | 17 | 17 | 17 | 17 | 10
ALT-10 | 2041-10-01 | 10 | 2042 | 2041 | FALL | 18 | 18 | 18 | 18 | 18 | 18 | 5 | 18 | 18 | 18 | 18 | 18 | 18 | 10
ALT-10 | 2041-11-01 | 11 | 2042 | 2041 | FALL | 19 | 19 | 19 | 19 | 19 | 19 | 5 | 19 | 19 | 19 | 19 | 19 | 19 | 10
ALT-10 | 2041-12-01 | 12 | 2042 | 2041 | WINTER | 20 | 20 | 20 | 20 | 20 | 20 | 5 | 20 | 20 | 20 | 20 | 20 | 20 | 10
ALT-10 | 2042-01-01 | 1 | 2042 | 2042 | WINTER | 20 | 20 | 20 | 20 | 20 | 20 | 5 | 20 | 20 | 20 | 20 | 20 | 20 | 10
ALT-10 | 2042-02-01 | 2 | 2042 | 2042 | WINTER | 20 | 20 | 20 | 20 | 20 | 20 | 5 | 20 | 20 | 20 | 20 | 20 | 20 | 10
ALT-10 | 2042-03-01 | 3 | 2042 | 2042 | WINTER | 19 | 19 | 19 | 19 | 19 | 19 | 5 | 19 | 19 | 19 | 19 | 19 | 19 | 10
ALT-10 | 2042-04-01 | 4 | 2042 | 2042 | SPRING | 18 | 18 | 18 | 18 | 18 | 18 | 5 | 18 | 18 | 18 | 18 | 18 | 18 | 10
ALT-10 | 2042-05-01 | 5 | 2042 | 2042 | SPRING | 16 | 16 | 16 | 16 | 16 | 16 | 5 | 18 | 18 | 18 | 18 | 18 | 18 | 10
ALT-10 | 2042-06-01 | 6 | 2042 | 2042 | SUMMER | 15 | 15 | 15 | 15 | 15 | 15 | 5 | 17 | 17 | 17 | 17 | 17 | 17 | 10
ALT-10 | 2042-07-01 | 7 | 2042 | 2042 | SUMMER | 15 | 15 | 15 | 15 | 15 | 15 | 5 | 17 | 17 | 17 | 17 | 17 | 17 | 10
ALT-10 | 2042-08-01 | 8 | 2042 | 2042 | SUMMER | 15 | 15 | 15 | 15 | 15 | 15 | 5 | 17 | 17 | 17 | 17 | 17 | 17 | 10
ALT-10 | 2042-09-01 | 9 | 2042 | 2042 | SUMMER | 16 | 16 | 16 | 16 | 16 | 16 | 5 | 17 | 17 | 17 | 17 | 17 | 17 | 10
ALT-10 | 2042-10-01 | 10 | 2043 | 2042 | FALL | 18 | 18 | 18 | 18 | 18 | 18 | 5 | 18 | 18 | 18 | 18 | 18 | 18 | 10
ALT-10 | 2042-11-01 | 11 | 2043 | 2042 | FALL | 19 | 19 | 19 | 19 | 19 | 19 | 5 | 19 | 19 | 19 | 19 | 19 | 19 | 10
ALT-10 | 2042-12-01 | 12 | 2043 | 2042 | WINTER | 20 | 20 | 20 | 20 | 20 | 20 | 5 | 20 | 20 | 20 | 20 | 20 | 20 | 10
ALT-10 | 2043-01-01 | 1 | 2043 | 2043 | WINTER | 20 | 20 | 20 | 20 | 20 | 20 | 5 | 20 | 20 | 20 | 20 | 20 | 20 | 10
ALT-10 | 2043-02-01 | 2 | 2043 | 2043 | WINTER | 20 | 20 | 20 | 20 | 20 | 20 | 5 | 20 | 20 | 20 | 20 | 20 | 20 | 10
ALT-10 | 2043-03-01 | 3 | 2043 | 2043 | WINTER | 19 | 19 | 19 | 19 | 19 | 19 | 5 | 19 | 19 | 19 | 19 | 19 | 19 | 10
ALT-10 | 2043-04-01 | 4 | 2043 | 2043 | SPRING | 18 | 18 | 18 | 18 | 18 | 18 | 5 | 18 | 18 | 18 | 18 | 18 | 18 | 10
ALT-10 | 2043-05-01 | 5 | 2043 | 2043 | SPRING | 16 | 16 | 16 | 16 | 16 | 16 | 5 | 18 | 18 | 18 | 18 | 18 | 18 | 10
ALT-10 | 2043-06-01 | 6 | 2043 | 2043 | SUMMER | 15 | 15 | 15 | 15 | 15 | 15 | 5 | 17 | 17 | 17 | 17 | 17 | 17 | 10
ALT-10 | 2043-07-01 | 7 | 2043 | 2043 | SUMMER | 15 | 15 | 15 | 15 | 15 | 15 | 5 | 17 | 17 | 17 | 17 | 17 | 17 | 10
ALT-10 | 2043-08-01 | 8 | 2043 | 2043 | SUMMER | 15 | 15 | 15 | 15 | 15 | 15 | 5 | 17 | 17 | 17 | 17 | 17 | 17 | 10
ALT-10 | 2043-09-01 | 9 | 2043 | 2043 | SUMMER | 16 | 16 | 16 | 16 | 16 | 16 | 5 | 17 | 17 | 17 | 17 | 17 | 17 | 10
ALT-10 | 2043-10-01 | 10 | 2044 | 2043 | FALL | 18 | 18 | 18 | 18 | 18 | 18 | 5 | 18 | 18 | 18 | 18 | 18 | 18 | 10
ALT-10 | 2043-11-01 | 11 | 2044 | 2043 | FALL | 19 | 19 | 19 | 19 | 19 | 19 | 5 | 19 | 19 | 19 | 19 | 19 | 19 | 10
ALT-10 | 2043-12-01 | 12 | 2044 | 2043 | WINTER | 20 | 20 | 20 | 20 | 20 | 20 | 5 | 20 | 20 | 20 | 20 | 20 | 20 | 10
ALT-10 | 2044-01-01 | 1 | 2044 | 2044 | WINTER | 20 | 20 | 20 | 20 | 20 | 20 | 5 | 20 | 20 | 20 | 20 | 20 | 20 | 10
ALT-10 | 2044-02-01 | 2 | 2044 | 2044 | WINTER | 20 | 20 | 20 | 20 | 20 | 20 | 5 | 20 | 20 | 20 | 20 | 20 | 20 | 10
ALT-10 | 2044-03-01 | 3 | 2044 | 2044 | WINTER | 19 | 19 | 19 | 19 | 19 | 19 | 5 | 19 | 19 | 19 | 19 | 19 | 19 | 10
ALT-10 | 2044-04-01 | 4 | 2044 | 2044 | SPRING | 18 | 18 | 18 | 18 | 18 | 18 | 5 | 18 | 18 | 18 | 18 | 18 | 18 | 10
ALT-10 | 2044-05-01 | 5 | 2044 | 2044 | SPRING | 16 | 16 | 16 | 16 | 16 | 16 | 5 | 18 | 18 | 18 | 18 | 18 | 18 | 10
ALT-10 | 2044-06-01 | 6 | 2044 | 2044 | SUMMER | 15 | 15 | 15 | 15 | 15 | 15 | 5 | 17 | 17 | 17 | 17 | 17 | 17 | 10
ALT-10 | 2044-07-01 | 7 | 2044 | 2044 | SUMMER | 15 | 15 | 15 | 15 | 15 | 15 | 5 | 17 | 17 | 17 | 17 | 17 | 17 | 10
ALT-10 | 2044-08-01 | 8 | 2044 | 2044 | SUMMER | 15 | 15 | 15 | 15 | 15 | 15 | 5 | 17 | 17 | 17 | 17 | 17 | 17 | 10
ALT-10 | 2044-09-01 | 9 | 2044 | 2044 | SUMMER | 16 | 16 | 16 | 16 | 16 | 16 | 5 | 17 | 17 | 17 | 17 | 17 | 17 | 10
ALT-10 | 2044-10-01 | 10 | 2045 | 2044 | FALL | 18 | 18 | 18 | 18 | 18 | 18 | 5 | 18 | 18 | 18 | 18 | 18 | 18 | 10
ALT-10 | 2044-11-01 | 11 | 2045 | 2044 | FALL | 19 | 19 | 19 | 19 | 19 | 19 | 5 | 19 | 19 | 19 | 19 | 19 | 19 | 10
ALT-10 | 2044-12-01 | 12 | 2045 | 2044 | WINTER | 20 | 20 | 20 | 20 | 20 | 20 | 5 | 20 | 20 | 20 | 20 | 20 | 20 | 10
ALT-10 | 2045-01-01 | 1 | 2045 | 2045 | WINTER | 20 | 20 | 20 | 20 | 20 | 20 | 5 | 20 | 20 | 20 | 20 | 20 | 20 | 10
ALT-10 | 2045-02-01 | 2 | 2045 | 2045 | WINTER | 20 | 20 | 20 | 20 | 20 | 20 | 5 | 20 | 20 | 20 | 20 | 20 | 20 | 10
ALT-10 | 2045-03-01 | 3 | 2045 | 2045 | WINTER | 19 | 19 | 19 | 19 | 19 | 19 | 5 | 19 | 19 | 19 | 19 | 19 | 19 | 10
ALT-10 | 2045-04-01 | 4 | 2045 | 2045 | SPRING | 18 | 18 | 18 | 18 | 18 | 18 | 5 | 18 | 18 | 18 | 18 | 18 | 18 | 10
ALT-10 | 2045-05-01 | 5 | 2045 | 2045 | SPRING | 16 | 16 | 16 | 16 | 16 | 16 | 5 | 18 | 18 | 18 | 18 | 18 | 18 | 10
ALT-10 | 2045-06-01 | 6 | 2045 | 2045 | SUMMER | 15 | 15 | 15 | 15 | 15 | 15 | 5 | 17 | 17 | 17 | 17 | 17 | 17 | 10
ALT-10 | 2045-07-01 | 7 | 2045 | 2045 | SUMMER | 15 | 15 | 15 | 15 | 15 | 15 | 5 | 17 | 17 | 17 | 17 | 17 | 17 | 10
ALT-10 | 2045-08-01 | 8 | 2045 | 2045 | SUMMER | 15 | 15 | 15 | 15 | 15 | 15 | 5 | 17 | 17 | 17 | 17 | 17 | 17 | 10
ALT-10 | 2045-09-01 | 9 | 2045 | 2045 | SUMMER | 16 | 16 | 16 | 16 | 16 | 16 | 5 | 17 | 17 | 17 | 17 | 17 | 17 | 10
ALT-10 | 2045-10-01 | 10 | 2046 | 2045 | FALL | 18 | 18 | 18 | 18 | 18 | 18 | 5 | 18 | 18 | 18 | 18 | 18 | 18 | 10
ALT-10 | 2045-11-01 | 11 | 2046 | 2045 | FALL | 19 | 19 | 19 | 19 | 19 | 19 | 5 | 19 | 19 | 19 | 19 | 19 | 19 | 10
ALT-10 | 2045-12-01 | 12 | 2046 | 2045 | WINTER | 20 | 20 | 20 | 20 | 20 | 20 | 5 | 20 | 20 | 20 | 20 | 20 | 20 | 10
ALT-10 | 2046-01-01 | 1 | 2046 | 2046 | WINTER | 20 | 20 | 20 | 20 | 20 | 20 | 5 | 20 | 20 | 20 | 20 | 20 | 20 | 10
ALT-10 | 2046-02-01 | 2 | 2046 | 2046 | WINTER | 20 | 20 | 20 | 20 | 20 | 20 | 5 | 20 | 20 | 20 | 20 | 20 | 20 | 10
ALT-10 | 2046-03-01 | 3 | 2046 | 2046 | WINTER | 19 | 19 | 19 | 19 | 19 | 19 | 5 | 19 | 19 | 19 | 19 | 19 | 19 | 10
ALT-10 | 2046-04-01 | 4 | 2046 | 2046 | SPRING | 18 | 18 | 18 | 18 | 18 | 18 | 5 | 18 | 18 | 18 | 18 | 18 | 18 | 10
ALT-10 | 2046-05-01 | 5 | 2046 | 2046 | SPRING | 16 | 16 | 16 | 16 | 16 | 16 | 5 | 18 | 18 | 18 | 18 | 18 | 18 | 10
ALT-10 | 2046-06-01 | 6 | 2046 | 2046 | SUMMER | 15 | 15 | 15 | 15 | 15 | 15 | 5 | 17 | 17 | 17 | 17 | 17 | 17 | 10
ALT-10 | 2046-07-01 | 7 | 2046 | 2046 | SUMMER | 15 | 15 | 15 | 15 | 15 | 15 | 5 | 17 | 17 | 17 | 17 | 17 | 17 | 10
ALT-10 | 2046-08-01 | 8 | 2046 | 2046 | SUMMER | 15 | 15 | 15 | 15 | 15 | 15 | 5 | 17 | 17 | 17 | 17 | 17 | 17 | 10
ALT-10 | 2046-09-01 | 9 | 2046 | 2046 | SUMMER | 16 | 16 | 16 | 16 | 16 | 16 | 5 | 17 | 17 | 17 | 17 | 17 | 17 | 10
ALT-10 | 2046-10-01 | 10 | 2047 | 2046 | FALL | 18 | 18 | 18 | 18 | 18 | 18 | 5 | 18 | 18 | 18 | 18 | 18 | 18 | 10
ALT-10 | 2046-11-01 | 11 | 2047 | 2046 | FALL | 19 | 19 | 19 | 19 | 19 | 19 | 5 | 19 | 19 | 19 | 19 | 19 | 19 | 10
ALT-10 | 2046-12-01 | 12 | 2047 | 2046 | WINTER | 20 | 20 | 20 | 20 | 20 | 20 | 5 | 20 | 20 | 20 | 20 | 20 | 20 | 10
ALT-10 | 2047-01-01 | 1 | 2047 | 2047 | WINTER | 20 | 20 | 20 | 20 | 20 | 20 | 5 | 20 | 20 | 20 | 20 | 20 | 20 | 10
ALT-10 | 2047-02-01 | 2 | 2047 | 2047 | WINTER | 20 | 20 | 20 | 20 | 20 | 20 | 5 | 20 | 20 | 20 | 20 | 20 | 20 | 10
ALT-10 | 2047-03-01 | 3 | 2047 | 2047 | WINTER | 19 | 19 | 19 | 19 | 19 | 19 | 5 | 19 | 19 | 19 | 19 | 19 | 19 | 10
ALT-10 | 2047-04-01 | 4 | 2047 | 2047 | SPRING | 18 | 18 | 18 | 18 | 18 | 18 | 5 | 18 | 18 | 18 | 18 | 18 | 18 | 10
ALT-10 | 2047-05-01 | 5 | 2047 | 2047 | SPRING | 16 | 16 | 16 | 16 | 16 | 16 | 5 | 18 | 18 | 18 | 18 | 18 | 18 | 10
ALT-10 | 2047-06-01 | 6 | 2047 | 2047 | SUMMER | 15 | 15 | 15 | 15 | 15 | 15 | 5 | 17 | 17 | 17 | 17 | 17 | 17 | 10
ALT-10 | 2047-07-01 | 7 | 2047 | 2047 | SUMMER | 15 | 15 | 15 | 15 | 15 | 15 | 5 | 17 | 17 | 17 | 17 | 17 | 17 | 10
ALT-10 | 2047-08-01 | 8 | 2047 | 2047 | SUMMER | 15 | 15 | 15 | 15 | 15 | 15 | 5 | 17 | 17 | 17 | 17 | 17 | 17 | 10
ALT-10 | 2047-09-01 | 9 | 2047 | 2047 | SUMMER | 16 | 16 | 16 | 16 | 16 | 16 | 5 | 17 | 17 | 17 | 17 | 17 | 17 | 10
ALT-11 | 2016-10-01 | 10 | 2017 | 2016 | FALL | 18 | 18 | 18 | 18 | 18 | 18 | 5 | 18 | 18 | 18 | 18 | 18 | 18 | 10
ALT-11 | 2016-11-01 | 11 | 2017 | 2016 | FALL | 19 | 19 | 19 | 19 | 19 | 19 | 5 | 19 | 19 | 19 | 19 | 19 | 19 | 10
ALT-11 | 2016-12-01 | 12 | 2017 | 2016 | WINTER | 20 | 20 | 20 | 20 | 20 | 20 | 5 | 20 | 20 | 20 | 20 | 20 | 20 | 10
ALT-11 | 2017-01-01 | 1 | 2017 | 2017 | WINTER | 20 | 20 | 20 | 20 | 20 | 20 | 5 | 20 | 20 | 20 | 20 | 20 | 20 | 10
ALT-11 | 2017-02-01 | 2 | 2017 | 2017 | WINTER | 20 | 20 | 20 | 20 | 20 | 20 | 5 | 20 | 20 | 20 | 20 | 20 | 20 | 10
ALT-11 | 2017-03-01 | 3 | 2017 | 2017 | WINTER | 19 | 19 | 19 | 19 | 19 | 19 | 5 | 19 | 19 | 19 | 19 | 19 | 19 | 10
ALT-11 | 2017-04-01 | 4 | 2017 | 2017 | SPRING | 18 | 18 | 18 | 18 | 18 | 18 | 5 | 18 | 18 | 18 | 18 | 18 | 18 | 10
ALT-11 | 2017-05-01 | 5 | 2017 | 2017 | SPRING | 16 | 16 | 16 | 16 | 16 | 16 | 5 | 18 | 18 | 18 | 18 | 18 | 18 | 10
ALT-11 | 2017-06-01 | 6 | 2017 | 2017 | SUMMER | 15 | 15 | 15 | 15 | 15 | 15 | 5 | 17 | 17 | 17 | 17 | 17 | 17 | 10
ALT-11 | 2017-07-01 | 7 | 2017 | 2017 | SUMMER | 15 | 15 | 15 | 15 | 15 | 15 | 5 | 17 | 17 | 17 | 17 | 17 | 17 | 10
ALT-11 | 2017-08-01 | 8 | 2017 | 2017 | SUMMER | 15 | 15 | 15 | 15 | 15 | 15 | 5 | 17 | 17 | 17 | 17 | 17 | 17 | 10
ALT-11 | 2017-09-01 | 9 | 2017 | 2017 | SUMMER | 16 | 16 | 16 | 16 | 16 | 16 | 5 | 17 | 17 | 17 | 17 | 17 | 17 | 10
ALT-11 | 2017-10-01 | 10 | 2018 | 2017 | FALL | 18 | 18 | 18 | 18 | 18 | 18 | 5 | 18 | 18 | 18 | 18 | 18 | 18 | 10
ALT-11 | 2017-11-01 | 11 | 2018 | 2017 | FALL | 19 | 19 | 19 | 19 | 19 | 19 | 5 | 19 | 19 | 19 | 19 | 19 | 19 | 10
ALT-11 | 2017-12-01 | 12 | 2018 | 2017 | WINTER | 20 | 20 | 20 | 20 | 20 | 20 | 5 | 20 | 20 | 20 | 20 | 20 | 20 | 10
ALT-11 | 2018-01-01 | 1 | 2018 | 2018 | WINTER | 20 | 20 | 20 | 20 | 20 | 20 | 5 | 20 | 20 | 20 | 20 | 20 | 20 | 10
ALT-11 | 2018-02-01 | 2 | 2018 | 2018 | WINTER | 20 | 20 | 20 | 20 | 20 | 20 | 5 | 20 | 20 | 20 | 20 | 20 | 20 | 10
ALT-11 | 2018-03-01 | 3 | 2018 | 2018 | WINTER | 19 | 19 | 19 | 19 | 19 | 19 | 5 | 19 | 19 | 19 | 19 | 19 | 19 | 10
ALT-11 | 2018-04-01 | 4 | 2018 | 2018 | SPRING | 18 | 18 | 18 | 18 | 18 | 18 | 5 | 18 | 18 | 18 | 18 | 18 | 18 | 10
ALT-11 | 2018-05-01 | 5 | 2018 | 2018 | SPRING | 16 | 16 | 16 | 16 | 16 | 16 | 5 | 18 | 18 | 18 | 18 | 18 | 18 | 10
ALT-11 | 2018-06-01 | 6 | 2018 | 2018 | SUMMER | 15 | 15 | 15 | 15 | 15 | 15 | 5 | 17 | 17 | 17 | 17 | 17 | 17 | 10
ALT-11 | 2018-07-01 | 7 | 2018 | 2018 | SUMMER | 15 | 15 | 15 | 15 | 15 | 15 | 5 | 17 | 17 | 17 | 17 | 17 | 17 | 10
ALT-11 | 2018-08-01 | 8 | 2018 | 2018 | SUMMER | 15 | 15 | 15 | 15 | 15 | 15 | 5 | 17 | 17 | 17 | 17 | 17 | 17 | 10
ALT-11 | 2018-09-01 | 9 | 2018 | 2018 | SUMMER | 16 | 16 | 16 | 16 | 16 | 16 | 5 | 17 | 17 | 17 | 17 | 17 | 17 | 10
ALT-11 | 2018-10-01 | 10 | 2019 | 2018 | FALL | 18 | 18 | 18 | 18 | 18 | 18 | 5 | 18 | 18 | 18 | 18 | 18 | 18 | 10
ALT-11 | 2018-11-01 | 11 | 2019 | 2018 | FALL | 19 | 19 | 19 | 19 | 19 | 19 | 5 | 19 | 19 | 19 | 19 | 19 | 19 | 10
ALT-11 | 2018-12-01 | 12 | 2019 | 2018 | WINTER | 20 | 20 | 20 | 20 | 20 | 20 | 5 | 20 | 20 | 20 | 20 | 20 | 20 | 10
ALT-11 | 2019-01-01 | 1 | 2019 | 2019 | WINTER | 20 | 20 | 20 | 20 | 20 | 20 | 5 | 20 | 20 | 20 | 20 | 20 | 20 | 10
ALT-11 | 2019-02-01 | 2 | 2019 | 2019 | WINTER | 20 | 20 | 20 | 20 | 20 | 20 | 5 | 20 | 20 | 20 | 20 | 20 | 20 | 10
ALT-11 | 2019-03-01 | 3 | 2019 | 2019 | WINTER | 19 | 19 | 19 | 19 | 19 | 19 | 5 | 19 | 19 | 19 | 19 | 19 | 19 | 10
ALT-11 | 2019-04-01 | 4 | 2019 | 2019 | SPRING | 18 | 18 | 18 | 18 | 18 | 18 | 5 | 18 | 18 | 18 | 18 | 18 | 18 | 10
ALT-11 | 2019-05-01 | 5 | 2019 | 2019 | SPRING | 16 | 16 | 16 | 16 | 16 | 16 | 5 | 18 | 18 | 18 | 18 | 18 | 18 | 10
ALT-11 | 2019-06-01 | 6 | 2019 | 2019 | SUMMER | 15 | 15 | 15 | 15 | 15 | 15 | 5 | 17 | 17 | 17 | 17 | 17 | 17 | 10
ALT-11 | 2019-07-01 | 7 | 2019 | 2019 | SUMMER | 15 | 15 | 15 | 15 | 15 | 15 | 5 | 17 | 17 | 17 | 17 | 17 | 17 | 10
ALT-11 | 2019-08-01 | 8 | 2019 | 2019 | SUMMER | 15 | 15 | 15 | 15 | 15 | 15 | 5 | 17 | 17 | 17 | 17 | 17 | 17 | 10
ALT-11 | 2019-09-01 | 9 | 2019 | 2019 | SUMMER | 16 | 16 | 16 | 16 | 16 | 16 | 5 | 17 | 17 | 17 | 17 | 17 | 17 | 10
ALT-11 | 2019-10-01 | 10 | 2020 | 2019 | FALL | 18 | 18 | 18 | 18 | 18 | 18 | 5 | 18 | 18 | 18 | 18 | 18 | 18 | 10
ALT-11 | 2019-11-01 | 11 | 2020 | 2019 | FALL | 19 | 19 | 19 | 19 | 19 | 19 | 5 | 19 | 19 | 19 | 19 | 19 | 19 | 10
ALT-11 | 2019-12-01 | 12 | 2020 | 2019 | WINTER | 20 | 20 | 20 | 20 | 20 | 20 | 5 | 20 | 20 | 20 | 20 | 20 | 20 | 10
ALT-11 | 2020-01-01 | 1 | 2020 | 2020 | WINTER | 20 | 20 | 20 | 20 | 20 | 20 | 5 | 20 | 20 | 20 | 20 | 20 | 20 | 10
ALT-11 | 2020-02-01 | 2 | 2020 | 2020 | WINTER | 20 | 20 | 20 | 20 | 20 | 20 | 5 | 20 | 20 | 20 | 20 | 20 | 20 | 10
ALT-11 | 2020-03-01 | 3 | 2020 | 2020 | WINTER | 19 | 19 | 19 | 19 | 19 | 19 | 5 | 19 | 19 | 19 | 19 | 19 | 19 | 10
ALT-11 | 2020-04-01 | 4 | 2020 | 2020 | SPRING | 18 | 18 | 18 | 18 | 18 | 18 | 5 | 18 | 18 | 18 | 18 | 18 | 18 | 10
ALT-11 | 2020-05-01 | 5 | 2020 | 2020 | SPRING | 16 | 16 | 16 | 16 | 16 | 16 | 5 | 18 | 18 | 18 | 18 | 18 | 18 | 10
ALT-11 | 2020-06-01 | 6 | 2020 | 2020 | SUMMER | 15 | 15 | 15 | 15 | 15 | 15 | 5 | 17 | 17 | 17 | 17 | 17 | 17 | 10
ALT-11 | 2020-07-01 | 7 | 2020 | 2020 | SUMMER | 15 | 15 | 15 | 15 | 15 | 15 | 5 | 17 | 17 | 17 | 17 | 17 | 17 | 10
ALT-11 | 2020-08-01 | 8 | 2020 | 2020 | SUMMER | 15 | 15 | 15 | 15 | 15 | 15 | 5 | 17 | 17 | 17 | 17 | 17 | 17 | 10
ALT-11 | 2020-09-01 | 9 | 2020 | 2020 | SUMMER | 16 | 16 | 16 | 16 | 16 | 16 | 5 | 17 | 17 | 17 | 17 | 17 | 17 | 10
ALT-11 | 2020-10-01 | 10 | 2021 | 2020 | FALL | 18 | 18 | 18 | 18 | 18 | 18 | 5 | 18 | 18 | 18 | 18 | 18 | 18 | 10
ALT-11 | 2020-11-01 | 11 | 2021 | 2020 | FALL | 19 | 19 | 19 | 19 | 19 | 19 | 5 | 19 | 19 | 19 | 19 | 19 | 19 | 10
ALT-11 | 2020-12-01 | 12 | 2021 | 2020 | WINTER | 20 | 20 | 20 | 20 | 20 | 20 | 5 | 20 | 20 | 20 | 20 | 20 | 20 | 10
ALT-11 | 2021-01-01 | 1 | 2021 | 2021 | WINTER | 20 | 20 | 20 | 20 | 20 | 20 | 5 | 20 | 20 | 20 | 20 | 20 | 20 | 10
ALT-11 | 2021-02-01 | 2 | 2021 | 2021 | WINTER | 20 | 20 | 20 | 20 | 20 | 20 | 5 | 20 | 20 | 20 | 20 | 20 | 20 | 10
ALT-11 | 2021-03-01 | 3 | 2021 | 2021 | WINTER | 19 | 19 | 19 | 19 | 19 | 19 | 5 | 19 | 19 | 19 | 19 | 19 | 19 | 10
ALT-11 | 2021-04-01 | 4 | 2021 | 2021 | SPRING | 18 | 18 | 18 | 18 | 18 | 18 | 5 | 18 | 18 | 18 | 18 | 18 | 18 | 10
ALT-11 | 2021-05-01 | 5 | 2021 | 2021 | SPRING | 16 | 16 | 16 | 16 | 16 | 16 | 5 | 18 | 18 | 18 | 18 | 18 | 18 | 10
ALT-11 | 2021-06-01 | 6 | 2021 | 2021 | SUMMER | 15 | 15 | 15 | 15 | 15 | 15 | 5 | 17 | 17 | 17 | 17 | 17 | 17 | 10
ALT-11 | 2021-07-01 | 7 | 2021 | 2021 | SUMMER | 15 | 15 | 15 | 15 | 15 | 15 | 5 | 17 | 17 | 17 | 17 | 17 | 17 | 10
ALT-11 | 2021-08-01 | 8 | 2021 | 2021 | SUMMER | 15 | 15 | 15 | 15 | 15 | 15 | 5 | 17 | 17 | 17 | 17 | 17 | 17 | 10
ALT-11 | 2021-09-01 | 9 | 2021 | 2021 | SUMMER | 16 | 16 | 16 | 16 | 16 | 16 | 5 | 17 | 17 | 17 | 17 | 17 | 17 | 10
ALT-11 | 2021-10-01 | 10 | 2022 | 2021 | FALL | 18 | 18 | 18 | 18 | 18 | 18 | 5 | 18 | 18 | 18 | 18 | 18 | 18 | 10
ALT-11 | 2021-11-01 | 11 | 2022 | 2021 | FALL | 19 | 19 | 19 | 19 | 19 | 19 | 5 | 19 | 19 | 19 | 19 | 19 | 19 | 10
ALT-11 | 2021-12-01 | 12 | 2022 | 2021 | WINTER | 20 | 20 | 20 | 20 | 20 | 20 | 5 | 20 | 20 | 20 | 20 | 20 | 20 | 10
ALT-11 | 2022-01-01 | 1 | 2022 | 2022 | WINTER | 20 | 20 | 20 | 20 | 20 | 20 | 5 | 20 | 20 | 20 | 20 | 20 | 20 | 10
ALT-11 | 2022-02-01 | 2 | 2022 | 2022 | WINTER | 20 | 20 | 20 | 20 | 20 | 20 | 5 | 20 | 20 | 20 | 20 | 20 | 20 | 10
ALT-11 | 2022-03-01 | 3 | 2022 | 2022 | WINTER | 19 | 19 | 19 | 19 | 19 | 19 | 5 | 19 | 19 | 19 | 19 | 19 | 19 | 10
ALT-11 | 2022-04-01 | 4 | 2022 | 2022 | SPRING | 18 | 18 | 18 | 18 | 18 | 18 | 5 | 18 | 18 | 18 | 18 | 18 | 18 | 10
ALT-11 | 2022-05-01 | 5 | 2022 | 2022 | SPRING | 16 | 16 | 16 | 16 | 16 | 16 | 5 | 18 | 18 | 18 | 18 | 18 | 18 | 10
ALT-11 | 2022-06-01 | 6 | 2022 | 2022 | SUMMER | 15 | 15 | 15 | 15 | 15 | 15 | 5 | 17 | 17 | 17 | 17 | 17 | 17 | 10
ALT-11 | 2022-07-01 | 7 | 2022 | 2022 | SUMMER | 15 | 15 | 15 | 15 | 15 | 15 | 5 | 17 | 17 | 17 | 17 | 17 | 17 | 10
ALT-11 | 2022-08-01 | 8 | 2022 | 2022 | SUMMER | 15 | 15 | 15 | 15 | 15 | 15 | 5 | 17 | 17 | 17 | 17 | 17 | 17 | 10
ALT-11 | 2022-09-01 | 9 | 2022 | 2022 | SUMMER | 16 | 16 | 16 | 16 | 16 | 16 | 5 | 17 | 17 | 17 | 17 | 17 | 17 | 10
ALT-11 | 2022-10-01 | 10 | 2023 | 2022 | FALL | 18 | 18 | 18 | 18 | 18 | 18 | 5 | 18 | 18 | 18 | 18 | 18 | 18 | 10
ALT-11 | 2022-11-01 | 11 | 2023 | 2022 | FALL | 19 | 19 | 19 | 19 | 19 | 19 | 5 | 19 | 19 | 19 | 19 | 19 | 19 | 10
ALT-11 | 2022-12-01 | 12 | 2023 | 2022 | WINTER | 20 | 20 | 20 | 20 | 20 | 20 | 5 | 20 | 20 | 20 | 20 | 20 | 20 | 10
ALT-11 | 2023-01-01 | 1 | 2023 | 2023 | WINTER | 20 | 20 | 20 | 20 | 20 | 20 | 5 | 20 | 20 | 20 | 20 | 20 | 20 | 10
ALT-11 | 2023-02-01 | 2 | 2023 | 2023 | WINTER | 20 | 20 | 20 | 20 | 20 | 20 | 5 | 20 | 20 | 20 | 20 | 20 | 20 | 10
ALT-11 | 2023-03-01 | 3 | 2023 | 2023 | WINTER | 19 | 19 | 19 | 19 | 19 | 19 | 5 | 19 | 19 | 19 | 19 | 19 | 19 | 10
ALT-11 | 2023-04-01 | 4 | 2023 | 2023 | SPRING | 18 | 18 | 18 | 18 | 18 | 18 | 5 | 18 | 18 | 18 | 18 | 18 | 18 | 10
ALT-11 | 2023-05-01 | 5 | 2023 | 2023 | SPRING | 16 | 16 | 16 | 16 | 16 | 16 | 5 | 18 | 18 | 18 | 18 | 18 | 18 | 10
ALT-11 | 2023-06-01 | 6 | 2023 | 2023 | SUMMER | 15 | 15 | 15 | 15 | 15 | 15 | 5 | 17 | 17 | 17 | 17 | 17 | 17 | 10
ALT-11 | 2023-07-01 | 7 | 2023 | 2023 | SUMMER | 15 | 15 | 15 | 15 | 15 | 15 | 5 | 17 | 17 | 17 | 17 | 17 | 17 | 10
ALT-11 | 2023-08-01 | 8 | 2023 | 2023 | SUMMER | 15 | 15 | 15 | 15 | 15 | 15 | 5 | 17 | 17 | 17 | 17 | 17 | 17 | 10
ALT-11 | 2023-09-01 | 9 | 2023 | 2023 | SUMMER | 16 | 16 | 16 | 16 | 16 | 16 | 5 | 17 | 17 | 17 | 17 | 17 | 17 | 10
ALT-11 | 2023-10-01 | 10 | 2024 | 2023 | FALL | 18 | 18 | 18 | 18 | 18 | 18 | 5 | 18 | 18 | 18 | 18 | 18 | 18 | 10
ALT-11 | 2023-11-01 | 11 | 2024 | 2023 | FALL | 19 | 19 | 19 | 19 | 19 | 19 | 5 | 19 | 19 | 19 | 19 | 19 | 19 | 10
ALT-11 | 2023-12-01 | 12 | 2024 | 2023 | WINTER | 20 | 20 | 20 | 20 | 20 | 20 | 5 | 20 | 20 | 20 | 20 | 20 | 20 | 10
ALT-11 | 2024-01-01 | 1 | 2024 | 2024 | WINTER | 20 | 20 | 20 | 20 | 20 | 20 | 5 | 20 | 20 | 20 | 20 | 20 | 20 | 10
ALT-11 | 2024-02-01 | 2 | 2024 | 2024 | WINTER | 20 | 20 | 20 | 20 | 20 | 20 | 5 | 20 | 20 | 20 | 20 | 20 | 20 | 10
ALT-11 | 2024-03-01 | 3 | 2024 | 2024 | WINTER | 19 | 19 | 19 | 19 | 19 | 19 | 5 | 19 | 19 | 19 | 19 | 19 | 19 | 10
ALT-11 | 2024-04-01 | 4 | 2024 | 2024 | SPRING | 18 | 18 | 18 | 18 | 18 | 18 | 5 | 18 | 18 | 18 | 18 | 18 | 18 | 10
ALT-11 | 2024-05-01 | 5 | 2024 | 2024 | SPRING | 16 | 16 | 16 | 16 | 16 | 16 | 5 | 18 | 18 | 18 | 18 | 18 | 18 | 10
ALT-11 | 2024-06-01 | 6 | 2024 | 2024 | SUMMER | 15 | 15 | 15 | 15 | 15 | 15 | 5 | 17 | 17 | 17 | 17 | 17 | 17 | 10
ALT-11 | 2024-07-01 | 7 | 2024 | 2024 | SUMMER | 15 | 15 | 15 | 15 | 15 | 15 | 5 | 17 | 17 | 17 | 17 | 17 | 17 | 10
ALT-11 | 2024-08-01 | 8 | 2024 | 2024 | SUMMER | 15 | 15 | 15 | 15 | 15 | 15 | 5 | 17 | 17 | 17 | 17 | 17 | 17 | 10
ALT-11 | 2024-09-01 | 9 | 2024 | 2024 | SUMMER | 16 | 16 | 16 | 16 | 16 | 16 | 5 | 17 | 17 | 17 | 17 | 17 | 17 | 10
ALT-11 | 2024-10-01 | 10 | 2025 | 2024 | FALL | 18 | 18 | 18 | 18 | 18 | 18 | 5 | 18 | 18 | 18 | 18 | 18 | 18 | 10
ALT-11 | 2024-11-01 | 11 | 2025 | 2024 | FALL | 19 | 19 | 19 | 19 | 19 | 19 | 5 | 19 | 19 | 19 | 19 | 19 | 19 | 10
ALT-11 | 2024-12-01 | 12 | 2025 | 2024 | WINTER | 20 | 20 | 20 | 20 | 20 | 20 | 5 | 20 | 20 | 20 | 20 | 20 | 20 | 10
ALT-11 | 2025-01-01 | 1 | 2025 | 2025 | WINTER | 20 | 20 | 20 | 20 | 20 | 20 | 5 | 20 | 20 | 20 | 20 | 20 | 20 | 10
ALT-11 | 2025-02-01 | 2 | 2025 | 2025 | WINTER | 20 | 20 | 20 | 20 | 20 | 20 | 5 | 20 | 20 | 20 | 20 | 20 | 20 | 10
ALT-11 | 2025-03-01 | 3 | 2025 | 2025 | WINTER | 19 | 19 | 19 | 19 | 19 | 19 | 5 | 19 | 19 | 19 | 19 | 19 | 19 | 10
ALT-11 | 2025-04-01 | 4 | 2025 | 2025 | SPRING | 18 | 18 | 18 | 18 | 18 | 18 | 5 | 18 | 18 | 18 | 18 | 18 | 18 | 10
ALT-11 | 2025-05-01 | 5 | 2025 | 2025 | SPRING | 16 | 16 | 16 | 16 | 16 | 16 | 5 | 18 | 18 | 18 | 18 | 18 | 18 | 10
ALT-11 | 2025-06-01 | 6 | 2025 | 2025 | SUMMER | 15 | 15 | 15 | 15 | 15 | 15 | 5 | 17 | 17 | 17 | 17 | 17 | 17 | 10
ALT-11 | 2025-07-01 | 7 | 2025 | 2025 | SUMMER | 15 | 15 | 15 | 15 | 15 | 15 | 5 | 17 | 17 | 17 | 17 | 17 | 17 | 10
ALT-11 | 2025-08-01 | 8 | 2025 | 2025 | SUMMER | 15 | 15 | 15 | 15 | 15 | 15 | 5 | 17 | 17 | 17 | 17 | 17 | 17 | 10
ALT-11 | 2025-09-01 | 9 | 2025 | 2025 | SUMMER | 16 | 16 | 16 | 16 | 16 | 16 | 5 | 17 | 17 | 17 | 17 | 17 | 17 | 10
ALT-11 | 2025-10-01 | 10 | 2026 | 2025 | FALL | 18 | 18 | 18 | 18 | 18 | 18 | 5 | 18 | 18 | 18 | 18 | 18 | 18 | 10
ALT-11 | 2025-11-01 | 11 | 2026 | 2025 | FALL | 19 | 19 | 19 | 19 | 19 | 19 | 5 | 19 | 19 | 19 | 19 | 19 | 19 | 10
ALT-11 | 2025-12-01 | 12 | 2026 | 2025 | WINTER | 20 | 20 | 20 | 20 | 20 | 20 | 5 | 20 | 20 | 20 | 20 | 20 | 20 | 10
ALT-11 | 2026-01-01 | 1 | 2026 | 2026 | WINTER | 20 | 20 | 20 | 20 | 20 | 20 | 5 | 20 | 20 | 20 | 20 | 20 | 20 | 10
ALT-11 | 2026-02-01 | 2 | 2026 | 2026 | WINTER | 20 | 20 | 20 | 20 | 20 | 20 | 5 | 20 | 20 | 20 | 20 | 20 | 20 | 10
ALT-11 | 2026-03-01 | 3 | 2026 | 2026 | WINTER | 19 | 19 | 19 | 19 | 19 | 19 | 5 | 19 | 19 | 19 | 19 | 19 | 19 | 10
ALT-11 | 2026-04-01 | 4 | 2026 | 2026 | SPRING | 18 | 18 | 18 | 18 | 18 | 18 | 5 | 18 | 18 | 18 | 18 | 18 | 18 | 10
ALT-11 | 2026-05-01 | 5 | 2026 | 2026 | SPRING | 16 | 16 | 16 | 16 | 16 | 16 | 5 | 18 | 18 | 18 | 18 | 18 | 18 | 10
ALT-11 | 2026-06-01 | 6 | 2026 | 2026 | SUMMER | 15 | 15 | 15 | 15 | 15 | 15 | 5 | 17 | 17 | 17 | 17 | 17 | 17 | 10
ALT-11 | 2026-07-01 | 7 | 2026 | 2026 | SUMMER | 15 | 15 | 15 | 15 | 15 | 15 | 5 | 17 | 17 | 17 | 17 | 17 | 17 | 10
ALT-11 | 2026-08-01 | 8 | 2026 | 2026 | SUMMER | 15 | 15 | 15 | 15 | 15 | 15 | 5 | 17 | 17 | 17 | 17 | 17 | 17 | 10
ALT-11 | 2026-09-01 | 9 | 2026 | 2026 | SUMMER | 16 | 16 | 16 | 16 | 16 | 16 | 5 | 17 | 17 | 17 | 17 | 17 | 17 | 10
ALT-11 | 2026-10-01 | 10 | 2027 | 2026 | FALL | 18 | 18 | 18 | 18 | 18 | 18 | 5 | 18 | 18 | 18 | 18 | 18 | 18 | 10
ALT-11 | 2026-11-01 | 11 | 2027 | 2026 | FALL | 19 | 19 | 19 | 19 | 19 | 19 | 5 | 19 | 19 | 19 | 19 | 19 | 19 | 10
ALT-11 | 2026-12-01 | 12 | 2027 | 2026 | WINTER | 20 | 20 | 20 | 20 | 20 | 20 | 5 | 20 | 20 | 20 | 20 | 20 | 20 | 10
ALT-11 | 2027-01-01 | 1 | 2027 | 2027 | WINTER | 20 | 20 | 20 | 20 | 20 | 20 | 5 | 20 | 20 | 20 | 20 | 20 | 20 | 10
ALT-11 | 2027-02-01 | 2 | 2027 | 2027 | WINTER | 20 | 20 | 20 | 20 | 20 | 20 | 5 | 20 | 20 | 20 | 20 | 20 | 20 | 10
ALT-11 | 2027-03-01 | 3 | 2027 | 2027 | WINTER | 19 | 19 | 19 | 19 | 19 | 19 | 5 | 19 | 19 | 19 | 19 | 19 | 19 | 10
ALT-11 | 2027-04-01 | 4 | 2027 | 2027 | SPRING | 18 | 18 | 18 | 18 | 18 | 18 | 5 | 18 | 18 | 18 | 18 | 18 | 18 | 10
ALT-11 | 2027-05-01 | 5 | 2027 | 2027 | SPRING | 16 | 16 | 16 | 16 | 16 | 16 | 5 | 18 | 18 | 18 | 18 | 18 | 18 | 10
ALT-11 | 2027-06-01 | 6 | 2027 | 2027 | SUMMER | 15 | 15 | 15 | 15 | 15 | 15 | 5 | 17 | 17 | 17 | 17 | 17 | 17 | 10
ALT-11 | 2027-07-01 | 7 | 2027 | 2027 | SUMMER | 15 | 15 | 15 | 15 | 15 | 15 | 5 | 17 | 17 | 17 | 17 | 17 | 17 | 10
ALT-11 | 2027-08-01 | 8 | 2027 | 2027 | SUMMER | 15 | 15 | 15 | 15 | 15 | 15 | 5 | 17 | 17 | 17 | 17 | 17 | 17 | 10
ALT-11 | 2027-09-01 | 9 | 2027 | 2027 | SUMMER | 16 | 16 | 16 | 16 | 16 | 16 | 5 | 17 | 17 | 17 | 17 | 17 | 17 | 10
ALT-11 | 2027-10-01 | 10 | 2028 | 2027 | FALL | 18 | 18 | 18 | 18 | 18 | 18 | 5 | 18 | 18 | 18 | 18 | 18 | 18 | 10
ALT-11 | 2027-11-01 | 11 | 2028 | 2027 | FALL | 19 | 19 | 19 | 19 | 19 | 19 | 5 | 19 | 19 | 19 | 19 | 19 | 19 | 10
ALT-11 | 2027-12-01 | 12 | 2028 | 2027 | WINTER | 20 | 20 | 20 | 20 | 20 | 20 | 5 | 20 | 20 | 20 | 20 | 20 | 20 | 10
ALT-11 | 2028-01-01 | 1 | 2028 | 2028 | WINTER | 20 | 20 | 20 | 20 | 20 | 20 | 5 | 20 | 20 | 20 | 20 | 20 | 20 | 10
ALT-11 | 2028-02-01 | 2 | 2028 | 2028 | WINTER | 20 | 20 | 20 | 20 | 20 | 20 | 5 | 20 | 20 | 20 | 20 | 20 | 20 | 10
ALT-11 | 2028-03-01 | 3 | 2028 | 2028 | WINTER | 19 | 19 | 19 | 19 | 19 | 19 | 5 | 19 | 19 | 19 | 19 | 19 | 19 | 10
ALT-11 | 2028-04-01 | 4 | 2028 | 2028 | SPRING | 18 | 18 | 18 | 18 | 18 | 18 | 5 | 18 | 18 | 18 | 18 | 18 | 18 | 10
ALT-11 | 2028-05-01 | 5 | 2028 | 2028 | SPRING | 16 | 16 | 16 | 16 | 16 | 16 | 5 | 18 | 18 | 18 | 18 | 18 | 18 | 10
ALT-11 | 2028-06-01 | 6 | 2028 | 2028 | SUMMER | 15 | 15 | 15 | 15 | 15 | 15 | 5 | 17 | 17 | 17 | 17 | 17 | 17 | 10
ALT-11 | 2028-07-01 | 7 | 2028 | 2028 | SUMMER | 15 | 15 | 15 | 15 | 15 | 15 | 5 | 17 | 17 | 17 | 17 | 17 | 17 | 10
ALT-11 | 2028-08-01 | 8 | 2028 | 2028 | SUMMER | 15 | 15 | 15 | 15 | 15 | 15 | 5 | 17 | 17 | 17 | 17 | 17 | 17 | 10
ALT-11 | 2028-09-01 | 9 | 2028 | 2028 | SUMMER | 16 | 16 | 16 | 16 | 16 | 16 | 5 | 17 | 17 | 17 | 17 | 17 | 17 | 10
ALT-11 | 2028-10-01 | 10 | 2029 | 2028 | FALL | 18 | 18 | 18 | 18 | 18 | 18 | 5 | 18 | 18 | 18 | 18 | 18 | 18 | 10
ALT-11 | 2028-11-01 | 11 | 2029 | 2028 | FALL | 19 | 19 | 19 | 19 | 19 | 19 | 5 | 19 | 19 | 19 | 19 | 19 | 19 | 10
ALT-11 | 2028-12-01 | 12 | 2029 | 2028 | WINTER | 20 | 20 | 20 | 20 | 20 | 20 | 5 | 20 | 20 | 20 | 20 | 20 | 20 | 10
ALT-11 | 2029-01-01 | 1 | 2029 | 2029 | WINTER | 20 | 20 | 20 | 20 | 20 | 20 | 5 | 20 | 20 | 20 | 20 | 20 | 20 | 10
ALT-11 | 2029-02-01 | 2 | 2029 | 2029 | WINTER | 20 | 20 | 20 | 20 | 20 | 20 | 5 | 20 | 20 | 20 | 20 | 20 | 20 | 10
ALT-11 | 2029-03-01 | 3 | 2029 | 2029 | WINTER | 19 | 19 | 19 | 19 | 19 | 19 | 5 | 19 | 19 | 19 | 19 | 19 | 19 | 10
ALT-11 | 2029-04-01 | 4 | 2029 | 2029 | SPRING | 18 | 18 | 18 | 18 | 18 | 18 | 5 | 18 | 18 | 18 | 18 | 18 | 18 | 10
ALT-11 | 2029-05-01 | 5 | 2029 | 2029 | SPRING | 16 | 16 | 16 | 16 | 16 | 16 | 5 | 18 | 18 | 18 | 18 | 18 | 18 | 10
ALT-11 | 2029-06-01 | 6 | 2029 | 2029 | SUMMER | 15 | 15 | 15 | 15 | 15 | 15 | 5 | 17 | 17 | 17 | 17 | 17 | 17 | 10
ALT-11 | 2029-07-01 | 7 | 2029 | 2029 | SUMMER | 15 | 15 | 15 | 15 | 15 | 15 | 5 | 17 | 17 | 17 | 17 | 17 | 17 | 10
ALT-11 | 2029-08-01 | 8 | 2029 | 2029 | SUMMER | 15 | 15 | 15 | 15 | 15 | 15 | 5 | 17 | 17 | 17 | 17 | 17 | 17 | 10
ALT-11 | 2029-09-01 | 9 | 2029 | 2029 | SUMMER | 16 | 16 | 16 | 16 | 16 | 16 | 5 | 17 | 17 | 17 | 17 | 17 | 17 | 10
ALT-11 | 2029-10-01 | 10 | 2030 | 2029 | FALL | 18 | 18 | 18 | 18 | 18 | 18 | 5 | 18 | 18 | 18 | 18 | 18 | 18 | 10
ALT-11 | 2029-11-01 | 11 | 2030 | 2029 | FALL | 19 | 19 | 19 | 19 | 19 | 19 | 5 | 19 | 19 | 19 | 19 | 19 | 19 | 10
ALT-11 | 2029-12-01 | 12 | 2030 | 2029 | WINTER | 20 | 20 | 20 | 20 | 20 | 20 | 5 | 20 | 20 | 20 | 20 | 20 | 20 | 10
ALT-11 | 2030-01-01 | 1 | 2030 | 2030 | WINTER | 20 | 20 | 20 | 20 | 20 | 20 | 5 | 20 | 20 | 20 | 20 | 20 | 20 | 10
ALT-11 | 2030-02-01 | 2 | 2030 | 2030 | WINTER | 20 | 20 | 20 | 20 | 20 | 20 | 5 | 20 | 20 | 20 | 20 | 20 | 20 | 10
ALT-11 | 2030-03-01 | 3 | 2030 | 2030 | WINTER | 19 | 19 | 19 | 19 | 19 | 19 | 5 | 19 | 19 | 19 | 19 | 19 | 19 | 10
ALT-11 | 2030-04-01 | 4 | 2030 | 2030 | SPRING | 18 | 18 | 18 | 18 | 18 | 18 | 5 | 18 | 18 | 18 | 18 | 18 | 18 | 10
ALT-11 | 2030-05-01 | 5 | 2030 | 2030 | SPRING | 16 | 16 | 16 | 16 | 16 | 16 | 5 | 18 | 18 | 18 | 18 | 18 | 18 | 10
ALT-11 | 2030-06-01 | 6 | 2030 | 2030 | SUMMER | 15 | 15 | 15 | 15 | 15 | 15 | 5 | 17 | 17 | 17 | 17 | 17 | 17 | 10
ALT-11 | 2030-07-01 | 7 | 2030 | 2030 | SUMMER | 15 | 15 | 15 | 15 | 15 | 15 | 5 | 17 | 17 | 17 | 17 | 17 | 17 | 10
ALT-11 | 2030-08-01 | 8 | 2030 | 2030 | SUMMER | 15 | 15 | 15 | 15 | 15 | 15 | 5 | 17 | 17 | 17 | 17 | 17 | 17 | 10
ALT-11 | 2030-09-01 | 9 | 2030 | 2030 | SUMMER | 16 | 16 | 16 | 16 | 16 | 16 | 5 | 17 | 17 | 17 | 17 | 17 | 17 | 10
ALT-11 | 2030-10-01 | 10 | 2031 | 2030 | FALL | 18 | 18 | 18 | 18 | 18 | 18 | 5 | 18 | 18 | 18 | 18 | 18 | 18 | 10
ALT-11 | 2030-11-01 | 11 | 2031 | 2030 | FALL | 19 | 19 | 19 | 19 | 19 | 19 | 5 | 19 | 19 | 19 | 19 | 19 | 19 | 10
ALT-11 | 2030-12-01 | 12 | 2031 | 2030 | WINTER | 20 | 20 | 20 | 20 | 20 | 20 | 5 | 20 | 20 | 20 | 20 | 20 | 20 | 10
ALT-11 | 2031-01-01 | 1 | 2031 | 2031 | WINTER | 20 | 20 | 20 | 20 | 20 | 20 | 5 | 20 | 20 | 20 | 20 | 20 | 20 | 10
ALT-11 | 2031-02-01 | 2 | 2031 | 2031 | WINTER | 20 | 20 | 20 | 20 | 20 | 20 | 5 | 20 | 20 | 20 | 20 | 20 | 20 | 10
ALT-11 | 2031-03-01 | 3 | 2031 | 2031 | WINTER | 19 | 19 | 19 | 19 | 19 | 19 | 5 | 19 | 19 | 19 | 19 | 19 | 19 | 10
ALT-11 | 2031-04-01 | 4 | 2031 | 2031 | SPRING | 18 | 18 | 18 | 18 | 18 | 18 | 5 | 18 | 18 | 18 | 18 | 18 | 18 | 10
ALT-11 | 2031-05-01 | 5 | 2031 | 2031 | SPRING | 16 | 16 | 16 | 16 | 16 | 16 | 5 | 18 | 18 | 18 | 18 | 18 | 18 | 10
ALT-11 | 2031-06-01 | 6 | 2031 | 2031 | SUMMER | 15 | 15 | 15 | 15 | 15 | 15 | 5 | 17 | 17 | 17 | 17 | 17 | 17 | 10
ALT-11 | 2031-07-01 | 7 | 2031 | 2031 | SUMMER | 15 | 15 | 15 | 15 | 15 | 15 | 5 | 17 | 17 | 17 | 17 | 17 | 17 | 10
ALT-11 | 2031-08-01 | 8 | 2031 | 2031 | SUMMER | 15 | 15 | 15 | 15 | 15 | 15 | 5 | 17 | 17 | 17 | 17 | 17 | 17 | 10
ALT-11 | 2031-09-01 | 9 | 2031 | 2031 | SUMMER | 16 | 16 | 16 | 16 | 16 | 16 | 5 | 17 | 17 | 17 | 17 | 17 | 17 | 10
ALT-11 | 2031-10-01 | 10 | 2032 | 2031 | FALL | 18 | 18 | 18 | 18 | 18 | 18 | 5 | 18 | 18 | 18 | 18 | 18 | 18 | 10
ALT-11 | 2031-11-01 | 11 | 2032 | 2031 | FALL | 19 | 19 | 19 | 19 | 19 | 19 | 5 | 19 | 19 | 19 | 19 | 19 | 19 | 10
ALT-11 | 2031-12-01 | 12 | 2032 | 2031 | WINTER | 20 | 20 | 20 | 20 | 20 | 20 | 5 | 20 | 20 | 20 | 20 | 20 | 20 | 10
ALT-11 | 2032-01-01 | 1 | 2032 | 2032 | WINTER | 20 | 20 | 20 | 20 | 20 | 20 | 5 | 20 | 20 | 20 | 20 | 20 | 20 | 10
ALT-11 | 2032-02-01 | 2 | 2032 | 2032 | WINTER | 20 | 20 | 20 | 20 | 20 | 20 | 5 | 20 | 20 | 20 | 20 | 20 | 20 | 10
ALT-11 | 2032-03-01 | 3 | 2032 | 2032 | WINTER | 19 | 19 | 19 | 19 | 19 | 19 | 5 | 19 | 19 | 19 | 19 | 19 | 19 | 10
ALT-11 | 2032-04-01 | 4 | 2032 | 2032 | SPRING | 18 | 18 | 18 | 18 | 18 | 18 | 5 | 18 | 18 | 18 | 18 | 18 | 18 | 10
ALT-11 | 2032-05-01 | 5 | 2032 | 2032 | SPRING | 16 | 16 | 16 | 16 | 16 | 16 | 5 | 18 | 18 | 18 | 18 | 18 | 18 | 10
ALT-11 | 2032-06-01 | 6 | 2032 | 2032 | SUMMER | 15 | 15 | 15 | 15 | 15 | 15 | 5 | 17 | 17 | 17 | 17 | 17 | 17 | 10
ALT-11 | 2032-07-01 | 7 | 2032 | 2032 | SUMMER | 15 | 15 | 15 | 15 | 15 | 15 | 5 | 17 | 17 | 17 | 17 | 17 | 17 | 10
ALT-11 | 2032-08-01 | 8 | 2032 | 2032 | SUMMER | 15 | 15 | 15 | 15 | 15 | 15 | 5 | 17 | 17 | 17 | 17 | 17 | 17 | 10
ALT-11 | 2032-09-01 | 9 | 2032 | 2032 | SUMMER | 16 | 16 | 16 | 16 | 16 | 16 | 5 | 17 | 17 | 17 | 17 | 17 | 17 | 10
ALT-11 | 2032-10-01 | 10 | 2033 | 2032 | FALL | 18 | 18 | 18 | 18 | 18 | 18 | 5 | 18 | 18 | 18 | 18 | 18 | 18 | 10
ALT-11 | 2032-11-01 | 11 | 2033 | 2032 | FALL | 19 | 19 | 19 | 19 | 19 | 19 | 5 | 19 | 19 | 19 | 19 | 19 | 19 | 10
ALT-11 | 2032-12-01 | 12 | 2033 | 2032 | WINTER | 20 | 20 | 20 | 20 | 20 | 20 | 5 | 20 | 20 | 20 | 20 | 20 | 20 | 10
ALT-11 | 2033-01-01 | 1 | 2033 | 2033 | WINTER | 20 | 20 | 20 | 20 | 20 | 20 | 5 | 20 | 20 | 20 | 20 | 20 | 20 | 10
ALT-11 | 2033-02-01 | 2 | 2033 | 2033 | WINTER | 20 | 20 | 20 | 20 | 20 | 20 | 5 | 20 | 20 | 20 | 20 | 20 | 20 | 10
ALT-11 | 2033-03-01 | 3 | 2033 | 2033 | WINTER | 19 | 19 | 19 | 19 | 19 | 19 | 5 | 19 | 19 | 19 | 19 | 19 | 19 | 10
ALT-11 | 2033-04-01 | 4 | 2033 | 2033 | SPRING | 18 | 18 | 18 | 18 | 18 | 18 | 5 | 18 | 18 | 18 | 18 | 18 | 18 | 10
ALT-11 | 2033-05-01 | 5 | 2033 | 2033 | SPRING | 16 | 16 | 16 | 16 | 16 | 16 | 5 | 18 | 18 | 18 | 18 | 18 | 18 | 10
ALT-11 | 2033-06-01 | 6 | 2033 | 2033 | SUMMER | 15 | 15 | 15 | 15 | 15 | 15 | 5 | 17 | 17 | 17 | 17 | 17 | 17 | 10
ALT-11 | 2033-07-01 | 7 | 2033 | 2033 | SUMMER | 15 | 15 | 15 | 15 | 15 | 15 | 5 | 17 | 17 | 17 | 17 | 17 | 17 | 10
ALT-11 | 2033-08-01 | 8 | 2033 | 2033 | SUMMER | 15 | 15 | 15 | 15 | 15 | 15 | 5 | 17 | 17 | 17 | 17 | 17 | 17 | 10
ALT-11 | 2033-09-01 | 9 | 2033 | 2033 | SUMMER | 16 | 16 | 16 | 16 | 16 | 16 | 5 | 17 | 17 | 17 | 17 | 17 | 17 | 10
ALT-11 | 2033-10-01 | 10 | 2034 | 2033 | FALL | 18 | 18 | 18 | 18 | 18 | 18 | 5 | 18 | 18 | 18 | 18 | 18 | 18 | 10
ALT-11 | 2033-11-01 | 11 | 2034 | 2033 | FALL | 19 | 19 | 19 | 19 | 19 | 19 | 5 | 19 | 19 | 19 | 19 | 19 | 19 | 10
ALT-11 | 2033-12-01 | 12 | 2034 | 2033 | WINTER | 20 | 20 | 20 | 20 | 20 | 20 | 5 | 20 | 20 | 20 | 20 | 20 | 20 | 10
ALT-11 | 2034-01-01 | 1 | 2034 | 2034 | WINTER | 20 | 20 | 20 | 20 | 20 | 20 | 5 | 20 | 20 | 20 | 20 | 20 | 20 | 10
ALT-11 | 2034-02-01 | 2 | 2034 | 2034 | WINTER | 20 | 20 | 20 | 20 | 20 | 20 | 5 | 20 | 20 | 20 | 20 | 20 | 20 | 10
ALT-11 | 2034-03-01 | 3 | 2034 | 2034 | WINTER | 19 | 19 | 19 | 19 | 19 | 19 | 5 | 19 | 19 | 19 | 19 | 19 | 19 | 10
ALT-11 | 2034-04-01 | 4 | 2034 | 2034 | SPRING | 18 | 18 | 18 | 18 | 18 | 18 | 5 | 18 | 18 | 18 | 18 | 18 | 18 | 10
ALT-11 | 2034-05-01 | 5 | 2034 | 2034 | SPRING | 16 | 16 | 16 | 16 | 16 | 16 | 5 | 18 | 18 | 18 | 18 | 18 | 18 | 10
ALT-11 | 2034-06-01 | 6 | 2034 | 2034 | SUMMER | 15 | 15 | 15 | 15 | 15 | 15 | 5 | 17 | 17 | 17 | 17 | 17 | 17 | 10
ALT-11 | 2034-07-01 | 7 | 2034 | 2034 | SUMMER | 15 | 15 | 15 | 15 | 15 | 15 | 5 | 17 | 17 | 17 | 17 | 17 | 17 | 10
ALT-11 | 2034-08-01 | 8 | 2034 | 2034 | SUMMER | 15 | 15 | 15 | 15 | 15 | 15 | 5 | 17 | 17 | 17 | 17 | 17 | 17 | 10
ALT-11 | 2034-09-01 | 9 | 2034 | 2034 | SUMMER | 16 | 16 | 16 | 16 | 16 | 16 | 5 | 17 | 17 | 17 | 17 | 17 | 17 | 10
ALT-11 | 2034-10-01 | 10 | 2035 | 2034 | FALL | 18 | 18 | 18 | 18 | 18 | 18 | 5 | 18 | 18 | 18 | 18 | 18 | 18 | 10
ALT-11 | 2034-11-01 | 11 | 2035 | 2034 | FALL | 19 | 19 | 19 | 19 | 19 | 19 | 5 | 19 | 19 | 19 | 19 | 19 | 19 | 10
ALT-11 | 2034-12-01 | 12 | 2035 | 2034 | WINTER | 20 | 20 | 20 | 20 | 20 | 20 | 5 | 20 | 20 | 20 | 20 | 20 | 20 | 10
ALT-11 | 2035-01-01 | 1 | 2035 | 2035 | WINTER | 20 | 20 | 20 | 20 | 20 | 20 | 5 | 20 | 20 | 20 | 20 | 20 | 20 | 10
ALT-11 | 2035-02-01 | 2 | 2035 | 2035 | WINTER | 20 | 20 | 20 | 20 | 20 | 20 | 5 | 20 | 20 | 20 | 20 | 20 | 20 | 10
ALT-11 | 2035-03-01 | 3 | 2035 | 2035 | WINTER | 19 | 19 | 19 | 19 | 19 | 19 | 5 | 19 | 19 | 19 | 19 | 19 | 19 | 10
ALT-11 | 2035-04-01 | 4 | 2035 | 2035 | SPRING | 18 | 18 | 18 | 18 | 18 | 18 | 5 | 18 | 18 | 18 | 18 | 18 | 18 | 10
ALT-11 | 2035-05-01 | 5 | 2035 | 2035 | SPRING | 16 | 16 | 16 | 16 | 16 | 16 | 5 | 18 | 18 | 18 | 18 | 18 | 18 | 10
ALT-11 | 2035-06-01 | 6 | 2035 | 2035 | SUMMER | 15 | 15 | 15 | 15 | 15 | 15 | 5 | 17 | 17 | 17 | 17 | 17 | 17 | 10
ALT-11 | 2035-07-01 | 7 | 2035 | 2035 | SUMMER | 15 | 15 | 15 | 15 | 15 | 15 | 5 | 17 | 17 | 17 | 17 | 17 | 17 | 10
ALT-11 | 2035-08-01 | 8 | 2035 | 2035 | SUMMER | 15 | 15 | 15 | 15 | 15 | 15 | 5 | 17 | 17 | 17 | 17 | 17 | 17 | 10
ALT-11 | 2035-09-01 | 9 | 2035 | 2035 | SUMMER | 16 | 16 | 16 | 16 | 16 | 16 | 5 | 17 | 17 | 17 | 17 | 17 | 17 | 10
ALT-11 | 2035-10-01 | 10 | 2036 | 2035 | FALL | 18 | 18 | 18 | 18 | 18 | 18 | 5 | 18 | 18 | 18 | 18 | 18 | 18 | 10
ALT-11 | 2035-11-01 | 11 | 2036 | 2035 | FALL | 19 | 19 | 19 | 19 | 19 | 19 | 5 | 19 | 19 | 19 | 19 | 19 | 19 | 10
ALT-11 | 2035-12-01 | 12 | 2036 | 2035 | WINTER | 20 | 20 | 20 | 20 | 20 | 20 | 5 | 20 | 20 | 20 | 20 | 20 | 20 | 10
ALT-11 | 2036-01-01 | 1 | 2036 | 2036 | WINTER | 20 | 20 | 20 | 20 | 20 | 20 | 5 | 20 | 20 | 20 | 20 | 20 | 20 | 10
ALT-11 | 2036-02-01 | 2 | 2036 | 2036 | WINTER | 20 | 20 | 20 | 20 | 20 | 20 | 5 | 20 | 20 | 20 | 20 | 20 | 20 | 10
ALT-11 | 2036-03-01 | 3 | 2036 | 2036 | WINTER | 19 | 19 | 19 | 19 | 19 | 19 | 5 | 19 | 19 | 19 | 19 | 19 | 19 | 10
ALT-11 | 2036-04-01 | 4 | 2036 | 2036 | SPRING | 18 | 18 | 18 | 18 | 18 | 18 | 5 | 18 | 18 | 18 | 18 | 18 | 18 | 10
ALT-11 | 2036-05-01 | 5 | 2036 | 2036 | SPRING | 16 | 16 | 16 | 16 | 16 | 16 | 5 | 18 | 18 | 18 | 18 | 18 | 18 | 10
ALT-11 | 2036-06-01 | 6 | 2036 | 2036 | SUMMER | 15 | 15 | 15 | 15 | 15 | 15 | 5 | 17 | 17 | 17 | 17 | 17 | 17 | 10
ALT-11 | 2036-07-01 | 7 | 2036 | 2036 | SUMMER | 15 | 15 | 15 | 15 | 15 | 15 | 5 | 17 | 17 | 17 | 17 | 17 | 17 | 10
ALT-11 | 2036-08-01 | 8 | 2036 | 2036 | SUMMER | 15 | 15 | 15 | 15 | 15 | 15 | 5 | 17 | 17 | 17 | 17 | 17 | 17 | 10
ALT-11 | 2036-09-01 | 9 | 2036 | 2036 | SUMMER | 16 | 16 | 16 | 16 | 16 | 16 | 5 | 17 | 17 | 17 | 17 | 17 | 17 | 10
ALT-11 | 2036-10-01 | 10 | 2037 | 2036 | FALL | 18 | 18 | 18 | 18 | 18 | 18 | 5 | 18 | 18 | 18 | 18 | 18 | 18 | 10
ALT-11 | 2036-11-01 | 11 | 2037 | 2036 | FALL | 19 | 19 | 19 | 19 | 19 | 19 | 5 | 19 | 19 | 19 | 19 | 19 | 19 | 10
ALT-11 | 2036-12-01 | 12 | 2037 | 2036 | WINTER | 20 | 20 | 20 | 20 | 20 | 20 | 5 | 20 | 20 | 20 | 20 | 20 | 20 | 10
ALT-11 | 2037-01-01 | 1 | 2037 | 2037 | WINTER | 20 | 20 | 20 | 20 | 20 | 20 | 5 | 20 | 20 | 20 | 20 | 20 | 20 | 10
ALT-11 | 2037-02-01 | 2 | 2037 | 2037 | WINTER | 20 | 20 | 20 | 20 | 20 | 20 | 5 | 20 | 20 | 20 | 20 | 20 | 20 | 10
ALT-11 | 2037-03-01 | 3 | 2037 | 2037 | WINTER | 19 | 19 | 19 | 19 | 19 | 19 | 5 | 19 | 19 | 19 | 19 | 19 | 19 | 10
ALT-11 | 2037-04-01 | 4 | 2037 | 2037 | SPRING | 18 | 18 | 18 | 18 | 18 | 18 | 5 | 18 | 18 | 18 | 18 | 18 | 18 | 10
ALT-11 | 2037-05-01 | 5 | 2037 | 2037 | SPRING | 16 | 16 | 16 | 16 | 16 | 16 | 5 | 18 | 18 | 18 | 18 | 18 | 18 | 10
ALT-11 | 2037-06-01 | 6 | 2037 | 2037 | SUMMER | 15 | 15 | 15 | 15 | 15 | 15 | 5 | 17 | 17 | 17 | 17 | 17 | 17 | 10
ALT-11 | 2037-07-01 | 7 | 2037 | 2037 | SUMMER | 15 | 15 | 15 | 15 | 15 | 15 | 5 | 17 | 17 | 17 | 17 | 17 | 17 | 10
ALT-11 | 2037-08-01 | 8 | 2037 | 2037 | SUMMER | 15 | 15 | 15 | 15 | 15 | 15 | 5 | 17 | 17 | 17 | 17 | 17 | 17 | 10
ALT-11 | 2037-09-01 | 9 | 2037 | 2037 | SUMMER | 16 | 16 | 16 | 16 | 16 | 16 | 5 | 17 | 17 | 17 | 17 | 17 | 17 | 10
ALT-11 | 2037-10-01 | 10 | 2038 | 2037 | FALL | 18 | 18 | 18 | 18 | 18 | 18 | 5 | 18 | 18 | 18 | 18 | 18 | 18 | 10
ALT-11 | 2037-11-01 | 11 | 2038 | 2037 | FALL | 19 | 19 | 19 | 19 | 19 | 19 | 5 | 19 | 19 | 19 | 19 | 19 | 19 | 10
ALT-11 | 2037-12-01 | 12 | 2038 | 2037 | WINTER | 20 | 20 | 20 | 20 | 20 | 20 | 5 | 20 | 20 | 20 | 20 | 20 | 20 | 10
ALT-11 | 2038-01-01 | 1 | 2038 | 2038 | WINTER | 20 | 20 | 20 | 20 | 20 | 20 | 5 | 20 | 20 | 20 | 20 | 20 | 20 | 10
ALT-11 | 2038-02-01 | 2 | 2038 | 2038 | WINTER | 20 | 20 | 20 | 20 | 20 | 20 | 5 | 20 | 20 | 20 | 20 | 20 | 20 | 10
ALT-11 | 2038-03-01 | 3 | 2038 | 2038 | WINTER | 19 | 19 | 19 | 19 | 19 | 19 | 5 | 19 | 19 | 19 | 19 | 19 | 19 | 10
ALT-11 | 2038-04-01 | 4 | 2038 | 2038 | SPRING | 18 | 18 | 18 | 18 | 18 | 18 | 5 | 18 | 18 | 18 | 18 | 18 | 18 | 10
ALT-11 | 2038-05-01 | 5 | 2038 | 2038 | SPRING | 16 | 16 | 16 | 16 | 16 | 16 | 5 | 18 | 18 | 18 | 18 | 18 | 18 | 10
ALT-11 | 2038-06-01 | 6 | 2038 | 2038 | SUMMER | 15 | 15 | 15 | 15 | 15 | 15 | 5 | 17 | 17 | 17 | 17 | 17 | 17 | 10
ALT-11 | 2038-07-01 | 7 | 2038 | 2038 | SUMMER | 15 | 15 | 15 | 15 | 15 | 15 | 5 | 17 | 17 | 17 | 17 | 17 | 17 | 10
ALT-11 | 2038-08-01 | 8 | 2038 | 2038 | SUMMER | 15 | 15 | 15 | 15 | 15 | 15 | 5 | 17 | 17 | 17 | 17 | 17 | 17 | 10
ALT-11 | 2038-09-01 | 9 | 2038 | 2038 | SUMMER | 16 | 16 | 16 | 16 | 16 | 16 | 5 | 17 | 17 | 17 | 17 | 17 | 17 | 10
ALT-11 | 2038-10-01 | 10 | 2039 | 2038 | FALL | 18 | 18 | 18 | 18 | 18 | 18 | 5 | 18 | 18 | 18 | 18 | 18 | 18 | 10
ALT-11 | 2038-11-01 | 11 | 2039 | 2038 | FALL | 19 | 19 | 19 | 19 | 19 | 19 | 5 | 19 | 19 | 19 | 19 | 19 | 19 | 10
ALT-11 | 2038-12-01 | 12 | 2039 | 2038 | WINTER | 20 | 20 | 20 | 20 | 20 | 20 | 5 | 20 | 20 | 20 | 20 | 20 | 20 | 10
ALT-11 | 2039-01-01 | 1 | 2039 | 2039 | WINTER | 20 | 20 | 20 | 20 | 20 | 20 | 5 | 20 | 20 | 20 | 20 | 20 | 20 | 10
ALT-11 | 2039-02-01 | 2 | 2039 | 2039 | WINTER | 20 | 20 | 20 | 20 | 20 | 20 | 5 | 20 | 20 | 20 | 20 | 20 | 20 | 10
ALT-11 | 2039-03-01 | 3 | 2039 | 2039 | WINTER | 19 | 19 | 19 | 19 | 19 | 19 | 5 | 19 | 19 | 19 | 19 | 19 | 19 | 10
ALT-11 | 2039-04-01 | 4 | 2039 | 2039 | SPRING | 18 | 18 | 18 | 18 | 18 | 18 | 5 | 18 | 18 | 18 | 18 | 18 | 18 | 10
ALT-11 | 2039-05-01 | 5 | 2039 | 2039 | SPRING | 16 | 16 | 16 | 16 | 16 | 16 | 5 | 18 | 18 | 18 | 18 | 18 | 18 | 10
ALT-11 | 2039-06-01 | 6 | 2039 | 2039 | SUMMER | 15 | 15 | 15 | 15 | 15 | 15 | 5 | 17 | 17 | 17 | 17 | 17 | 17 | 10
ALT-11 | 2039-07-01 | 7 | 2039 | 2039 | SUMMER | 15 | 15 | 15 | 15 | 15 | 15 | 5 | 17 | 17 | 17 | 17 | 17 | 17 | 10
ALT-11 | 2039-08-01 | 8 | 2039 | 2039 | SUMMER | 15 | 15 | 15 | 15 | 15 | 15 | 5 | 17 | 17 | 17 | 17 | 17 | 17 | 10
ALT-11 | 2039-09-01 | 9 | 2039 | 2039 | SUMMER | 16 | 16 | 16 | 16 | 16 | 16 | 5 | 17 | 17 | 17 | 17 | 17 | 17 | 10
ALT-11 | 2039-10-01 | 10 | 2040 | 2039 | FALL | 18 | 18 | 18 | 18 | 18 | 18 | 5 | 18 | 18 | 18 | 18 | 18 | 18 | 10
ALT-11 | 2039-11-01 | 11 | 2040 | 2039 | FALL | 19 | 19 | 19 | 19 | 19 | 19 | 5 | 19 | 19 | 19 | 19 | 19 | 19 | 10
ALT-11 | 2039-12-01 | 12 | 2040 | 2039 | WINTER | 20 | 20 | 20 | 20 | 20 | 20 | 5 | 20 | 20 | 20 | 20 | 20 | 20 | 10
ALT-11 | 2040-01-01 | 1 | 2040 | 2040 | WINTER | 20 | 20 | 20 | 20 | 20 | 20 | 5 | 20 | 20 | 20 | 20 | 20 | 20 | 10
ALT-11 | 2040-02-01 | 2 | 2040 | 2040 | WINTER | 20 | 20 | 20 | 20 | 20 | 20 | 5 | 20 | 20 | 20 | 20 | 20 | 20 | 10
ALT-11 | 2040-03-01 | 3 | 2040 | 2040 | WINTER | 19 | 19 | 19 | 19 | 19 | 19 | 5 | 19 | 19 | 19 | 19 | 19 | 19 | 10
ALT-11 | 2040-04-01 | 4 | 2040 | 2040 | SPRING | 18 | 18 | 18 | 18 | 18 | 18 | 5 | 18 | 18 | 18 | 18 | 18 | 18 | 10
ALT-11 | 2040-05-01 | 5 | 2040 | 2040 | SPRING | 16 | 16 | 16 | 16 | 16 | 16 | 5 | 18 | 18 | 18 | 18 | 18 | 18 | 10
ALT-11 | 2040-06-01 | 6 | 2040 | 2040 | SUMMER | 15 | 15 | 15 | 15 | 15 | 15 | 5 | 17 | 17 | 17 | 17 | 17 | 17 | 10
ALT-11 | 2040-07-01 | 7 | 2040 | 2040 | SUMMER | 15 | 15 | 15 | 15 | 15 | 15 | 5 | 17 | 17 | 17 | 17 | 17 | 17 | 10
ALT-11 | 2040-08-01 | 8 | 2040 | 2040 | SUMMER | 15 | 15 | 15 | 15 | 15 | 15 | 5 | 17 | 17 | 17 | 17 | 17 | 17 | 10
ALT-11 | 2040-09-01 | 9 | 2040 | 2040 | SUMMER | 16 | 16 | 16 | 16 | 16 | 16 | 5 | 17 | 17 | 17 | 17 | 17 | 17 | 10
ALT-11 | 2040-10-01 | 10 | 2041 | 2040 | FALL | 18 | 18 | 18 | 18 | 18 | 18 | 5 | 18 | 18 | 18 | 18 | 18 | 18 | 10
ALT-11 | 2040-11-01 | 11 | 2041 | 2040 | FALL | 19 | 19 | 19 | 19 | 19 | 19 | 5 | 19 | 19 | 19 | 19 | 19 | 19 | 10
ALT-11 | 2040-12-01 | 12 | 2041 | 2040 | WINTER | 20 | 20 | 20 | 20 | 20 | 20 | 5 | 20 | 20 | 20 | 20 | 20 | 20 | 10
ALT-11 | 2041-01-01 | 1 | 2041 | 2041 | WINTER | 20 | 20 | 20 | 20 | 20 | 20 | 5 | 20 | 20 | 20 | 20 | 20 | 20 | 10
ALT-11 | 2041-02-01 | 2 | 2041 | 2041 | WINTER | 20 | 20 | 20 | 20 | 20 | 20 | 5 | 20 | 20 | 20 | 20 | 20 | 20 | 10
ALT-11 | 2041-03-01 | 3 | 2041 | 2041 | WINTER | 19 | 19 | 19 | 19 | 19 | 19 | 5 | 19 | 19 | 19 | 19 | 19 | 19 | 10
ALT-11 | 2041-04-01 | 4 | 2041 | 2041 | SPRING | 18 | 18 | 18 | 18 | 18 | 18 | 5 | 18 | 18 | 18 | 18 | 18 | 18 | 10
ALT-11 | 2041-05-01 | 5 | 2041 | 2041 | SPRING | 16 | 16 | 16 | 16 | 16 | 16 | 5 | 18 | 18 | 18 | 18 | 18 | 18 | 10
ALT-11 | 2041-06-01 | 6 | 2041 | 2041 | SUMMER | 15 | 15 | 15 | 15 | 15 | 15 | 5 | 17 | 17 | 17 | 17 | 17 | 17 | 10
ALT-11 | 2041-07-01 | 7 | 2041 | 2041 | SUMMER | 15 | 15 | 15 | 15 | 15 | 15 | 5 | 17 | 17 | 17 | 17 | 17 | 17 | 10
ALT-11 | 2041-08-01 | 8 | 2041 | 2041 | SUMMER | 15 | 15 | 15 | 15 | 15 | 15 | 5 | 17 | 17 | 17 | 17 | 17 | 17 | 10
ALT-11 | 2041-09-01 | 9 | 2041 | 2041 | SUMMER | 16 | 16 | 16 | 16 | 16 | 16 | 5 | 17 | 17 | 17 | 17 | 17 | 17 | 10
ALT-11 | 2041-10-01 | 10 | 2042 | 2041 | FALL | 18 | 18 | 18 | 18 | 18 | 18 | 5 | 18 | 18 | 18 | 18 | 18 | 18 | 10
ALT-11 | 2041-11-01 | 11 | 2042 | 2041 | FALL | 19 | 19 | 19 | 19 | 19 | 19 | 5 | 19 | 19 | 19 | 19 | 19 | 19 | 10
ALT-11 | 2041-12-01 | 12 | 2042 | 2041 | WINTER | 20 | 20 | 20 | 20 | 20 | 20 | 5 | 20 | 20 | 20 | 20 | 20 | 20 | 10
ALT-11 | 2042-01-01 | 1 | 2042 | 2042 | WINTER | 20 | 20 | 20 | 20 | 20 | 20 | 5 | 20 | 20 | 20 | 20 | 20 | 20 | 10
ALT-11 | 2042-02-01 | 2 | 2042 | 2042 | WINTER | 20 | 20 | 20 | 20 | 20 | 20 | 5 | 20 | 20 | 20 | 20 | 20 | 20 | 10
ALT-11 | 2042-03-01 | 3 | 2042 | 2042 | WINTER | 19 | 19 | 19 | 19 | 19 | 19 | 5 | 19 | 19 | 19 | 19 | 19 | 19 | 10
ALT-11 | 2042-04-01 | 4 | 2042 | 2042 | SPRING | 18 | 18 | 18 | 18 | 18 | 18 | 5 | 18 | 18 | 18 | 18 | 18 | 18 | 10
ALT-11 | 2042-05-01 | 5 | 2042 | 2042 | SPRING | 16 | 16 | 16 | 16 | 16 | 16 | 5 | 18 | 18 | 18 | 18 | 18 | 18 | 10
ALT-11 | 2042-06-01 | 6 | 2042 | 2042 | SUMMER | 15 | 15 | 15 | 15 | 15 | 15 | 5 | 17 | 17 | 17 | 17 | 17 | 17 | 10
ALT-11 | 2042-07-01 | 7 | 2042 | 2042 | SUMMER | 15 | 15 | 15 | 15 | 15 | 15 | 5 | 17 | 17 | 17 | 17 | 17 | 17 | 10
ALT-11 | 2042-08-01 | 8 | 2042 | 2042 | SUMMER | 15 | 15 | 15 | 15 | 15 | 15 | 5 | 17 | 17 | 17 | 17 | 17 | 17 | 10
ALT-11 | 2042-09-01 | 9 | 2042 | 2042 | SUMMER | 16 | 16 | 16 | 16 | 16 | 16 | 5 | 17 | 17 | 17 | 17 | 17 | 17 | 10
ALT-11 | 2042-10-01 | 10 | 2043 | 2042 | FALL | 18 | 18 | 18 | 18 | 18 | 18 | 5 | 18 | 18 | 18 | 18 | 18 | 18 | 10
ALT-11 | 2042-11-01 | 11 | 2043 | 2042 | FALL | 19 | 19 | 19 | 19 | 19 | 19 | 5 | 19 | 19 | 19 | 19 | 19 | 19 | 10
ALT-11 | 2042-12-01 | 12 | 2043 | 2042 | WINTER | 20 | 20 | 20 | 20 | 20 | 20 | 5 | 20 | 20 | 20 | 20 | 20 | 20 | 10
ALT-11 | 2043-01-01 | 1 | 2043 | 2043 | WINTER | 20 | 20 | 20 | 20 | 20 | 20 | 5 | 20 | 20 | 20 | 20 | 20 | 20 | 10
ALT-11 | 2043-02-01 | 2 | 2043 | 2043 | WINTER | 20 | 20 | 20 | 20 | 20 | 20 | 5 | 20 | 20 | 20 | 20 | 20 | 20 | 10
ALT-11 | 2043-03-01 | 3 | 2043 | 2043 | WINTER | 19 | 19 | 19 | 19 | 19 | 19 | 5 | 19 | 19 | 19 | 19 | 19 | 19 | 10
ALT-11 | 2043-04-01 | 4 | 2043 | 2043 | SPRING | 18 | 18 | 18 | 18 | 18 | 18 | 5 | 18 | 18 | 18 | 18 | 18 | 18 | 10
ALT-11 | 2043-05-01 | 5 | 2043 | 2043 | SPRING | 16 | 16 | 16 | 16 | 16 | 16 | 5 | 18 | 18 | 18 | 18 | 18 | 18 | 10
ALT-11 | 2043-06-01 | 6 | 2043 | 2043 | SUMMER | 15 | 15 | 15 | 15 | 15 | 15 | 5 | 17 | 17 | 17 | 17 | 17 | 17 | 10
ALT-11 | 2043-07-01 | 7 | 2043 | 2043 | SUMMER | 15 | 15 | 15 | 15 | 15 | 15 | 5 | 17 | 17 | 17 | 17 | 17 | 17 | 10
ALT-11 | 2043-08-01 | 8 | 2043 | 2043 | SUMMER | 15 | 15 | 15 | 15 | 15 | 15 | 5 | 17 | 17 | 17 | 17 | 17 | 17 | 10
ALT-11 | 2043-09-01 | 9 | 2043 | 2043 | SUMMER | 16 | 16 | 16 | 16 | 16 | 16 | 5 | 17 | 17 | 17 | 17 | 17 | 17 | 10
ALT-11 | 2043-10-01 | 10 | 2044 | 2043 | FALL | 18 | 18 | 18 | 18 | 18 | 18 | 5 | 18 | 18 | 18 | 18 | 18 | 18 | 10
ALT-11 | 2043-11-01 | 11 | 2044 | 2043 | FALL | 19 | 19 | 19 | 19 | 19 | 19 | 5 | 19 | 19 | 19 | 19 | 19 | 19 | 10
ALT-11 | 2043-12-01 | 12 | 2044 | 2043 | WINTER | 20 | 20 | 20 | 20 | 20 | 20 | 5 | 20 | 20 | 20 | 20 | 20 | 20 | 10
ALT-11 | 2044-01-01 | 1 | 2044 | 2044 | WINTER | 20 | 20 | 20 | 20 | 20 | 20 | 5 | 20 | 20 | 20 | 20 | 20 | 20 | 10
ALT-11 | 2044-02-01 | 2 | 2044 | 2044 | WINTER | 20 | 20 | 20 | 20 | 20 | 20 | 5 | 20 | 20 | 20 | 20 | 20 | 20 | 10
ALT-11 | 2044-03-01 | 3 | 2044 | 2044 | WINTER | 19 | 19 | 19 | 19 | 19 | 19 | 5 | 19 | 19 | 19 | 19 | 19 | 19 | 10
ALT-11 | 2044-04-01 | 4 | 2044 | 2044 | SPRING | 18 | 18 | 18 | 18 | 18 | 18 | 5 | 18 | 18 | 18 | 18 | 18 | 18 | 10
ALT-11 | 2044-05-01 | 5 | 2044 | 2044 | SPRING | 16 | 16 | 16 | 16 | 16 | 16 | 5 | 18 | 18 | 18 | 18 | 18 | 18 | 10
ALT-11 | 2044-06-01 | 6 | 2044 | 2044 | SUMMER | 15 | 15 | 15 | 15 | 15 | 15 | 5 | 17 | 17 | 17 | 17 | 17 | 17 | 10
ALT-11 | 2044-07-01 | 7 | 2044 | 2044 | SUMMER | 15 | 15 | 15 | 15 | 15 | 15 | 5 | 17 | 17 | 17 | 17 | 17 | 17 | 10
ALT-11 | 2044-08-01 | 8 | 2044 | 2044 | SUMMER | 15 | 15 | 15 | 15 | 15 | 15 | 5 | 17 | 17 | 17 | 17 | 17 | 17 | 10
ALT-11 | 2044-09-01 | 9 | 2044 | 2044 | SUMMER | 16 | 16 | 16 | 16 | 16 | 16 | 5 | 17 | 17 | 17 | 17 | 17 | 17 | 10
ALT-11 | 2044-10-01 | 10 | 2045 | 2044 | FALL | 18 | 18 | 18 | 18 | 18 | 18 | 5 | 18 | 18 | 18 | 18 | 18 | 18 | 10
ALT-11 | 2044-11-01 | 11 | 2045 | 2044 | FALL | 19 | 19 | 19 | 19 | 19 | 19 | 5 | 19 | 19 | 19 | 19 | 19 | 19 | 10
ALT-11 | 2044-12-01 | 12 | 2045 | 2044 | WINTER | 20 | 20 | 20 | 20 | 20 | 20 | 5 | 20 | 20 | 20 | 20 | 20 | 20 | 10
ALT-11 | 2045-01-01 | 1 | 2045 | 2045 | WINTER | 20 | 20 | 20 | 20 | 20 | 20 | 5 | 20 | 20 | 20 | 20 | 20 | 20 | 10
ALT-11 | 2045-02-01 | 2 | 2045 | 2045 | WINTER | 20 | 20 | 20 | 20 | 20 | 20 | 5 | 20 | 20 | 20 | 20 | 20 | 20 | 10
ALT-11 | 2045-03-01 | 3 | 2045 | 2045 | WINTER | 19 | 19 | 19 | 19 | 19 | 19 | 5 | 19 | 19 | 19 | 19 | 19 | 19 | 10
ALT-11 | 2045-04-01 | 4 | 2045 | 2045 | SPRING | 18 | 18 | 18 | 18 | 18 | 18 | 5 | 18 | 18 | 18 | 18 | 18 | 18 | 10
ALT-11 | 2045-05-01 | 5 | 2045 | 2045 | SPRING | 16 | 16 | 16 | 16 | 16 | 16 | 5 | 18 | 18 | 18 | 18 | 18 | 18 | 10
ALT-11 | 2045-06-01 | 6 | 2045 | 2045 | SUMMER | 15 | 15 | 15 | 15 | 15 | 15 | 5 | 17 | 17 | 17 | 17 | 17 | 17 | 10
ALT-11 | 2045-07-01 | 7 | 2045 | 2045 | SUMMER | 15 | 15 | 15 | 15 | 15 | 15 | 5 | 17 | 17 | 17 | 17 | 17 | 17 | 10
ALT-11 | 2045-08-01 | 8 | 2045 | 2045 | SUMMER | 15 | 15 | 15 | 15 | 15 | 15 | 5 | 17 | 17 | 17 | 17 | 17 | 17 | 10
ALT-11 | 2045-09-01 | 9 | 2045 | 2045 | SUMMER | 16 | 16 | 16 | 16 | 16 | 16 | 5 | 17 | 17 | 17 | 17 | 17 | 17 | 10
ALT-11 | 2045-10-01 | 10 | 2046 | 2045 | FALL | 18 | 18 | 18 | 18 | 18 | 18 | 5 | 18 | 18 | 18 | 18 | 18 | 18 | 10
ALT-11 | 2045-11-01 | 11 | 2046 | 2045 | FALL | 19 | 19 | 19 | 19 | 19 | 19 | 5 | 19 | 19 | 19 | 19 | 19 | 19 | 10
ALT-11 | 2045-12-01 | 12 | 2046 | 2045 | WINTER | 20 | 20 | 20 | 20 | 20 | 20 | 5 | 20 | 20 | 20 | 20 | 20 | 20 | 10
ALT-11 | 2046-01-01 | 1 | 2046 | 2046 | WINTER | 20 | 20 | 20 | 20 | 20 | 20 | 5 | 20 | 20 | 20 | 20 | 20 | 20 | 10
ALT-11 | 2046-02-01 | 2 | 2046 | 2046 | WINTER | 20 | 20 | 20 | 20 | 20 | 20 | 5 | 20 | 20 | 20 | 20 | 20 | 20 | 10
ALT-11 | 2046-03-01 | 3 | 2046 | 2046 | WINTER | 19 | 19 | 19 | 19 | 19 | 19 | 5 | 19 | 19 | 19 | 19 | 19 | 19 | 10
ALT-11 | 2046-04-01 | 4 | 2046 | 2046 | SPRING | 18 | 18 | 18 | 18 | 18 | 18 | 5 | 18 | 18 | 18 | 18 | 18 | 18 | 10
ALT-11 | 2046-05-01 | 5 | 2046 | 2046 | SPRING | 16 | 16 | 16 | 16 | 16 | 16 | 5 | 18 | 18 | 18 | 18 | 18 | 18 | 10
ALT-11 | 2046-06-01 | 6 | 2046 | 2046 | SUMMER | 15 | 15 | 15 | 15 | 15 | 15 | 5 | 17 | 17 | 17 | 17 | 17 | 17 | 10
ALT-11 | 2046-07-01 | 7 | 2046 | 2046 | SUMMER | 15 | 15 | 15 | 15 | 15 | 15 | 5 | 17 | 17 | 17 | 17 | 17 | 17 | 10
ALT-11 | 2046-08-01 | 8 | 2046 | 2046 | SUMMER | 15 | 15 | 15 | 15 | 15 | 15 | 5 | 17 | 17 | 17 | 17 | 17 | 17 | 10
ALT-11 | 2046-09-01 | 9 | 2046 | 2046 | SUMMER | 16 | 16 | 16 | 16 | 16 | 16 | 5 | 17 | 17 | 17 | 17 | 17 | 17 | 10
ALT-11 | 2046-10-01 | 10 | 2047 | 2046 | FALL | 18 | 18 | 18 | 18 | 18 | 18 | 5 | 18 | 18 | 18 | 18 | 18 | 18 | 10
ALT-11 | 2046-11-01 | 11 | 2047 | 2046 | FALL | 19 | 19 | 19 | 19 | 19 | 19 | 5 | 19 | 19 | 19 | 19 | 19 | 19 | 10
ALT-11 | 2046-12-01 | 12 | 2047 | 2046 | WINTER | 20 | 20 | 20 | 20 | 20 | 20 | 5 | 20 | 20 | 20 | 20 | 20 | 20 | 10
ALT-11 | 2047-01-01 | 1 | 2047 | 2047 | WINTER | 20 | 20 | 20 | 20 | 20 | 20 | 5 | 20 | 20 | 20 | 20 | 20 | 20 | 10
ALT-11 | 2047-02-01 | 2 | 2047 | 2047 | WINTER | 20 | 20 | 20 | 20 | 20 | 20 | 5 | 20 | 20 | 20 | 20 | 20 | 20 | 10
ALT-11 | 2047-03-01 | 3 | 2047 | 2047 | WINTER | 19 | 19 | 19 | 19 | 19 | 19 | 5 | 19 | 19 | 19 | 19 | 19 | 19 | 10
ALT-11 | 2047-04-01 | 4 | 2047 | 2047 | SPRING | 18 | 18 | 18 | 18 | 18 | 18 | 5 | 18 | 18 | 18 | 18 | 18 | 18 | 10
ALT-11 | 2047-05-01 | 5 | 2047 | 2047 | SPRING | 16 | 16 | 16 | 16 | 16 | 16 | 5 | 18 | 18 | 18 | 18 | 18 | 18 | 10
ALT-11 | 2047-06-01 | 6 | 2047 | 2047 | SUMMER | 15 | 15 | 15 | 15 | 15 | 15 | 5 | 17 | 17 | 17 | 17 | 17 | 17 | 10
ALT-11 | 2047-07-01 | 7 | 2047 | 2047 | SUMMER | 15 | 15 | 15 | 15 | 15 | 15 | 5 | 17 | 17 | 17 | 17 | 17 | 17 | 10
ALT-11 | 2047-08-01 | 8 | 2047 | 2047 | SUMMER | 15 | 15 | 15 | 15 | 15 | 15 | 5 | 17 | 17 | 17 | 17 | 17 | 17 | 10
ALT-11 | 2047-09-01 | 9 | 2047 | 2047 | SUMMER | 16 | 16 | 16 | 16 | 16 | 16 | 5 | 17 | 17 | 17 | 17 | 17 | 17 | 10
ALT-12 | 2016-10-01 | 10 | 2017 | 2016 | FALL | 18 | 18 | 18 | 18 | 18 | 18 | 5 | 18 | 18 | 18 | 18 | 18 | 18 | 10
ALT-12 | 2016-11-01 | 11 | 2017 | 2016 | FALL | 19 | 19 | 19 | 19 | 19 | 19 | 5 | 19 | 19 | 19 | 19 | 19 | 19 | 10
ALT-12 | 2016-12-01 | 12 | 2017 | 2016 | WINTER | 20 | 20 | 20 | 20 | 20 | 20 | 5 | 20 | 20 | 20 | 20 | 20 | 20 | 10
ALT-12 | 2017-01-01 | 1 | 2017 | 2017 | WINTER | 20 | 20 | 20 | 20 | 20 | 20 | 5 | 20 | 20 | 20 | 20 | 20 | 20 | 10
ALT-12 | 2017-02-01 | 2 | 2017 | 2017 | WINTER | 20 | 20 | 20 | 20 | 20 | 20 | 5 | 20 | 20 | 20 | 20 | 20 | 20 | 10
ALT-12 | 2017-03-01 | 3 | 2017 | 2017 | WINTER | 19 | 19 | 19 | 19 | 19 | 19 | 5 | 19 | 19 | 19 | 19 | 19 | 19 | 10
ALT-12 | 2017-04-01 | 4 | 2017 | 2017 | SPRING | 18 | 18 | 18 | 18 | 18 | 18 | 5 | 18 | 18 | 18 | 18 | 18 | 18 | 10
ALT-12 | 2017-05-01 | 5 | 2017 | 2017 | SPRING | 16 | 16 | 16 | 16 | 16 | 16 | 5 | 18 | 18 | 18 | 18 | 18 | 18 | 10
ALT-12 | 2017-06-01 | 6 | 2017 | 2017 | SUMMER | 15 | 15 | 15 | 15 | 15 | 15 | 5 | 17 | 17 | 17 | 17 | 17 | 17 | 10
ALT-12 | 2017-07-01 | 7 | 2017 | 2017 | SUMMER | 15 | 15 | 15 | 15 | 15 | 15 | 5 | 17 | 17 | 17 | 17 | 17 | 17 | 10
ALT-12 | 2017-08-01 | 8 | 2017 | 2017 | SUMMER | 15 | 15 | 15 | 15 | 15 | 15 | 5 | 17 | 17 | 17 | 17 | 17 | 17 | 10
ALT-12 | 2017-09-01 | 9 | 2017 | 2017 | SUMMER | 16 | 16 | 16 | 16 | 16 | 16 | 5 | 17 | 17 | 17 | 17 | 17 | 17 | 10
ALT-12 | 2017-10-01 | 10 | 2018 | 2017 | FALL | 18 | 18 | 18 | 18 | 18 | 18 | 5 | 18 | 18 | 18 | 18 | 18 | 18 | 10
ALT-12 | 2017-11-01 | 11 | 2018 | 2017 | FALL | 19 | 19 | 19 | 19 | 19 | 19 | 5 | 19 | 19 | 19 | 19 | 19 | 19 | 10
ALT-12 | 2017-12-01 | 12 | 2018 | 2017 | WINTER | 20 | 20 | 20 | 20 | 20 | 20 | 5 | 20 | 20 | 20 | 20 | 20 | 20 | 10
ALT-12 | 2018-01-01 | 1 | 2018 | 2018 | WINTER | 20 | 20 | 20 | 20 | 20 | 20 | 5 | 20 | 20 | 20 | 20 | 20 | 20 | 10
ALT-12 | 2018-02-01 | 2 | 2018 | 2018 | WINTER | 20 | 20 | 20 | 20 | 20 | 20 | 5 | 20 | 20 | 20 | 20 | 20 | 20 | 10
ALT-12 | 2018-03-01 | 3 | 2018 | 2018 | WINTER | 19 | 19 | 19 | 19 | 19 | 19 | 5 | 19 | 19 | 19 | 19 | 19 | 19 | 10
ALT-12 | 2018-04-01 | 4 | 2018 | 2018 | SPRING | 18 | 18 | 18 | 18 | 18 | 18 | 5 | 18 | 18 | 18 | 18 | 18 | 18 | 10
ALT-12 | 2018-05-01 | 5 | 2018 | 2018 | SPRING | 16 | 16 | 16 | 16 | 16 | 16 | 5 | 18 | 18 | 18 | 18 | 18 | 18 | 10
ALT-12 | 2018-06-01 | 6 | 2018 | 2018 | SUMMER | 15 | 15 | 15 | 15 | 15 | 15 | 5 | 17 | 17 | 17 | 17 | 17 | 17 | 10
ALT-12 | 2018-07-01 | 7 | 2018 | 2018 | SUMMER | 15 | 15 | 15 | 15 | 15 | 15 | 5 | 17 | 17 | 17 | 17 | 17 | 17 | 10
ALT-12 | 2018-08-01 | 8 | 2018 | 2018 | SUMMER | 15 | 15 | 15 | 15 | 15 | 15 | 5 | 17 | 17 | 17 | 17 | 17 | 17 | 10
ALT-12 | 2018-09-01 | 9 | 2018 | 2018 | SUMMER | 16 | 16 | 16 | 16 | 16 | 16 | 5 | 17 | 17 | 17 | 17 | 17 | 17 | 10
ALT-12 | 2018-10-01 | 10 | 2019 | 2018 | FALL | 18 | 18 | 18 | 18 | 18 | 18 | 5 | 18 | 18 | 18 | 18 | 18 | 18 | 10
ALT-12 | 2018-11-01 | 11 | 2019 | 2018 | FALL | 19 | 19 | 19 | 19 | 19 | 19 | 5 | 19 | 19 | 19 | 19 | 19 | 19 | 10
ALT-12 | 2018-12-01 | 12 | 2019 | 2018 | WINTER | 20 | 20 | 20 | 20 | 20 | 20 | 5 | 20 | 20 | 20 | 20 | 20 | 20 | 10
ALT-12 | 2019-01-01 | 1 | 2019 | 2019 | WINTER | 20 | 20 | 20 | 20 | 20 | 20 | 5 | 20 | 20 | 20 | 20 | 20 | 20 | 10
ALT-12 | 2019-02-01 | 2 | 2019 | 2019 | WINTER | 20 | 20 | 20 | 20 | 20 | 20 | 5 | 20 | 20 | 20 | 20 | 20 | 20 | 10
ALT-12 | 2019-03-01 | 3 | 2019 | 2019 | WINTER | 19 | 19 | 19 | 19 | 19 | 19 | 5 | 19 | 19 | 19 | 19 | 19 | 19 | 10
ALT-12 | 2019-04-01 | 4 | 2019 | 2019 | SPRING | 18 | 18 | 18 | 18 | 18 | 18 | 5 | 18 | 18 | 18 | 18 | 18 | 18 | 10
ALT-12 | 2019-05-01 | 5 | 2019 | 2019 | SPRING | 16 | 16 | 16 | 16 | 16 | 16 | 5 | 18 | 18 | 18 | 18 | 18 | 18 | 10
ALT-12 | 2019-06-01 | 6 | 2019 | 2019 | SUMMER | 15 | 15 | 15 | 15 | 15 | 15 | 5 | 17 | 17 | 17 | 17 | 17 | 17 | 10
ALT-12 | 2019-07-01 | 7 | 2019 | 2019 | SUMMER | 15 | 15 | 15 | 15 | 15 | 15 | 5 | 17 | 17 | 17 | 17 | 17 | 17 | 10
ALT-12 | 2019-08-01 | 8 | 2019 | 2019 | SUMMER | 15 | 15 | 15 | 15 | 15 | 15 | 5 | 17 | 17 | 17 | 17 | 17 | 17 | 10
ALT-12 | 2019-09-01 | 9 | 2019 | 2019 | SUMMER | 16 | 16 | 16 | 16 | 16 | 16 | 5 | 17 | 17 | 17 | 17 | 17 | 17 | 10
ALT-12 | 2019-10-01 | 10 | 2020 | 2019 | FALL | 18 | 18 | 18 | 18 | 18 | 18 | 5 | 18 | 18 | 18 | 18 | 18 | 18 | 10
ALT-12 | 2019-11-01 | 11 | 2020 | 2019 | FALL | 19 | 19 | 19 | 19 | 19 | 19 | 5 | 19 | 19 | 19 | 19 | 19 | 19 | 10
ALT-12 | 2019-12-01 | 12 | 2020 | 2019 | WINTER | 20 | 20 | 20 | 20 | 20 | 20 | 5 | 20 | 20 | 20 | 20 | 20 | 20 | 10
ALT-12 | 2020-01-01 | 1 | 2020 | 2020 | WINTER | 20 | 20 | 20 | 20 | 20 | 20 | 5 | 20 | 20 | 20 | 20 | 20 | 20 | 10
ALT-12 | 2020-02-01 | 2 | 2020 | 2020 | WINTER | 20 | 20 | 20 | 20 | 20 | 20 | 5 | 20 | 20 | 20 | 20 | 20 | 20 | 10
ALT-12 | 2020-03-01 | 3 | 2020 | 2020 | WINTER | 19 | 19 | 19 | 19 | 19 | 19 | 5 | 19 | 19 | 19 | 19 | 19 | 19 | 10
ALT-12 | 2020-04-01 | 4 | 2020 | 2020 | SPRING | 18 | 18 | 18 | 18 | 18 | 18 | 5 | 18 | 18 | 18 | 18 | 18 | 18 | 10
ALT-12 | 2020-05-01 | 5 | 2020 | 2020 | SPRING | 16 | 16 | 16 | 16 | 16 | 16 | 5 | 18 | 18 | 18 | 18 | 18 | 18 | 10
ALT-12 | 2020-06-01 | 6 | 2020 | 2020 | SUMMER | 15 | 15 | 15 | 15 | 15 | 15 | 5 | 17 | 17 | 17 | 17 | 17 | 17 | 10
ALT-12 | 2020-07-01 | 7 | 2020 | 2020 | SUMMER | 15 | 15 | 15 | 15 | 15 | 15 | 5 | 17 | 17 | 17 | 17 | 17 | 17 | 10
ALT-12 | 2020-08-01 | 8 | 2020 | 2020 | SUMMER | 15 | 15 | 15 | 15 | 15 | 15 | 5 | 17 | 17 | 17 | 17 | 17 | 17 | 10
ALT-12 | 2020-09-01 | 9 | 2020 | 2020 | SUMMER | 16 | 16 | 16 | 16 | 16 | 16 | 5 | 17 | 17 | 17 | 17 | 17 | 17 | 10
ALT-12 | 2020-10-01 | 10 | 2021 | 2020 | FALL | 18 | 18 | 18 | 18 | 18 | 18 | 5 | 18 | 18 | 18 | 18 | 18 | 18 | 10
ALT-12 | 2020-11-01 | 11 | 2021 | 2020 | FALL | 19 | 19 | 19 | 19 | 19 | 19 | 5 | 19 | 19 | 19 | 19 | 19 | 19 | 10
ALT-12 | 2020-12-01 | 12 | 2021 | 2020 | WINTER | 20 | 20 | 20 | 20 | 20 | 20 | 5 | 20 | 20 | 20 | 20 | 20 | 20 | 10
ALT-12 | 2021-01-01 | 1 | 2021 | 2021 | WINTER | 20 | 20 | 20 | 20 | 20 | 20 | 5 | 20 | 20 | 20 | 20 | 20 | 20 | 10
ALT-12 | 2021-02-01 | 2 | 2021 | 2021 | WINTER | 20 | 20 | 20 | 20 | 20 | 20 | 5 | 20 | 20 | 20 | 20 | 20 | 20 | 10
ALT-12 | 2021-03-01 | 3 | 2021 | 2021 | WINTER | 19 | 19 | 19 | 19 | 19 | 19 | 5 | 19 | 19 | 19 | 19 | 19 | 19 | 10
ALT-12 | 2021-04-01 | 4 | 2021 | 2021 | SPRING | 18 | 18 | 18 | 18 | 18 | 18 | 5 | 18 | 18 | 18 | 18 | 18 | 18 | 10
ALT-12 | 2021-05-01 | 5 | 2021 | 2021 | SPRING | 16 | 16 | 16 | 16 | 16 | 16 | 5 | 18 | 18 | 18 | 18 | 18 | 18 | 10
ALT-12 | 2021-06-01 | 6 | 2021 | 2021 | SUMMER | 15 | 15 | 15 | 15 | 15 | 15 | 5 | 17 | 17 | 17 | 17 | 17 | 17 | 10
ALT-12 | 2021-07-01 | 7 | 2021 | 2021 | SUMMER | 15 | 15 | 15 | 15 | 15 | 15 | 5 | 17 | 17 | 17 | 17 | 17 | 17 | 10
ALT-12 | 2021-08-01 | 8 | 2021 | 2021 | SUMMER | 15 | 15 | 15 | 15 | 15 | 15 | 5 | 17 | 17 | 17 | 17 | 17 | 17 | 10
ALT-12 | 2021-09-01 | 9 | 2021 | 2021 | SUMMER | 16 | 16 | 16 | 16 | 16 | 16 | 5 | 17 | 17 | 17 | 17 | 17 | 17 | 10
ALT-12 | 2021-10-01 | 10 | 2022 | 2021 | FALL | 18 | 18 | 18 | 18 | 18 | 18 | 5 | 18 | 18 | 18 | 18 | 18 | 18 | 10
ALT-12 | 2021-11-01 | 11 | 2022 | 2021 | FALL | 19 | 19 | 19 | 19 | 19 | 19 | 5 | 19 | 19 | 19 | 19 | 19 | 19 | 10
ALT-12 | 2021-12-01 | 12 | 2022 | 2021 | WINTER | 20 | 20 | 20 | 20 | 20 | 20 | 5 | 20 | 20 | 20 | 20 | 20 | 20 | 10
ALT-12 | 2022-01-01 | 1 | 2022 | 2022 | WINTER | 20 | 20 | 20 | 20 | 20 | 20 | 5 | 20 | 20 | 20 | 20 | 20 | 20 | 10
ALT-12 | 2022-02-01 | 2 | 2022 | 2022 | WINTER | 20 | 20 | 20 | 20 | 20 | 20 | 5 | 20 | 20 | 20 | 20 | 20 | 20 | 10
ALT-12 | 2022-03-01 | 3 | 2022 | 2022 | WINTER | 19 | 19 | 19 | 19 | 19 | 19 | 5 | 19 | 19 | 19 | 19 | 19 | 19 | 10
ALT-12 | 2022-04-01 | 4 | 2022 | 2022 | SPRING | 18 | 18 | 18 | 18 | 18 | 18 | 5 | 18 | 18 | 18 | 18 | 18 | 18 | 10
ALT-12 | 2022-05-01 | 5 | 2022 | 2022 | SPRING | 16 | 16 | 16 | 16 | 16 | 16 | 5 | 18 | 18 | 18 | 18 | 18 | 18 | 10
ALT-12 | 2022-06-01 | 6 | 2022 | 2022 | SUMMER | 15 | 15 | 15 | 15 | 15 | 15 | 5 | 17 | 17 | 17 | 17 | 17 | 17 | 10
ALT-12 | 2022-07-01 | 7 | 2022 | 2022 | SUMMER | 15 | 15 | 15 | 15 | 15 | 15 | 5 | 17 | 17 | 17 | 17 | 17 | 17 | 10
ALT-12 | 2022-08-01 | 8 | 2022 | 2022 | SUMMER | 15 | 15 | 15 | 15 | 15 | 15 | 5 | 17 | 17 | 17 | 17 | 17 | 17 | 10
ALT-12 | 2022-09-01 | 9 | 2022 | 2022 | SUMMER | 16 | 16 | 16 | 16 | 16 | 16 | 5 | 17 | 17 | 17 | 17 | 17 | 17 | 10
ALT-12 | 2022-10-01 | 10 | 2023 | 2022 | FALL | 18 | 18 | 18 | 18 | 18 | 18 | 5 | 18 | 18 | 18 | 18 | 18 | 18 | 10
ALT-12 | 2022-11-01 | 11 | 2023 | 2022 | FALL | 19 | 19 | 19 | 19 | 19 | 19 | 5 | 19 | 19 | 19 | 19 | 19 | 19 | 10
ALT-12 | 2022-12-01 | 12 | 2023 | 2022 | WINTER | 20 | 20 | 20 | 20 | 20 | 20 | 5 | 20 | 20 | 20 | 20 | 20 | 20 | 10
ALT-12 | 2023-01-01 | 1 | 2023 | 2023 | WINTER | 20 | 20 | 20 | 20 | 20 | 20 | 5 | 20 | 20 | 20 | 20 | 20 | 20 | 10
ALT-12 | 2023-02-01 | 2 | 2023 | 2023 | WINTER | 20 | 20 | 20 | 20 | 20 | 20 | 5 | 20 | 20 | 20 | 20 | 20 | 20 | 10
ALT-12 | 2023-03-01 | 3 | 2023 | 2023 | WINTER | 19 | 19 | 19 | 19 | 19 | 19 | 5 | 19 | 19 | 19 | 19 | 19 | 19 | 10
ALT-12 | 2023-04-01 | 4 | 2023 | 2023 | SPRING | 18 | 18 | 18 | 18 | 18 | 18 | 5 | 18 | 18 | 18 | 18 | 18 | 18 | 10
ALT-12 | 2023-05-01 | 5 | 2023 | 2023 | SPRING | 16 | 16 | 16 | 16 | 16 | 16 | 5 | 18 | 18 | 18 | 18 | 18 | 18 | 10
ALT-12 | 2023-06-01 | 6 | 2023 | 2023 | SUMMER | 15 | 15 | 15 | 15 | 15 | 15 | 5 | 17 | 17 | 17 | 17 | 17 | 17 | 10
ALT-12 | 2023-07-01 | 7 | 2023 | 2023 | SUMMER | 15 | 15 | 15 | 15 | 15 | 15 | 5 | 17 | 17 | 17 | 17 | 17 | 17 | 10
ALT-12 | 2023-08-01 | 8 | 2023 | 2023 | SUMMER | 15 | 15 | 15 | 15 | 15 | 15 | 5 | 17 | 17 | 17 | 17 | 17 | 17 | 10
ALT-12 | 2023-09-01 | 9 | 2023 | 2023 | SUMMER | 16 | 16 | 16 | 16 | 16 | 16 | 5 | 17 | 17 | 17 | 17 | 17 | 17 | 10
ALT-12 | 2023-10-01 | 10 | 2024 | 2023 | FALL | 18 | 18 | 18 | 18 | 18 | 18 | 5 | 18 | 18 | 18 | 18 | 18 | 18 | 10
ALT-12 | 2023-11-01 | 11 | 2024 | 2023 | FALL | 19 | 19 | 19 | 19 | 19 | 19 | 5 | 19 | 19 | 19 | 19 | 19 | 19 | 10
ALT-12 | 2023-12-01 | 12 | 2024 | 2023 | WINTER | 20 | 20 | 20 | 20 | 20 | 20 | 5 | 20 | 20 | 20 | 20 | 20 | 20 | 10
ALT-12 | 2024-01-01 | 1 | 2024 | 2024 | WINTER | 20 | 20 | 20 | 20 | 20 | 20 | 5 | 20 | 20 | 20 | 20 | 20 | 20 | 10
ALT-12 | 2024-02-01 | 2 | 2024 | 2024 | WINTER | 20 | 20 | 20 | 20 | 20 | 20 | 5 | 20 | 20 | 20 | 20 | 20 | 20 | 10
ALT-12 | 2024-03-01 | 3 | 2024 | 2024 | WINTER | 19 | 19 | 19 | 19 | 19 | 19 | 5 | 19 | 19 | 19 | 19 | 19 | 19 | 10
ALT-12 | 2024-04-01 | 4 | 2024 | 2024 | SPRING | 18 | 18 | 18 | 18 | 18 | 18 | 5 | 18 | 18 | 18 | 18 | 18 | 18 | 10
ALT-12 | 2024-05-01 | 5 | 2024 | 2024 | SPRING | 16 | 16 | 16 | 16 | 16 | 16 | 5 | 18 | 18 | 18 | 18 | 18 | 18 | 10
ALT-12 | 2024-06-01 | 6 | 2024 | 2024 | SUMMER | 15 | 15 | 15 | 15 | 15 | 15 | 5 | 17 | 17 | 17 | 17 | 17 | 17 | 10
ALT-12 | 2024-07-01 | 7 | 2024 | 2024 | SUMMER | 15 | 15 | 15 | 15 | 15 | 15 | 5 | 17 | 17 | 17 | 17 | 17 | 17 | 10
ALT-12 | 2024-08-01 | 8 | 2024 | 2024 | SUMMER | 15 | 15 | 15 | 15 | 15 | 15 | 5 | 17 | 17 | 17 | 17 | 17 | 17 | 10
ALT-12 | 2024-09-01 | 9 | 2024 | 2024 | SUMMER | 16 | 16 | 16 | 16 | 16 | 16 | 5 | 17 | 17 | 17 | 17 | 17 | 17 | 10
ALT-12 | 2024-10-01 | 10 | 2025 | 2024 | FALL | 18 | 18 | 18 | 18 | 18 | 18 | 5 | 18 | 18 | 18 | 18 | 18 | 18 | 10
ALT-12 | 2024-11-01 | 11 | 2025 | 2024 | FALL | 19 | 19 | 19 | 19 | 19 | 19 | 5 | 19 | 19 | 19 | 19 | 19 | 19 | 10
ALT-12 | 2024-12-01 | 12 | 2025 | 2024 | WINTER | 20 | 20 | 20 | 20 | 20 | 20 | 5 | 20 | 20 | 20 | 20 | 20 | 20 | 10
ALT-12 | 2025-01-01 | 1 | 2025 | 2025 | WINTER | 20 | 20 | 20 | 20 | 20 | 20 | 5 | 20 | 20 | 20 | 20 | 20 | 20 | 10
ALT-12 | 2025-02-01 | 2 | 2025 | 2025 | WINTER | 20 | 20 | 20 | 20 | 20 | 20 | 5 | 20 | 20 | 20 | 20 | 20 | 20 | 10
ALT-12 | 2025-03-01 | 3 | 2025 | 2025 | WINTER | 19 | 19 | 19 | 19 | 19 | 19 | 5 | 19 | 19 | 19 | 19 | 19 | 19 | 10
ALT-12 | 2025-04-01 | 4 | 2025 | 2025 | SPRING | 18 | 18 | 18 | 18 | 18 | 18 | 5 | 18 | 18 | 18 | 18 | 18 | 18 | 10
ALT-12 | 2025-05-01 | 5 | 2025 | 2025 | SPRING | 16 | 16 | 16 | 16 | 16 | 16 | 5 | 18 | 18 | 18 | 18 | 18 | 18 | 10
ALT-12 | 2025-06-01 | 6 | 2025 | 2025 | SUMMER | 15 | 15 | 15 | 15 | 15 | 15 | 5 | 17 | 17 | 17 | 17 | 17 | 17 | 10
ALT-12 | 2025-07-01 | 7 | 2025 | 2025 | SUMMER | 15 | 15 | 15 | 15 | 15 | 15 | 5 | 17 | 17 | 17 | 17 | 17 | 17 | 10
ALT-12 | 2025-08-01 | 8 | 2025 | 2025 | SUMMER | 15 | 15 | 15 | 15 | 15 | 15 | 5 | 17 | 17 | 17 | 17 | 17 | 17 | 10
ALT-12 | 2025-09-01 | 9 | 2025 | 2025 | SUMMER | 16 | 16 | 16 | 16 | 16 | 16 | 5 | 17 | 17 | 17 | 17 | 17 | 17 | 10
ALT-12 | 2025-10-01 | 10 | 2026 | 2025 | FALL | 18 | 18 | 18 | 18 | 18 | 18 | 5 | 18 | 18 | 18 | 18 | 18 | 18 | 10
ALT-12 | 2025-11-01 | 11 | 2026 | 2025 | FALL | 19 | 19 | 19 | 19 | 19 | 19 | 5 | 19 | 19 | 19 | 19 | 19 | 19 | 10
ALT-12 | 2025-12-01 | 12 | 2026 | 2025 | WINTER | 20 | 20 | 20 | 20 | 20 | 20 | 5 | 20 | 20 | 20 | 20 | 20 | 20 | 10
ALT-12 | 2026-01-01 | 1 | 2026 | 2026 | WINTER | 20 | 20 | 20 | 20 | 20 | 20 | 5 | 20 | 20 | 20 | 20 | 20 | 20 | 10
ALT-12 | 2026-02-01 | 2 | 2026 | 2026 | WINTER | 20 | 20 | 20 | 20 | 20 | 20 | 5 | 20 | 20 | 20 | 20 | 20 | 20 | 10
ALT-12 | 2026-03-01 | 3 | 2026 | 2026 | WINTER | 19 | 19 | 19 | 19 | 19 | 19 | 5 | 19 | 19 | 19 | 19 | 19 | 19 | 10
ALT-12 | 2026-04-01 | 4 | 2026 | 2026 | SPRING | 18 | 18 | 18 | 18 | 18 | 18 | 5 | 18 | 18 | 18 | 18 | 18 | 18 | 10
ALT-12 | 2026-05-01 | 5 | 2026 | 2026 | SPRING | 16 | 16 | 16 | 16 | 16 | 16 | 5 | 18 | 18 | 18 | 18 | 18 | 18 | 10
ALT-12 | 2026-06-01 | 6 | 2026 | 2026 | SUMMER | 15 | 15 | 15 | 15 | 15 | 15 | 5 | 17 | 17 | 17 | 17 | 17 | 17 | 10
ALT-12 | 2026-07-01 | 7 | 2026 | 2026 | SUMMER | 15 | 15 | 15 | 15 | 15 | 15 | 5 | 17 | 17 | 17 | 17 | 17 | 17 | 10
ALT-12 | 2026-08-01 | 8 | 2026 | 2026 | SUMMER | 15 | 15 | 15 | 15 | 15 | 15 | 5 | 17 | 17 | 17 | 17 | 17 | 17 | 10
ALT-12 | 2026-09-01 | 9 | 2026 | 2026 | SUMMER | 16 | 16 | 16 | 16 | 16 | 16 | 5 | 17 | 17 | 17 | 17 | 17 | 17 | 10
ALT-12 | 2026-10-01 | 10 | 2027 | 2026 | FALL | 18 | 18 | 18 | 18 | 18 | 18 | 5 | 18 | 18 | 18 | 18 | 18 | 18 | 10
ALT-12 | 2026-11-01 | 11 | 2027 | 2026 | FALL | 19 | 19 | 19 | 19 | 19 | 19 | 5 | 19 | 19 | 19 | 19 | 19 | 19 | 10
ALT-12 | 2026-12-01 | 12 | 2027 | 2026 | WINTER | 20 | 20 | 20 | 20 | 20 | 20 | 5 | 20 | 20 | 20 | 20 | 20 | 20 | 10
ALT-12 | 2027-01-01 | 1 | 2027 | 2027 | WINTER | 20 | 20 | 20 | 20 | 20 | 20 | 5 | 20 | 20 | 20 | 20 | 20 | 20 | 10
ALT-12 | 2027-02-01 | 2 | 2027 | 2027 | WINTER | 20 | 20 | 20 | 20 | 20 | 20 | 5 | 20 | 20 | 20 | 20 | 20 | 20 | 10
ALT-12 | 2027-03-01 | 3 | 2027 | 2027 | WINTER | 19 | 19 | 19 | 19 | 19 | 19 | 5 | 19 | 19 | 19 | 19 | 19 | 19 | 10
ALT-12 | 2027-04-01 | 4 | 2027 | 2027 | SPRING | 18 | 18 | 18 | 18 | 18 | 18 | 5 | 18 | 18 | 18 | 18 | 18 | 18 | 10
ALT-12 | 2027-05-01 | 5 | 2027 | 2027 | SPRING | 16 | 16 | 16 | 16 | 16 | 16 | 5 | 18 | 18 | 18 | 18 | 18 | 18 | 10
ALT-12 | 2027-06-01 | 6 | 2027 | 2027 | SUMMER | 15 | 15 | 15 | 15 | 15 | 15 | 5 | 17 | 17 | 17 | 17 | 17 | 17 | 10
ALT-12 | 2027-07-01 | 7 | 2027 | 2027 | SUMMER | 15 | 15 | 15 | 15 | 15 | 15 | 5 | 17 | 17 | 17 | 17 | 17 | 17 | 10
ALT-12 | 2027-08-01 | 8 | 2027 | 2027 | SUMMER | 15 | 15 | 15 | 15 | 15 | 15 | 5 | 17 | 17 | 17 | 17 | 17 | 17 | 10
ALT-12 | 2027-09-01 | 9 | 2027 | 2027 | SUMMER | 16 | 16 | 16 | 16 | 16 | 16 | 5 | 17 | 17 | 17 | 17 | 17 | 17 | 10
ALT-12 | 2027-10-01 | 10 | 2028 | 2027 | FALL | 18 | 18 | 18 | 18 | 18 | 18 | 5 | 18 | 18 | 18 | 18 | 18 | 18 | 10
ALT-12 | 2027-11-01 | 11 | 2028 | 2027 | FALL | 19 | 19 | 19 | 19 | 19 | 19 | 5 | 19 | 19 | 19 | 19 | 19 | 19 | 10
ALT-12 | 2027-12-01 | 12 | 2028 | 2027 | WINTER | 20 | 20 | 20 | 20 | 20 | 20 | 5 | 20 | 20 | 20 | 20 | 20 | 20 | 10
ALT-12 | 2028-01-01 | 1 | 2028 | 2028 | WINTER | 20 | 20 | 20 | 20 | 20 | 20 | 5 | 20 | 20 | 20 | 20 | 20 | 20 | 10
ALT-12 | 2028-02-01 | 2 | 2028 | 2028 | WINTER | 20 | 20 | 20 | 20 | 20 | 20 | 5 | 20 | 20 | 20 | 20 | 20 | 20 | 10
ALT-12 | 2028-03-01 | 3 | 2028 | 2028 | WINTER | 19 | 19 | 19 | 19 | 19 | 19 | 5 | 19 | 19 | 19 | 19 | 19 | 19 | 10
ALT-12 | 2028-04-01 | 4 | 2028 | 2028 | SPRING | 18 | 18 | 18 | 18 | 18 | 18 | 5 | 18 | 18 | 18 | 18 | 18 | 18 | 10
ALT-12 | 2028-05-01 | 5 | 2028 | 2028 | SPRING | 16 | 16 | 16 | 16 | 16 | 16 | 5 | 18 | 18 | 18 | 18 | 18 | 18 | 10
ALT-12 | 2028-06-01 | 6 | 2028 | 2028 | SUMMER | 15 | 15 | 15 | 15 | 15 | 15 | 5 | 17 | 17 | 17 | 17 | 17 | 17 | 10
ALT-12 | 2028-07-01 | 7 | 2028 | 2028 | SUMMER | 15 | 15 | 15 | 15 | 15 | 15 | 5 | 17 | 17 | 17 | 17 | 17 | 17 | 10
ALT-12 | 2028-08-01 | 8 | 2028 | 2028 | SUMMER | 15 | 15 | 15 | 15 | 15 | 15 | 5 | 17 | 17 | 17 | 17 | 17 | 17 | 10
ALT-12 | 2028-09-01 | 9 | 2028 | 2028 | SUMMER | 16 | 16 | 16 | 16 | 16 | 16 | 5 | 17 | 17 | 17 | 17 | 17 | 17 | 10
ALT-12 | 2028-10-01 | 10 | 2029 | 2028 | FALL | 18 | 18 | 18 | 18 | 18 | 18 | 5 | 18 | 18 | 18 | 18 | 18 | 18 | 10
ALT-12 | 2028-11-01 | 11 | 2029 | 2028 | FALL | 19 | 19 | 19 | 19 | 19 | 19 | 5 | 19 | 19 | 19 | 19 | 19 | 19 | 10
ALT-12 | 2028-12-01 | 12 | 2029 | 2028 | WINTER | 20 | 20 | 20 | 20 | 20 | 20 | 5 | 20 | 20 | 20 | 20 | 20 | 20 | 10
ALT-12 | 2029-01-01 | 1 | 2029 | 2029 | WINTER | 20 | 20 | 20 | 20 | 20 | 20 | 5 | 20 | 20 | 20 | 20 | 20 | 20 | 10
ALT-12 | 2029-02-01 | 2 | 2029 | 2029 | WINTER | 20 | 20 | 20 | 20 | 20 | 20 | 5 | 20 | 20 | 20 | 20 | 20 | 20 | 10
ALT-12 | 2029-03-01 | 3 | 2029 | 2029 | WINTER | 19 | 19 | 19 | 19 | 19 | 19 | 5 | 19 | 19 | 19 | 19 | 19 | 19 | 10
ALT-12 | 2029-04-01 | 4 | 2029 | 2029 | SPRING | 18 | 18 | 18 | 18 | 18 | 18 | 5 | 18 | 18 | 18 | 18 | 18 | 18 | 10
ALT-12 | 2029-05-01 | 5 | 2029 | 2029 | SPRING | 16 | 16 | 16 | 16 | 16 | 16 | 5 | 18 | 18 | 18 | 18 | 18 | 18 | 10
ALT-12 | 2029-06-01 | 6 | 2029 | 2029 | SUMMER | 15 | 15 | 15 | 15 | 15 | 15 | 5 | 17 | 17 | 17 | 17 | 17 | 17 | 10
ALT-12 | 2029-07-01 | 7 | 2029 | 2029 | SUMMER | 15 | 15 | 15 | 15 | 15 | 15 | 5 | 17 | 17 | 17 | 17 | 17 | 17 | 10
ALT-12 | 2029-08-01 | 8 | 2029 | 2029 | SUMMER | 15 | 15 | 15 | 15 | 15 | 15 | 5 | 17 | 17 | 17 | 17 | 17 | 17 | 10
ALT-12 | 2029-09-01 | 9 | 2029 | 2029 | SUMMER | 16 | 16 | 16 | 16 | 16 | 16 | 5 | 17 | 17 | 17 | 17 | 17 | 17 | 10
ALT-12 | 2029-10-01 | 10 | 2030 | 2029 | FALL | 18 | 18 | 18 | 18 | 18 | 18 | 5 | 18 | 18 | 18 | 18 | 18 | 18 | 10
ALT-12 | 2029-11-01 | 11 | 2030 | 2029 | FALL | 19 | 19 | 19 | 19 | 19 | 19 | 5 | 19 | 19 | 19 | 19 | 19 | 19 | 10
ALT-12 | 2029-12-01 | 12 | 2030 | 2029 | WINTER | 20 | 20 | 20 | 20 | 20 | 20 | 5 | 20 | 20 | 20 | 20 | 20 | 20 | 10
ALT-12 | 2030-01-01 | 1 | 2030 | 2030 | WINTER | 20 | 20 | 20 | 20 | 20 | 20 | 5 | 20 | 20 | 20 | 20 | 20 | 20 | 10
ALT-12 | 2030-02-01 | 2 | 2030 | 2030 | WINTER | 20 | 20 | 20 | 20 | 20 | 20 | 5 | 20 | 20 | 20 | 20 | 20 | 20 | 10
ALT-12 | 2030-03-01 | 3 | 2030 | 2030 | WINTER | 19 | 19 | 19 | 19 | 19 | 19 | 5 | 19 | 19 | 19 | 19 | 19 | 19 | 10
ALT-12 | 2030-04-01 | 4 | 2030 | 2030 | SPRING | 18 | 18 | 18 | 18 | 18 | 18 | 5 | 18 | 18 | 18 | 18 | 18 | 18 | 10
ALT-12 | 2030-05-01 | 5 | 2030 | 2030 | SPRING | 16 | 16 | 16 | 16 | 16 | 16 | 5 | 18 | 18 | 18 | 18 | 18 | 18 | 10
ALT-12 | 2030-06-01 | 6 | 2030 | 2030 | SUMMER | 15 | 15 | 15 | 15 | 15 | 15 | 5 | 17 | 17 | 17 | 17 | 17 | 17 | 10
ALT-12 | 2030-07-01 | 7 | 2030 | 2030 | SUMMER | 15 | 15 | 15 | 15 | 15 | 15 | 5 | 17 | 17 | 17 | 17 | 17 | 17 | 10
ALT-12 | 2030-08-01 | 8 | 2030 | 2030 | SUMMER | 15 | 15 | 15 | 15 | 15 | 15 | 5 | 17 | 17 | 17 | 17 | 17 | 17 | 10
ALT-12 | 2030-09-01 | 9 | 2030 | 2030 | SUMMER | 16 | 16 | 16 | 16 | 16 | 16 | 5 | 17 | 17 | 17 | 17 | 17 | 17 | 10
ALT-12 | 2030-10-01 | 10 | 2031 | 2030 | FALL | 18 | 18 | 18 | 18 | 18 | 18 | 5 | 18 | 18 | 18 | 18 | 18 | 18 | 10
ALT-12 | 2030-11-01 | 11 | 2031 | 2030 | FALL | 19 | 19 | 19 | 19 | 19 | 19 | 5 | 19 | 19 | 19 | 19 | 19 | 19 | 10
ALT-12 | 2030-12-01 | 12 | 2031 | 2030 | WINTER | 20 | 20 | 20 | 20 | 20 | 20 | 5 | 20 | 20 | 20 | 20 | 20 | 20 | 10
ALT-12 | 2031-01-01 | 1 | 2031 | 2031 | WINTER | 20 | 20 | 20 | 20 | 20 | 20 | 5 | 20 | 20 | 20 | 20 | 20 | 20 | 10
ALT-12 | 2031-02-01 | 2 | 2031 | 2031 | WINTER | 20 | 20 | 20 | 20 | 20 | 20 | 5 | 20 | 20 | 20 | 20 | 20 | 20 | 10
ALT-12 | 2031-03-01 | 3 | 2031 | 2031 | WINTER | 19 | 19 | 19 | 19 | 19 | 19 | 5 | 19 | 19 | 19 | 19 | 19 | 19 | 10
ALT-12 | 2031-04-01 | 4 | 2031 | 2031 | SPRING | 18 | 18 | 18 | 18 | 18 | 18 | 5 | 18 | 18 | 18 | 18 | 18 | 18 | 10
ALT-12 | 2031-05-01 | 5 | 2031 | 2031 | SPRING | 16 | 16 | 16 | 16 | 16 | 16 | 5 | 18 | 18 | 18 | 18 | 18 | 18 | 10
ALT-12 | 2031-06-01 | 6 | 2031 | 2031 | SUMMER | 15 | 15 | 15 | 15 | 15 | 15 | 5 | 17 | 17 | 17 | 17 | 17 | 17 | 10
ALT-12 | 2031-07-01 | 7 | 2031 | 2031 | SUMMER | 15 | 15 | 15 | 15 | 15 | 15 | 5 | 17 | 17 | 17 | 17 | 17 | 17 | 10
ALT-12 | 2031-08-01 | 8 | 2031 | 2031 | SUMMER | 15 | 15 | 15 | 15 | 15 | 15 | 5 | 17 | 17 | 17 | 17 | 17 | 17 | 10
ALT-12 | 2031-09-01 | 9 | 2031 | 2031 | SUMMER | 16 | 16 | 16 | 16 | 16 | 16 | 5 | 17 | 17 | 17 | 17 | 17 | 17 | 10
ALT-12 | 2031-10-01 | 10 | 2032 | 2031 | FALL | 18 | 18 | 18 | 18 | 18 | 18 | 5 | 18 | 18 | 18 | 18 | 18 | 18 | 10
ALT-12 | 2031-11-01 | 11 | 2032 | 2031 | FALL | 19 | 19 | 19 | 19 | 19 | 19 | 5 | 19 | 19 | 19 | 19 | 19 | 19 | 10
ALT-12 | 2031-12-01 | 12 | 2032 | 2031 | WINTER | 20 | 20 | 20 | 20 | 20 | 20 | 5 | 20 | 20 | 20 | 20 | 20 | 20 | 10
ALT-12 | 2032-01-01 | 1 | 2032 | 2032 | WINTER | 20 | 20 | 20 | 20 | 20 | 20 | 5 | 20 | 20 | 20 | 20 | 20 | 20 | 10
ALT-12 | 2032-02-01 | 2 | 2032 | 2032 | WINTER | 20 | 20 | 20 | 20 | 20 | 20 | 5 | 20 | 20 | 20 | 20 | 20 | 20 | 10
ALT-12 | 2032-03-01 | 3 | 2032 | 2032 | WINTER | 19 | 19 | 19 | 19 | 19 | 19 | 5 | 19 | 19 | 19 | 19 | 19 | 19 | 10
ALT-12 | 2032-04-01 | 4 | 2032 | 2032 | SPRING | 18 | 18 | 18 | 18 | 18 | 18 | 5 | 18 | 18 | 18 | 18 | 18 | 18 | 10
ALT-12 | 2032-05-01 | 5 | 2032 | 2032 | SPRING | 16 | 16 | 16 | 16 | 16 | 16 | 5 | 18 | 18 | 18 | 18 | 18 | 18 | 10
ALT-12 | 2032-06-01 | 6 | 2032 | 2032 | SUMMER | 15 | 15 | 15 | 15 | 15 | 15 | 5 | 17 | 17 | 17 | 17 | 17 | 17 | 10
ALT-12 | 2032-07-01 | 7 | 2032 | 2032 | SUMMER | 15 | 15 | 15 | 15 | 15 | 15 | 5 | 17 | 17 | 17 | 17 | 17 | 17 | 10
ALT-12 | 2032-08-01 | 8 | 2032 | 2032 | SUMMER | 15 | 15 | 15 | 15 | 15 | 15 | 5 | 17 | 17 | 17 | 17 | 17 | 17 | 10
ALT-12 | 2032-09-01 | 9 | 2032 | 2032 | SUMMER | 16 | 16 | 16 | 16 | 16 | 16 | 5 | 17 | 17 | 17 | 17 | 17 | 17 | 10
ALT-12 | 2032-10-01 | 10 | 2033 | 2032 | FALL | 18 | 18 | 18 | 18 | 18 | 18 | 5 | 18 | 18 | 18 | 18 | 18 | 18 | 10
ALT-12 | 2032-11-01 | 11 | 2033 | 2032 | FALL | 19 | 19 | 19 | 19 | 19 | 19 | 5 | 19 | 19 | 19 | 19 | 19 | 19 | 10
ALT-12 | 2032-12-01 | 12 | 2033 | 2032 | WINTER | 20 | 20 | 20 | 20 | 20 | 20 | 5 | 20 | 20 | 20 | 20 | 20 | 20 | 10
ALT-12 | 2033-01-01 | 1 | 2033 | 2033 | WINTER | 20 | 20 | 20 | 20 | 20 | 20 | 5 | 20 | 20 | 20 | 20 | 20 | 20 | 10
ALT-12 | 2033-02-01 | 2 | 2033 | 2033 | WINTER | 20 | 20 | 20 | 20 | 20 | 20 | 5 | 20 | 20 | 20 | 20 | 20 | 20 | 10
ALT-12 | 2033-03-01 | 3 | 2033 | 2033 | WINTER | 19 | 19 | 19 | 19 | 19 | 19 | 5 | 19 | 19 | 19 | 19 | 19 | 19 | 10
ALT-12 | 2033-04-01 | 4 | 2033 | 2033 | SPRING | 18 | 18 | 18 | 18 | 18 | 18 | 5 | 18 | 18 | 18 | 18 | 18 | 18 | 10
ALT-12 | 2033-05-01 | 5 | 2033 | 2033 | SPRING | 16 | 16 | 16 | 16 | 16 | 16 | 5 | 18 | 18 | 18 | 18 | 18 | 18 | 10
ALT-12 | 2033-06-01 | 6 | 2033 | 2033 | SUMMER | 15 | 15 | 15 | 15 | 15 | 15 | 5 | 17 | 17 | 17 | 17 | 17 | 17 | 10
ALT-12 | 2033-07-01 | 7 | 2033 | 2033 | SUMMER | 15 | 15 | 15 | 15 | 15 | 15 | 5 | 17 | 17 | 17 | 17 | 17 | 17 | 10
ALT-12 | 2033-08-01 | 8 | 2033 | 2033 | SUMMER | 15 | 15 | 15 | 15 | 15 | 15 | 5 | 17 | 17 | 17 | 17 | 17 | 17 | 10
ALT-12 | 2033-09-01 | 9 | 2033 | 2033 | SUMMER | 16 | 16 | 16 | 16 | 16 | 16 | 5 | 17 | 17 | 17 | 17 | 17 | 17 | 10
ALT-12 | 2033-10-01 | 10 | 2034 | 2033 | FALL | 18 | 18 | 18 | 18 | 18 | 18 | 5 | 18 | 18 | 18 | 18 | 18 | 18 | 10
ALT-12 | 2033-11-01 | 11 | 2034 | 2033 | FALL | 19 | 19 | 19 | 19 | 19 | 19 | 5 | 19 | 19 | 19 | 19 | 19 | 19 | 10
ALT-12 | 2033-12-01 | 12 | 2034 | 2033 | WINTER | 20 | 20 | 20 | 20 | 20 | 20 | 5 | 20 | 20 | 20 | 20 | 20 | 20 | 10
ALT-12 | 2034-01-01 | 1 | 2034 | 2034 | WINTER | 20 | 20 | 20 | 20 | 20 | 20 | 5 | 20 | 20 | 20 | 20 | 20 | 20 | 10
ALT-12 | 2034-02-01 | 2 | 2034 | 2034 | WINTER | 20 | 20 | 20 | 20 | 20 | 20 | 5 | 20 | 20 | 20 | 20 | 20 | 20 | 10
ALT-12 | 2034-03-01 | 3 | 2034 | 2034 | WINTER | 19 | 19 | 19 | 19 | 19 | 19 | 5 | 19 | 19 | 19 | 19 | 19 | 19 | 10
ALT-12 | 2034-04-01 | 4 | 2034 | 2034 | SPRING | 18 | 18 | 18 | 18 | 18 | 18 | 5 | 18 | 18 | 18 | 18 | 18 | 18 | 10
ALT-12 | 2034-05-01 | 5 | 2034 | 2034 | SPRING | 16 | 16 | 16 | 16 | 16 | 16 | 5 | 18 | 18 | 18 | 18 | 18 | 18 | 10
ALT-12 | 2034-06-01 | 6 | 2034 | 2034 | SUMMER | 15 | 15 | 15 | 15 | 15 | 15 | 5 | 17 | 17 | 17 | 17 | 17 | 17 | 10
ALT-12 | 2034-07-01 | 7 | 2034 | 2034 | SUMMER | 15 | 15 | 15 | 15 | 15 | 15 | 5 | 17 | 17 | 17 | 17 | 17 | 17 | 10
ALT-12 | 2034-08-01 | 8 | 2034 | 2034 | SUMMER | 15 | 15 | 15 | 15 | 15 | 15 | 5 | 17 | 17 | 17 | 17 | 17 | 17 | 10
ALT-12 | 2034-09-01 | 9 | 2034 | 2034 | SUMMER | 16 | 16 | 16 | 16 | 16 | 16 | 5 | 17 | 17 | 17 | 17 | 17 | 17 | 10
ALT-12 | 2034-10-01 | 10 | 2035 | 2034 | FALL | 18 | 18 | 18 | 18 | 18 | 18 | 5 | 18 | 18 | 18 | 18 | 18 | 18 | 10
ALT-12 | 2034-11-01 | 11 | 2035 | 2034 | FALL | 19 | 19 | 19 | 19 | 19 | 19 | 5 | 19 | 19 | 19 | 19 | 19 | 19 | 10
ALT-12 | 2034-12-01 | 12 | 2035 | 2034 | WINTER | 20 | 20 | 20 | 20 | 20 | 20 | 5 | 20 | 20 | 20 | 20 | 20 | 20 | 10
ALT-12 | 2035-01-01 | 1 | 2035 | 2035 | WINTER | 20 | 20 | 20 | 20 | 20 | 20 | 5 | 20 | 20 | 20 | 20 | 20 | 20 | 10
ALT-12 | 2035-02-01 | 2 | 2035 | 2035 | WINTER | 20 | 20 | 20 | 20 | 20 | 20 | 5 | 20 | 20 | 20 | 20 | 20 | 20 | 10
ALT-12 | 2035-03-01 | 3 | 2035 | 2035 | WINTER | 19 | 19 | 19 | 19 | 19 | 19 | 5 | 19 | 19 | 19 | 19 | 19 | 19 | 10
ALT-12 | 2035-04-01 | 4 | 2035 | 2035 | SPRING | 18 | 18 | 18 | 18 | 18 | 18 | 5 | 18 | 18 | 18 | 18 | 18 | 18 | 10
ALT-12 | 2035-05-01 | 5 | 2035 | 2035 | SPRING | 16 | 16 | 16 | 16 | 16 | 16 | 5 | 18 | 18 | 18 | 18 | 18 | 18 | 10
ALT-12 | 2035-06-01 | 6 | 2035 | 2035 | SUMMER | 15 | 15 | 15 | 15 | 15 | 15 | 5 | 17 | 17 | 17 | 17 | 17 | 17 | 10
ALT-12 | 2035-07-01 | 7 | 2035 | 2035 | SUMMER | 15 | 15 | 15 | 15 | 15 | 15 | 5 | 17 | 17 | 17 | 17 | 17 | 17 | 10
ALT-12 | 2035-08-01 | 8 | 2035 | 2035 | SUMMER | 15 | 15 | 15 | 15 | 15 | 15 | 5 | 17 | 17 | 17 | 17 | 17 | 17 | 10
ALT-12 | 2035-09-01 | 9 | 2035 | 2035 | SUMMER | 16 | 16 | 16 | 16 | 16 | 16 | 5 | 17 | 17 | 17 | 17 | 17 | 17 | 10
ALT-12 | 2035-10-01 | 10 | 2036 | 2035 | FALL | 18 | 18 | 18 | 18 | 18 | 18 | 5 | 18 | 18 | 18 | 18 | 18 | 18 | 10
ALT-12 | 2035-11-01 | 11 | 2036 | 2035 | FALL | 19 | 19 | 19 | 19 | 19 | 19 | 5 | 19 | 19 | 19 | 19 | 19 | 19 | 10
ALT-12 | 2035-12-01 | 12 | 2036 | 2035 | WINTER | 20 | 20 | 20 | 20 | 20 | 20 | 5 | 20 | 20 | 20 | 20 | 20 | 20 | 10
ALT-12 | 2036-01-01 | 1 | 2036 | 2036 | WINTER | 20 | 20 | 20 | 20 | 20 | 20 | 5 | 20 | 20 | 20 | 20 | 20 | 20 | 10
ALT-12 | 2036-02-01 | 2 | 2036 | 2036 | WINTER | 20 | 20 | 20 | 20 | 20 | 20 | 5 | 20 | 20 | 20 | 20 | 20 | 20 | 10
ALT-12 | 2036-03-01 | 3 | 2036 | 2036 | WINTER | 19 | 19 | 19 | 19 | 19 | 19 | 5 | 19 | 19 | 19 | 19 | 19 | 19 | 10
ALT-12 | 2036-04-01 | 4 | 2036 | 2036 | SPRING | 18 | 18 | 18 | 18 | 18 | 18 | 5 | 18 | 18 | 18 | 18 | 18 | 18 | 10
ALT-12 | 2036-05-01 | 5 | 2036 | 2036 | SPRING | 16 | 16 | 16 | 16 | 16 | 16 | 5 | 18 | 18 | 18 | 18 | 18 | 18 | 10
ALT-12 | 2036-06-01 | 6 | 2036 | 2036 | SUMMER | 15 | 15 | 15 | 15 | 15 | 15 | 5 | 17 | 17 | 17 | 17 | 17 | 17 | 10
ALT-12 | 2036-07-01 | 7 | 2036 | 2036 | SUMMER | 15 | 15 | 15 | 15 | 15 | 15 | 5 | 17 | 17 | 17 | 17 | 17 | 17 | 10
ALT-12 | 2036-08-01 | 8 | 2036 | 2036 | SUMMER | 15 | 15 | 15 | 15 | 15 | 15 | 5 | 17 | 17 | 17 | 17 | 17 | 17 | 10
ALT-12 | 2036-09-01 | 9 | 2036 | 2036 | SUMMER | 16 | 16 | 16 | 16 | 16 | 16 | 5 | 17 | 17 | 17 | 17 | 17 | 17 | 10
ALT-12 | 2036-10-01 | 10 | 2037 | 2036 | FALL | 18 | 18 | 18 | 18 | 18 | 18 | 5 | 18 | 18 | 18 | 18 | 18 | 18 | 10
ALT-12 | 2036-11-01 | 11 | 2037 | 2036 | FALL | 19 | 19 | 19 | 19 | 19 | 19 | 5 | 19 | 19 | 19 | 19 | 19 | 19 | 10
ALT-12 | 2036-12-01 | 12 | 2037 | 2036 | WINTER | 20 | 20 | 20 | 20 | 20 | 20 | 5 | 20 | 20 | 20 | 20 | 20 | 20 | 10
ALT-12 | 2037-01-01 | 1 | 2037 | 2037 | WINTER | 20 | 20 | 20 | 20 | 20 | 20 | 5 | 20 | 20 | 20 | 20 | 20 | 20 | 10
ALT-12 | 2037-02-01 | 2 | 2037 | 2037 | WINTER | 20 | 20 | 20 | 20 | 20 | 20 | 5 | 20 | 20 | 20 | 20 | 20 | 20 | 10
ALT-12 | 2037-03-01 | 3 | 2037 | 2037 | WINTER | 19 | 19 | 19 | 19 | 19 | 19 | 5 | 19 | 19 | 19 | 19 | 19 | 19 | 10
ALT-12 | 2037-04-01 | 4 | 2037 | 2037 | SPRING | 18 | 18 | 18 | 18 | 18 | 18 | 5 | 18 | 18 | 18 | 18 | 18 | 18 | 10
ALT-12 | 2037-05-01 | 5 | 2037 | 2037 | SPRING | 16 | 16 | 16 | 16 | 16 | 16 | 5 | 18 | 18 | 18 | 18 | 18 | 18 | 10
ALT-12 | 2037-06-01 | 6 | 2037 | 2037 | SUMMER | 15 | 15 | 15 | 15 | 15 | 15 | 5 | 17 | 17 | 17 | 17 | 17 | 17 | 10
ALT-12 | 2037-07-01 | 7 | 2037 | 2037 | SUMMER | 15 | 15 | 15 | 15 | 15 | 15 | 5 | 17 | 17 | 17 | 17 | 17 | 17 | 10
ALT-12 | 2037-08-01 | 8 | 2037 | 2037 | SUMMER | 15 | 15 | 15 | 15 | 15 | 15 | 5 | 17 | 17 | 17 | 17 | 17 | 17 | 10
ALT-12 | 2037-09-01 | 9 | 2037 | 2037 | SUMMER | 16 | 16 | 16 | 16 | 16 | 16 | 5 | 17 | 17 | 17 | 17 | 17 | 17 | 10
ALT-12 | 2037-10-01 | 10 | 2038 | 2037 | FALL | 18 | 18 | 18 | 18 | 18 | 18 | 5 | 18 | 18 | 18 | 18 | 18 | 18 | 10
ALT-12 | 2037-11-01 | 11 | 2038 | 2037 | FALL | 19 | 19 | 19 | 19 | 19 | 19 | 5 | 19 | 19 | 19 | 19 | 19 | 19 | 10
ALT-12 | 2037-12-01 | 12 | 2038 | 2037 | WINTER | 20 | 20 | 20 | 20 | 20 | 20 | 5 | 20 | 20 | 20 | 20 | 20 | 20 | 10
ALT-12 | 2038-01-01 | 1 | 2038 | 2038 | WINTER | 20 | 20 | 20 | 20 | 20 | 20 | 5 | 20 | 20 | 20 | 20 | 20 | 20 | 10
ALT-12 | 2038-02-01 | 2 | 2038 | 2038 | WINTER | 20 | 20 | 20 | 20 | 20 | 20 | 5 | 20 | 20 | 20 | 20 | 20 | 20 | 10
ALT-12 | 2038-03-01 | 3 | 2038 | 2038 | WINTER | 19 | 19 | 19 | 19 | 19 | 19 | 5 | 19 | 19 | 19 | 19 | 19 | 19 | 10
ALT-12 | 2038-04-01 | 4 | 2038 | 2038 | SPRING | 18 | 18 | 18 | 18 | 18 | 18 | 5 | 18 | 18 | 18 | 18 | 18 | 18 | 10
ALT-12 | 2038-05-01 | 5 | 2038 | 2038 | SPRING | 16 | 16 | 16 | 16 | 16 | 16 | 5 | 18 | 18 | 18 | 18 | 18 | 18 | 10
ALT-12 | 2038-06-01 | 6 | 2038 | 2038 | SUMMER | 15 | 15 | 15 | 15 | 15 | 15 | 5 | 17 | 17 | 17 | 17 | 17 | 17 | 10
ALT-12 | 2038-07-01 | 7 | 2038 | 2038 | SUMMER | 15 | 15 | 15 | 15 | 15 | 15 | 5 | 17 | 17 | 17 | 17 | 17 | 17 | 10
ALT-12 | 2038-08-01 | 8 | 2038 | 2038 | SUMMER | 15 | 15 | 15 | 15 | 15 | 15 | 5 | 17 | 17 | 17 | 17 | 17 | 17 | 10
ALT-12 | 2038-09-01 | 9 | 2038 | 2038 | SUMMER | 16 | 16 | 16 | 16 | 16 | 16 | 5 | 17 | 17 | 17 | 17 | 17 | 17 | 10
ALT-12 | 2038-10-01 | 10 | 2039 | 2038 | FALL | 18 | 18 | 18 | 18 | 18 | 18 | 5 | 18 | 18 | 18 | 18 | 18 | 18 | 10
ALT-12 | 2038-11-01 | 11 | 2039 | 2038 | FALL | 19 | 19 | 19 | 19 | 19 | 19 | 5 | 19 | 19 | 19 | 19 | 19 | 19 | 10
ALT-12 | 2038-12-01 | 12 | 2039 | 2038 | WINTER | 20 | 20 | 20 | 20 | 20 | 20 | 5 | 20 | 20 | 20 | 20 | 20 | 20 | 10
ALT-12 | 2039-01-01 | 1 | 2039 | 2039 | WINTER | 20 | 20 | 20 | 20 | 20 | 20 | 5 | 20 | 20 | 20 | 20 | 20 | 20 | 10
ALT-12 | 2039-02-01 | 2 | 2039 | 2039 | WINTER | 20 | 20 | 20 | 20 | 20 | 20 | 5 | 20 | 20 | 20 | 20 | 20 | 20 | 10
ALT-12 | 2039-03-01 | 3 | 2039 | 2039 | WINTER | 19 | 19 | 19 | 19 | 19 | 19 | 5 | 19 | 19 | 19 | 19 | 19 | 19 | 10
ALT-12 | 2039-04-01 | 4 | 2039 | 2039 | SPRING | 18 | 18 | 18 | 18 | 18 | 18 | 5 | 18 | 18 | 18 | 18 | 18 | 18 | 10
ALT-12 | 2039-05-01 | 5 | 2039 | 2039 | SPRING | 16 | 16 | 16 | 16 | 16 | 16 | 5 | 18 | 18 | 18 | 18 | 18 | 18 | 10
ALT-12 | 2039-06-01 | 6 | 2039 | 2039 | SUMMER | 15 | 15 | 15 | 15 | 15 | 15 | 5 | 17 | 17 | 17 | 17 | 17 | 17 | 10
ALT-12 | 2039-07-01 | 7 | 2039 | 2039 | SUMMER | 15 | 15 | 15 | 15 | 15 | 15 | 5 | 17 | 17 | 17 | 17 | 17 | 17 | 10
ALT-12 | 2039-08-01 | 8 | 2039 | 2039 | SUMMER | 15 | 15 | 15 | 15 | 15 | 15 | 5 | 17 | 17 | 17 | 17 | 17 | 17 | 10
ALT-12 | 2039-09-01 | 9 | 2039 | 2039 | SUMMER | 16 | 16 | 16 | 16 | 16 | 16 | 5 | 17 | 17 | 17 | 17 | 17 | 17 | 10
ALT-12 | 2039-10-01 | 10 | 2040 | 2039 | FALL | 18 | 18 | 18 | 18 | 18 | 18 | 5 | 18 | 18 | 18 | 18 | 18 | 18 | 10
ALT-12 | 2039-11-01 | 11 | 2040 | 2039 | FALL | 19 | 19 | 19 | 19 | 19 | 19 | 5 | 19 | 19 | 19 | 19 | 19 | 19 | 10
ALT-12 | 2039-12-01 | 12 | 2040 | 2039 | WINTER | 20 | 20 | 20 | 20 | 20 | 20 | 5 | 20 | 20 | 20 | 20 | 20 | 20 | 10
ALT-12 | 2040-01-01 | 1 | 2040 | 2040 | WINTER | 20 | 20 | 20 | 20 | 20 | 20 | 5 | 20 | 20 | 20 | 20 | 20 | 20 | 10
ALT-12 | 2040-02-01 | 2 | 2040 | 2040 | WINTER | 20 | 20 | 20 | 20 | 20 | 20 | 5 | 20 | 20 | 20 | 20 | 20 | 20 | 10
ALT-12 | 2040-03-01 | 3 | 2040 | 2040 | WINTER | 19 | 19 | 19 | 19 | 19 | 19 | 5 | 19 | 19 | 19 | 19 | 19 | 19 | 10
ALT-12 | 2040-04-01 | 4 | 2040 | 2040 | SPRING | 18 | 18 | 18 | 18 | 18 | 18 | 5 | 18 | 18 | 18 | 18 | 18 | 18 | 10
ALT-12 | 2040-05-01 | 5 | 2040 | 2040 | SPRING | 16 | 16 | 16 | 16 | 16 | 16 | 5 | 18 | 18 | 18 | 18 | 18 | 18 | 10
ALT-12 | 2040-06-01 | 6 | 2040 | 2040 | SUMMER | 15 | 15 | 15 | 15 | 15 | 15 | 5 | 17 | 17 | 17 | 17 | 17 | 17 | 10
ALT-12 | 2040-07-01 | 7 | 2040 | 2040 | SUMMER | 15 | 15 | 15 | 15 | 15 | 15 | 5 | 17 | 17 | 17 | 17 | 17 | 17 | 10
ALT-12 | 2040-08-01 | 8 | 2040 | 2040 | SUMMER | 15 | 15 | 15 | 15 | 15 | 15 | 5 | 17 | 17 | 17 | 17 | 17 | 17 | 10
ALT-12 | 2040-09-01 | 9 | 2040 | 2040 | SUMMER | 16 | 16 | 16 | 16 | 16 | 16 | 5 | 17 | 17 | 17 | 17 | 17 | 17 | 10
ALT-12 | 2040-10-01 | 10 | 2041 | 2040 | FALL | 18 | 18 | 18 | 18 | 18 | 18 | 5 | 18 | 18 | 18 | 18 | 18 | 18 | 10
ALT-12 | 2040-11-01 | 11 | 2041 | 2040 | FALL | 19 | 19 | 19 | 19 | 19 | 19 | 5 | 19 | 19 | 19 | 19 | 19 | 19 | 10
ALT-12 | 2040-12-01 | 12 | 2041 | 2040 | WINTER | 20 | 20 | 20 | 20 | 20 | 20 | 5 | 20 | 20 | 20 | 20 | 20 | 20 | 10
ALT-12 | 2041-01-01 | 1 | 2041 | 2041 | WINTER | 20 | 20 | 20 | 20 | 20 | 20 | 5 | 20 | 20 | 20 | 20 | 20 | 20 | 10
ALT-12 | 2041-02-01 | 2 | 2041 | 2041 | WINTER | 20 | 20 | 20 | 20 | 20 | 20 | 5 | 20 | 20 | 20 | 20 | 20 | 20 | 10
ALT-12 | 2041-03-01 | 3 | 2041 | 2041 | WINTER | 19 | 19 | 19 | 19 | 19 | 19 | 5 | 19 | 19 | 19 | 19 | 19 | 19 | 10
ALT-12 | 2041-04-01 | 4 | 2041 | 2041 | SPRING | 18 | 18 | 18 | 18 | 18 | 18 | 5 | 18 | 18 | 18 | 18 | 18 | 18 | 10
ALT-12 | 2041-05-01 | 5 | 2041 | 2041 | SPRING | 16 | 16 | 16 | 16 | 16 | 16 | 5 | 18 | 18 | 18 | 18 | 18 | 18 | 10
ALT-12 | 2041-06-01 | 6 | 2041 | 2041 | SUMMER | 15 | 15 | 15 | 15 | 15 | 15 | 5 | 17 | 17 | 17 | 17 | 17 | 17 | 10
ALT-12 | 2041-07-01 | 7 | 2041 | 2041 | SUMMER | 15 | 15 | 15 | 15 | 15 | 15 | 5 | 17 | 17 | 17 | 17 | 17 | 17 | 10
ALT-12 | 2041-08-01 | 8 | 2041 | 2041 | SUMMER | 15 | 15 | 15 | 15 | 15 | 15 | 5 | 17 | 17 | 17 | 17 | 17 | 17 | 10
ALT-12 | 2041-09-01 | 9 | 2041 | 2041 | SUMMER | 16 | 16 | 16 | 16 | 16 | 16 | 5 | 17 | 17 | 17 | 17 | 17 | 17 | 10
ALT-12 | 2041-10-01 | 10 | 2042 | 2041 | FALL | 18 | 18 | 18 | 18 | 18 | 18 | 5 | 18 | 18 | 18 | 18 | 18 | 18 | 10
ALT-12 | 2041-11-01 | 11 | 2042 | 2041 | FALL | 19 | 19 | 19 | 19 | 19 | 19 | 5 | 19 | 19 | 19 | 19 | 19 | 19 | 10
ALT-12 | 2041-12-01 | 12 | 2042 | 2041 | WINTER | 20 | 20 | 20 | 20 | 20 | 20 | 5 | 20 | 20 | 20 | 20 | 20 | 20 | 10
ALT-12 | 2042-01-01 | 1 | 2042 | 2042 | WINTER | 20 | 20 | 20 | 20 | 20 | 20 | 5 | 20 | 20 | 20 | 20 | 20 | 20 | 10
ALT-12 | 2042-02-01 | 2 | 2042 | 2042 | WINTER | 20 | 20 | 20 | 20 | 20 | 20 | 5 | 20 | 20 | 20 | 20 | 20 | 20 | 10
ALT-12 | 2042-03-01 | 3 | 2042 | 2042 | WINTER | 19 | 19 | 19 | 19 | 19 | 19 | 5 | 19 | 19 | 19 | 19 | 19 | 19 | 10
ALT-12 | 2042-04-01 | 4 | 2042 | 2042 | SPRING | 18 | 18 | 18 | 18 | 18 | 18 | 5 | 18 | 18 | 18 | 18 | 18 | 18 | 10
ALT-12 | 2042-05-01 | 5 | 2042 | 2042 | SPRING | 16 | 16 | 16 | 16 | 16 | 16 | 5 | 18 | 18 | 18 | 18 | 18 | 18 | 10
ALT-12 | 2042-06-01 | 6 | 2042 | 2042 | SUMMER | 15 | 15 | 15 | 15 | 15 | 15 | 5 | 17 | 17 | 17 | 17 | 17 | 17 | 10
ALT-12 | 2042-07-01 | 7 | 2042 | 2042 | SUMMER | 15 | 15 | 15 | 15 | 15 | 15 | 5 | 17 | 17 | 17 | 17 | 17 | 17 | 10
ALT-12 | 2042-08-01 | 8 | 2042 | 2042 | SUMMER | 15 | 15 | 15 | 15 | 15 | 15 | 5 | 17 | 17 | 17 | 17 | 17 | 17 | 10
ALT-12 | 2042-09-01 | 9 | 2042 | 2042 | SUMMER | 16 | 16 | 16 | 16 | 16 | 16 | 5 | 17 | 17 | 17 | 17 | 17 | 17 | 10
ALT-12 | 2042-10-01 | 10 | 2043 | 2042 | FALL | 18 | 18 | 18 | 18 | 18 | 18 | 5 | 18 | 18 | 18 | 18 | 18 | 18 | 10
ALT-12 | 2042-11-01 | 11 | 2043 | 2042 | FALL | 19 | 19 | 19 | 19 | 19 | 19 | 5 | 19 | 19 | 19 | 19 | 19 | 19 | 10
ALT-12 | 2042-12-01 | 12 | 2043 | 2042 | WINTER | 20 | 20 | 20 | 20 | 20 | 20 | 5 | 20 | 20 | 20 | 20 | 20 | 20 | 10
ALT-12 | 2043-01-01 | 1 | 2043 | 2043 | WINTER | 20 | 20 | 20 | 20 | 20 | 20 | 5 | 20 | 20 | 20 | 20 | 20 | 20 | 10
ALT-12 | 2043-02-01 | 2 | 2043 | 2043 | WINTER | 20 | 20 | 20 | 20 | 20 | 20 | 5 | 20 | 20 | 20 | 20 | 20 | 20 | 10
ALT-12 | 2043-03-01 | 3 | 2043 | 2043 | WINTER | 19 | 19 | 19 | 19 | 19 | 19 | 5 | 19 | 19 | 19 | 19 | 19 | 19 | 10
ALT-12 | 2043-04-01 | 4 | 2043 | 2043 | SPRING | 18 | 18 | 18 | 18 | 18 | 18 | 5 | 18 | 18 | 18 | 18 | 18 | 18 | 10
ALT-12 | 2043-05-01 | 5 | 2043 | 2043 | SPRING | 16 | 16 | 16 | 16 | 16 | 16 | 5 | 18 | 18 | 18 | 18 | 18 | 18 | 10
ALT-12 | 2043-06-01 | 6 | 2043 | 2043 | SUMMER | 15 | 15 | 15 | 15 | 15 | 15 | 5 | 17 | 17 | 17 | 17 | 17 | 17 | 10
ALT-12 | 2043-07-01 | 7 | 2043 | 2043 | SUMMER | 15 | 15 | 15 | 15 | 15 | 15 | 5 | 17 | 17 | 17 | 17 | 17 | 17 | 10
ALT-12 | 2043-08-01 | 8 | 2043 | 2043 | SUMMER | 15 | 15 | 15 | 15 | 15 | 15 | 5 | 17 | 17 | 17 | 17 | 17 | 17 | 10
ALT-12 | 2043-09-01 | 9 | 2043 | 2043 | SUMMER | 16 | 16 | 16 | 16 | 16 | 16 | 5 | 17 | 17 | 17 | 17 | 17 | 17 | 10
ALT-12 | 2043-10-01 | 10 | 2044 | 2043 | FALL | 18 | 18 | 18 | 18 | 18 | 18 | 5 | 18 | 18 | 18 | 18 | 18 | 18 | 10
ALT-12 | 2043-11-01 | 11 | 2044 | 2043 | FALL | 19 | 19 | 19 | 19 | 19 | 19 | 5 | 19 | 19 | 19 | 19 | 19 | 19 | 10
ALT-12 | 2043-12-01 | 12 | 2044 | 2043 | WINTER | 20 | 20 | 20 | 20 | 20 | 20 | 5 | 20 | 20 | 20 | 20 | 20 | 20 | 10
ALT-12 | 2044-01-01 | 1 | 2044 | 2044 | WINTER | 20 | 20 | 20 | 20 | 20 | 20 | 5 | 20 | 20 | 20 | 20 | 20 | 20 | 10
ALT-12 | 2044-02-01 | 2 | 2044 | 2044 | WINTER | 20 | 20 | 20 | 20 | 20 | 20 | 5 | 20 | 20 | 20 | 20 | 20 | 20 | 10
ALT-12 | 2044-03-01 | 3 | 2044 | 2044 | WINTER | 19 | 19 | 19 | 19 | 19 | 19 | 5 | 19 | 19 | 19 | 19 | 19 | 19 | 10
ALT-12 | 2044-04-01 | 4 | 2044 | 2044 | SPRING | 18 | 18 | 18 | 18 | 18 | 18 | 5 | 18 | 18 | 18 | 18 | 18 | 18 | 10
ALT-12 | 2044-05-01 | 5 | 2044 | 2044 | SPRING | 16 | 16 | 16 | 16 | 16 | 16 | 5 | 18 | 18 | 18 | 18 | 18 | 18 | 10
ALT-12 | 2044-06-01 | 6 | 2044 | 2044 | SUMMER | 15 | 15 | 15 | 15 | 15 | 15 | 5 | 17 | 17 | 17 | 17 | 17 | 17 | 10
ALT-12 | 2044-07-01 | 7 | 2044 | 2044 | SUMMER | 15 | 15 | 15 | 15 | 15 | 15 | 5 | 17 | 17 | 17 | 17 | 17 | 17 | 10
ALT-12 | 2044-08-01 | 8 | 2044 | 2044 | SUMMER | 15 | 15 | 15 | 15 | 15 | 15 | 5 | 17 | 17 | 17 | 17 | 17 | 17 | 10
ALT-12 | 2044-09-01 | 9 | 2044 | 2044 | SUMMER | 16 | 16 | 16 | 16 | 16 | 16 | 5 | 17 | 17 | 17 | 17 | 17 | 17 | 10
ALT-12 | 2044-10-01 | 10 | 2045 | 2044 | FALL | 18 | 18 | 18 | 18 | 18 | 18 | 5 | 18 | 18 | 18 | 18 | 18 | 18 | 10
ALT-12 | 2044-11-01 | 11 | 2045 | 2044 | FALL | 19 | 19 | 19 | 19 | 19 | 19 | 5 | 19 | 19 | 19 | 19 | 19 | 19 | 10
ALT-12 | 2044-12-01 | 12 | 2045 | 2044 | WINTER | 20 | 20 | 20 | 20 | 20 | 20 | 5 | 20 | 20 | 20 | 20 | 20 | 20 | 10
ALT-12 | 2045-01-01 | 1 | 2045 | 2045 | WINTER | 20 | 20 | 20 | 20 | 20 | 20 | 5 | 20 | 20 | 20 | 20 | 20 | 20 | 10
ALT-12 | 2045-02-01 | 2 | 2045 | 2045 | WINTER | 20 | 20 | 20 | 20 | 20 | 20 | 5 | 20 | 20 | 20 | 20 | 20 | 20 | 10
ALT-12 | 2045-03-01 | 3 | 2045 | 2045 | WINTER | 19 | 19 | 19 | 19 | 19 | 19 | 5 | 19 | 19 | 19 | 19 | 19 | 19 | 10
ALT-12 | 2045-04-01 | 4 | 2045 | 2045 | SPRING | 18 | 18 | 18 | 18 | 18 | 18 | 5 | 18 | 18 | 18 | 18 | 18 | 18 | 10
ALT-12 | 2045-05-01 | 5 | 2045 | 2045 | SPRING | 16 | 16 | 16 | 16 | 16 | 16 | 5 | 18 | 18 | 18 | 18 | 18 | 18 | 10
ALT-12 | 2045-06-01 | 6 | 2045 | 2045 | SUMMER | 15 | 15 | 15 | 15 | 15 | 15 | 5 | 17 | 17 | 17 | 17 | 17 | 17 | 10
ALT-12 | 2045-07-01 | 7 | 2045 | 2045 | SUMMER | 15 | 15 | 15 | 15 | 15 | 15 | 5 | 17 | 17 | 17 | 17 | 17 | 17 | 10
ALT-12 | 2045-08-01 | 8 | 2045 | 2045 | SUMMER | 15 | 15 | 15 | 15 | 15 | 15 | 5 | 17 | 17 | 17 | 17 | 17 | 17 | 10
ALT-12 | 2045-09-01 | 9 | 2045 | 2045 | SUMMER | 16 | 16 | 16 | 16 | 16 | 16 | 5 | 17 | 17 | 17 | 17 | 17 | 17 | 10
ALT-12 | 2045-10-01 | 10 | 2046 | 2045 | FALL | 18 | 18 | 18 | 18 | 18 | 18 | 5 | 18 | 18 | 18 | 18 | 18 | 18 | 10
ALT-12 | 2045-11-01 | 11 | 2046 | 2045 | FALL | 19 | 19 | 19 | 19 | 19 | 19 | 5 | 19 | 19 | 19 | 19 | 19 | 19 | 10
ALT-12 | 2045-12-01 | 12 | 2046 | 2045 | WINTER | 20 | 20 | 20 | 20 | 20 | 20 | 5 | 20 | 20 | 20 | 20 | 20 | 20 | 10
ALT-12 | 2046-01-01 | 1 | 2046 | 2046 | WINTER | 20 | 20 | 20 | 20 | 20 | 20 | 5 | 20 | 20 | 20 | 20 | 20 | 20 | 10
ALT-12 | 2046-02-01 | 2 | 2046 | 2046 | WINTER | 20 | 20 | 20 | 20 | 20 | 20 | 5 | 20 | 20 | 20 | 20 | 20 | 20 | 10
ALT-12 | 2046-03-01 | 3 | 2046 | 2046 | WINTER | 19 | 19 | 19 | 19 | 19 | 19 | 5 | 19 | 19 | 19 | 19 | 19 | 19 | 10
ALT-12 | 2046-04-01 | 4 | 2046 | 2046 | SPRING | 18 | 18 | 18 | 18 | 18 | 18 | 5 | 18 | 18 | 18 | 18 | 18 | 18 | 10
ALT-12 | 2046-05-01 | 5 | 2046 | 2046 | SPRING | 16 | 16 | 16 | 16 | 16 | 16 | 5 | 18 | 18 | 18 | 18 | 18 | 18 | 10
ALT-12 | 2046-06-01 | 6 | 2046 | 2046 | SUMMER | 15 | 15 | 15 | 15 | 15 | 15 | 5 | 17 | 17 | 17 | 17 | 17 | 17 | 10
ALT-12 | 2046-07-01 | 7 | 2046 | 2046 | SUMMER | 15 | 15 | 15 | 15 | 15 | 15 | 5 | 17 | 17 | 17 | 17 | 17 | 17 | 10
ALT-12 | 2046-08-01 | 8 | 2046 | 2046 | SUMMER | 15 | 15 | 15 | 15 | 15 | 15 | 5 | 17 | 17 | 17 | 17 | 17 | 17 | 10
ALT-12 | 2046-09-01 | 9 | 2046 | 2046 | SUMMER | 16 | 16 | 16 | 16 | 16 | 16 | 5 | 17 | 17 | 17 | 17 | 17 | 17 | 10
ALT-12 | 2046-10-01 | 10 | 2047 | 2046 | FALL | 18 | 18 | 18 | 18 | 18 | 18 | 5 | 18 | 18 | 18 | 18 | 18 | 18 | 10
ALT-12 | 2046-11-01 | 11 | 2047 | 2046 | FALL | 19 | 19 | 19 | 19 | 19 | 19 | 5 | 19 | 19 | 19 | 19 | 19 | 19 | 10
ALT-12 | 2046-12-01 | 12 | 2047 | 2046 | WINTER | 20 | 20 | 20 | 20 | 20 | 20 | 5 | 20 | 20 | 20 | 20 | 20 | 20 | 10
ALT-12 | 2047-01-01 | 1 | 2047 | 2047 | WINTER | 20 | 20 | 20 | 20 | 20 | 20 | 5 | 20 | 20 | 20 | 20 | 20 | 20 | 10
ALT-12 | 2047-02-01 | 2 | 2047 | 2047 | WINTER | 20 | 20 | 20 | 20 | 20 | 20 | 5 | 20 | 20 | 20 | 20 | 20 | 20 | 10
ALT-12 | 2047-03-01 | 3 | 2047 | 2047 | WINTER | 19 | 19 | 19 | 19 | 19 | 19 | 5 | 19 | 19 | 19 | 19 | 19 | 19 | 10
ALT-12 | 2047-04-01 | 4 | 2047 | 2047 | SPRING | 18 | 18 | 18 | 18 | 18 | 18 | 5 | 18 | 18 | 18 | 18 | 18 | 18 | 10
ALT-12 | 2047-05-01 | 5 | 2047 | 2047 | SPRING | 16 | 16 | 16 | 16 | 16 | 16 | 5 | 18 | 18 | 18 | 18 | 18 | 18 | 10
ALT-12 | 2047-06-01 | 6 | 2047 | 2047 | SUMMER | 15 | 15 | 15 | 15 | 15 | 15 | 5 | 17 | 17 | 17 | 17 | 17 | 17 | 10
ALT-12 | 2047-07-01 | 7 | 2047 | 2047 | SUMMER | 15 | 15 | 15 | 15 | 15 | 15 | 5 | 17 | 17 | 17 | 17 | 17 | 17 | 10
ALT-12 | 2047-08-01 | 8 | 2047 | 2047 | SUMMER | 15 | 15 | 15 | 15 | 15 | 15 | 5 | 17 | 17 | 17 | 17 | 17 | 17 | 10
ALT-12 | 2047-09-01 | 9 | 2047 | 2047 | SUMMER | 16 | 16 | 16 | 16 | 16 | 16 | 5 | 17 | 17 | 17 | 17 | 17 | 17 | 10
ALT-13 | 2016-10-01 | 10 | 2017 | 2016 | FALL | 18 | 18 | 18 | 18 | 18 | 18 | 5 | 18 | 18 | 18 | 18 | 18 | 18 | 10
ALT-13 | 2016-11-01 | 11 | 2017 | 2016 | FALL | 19 | 19 | 19 | 19 | 19 | 19 | 5 | 19 | 19 | 19 | 19 | 19 | 19 | 10
ALT-13 | 2016-12-01 | 12 | 2017 | 2016 | WINTER | 20 | 20 | 20 | 20 | 20 | 20 | 5 | 20 | 20 | 20 | 20 | 20 | 20 | 10
ALT-13 | 2017-01-01 | 1 | 2017 | 2017 | WINTER | 20 | 20 | 20 | 20 | 20 | 20 | 5 | 20 | 20 | 20 | 20 | 20 | 20 | 10
ALT-13 | 2017-02-01 | 2 | 2017 | 2017 | WINTER | 20 | 20 | 20 | 20 | 20 | 20 | 5 | 20 | 20 | 20 | 20 | 20 | 20 | 10
ALT-13 | 2017-03-01 | 3 | 2017 | 2017 | WINTER | 19 | 19 | 19 | 19 | 19 | 19 | 5 | 19 | 19 | 19 | 19 | 19 | 19 | 10
ALT-13 | 2017-04-01 | 4 | 2017 | 2017 | SPRING | 18 | 18 | 18 | 18 | 18 | 18 | 5 | 18 | 18 | 18 | 18 | 18 | 18 | 10
ALT-13 | 2017-05-01 | 5 | 2017 | 2017 | SPRING | 16 | 16 | 16 | 16 | 16 | 16 | 5 | 18 | 18 | 18 | 18 | 18 | 18 | 10
ALT-13 | 2017-06-01 | 6 | 2017 | 2017 | SUMMER | 15 | 15 | 15 | 15 | 15 | 15 | 5 | 17 | 17 | 17 | 17 | 17 | 17 | 10
ALT-13 | 2017-07-01 | 7 | 2017 | 2017 | SUMMER | 15 | 15 | 15 | 15 | 15 | 15 | 5 | 17 | 17 | 17 | 17 | 17 | 17 | 10
ALT-13 | 2017-08-01 | 8 | 2017 | 2017 | SUMMER | 15 | 15 | 15 | 15 | 15 | 15 | 5 | 17 | 17 | 17 | 17 | 17 | 17 | 10
ALT-13 | 2017-09-01 | 9 | 2017 | 2017 | SUMMER | 16 | 16 | 16 | 16 | 16 | 16 | 5 | 17 | 17 | 17 | 17 | 17 | 17 | 10
ALT-13 | 2017-10-01 | 10 | 2018 | 2017 | FALL | 18 | 18 | 18 | 18 | 18 | 18 | 5 | 18 | 18 | 18 | 18 | 18 | 18 | 10
ALT-13 | 2017-11-01 | 11 | 2018 | 2017 | FALL | 19 | 19 | 19 | 19 | 19 | 19 | 5 | 19 | 19 | 19 | 19 | 19 | 19 | 10
ALT-13 | 2017-12-01 | 12 | 2018 | 2017 | WINTER | 20 | 20 | 20 | 20 | 20 | 20 | 5 | 20 | 20 | 20 | 20 | 20 | 20 | 10
ALT-13 | 2018-01-01 | 1 | 2018 | 2018 | WINTER | 20 | 20 | 20 | 20 | 20 | 20 | 5 | 20 | 20 | 20 | 20 | 20 | 20 | 10
ALT-13 | 2018-02-01 | 2 | 2018 | 2018 | WINTER | 20 | 20 | 20 | 20 | 20 | 20 | 5 | 20 | 20 | 20 | 20 | 20 | 20 | 10
ALT-13 | 2018-03-01 | 3 | 2018 | 2018 | WINTER | 19 | 19 | 19 | 19 | 19 | 19 | 5 | 19 | 19 | 19 | 19 | 19 | 19 | 10
ALT-13 | 2018-04-01 | 4 | 2018 | 2018 | SPRING | 18 | 18 | 18 | 18 | 18 | 18 | 5 | 18 | 18 | 18 | 18 | 18 | 18 | 10
ALT-13 | 2018-05-01 | 5 | 2018 | 2018 | SPRING | 16 | 16 | 16 | 16 | 16 | 16 | 5 | 18 | 18 | 18 | 18 | 18 | 18 | 10
ALT-13 | 2018-06-01 | 6 | 2018 | 2018 | SUMMER | 15 | 15 | 15 | 15 | 15 | 15 | 5 | 17 | 17 | 17 | 17 | 17 | 17 | 10
ALT-13 | 2018-07-01 | 7 | 2018 | 2018 | SUMMER | 15 | 15 | 15 | 15 | 15 | 15 | 5 | 17 | 17 | 17 | 17 | 17 | 17 | 10
ALT-13 | 2018-08-01 | 8 | 2018 | 2018 | SUMMER | 15 | 15 | 15 | 15 | 15 | 15 | 5 | 17 | 17 | 17 | 17 | 17 | 17 | 10
ALT-13 | 2018-09-01 | 9 | 2018 | 2018 | SUMMER | 16 | 16 | 16 | 16 | 16 | 16 | 5 | 17 | 17 | 17 | 17 | 17 | 17 | 10
ALT-13 | 2018-10-01 | 10 | 2019 | 2018 | FALL | 18 | 18 | 18 | 18 | 18 | 18 | 5 | 18 | 18 | 18 | 18 | 18 | 18 | 10
ALT-13 | 2018-11-01 | 11 | 2019 | 2018 | FALL | 19 | 19 | 19 | 19 | 19 | 19 | 5 | 19 | 19 | 19 | 19 | 19 | 19 | 10
ALT-13 | 2018-12-01 | 12 | 2019 | 2018 | WINTER | 20 | 20 | 20 | 20 | 20 | 20 | 5 | 20 | 20 | 20 | 20 | 20 | 20 | 10
ALT-13 | 2019-01-01 | 1 | 2019 | 2019 | WINTER | 20 | 20 | 20 | 20 | 20 | 20 | 5 | 20 | 20 | 20 | 20 | 20 | 20 | 10
ALT-13 | 2019-02-01 | 2 | 2019 | 2019 | WINTER | 20 | 20 | 20 | 20 | 20 | 20 | 5 | 20 | 20 | 20 | 20 | 20 | 20 | 10
ALT-13 | 2019-03-01 | 3 | 2019 | 2019 | WINTER | 19 | 19 | 19 | 19 | 19 | 19 | 5 | 19 | 19 | 19 | 19 | 19 | 19 | 10
ALT-13 | 2019-04-01 | 4 | 2019 | 2019 | SPRING | 18 | 18 | 18 | 18 | 18 | 18 | 5 | 18 | 18 | 18 | 18 | 18 | 18 | 10
ALT-13 | 2019-05-01 | 5 | 2019 | 2019 | SPRING | 16 | 16 | 16 | 16 | 16 | 16 | 5 | 18 | 18 | 18 | 18 | 18 | 18 | 10
ALT-13 | 2019-06-01 | 6 | 2019 | 2019 | SUMMER | 15 | 15 | 15 | 15 | 15 | 15 | 5 | 17 | 17 | 17 | 17 | 17 | 17 | 10
ALT-13 | 2019-07-01 | 7 | 2019 | 2019 | SUMMER | 15 | 15 | 15 | 15 | 15 | 15 | 5 | 17 | 17 | 17 | 17 | 17 | 17 | 10
ALT-13 | 2019-08-01 | 8 | 2019 | 2019 | SUMMER | 15 | 15 | 15 | 15 | 15 | 15 | 5 | 17 | 17 | 17 | 17 | 17 | 17 | 10
ALT-13 | 2019-09-01 | 9 | 2019 | 2019 | SUMMER | 16 | 16 | 16 | 16 | 16 | 16 | 5 | 17 | 17 | 17 | 17 | 17 | 17 | 10
ALT-13 | 2019-10-01 | 10 | 2020 | 2019 | FALL | 18 | 18 | 18 | 18 | 18 | 18 | 5 | 18 | 18 | 18 | 18 | 18 | 18 | 10
ALT-13 | 2019-11-01 | 11 | 2020 | 2019 | FALL | 19 | 19 | 19 | 19 | 19 | 19 | 5 | 19 | 19 | 19 | 19 | 19 | 19 | 10
ALT-13 | 2019-12-01 | 12 | 2020 | 2019 | WINTER | 20 | 20 | 20 | 20 | 20 | 20 | 5 | 20 | 20 | 20 | 20 | 20 | 20 | 10
ALT-13 | 2020-01-01 | 1 | 2020 | 2020 | WINTER | 20 | 20 | 20 | 20 | 20 | 20 | 5 | 20 | 20 | 20 | 20 | 20 | 20 | 10
ALT-13 | 2020-02-01 | 2 | 2020 | 2020 | WINTER | 20 | 20 | 20 | 20 | 20 | 20 | 5 | 20 | 20 | 20 | 20 | 20 | 20 | 10
ALT-13 | 2020-03-01 | 3 | 2020 | 2020 | WINTER | 19 | 19 | 19 | 19 | 19 | 19 | 5 | 19 | 19 | 19 | 19 | 19 | 19 | 10
ALT-13 | 2020-04-01 | 4 | 2020 | 2020 | SPRING | 18 | 18 | 18 | 18 | 18 | 18 | 5 | 18 | 18 | 18 | 18 | 18 | 18 | 10
ALT-13 | 2020-05-01 | 5 | 2020 | 2020 | SPRING | 16 | 16 | 16 | 16 | 16 | 16 | 5 | 18 | 18 | 18 | 18 | 18 | 18 | 10
ALT-13 | 2020-06-01 | 6 | 2020 | 2020 | SUMMER | 15 | 15 | 15 | 15 | 15 | 15 | 5 | 17 | 17 | 17 | 17 | 17 | 17 | 10
ALT-13 | 2020-07-01 | 7 | 2020 | 2020 | SUMMER | 15 | 15 | 15 | 15 | 15 | 15 | 5 | 17 | 17 | 17 | 17 | 17 | 17 | 10
ALT-13 | 2020-08-01 | 8 | 2020 | 2020 | SUMMER | 15 | 15 | 15 | 15 | 15 | 15 | 5 | 17 | 17 | 17 | 17 | 17 | 17 | 10
ALT-13 | 2020-09-01 | 9 | 2020 | 2020 | SUMMER | 16 | 16 | 16 | 16 | 16 | 16 | 5 | 17 | 17 | 17 | 17 | 17 | 17 | 10
ALT-13 | 2020-10-01 | 10 | 2021 | 2020 | FALL | 18 | 18 | 18 | 18 | 18 | 18 | 5 | 18 | 18 | 18 | 18 | 18 | 18 | 10
ALT-13 | 2020-11-01 | 11 | 2021 | 2020 | FALL | 19 | 19 | 19 | 19 | 19 | 19 | 5 | 19 | 19 | 19 | 19 | 19 | 19 | 10
ALT-13 | 2020-12-01 | 12 | 2021 | 2020 | WINTER | 20 | 20 | 20 | 20 | 20 | 20 | 5 | 20 | 20 | 20 | 20 | 20 | 20 | 10
ALT-13 | 2021-01-01 | 1 | 2021 | 2021 | WINTER | 20 | 20 | 20 | 20 | 20 | 20 | 5 | 20 | 20 | 20 | 20 | 20 | 20 | 10
ALT-13 | 2021-02-01 | 2 | 2021 | 2021 | WINTER | 20 | 20 | 20 | 20 | 20 | 20 | 5 | 20 | 20 | 20 | 20 | 20 | 20 | 10
ALT-13 | 2021-03-01 | 3 | 2021 | 2021 | WINTER | 19 | 19 | 19 | 19 | 19 | 19 | 5 | 19 | 19 | 19 | 19 | 19 | 19 | 10
ALT-13 | 2021-04-01 | 4 | 2021 | 2021 | SPRING | 18 | 18 | 18 | 18 | 18 | 18 | 5 | 18 | 18 | 18 | 18 | 18 | 18 | 10
ALT-13 | 2021-05-01 | 5 | 2021 | 2021 | SPRING | 16 | 16 | 16 | 16 | 16 | 16 | 5 | 18 | 18 | 18 | 18 | 18 | 18 | 10
ALT-13 | 2021-06-01 | 6 | 2021 | 2021 | SUMMER | 15 | 15 | 15 | 15 | 15 | 15 | 5 | 17 | 17 | 17 | 17 | 17 | 17 | 10
ALT-13 | 2021-07-01 | 7 | 2021 | 2021 | SUMMER | 15 | 15 | 15 | 15 | 15 | 15 | 5 | 17 | 17 | 17 | 17 | 17 | 17 | 10
ALT-13 | 2021-08-01 | 8 | 2021 | 2021 | SUMMER | 15 | 15 | 15 | 15 | 15 | 15 | 5 | 17 | 17 | 17 | 17 | 17 | 17 | 10
ALT-13 | 2021-09-01 | 9 | 2021 | 2021 | SUMMER | 16 | 16 | 16 | 16 | 16 | 16 | 5 | 17 | 17 | 17 | 17 | 17 | 17 | 10
ALT-13 | 2021-10-01 | 10 | 2022 | 2021 | FALL | 18 | 18 | 18 | 18 | 18 | 18 | 5 | 18 | 18 | 18 | 18 | 18 | 18 | 10
ALT-13 | 2021-11-01 | 11 | 2022 | 2021 | FALL | 19 | 19 | 19 | 19 | 19 | 19 | 5 | 19 | 19 | 19 | 19 | 19 | 19 | 10
ALT-13 | 2021-12-01 | 12 | 2022 | 2021 | WINTER | 20 | 20 | 20 | 20 | 20 | 20 | 5 | 20 | 20 | 20 | 20 | 20 | 20 | 10
ALT-13 | 2022-01-01 | 1 | 2022 | 2022 | WINTER | 20 | 20 | 20 | 20 | 20 | 20 | 5 | 20 | 20 | 20 | 20 | 20 | 20 | 10
ALT-13 | 2022-02-01 | 2 | 2022 | 2022 | WINTER | 20 | 20 | 20 | 20 | 20 | 20 | 5 | 20 | 20 | 20 | 20 | 20 | 20 | 10
ALT-13 | 2022-03-01 | 3 | 2022 | 2022 | WINTER | 19 | 19 | 19 | 19 | 19 | 19 | 5 | 19 | 19 | 19 | 19 | 19 | 19 | 10
ALT-13 | 2022-04-01 | 4 | 2022 | 2022 | SPRING | 18 | 18 | 18 | 18 | 18 | 18 | 5 | 18 | 18 | 18 | 18 | 18 | 18 | 10
ALT-13 | 2022-05-01 | 5 | 2022 | 2022 | SPRING | 16 | 16 | 16 | 16 | 16 | 16 | 5 | 18 | 18 | 18 | 18 | 18 | 18 | 10
ALT-13 | 2022-06-01 | 6 | 2022 | 2022 | SUMMER | 15 | 15 | 15 | 15 | 15 | 15 | 5 | 17 | 17 | 17 | 17 | 17 | 17 | 10
ALT-13 | 2022-07-01 | 7 | 2022 | 2022 | SUMMER | 15 | 15 | 15 | 15 | 15 | 15 | 5 | 17 | 17 | 17 | 17 | 17 | 17 | 10
ALT-13 | 2022-08-01 | 8 | 2022 | 2022 | SUMMER | 15 | 15 | 15 | 15 | 15 | 15 | 5 | 17 | 17 | 17 | 17 | 17 | 17 | 10
ALT-13 | 2022-09-01 | 9 | 2022 | 2022 | SUMMER | 16 | 16 | 16 | 16 | 16 | 16 | 5 | 17 | 17 | 17 | 17 | 17 | 17 | 10
ALT-13 | 2022-10-01 | 10 | 2023 | 2022 | FALL | 18 | 18 | 18 | 18 | 18 | 18 | 5 | 18 | 18 | 18 | 18 | 18 | 18 | 10
ALT-13 | 2022-11-01 | 11 | 2023 | 2022 | FALL | 19 | 19 | 19 | 19 | 19 | 19 | 5 | 19 | 19 | 19 | 19 | 19 | 19 | 10
ALT-13 | 2022-12-01 | 12 | 2023 | 2022 | WINTER | 20 | 20 | 20 | 20 | 20 | 20 | 5 | 20 | 20 | 20 | 20 | 20 | 20 | 10
ALT-13 | 2023-01-01 | 1 | 2023 | 2023 | WINTER | 20 | 20 | 20 | 20 | 20 | 20 | 5 | 20 | 20 | 20 | 20 | 20 | 20 | 10
ALT-13 | 2023-02-01 | 2 | 2023 | 2023 | WINTER | 20 | 20 | 20 | 20 | 20 | 20 | 5 | 20 | 20 | 20 | 20 | 20 | 20 | 10
ALT-13 | 2023-03-01 | 3 | 2023 | 2023 | WINTER | 19 | 19 | 19 | 19 | 19 | 19 | 5 | 19 | 19 | 19 | 19 | 19 | 19 | 10
ALT-13 | 2023-04-01 | 4 | 2023 | 2023 | SPRING | 18 | 18 | 18 | 18 | 18 | 18 | 5 | 18 | 18 | 18 | 18 | 18 | 18 | 10
ALT-13 | 2023-05-01 | 5 | 2023 | 2023 | SPRING | 16 | 16 | 16 | 16 | 16 | 16 | 5 | 18 | 18 | 18 | 18 | 18 | 18 | 10
ALT-13 | 2023-06-01 | 6 | 2023 | 2023 | SUMMER | 15 | 15 | 15 | 15 | 15 | 15 | 5 | 17 | 17 | 17 | 17 | 17 | 17 | 10
ALT-13 | 2023-07-01 | 7 | 2023 | 2023 | SUMMER | 15 | 15 | 15 | 15 | 15 | 15 | 5 | 17 | 17 | 17 | 17 | 17 | 17 | 10
ALT-13 | 2023-08-01 | 8 | 2023 | 2023 | SUMMER | 15 | 15 | 15 | 15 | 15 | 15 | 5 | 17 | 17 | 17 | 17 | 17 | 17 | 10
ALT-13 | 2023-09-01 | 9 | 2023 | 2023 | SUMMER | 16 | 16 | 16 | 16 | 16 | 16 | 5 | 17 | 17 | 17 | 17 | 17 | 17 | 10
ALT-13 | 2023-10-01 | 10 | 2024 | 2023 | FALL | 18 | 18 | 18 | 18 | 18 | 18 | 5 | 18 | 18 | 18 | 18 | 18 | 18 | 10
ALT-13 | 2023-11-01 | 11 | 2024 | 2023 | FALL | 19 | 19 | 19 | 19 | 19 | 19 | 5 | 19 | 19 | 19 | 19 | 19 | 19 | 10
ALT-13 | 2023-12-01 | 12 | 2024 | 2023 | WINTER | 20 | 20 | 20 | 20 | 20 | 20 | 5 | 20 | 20 | 20 | 20 | 20 | 20 | 10
ALT-13 | 2024-01-01 | 1 | 2024 | 2024 | WINTER | 20 | 20 | 20 | 20 | 20 | 20 | 5 | 20 | 20 | 20 | 20 | 20 | 20 | 10
ALT-13 | 2024-02-01 | 2 | 2024 | 2024 | WINTER | 20 | 20 | 20 | 20 | 20 | 20 | 5 | 20 | 20 | 20 | 20 | 20 | 20 | 10
ALT-13 | 2024-03-01 | 3 | 2024 | 2024 | WINTER | 19 | 19 | 19 | 19 | 19 | 19 | 5 | 19 | 19 | 19 | 19 | 19 | 19 | 10
ALT-13 | 2024-04-01 | 4 | 2024 | 2024 | SPRING | 18 | 18 | 18 | 18 | 18 | 18 | 5 | 18 | 18 | 18 | 18 | 18 | 18 | 10
ALT-13 | 2024-05-01 | 5 | 2024 | 2024 | SPRING | 16 | 16 | 16 | 16 | 16 | 16 | 5 | 18 | 18 | 18 | 18 | 18 | 18 | 10
ALT-13 | 2024-06-01 | 6 | 2024 | 2024 | SUMMER | 15 | 15 | 15 | 15 | 15 | 15 | 5 | 17 | 17 | 17 | 17 | 17 | 17 | 10
ALT-13 | 2024-07-01 | 7 | 2024 | 2024 | SUMMER | 15 | 15 | 15 | 15 | 15 | 15 | 5 | 17 | 17 | 17 | 17 | 17 | 17 | 10
ALT-13 | 2024-08-01 | 8 | 2024 | 2024 | SUMMER | 15 | 15 | 15 | 15 | 15 | 15 | 5 | 17 | 17 | 17 | 17 | 17 | 17 | 10
ALT-13 | 2024-09-01 | 9 | 2024 | 2024 | SUMMER | 16 | 16 | 16 | 16 | 16 | 16 | 5 | 17 | 17 | 17 | 17 | 17 | 17 | 10
ALT-13 | 2024-10-01 | 10 | 2025 | 2024 | FALL | 18 | 18 | 18 | 18 | 18 | 18 | 5 | 18 | 18 | 18 | 18 | 18 | 18 | 10
ALT-13 | 2024-11-01 | 11 | 2025 | 2024 | FALL | 19 | 19 | 19 | 19 | 19 | 19 | 5 | 19 | 19 | 19 | 19 | 19 | 19 | 10
ALT-13 | 2024-12-01 | 12 | 2025 | 2024 | WINTER | 20 | 20 | 20 | 20 | 20 | 20 | 5 | 20 | 20 | 20 | 20 | 20 | 20 | 10
ALT-13 | 2025-01-01 | 1 | 2025 | 2025 | WINTER | 20 | 20 | 20 | 20 | 20 | 20 | 5 | 20 | 20 | 20 | 20 | 20 | 20 | 10
ALT-13 | 2025-02-01 | 2 | 2025 | 2025 | WINTER | 20 | 20 | 20 | 20 | 20 | 20 | 5 | 20 | 20 | 20 | 20 | 20 | 20 | 10
ALT-13 | 2025-03-01 | 3 | 2025 | 2025 | WINTER | 19 | 19 | 19 | 19 | 19 | 19 | 5 | 19 | 19 | 19 | 19 | 19 | 19 | 10
ALT-13 | 2025-04-01 | 4 | 2025 | 2025 | SPRING | 18 | 18 | 18 | 18 | 18 | 18 | 5 | 18 | 18 | 18 | 18 | 18 | 18 | 10
ALT-13 | 2025-05-01 | 5 | 2025 | 2025 | SPRING | 16 | 16 | 16 | 16 | 16 | 16 | 5 | 18 | 18 | 18 | 18 | 18 | 18 | 10
ALT-13 | 2025-06-01 | 6 | 2025 | 2025 | SUMMER | 15 | 15 | 15 | 15 | 15 | 15 | 5 | 17 | 17 | 17 | 17 | 17 | 17 | 10
ALT-13 | 2025-07-01 | 7 | 2025 | 2025 | SUMMER | 15 | 15 | 15 | 15 | 15 | 15 | 5 | 17 | 17 | 17 | 17 | 17 | 17 | 10
ALT-13 | 2025-08-01 | 8 | 2025 | 2025 | SUMMER | 15 | 15 | 15 | 15 | 15 | 15 | 5 | 17 | 17 | 17 | 17 | 17 | 17 | 10
ALT-13 | 2025-09-01 | 9 | 2025 | 2025 | SUMMER | 16 | 16 | 16 | 16 | 16 | 16 | 5 | 17 | 17 | 17 | 17 | 17 | 17 | 10
ALT-13 | 2025-10-01 | 10 | 2026 | 2025 | FALL | 18 | 18 | 18 | 18 | 18 | 18 | 5 | 18 | 18 | 18 | 18 | 18 | 18 | 10
ALT-13 | 2025-11-01 | 11 | 2026 | 2025 | FALL | 19 | 19 | 19 | 19 | 19 | 19 | 5 | 19 | 19 | 19 | 19 | 19 | 19 | 10
ALT-13 | 2025-12-01 | 12 | 2026 | 2025 | WINTER | 20 | 20 | 20 | 20 | 20 | 20 | 5 | 20 | 20 | 20 | 20 | 20 | 20 | 10
ALT-13 | 2026-01-01 | 1 | 2026 | 2026 | WINTER | 20 | 20 | 20 | 20 | 20 | 20 | 5 | 20 | 20 | 20 | 20 | 20 | 20 | 10
ALT-13 | 2026-02-01 | 2 | 2026 | 2026 | WINTER | 20 | 20 | 20 | 20 | 20 | 20 | 5 | 20 | 20 | 20 | 20 | 20 | 20 | 10
ALT-13 | 2026-03-01 | 3 | 2026 | 2026 | WINTER | 19 | 19 | 19 | 19 | 19 | 19 | 5 | 19 | 19 | 19 | 19 | 19 | 19 | 10
ALT-13 | 2026-04-01 | 4 | 2026 | 2026 | SPRING | 18 | 18 | 18 | 18 | 18 | 18 | 5 | 18 | 18 | 18 | 18 | 18 | 18 | 10
ALT-13 | 2026-05-01 | 5 | 2026 | 2026 | SPRING | 16 | 16 | 16 | 16 | 16 | 16 | 5 | 18 | 18 | 18 | 18 | 18 | 18 | 10
ALT-13 | 2026-06-01 | 6 | 2026 | 2026 | SUMMER | 15 | 15 | 15 | 15 | 15 | 15 | 5 | 17 | 17 | 17 | 17 | 17 | 17 | 10
ALT-13 | 2026-07-01 | 7 | 2026 | 2026 | SUMMER | 15 | 15 | 15 | 15 | 15 | 15 | 5 | 17 | 17 | 17 | 17 | 17 | 17 | 10
ALT-13 | 2026-08-01 | 8 | 2026 | 2026 | SUMMER | 15 | 15 | 15 | 15 | 15 | 15 | 5 | 17 | 17 | 17 | 17 | 17 | 17 | 10
ALT-13 | 2026-09-01 | 9 | 2026 | 2026 | SUMMER | 16 | 16 | 16 | 16 | 16 | 16 | 5 | 17 | 17 | 17 | 17 | 17 | 17 | 10
ALT-13 | 2026-10-01 | 10 | 2027 | 2026 | FALL | 18 | 18 | 18 | 18 | 18 | 18 | 5 | 18 | 18 | 18 | 18 | 18 | 18 | 10
ALT-13 | 2026-11-01 | 11 | 2027 | 2026 | FALL | 19 | 19 | 19 | 19 | 19 | 19 | 5 | 19 | 19 | 19 | 19 | 19 | 19 | 10
ALT-13 | 2026-12-01 | 12 | 2027 | 2026 | WINTER | 20 | 20 | 20 | 20 | 20 | 20 | 5 | 20 | 20 | 20 | 20 | 20 | 20 | 10
ALT-13 | 2027-01-01 | 1 | 2027 | 2027 | WINTER | 20 | 20 | 20 | 20 | 20 | 20 | 5 | 20 | 20 | 20 | 20 | 20 | 20 | 10
ALT-13 | 2027-02-01 | 2 | 2027 | 2027 | WINTER | 20 | 20 | 20 | 20 | 20 | 20 | 5 | 20 | 20 | 20 | 20 | 20 | 20 | 10
ALT-13 | 2027-03-01 | 3 | 2027 | 2027 | WINTER | 19 | 19 | 19 | 19 | 19 | 19 | 5 | 19 | 19 | 19 | 19 | 19 | 19 | 10
ALT-13 | 2027-04-01 | 4 | 2027 | 2027 | SPRING | 18 | 18 | 18 | 18 | 18 | 18 | 5 | 18 | 18 | 18 | 18 | 18 | 18 | 10
ALT-13 | 2027-05-01 | 5 | 2027 | 2027 | SPRING | 16 | 16 | 16 | 16 | 16 | 16 | 5 | 18 | 18 | 18 | 18 | 18 | 18 | 10
ALT-13 | 2027-06-01 | 6 | 2027 | 2027 | SUMMER | 15 | 15 | 15 | 15 | 15 | 15 | 5 | 17 | 17 | 17 | 17 | 17 | 17 | 10
ALT-13 | 2027-07-01 | 7 | 2027 | 2027 | SUMMER | 15 | 15 | 15 | 15 | 15 | 15 | 5 | 17 | 17 | 17 | 17 | 17 | 17 | 10
ALT-13 | 2027-08-01 | 8 | 2027 | 2027 | SUMMER | 15 | 15 | 15 | 15 | 15 | 15 | 5 | 17 | 17 | 17 | 17 | 17 | 17 | 10
ALT-13 | 2027-09-01 | 9 | 2027 | 2027 | SUMMER | 16 | 16 | 16 | 16 | 16 | 16 | 5 | 17 | 17 | 17 | 17 | 17 | 17 | 10
ALT-13 | 2027-10-01 | 10 | 2028 | 2027 | FALL | 18 | 18 | 18 | 18 | 18 | 18 | 5 | 18 | 18 | 18 | 18 | 18 | 18 | 10
ALT-13 | 2027-11-01 | 11 | 2028 | 2027 | FALL | 19 | 19 | 19 | 19 | 19 | 19 | 5 | 19 | 19 | 19 | 19 | 19 | 19 | 10
ALT-13 | 2027-12-01 | 12 | 2028 | 2027 | WINTER | 20 | 20 | 20 | 20 | 20 | 20 | 5 | 20 | 20 | 20 | 20 | 20 | 20 | 10
ALT-13 | 2028-01-01 | 1 | 2028 | 2028 | WINTER | 20 | 20 | 20 | 20 | 20 | 20 | 5 | 20 | 20 | 20 | 20 | 20 | 20 | 10
ALT-13 | 2028-02-01 | 2 | 2028 | 2028 | WINTER | 20 | 20 | 20 | 20 | 20 | 20 | 5 | 20 | 20 | 20 | 20 | 20 | 20 | 10
ALT-13 | 2028-03-01 | 3 | 2028 | 2028 | WINTER | 19 | 19 | 19 | 19 | 19 | 19 | 5 | 19 | 19 | 19 | 19 | 19 | 19 | 10
ALT-13 | 2028-04-01 | 4 | 2028 | 2028 | SPRING | 18 | 18 | 18 | 18 | 18 | 18 | 5 | 18 | 18 | 18 | 18 | 18 | 18 | 10
ALT-13 | 2028-05-01 | 5 | 2028 | 2028 | SPRING | 16 | 16 | 16 | 16 | 16 | 16 | 5 | 18 | 18 | 18 | 18 | 18 | 18 | 10
ALT-13 | 2028-06-01 | 6 | 2028 | 2028 | SUMMER | 15 | 15 | 15 | 15 | 15 | 15 | 5 | 17 | 17 | 17 | 17 | 17 | 17 | 10
ALT-13 | 2028-07-01 | 7 | 2028 | 2028 | SUMMER | 15 | 15 | 15 | 15 | 15 | 15 | 5 | 17 | 17 | 17 | 17 | 17 | 17 | 10
ALT-13 | 2028-08-01 | 8 | 2028 | 2028 | SUMMER | 15 | 15 | 15 | 15 | 15 | 15 | 5 | 17 | 17 | 17 | 17 | 17 | 17 | 10
ALT-13 | 2028-09-01 | 9 | 2028 | 2028 | SUMMER | 16 | 16 | 16 | 16 | 16 | 16 | 5 | 17 | 17 | 17 | 17 | 17 | 17 | 10
ALT-13 | 2028-10-01 | 10 | 2029 | 2028 | FALL | 18 | 18 | 18 | 18 | 18 | 18 | 5 | 18 | 18 | 18 | 18 | 18 | 18 | 10
ALT-13 | 2028-11-01 | 11 | 2029 | 2028 | FALL | 19 | 19 | 19 | 19 | 19 | 19 | 5 | 19 | 19 | 19 | 19 | 19 | 19 | 10
ALT-13 | 2028-12-01 | 12 | 2029 | 2028 | WINTER | 20 | 20 | 20 | 20 | 20 | 20 | 5 | 20 | 20 | 20 | 20 | 20 | 20 | 10
ALT-13 | 2029-01-01 | 1 | 2029 | 2029 | WINTER | 20 | 20 | 20 | 20 | 20 | 20 | 5 | 20 | 20 | 20 | 20 | 20 | 20 | 10
ALT-13 | 2029-02-01 | 2 | 2029 | 2029 | WINTER | 20 | 20 | 20 | 20 | 20 | 20 | 5 | 20 | 20 | 20 | 20 | 20 | 20 | 10
ALT-13 | 2029-03-01 | 3 | 2029 | 2029 | WINTER | 19 | 19 | 19 | 19 | 19 | 19 | 5 | 19 | 19 | 19 | 19 | 19 | 19 | 10
ALT-13 | 2029-04-01 | 4 | 2029 | 2029 | SPRING | 18 | 18 | 18 | 18 | 18 | 18 | 5 | 18 | 18 | 18 | 18 | 18 | 18 | 10
ALT-13 | 2029-05-01 | 5 | 2029 | 2029 | SPRING | 16 | 16 | 16 | 16 | 16 | 16 | 5 | 18 | 18 | 18 | 18 | 18 | 18 | 10
ALT-13 | 2029-06-01 | 6 | 2029 | 2029 | SUMMER | 15 | 15 | 15 | 15 | 15 | 15 | 5 | 17 | 17 | 17 | 17 | 17 | 17 | 10
ALT-13 | 2029-07-01 | 7 | 2029 | 2029 | SUMMER | 15 | 15 | 15 | 15 | 15 | 15 | 5 | 17 | 17 | 17 | 17 | 17 | 17 | 10
ALT-13 | 2029-08-01 | 8 | 2029 | 2029 | SUMMER | 15 | 15 | 15 | 15 | 15 | 15 | 5 | 17 | 17 | 17 | 17 | 17 | 17 | 10
ALT-13 | 2029-09-01 | 9 | 2029 | 2029 | SUMMER | 16 | 16 | 16 | 16 | 16 | 16 | 5 | 17 | 17 | 17 | 17 | 17 | 17 | 10
ALT-13 | 2029-10-01 | 10 | 2030 | 2029 | FALL | 18 | 18 | 18 | 18 | 18 | 18 | 5 | 18 | 18 | 18 | 18 | 18 | 18 | 10
ALT-13 | 2029-11-01 | 11 | 2030 | 2029 | FALL | 19 | 19 | 19 | 19 | 19 | 19 | 5 | 19 | 19 | 19 | 19 | 19 | 19 | 10
ALT-13 | 2029-12-01 | 12 | 2030 | 2029 | WINTER | 20 | 20 | 20 | 20 | 20 | 20 | 5 | 20 | 20 | 20 | 20 | 20 | 20 | 10
ALT-13 | 2030-01-01 | 1 | 2030 | 2030 | WINTER | 20 | 20 | 20 | 20 | 20 | 20 | 5 | 20 | 20 | 20 | 20 | 20 | 20 | 10
ALT-13 | 2030-02-01 | 2 | 2030 | 2030 | WINTER | 20 | 20 | 20 | 20 | 20 | 20 | 5 | 20 | 20 | 20 | 20 | 20 | 20 | 10
ALT-13 | 2030-03-01 | 3 | 2030 | 2030 | WINTER | 19 | 19 | 19 | 19 | 19 | 19 | 5 | 19 | 19 | 19 | 19 | 19 | 19 | 10
ALT-13 | 2030-04-01 | 4 | 2030 | 2030 | SPRING | 18 | 18 | 18 | 18 | 18 | 18 | 5 | 18 | 18 | 18 | 18 | 18 | 18 | 10
ALT-13 | 2030-05-01 | 5 | 2030 | 2030 | SPRING | 16 | 16 | 16 | 16 | 16 | 16 | 5 | 18 | 18 | 18 | 18 | 18 | 18 | 10
ALT-13 | 2030-06-01 | 6 | 2030 | 2030 | SUMMER | 15 | 15 | 15 | 15 | 15 | 15 | 5 | 17 | 17 | 17 | 17 | 17 | 17 | 10
ALT-13 | 2030-07-01 | 7 | 2030 | 2030 | SUMMER | 15 | 15 | 15 | 15 | 15 | 15 | 5 | 17 | 17 | 17 | 17 | 17 | 17 | 10
ALT-13 | 2030-08-01 | 8 | 2030 | 2030 | SUMMER | 15 | 15 | 15 | 15 | 15 | 15 | 5 | 17 | 17 | 17 | 17 | 17 | 17 | 10
ALT-13 | 2030-09-01 | 9 | 2030 | 2030 | SUMMER | 16 | 16 | 16 | 16 | 16 | 16 | 5 | 17 | 17 | 17 | 17 | 17 | 17 | 10
ALT-13 | 2030-10-01 | 10 | 2031 | 2030 | FALL | 18 | 18 | 18 | 18 | 18 | 18 | 5 | 18 | 18 | 18 | 18 | 18 | 18 | 10
ALT-13 | 2030-11-01 | 11 | 2031 | 2030 | FALL | 19 | 19 | 19 | 19 | 19 | 19 | 5 | 19 | 19 | 19 | 19 | 19 | 19 | 10
ALT-13 | 2030-12-01 | 12 | 2031 | 2030 | WINTER | 20 | 20 | 20 | 20 | 20 | 20 | 5 | 20 | 20 | 20 | 20 | 20 | 20 | 10
ALT-13 | 2031-01-01 | 1 | 2031 | 2031 | WINTER | 20 | 20 | 20 | 20 | 20 | 20 | 5 | 20 | 20 | 20 | 20 | 20 | 20 | 10
ALT-13 | 2031-02-01 | 2 | 2031 | 2031 | WINTER | 20 | 20 | 20 | 20 | 20 | 20 | 5 | 20 | 20 | 20 | 20 | 20 | 20 | 10
ALT-13 | 2031-03-01 | 3 | 2031 | 2031 | WINTER | 19 | 19 | 19 | 19 | 19 | 19 | 5 | 19 | 19 | 19 | 19 | 19 | 19 | 10
ALT-13 | 2031-04-01 | 4 | 2031 | 2031 | SPRING | 18 | 18 | 18 | 18 | 18 | 18 | 5 | 18 | 18 | 18 | 18 | 18 | 18 | 10
ALT-13 | 2031-05-01 | 5 | 2031 | 2031 | SPRING | 16 | 16 | 16 | 16 | 16 | 16 | 5 | 18 | 18 | 18 | 18 | 18 | 18 | 10
ALT-13 | 2031-06-01 | 6 | 2031 | 2031 | SUMMER | 15 | 15 | 15 | 15 | 15 | 15 | 5 | 17 | 17 | 17 | 17 | 17 | 17 | 10
ALT-13 | 2031-07-01 | 7 | 2031 | 2031 | SUMMER | 15 | 15 | 15 | 15 | 15 | 15 | 5 | 17 | 17 | 17 | 17 | 17 | 17 | 10
ALT-13 | 2031-08-01 | 8 | 2031 | 2031 | SUMMER | 15 | 15 | 15 | 15 | 15 | 15 | 5 | 17 | 17 | 17 | 17 | 17 | 17 | 10
ALT-13 | 2031-09-01 | 9 | 2031 | 2031 | SUMMER | 16 | 16 | 16 | 16 | 16 | 16 | 5 | 17 | 17 | 17 | 17 | 17 | 17 | 10
ALT-13 | 2031-10-01 | 10 | 2032 | 2031 | FALL | 18 | 18 | 18 | 18 | 18 | 18 | 5 | 18 | 18 | 18 | 18 | 18 | 18 | 10
ALT-13 | 2031-11-01 | 11 | 2032 | 2031 | FALL | 19 | 19 | 19 | 19 | 19 | 19 | 5 | 19 | 19 | 19 | 19 | 19 | 19 | 10
ALT-13 | 2031-12-01 | 12 | 2032 | 2031 | WINTER | 20 | 20 | 20 | 20 | 20 | 20 | 5 | 20 | 20 | 20 | 20 | 20 | 20 | 10
ALT-13 | 2032-01-01 | 1 | 2032 | 2032 | WINTER | 20 | 20 | 20 | 20 | 20 | 20 | 5 | 20 | 20 | 20 | 20 | 20 | 20 | 10
ALT-13 | 2032-02-01 | 2 | 2032 | 2032 | WINTER | 20 | 20 | 20 | 20 | 20 | 20 | 5 | 20 | 20 | 20 | 20 | 20 | 20 | 10
ALT-13 | 2032-03-01 | 3 | 2032 | 2032 | WINTER | 19 | 19 | 19 | 19 | 19 | 19 | 5 | 19 | 19 | 19 | 19 | 19 | 19 | 10
ALT-13 | 2032-04-01 | 4 | 2032 | 2032 | SPRING | 18 | 18 | 18 | 18 | 18 | 18 | 5 | 18 | 18 | 18 | 18 | 18 | 18 | 10
ALT-13 | 2032-05-01 | 5 | 2032 | 2032 | SPRING | 16 | 16 | 16 | 16 | 16 | 16 | 5 | 18 | 18 | 18 | 18 | 18 | 18 | 10
ALT-13 | 2032-06-01 | 6 | 2032 | 2032 | SUMMER | 15 | 15 | 15 | 15 | 15 | 15 | 5 | 17 | 17 | 17 | 17 | 17 | 17 | 10
ALT-13 | 2032-07-01 | 7 | 2032 | 2032 | SUMMER | 15 | 15 | 15 | 15 | 15 | 15 | 5 | 17 | 17 | 17 | 17 | 17 | 17 | 10
ALT-13 | 2032-08-01 | 8 | 2032 | 2032 | SUMMER | 15 | 15 | 15 | 15 | 15 | 15 | 5 | 17 | 17 | 17 | 17 | 17 | 17 | 10
ALT-13 | 2032-09-01 | 9 | 2032 | 2032 | SUMMER | 16 | 16 | 16 | 16 | 16 | 16 | 5 | 17 | 17 | 17 | 17 | 17 | 17 | 10
ALT-13 | 2032-10-01 | 10 | 2033 | 2032 | FALL | 18 | 18 | 18 | 18 | 18 | 18 | 5 | 18 | 18 | 18 | 18 | 18 | 18 | 10
ALT-13 | 2032-11-01 | 11 | 2033 | 2032 | FALL | 19 | 19 | 19 | 19 | 19 | 19 | 5 | 19 | 19 | 19 | 19 | 19 | 19 | 10
ALT-13 | 2032-12-01 | 12 | 2033 | 2032 | WINTER | 20 | 20 | 20 | 20 | 20 | 20 | 5 | 20 | 20 | 20 | 20 | 20 | 20 | 10
ALT-13 | 2033-01-01 | 1 | 2033 | 2033 | WINTER | 20 | 20 | 20 | 20 | 20 | 20 | 5 | 20 | 20 | 20 | 20 | 20 | 20 | 10
ALT-13 | 2033-02-01 | 2 | 2033 | 2033 | WINTER | 20 | 20 | 20 | 20 | 20 | 20 | 5 | 20 | 20 | 20 | 20 | 20 | 20 | 10
ALT-13 | 2033-03-01 | 3 | 2033 | 2033 | WINTER | 19 | 19 | 19 | 19 | 19 | 19 | 5 | 19 | 19 | 19 | 19 | 19 | 19 | 10
ALT-13 | 2033-04-01 | 4 | 2033 | 2033 | SPRING | 18 | 18 | 18 | 18 | 18 | 18 | 5 | 18 | 18 | 18 | 18 | 18 | 18 | 10
ALT-13 | 2033-05-01 | 5 | 2033 | 2033 | SPRING | 16 | 16 | 16 | 16 | 16 | 16 | 5 | 18 | 18 | 18 | 18 | 18 | 18 | 10
ALT-13 | 2033-06-01 | 6 | 2033 | 2033 | SUMMER | 15 | 15 | 15 | 15 | 15 | 15 | 5 | 17 | 17 | 17 | 17 | 17 | 17 | 10
ALT-13 | 2033-07-01 | 7 | 2033 | 2033 | SUMMER | 15 | 15 | 15 | 15 | 15 | 15 | 5 | 17 | 17 | 17 | 17 | 17 | 17 | 10
ALT-13 | 2033-08-01 | 8 | 2033 | 2033 | SUMMER | 15 | 15 | 15 | 15 | 15 | 15 | 5 | 17 | 17 | 17 | 17 | 17 | 17 | 10
ALT-13 | 2033-09-01 | 9 | 2033 | 2033 | SUMMER | 16 | 16 | 16 | 16 | 16 | 16 | 5 | 17 | 17 | 17 | 17 | 17 | 17 | 10
ALT-13 | 2033-10-01 | 10 | 2034 | 2033 | FALL | 18 | 18 | 18 | 18 | 18 | 18 | 5 | 18 | 18 | 18 | 18 | 18 | 18 | 10
ALT-13 | 2033-11-01 | 11 | 2034 | 2033 | FALL | 19 | 19 | 19 | 19 | 19 | 19 | 5 | 19 | 19 | 19 | 19 | 19 | 19 | 10
ALT-13 | 2033-12-01 | 12 | 2034 | 2033 | WINTER | 20 | 20 | 20 | 20 | 20 | 20 | 5 | 20 | 20 | 20 | 20 | 20 | 20 | 10
ALT-13 | 2034-01-01 | 1 | 2034 | 2034 | WINTER | 20 | 20 | 20 | 20 | 20 | 20 | 5 | 20 | 20 | 20 | 20 | 20 | 20 | 10
ALT-13 | 2034-02-01 | 2 | 2034 | 2034 | WINTER | 20 | 20 | 20 | 20 | 20 | 20 | 5 | 20 | 20 | 20 | 20 | 20 | 20 | 10
ALT-13 | 2034-03-01 | 3 | 2034 | 2034 | WINTER | 19 | 19 | 19 | 19 | 19 | 19 | 5 | 19 | 19 | 19 | 19 | 19 | 19 | 10
ALT-13 | 2034-04-01 | 4 | 2034 | 2034 | SPRING | 18 | 18 | 18 | 18 | 18 | 18 | 5 | 18 | 18 | 18 | 18 | 18 | 18 | 10
ALT-13 | 2034-05-01 | 5 | 2034 | 2034 | SPRING | 16 | 16 | 16 | 16 | 16 | 16 | 5 | 18 | 18 | 18 | 18 | 18 | 18 | 10
ALT-13 | 2034-06-01 | 6 | 2034 | 2034 | SUMMER | 15 | 15 | 15 | 15 | 15 | 15 | 5 | 17 | 17 | 17 | 17 | 17 | 17 | 10
ALT-13 | 2034-07-01 | 7 | 2034 | 2034 | SUMMER | 15 | 15 | 15 | 15 | 15 | 15 | 5 | 17 | 17 | 17 | 17 | 17 | 17 | 10
ALT-13 | 2034-08-01 | 8 | 2034 | 2034 | SUMMER | 15 | 15 | 15 | 15 | 15 | 15 | 5 | 17 | 17 | 17 | 17 | 17 | 17 | 10
ALT-13 | 2034-09-01 | 9 | 2034 | 2034 | SUMMER | 16 | 16 | 16 | 16 | 16 | 16 | 5 | 17 | 17 | 17 | 17 | 17 | 17 | 10
ALT-13 | 2034-10-01 | 10 | 2035 | 2034 | FALL | 18 | 18 | 18 | 18 | 18 | 18 | 5 | 18 | 18 | 18 | 18 | 18 | 18 | 10
ALT-13 | 2034-11-01 | 11 | 2035 | 2034 | FALL | 19 | 19 | 19 | 19 | 19 | 19 | 5 | 19 | 19 | 19 | 19 | 19 | 19 | 10
ALT-13 | 2034-12-01 | 12 | 2035 | 2034 | WINTER | 20 | 20 | 20 | 20 | 20 | 20 | 5 | 20 | 20 | 20 | 20 | 20 | 20 | 10
ALT-13 | 2035-01-01 | 1 | 2035 | 2035 | WINTER | 20 | 20 | 20 | 20 | 20 | 20 | 5 | 20 | 20 | 20 | 20 | 20 | 20 | 10
ALT-13 | 2035-02-01 | 2 | 2035 | 2035 | WINTER | 20 | 20 | 20 | 20 | 20 | 20 | 5 | 20 | 20 | 20 | 20 | 20 | 20 | 10
ALT-13 | 2035-03-01 | 3 | 2035 | 2035 | WINTER | 19 | 19 | 19 | 19 | 19 | 19 | 5 | 19 | 19 | 19 | 19 | 19 | 19 | 10
ALT-13 | 2035-04-01 | 4 | 2035 | 2035 | SPRING | 18 | 18 | 18 | 18 | 18 | 18 | 5 | 18 | 18 | 18 | 18 | 18 | 18 | 10
ALT-13 | 2035-05-01 | 5 | 2035 | 2035 | SPRING | 16 | 16 | 16 | 16 | 16 | 16 | 5 | 18 | 18 | 18 | 18 | 18 | 18 | 10
ALT-13 | 2035-06-01 | 6 | 2035 | 2035 | SUMMER | 15 | 15 | 15 | 15 | 15 | 15 | 5 | 17 | 17 | 17 | 17 | 17 | 17 | 10
ALT-13 | 2035-07-01 | 7 | 2035 | 2035 | SUMMER | 15 | 15 | 15 | 15 | 15 | 15 | 5 | 17 | 17 | 17 | 17 | 17 | 17 | 10
ALT-13 | 2035-08-01 | 8 | 2035 | 2035 | SUMMER | 15 | 15 | 15 | 15 | 15 | 15 | 5 | 17 | 17 | 17 | 17 | 17 | 17 | 10
ALT-13 | 2035-09-01 | 9 | 2035 | 2035 | SUMMER | 16 | 16 | 16 | 16 | 16 | 16 | 5 | 17 | 17 | 17 | 17 | 17 | 17 | 10
ALT-13 | 2035-10-01 | 10 | 2036 | 2035 | FALL | 18 | 18 | 18 | 18 | 18 | 18 | 5 | 18 | 18 | 18 | 18 | 18 | 18 | 10
ALT-13 | 2035-11-01 | 11 | 2036 | 2035 | FALL | 19 | 19 | 19 | 19 | 19 | 19 | 5 | 19 | 19 | 19 | 19 | 19 | 19 | 10
ALT-13 | 2035-12-01 | 12 | 2036 | 2035 | WINTER | 20 | 20 | 20 | 20 | 20 | 20 | 5 | 20 | 20 | 20 | 20 | 20 | 20 | 10
ALT-13 | 2036-01-01 | 1 | 2036 | 2036 | WINTER | 20 | 20 | 20 | 20 | 20 | 20 | 5 | 20 | 20 | 20 | 20 | 20 | 20 | 10
ALT-13 | 2036-02-01 | 2 | 2036 | 2036 | WINTER | 20 | 20 | 20 | 20 | 20 | 20 | 5 | 20 | 20 | 20 | 20 | 20 | 20 | 10
ALT-13 | 2036-03-01 | 3 | 2036 | 2036 | WINTER | 19 | 19 | 19 | 19 | 19 | 19 | 5 | 19 | 19 | 19 | 19 | 19 | 19 | 10
ALT-13 | 2036-04-01 | 4 | 2036 | 2036 | SPRING | 18 | 18 | 18 | 18 | 18 | 18 | 5 | 18 | 18 | 18 | 18 | 18 | 18 | 10
ALT-13 | 2036-05-01 | 5 | 2036 | 2036 | SPRING | 16 | 16 | 16 | 16 | 16 | 16 | 5 | 18 | 18 | 18 | 18 | 18 | 18 | 10
ALT-13 | 2036-06-01 | 6 | 2036 | 2036 | SUMMER | 15 | 15 | 15 | 15 | 15 | 15 | 5 | 17 | 17 | 17 | 17 | 17 | 17 | 10
ALT-13 | 2036-07-01 | 7 | 2036 | 2036 | SUMMER | 15 | 15 | 15 | 15 | 15 | 15 | 5 | 17 | 17 | 17 | 17 | 17 | 17 | 10
ALT-13 | 2036-08-01 | 8 | 2036 | 2036 | SUMMER | 15 | 15 | 15 | 15 | 15 | 15 | 5 | 17 | 17 | 17 | 17 | 17 | 17 | 10
ALT-13 | 2036-09-01 | 9 | 2036 | 2036 | SUMMER | 16 | 16 | 16 | 16 | 16 | 16 | 5 | 17 | 17 | 17 | 17 | 17 | 17 | 10
ALT-13 | 2036-10-01 | 10 | 2037 | 2036 | FALL | 18 | 18 | 18 | 18 | 18 | 18 | 5 | 18 | 18 | 18 | 18 | 18 | 18 | 10
ALT-13 | 2036-11-01 | 11 | 2037 | 2036 | FALL | 19 | 19 | 19 | 19 | 19 | 19 | 5 | 19 | 19 | 19 | 19 | 19 | 19 | 10
ALT-13 | 2036-12-01 | 12 | 2037 | 2036 | WINTER | 20 | 20 | 20 | 20 | 20 | 20 | 5 | 20 | 20 | 20 | 20 | 20 | 20 | 10
ALT-13 | 2037-01-01 | 1 | 2037 | 2037 | WINTER | 20 | 20 | 20 | 20 | 20 | 20 | 5 | 20 | 20 | 20 | 20 | 20 | 20 | 10
ALT-13 | 2037-02-01 | 2 | 2037 | 2037 | WINTER | 20 | 20 | 20 | 20 | 20 | 20 | 5 | 20 | 20 | 20 | 20 | 20 | 20 | 10
ALT-13 | 2037-03-01 | 3 | 2037 | 2037 | WINTER | 19 | 19 | 19 | 19 | 19 | 19 | 5 | 19 | 19 | 19 | 19 | 19 | 19 | 10
ALT-13 | 2037-04-01 | 4 | 2037 | 2037 | SPRING | 18 | 18 | 18 | 18 | 18 | 18 | 5 | 18 | 18 | 18 | 18 | 18 | 18 | 10
ALT-13 | 2037-05-01 | 5 | 2037 | 2037 | SPRING | 16 | 16 | 16 | 16 | 16 | 16 | 5 | 18 | 18 | 18 | 18 | 18 | 18 | 10
ALT-13 | 2037-06-01 | 6 | 2037 | 2037 | SUMMER | 15 | 15 | 15 | 15 | 15 | 15 | 5 | 17 | 17 | 17 | 17 | 17 | 17 | 10
ALT-13 | 2037-07-01 | 7 | 2037 | 2037 | SUMMER | 15 | 15 | 15 | 15 | 15 | 15 | 5 | 17 | 17 | 17 | 17 | 17 | 17 | 10
ALT-13 | 2037-08-01 | 8 | 2037 | 2037 | SUMMER | 15 | 15 | 15 | 15 | 15 | 15 | 5 | 17 | 17 | 17 | 17 | 17 | 17 | 10
ALT-13 | 2037-09-01 | 9 | 2037 | 2037 | SUMMER | 16 | 16 | 16 | 16 | 16 | 16 | 5 | 17 | 17 | 17 | 17 | 17 | 17 | 10
ALT-13 | 2037-10-01 | 10 | 2038 | 2037 | FALL | 18 | 18 | 18 | 18 | 18 | 18 | 5 | 18 | 18 | 18 | 18 | 18 | 18 | 10
ALT-13 | 2037-11-01 | 11 | 2038 | 2037 | FALL | 19 | 19 | 19 | 19 | 19 | 19 | 5 | 19 | 19 | 19 | 19 | 19 | 19 | 10
ALT-13 | 2037-12-01 | 12 | 2038 | 2037 | WINTER | 20 | 20 | 20 | 20 | 20 | 20 | 5 | 20 | 20 | 20 | 20 | 20 | 20 | 10
ALT-13 | 2038-01-01 | 1 | 2038 | 2038 | WINTER | 20 | 20 | 20 | 20 | 20 | 20 | 5 | 20 | 20 | 20 | 20 | 20 | 20 | 10
ALT-13 | 2038-02-01 | 2 | 2038 | 2038 | WINTER | 20 | 20 | 20 | 20 | 20 | 20 | 5 | 20 | 20 | 20 | 20 | 20 | 20 | 10
ALT-13 | 2038-03-01 | 3 | 2038 | 2038 | WINTER | 19 | 19 | 19 | 19 | 19 | 19 | 5 | 19 | 19 | 19 | 19 | 19 | 19 | 10
ALT-13 | 2038-04-01 | 4 | 2038 | 2038 | SPRING | 18 | 18 | 18 | 18 | 18 | 18 | 5 | 18 | 18 | 18 | 18 | 18 | 18 | 10
ALT-13 | 2038-05-01 | 5 | 2038 | 2038 | SPRING | 16 | 16 | 16 | 16 | 16 | 16 | 5 | 18 | 18 | 18 | 18 | 18 | 18 | 10
ALT-13 | 2038-06-01 | 6 | 2038 | 2038 | SUMMER | 15 | 15 | 15 | 15 | 15 | 15 | 5 | 17 | 17 | 17 | 17 | 17 | 17 | 10
ALT-13 | 2038-07-01 | 7 | 2038 | 2038 | SUMMER | 15 | 15 | 15 | 15 | 15 | 15 | 5 | 17 | 17 | 17 | 17 | 17 | 17 | 10
ALT-13 | 2038-08-01 | 8 | 2038 | 2038 | SUMMER | 15 | 15 | 15 | 15 | 15 | 15 | 5 | 17 | 17 | 17 | 17 | 17 | 17 | 10
ALT-13 | 2038-09-01 | 9 | 2038 | 2038 | SUMMER | 16 | 16 | 16 | 16 | 16 | 16 | 5 | 17 | 17 | 17 | 17 | 17 | 17 | 10
ALT-13 | 2038-10-01 | 10 | 2039 | 2038 | FALL | 18 | 18 | 18 | 18 | 18 | 18 | 5 | 18 | 18 | 18 | 18 | 18 | 18 | 10
ALT-13 | 2038-11-01 | 11 | 2039 | 2038 | FALL | 19 | 19 | 19 | 19 | 19 | 19 | 5 | 19 | 19 | 19 | 19 | 19 | 19 | 10
ALT-13 | 2038-12-01 | 12 | 2039 | 2038 | WINTER | 20 | 20 | 20 | 20 | 20 | 20 | 5 | 20 | 20 | 20 | 20 | 20 | 20 | 10
ALT-13 | 2039-01-01 | 1 | 2039 | 2039 | WINTER | 20 | 20 | 20 | 20 | 20 | 20 | 5 | 20 | 20 | 20 | 20 | 20 | 20 | 10
ALT-13 | 2039-02-01 | 2 | 2039 | 2039 | WINTER | 20 | 20 | 20 | 20 | 20 | 20 | 5 | 20 | 20 | 20 | 20 | 20 | 20 | 10
ALT-13 | 2039-03-01 | 3 | 2039 | 2039 | WINTER | 19 | 19 | 19 | 19 | 19 | 19 | 5 | 19 | 19 | 19 | 19 | 19 | 19 | 10
ALT-13 | 2039-04-01 | 4 | 2039 | 2039 | SPRING | 18 | 18 | 18 | 18 | 18 | 18 | 5 | 18 | 18 | 18 | 18 | 18 | 18 | 10
ALT-13 | 2039-05-01 | 5 | 2039 | 2039 | SPRING | 16 | 16 | 16 | 16 | 16 | 16 | 5 | 18 | 18 | 18 | 18 | 18 | 18 | 10
ALT-13 | 2039-06-01 | 6 | 2039 | 2039 | SUMMER | 15 | 15 | 15 | 15 | 15 | 15 | 5 | 17 | 17 | 17 | 17 | 17 | 17 | 10
ALT-13 | 2039-07-01 | 7 | 2039 | 2039 | SUMMER | 15 | 15 | 15 | 15 | 15 | 15 | 5 | 17 | 17 | 17 | 17 | 17 | 17 | 10
ALT-13 | 2039-08-01 | 8 | 2039 | 2039 | SUMMER | 15 | 15 | 15 | 15 | 15 | 15 | 5 | 17 | 17 | 17 | 17 | 17 | 17 | 10
ALT-13 | 2039-09-01 | 9 | 2039 | 2039 | SUMMER | 16 | 16 | 16 | 16 | 16 | 16 | 5 | 17 | 17 | 17 | 17 | 17 | 17 | 10
ALT-13 | 2039-10-01 | 10 | 2040 | 2039 | FALL | 18 | 18 | 18 | 18 | 18 | 18 | 5 | 18 | 18 | 18 | 18 | 18 | 18 | 10
ALT-13 | 2039-11-01 | 11 | 2040 | 2039 | FALL | 19 | 19 | 19 | 19 | 19 | 19 | 5 | 19 | 19 | 19 | 19 | 19 | 19 | 10
ALT-13 | 2039-12-01 | 12 | 2040 | 2039 | WINTER | 20 | 20 | 20 | 20 | 20 | 20 | 5 | 20 | 20 | 20 | 20 | 20 | 20 | 10
ALT-13 | 2040-01-01 | 1 | 2040 | 2040 | WINTER | 20 | 20 | 20 | 20 | 20 | 20 | 5 | 20 | 20 | 20 | 20 | 20 | 20 | 10
ALT-13 | 2040-02-01 | 2 | 2040 | 2040 | WINTER | 20 | 20 | 20 | 20 | 20 | 20 | 5 | 20 | 20 | 20 | 20 | 20 | 20 | 10
ALT-13 | 2040-03-01 | 3 | 2040 | 2040 | WINTER | 19 | 19 | 19 | 19 | 19 | 19 | 5 | 19 | 19 | 19 | 19 | 19 | 19 | 10
ALT-13 | 2040-04-01 | 4 | 2040 | 2040 | SPRING | 18 | 18 | 18 | 18 | 18 | 18 | 5 | 18 | 18 | 18 | 18 | 18 | 18 | 10
ALT-13 | 2040-05-01 | 5 | 2040 | 2040 | SPRING | 16 | 16 | 16 | 16 | 16 | 16 | 5 | 18 | 18 | 18 | 18 | 18 | 18 | 10
ALT-13 | 2040-06-01 | 6 | 2040 | 2040 | SUMMER | 15 | 15 | 15 | 15 | 15 | 15 | 5 | 17 | 17 | 17 | 17 | 17 | 17 | 10
ALT-13 | 2040-07-01 | 7 | 2040 | 2040 | SUMMER | 15 | 15 | 15 | 15 | 15 | 15 | 5 | 17 | 17 | 17 | 17 | 17 | 17 | 10
ALT-13 | 2040-08-01 | 8 | 2040 | 2040 | SUMMER | 15 | 15 | 15 | 15 | 15 | 15 | 5 | 17 | 17 | 17 | 17 | 17 | 17 | 10
ALT-13 | 2040-09-01 | 9 | 2040 | 2040 | SUMMER | 16 | 16 | 16 | 16 | 16 | 16 | 5 | 17 | 17 | 17 | 17 | 17 | 17 | 10
ALT-13 | 2040-10-01 | 10 | 2041 | 2040 | FALL | 18 | 18 | 18 | 18 | 18 | 18 | 5 | 18 | 18 | 18 | 18 | 18 | 18 | 10
ALT-13 | 2040-11-01 | 11 | 2041 | 2040 | FALL | 19 | 19 | 19 | 19 | 19 | 19 | 5 | 19 | 19 | 19 | 19 | 19 | 19 | 10
ALT-13 | 2040-12-01 | 12 | 2041 | 2040 | WINTER | 20 | 20 | 20 | 20 | 20 | 20 | 5 | 20 | 20 | 20 | 20 | 20 | 20 | 10
ALT-13 | 2041-01-01 | 1 | 2041 | 2041 | WINTER | 20 | 20 | 20 | 20 | 20 | 20 | 5 | 20 | 20 | 20 | 20 | 20 | 20 | 10
ALT-13 | 2041-02-01 | 2 | 2041 | 2041 | WINTER | 20 | 20 | 20 | 20 | 20 | 20 | 5 | 20 | 20 | 20 | 20 | 20 | 20 | 10
ALT-13 | 2041-03-01 | 3 | 2041 | 2041 | WINTER | 19 | 19 | 19 | 19 | 19 | 19 | 5 | 19 | 19 | 19 | 19 | 19 | 19 | 10
ALT-13 | 2041-04-01 | 4 | 2041 | 2041 | SPRING | 18 | 18 | 18 | 18 | 18 | 18 | 5 | 18 | 18 | 18 | 18 | 18 | 18 | 10
ALT-13 | 2041-05-01 | 5 | 2041 | 2041 | SPRING | 16 | 16 | 16 | 16 | 16 | 16 | 5 | 18 | 18 | 18 | 18 | 18 | 18 | 10
ALT-13 | 2041-06-01 | 6 | 2041 | 2041 | SUMMER | 15 | 15 | 15 | 15 | 15 | 15 | 5 | 17 | 17 | 17 | 17 | 17 | 17 | 10
ALT-13 | 2041-07-01 | 7 | 2041 | 2041 | SUMMER | 15 | 15 | 15 | 15 | 15 | 15 | 5 | 17 | 17 | 17 | 17 | 17 | 17 | 10
ALT-13 | 2041-08-01 | 8 | 2041 | 2041 | SUMMER | 15 | 15 | 15 | 15 | 15 | 15 | 5 | 17 | 17 | 17 | 17 | 17 | 17 | 10
ALT-13 | 2041-09-01 | 9 | 2041 | 2041 | SUMMER | 16 | 16 | 16 | 16 | 16 | 16 | 5 | 17 | 17 | 17 | 17 | 17 | 17 | 10
ALT-13 | 2041-10-01 | 10 | 2042 | 2041 | FALL | 18 | 18 | 18 | 18 | 18 | 18 | 5 | 18 | 18 | 18 | 18 | 18 | 18 | 10
ALT-13 | 2041-11-01 | 11 | 2042 | 2041 | FALL | 19 | 19 | 19 | 19 | 19 | 19 | 5 | 19 | 19 | 19 | 19 | 19 | 19 | 10
ALT-13 | 2041-12-01 | 12 | 2042 | 2041 | WINTER | 20 | 20 | 20 | 20 | 20 | 20 | 5 | 20 | 20 | 20 | 20 | 20 | 20 | 10
ALT-13 | 2042-01-01 | 1 | 2042 | 2042 | WINTER | 20 | 20 | 20 | 20 | 20 | 20 | 5 | 20 | 20 | 20 | 20 | 20 | 20 | 10
ALT-13 | 2042-02-01 | 2 | 2042 | 2042 | WINTER | 20 | 20 | 20 | 20 | 20 | 20 | 5 | 20 | 20 | 20 | 20 | 20 | 20 | 10
ALT-13 | 2042-03-01 | 3 | 2042 | 2042 | WINTER | 19 | 19 | 19 | 19 | 19 | 19 | 5 | 19 | 19 | 19 | 19 | 19 | 19 | 10
ALT-13 | 2042-04-01 | 4 | 2042 | 2042 | SPRING | 18 | 18 | 18 | 18 | 18 | 18 | 5 | 18 | 18 | 18 | 18 | 18 | 18 | 10
ALT-13 | 2042-05-01 | 5 | 2042 | 2042 | SPRING | 16 | 16 | 16 | 16 | 16 | 16 | 5 | 18 | 18 | 18 | 18 | 18 | 18 | 10
ALT-13 | 2042-06-01 | 6 | 2042 | 2042 | SUMMER | 15 | 15 | 15 | 15 | 15 | 15 | 5 | 17 | 17 | 17 | 17 | 17 | 17 | 10
ALT-13 | 2042-07-01 | 7 | 2042 | 2042 | SUMMER | 15 | 15 | 15 | 15 | 15 | 15 | 5 | 17 | 17 | 17 | 17 | 17 | 17 | 10
ALT-13 | 2042-08-01 | 8 | 2042 | 2042 | SUMMER | 15 | 15 | 15 | 15 | 15 | 15 | 5 | 17 | 17 | 17 | 17 | 17 | 17 | 10
ALT-13 | 2042-09-01 | 9 | 2042 | 2042 | SUMMER | 16 | 16 | 16 | 16 | 16 | 16 | 5 | 17 | 17 | 17 | 17 | 17 | 17 | 10
ALT-13 | 2042-10-01 | 10 | 2043 | 2042 | FALL | 18 | 18 | 18 | 18 | 18 | 18 | 5 | 18 | 18 | 18 | 18 | 18 | 18 | 10
ALT-13 | 2042-11-01 | 11 | 2043 | 2042 | FALL | 19 | 19 | 19 | 19 | 19 | 19 | 5 | 19 | 19 | 19 | 19 | 19 | 19 | 10
ALT-13 | 2042-12-01 | 12 | 2043 | 2042 | WINTER | 20 | 20 | 20 | 20 | 20 | 20 | 5 | 20 | 20 | 20 | 20 | 20 | 20 | 10
ALT-13 | 2043-01-01 | 1 | 2043 | 2043 | WINTER | 20 | 20 | 20 | 20 | 20 | 20 | 5 | 20 | 20 | 20 | 20 | 20 | 20 | 10
ALT-13 | 2043-02-01 | 2 | 2043 | 2043 | WINTER | 20 | 20 | 20 | 20 | 20 | 20 | 5 | 20 | 20 | 20 | 20 | 20 | 20 | 10
ALT-13 | 2043-03-01 | 3 | 2043 | 2043 | WINTER | 19 | 19 | 19 | 19 | 19 | 19 | 5 | 19 | 19 | 19 | 19 | 19 | 19 | 10
ALT-13 | 2043-04-01 | 4 | 2043 | 2043 | SPRING | 18 | 18 | 18 | 18 | 18 | 18 | 5 | 18 | 18 | 18 | 18 | 18 | 18 | 10
ALT-13 | 2043-05-01 | 5 | 2043 | 2043 | SPRING | 16 | 16 | 16 | 16 | 16 | 16 | 5 | 18 | 18 | 18 | 18 | 18 | 18 | 10
ALT-13 | 2043-06-01 | 6 | 2043 | 2043 | SUMMER | 15 | 15 | 15 | 15 | 15 | 15 | 5 | 17 | 17 | 17 | 17 | 17 | 17 | 10
ALT-13 | 2043-07-01 | 7 | 2043 | 2043 | SUMMER | 15 | 15 | 15 | 15 | 15 | 15 | 5 | 17 | 17 | 17 | 17 | 17 | 17 | 10
ALT-13 | 2043-08-01 | 8 | 2043 | 2043 | SUMMER | 15 | 15 | 15 | 15 | 15 | 15 | 5 | 17 | 17 | 17 | 17 | 17 | 17 | 10
ALT-13 | 2043-09-01 | 9 | 2043 | 2043 | SUMMER | 16 | 16 | 16 | 16 | 16 | 16 | 5 | 17 | 17 | 17 | 17 | 17 | 17 | 10
ALT-13 | 2043-10-01 | 10 | 2044 | 2043 | FALL | 18 | 18 | 18 | 18 | 18 | 18 | 5 | 18 | 18 | 18 | 18 | 18 | 18 | 10
ALT-13 | 2043-11-01 | 11 | 2044 | 2043 | FALL | 19 | 19 | 19 | 19 | 19 | 19 | 5 | 19 | 19 | 19 | 19 | 19 | 19 | 10
ALT-13 | 2043-12-01 | 12 | 2044 | 2043 | WINTER | 20 | 20 | 20 | 20 | 20 | 20 | 5 | 20 | 20 | 20 | 20 | 20 | 20 | 10
ALT-13 | 2044-01-01 | 1 | 2044 | 2044 | WINTER | 20 | 20 | 20 | 20 | 20 | 20 | 5 | 20 | 20 | 20 | 20 | 20 | 20 | 10
ALT-13 | 2044-02-01 | 2 | 2044 | 2044 | WINTER | 20 | 20 | 20 | 20 | 20 | 20 | 5 | 20 | 20 | 20 | 20 | 20 | 20 | 10
ALT-13 | 2044-03-01 | 3 | 2044 | 2044 | WINTER | 19 | 19 | 19 | 19 | 19 | 19 | 5 | 19 | 19 | 19 | 19 | 19 | 19 | 10
ALT-13 | 2044-04-01 | 4 | 2044 | 2044 | SPRING | 18 | 18 | 18 | 18 | 18 | 18 | 5 | 18 | 18 | 18 | 18 | 18 | 18 | 10
ALT-13 | 2044-05-01 | 5 | 2044 | 2044 | SPRING | 16 | 16 | 16 | 16 | 16 | 16 | 5 | 18 | 18 | 18 | 18 | 18 | 18 | 10
ALT-13 | 2044-06-01 | 6 | 2044 | 2044 | SUMMER | 15 | 15 | 15 | 15 | 15 | 15 | 5 | 17 | 17 | 17 | 17 | 17 | 17 | 10
ALT-13 | 2044-07-01 | 7 | 2044 | 2044 | SUMMER | 15 | 15 | 15 | 15 | 15 | 15 | 5 | 17 | 17 | 17 | 17 | 17 | 17 | 10
ALT-13 | 2044-08-01 | 8 | 2044 | 2044 | SUMMER | 15 | 15 | 15 | 15 | 15 | 15 | 5 | 17 | 17 | 17 | 17 | 17 | 17 | 10
ALT-13 | 2044-09-01 | 9 | 2044 | 2044 | SUMMER | 16 | 16 | 16 | 16 | 16 | 16 | 5 | 17 | 17 | 17 | 17 | 17 | 17 | 10
ALT-13 | 2044-10-01 | 10 | 2045 | 2044 | FALL | 18 | 18 | 18 | 18 | 18 | 18 | 5 | 18 | 18 | 18 | 18 | 18 | 18 | 10
ALT-13 | 2044-11-01 | 11 | 2045 | 2044 | FALL | 19 | 19 | 19 | 19 | 19 | 19 | 5 | 19 | 19 | 19 | 19 | 19 | 19 | 10
ALT-13 | 2044-12-01 | 12 | 2045 | 2044 | WINTER | 20 | 20 | 20 | 20 | 20 | 20 | 5 | 20 | 20 | 20 | 20 | 20 | 20 | 10
ALT-13 | 2045-01-01 | 1 | 2045 | 2045 | WINTER | 20 | 20 | 20 | 20 | 20 | 20 | 5 | 20 | 20 | 20 | 20 | 20 | 20 | 10
ALT-13 | 2045-02-01 | 2 | 2045 | 2045 | WINTER | 20 | 20 | 20 | 20 | 20 | 20 | 5 | 20 | 20 | 20 | 20 | 20 | 20 | 10
ALT-13 | 2045-03-01 | 3 | 2045 | 2045 | WINTER | 19 | 19 | 19 | 19 | 19 | 19 | 5 | 19 | 19 | 19 | 19 | 19 | 19 | 10
ALT-13 | 2045-04-01 | 4 | 2045 | 2045 | SPRING | 18 | 18 | 18 | 18 | 18 | 18 | 5 | 18 | 18 | 18 | 18 | 18 | 18 | 10
ALT-13 | 2045-05-01 | 5 | 2045 | 2045 | SPRING | 16 | 16 | 16 | 16 | 16 | 16 | 5 | 18 | 18 | 18 | 18 | 18 | 18 | 10
ALT-13 | 2045-06-01 | 6 | 2045 | 2045 | SUMMER | 15 | 15 | 15 | 15 | 15 | 15 | 5 | 17 | 17 | 17 | 17 | 17 | 17 | 10
ALT-13 | 2045-07-01 | 7 | 2045 | 2045 | SUMMER | 15 | 15 | 15 | 15 | 15 | 15 | 5 | 17 | 17 | 17 | 17 | 17 | 17 | 10
ALT-13 | 2045-08-01 | 8 | 2045 | 2045 | SUMMER | 15 | 15 | 15 | 15 | 15 | 15 | 5 | 17 | 17 | 17 | 17 | 17 | 17 | 10
ALT-13 | 2045-09-01 | 9 | 2045 | 2045 | SUMMER | 16 | 16 | 16 | 16 | 16 | 16 | 5 | 17 | 17 | 17 | 17 | 17 | 17 | 10
ALT-13 | 2045-10-01 | 10 | 2046 | 2045 | FALL | 18 | 18 | 18 | 18 | 18 | 18 | 5 | 18 | 18 | 18 | 18 | 18 | 18 | 10
ALT-13 | 2045-11-01 | 11 | 2046 | 2045 | FALL | 19 | 19 | 19 | 19 | 19 | 19 | 5 | 19 | 19 | 19 | 19 | 19 | 19 | 10
ALT-13 | 2045-12-01 | 12 | 2046 | 2045 | WINTER | 20 | 20 | 20 | 20 | 20 | 20 | 5 | 20 | 20 | 20 | 20 | 20 | 20 | 10
ALT-13 | 2046-01-01 | 1 | 2046 | 2046 | WINTER | 20 | 20 | 20 | 20 | 20 | 20 | 5 | 20 | 20 | 20 | 20 | 20 | 20 | 10
ALT-13 | 2046-02-01 | 2 | 2046 | 2046 | WINTER | 20 | 20 | 20 | 20 | 20 | 20 | 5 | 20 | 20 | 20 | 20 | 20 | 20 | 10
ALT-13 | 2046-03-01 | 3 | 2046 | 2046 | WINTER | 19 | 19 | 19 | 19 | 19 | 19 | 5 | 19 | 19 | 19 | 19 | 19 | 19 | 10
ALT-13 | 2046-04-01 | 4 | 2046 | 2046 | SPRING | 18 | 18 | 18 | 18 | 18 | 18 | 5 | 18 | 18 | 18 | 18 | 18 | 18 | 10
ALT-13 | 2046-05-01 | 5 | 2046 | 2046 | SPRING | 16 | 16 | 16 | 16 | 16 | 16 | 5 | 18 | 18 | 18 | 18 | 18 | 18 | 10
ALT-13 | 2046-06-01 | 6 | 2046 | 2046 | SUMMER | 15 | 15 | 15 | 15 | 15 | 15 | 5 | 17 | 17 | 17 | 17 | 17 | 17 | 10
ALT-13 | 2046-07-01 | 7 | 2046 | 2046 | SUMMER | 15 | 15 | 15 | 15 | 15 | 15 | 5 | 17 | 17 | 17 | 17 | 17 | 17 | 10
ALT-13 | 2046-08-01 | 8 | 2046 | 2046 | SUMMER | 15 | 15 | 15 | 15 | 15 | 15 | 5 | 17 | 17 | 17 | 17 | 17 | 17 | 10
ALT-13 | 2046-09-01 | 9 | 2046 | 2046 | SUMMER | 16 | 16 | 16 | 16 | 16 | 16 | 5 | 17 | 17 | 17 | 17 | 17 | 17 | 10
ALT-13 | 2046-10-01 | 10 | 2047 | 2046 | FALL | 18 | 18 | 18 | 18 | 18 | 18 | 5 | 18 | 18 | 18 | 18 | 18 | 18 | 10
ALT-13 | 2046-11-01 | 11 | 2047 | 2046 | FALL | 19 | 19 | 19 | 19 | 19 | 19 | 5 | 19 | 19 | 19 | 19 | 19 | 19 | 10
ALT-13 | 2046-12-01 | 12 | 2047 | 2046 | WINTER | 20 | 20 | 20 | 20 | 20 | 20 | 5 | 20 | 20 | 20 | 20 | 20 | 20 | 10
ALT-13 | 2047-01-01 | 1 | 2047 | 2047 | WINTER | 20 | 20 | 20 | 20 | 20 | 20 | 5 | 20 | 20 | 20 | 20 | 20 | 20 | 10
ALT-13 | 2047-02-01 | 2 | 2047 | 2047 | WINTER | 20 | 20 | 20 | 20 | 20 | 20 | 5 | 20 | 20 | 20 | 20 | 20 | 20 | 10
ALT-13 | 2047-03-01 | 3 | 2047 | 2047 | WINTER | 19 | 19 | 19 | 19 | 19 | 19 | 5 | 19 | 19 | 19 | 19 | 19 | 19 | 10
ALT-13 | 2047-04-01 | 4 | 2047 | 2047 | SPRING | 18 | 18 | 18 | 18 | 18 | 18 | 5 | 18 | 18 | 18 | 18 | 18 | 18 | 10
ALT-13 | 2047-05-01 | 5 | 2047 | 2047 | SPRING | 16 | 16 | 16 | 16 | 16 | 16 | 5 | 18 | 18 | 18 | 18 | 18 | 18 | 10
ALT-13 | 2047-06-01 | 6 | 2047 | 2047 | SUMMER | 15 | 15 | 15 | 15 | 15 | 15 | 5 | 17 | 17 | 17 | 17 | 17 | 17 | 10
ALT-13 | 2047-07-01 | 7 | 2047 | 2047 | SUMMER | 15 | 15 | 15 | 15 | 15 | 15 | 5 | 17 | 17 | 17 | 17 | 17 | 17 | 10
ALT-13 | 2047-08-01 | 8 | 2047 | 2047 | SUMMER | 15 | 15 | 15 | 15 | 15 | 15 | 5 | 17 | 17 | 17 | 17 | 17 | 17 | 10
ALT-13 | 2047-09-01 | 9 | 2047 | 2047 | SUMMER | 16 | 16 | 16 | 16 | 16 | 16 | 5 | 17 | 17 | 17 | 17 | 17 | 17 | 10
ALT-14 | 2016-10-01 | 10 | 2017 | 2016 | FALL | 18 | 18 | 18 | 18 | 18 | 18 | 5 | 18 | 18 | 18 | 18 | 18 | 18 | 10
ALT-14 | 2016-11-01 | 11 | 2017 | 2016 | FALL | 19 | 19 | 19 | 19 | 19 | 19 | 5 | 19 | 19 | 19 | 19 | 19 | 19 | 10
ALT-14 | 2016-12-01 | 12 | 2017 | 2016 | WINTER | 20 | 20 | 20 | 20 | 20 | 20 | 5 | 20 | 20 | 20 | 20 | 20 | 20 | 10
ALT-14 | 2017-01-01 | 1 | 2017 | 2017 | WINTER | 20 | 20 | 20 | 20 | 20 | 20 | 5 | 20 | 20 | 20 | 20 | 20 | 20 | 10
ALT-14 | 2017-02-01 | 2 | 2017 | 2017 | WINTER | 20 | 20 | 20 | 20 | 20 | 20 | 5 | 20 | 20 | 20 | 20 | 20 | 20 | 10
ALT-14 | 2017-03-01 | 3 | 2017 | 2017 | WINTER | 19 | 19 | 19 | 19 | 19 | 19 | 5 | 19 | 19 | 19 | 19 | 19 | 19 | 10
ALT-14 | 2017-04-01 | 4 | 2017 | 2017 | SPRING | 18 | 18 | 18 | 18 | 18 | 18 | 5 | 18 | 18 | 18 | 18 | 18 | 18 | 10
ALT-14 | 2017-05-01 | 5 | 2017 | 2017 | SPRING | 16 | 16 | 16 | 16 | 16 | 16 | 5 | 18 | 18 | 18 | 18 | 18 | 18 | 10
ALT-14 | 2017-06-01 | 6 | 2017 | 2017 | SUMMER | 15 | 15 | 15 | 15 | 15 | 15 | 5 | 17 | 17 | 17 | 17 | 17 | 17 | 10
ALT-14 | 2017-07-01 | 7 | 2017 | 2017 | SUMMER | 15 | 15 | 15 | 15 | 15 | 15 | 5 | 17 | 17 | 17 | 17 | 17 | 17 | 10
ALT-14 | 2017-08-01 | 8 | 2017 | 2017 | SUMMER | 15 | 15 | 15 | 15 | 15 | 15 | 5 | 17 | 17 | 17 | 17 | 17 | 17 | 10
ALT-14 | 2017-09-01 | 9 | 2017 | 2017 | SUMMER | 16 | 16 | 16 | 16 | 16 | 16 | 5 | 17 | 17 | 17 | 17 | 17 | 17 | 10
ALT-14 | 2017-10-01 | 10 | 2018 | 2017 | FALL | 18 | 18 | 18 | 18 | 18 | 18 | 5 | 18 | 18 | 18 | 18 | 18 | 18 | 10
ALT-14 | 2017-11-01 | 11 | 2018 | 2017 | FALL | 19 | 19 | 19 | 19 | 19 | 19 | 5 | 19 | 19 | 19 | 19 | 19 | 19 | 10
ALT-14 | 2017-12-01 | 12 | 2018 | 2017 | WINTER | 20 | 20 | 20 | 20 | 20 | 20 | 5 | 20 | 20 | 20 | 20 | 20 | 20 | 10
ALT-14 | 2018-01-01 | 1 | 2018 | 2018 | WINTER | 20 | 20 | 20 | 20 | 20 | 20 | 5 | 20 | 20 | 20 | 20 | 20 | 20 | 10
ALT-14 | 2018-02-01 | 2 | 2018 | 2018 | WINTER | 20 | 20 | 20 | 20 | 20 | 20 | 5 | 20 | 20 | 20 | 20 | 20 | 20 | 10
ALT-14 | 2018-03-01 | 3 | 2018 | 2018 | WINTER | 19 | 19 | 19 | 19 | 19 | 19 | 5 | 19 | 19 | 19 | 19 | 19 | 19 | 10
ALT-14 | 2018-04-01 | 4 | 2018 | 2018 | SPRING | 18 | 18 | 18 | 18 | 18 | 18 | 5 | 18 | 18 | 18 | 18 | 18 | 18 | 10
ALT-14 | 2018-05-01 | 5 | 2018 | 2018 | SPRING | 16 | 16 | 16 | 16 | 16 | 16 | 5 | 18 | 18 | 18 | 18 | 18 | 18 | 10
ALT-14 | 2018-06-01 | 6 | 2018 | 2018 | SUMMER | 15 | 15 | 15 | 15 | 15 | 15 | 5 | 17 | 17 | 17 | 17 | 17 | 17 | 10
ALT-14 | 2018-07-01 | 7 | 2018 | 2018 | SUMMER | 15 | 15 | 15 | 15 | 15 | 15 | 5 | 17 | 17 | 17 | 17 | 17 | 17 | 10
ALT-14 | 2018-08-01 | 8 | 2018 | 2018 | SUMMER | 15 | 15 | 15 | 15 | 15 | 15 | 5 | 17 | 17 | 17 | 17 | 17 | 17 | 10
ALT-14 | 2018-09-01 | 9 | 2018 | 2018 | SUMMER | 16 | 16 | 16 | 16 | 16 | 16 | 5 | 17 | 17 | 17 | 17 | 17 | 17 | 10
ALT-14 | 2018-10-01 | 10 | 2019 | 2018 | FALL | 18 | 18 | 18 | 18 | 18 | 18 | 5 | 18 | 18 | 18 | 18 | 18 | 18 | 10
ALT-14 | 2018-11-01 | 11 | 2019 | 2018 | FALL | 19 | 19 | 19 | 19 | 19 | 19 | 5 | 19 | 19 | 19 | 19 | 19 | 19 | 10
ALT-14 | 2018-12-01 | 12 | 2019 | 2018 | WINTER | 20 | 20 | 20 | 20 | 20 | 20 | 5 | 20 | 20 | 20 | 20 | 20 | 20 | 10
ALT-14 | 2019-01-01 | 1 | 2019 | 2019 | WINTER | 20 | 20 | 20 | 20 | 20 | 20 | 5 | 20 | 20 | 20 | 20 | 20 | 20 | 10
ALT-14 | 2019-02-01 | 2 | 2019 | 2019 | WINTER | 20 | 20 | 20 | 20 | 20 | 20 | 5 | 20 | 20 | 20 | 20 | 20 | 20 | 10
ALT-14 | 2019-03-01 | 3 | 2019 | 2019 | WINTER | 19 | 19 | 19 | 19 | 19 | 19 | 5 | 19 | 19 | 19 | 19 | 19 | 19 | 10
ALT-14 | 2019-04-01 | 4 | 2019 | 2019 | SPRING | 18 | 18 | 18 | 18 | 18 | 18 | 5 | 18 | 18 | 18 | 18 | 18 | 18 | 10
ALT-14 | 2019-05-01 | 5 | 2019 | 2019 | SPRING | 16 | 16 | 16 | 16 | 16 | 16 | 5 | 18 | 18 | 18 | 18 | 18 | 18 | 10
ALT-14 | 2019-06-01 | 6 | 2019 | 2019 | SUMMER | 15 | 15 | 15 | 15 | 15 | 15 | 5 | 17 | 17 | 17 | 17 | 17 | 17 | 10
ALT-14 | 2019-07-01 | 7 | 2019 | 2019 | SUMMER | 15 | 15 | 15 | 15 | 15 | 15 | 5 | 17 | 17 | 17 | 17 | 17 | 17 | 10
ALT-14 | 2019-08-01 | 8 | 2019 | 2019 | SUMMER | 15 | 15 | 15 | 15 | 15 | 15 | 5 | 17 | 17 | 17 | 17 | 17 | 17 | 10
ALT-14 | 2019-09-01 | 9 | 2019 | 2019 | SUMMER | 16 | 16 | 16 | 16 | 16 | 16 | 5 | 17 | 17 | 17 | 17 | 17 | 17 | 10
ALT-14 | 2019-10-01 | 10 | 2020 | 2019 | FALL | 18 | 18 | 18 | 18 | 18 | 18 | 5 | 18 | 18 | 18 | 18 | 18 | 18 | 10
ALT-14 | 2019-11-01 | 11 | 2020 | 2019 | FALL | 19 | 19 | 19 | 19 | 19 | 19 | 5 | 19 | 19 | 19 | 19 | 19 | 19 | 10
ALT-14 | 2019-12-01 | 12 | 2020 | 2019 | WINTER | 20 | 20 | 20 | 20 | 20 | 20 | 5 | 20 | 20 | 20 | 20 | 20 | 20 | 10
ALT-14 | 2020-01-01 | 1 | 2020 | 2020 | WINTER | 20 | 20 | 20 | 20 | 20 | 20 | 5 | 20 | 20 | 20 | 20 | 20 | 20 | 10
ALT-14 | 2020-02-01 | 2 | 2020 | 2020 | WINTER | 20 | 20 | 20 | 20 | 20 | 20 | 5 | 20 | 20 | 20 | 20 | 20 | 20 | 10
ALT-14 | 2020-03-01 | 3 | 2020 | 2020 | WINTER | 19 | 19 | 19 | 19 | 19 | 19 | 5 | 19 | 19 | 19 | 19 | 19 | 19 | 10
ALT-14 | 2020-04-01 | 4 | 2020 | 2020 | SPRING | 18 | 18 | 18 | 18 | 18 | 18 | 5 | 18 | 18 | 18 | 18 | 18 | 18 | 10
ALT-14 | 2020-05-01 | 5 | 2020 | 2020 | SPRING | 16 | 16 | 16 | 16 | 16 | 16 | 5 | 18 | 18 | 18 | 18 | 18 | 18 | 10
ALT-14 | 2020-06-01 | 6 | 2020 | 2020 | SUMMER | 15 | 15 | 15 | 15 | 15 | 15 | 5 | 17 | 17 | 17 | 17 | 17 | 17 | 10
ALT-14 | 2020-07-01 | 7 | 2020 | 2020 | SUMMER | 15 | 15 | 15 | 15 | 15 | 15 | 5 | 17 | 17 | 17 | 17 | 17 | 17 | 10
ALT-14 | 2020-08-01 | 8 | 2020 | 2020 | SUMMER | 15 | 15 | 15 | 15 | 15 | 15 | 5 | 17 | 17 | 17 | 17 | 17 | 17 | 10
ALT-14 | 2020-09-01 | 9 | 2020 | 2020 | SUMMER | 16 | 16 | 16 | 16 | 16 | 16 | 5 | 17 | 17 | 17 | 17 | 17 | 17 | 10
ALT-14 | 2020-10-01 | 10 | 2021 | 2020 | FALL | 18 | 18 | 18 | 18 | 18 | 18 | 5 | 18 | 18 | 18 | 18 | 18 | 18 | 10
ALT-14 | 2020-11-01 | 11 | 2021 | 2020 | FALL | 19 | 19 | 19 | 19 | 19 | 19 | 5 | 19 | 19 | 19 | 19 | 19 | 19 | 10
ALT-14 | 2020-12-01 | 12 | 2021 | 2020 | WINTER | 20 | 20 | 20 | 20 | 20 | 20 | 5 | 20 | 20 | 20 | 20 | 20 | 20 | 10
ALT-14 | 2021-01-01 | 1 | 2021 | 2021 | WINTER | 20 | 20 | 20 | 20 | 20 | 20 | 5 | 20 | 20 | 20 | 20 | 20 | 20 | 10
ALT-14 | 2021-02-01 | 2 | 2021 | 2021 | WINTER | 20 | 20 | 20 | 20 | 20 | 20 | 5 | 20 | 20 | 20 | 20 | 20 | 20 | 10
ALT-14 | 2021-03-01 | 3 | 2021 | 2021 | WINTER | 19 | 19 | 19 | 19 | 19 | 19 | 5 | 19 | 19 | 19 | 19 | 19 | 19 | 10
ALT-14 | 2021-04-01 | 4 | 2021 | 2021 | SPRING | 18 | 18 | 18 | 18 | 18 | 18 | 5 | 18 | 18 | 18 | 18 | 18 | 18 | 10
ALT-14 | 2021-05-01 | 5 | 2021 | 2021 | SPRING | 16 | 16 | 16 | 16 | 16 | 16 | 5 | 18 | 18 | 18 | 18 | 18 | 18 | 10
ALT-14 | 2021-06-01 | 6 | 2021 | 2021 | SUMMER | 15 | 15 | 15 | 15 | 15 | 15 | 5 | 17 | 17 | 17 | 17 | 17 | 17 | 10
ALT-14 | 2021-07-01 | 7 | 2021 | 2021 | SUMMER | 15 | 15 | 15 | 15 | 15 | 15 | 5 | 17 | 17 | 17 | 17 | 17 | 17 | 10
ALT-14 | 2021-08-01 | 8 | 2021 | 2021 | SUMMER | 15 | 15 | 15 | 15 | 15 | 15 | 5 | 17 | 17 | 17 | 17 | 17 | 17 | 10
ALT-14 | 2021-09-01 | 9 | 2021 | 2021 | SUMMER | 16 | 16 | 16 | 16 | 16 | 16 | 5 | 17 | 17 | 17 | 17 | 17 | 17 | 10
ALT-14 | 2021-10-01 | 10 | 2022 | 2021 | FALL | 18 | 18 | 18 | 18 | 18 | 18 | 5 | 18 | 18 | 18 | 18 | 18 | 18 | 10
ALT-14 | 2021-11-01 | 11 | 2022 | 2021 | FALL | 19 | 19 | 19 | 19 | 19 | 19 | 5 | 19 | 19 | 19 | 19 | 19 | 19 | 10
ALT-14 | 2021-12-01 | 12 | 2022 | 2021 | WINTER | 20 | 20 | 20 | 20 | 20 | 20 | 5 | 20 | 20 | 20 | 20 | 20 | 20 | 10
ALT-14 | 2022-01-01 | 1 | 2022 | 2022 | WINTER | 20 | 20 | 20 | 20 | 20 | 20 | 5 | 20 | 20 | 20 | 20 | 20 | 20 | 10
ALT-14 | 2022-02-01 | 2 | 2022 | 2022 | WINTER | 20 | 20 | 20 | 20 | 20 | 20 | 5 | 20 | 20 | 20 | 20 | 20 | 20 | 10
ALT-14 | 2022-03-01 | 3 | 2022 | 2022 | WINTER | 19 | 19 | 19 | 19 | 19 | 19 | 5 | 19 | 19 | 19 | 19 | 19 | 19 | 10
ALT-14 | 2022-04-01 | 4 | 2022 | 2022 | SPRING | 18 | 18 | 18 | 18 | 18 | 18 | 5 | 18 | 18 | 18 | 18 | 18 | 18 | 10
ALT-14 | 2022-05-01 | 5 | 2022 | 2022 | SPRING | 16 | 16 | 16 | 16 | 16 | 16 | 5 | 18 | 18 | 18 | 18 | 18 | 18 | 10
ALT-14 | 2022-06-01 | 6 | 2022 | 2022 | SUMMER | 15 | 15 | 15 | 15 | 15 | 15 | 5 | 17 | 17 | 17 | 17 | 17 | 17 | 10
ALT-14 | 2022-07-01 | 7 | 2022 | 2022 | SUMMER | 15 | 15 | 15 | 15 | 15 | 15 | 5 | 17 | 17 | 17 | 17 | 17 | 17 | 10
ALT-14 | 2022-08-01 | 8 | 2022 | 2022 | SUMMER | 15 | 15 | 15 | 15 | 15 | 15 | 5 | 17 | 17 | 17 | 17 | 17 | 17 | 10
ALT-14 | 2022-09-01 | 9 | 2022 | 2022 | SUMMER | 16 | 16 | 16 | 16 | 16 | 16 | 5 | 17 | 17 | 17 | 17 | 17 | 17 | 10
ALT-14 | 2022-10-01 | 10 | 2023 | 2022 | FALL | 18 | 18 | 18 | 18 | 18 | 18 | 5 | 18 | 18 | 18 | 18 | 18 | 18 | 10
ALT-14 | 2022-11-01 | 11 | 2023 | 2022 | FALL | 19 | 19 | 19 | 19 | 19 | 19 | 5 | 19 | 19 | 19 | 19 | 19 | 19 | 10
ALT-14 | 2022-12-01 | 12 | 2023 | 2022 | WINTER | 20 | 20 | 20 | 20 | 20 | 20 | 5 | 20 | 20 | 20 | 20 | 20 | 20 | 10
ALT-14 | 2023-01-01 | 1 | 2023 | 2023 | WINTER | 20 | 20 | 20 | 20 | 20 | 20 | 5 | 20 | 20 | 20 | 20 | 20 | 20 | 10
ALT-14 | 2023-02-01 | 2 | 2023 | 2023 | WINTER | 20 | 20 | 20 | 20 | 20 | 20 | 5 | 20 | 20 | 20 | 20 | 20 | 20 | 10
ALT-14 | 2023-03-01 | 3 | 2023 | 2023 | WINTER | 19 | 19 | 19 | 19 | 19 | 19 | 5 | 19 | 19 | 19 | 19 | 19 | 19 | 10
ALT-14 | 2023-04-01 | 4 | 2023 | 2023 | SPRING | 18 | 18 | 18 | 18 | 18 | 18 | 5 | 18 | 18 | 18 | 18 | 18 | 18 | 10
ALT-14 | 2023-05-01 | 5 | 2023 | 2023 | SPRING | 16 | 16 | 16 | 16 | 16 | 16 | 5 | 18 | 18 | 18 | 18 | 18 | 18 | 10
ALT-14 | 2023-06-01 | 6 | 2023 | 2023 | SUMMER | 15 | 15 | 15 | 15 | 15 | 15 | 5 | 17 | 17 | 17 | 17 | 17 | 17 | 10
ALT-14 | 2023-07-01 | 7 | 2023 | 2023 | SUMMER | 15 | 15 | 15 | 15 | 15 | 15 | 5 | 17 | 17 | 17 | 17 | 17 | 17 | 10
ALT-14 | 2023-08-01 | 8 | 2023 | 2023 | SUMMER | 15 | 15 | 15 | 15 | 15 | 15 | 5 | 17 | 17 | 17 | 17 | 17 | 17 | 10
ALT-14 | 2023-09-01 | 9 | 2023 | 2023 | SUMMER | 16 | 16 | 16 | 16 | 16 | 16 | 5 | 17 | 17 | 17 | 17 | 17 | 17 | 10
ALT-14 | 2023-10-01 | 10 | 2024 | 2023 | FALL | 18 | 18 | 18 | 18 | 18 | 18 | 5 | 18 | 18 | 18 | 18 | 18 | 18 | 10
ALT-14 | 2023-11-01 | 11 | 2024 | 2023 | FALL | 19 | 19 | 19 | 19 | 19 | 19 | 5 | 19 | 19 | 19 | 19 | 19 | 19 | 10
ALT-14 | 2023-12-01 | 12 | 2024 | 2023 | WINTER | 20 | 20 | 20 | 20 | 20 | 20 | 5 | 20 | 20 | 20 | 20 | 20 | 20 | 10
ALT-14 | 2024-01-01 | 1 | 2024 | 2024 | WINTER | 20 | 20 | 20 | 20 | 20 | 20 | 5 | 20 | 20 | 20 | 20 | 20 | 20 | 10
ALT-14 | 2024-02-01 | 2 | 2024 | 2024 | WINTER | 20 | 20 | 20 | 20 | 20 | 20 | 5 | 20 | 20 | 20 | 20 | 20 | 20 | 10
ALT-14 | 2024-03-01 | 3 | 2024 | 2024 | WINTER | 19 | 19 | 19 | 19 | 19 | 19 | 5 | 19 | 19 | 19 | 19 | 19 | 19 | 10
ALT-14 | 2024-04-01 | 4 | 2024 | 2024 | SPRING | 18 | 18 | 18 | 18 | 18 | 18 | 5 | 18 | 18 | 18 | 18 | 18 | 18 | 10
ALT-14 | 2024-05-01 | 5 | 2024 | 2024 | SPRING | 16 | 16 | 16 | 16 | 16 | 16 | 5 | 18 | 18 | 18 | 18 | 18 | 18 | 10
ALT-14 | 2024-06-01 | 6 | 2024 | 2024 | SUMMER | 15 | 15 | 15 | 15 | 15 | 15 | 5 | 17 | 17 | 17 | 17 | 17 | 17 | 10
ALT-14 | 2024-07-01 | 7 | 2024 | 2024 | SUMMER | 15 | 15 | 15 | 15 | 15 | 15 | 5 | 17 | 17 | 17 | 17 | 17 | 17 | 10
ALT-14 | 2024-08-01 | 8 | 2024 | 2024 | SUMMER | 15 | 15 | 15 | 15 | 15 | 15 | 5 | 17 | 17 | 17 | 17 | 17 | 17 | 10
ALT-14 | 2024-09-01 | 9 | 2024 | 2024 | SUMMER | 16 | 16 | 16 | 16 | 16 | 16 | 5 | 17 | 17 | 17 | 17 | 17 | 17 | 10
ALT-14 | 2024-10-01 | 10 | 2025 | 2024 | FALL | 18 | 18 | 18 | 18 | 18 | 18 | 5 | 18 | 18 | 18 | 18 | 18 | 18 | 10
ALT-14 | 2024-11-01 | 11 | 2025 | 2024 | FALL | 19 | 19 | 19 | 19 | 19 | 19 | 5 | 19 | 19 | 19 | 19 | 19 | 19 | 10
ALT-14 | 2024-12-01 | 12 | 2025 | 2024 | WINTER | 20 | 20 | 20 | 20 | 20 | 20 | 5 | 20 | 20 | 20 | 20 | 20 | 20 | 10
ALT-14 | 2025-01-01 | 1 | 2025 | 2025 | WINTER | 20 | 20 | 20 | 20 | 20 | 20 | 5 | 20 | 20 | 20 | 20 | 20 | 20 | 10
ALT-14 | 2025-02-01 | 2 | 2025 | 2025 | WINTER | 20 | 20 | 20 | 20 | 20 | 20 | 5 | 20 | 20 | 20 | 20 | 20 | 20 | 10
ALT-14 | 2025-03-01 | 3 | 2025 | 2025 | WINTER | 19 | 19 | 19 | 19 | 19 | 19 | 5 | 19 | 19 | 19 | 19 | 19 | 19 | 10
ALT-14 | 2025-04-01 | 4 | 2025 | 2025 | SPRING | 18 | 18 | 18 | 18 | 18 | 18 | 5 | 18 | 18 | 18 | 18 | 18 | 18 | 10
ALT-14 | 2025-05-01 | 5 | 2025 | 2025 | SPRING | 16 | 16 | 16 | 16 | 16 | 16 | 5 | 18 | 18 | 18 | 18 | 18 | 18 | 10
ALT-14 | 2025-06-01 | 6 | 2025 | 2025 | SUMMER | 15 | 15 | 15 | 15 | 15 | 15 | 5 | 17 | 17 | 17 | 17 | 17 | 17 | 10
ALT-14 | 2025-07-01 | 7 | 2025 | 2025 | SUMMER | 15 | 15 | 15 | 15 | 15 | 15 | 5 | 17 | 17 | 17 | 17 | 17 | 17 | 10
ALT-14 | 2025-08-01 | 8 | 2025 | 2025 | SUMMER | 15 | 15 | 15 | 15 | 15 | 15 | 5 | 17 | 17 | 17 | 17 | 17 | 17 | 10
ALT-14 | 2025-09-01 | 9 | 2025 | 2025 | SUMMER | 16 | 16 | 16 | 16 | 16 | 16 | 5 | 17 | 17 | 17 | 17 | 17 | 17 | 10
ALT-14 | 2025-10-01 | 10 | 2026 | 2025 | FALL | 18 | 18 | 18 | 18 | 18 | 18 | 5 | 18 | 18 | 18 | 18 | 18 | 18 | 10
ALT-14 | 2025-11-01 | 11 | 2026 | 2025 | FALL | 19 | 19 | 19 | 19 | 19 | 19 | 5 | 19 | 19 | 19 | 19 | 19 | 19 | 10
ALT-14 | 2025-12-01 | 12 | 2026 | 2025 | WINTER | 20 | 20 | 20 | 20 | 20 | 20 | 5 | 20 | 20 | 20 | 20 | 20 | 20 | 10
ALT-14 | 2026-01-01 | 1 | 2026 | 2026 | WINTER | 20 | 20 | 20 | 20 | 20 | 20 | 5 | 20 | 20 | 20 | 20 | 20 | 20 | 10
ALT-14 | 2026-02-01 | 2 | 2026 | 2026 | WINTER | 20 | 20 | 20 | 20 | 20 | 20 | 5 | 20 | 20 | 20 | 20 | 20 | 20 | 10
ALT-14 | 2026-03-01 | 3 | 2026 | 2026 | WINTER | 19 | 19 | 19 | 19 | 19 | 19 | 5 | 19 | 19 | 19 | 19 | 19 | 19 | 10
ALT-14 | 2026-04-01 | 4 | 2026 | 2026 | SPRING | 18 | 18 | 18 | 18 | 18 | 18 | 5 | 18 | 18 | 18 | 18 | 18 | 18 | 10
ALT-14 | 2026-05-01 | 5 | 2026 | 2026 | SPRING | 16 | 16 | 16 | 16 | 16 | 16 | 5 | 18 | 18 | 18 | 18 | 18 | 18 | 10
ALT-14 | 2026-06-01 | 6 | 2026 | 2026 | SUMMER | 15 | 15 | 15 | 15 | 15 | 15 | 5 | 17 | 17 | 17 | 17 | 17 | 17 | 10
ALT-14 | 2026-07-01 | 7 | 2026 | 2026 | SUMMER | 15 | 15 | 15 | 15 | 15 | 15 | 5 | 17 | 17 | 17 | 17 | 17 | 17 | 10
ALT-14 | 2026-08-01 | 8 | 2026 | 2026 | SUMMER | 15 | 15 | 15 | 15 | 15 | 15 | 5 | 17 | 17 | 17 | 17 | 17 | 17 | 10
ALT-14 | 2026-09-01 | 9 | 2026 | 2026 | SUMMER | 16 | 16 | 16 | 16 | 16 | 16 | 5 | 17 | 17 | 17 | 17 | 17 | 17 | 10
ALT-14 | 2026-10-01 | 10 | 2027 | 2026 | FALL | 18 | 18 | 18 | 18 | 18 | 18 | 5 | 18 | 18 | 18 | 18 | 18 | 18 | 10
ALT-14 | 2026-11-01 | 11 | 2027 | 2026 | FALL | 19 | 19 | 19 | 19 | 19 | 19 | 5 | 19 | 19 | 19 | 19 | 19 | 19 | 10
ALT-14 | 2026-12-01 | 12 | 2027 | 2026 | WINTER | 20 | 20 | 20 | 20 | 20 | 20 | 5 | 20 | 20 | 20 | 20 | 20 | 20 | 10
ALT-14 | 2027-01-01 | 1 | 2027 | 2027 | WINTER | 20 | 20 | 20 | 20 | 20 | 20 | 5 | 20 | 20 | 20 | 20 | 20 | 20 | 10
ALT-14 | 2027-02-01 | 2 | 2027 | 2027 | WINTER | 20 | 20 | 20 | 20 | 20 | 20 | 5 | 20 | 20 | 20 | 20 | 20 | 20 | 10
ALT-14 | 2027-03-01 | 3 | 2027 | 2027 | WINTER | 19 | 19 | 19 | 19 | 19 | 19 | 5 | 19 | 19 | 19 | 19 | 19 | 19 | 10
ALT-14 | 2027-04-01 | 4 | 2027 | 2027 | SPRING | 18 | 18 | 18 | 18 | 18 | 18 | 5 | 18 | 18 | 18 | 18 | 18 | 18 | 10
ALT-14 | 2027-05-01 | 5 | 2027 | 2027 | SPRING | 16 | 16 | 16 | 16 | 16 | 16 | 5 | 18 | 18 | 18 | 18 | 18 | 18 | 10
ALT-14 | 2027-06-01 | 6 | 2027 | 2027 | SUMMER | 15 | 15 | 15 | 15 | 15 | 15 | 5 | 17 | 17 | 17 | 17 | 17 | 17 | 10
ALT-14 | 2027-07-01 | 7 | 2027 | 2027 | SUMMER | 15 | 15 | 15 | 15 | 15 | 15 | 5 | 17 | 17 | 17 | 17 | 17 | 17 | 10
ALT-14 | 2027-08-01 | 8 | 2027 | 2027 | SUMMER | 15 | 15 | 15 | 15 | 15 | 15 | 5 | 17 | 17 | 17 | 17 | 17 | 17 | 10
ALT-14 | 2027-09-01 | 9 | 2027 | 2027 | SUMMER | 16 | 16 | 16 | 16 | 16 | 16 | 5 | 17 | 17 | 17 | 17 | 17 | 17 | 10
ALT-14 | 2027-10-01 | 10 | 2028 | 2027 | FALL | 18 | 18 | 18 | 18 | 18 | 18 | 5 | 18 | 18 | 18 | 18 | 18 | 18 | 10
ALT-14 | 2027-11-01 | 11 | 2028 | 2027 | FALL | 19 | 19 | 19 | 19 | 19 | 19 | 5 | 19 | 19 | 19 | 19 | 19 | 19 | 10
ALT-14 | 2027-12-01 | 12 | 2028 | 2027 | WINTER | 20 | 20 | 20 | 20 | 20 | 20 | 5 | 20 | 20 | 20 | 20 | 20 | 20 | 10
ALT-14 | 2028-01-01 | 1 | 2028 | 2028 | WINTER | 20 | 20 | 20 | 20 | 20 | 20 | 5 | 20 | 20 | 20 | 20 | 20 | 20 | 10
ALT-14 | 2028-02-01 | 2 | 2028 | 2028 | WINTER | 20 | 20 | 20 | 20 | 20 | 20 | 5 | 20 | 20 | 20 | 20 | 20 | 20 | 10
ALT-14 | 2028-03-01 | 3 | 2028 | 2028 | WINTER | 19 | 19 | 19 | 19 | 19 | 19 | 5 | 19 | 19 | 19 | 19 | 19 | 19 | 10
ALT-14 | 2028-04-01 | 4 | 2028 | 2028 | SPRING | 18 | 18 | 18 | 18 | 18 | 18 | 5 | 18 | 18 | 18 | 18 | 18 | 18 | 10
ALT-14 | 2028-05-01 | 5 | 2028 | 2028 | SPRING | 16 | 16 | 16 | 16 | 16 | 16 | 5 | 18 | 18 | 18 | 18 | 18 | 18 | 10
ALT-14 | 2028-06-01 | 6 | 2028 | 2028 | SUMMER | 15 | 15 | 15 | 15 | 15 | 15 | 5 | 17 | 17 | 17 | 17 | 17 | 17 | 10
ALT-14 | 2028-07-01 | 7 | 2028 | 2028 | SUMMER | 15 | 15 | 15 | 15 | 15 | 15 | 5 | 17 | 17 | 17 | 17 | 17 | 17 | 10
ALT-14 | 2028-08-01 | 8 | 2028 | 2028 | SUMMER | 15 | 15 | 15 | 15 | 15 | 15 | 5 | 17 | 17 | 17 | 17 | 17 | 17 | 10
ALT-14 | 2028-09-01 | 9 | 2028 | 2028 | SUMMER | 16 | 16 | 16 | 16 | 16 | 16 | 5 | 17 | 17 | 17 | 17 | 17 | 17 | 10
ALT-14 | 2028-10-01 | 10 | 2029 | 2028 | FALL | 18 | 18 | 18 | 18 | 18 | 18 | 5 | 18 | 18 | 18 | 18 | 18 | 18 | 10
ALT-14 | 2028-11-01 | 11 | 2029 | 2028 | FALL | 19 | 19 | 19 | 19 | 19 | 19 | 5 | 19 | 19 | 19 | 19 | 19 | 19 | 10
ALT-14 | 2028-12-01 | 12 | 2029 | 2028 | WINTER | 20 | 20 | 20 | 20 | 20 | 20 | 5 | 20 | 20 | 20 | 20 | 20 | 20 | 10
ALT-14 | 2029-01-01 | 1 | 2029 | 2029 | WINTER | 20 | 20 | 20 | 20 | 20 | 20 | 5 | 20 | 20 | 20 | 20 | 20 | 20 | 10
ALT-14 | 2029-02-01 | 2 | 2029 | 2029 | WINTER | 20 | 20 | 20 | 20 | 20 | 20 | 5 | 20 | 20 | 20 | 20 | 20 | 20 | 10
ALT-14 | 2029-03-01 | 3 | 2029 | 2029 | WINTER | 19 | 19 | 19 | 19 | 19 | 19 | 5 | 19 | 19 | 19 | 19 | 19 | 19 | 10
ALT-14 | 2029-04-01 | 4 | 2029 | 2029 | SPRING | 18 | 18 | 18 | 18 | 18 | 18 | 5 | 18 | 18 | 18 | 18 | 18 | 18 | 10
ALT-14 | 2029-05-01 | 5 | 2029 | 2029 | SPRING | 16 | 16 | 16 | 16 | 16 | 16 | 5 | 18 | 18 | 18 | 18 | 18 | 18 | 10
ALT-14 | 2029-06-01 | 6 | 2029 | 2029 | SUMMER | 15 | 15 | 15 | 15 | 15 | 15 | 5 | 17 | 17 | 17 | 17 | 17 | 17 | 10
ALT-14 | 2029-07-01 | 7 | 2029 | 2029 | SUMMER | 15 | 15 | 15 | 15 | 15 | 15 | 5 | 17 | 17 | 17 | 17 | 17 | 17 | 10
ALT-14 | 2029-08-01 | 8 | 2029 | 2029 | SUMMER | 15 | 15 | 15 | 15 | 15 | 15 | 5 | 17 | 17 | 17 | 17 | 17 | 17 | 10
ALT-14 | 2029-09-01 | 9 | 2029 | 2029 | SUMMER | 16 | 16 | 16 | 16 | 16 | 16 | 5 | 17 | 17 | 17 | 17 | 17 | 17 | 10
ALT-14 | 2029-10-01 | 10 | 2030 | 2029 | FALL | 18 | 18 | 18 | 18 | 18 | 18 | 5 | 18 | 18 | 18 | 18 | 18 | 18 | 10
ALT-14 | 2029-11-01 | 11 | 2030 | 2029 | FALL | 19 | 19 | 19 | 19 | 19 | 19 | 5 | 19 | 19 | 19 | 19 | 19 | 19 | 10
ALT-14 | 2029-12-01 | 12 | 2030 | 2029 | WINTER | 20 | 20 | 20 | 20 | 20 | 20 | 5 | 20 | 20 | 20 | 20 | 20 | 20 | 10
ALT-14 | 2030-01-01 | 1 | 2030 | 2030 | WINTER | 20 | 20 | 20 | 20 | 20 | 20 | 5 | 20 | 20 | 20 | 20 | 20 | 20 | 10
ALT-14 | 2030-02-01 | 2 | 2030 | 2030 | WINTER | 20 | 20 | 20 | 20 | 20 | 20 | 5 | 20 | 20 | 20 | 20 | 20 | 20 | 10
ALT-14 | 2030-03-01 | 3 | 2030 | 2030 | WINTER | 19 | 19 | 19 | 19 | 19 | 19 | 5 | 19 | 19 | 19 | 19 | 19 | 19 | 10
ALT-14 | 2030-04-01 | 4 | 2030 | 2030 | SPRING | 18 | 18 | 18 | 18 | 18 | 18 | 5 | 18 | 18 | 18 | 18 | 18 | 18 | 10
ALT-14 | 2030-05-01 | 5 | 2030 | 2030 | SPRING | 16 | 16 | 16 | 16 | 16 | 16 | 5 | 18 | 18 | 18 | 18 | 18 | 18 | 10
ALT-14 | 2030-06-01 | 6 | 2030 | 2030 | SUMMER | 15 | 15 | 15 | 15 | 15 | 15 | 5 | 17 | 17 | 17 | 17 | 17 | 17 | 10
ALT-14 | 2030-07-01 | 7 | 2030 | 2030 | SUMMER | 15 | 15 | 15 | 15 | 15 | 15 | 5 | 17 | 17 | 17 | 17 | 17 | 17 | 10
ALT-14 | 2030-08-01 | 8 | 2030 | 2030 | SUMMER | 15 | 15 | 15 | 15 | 15 | 15 | 5 | 17 | 17 | 17 | 17 | 17 | 17 | 10
ALT-14 | 2030-09-01 | 9 | 2030 | 2030 | SUMMER | 16 | 16 | 16 | 16 | 16 | 16 | 5 | 17 | 17 | 17 | 17 | 17 | 17 | 10
ALT-14 | 2030-10-01 | 10 | 2031 | 2030 | FALL | 18 | 18 | 18 | 18 | 18 | 18 | 5 | 18 | 18 | 18 | 18 | 18 | 18 | 10
ALT-14 | 2030-11-01 | 11 | 2031 | 2030 | FALL | 19 | 19 | 19 | 19 | 19 | 19 | 5 | 19 | 19 | 19 | 19 | 19 | 19 | 10
ALT-14 | 2030-12-01 | 12 | 2031 | 2030 | WINTER | 20 | 20 | 20 | 20 | 20 | 20 | 5 | 20 | 20 | 20 | 20 | 20 | 20 | 10
ALT-14 | 2031-01-01 | 1 | 2031 | 2031 | WINTER | 20 | 20 | 20 | 20 | 20 | 20 | 5 | 20 | 20 | 20 | 20 | 20 | 20 | 10
ALT-14 | 2031-02-01 | 2 | 2031 | 2031 | WINTER | 20 | 20 | 20 | 20 | 20 | 20 | 5 | 20 | 20 | 20 | 20 | 20 | 20 | 10
ALT-14 | 2031-03-01 | 3 | 2031 | 2031 | WINTER | 19 | 19 | 19 | 19 | 19 | 19 | 5 | 19 | 19 | 19 | 19 | 19 | 19 | 10
ALT-14 | 2031-04-01 | 4 | 2031 | 2031 | SPRING | 18 | 18 | 18 | 18 | 18 | 18 | 5 | 18 | 18 | 18 | 18 | 18 | 18 | 10
ALT-14 | 2031-05-01 | 5 | 2031 | 2031 | SPRING | 16 | 16 | 16 | 16 | 16 | 16 | 5 | 18 | 18 | 18 | 18 | 18 | 18 | 10
ALT-14 | 2031-06-01 | 6 | 2031 | 2031 | SUMMER | 15 | 15 | 15 | 15 | 15 | 15 | 5 | 17 | 17 | 17 | 17 | 17 | 17 | 10
ALT-14 | 2031-07-01 | 7 | 2031 | 2031 | SUMMER | 15 | 15 | 15 | 15 | 15 | 15 | 5 | 17 | 17 | 17 | 17 | 17 | 17 | 10
ALT-14 | 2031-08-01 | 8 | 2031 | 2031 | SUMMER | 15 | 15 | 15 | 15 | 15 | 15 | 5 | 17 | 17 | 17 | 17 | 17 | 17 | 10
ALT-14 | 2031-09-01 | 9 | 2031 | 2031 | SUMMER | 16 | 16 | 16 | 16 | 16 | 16 | 5 | 17 | 17 | 17 | 17 | 17 | 17 | 10
ALT-14 | 2031-10-01 | 10 | 2032 | 2031 | FALL | 18 | 18 | 18 | 18 | 18 | 18 | 5 | 18 | 18 | 18 | 18 | 18 | 18 | 10
ALT-14 | 2031-11-01 | 11 | 2032 | 2031 | FALL | 19 | 19 | 19 | 19 | 19 | 19 | 5 | 19 | 19 | 19 | 19 | 19 | 19 | 10
ALT-14 | 2031-12-01 | 12 | 2032 | 2031 | WINTER | 20 | 20 | 20 | 20 | 20 | 20 | 5 | 20 | 20 | 20 | 20 | 20 | 20 | 10
ALT-14 | 2032-01-01 | 1 | 2032 | 2032 | WINTER | 20 | 20 | 20 | 20 | 20 | 20 | 5 | 20 | 20 | 20 | 20 | 20 | 20 | 10
ALT-14 | 2032-02-01 | 2 | 2032 | 2032 | WINTER | 20 | 20 | 20 | 20 | 20 | 20 | 5 | 20 | 20 | 20 | 20 | 20 | 20 | 10
ALT-14 | 2032-03-01 | 3 | 2032 | 2032 | WINTER | 19 | 19 | 19 | 19 | 19 | 19 | 5 | 19 | 19 | 19 | 19 | 19 | 19 | 10
ALT-14 | 2032-04-01 | 4 | 2032 | 2032 | SPRING | 18 | 18 | 18 | 18 | 18 | 18 | 5 | 18 | 18 | 18 | 18 | 18 | 18 | 10
ALT-14 | 2032-05-01 | 5 | 2032 | 2032 | SPRING | 16 | 16 | 16 | 16 | 16 | 16 | 5 | 18 | 18 | 18 | 18 | 18 | 18 | 10
ALT-14 | 2032-06-01 | 6 | 2032 | 2032 | SUMMER | 15 | 15 | 15 | 15 | 15 | 15 | 5 | 17 | 17 | 17 | 17 | 17 | 17 | 10
ALT-14 | 2032-07-01 | 7 | 2032 | 2032 | SUMMER | 15 | 15 | 15 | 15 | 15 | 15 | 5 | 17 | 17 | 17 | 17 | 17 | 17 | 10
ALT-14 | 2032-08-01 | 8 | 2032 | 2032 | SUMMER | 15 | 15 | 15 | 15 | 15 | 15 | 5 | 17 | 17 | 17 | 17 | 17 | 17 | 10
ALT-14 | 2032-09-01 | 9 | 2032 | 2032 | SUMMER | 16 | 16 | 16 | 16 | 16 | 16 | 5 | 17 | 17 | 17 | 17 | 17 | 17 | 10
ALT-14 | 2032-10-01 | 10 | 2033 | 2032 | FALL | 18 | 18 | 18 | 18 | 18 | 18 | 5 | 18 | 18 | 18 | 18 | 18 | 18 | 10
ALT-14 | 2032-11-01 | 11 | 2033 | 2032 | FALL | 19 | 19 | 19 | 19 | 19 | 19 | 5 | 19 | 19 | 19 | 19 | 19 | 19 | 10
ALT-14 | 2032-12-01 | 12 | 2033 | 2032 | WINTER | 20 | 20 | 20 | 20 | 20 | 20 | 5 | 20 | 20 | 20 | 20 | 20 | 20 | 10
ALT-14 | 2033-01-01 | 1 | 2033 | 2033 | WINTER | 20 | 20 | 20 | 20 | 20 | 20 | 5 | 20 | 20 | 20 | 20 | 20 | 20 | 10
ALT-14 | 2033-02-01 | 2 | 2033 | 2033 | WINTER | 20 | 20 | 20 | 20 | 20 | 20 | 5 | 20 | 20 | 20 | 20 | 20 | 20 | 10
ALT-14 | 2033-03-01 | 3 | 2033 | 2033 | WINTER | 19 | 19 | 19 | 19 | 19 | 19 | 5 | 19 | 19 | 19 | 19 | 19 | 19 | 10
ALT-14 | 2033-04-01 | 4 | 2033 | 2033 | SPRING | 18 | 18 | 18 | 18 | 18 | 18 | 5 | 18 | 18 | 18 | 18 | 18 | 18 | 10
ALT-14 | 2033-05-01 | 5 | 2033 | 2033 | SPRING | 16 | 16 | 16 | 16 | 16 | 16 | 5 | 18 | 18 | 18 | 18 | 18 | 18 | 10
ALT-14 | 2033-06-01 | 6 | 2033 | 2033 | SUMMER | 15 | 15 | 15 | 15 | 15 | 15 | 5 | 17 | 17 | 17 | 17 | 17 | 17 | 10
ALT-14 | 2033-07-01 | 7 | 2033 | 2033 | SUMMER | 15 | 15 | 15 | 15 | 15 | 15 | 5 | 17 | 17 | 17 | 17 | 17 | 17 | 10
ALT-14 | 2033-08-01 | 8 | 2033 | 2033 | SUMMER | 15 | 15 | 15 | 15 | 15 | 15 | 5 | 17 | 17 | 17 | 17 | 17 | 17 | 10
ALT-14 | 2033-09-01 | 9 | 2033 | 2033 | SUMMER | 16 | 16 | 16 | 16 | 16 | 16 | 5 | 17 | 17 | 17 | 17 | 17 | 17 | 10
ALT-14 | 2033-10-01 | 10 | 2034 | 2033 | FALL | 18 | 18 | 18 | 18 | 18 | 18 | 5 | 18 | 18 | 18 | 18 | 18 | 18 | 10
ALT-14 | 2033-11-01 | 11 | 2034 | 2033 | FALL | 19 | 19 | 19 | 19 | 19 | 19 | 5 | 19 | 19 | 19 | 19 | 19 | 19 | 10
ALT-14 | 2033-12-01 | 12 | 2034 | 2033 | WINTER | 20 | 20 | 20 | 20 | 20 | 20 | 5 | 20 | 20 | 20 | 20 | 20 | 20 | 10
ALT-14 | 2034-01-01 | 1 | 2034 | 2034 | WINTER | 20 | 20 | 20 | 20 | 20 | 20 | 5 | 20 | 20 | 20 | 20 | 20 | 20 | 10
ALT-14 | 2034-02-01 | 2 | 2034 | 2034 | WINTER | 20 | 20 | 20 | 20 | 20 | 20 | 5 | 20 | 20 | 20 | 20 | 20 | 20 | 10
ALT-14 | 2034-03-01 | 3 | 2034 | 2034 | WINTER | 19 | 19 | 19 | 19 | 19 | 19 | 5 | 19 | 19 | 19 | 19 | 19 | 19 | 10
ALT-14 | 2034-04-01 | 4 | 2034 | 2034 | SPRING | 18 | 18 | 18 | 18 | 18 | 18 | 5 | 18 | 18 | 18 | 18 | 18 | 18 | 10
ALT-14 | 2034-05-01 | 5 | 2034 | 2034 | SPRING | 16 | 16 | 16 | 16 | 16 | 16 | 5 | 18 | 18 | 18 | 18 | 18 | 18 | 10
ALT-14 | 2034-06-01 | 6 | 2034 | 2034 | SUMMER | 15 | 15 | 15 | 15 | 15 | 15 | 5 | 17 | 17 | 17 | 17 | 17 | 17 | 10
ALT-14 | 2034-07-01 | 7 | 2034 | 2034 | SUMMER | 15 | 15 | 15 | 15 | 15 | 15 | 5 | 17 | 17 | 17 | 17 | 17 | 17 | 10
ALT-14 | 2034-08-01 | 8 | 2034 | 2034 | SUMMER | 15 | 15 | 15 | 15 | 15 | 15 | 5 | 17 | 17 | 17 | 17 | 17 | 17 | 10
ALT-14 | 2034-09-01 | 9 | 2034 | 2034 | SUMMER | 16 | 16 | 16 | 16 | 16 | 16 | 5 | 17 | 17 | 17 | 17 | 17 | 17 | 10
ALT-14 | 2034-10-01 | 10 | 2035 | 2034 | FALL | 18 | 18 | 18 | 18 | 18 | 18 | 5 | 18 | 18 | 18 | 18 | 18 | 18 | 10
ALT-14 | 2034-11-01 | 11 | 2035 | 2034 | FALL | 19 | 19 | 19 | 19 | 19 | 19 | 5 | 19 | 19 | 19 | 19 | 19 | 19 | 10
ALT-14 | 2034-12-01 | 12 | 2035 | 2034 | WINTER | 20 | 20 | 20 | 20 | 20 | 20 | 5 | 20 | 20 | 20 | 20 | 20 | 20 | 10
ALT-14 | 2035-01-01 | 1 | 2035 | 2035 | WINTER | 20 | 20 | 20 | 20 | 20 | 20 | 5 | 20 | 20 | 20 | 20 | 20 | 20 | 10
ALT-14 | 2035-02-01 | 2 | 2035 | 2035 | WINTER | 20 | 20 | 20 | 20 | 20 | 20 | 5 | 20 | 20 | 20 | 20 | 20 | 20 | 10
ALT-14 | 2035-03-01 | 3 | 2035 | 2035 | WINTER | 19 | 19 | 19 | 19 | 19 | 19 | 5 | 19 | 19 | 19 | 19 | 19 | 19 | 10
ALT-14 | 2035-04-01 | 4 | 2035 | 2035 | SPRING | 18 | 18 | 18 | 18 | 18 | 18 | 5 | 18 | 18 | 18 | 18 | 18 | 18 | 10
ALT-14 | 2035-05-01 | 5 | 2035 | 2035 | SPRING | 16 | 16 | 16 | 16 | 16 | 16 | 5 | 18 | 18 | 18 | 18 | 18 | 18 | 10
ALT-14 | 2035-06-01 | 6 | 2035 | 2035 | SUMMER | 15 | 15 | 15 | 15 | 15 | 15 | 5 | 17 | 17 | 17 | 17 | 17 | 17 | 10
ALT-14 | 2035-07-01 | 7 | 2035 | 2035 | SUMMER | 15 | 15 | 15 | 15 | 15 | 15 | 5 | 17 | 17 | 17 | 17 | 17 | 17 | 10
ALT-14 | 2035-08-01 | 8 | 2035 | 2035 | SUMMER | 15 | 15 | 15 | 15 | 15 | 15 | 5 | 17 | 17 | 17 | 17 | 17 | 17 | 10
ALT-14 | 2035-09-01 | 9 | 2035 | 2035 | SUMMER | 16 | 16 | 16 | 16 | 16 | 16 | 5 | 17 | 17 | 17 | 17 | 17 | 17 | 10
ALT-14 | 2035-10-01 | 10 | 2036 | 2035 | FALL | 18 | 18 | 18 | 18 | 18 | 18 | 5 | 18 | 18 | 18 | 18 | 18 | 18 | 10
ALT-14 | 2035-11-01 | 11 | 2036 | 2035 | FALL | 19 | 19 | 19 | 19 | 19 | 19 | 5 | 19 | 19 | 19 | 19 | 19 | 19 | 10
ALT-14 | 2035-12-01 | 12 | 2036 | 2035 | WINTER | 20 | 20 | 20 | 20 | 20 | 20 | 5 | 20 | 20 | 20 | 20 | 20 | 20 | 10
ALT-14 | 2036-01-01 | 1 | 2036 | 2036 | WINTER | 20 | 20 | 20 | 20 | 20 | 20 | 5 | 20 | 20 | 20 | 20 | 20 | 20 | 10
ALT-14 | 2036-02-01 | 2 | 2036 | 2036 | WINTER | 20 | 20 | 20 | 20 | 20 | 20 | 5 | 20 | 20 | 20 | 20 | 20 | 20 | 10
ALT-14 | 2036-03-01 | 3 | 2036 | 2036 | WINTER | 19 | 19 | 19 | 19 | 19 | 19 | 5 | 19 | 19 | 19 | 19 | 19 | 19 | 10
ALT-14 | 2036-04-01 | 4 | 2036 | 2036 | SPRING | 18 | 18 | 18 | 18 | 18 | 18 | 5 | 18 | 18 | 18 | 18 | 18 | 18 | 10
ALT-14 | 2036-05-01 | 5 | 2036 | 2036 | SPRING | 16 | 16 | 16 | 16 | 16 | 16 | 5 | 18 | 18 | 18 | 18 | 18 | 18 | 10
ALT-14 | 2036-06-01 | 6 | 2036 | 2036 | SUMMER | 15 | 15 | 15 | 15 | 15 | 15 | 5 | 17 | 17 | 17 | 17 | 17 | 17 | 10
ALT-14 | 2036-07-01 | 7 | 2036 | 2036 | SUMMER | 15 | 15 | 15 | 15 | 15 | 15 | 5 | 17 | 17 | 17 | 17 | 17 | 17 | 10
ALT-14 | 2036-08-01 | 8 | 2036 | 2036 | SUMMER | 15 | 15 | 15 | 15 | 15 | 15 | 5 | 17 | 17 | 17 | 17 | 17 | 17 | 10
ALT-14 | 2036-09-01 | 9 | 2036 | 2036 | SUMMER | 16 | 16 | 16 | 16 | 16 | 16 | 5 | 17 | 17 | 17 | 17 | 17 | 17 | 10
ALT-14 | 2036-10-01 | 10 | 2037 | 2036 | FALL | 18 | 18 | 18 | 18 | 18 | 18 | 5 | 18 | 18 | 18 | 18 | 18 | 18 | 10
ALT-14 | 2036-11-01 | 11 | 2037 | 2036 | FALL | 19 | 19 | 19 | 19 | 19 | 19 | 5 | 19 | 19 | 19 | 19 | 19 | 19 | 10
ALT-14 | 2036-12-01 | 12 | 2037 | 2036 | WINTER | 20 | 20 | 20 | 20 | 20 | 20 | 5 | 20 | 20 | 20 | 20 | 20 | 20 | 10
ALT-14 | 2037-01-01 | 1 | 2037 | 2037 | WINTER | 20 | 20 | 20 | 20 | 20 | 20 | 5 | 20 | 20 | 20 | 20 | 20 | 20 | 10
ALT-14 | 2037-02-01 | 2 | 2037 | 2037 | WINTER | 20 | 20 | 20 | 20 | 20 | 20 | 5 | 20 | 20 | 20 | 20 | 20 | 20 | 10
ALT-14 | 2037-03-01 | 3 | 2037 | 2037 | WINTER | 19 | 19 | 19 | 19 | 19 | 19 | 5 | 19 | 19 | 19 | 19 | 19 | 19 | 10
ALT-14 | 2037-04-01 | 4 | 2037 | 2037 | SPRING | 18 | 18 | 18 | 18 | 18 | 18 | 5 | 18 | 18 | 18 | 18 | 18 | 18 | 10
ALT-14 | 2037-05-01 | 5 | 2037 | 2037 | SPRING | 16 | 16 | 16 | 16 | 16 | 16 | 5 | 18 | 18 | 18 | 18 | 18 | 18 | 10
ALT-14 | 2037-06-01 | 6 | 2037 | 2037 | SUMMER | 15 | 15 | 15 | 15 | 15 | 15 | 5 | 17 | 17 | 17 | 17 | 17 | 17 | 10
ALT-14 | 2037-07-01 | 7 | 2037 | 2037 | SUMMER | 15 | 15 | 15 | 15 | 15 | 15 | 5 | 17 | 17 | 17 | 17 | 17 | 17 | 10
ALT-14 | 2037-08-01 | 8 | 2037 | 2037 | SUMMER | 15 | 15 | 15 | 15 | 15 | 15 | 5 | 17 | 17 | 17 | 17 | 17 | 17 | 10
ALT-14 | 2037-09-01 | 9 | 2037 | 2037 | SUMMER | 16 | 16 | 16 | 16 | 16 | 16 | 5 | 17 | 17 | 17 | 17 | 17 | 17 | 10
ALT-14 | 2037-10-01 | 10 | 2038 | 2037 | FALL | 18 | 18 | 18 | 18 | 18 | 18 | 5 | 18 | 18 | 18 | 18 | 18 | 18 | 10
ALT-14 | 2037-11-01 | 11 | 2038 | 2037 | FALL | 19 | 19 | 19 | 19 | 19 | 19 | 5 | 19 | 19 | 19 | 19 | 19 | 19 | 10
ALT-14 | 2037-12-01 | 12 | 2038 | 2037 | WINTER | 20 | 20 | 20 | 20 | 20 | 20 | 5 | 20 | 20 | 20 | 20 | 20 | 20 | 10
ALT-14 | 2038-01-01 | 1 | 2038 | 2038 | WINTER | 20 | 20 | 20 | 20 | 20 | 20 | 5 | 20 | 20 | 20 | 20 | 20 | 20 | 10
ALT-14 | 2038-02-01 | 2 | 2038 | 2038 | WINTER | 20 | 20 | 20 | 20 | 20 | 20 | 5 | 20 | 20 | 20 | 20 | 20 | 20 | 10
ALT-14 | 2038-03-01 | 3 | 2038 | 2038 | WINTER | 19 | 19 | 19 | 19 | 19 | 19 | 5 | 19 | 19 | 19 | 19 | 19 | 19 | 10
ALT-14 | 2038-04-01 | 4 | 2038 | 2038 | SPRING | 18 | 18 | 18 | 18 | 18 | 18 | 5 | 18 | 18 | 18 | 18 | 18 | 18 | 10
ALT-14 | 2038-05-01 | 5 | 2038 | 2038 | SPRING | 16 | 16 | 16 | 16 | 16 | 16 | 5 | 18 | 18 | 18 | 18 | 18 | 18 | 10
ALT-14 | 2038-06-01 | 6 | 2038 | 2038 | SUMMER | 15 | 15 | 15 | 15 | 15 | 15 | 5 | 17 | 17 | 17 | 17 | 17 | 17 | 10
ALT-14 | 2038-07-01 | 7 | 2038 | 2038 | SUMMER | 15 | 15 | 15 | 15 | 15 | 15 | 5 | 17 | 17 | 17 | 17 | 17 | 17 | 10
ALT-14 | 2038-08-01 | 8 | 2038 | 2038 | SUMMER | 15 | 15 | 15 | 15 | 15 | 15 | 5 | 17 | 17 | 17 | 17 | 17 | 17 | 10
ALT-14 | 2038-09-01 | 9 | 2038 | 2038 | SUMMER | 16 | 16 | 16 | 16 | 16 | 16 | 5 | 17 | 17 | 17 | 17 | 17 | 17 | 10
ALT-14 | 2038-10-01 | 10 | 2039 | 2038 | FALL | 18 | 18 | 18 | 18 | 18 | 18 | 5 | 18 | 18 | 18 | 18 | 18 | 18 | 10
ALT-14 | 2038-11-01 | 11 | 2039 | 2038 | FALL | 19 | 19 | 19 | 19 | 19 | 19 | 5 | 19 | 19 | 19 | 19 | 19 | 19 | 10
ALT-14 | 2038-12-01 | 12 | 2039 | 2038 | WINTER | 20 | 20 | 20 | 20 | 20 | 20 | 5 | 20 | 20 | 20 | 20 | 20 | 20 | 10
ALT-14 | 2039-01-01 | 1 | 2039 | 2039 | WINTER | 20 | 20 | 20 | 20 | 20 | 20 | 5 | 20 | 20 | 20 | 20 | 20 | 20 | 10
ALT-14 | 2039-02-01 | 2 | 2039 | 2039 | WINTER | 20 | 20 | 20 | 20 | 20 | 20 | 5 | 20 | 20 | 20 | 20 | 20 | 20 | 10
ALT-14 | 2039-03-01 | 3 | 2039 | 2039 | WINTER | 19 | 19 | 19 | 19 | 19 | 19 | 5 | 19 | 19 | 19 | 19 | 19 | 19 | 10
ALT-14 | 2039-04-01 | 4 | 2039 | 2039 | SPRING | 18 | 18 | 18 | 18 | 18 | 18 | 5 | 18 | 18 | 18 | 18 | 18 | 18 | 10
ALT-14 | 2039-05-01 | 5 | 2039 | 2039 | SPRING | 16 | 16 | 16 | 16 | 16 | 16 | 5 | 18 | 18 | 18 | 18 | 18 | 18 | 10
ALT-14 | 2039-06-01 | 6 | 2039 | 2039 | SUMMER | 15 | 15 | 15 | 15 | 15 | 15 | 5 | 17 | 17 | 17 | 17 | 17 | 17 | 10
ALT-14 | 2039-07-01 | 7 | 2039 | 2039 | SUMMER | 15 | 15 | 15 | 15 | 15 | 15 | 5 | 17 | 17 | 17 | 17 | 17 | 17 | 10
ALT-14 | 2039-08-01 | 8 | 2039 | 2039 | SUMMER | 15 | 15 | 15 | 15 | 15 | 15 | 5 | 17 | 17 | 17 | 17 | 17 | 17 | 10
ALT-14 | 2039-09-01 | 9 | 2039 | 2039 | SUMMER | 16 | 16 | 16 | 16 | 16 | 16 | 5 | 17 | 17 | 17 | 17 | 17 | 17 | 10
ALT-14 | 2039-10-01 | 10 | 2040 | 2039 | FALL | 18 | 18 | 18 | 18 | 18 | 18 | 5 | 18 | 18 | 18 | 18 | 18 | 18 | 10
ALT-14 | 2039-11-01 | 11 | 2040 | 2039 | FALL | 19 | 19 | 19 | 19 | 19 | 19 | 5 | 19 | 19 | 19 | 19 | 19 | 19 | 10
ALT-14 | 2039-12-01 | 12 | 2040 | 2039 | WINTER | 20 | 20 | 20 | 20 | 20 | 20 | 5 | 20 | 20 | 20 | 20 | 20 | 20 | 10
ALT-14 | 2040-01-01 | 1 | 2040 | 2040 | WINTER | 20 | 20 | 20 | 20 | 20 | 20 | 5 | 20 | 20 | 20 | 20 | 20 | 20 | 10
ALT-14 | 2040-02-01 | 2 | 2040 | 2040 | WINTER | 20 | 20 | 20 | 20 | 20 | 20 | 5 | 20 | 20 | 20 | 20 | 20 | 20 | 10
ALT-14 | 2040-03-01 | 3 | 2040 | 2040 | WINTER | 19 | 19 | 19 | 19 | 19 | 19 | 5 | 19 | 19 | 19 | 19 | 19 | 19 | 10
ALT-14 | 2040-04-01 | 4 | 2040 | 2040 | SPRING | 18 | 18 | 18 | 18 | 18 | 18 | 5 | 18 | 18 | 18 | 18 | 18 | 18 | 10
ALT-14 | 2040-05-01 | 5 | 2040 | 2040 | SPRING | 16 | 16 | 16 | 16 | 16 | 16 | 5 | 18 | 18 | 18 | 18 | 18 | 18 | 10
ALT-14 | 2040-06-01 | 6 | 2040 | 2040 | SUMMER | 15 | 15 | 15 | 15 | 15 | 15 | 5 | 17 | 17 | 17 | 17 | 17 | 17 | 10
ALT-14 | 2040-07-01 | 7 | 2040 | 2040 | SUMMER | 15 | 15 | 15 | 15 | 15 | 15 | 5 | 17 | 17 | 17 | 17 | 17 | 17 | 10
ALT-14 | 2040-08-01 | 8 | 2040 | 2040 | SUMMER | 15 | 15 | 15 | 15 | 15 | 15 | 5 | 17 | 17 | 17 | 17 | 17 | 17 | 10
ALT-14 | 2040-09-01 | 9 | 2040 | 2040 | SUMMER | 16 | 16 | 16 | 16 | 16 | 16 | 5 | 17 | 17 | 17 | 17 | 17 | 17 | 10
ALT-14 | 2040-10-01 | 10 | 2041 | 2040 | FALL | 18 | 18 | 18 | 18 | 18 | 18 | 5 | 18 | 18 | 18 | 18 | 18 | 18 | 10
ALT-14 | 2040-11-01 | 11 | 2041 | 2040 | FALL | 19 | 19 | 19 | 19 | 19 | 19 | 5 | 19 | 19 | 19 | 19 | 19 | 19 | 10
ALT-14 | 2040-12-01 | 12 | 2041 | 2040 | WINTER | 20 | 20 | 20 | 20 | 20 | 20 | 5 | 20 | 20 | 20 | 20 | 20 | 20 | 10
ALT-14 | 2041-01-01 | 1 | 2041 | 2041 | WINTER | 20 | 20 | 20 | 20 | 20 | 20 | 5 | 20 | 20 | 20 | 20 | 20 | 20 | 10
ALT-14 | 2041-02-01 | 2 | 2041 | 2041 | WINTER | 20 | 20 | 20 | 20 | 20 | 20 | 5 | 20 | 20 | 20 | 20 | 20 | 20 | 10
ALT-14 | 2041-03-01 | 3 | 2041 | 2041 | WINTER | 19 | 19 | 19 | 19 | 19 | 19 | 5 | 19 | 19 | 19 | 19 | 19 | 19 | 10
ALT-14 | 2041-04-01 | 4 | 2041 | 2041 | SPRING | 18 | 18 | 18 | 18 | 18 | 18 | 5 | 18 | 18 | 18 | 18 | 18 | 18 | 10
ALT-14 | 2041-05-01 | 5 | 2041 | 2041 | SPRING | 16 | 16 | 16 | 16 | 16 | 16 | 5 | 18 | 18 | 18 | 18 | 18 | 18 | 10
ALT-14 | 2041-06-01 | 6 | 2041 | 2041 | SUMMER | 15 | 15 | 15 | 15 | 15 | 15 | 5 | 17 | 17 | 17 | 17 | 17 | 17 | 10
ALT-14 | 2041-07-01 | 7 | 2041 | 2041 | SUMMER | 15 | 15 | 15 | 15 | 15 | 15 | 5 | 17 | 17 | 17 | 17 | 17 | 17 | 10
ALT-14 | 2041-08-01 | 8 | 2041 | 2041 | SUMMER | 15 | 15 | 15 | 15 | 15 | 15 | 5 | 17 | 17 | 17 | 17 | 17 | 17 | 10
ALT-14 | 2041-09-01 | 9 | 2041 | 2041 | SUMMER | 16 | 16 | 16 | 16 | 16 | 16 | 5 | 17 | 17 | 17 | 17 | 17 | 17 | 10
ALT-14 | 2041-10-01 | 10 | 2042 | 2041 | FALL | 18 | 18 | 18 | 18 | 18 | 18 | 5 | 18 | 18 | 18 | 18 | 18 | 18 | 10
ALT-14 | 2041-11-01 | 11 | 2042 | 2041 | FALL | 19 | 19 | 19 | 19 | 19 | 19 | 5 | 19 | 19 | 19 | 19 | 19 | 19 | 10
ALT-14 | 2041-12-01 | 12 | 2042 | 2041 | WINTER | 20 | 20 | 20 | 20 | 20 | 20 | 5 | 20 | 20 | 20 | 20 | 20 | 20 | 10
ALT-14 | 2042-01-01 | 1 | 2042 | 2042 | WINTER | 20 | 20 | 20 | 20 | 20 | 20 | 5 | 20 | 20 | 20 | 20 | 20 | 20 | 10
ALT-14 | 2042-02-01 | 2 | 2042 | 2042 | WINTER | 20 | 20 | 20 | 20 | 20 | 20 | 5 | 20 | 20 | 20 | 20 | 20 | 20 | 10
ALT-14 | 2042-03-01 | 3 | 2042 | 2042 | WINTER | 19 | 19 | 19 | 19 | 19 | 19 | 5 | 19 | 19 | 19 | 19 | 19 | 19 | 10
ALT-14 | 2042-04-01 | 4 | 2042 | 2042 | SPRING | 18 | 18 | 18 | 18 | 18 | 18 | 5 | 18 | 18 | 18 | 18 | 18 | 18 | 10
ALT-14 | 2042-05-01 | 5 | 2042 | 2042 | SPRING | 16 | 16 | 16 | 16 | 16 | 16 | 5 | 18 | 18 | 18 | 18 | 18 | 18 | 10
ALT-14 | 2042-06-01 | 6 | 2042 | 2042 | SUMMER | 15 | 15 | 15 | 15 | 15 | 15 | 5 | 17 | 17 | 17 | 17 | 17 | 17 | 10
ALT-14 | 2042-07-01 | 7 | 2042 | 2042 | SUMMER | 15 | 15 | 15 | 15 | 15 | 15 | 5 | 17 | 17 | 17 | 17 | 17 | 17 | 10
ALT-14 | 2042-08-01 | 8 | 2042 | 2042 | SUMMER | 15 | 15 | 15 | 15 | 15 | 15 | 5 | 17 | 17 | 17 | 17 | 17 | 17 | 10
ALT-14 | 2042-09-01 | 9 | 2042 | 2042 | SUMMER | 16 | 16 | 16 | 16 | 16 | 16 | 5 | 17 | 17 | 17 | 17 | 17 | 17 | 10
ALT-14 | 2042-10-01 | 10 | 2043 | 2042 | FALL | 18 | 18 | 18 | 18 | 18 | 18 | 5 | 18 | 18 | 18 | 18 | 18 | 18 | 10
ALT-14 | 2042-11-01 | 11 | 2043 | 2042 | FALL | 19 | 19 | 19 | 19 | 19 | 19 | 5 | 19 | 19 | 19 | 19 | 19 | 19 | 10
ALT-14 | 2042-12-01 | 12 | 2043 | 2042 | WINTER | 20 | 20 | 20 | 20 | 20 | 20 | 5 | 20 | 20 | 20 | 20 | 20 | 20 | 10
ALT-14 | 2043-01-01 | 1 | 2043 | 2043 | WINTER | 20 | 20 | 20 | 20 | 20 | 20 | 5 | 20 | 20 | 20 | 20 | 20 | 20 | 10
ALT-14 | 2043-02-01 | 2 | 2043 | 2043 | WINTER | 20 | 20 | 20 | 20 | 20 | 20 | 5 | 20 | 20 | 20 | 20 | 20 | 20 | 10
ALT-14 | 2043-03-01 | 3 | 2043 | 2043 | WINTER | 19 | 19 | 19 | 19 | 19 | 19 | 5 | 19 | 19 | 19 | 19 | 19 | 19 | 10
ALT-14 | 2043-04-01 | 4 | 2043 | 2043 | SPRING | 18 | 18 | 18 | 18 | 18 | 18 | 5 | 18 | 18 | 18 | 18 | 18 | 18 | 10
ALT-14 | 2043-05-01 | 5 | 2043 | 2043 | SPRING | 16 | 16 | 16 | 16 | 16 | 16 | 5 | 18 | 18 | 18 | 18 | 18 | 18 | 10
ALT-14 | 2043-06-01 | 6 | 2043 | 2043 | SUMMER | 15 | 15 | 15 | 15 | 15 | 15 | 5 | 17 | 17 | 17 | 17 | 17 | 17 | 10
ALT-14 | 2043-07-01 | 7 | 2043 | 2043 | SUMMER | 15 | 15 | 15 | 15 | 15 | 15 | 5 | 17 | 17 | 17 | 17 | 17 | 17 | 10
ALT-14 | 2043-08-01 | 8 | 2043 | 2043 | SUMMER | 15 | 15 | 15 | 15 | 15 | 15 | 5 | 17 | 17 | 17 | 17 | 17 | 17 | 10
ALT-14 | 2043-09-01 | 9 | 2043 | 2043 | SUMMER | 16 | 16 | 16 | 16 | 16 | 16 | 5 | 17 | 17 | 17 | 17 | 17 | 17 | 10
ALT-14 | 2043-10-01 | 10 | 2044 | 2043 | FALL | 18 | 18 | 18 | 18 | 18 | 18 | 5 | 18 | 18 | 18 | 18 | 18 | 18 | 10
ALT-14 | 2043-11-01 | 11 | 2044 | 2043 | FALL | 19 | 19 | 19 | 19 | 19 | 19 | 5 | 19 | 19 | 19 | 19 | 19 | 19 | 10
ALT-14 | 2043-12-01 | 12 | 2044 | 2043 | WINTER | 20 | 20 | 20 | 20 | 20 | 20 | 5 | 20 | 20 | 20 | 20 | 20 | 20 | 10
ALT-14 | 2044-01-01 | 1 | 2044 | 2044 | WINTER | 20 | 20 | 20 | 20 | 20 | 20 | 5 | 20 | 20 | 20 | 20 | 20 | 20 | 10
ALT-14 | 2044-02-01 | 2 | 2044 | 2044 | WINTER | 20 | 20 | 20 | 20 | 20 | 20 | 5 | 20 | 20 | 20 | 20 | 20 | 20 | 10
ALT-14 | 2044-03-01 | 3 | 2044 | 2044 | WINTER | 19 | 19 | 19 | 19 | 19 | 19 | 5 | 19 | 19 | 19 | 19 | 19 | 19 | 10
ALT-14 | 2044-04-01 | 4 | 2044 | 2044 | SPRING | 18 | 18 | 18 | 18 | 18 | 18 | 5 | 18 | 18 | 18 | 18 | 18 | 18 | 10
ALT-14 | 2044-05-01 | 5 | 2044 | 2044 | SPRING | 16 | 16 | 16 | 16 | 16 | 16 | 5 | 18 | 18 | 18 | 18 | 18 | 18 | 10
ALT-14 | 2044-06-01 | 6 | 2044 | 2044 | SUMMER | 15 | 15 | 15 | 15 | 15 | 15 | 5 | 17 | 17 | 17 | 17 | 17 | 17 | 10
ALT-14 | 2044-07-01 | 7 | 2044 | 2044 | SUMMER | 15 | 15 | 15 | 15 | 15 | 15 | 5 | 17 | 17 | 17 | 17 | 17 | 17 | 10
ALT-14 | 2044-08-01 | 8 | 2044 | 2044 | SUMMER | 15 | 15 | 15 | 15 | 15 | 15 | 5 | 17 | 17 | 17 | 17 | 17 | 17 | 10
ALT-14 | 2044-09-01 | 9 | 2044 | 2044 | SUMMER | 16 | 16 | 16 | 16 | 16 | 16 | 5 | 17 | 17 | 17 | 17 | 17 | 17 | 10
ALT-14 | 2044-10-01 | 10 | 2045 | 2044 | FALL | 18 | 18 | 18 | 18 | 18 | 18 | 5 | 18 | 18 | 18 | 18 | 18 | 18 | 10
ALT-14 | 2044-11-01 | 11 | 2045 | 2044 | FALL | 19 | 19 | 19 | 19 | 19 | 19 | 5 | 19 | 19 | 19 | 19 | 19 | 19 | 10
ALT-14 | 2044-12-01 | 12 | 2045 | 2044 | WINTER | 20 | 20 | 20 | 20 | 20 | 20 | 5 | 20 | 20 | 20 | 20 | 20 | 20 | 10
ALT-14 | 2045-01-01 | 1 | 2045 | 2045 | WINTER | 20 | 20 | 20 | 20 | 20 | 20 | 5 | 20 | 20 | 20 | 20 | 20 | 20 | 10
ALT-14 | 2045-02-01 | 2 | 2045 | 2045 | WINTER | 20 | 20 | 20 | 20 | 20 | 20 | 5 | 20 | 20 | 20 | 20 | 20 | 20 | 10
ALT-14 | 2045-03-01 | 3 | 2045 | 2045 | WINTER | 19 | 19 | 19 | 19 | 19 | 19 | 5 | 19 | 19 | 19 | 19 | 19 | 19 | 10
ALT-14 | 2045-04-01 | 4 | 2045 | 2045 | SPRING | 18 | 18 | 18 | 18 | 18 | 18 | 5 | 18 | 18 | 18 | 18 | 18 | 18 | 10
ALT-14 | 2045-05-01 | 5 | 2045 | 2045 | SPRING | 16 | 16 | 16 | 16 | 16 | 16 | 5 | 18 | 18 | 18 | 18 | 18 | 18 | 10
ALT-14 | 2045-06-01 | 6 | 2045 | 2045 | SUMMER | 15 | 15 | 15 | 15 | 15 | 15 | 5 | 17 | 17 | 17 | 17 | 17 | 17 | 10
ALT-14 | 2045-07-01 | 7 | 2045 | 2045 | SUMMER | 15 | 15 | 15 | 15 | 15 | 15 | 5 | 17 | 17 | 17 | 17 | 17 | 17 | 10
ALT-14 | 2045-08-01 | 8 | 2045 | 2045 | SUMMER | 15 | 15 | 15 | 15 | 15 | 15 | 5 | 17 | 17 | 17 | 17 | 17 | 17 | 10
ALT-14 | 2045-09-01 | 9 | 2045 | 2045 | SUMMER | 16 | 16 | 16 | 16 | 16 | 16 | 5 | 17 | 17 | 17 | 17 | 17 | 17 | 10
ALT-14 | 2045-10-01 | 10 | 2046 | 2045 | FALL | 18 | 18 | 18 | 18 | 18 | 18 | 5 | 18 | 18 | 18 | 18 | 18 | 18 | 10
ALT-14 | 2045-11-01 | 11 | 2046 | 2045 | FALL | 19 | 19 | 19 | 19 | 19 | 19 | 5 | 19 | 19 | 19 | 19 | 19 | 19 | 10
ALT-14 | 2045-12-01 | 12 | 2046 | 2045 | WINTER | 20 | 20 | 20 | 20 | 20 | 20 | 5 | 20 | 20 | 20 | 20 | 20 | 20 | 10
ALT-14 | 2046-01-01 | 1 | 2046 | 2046 | WINTER | 20 | 20 | 20 | 20 | 20 | 20 | 5 | 20 | 20 | 20 | 20 | 20 | 20 | 10
ALT-14 | 2046-02-01 | 2 | 2046 | 2046 | WINTER | 20 | 20 | 20 | 20 | 20 | 20 | 5 | 20 | 20 | 20 | 20 | 20 | 20 | 10
ALT-14 | 2046-03-01 | 3 | 2046 | 2046 | WINTER | 19 | 19 | 19 | 19 | 19 | 19 | 5 | 19 | 19 | 19 | 19 | 19 | 19 | 10
ALT-14 | 2046-04-01 | 4 | 2046 | 2046 | SPRING | 18 | 18 | 18 | 18 | 18 | 18 | 5 | 18 | 18 | 18 | 18 | 18 | 18 | 10
ALT-14 | 2046-05-01 | 5 | 2046 | 2046 | SPRING | 16 | 16 | 16 | 16 | 16 | 16 | 5 | 18 | 18 | 18 | 18 | 18 | 18 | 10
ALT-14 | 2046-06-01 | 6 | 2046 | 2046 | SUMMER | 15 | 15 | 15 | 15 | 15 | 15 | 5 | 17 | 17 | 17 | 17 | 17 | 17 | 10
ALT-14 | 2046-07-01 | 7 | 2046 | 2046 | SUMMER | 15 | 15 | 15 | 15 | 15 | 15 | 5 | 17 | 17 | 17 | 17 | 17 | 17 | 10
ALT-14 | 2046-08-01 | 8 | 2046 | 2046 | SUMMER | 15 | 15 | 15 | 15 | 15 | 15 | 5 | 17 | 17 | 17 | 17 | 17 | 17 | 10
ALT-14 | 2046-09-01 | 9 | 2046 | 2046 | SUMMER | 16 | 16 | 16 | 16 | 16 | 16 | 5 | 17 | 17 | 17 | 17 | 17 | 17 | 10
ALT-14 | 2046-10-01 | 10 | 2047 | 2046 | FALL | 18 | 18 | 18 | 18 | 18 | 18 | 5 | 18 | 18 | 18 | 18 | 18 | 18 | 10
ALT-14 | 2046-11-01 | 11 | 2047 | 2046 | FALL | 19 | 19 | 19 | 19 | 19 | 19 | 5 | 19 | 19 | 19 | 19 | 19 | 19 | 10
ALT-14 | 2046-12-01 | 12 | 2047 | 2046 | WINTER | 20 | 20 | 20 | 20 | 20 | 20 | 5 | 20 | 20 | 20 | 20 | 20 | 20 | 10
ALT-14 | 2047-01-01 | 1 | 2047 | 2047 | WINTER | 20 | 20 | 20 | 20 | 20 | 20 | 5 | 20 | 20 | 20 | 20 | 20 | 20 | 10
ALT-14 | 2047-02-01 | 2 | 2047 | 2047 | WINTER | 20 | 20 | 20 | 20 | 20 | 20 | 5 | 20 | 20 | 20 | 20 | 20 | 20 | 10
ALT-14 | 2047-03-01 | 3 | 2047 | 2047 | WINTER | 19 | 19 | 19 | 19 | 19 | 19 | 5 | 19 | 19 | 19 | 19 | 19 | 19 | 10
ALT-14 | 2047-04-01 | 4 | 2047 | 2047 | SPRING | 18 | 18 | 18 | 18 | 18 | 18 | 5 | 18 | 18 | 18 | 18 | 18 | 18 | 10
ALT-14 | 2047-05-01 | 5 | 2047 | 2047 | SPRING | 16 | 16 | 16 | 16 | 16 | 16 | 5 | 18 | 18 | 18 | 18 | 18 | 18 | 10
ALT-14 | 2047-06-01 | 6 | 2047 | 2047 | SUMMER | 15 | 15 | 15 | 15 | 15 | 15 | 5 | 17 | 17 | 17 | 17 | 17 | 17 | 10
ALT-14 | 2047-07-01 | 7 | 2047 | 2047 | SUMMER | 15 | 15 | 15 | 15 | 15 | 15 | 5 | 17 | 17 | 17 | 17 | 17 | 17 | 10
ALT-14 | 2047-08-01 | 8 | 2047 | 2047 | SUMMER | 15 | 15 | 15 | 15 | 15 | 15 | 5 | 17 | 17 | 17 | 17 | 17 | 17 | 10
ALT-14 | 2047-09-01 | 9 | 2047 | 2047 | SUMMER | 16 | 16 | 16 | 16 | 16 | 16 | 5 | 17 | 17 | 17 | 17 | 17 | 17 | 10
ALT-15 | 2016-10-01 | 10 | 2017 | 2016 | FALL | 18 | 18 | 18 | 18 | 18 | 18 | 5 | 18 | 18 | 18 | 18 | 18 | 18 | 10
ALT-15 | 2016-11-01 | 11 | 2017 | 2016 | FALL | 19 | 19 | 19 | 19 | 19 | 19 | 5 | 19 | 19 | 19 | 19 | 19 | 19 | 10
ALT-15 | 2016-12-01 | 12 | 2017 | 2016 | WINTER | 20 | 20 | 20 | 20 | 20 | 20 | 5 | 20 | 20 | 20 | 20 | 20 | 20 | 10
ALT-15 | 2017-01-01 | 1 | 2017 | 2017 | WINTER | 20 | 20 | 20 | 20 | 20 | 20 | 5 | 20 | 20 | 20 | 20 | 20 | 20 | 10
ALT-15 | 2017-02-01 | 2 | 2017 | 2017 | WINTER | 20 | 20 | 20 | 20 | 20 | 20 | 5 | 20 | 20 | 20 | 20 | 20 | 20 | 10
ALT-15 | 2017-03-01 | 3 | 2017 | 2017 | WINTER | 19 | 19 | 19 | 19 | 19 | 19 | 5 | 19 | 19 | 19 | 19 | 19 | 19 | 10
ALT-15 | 2017-04-01 | 4 | 2017 | 2017 | SPRING | 18 | 18 | 18 | 18 | 18 | 18 | 5 | 18 | 18 | 18 | 18 | 18 | 18 | 10
ALT-15 | 2017-05-01 | 5 | 2017 | 2017 | SPRING | 16 | 16 | 16 | 16 | 16 | 16 | 5 | 18 | 18 | 18 | 18 | 18 | 18 | 10
ALT-15 | 2017-06-01 | 6 | 2017 | 2017 | SUMMER | 15 | 15 | 15 | 15 | 15 | 15 | 5 | 17 | 17 | 17 | 17 | 17 | 17 | 10
ALT-15 | 2017-07-01 | 7 | 2017 | 2017 | SUMMER | 15 | 15 | 15 | 15 | 15 | 15 | 5 | 17 | 17 | 17 | 17 | 17 | 17 | 10
ALT-15 | 2017-08-01 | 8 | 2017 | 2017 | SUMMER | 15 | 15 | 15 | 15 | 15 | 15 | 5 | 17 | 17 | 17 | 17 | 17 | 17 | 10
ALT-15 | 2017-09-01 | 9 | 2017 | 2017 | SUMMER | 16 | 16 | 16 | 16 | 16 | 16 | 5 | 17 | 17 | 17 | 17 | 17 | 17 | 10
ALT-15 | 2017-10-01 | 10 | 2018 | 2017 | FALL | 18 | 18 | 18 | 18 | 18 | 18 | 5 | 18 | 18 | 18 | 18 | 18 | 18 | 10
ALT-15 | 2017-11-01 | 11 | 2018 | 2017 | FALL | 19 | 19 | 19 | 19 | 19 | 19 | 5 | 19 | 19 | 19 | 19 | 19 | 19 | 10
ALT-15 | 2017-12-01 | 12 | 2018 | 2017 | WINTER | 20 | 20 | 20 | 20 | 20 | 20 | 5 | 20 | 20 | 20 | 20 | 20 | 20 | 10
ALT-15 | 2018-01-01 | 1 | 2018 | 2018 | WINTER | 20 | 20 | 20 | 20 | 20 | 20 | 5 | 20 | 20 | 20 | 20 | 20 | 20 | 10
ALT-15 | 2018-02-01 | 2 | 2018 | 2018 | WINTER | 20 | 20 | 20 | 20 | 20 | 20 | 5 | 20 | 20 | 20 | 20 | 20 | 20 | 10
ALT-15 | 2018-03-01 | 3 | 2018 | 2018 | WINTER | 19 | 19 | 19 | 19 | 19 | 19 | 5 | 19 | 19 | 19 | 19 | 19 | 19 | 10
ALT-15 | 2018-04-01 | 4 | 2018 | 2018 | SPRING | 18 | 18 | 18 | 18 | 18 | 18 | 5 | 18 | 18 | 18 | 18 | 18 | 18 | 10
ALT-15 | 2018-05-01 | 5 | 2018 | 2018 | SPRING | 16 | 16 | 16 | 16 | 16 | 16 | 5 | 18 | 18 | 18 | 18 | 18 | 18 | 10
ALT-15 | 2018-06-01 | 6 | 2018 | 2018 | SUMMER | 15 | 15 | 15 | 15 | 15 | 15 | 5 | 17 | 17 | 17 | 17 | 17 | 17 | 10
ALT-15 | 2018-07-01 | 7 | 2018 | 2018 | SUMMER | 15 | 15 | 15 | 15 | 15 | 15 | 5 | 17 | 17 | 17 | 17 | 17 | 17 | 10
ALT-15 | 2018-08-01 | 8 | 2018 | 2018 | SUMMER | 15 | 15 | 15 | 15 | 15 | 15 | 5 | 17 | 17 | 17 | 17 | 17 | 17 | 10
ALT-15 | 2018-09-01 | 9 | 2018 | 2018 | SUMMER | 16 | 16 | 16 | 16 | 16 | 16 | 5 | 17 | 17 | 17 | 17 | 17 | 17 | 10
ALT-15 | 2018-10-01 | 10 | 2019 | 2018 | FALL | 18 | 18 | 18 | 18 | 18 | 18 | 5 | 18 | 18 | 18 | 18 | 18 | 18 | 10
ALT-15 | 2018-11-01 | 11 | 2019 | 2018 | FALL | 19 | 19 | 19 | 19 | 19 | 19 | 5 | 19 | 19 | 19 | 19 | 19 | 19 | 10
ALT-15 | 2018-12-01 | 12 | 2019 | 2018 | WINTER | 20 | 20 | 20 | 20 | 20 | 20 | 5 | 20 | 20 | 20 | 20 | 20 | 20 | 10
ALT-15 | 2019-01-01 | 1 | 2019 | 2019 | WINTER | 20 | 20 | 20 | 20 | 20 | 20 | 5 | 20 | 20 | 20 | 20 | 20 | 20 | 10
ALT-15 | 2019-02-01 | 2 | 2019 | 2019 | WINTER | 20 | 20 | 20 | 20 | 20 | 20 | 5 | 20 | 20 | 20 | 20 | 20 | 20 | 10
ALT-15 | 2019-03-01 | 3 | 2019 | 2019 | WINTER | 19 | 19 | 19 | 19 | 19 | 19 | 5 | 19 | 19 | 19 | 19 | 19 | 19 | 10
ALT-15 | 2019-04-01 | 4 | 2019 | 2019 | SPRING | 18 | 18 | 18 | 18 | 18 | 18 | 5 | 18 | 18 | 18 | 18 | 18 | 18 | 10
ALT-15 | 2019-05-01 | 5 | 2019 | 2019 | SPRING | 16 | 16 | 16 | 16 | 16 | 16 | 5 | 18 | 18 | 18 | 18 | 18 | 18 | 10
ALT-15 | 2019-06-01 | 6 | 2019 | 2019 | SUMMER | 15 | 15 | 15 | 15 | 15 | 15 | 5 | 17 | 17 | 17 | 17 | 17 | 17 | 10
ALT-15 | 2019-07-01 | 7 | 2019 | 2019 | SUMMER | 15 | 15 | 15 | 15 | 15 | 15 | 5 | 17 | 17 | 17 | 17 | 17 | 17 | 10
ALT-15 | 2019-08-01 | 8 | 2019 | 2019 | SUMMER | 15 | 15 | 15 | 15 | 15 | 15 | 5 | 17 | 17 | 17 | 17 | 17 | 17 | 10
ALT-15 | 2019-09-01 | 9 | 2019 | 2019 | SUMMER | 16 | 16 | 16 | 16 | 16 | 16 | 5 | 17 | 17 | 17 | 17 | 17 | 17 | 10
ALT-15 | 2019-10-01 | 10 | 2020 | 2019 | FALL | 18 | 18 | 18 | 18 | 18 | 18 | 5 | 18 | 18 | 18 | 18 | 18 | 18 | 10
ALT-15 | 2019-11-01 | 11 | 2020 | 2019 | FALL | 19 | 19 | 19 | 19 | 19 | 19 | 5 | 19 | 19 | 19 | 19 | 19 | 19 | 10
ALT-15 | 2019-12-01 | 12 | 2020 | 2019 | WINTER | 20 | 20 | 20 | 20 | 20 | 20 | 5 | 20 | 20 | 20 | 20 | 20 | 20 | 10
ALT-15 | 2020-01-01 | 1 | 2020 | 2020 | WINTER | 20 | 20 | 20 | 20 | 20 | 20 | 5 | 20 | 20 | 20 | 20 | 20 | 20 | 10
ALT-15 | 2020-02-01 | 2 | 2020 | 2020 | WINTER | 20 | 20 | 20 | 20 | 20 | 20 | 5 | 20 | 20 | 20 | 20 | 20 | 20 | 10
ALT-15 | 2020-03-01 | 3 | 2020 | 2020 | WINTER | 19 | 19 | 19 | 19 | 19 | 19 | 5 | 19 | 19 | 19 | 19 | 19 | 19 | 10
ALT-15 | 2020-04-01 | 4 | 2020 | 2020 | SPRING | 18 | 18 | 18 | 18 | 18 | 18 | 5 | 18 | 18 | 18 | 18 | 18 | 18 | 10
ALT-15 | 2020-05-01 | 5 | 2020 | 2020 | SPRING | 16 | 16 | 16 | 16 | 16 | 16 | 5 | 18 | 18 | 18 | 18 | 18 | 18 | 10
ALT-15 | 2020-06-01 | 6 | 2020 | 2020 | SUMMER | 15 | 15 | 15 | 15 | 15 | 15 | 5 | 17 | 17 | 17 | 17 | 17 | 17 | 10
ALT-15 | 2020-07-01 | 7 | 2020 | 2020 | SUMMER | 15 | 15 | 15 | 15 | 15 | 15 | 5 | 17 | 17 | 17 | 17 | 17 | 17 | 10
ALT-15 | 2020-08-01 | 8 | 2020 | 2020 | SUMMER | 15 | 15 | 15 | 15 | 15 | 15 | 5 | 17 | 17 | 17 | 17 | 17 | 17 | 10
ALT-15 | 2020-09-01 | 9 | 2020 | 2020 | SUMMER | 16 | 16 | 16 | 16 | 16 | 16 | 5 | 17 | 17 | 17 | 17 | 17 | 17 | 10
ALT-15 | 2020-10-01 | 10 | 2021 | 2020 | FALL | 18 | 18 | 18 | 18 | 18 | 18 | 5 | 18 | 18 | 18 | 18 | 18 | 18 | 10
ALT-15 | 2020-11-01 | 11 | 2021 | 2020 | FALL | 19 | 19 | 19 | 19 | 19 | 19 | 5 | 19 | 19 | 19 | 19 | 19 | 19 | 10
ALT-15 | 2020-12-01 | 12 | 2021 | 2020 | WINTER | 20 | 20 | 20 | 20 | 20 | 20 | 5 | 20 | 20 | 20 | 20 | 20 | 20 | 10
ALT-15 | 2021-01-01 | 1 | 2021 | 2021 | WINTER | 20 | 20 | 20 | 20 | 20 | 20 | 5 | 20 | 20 | 20 | 20 | 20 | 20 | 10
ALT-15 | 2021-02-01 | 2 | 2021 | 2021 | WINTER | 20 | 20 | 20 | 20 | 20 | 20 | 5 | 20 | 20 | 20 | 20 | 20 | 20 | 10
ALT-15 | 2021-03-01 | 3 | 2021 | 2021 | WINTER | 19 | 19 | 19 | 19 | 19 | 19 | 5 | 19 | 19 | 19 | 19 | 19 | 19 | 10
ALT-15 | 2021-04-01 | 4 | 2021 | 2021 | SPRING | 18 | 18 | 18 | 18 | 18 | 18 | 5 | 18 | 18 | 18 | 18 | 18 | 18 | 10
ALT-15 | 2021-05-01 | 5 | 2021 | 2021 | SPRING | 16 | 16 | 16 | 16 | 16 | 16 | 5 | 18 | 18 | 18 | 18 | 18 | 18 | 10
ALT-15 | 2021-06-01 | 6 | 2021 | 2021 | SUMMER | 15 | 15 | 15 | 15 | 15 | 15 | 5 | 17 | 17 | 17 | 17 | 17 | 17 | 10
ALT-15 | 2021-07-01 | 7 | 2021 | 2021 | SUMMER | 15 | 15 | 15 | 15 | 15 | 15 | 5 | 17 | 17 | 17 | 17 | 17 | 17 | 10
ALT-15 | 2021-08-01 | 8 | 2021 | 2021 | SUMMER | 15 | 15 | 15 | 15 | 15 | 15 | 5 | 17 | 17 | 17 | 17 | 17 | 17 | 10
ALT-15 | 2021-09-01 | 9 | 2021 | 2021 | SUMMER | 16 | 16 | 16 | 16 | 16 | 16 | 5 | 17 | 17 | 17 | 17 | 17 | 17 | 10
ALT-15 | 2021-10-01 | 10 | 2022 | 2021 | FALL | 18 | 18 | 18 | 18 | 18 | 18 | 5 | 18 | 18 | 18 | 18 | 18 | 18 | 10
ALT-15 | 2021-11-01 | 11 | 2022 | 2021 | FALL | 19 | 19 | 19 | 19 | 19 | 19 | 5 | 19 | 19 | 19 | 19 | 19 | 19 | 10
ALT-15 | 2021-12-01 | 12 | 2022 | 2021 | WINTER | 20 | 20 | 20 | 20 | 20 | 20 | 5 | 20 | 20 | 20 | 20 | 20 | 20 | 10
ALT-15 | 2022-01-01 | 1 | 2022 | 2022 | WINTER | 20 | 20 | 20 | 20 | 20 | 20 | 5 | 20 | 20 | 20 | 20 | 20 | 20 | 10
ALT-15 | 2022-02-01 | 2 | 2022 | 2022 | WINTER | 20 | 20 | 20 | 20 | 20 | 20 | 5 | 20 | 20 | 20 | 20 | 20 | 20 | 10
ALT-15 | 2022-03-01 | 3 | 2022 | 2022 | WINTER | 19 | 19 | 19 | 19 | 19 | 19 | 5 | 19 | 19 | 19 | 19 | 19 | 19 | 10
ALT-15 | 2022-04-01 | 4 | 2022 | 2022 | SPRING | 18 | 18 | 18 | 18 | 18 | 18 | 5 | 18 | 18 | 18 | 18 | 18 | 18 | 10
ALT-15 | 2022-05-01 | 5 | 2022 | 2022 | SPRING | 16 | 16 | 16 | 16 | 16 | 16 | 5 | 18 | 18 | 18 | 18 | 18 | 18 | 10
ALT-15 | 2022-06-01 | 6 | 2022 | 2022 | SUMMER | 15 | 15 | 15 | 15 | 15 | 15 | 5 | 17 | 17 | 17 | 17 | 17 | 17 | 10
ALT-15 | 2022-07-01 | 7 | 2022 | 2022 | SUMMER | 15 | 15 | 15 | 15 | 15 | 15 | 5 | 17 | 17 | 17 | 17 | 17 | 17 | 10
ALT-15 | 2022-08-01 | 8 | 2022 | 2022 | SUMMER | 15 | 15 | 15 | 15 | 15 | 15 | 5 | 17 | 17 | 17 | 17 | 17 | 17 | 10
ALT-15 | 2022-09-01 | 9 | 2022 | 2022 | SUMMER | 16 | 16 | 16 | 16 | 16 | 16 | 5 | 17 | 17 | 17 | 17 | 17 | 17 | 10
ALT-15 | 2022-10-01 | 10 | 2023 | 2022 | FALL | 18 | 18 | 18 | 18 | 18 | 18 | 5 | 18 | 18 | 18 | 18 | 18 | 18 | 10
ALT-15 | 2022-11-01 | 11 | 2023 | 2022 | FALL | 19 | 19 | 19 | 19 | 19 | 19 | 5 | 19 | 19 | 19 | 19 | 19 | 19 | 10
ALT-15 | 2022-12-01 | 12 | 2023 | 2022 | WINTER | 20 | 20 | 20 | 20 | 20 | 20 | 5 | 20 | 20 | 20 | 20 | 20 | 20 | 10
ALT-15 | 2023-01-01 | 1 | 2023 | 2023 | WINTER | 20 | 20 | 20 | 20 | 20 | 20 | 5 | 20 | 20 | 20 | 20 | 20 | 20 | 10
ALT-15 | 2023-02-01 | 2 | 2023 | 2023 | WINTER | 20 | 20 | 20 | 20 | 20 | 20 | 5 | 20 | 20 | 20 | 20 | 20 | 20 | 10
ALT-15 | 2023-03-01 | 3 | 2023 | 2023 | WINTER | 19 | 19 | 19 | 19 | 19 | 19 | 5 | 19 | 19 | 19 | 19 | 19 | 19 | 10
ALT-15 | 2023-04-01 | 4 | 2023 | 2023 | SPRING | 18 | 18 | 18 | 18 | 18 | 18 | 5 | 18 | 18 | 18 | 18 | 18 | 18 | 10
ALT-15 | 2023-05-01 | 5 | 2023 | 2023 | SPRING | 16 | 16 | 16 | 16 | 16 | 16 | 5 | 18 | 18 | 18 | 18 | 18 | 18 | 10
ALT-15 | 2023-06-01 | 6 | 2023 | 2023 | SUMMER | 15 | 15 | 15 | 15 | 15 | 15 | 5 | 17 | 17 | 17 | 17 | 17 | 17 | 10
ALT-15 | 2023-07-01 | 7 | 2023 | 2023 | SUMMER | 15 | 15 | 15 | 15 | 15 | 15 | 5 | 17 | 17 | 17 | 17 | 17 | 17 | 10
ALT-15 | 2023-08-01 | 8 | 2023 | 2023 | SUMMER | 15 | 15 | 15 | 15 | 15 | 15 | 5 | 17 | 17 | 17 | 17 | 17 | 17 | 10
ALT-15 | 2023-09-01 | 9 | 2023 | 2023 | SUMMER | 16 | 16 | 16 | 16 | 16 | 16 | 5 | 17 | 17 | 17 | 17 | 17 | 17 | 10
ALT-15 | 2023-10-01 | 10 | 2024 | 2023 | FALL | 18 | 18 | 18 | 18 | 18 | 18 | 5 | 18 | 18 | 18 | 18 | 18 | 18 | 10
ALT-15 | 2023-11-01 | 11 | 2024 | 2023 | FALL | 19 | 19 | 19 | 19 | 19 | 19 | 5 | 19 | 19 | 19 | 19 | 19 | 19 | 10
ALT-15 | 2023-12-01 | 12 | 2024 | 2023 | WINTER | 20 | 20 | 20 | 20 | 20 | 20 | 5 | 20 | 20 | 20 | 20 | 20 | 20 | 10
ALT-15 | 2024-01-01 | 1 | 2024 | 2024 | WINTER | 20 | 20 | 20 | 20 | 20 | 20 | 5 | 20 | 20 | 20 | 20 | 20 | 20 | 10
ALT-15 | 2024-02-01 | 2 | 2024 | 2024 | WINTER | 20 | 20 | 20 | 20 | 20 | 20 | 5 | 20 | 20 | 20 | 20 | 20 | 20 | 10
ALT-15 | 2024-03-01 | 3 | 2024 | 2024 | WINTER | 19 | 19 | 19 | 19 | 19 | 19 | 5 | 19 | 19 | 19 | 19 | 19 | 19 | 10
ALT-15 | 2024-04-01 | 4 | 2024 | 2024 | SPRING | 18 | 18 | 18 | 18 | 18 | 18 | 5 | 18 | 18 | 18 | 18 | 18 | 18 | 10
ALT-15 | 2024-05-01 | 5 | 2024 | 2024 | SPRING | 16 | 16 | 16 | 16 | 16 | 16 | 5 | 18 | 18 | 18 | 18 | 18 | 18 | 10
ALT-15 | 2024-06-01 | 6 | 2024 | 2024 | SUMMER | 15 | 15 | 15 | 15 | 15 | 15 | 5 | 17 | 17 | 17 | 17 | 17 | 17 | 10
ALT-15 | 2024-07-01 | 7 | 2024 | 2024 | SUMMER | 15 | 15 | 15 | 15 | 15 | 15 | 5 | 17 | 17 | 17 | 17 | 17 | 17 | 10
ALT-15 | 2024-08-01 | 8 | 2024 | 2024 | SUMMER | 15 | 15 | 15 | 15 | 15 | 15 | 5 | 17 | 17 | 17 | 17 | 17 | 17 | 10
ALT-15 | 2024-09-01 | 9 | 2024 | 2024 | SUMMER | 16 | 16 | 16 | 16 | 16 | 16 | 5 | 17 | 17 | 17 | 17 | 17 | 17 | 10
ALT-15 | 2024-10-01 | 10 | 2025 | 2024 | FALL | 18 | 18 | 18 | 18 | 18 | 18 | 5 | 18 | 18 | 18 | 18 | 18 | 18 | 10
ALT-15 | 2024-11-01 | 11 | 2025 | 2024 | FALL | 19 | 19 | 19 | 19 | 19 | 19 | 5 | 19 | 19 | 19 | 19 | 19 | 19 | 10
ALT-15 | 2024-12-01 | 12 | 2025 | 2024 | WINTER | 20 | 20 | 20 | 20 | 20 | 20 | 5 | 20 | 20 | 20 | 20 | 20 | 20 | 10
ALT-15 | 2025-01-01 | 1 | 2025 | 2025 | WINTER | 20 | 20 | 20 | 20 | 20 | 20 | 5 | 20 | 20 | 20 | 20 | 20 | 20 | 10
ALT-15 | 2025-02-01 | 2 | 2025 | 2025 | WINTER | 20 | 20 | 20 | 20 | 20 | 20 | 5 | 20 | 20 | 20 | 20 | 20 | 20 | 10
ALT-15 | 2025-03-01 | 3 | 2025 | 2025 | WINTER | 19 | 19 | 19 | 19 | 19 | 19 | 5 | 19 | 19 | 19 | 19 | 19 | 19 | 10
ALT-15 | 2025-04-01 | 4 | 2025 | 2025 | SPRING | 18 | 18 | 18 | 18 | 18 | 18 | 5 | 18 | 18 | 18 | 18 | 18 | 18 | 10
ALT-15 | 2025-05-01 | 5 | 2025 | 2025 | SPRING | 16 | 16 | 16 | 16 | 16 | 16 | 5 | 18 | 18 | 18 | 18 | 18 | 18 | 10
ALT-15 | 2025-06-01 | 6 | 2025 | 2025 | SUMMER | 15 | 15 | 15 | 15 | 15 | 15 | 5 | 17 | 17 | 17 | 17 | 17 | 17 | 10
ALT-15 | 2025-07-01 | 7 | 2025 | 2025 | SUMMER | 15 | 15 | 15 | 15 | 15 | 15 | 5 | 17 | 17 | 17 | 17 | 17 | 17 | 10
ALT-15 | 2025-08-01 | 8 | 2025 | 2025 | SUMMER | 15 | 15 | 15 | 15 | 15 | 15 | 5 | 17 | 17 | 17 | 17 | 17 | 17 | 10
ALT-15 | 2025-09-01 | 9 | 2025 | 2025 | SUMMER | 16 | 16 | 16 | 16 | 16 | 16 | 5 | 17 | 17 | 17 | 17 | 17 | 17 | 10
ALT-15 | 2025-10-01 | 10 | 2026 | 2025 | FALL | 18 | 18 | 18 | 18 | 18 | 18 | 5 | 18 | 18 | 18 | 18 | 18 | 18 | 10
ALT-15 | 2025-11-01 | 11 | 2026 | 2025 | FALL | 19 | 19 | 19 | 19 | 19 | 19 | 5 | 19 | 19 | 19 | 19 | 19 | 19 | 10
ALT-15 | 2025-12-01 | 12 | 2026 | 2025 | WINTER | 20 | 20 | 20 | 20 | 20 | 20 | 5 | 20 | 20 | 20 | 20 | 20 | 20 | 10
ALT-15 | 2026-01-01 | 1 | 2026 | 2026 | WINTER | 20 | 20 | 20 | 20 | 20 | 20 | 5 | 20 | 20 | 20 | 20 | 20 | 20 | 10
ALT-15 | 2026-02-01 | 2 | 2026 | 2026 | WINTER | 20 | 20 | 20 | 20 | 20 | 20 | 5 | 20 | 20 | 20 | 20 | 20 | 20 | 10
ALT-15 | 2026-03-01 | 3 | 2026 | 2026 | WINTER | 19 | 19 | 19 | 19 | 19 | 19 | 5 | 19 | 19 | 19 | 19 | 19 | 19 | 10
ALT-15 | 2026-04-01 | 4 | 2026 | 2026 | SPRING | 18 | 18 | 18 | 18 | 18 | 18 | 5 | 18 | 18 | 18 | 18 | 18 | 18 | 10
ALT-15 | 2026-05-01 | 5 | 2026 | 2026 | SPRING | 16 | 16 | 16 | 16 | 16 | 16 | 5 | 18 | 18 | 18 | 18 | 18 | 18 | 10
ALT-15 | 2026-06-01 | 6 | 2026 | 2026 | SUMMER | 15 | 15 | 15 | 15 | 15 | 15 | 5 | 17 | 17 | 17 | 17 | 17 | 17 | 10
ALT-15 | 2026-07-01 | 7 | 2026 | 2026 | SUMMER | 15 | 15 | 15 | 15 | 15 | 15 | 5 | 17 | 17 | 17 | 17 | 17 | 17 | 10
ALT-15 | 2026-08-01 | 8 | 2026 | 2026 | SUMMER | 15 | 15 | 15 | 15 | 15 | 15 | 5 | 17 | 17 | 17 | 17 | 17 | 17 | 10
ALT-15 | 2026-09-01 | 9 | 2026 | 2026 | SUMMER | 16 | 16 | 16 | 16 | 16 | 16 | 5 | 17 | 17 | 17 | 17 | 17 | 17 | 10
ALT-15 | 2026-10-01 | 10 | 2027 | 2026 | FALL | 18 | 18 | 18 | 18 | 18 | 18 | 5 | 18 | 18 | 18 | 18 | 18 | 18 | 10
ALT-15 | 2026-11-01 | 11 | 2027 | 2026 | FALL | 19 | 19 | 19 | 19 | 19 | 19 | 5 | 19 | 19 | 19 | 19 | 19 | 19 | 10
ALT-15 | 2026-12-01 | 12 | 2027 | 2026 | WINTER | 20 | 20 | 20 | 20 | 20 | 20 | 5 | 20 | 20 | 20 | 20 | 20 | 20 | 10
ALT-15 | 2027-01-01 | 1 | 2027 | 2027 | WINTER | 20 | 20 | 20 | 20 | 20 | 20 | 5 | 20 | 20 | 20 | 20 | 20 | 20 | 10
ALT-15 | 2027-02-01 | 2 | 2027 | 2027 | WINTER | 20 | 20 | 20 | 20 | 20 | 20 | 5 | 20 | 20 | 20 | 20 | 20 | 20 | 10
ALT-15 | 2027-03-01 | 3 | 2027 | 2027 | WINTER | 19 | 19 | 19 | 19 | 19 | 19 | 5 | 19 | 19 | 19 | 19 | 19 | 19 | 10
ALT-15 | 2027-04-01 | 4 | 2027 | 2027 | SPRING | 18 | 18 | 18 | 18 | 18 | 18 | 5 | 18 | 18 | 18 | 18 | 18 | 18 | 10
ALT-15 | 2027-05-01 | 5 | 2027 | 2027 | SPRING | 16 | 16 | 16 | 16 | 16 | 16 | 5 | 18 | 18 | 18 | 18 | 18 | 18 | 10
ALT-15 | 2027-06-01 | 6 | 2027 | 2027 | SUMMER | 15 | 15 | 15 | 15 | 15 | 15 | 5 | 17 | 17 | 17 | 17 | 17 | 17 | 10
ALT-15 | 2027-07-01 | 7 | 2027 | 2027 | SUMMER | 15 | 15 | 15 | 15 | 15 | 15 | 5 | 17 | 17 | 17 | 17 | 17 | 17 | 10
ALT-15 | 2027-08-01 | 8 | 2027 | 2027 | SUMMER | 15 | 15 | 15 | 15 | 15 | 15 | 5 | 17 | 17 | 17 | 17 | 17 | 17 | 10
ALT-15 | 2027-09-01 | 9 | 2027 | 2027 | SUMMER | 16 | 16 | 16 | 16 | 16 | 16 | 5 | 17 | 17 | 17 | 17 | 17 | 17 | 10
ALT-15 | 2027-10-01 | 10 | 2028 | 2027 | FALL | 18 | 18 | 18 | 18 | 18 | 18 | 5 | 18 | 18 | 18 | 18 | 18 | 18 | 10
ALT-15 | 2027-11-01 | 11 | 2028 | 2027 | FALL | 19 | 19 | 19 | 19 | 19 | 19 | 5 | 19 | 19 | 19 | 19 | 19 | 19 | 10
ALT-15 | 2027-12-01 | 12 | 2028 | 2027 | WINTER | 20 | 20 | 20 | 20 | 20 | 20 | 5 | 20 | 20 | 20 | 20 | 20 | 20 | 10
ALT-15 | 2028-01-01 | 1 | 2028 | 2028 | WINTER | 20 | 20 | 20 | 20 | 20 | 20 | 5 | 20 | 20 | 20 | 20 | 20 | 20 | 10
ALT-15 | 2028-02-01 | 2 | 2028 | 2028 | WINTER | 20 | 20 | 20 | 20 | 20 | 20 | 5 | 20 | 20 | 20 | 20 | 20 | 20 | 10
ALT-15 | 2028-03-01 | 3 | 2028 | 2028 | WINTER | 19 | 19 | 19 | 19 | 19 | 19 | 5 | 19 | 19 | 19 | 19 | 19 | 19 | 10
ALT-15 | 2028-04-01 | 4 | 2028 | 2028 | SPRING | 18 | 18 | 18 | 18 | 18 | 18 | 5 | 18 | 18 | 18 | 18 | 18 | 18 | 10
ALT-15 | 2028-05-01 | 5 | 2028 | 2028 | SPRING | 16 | 16 | 16 | 16 | 16 | 16 | 5 | 18 | 18 | 18 | 18 | 18 | 18 | 10
ALT-15 | 2028-06-01 | 6 | 2028 | 2028 | SUMMER | 15 | 15 | 15 | 15 | 15 | 15 | 5 | 17 | 17 | 17 | 17 | 17 | 17 | 10
ALT-15 | 2028-07-01 | 7 | 2028 | 2028 | SUMMER | 15 | 15 | 15 | 15 | 15 | 15 | 5 | 17 | 17 | 17 | 17 | 17 | 17 | 10
ALT-15 | 2028-08-01 | 8 | 2028 | 2028 | SUMMER | 15 | 15 | 15 | 15 | 15 | 15 | 5 | 17 | 17 | 17 | 17 | 17 | 17 | 10
ALT-15 | 2028-09-01 | 9 | 2028 | 2028 | SUMMER | 16 | 16 | 16 | 16 | 16 | 16 | 5 | 17 | 17 | 17 | 17 | 17 | 17 | 10
ALT-15 | 2028-10-01 | 10 | 2029 | 2028 | FALL | 18 | 18 | 18 | 18 | 18 | 18 | 5 | 18 | 18 | 18 | 18 | 18 | 18 | 10
ALT-15 | 2028-11-01 | 11 | 2029 | 2028 | FALL | 19 | 19 | 19 | 19 | 19 | 19 | 5 | 19 | 19 | 19 | 19 | 19 | 19 | 10
ALT-15 | 2028-12-01 | 12 | 2029 | 2028 | WINTER | 20 | 20 | 20 | 20 | 20 | 20 | 5 | 20 | 20 | 20 | 20 | 20 | 20 | 10
ALT-15 | 2029-01-01 | 1 | 2029 | 2029 | WINTER | 20 | 20 | 20 | 20 | 20 | 20 | 5 | 20 | 20 | 20 | 20 | 20 | 20 | 10
ALT-15 | 2029-02-01 | 2 | 2029 | 2029 | WINTER | 20 | 20 | 20 | 20 | 20 | 20 | 5 | 20 | 20 | 20 | 20 | 20 | 20 | 10
ALT-15 | 2029-03-01 | 3 | 2029 | 2029 | WINTER | 19 | 19 | 19 | 19 | 19 | 19 | 5 | 19 | 19 | 19 | 19 | 19 | 19 | 10
ALT-15 | 2029-04-01 | 4 | 2029 | 2029 | SPRING | 18 | 18 | 18 | 18 | 18 | 18 | 5 | 18 | 18 | 18 | 18 | 18 | 18 | 10
ALT-15 | 2029-05-01 | 5 | 2029 | 2029 | SPRING | 16 | 16 | 16 | 16 | 16 | 16 | 5 | 18 | 18 | 18 | 18 | 18 | 18 | 10
ALT-15 | 2029-06-01 | 6 | 2029 | 2029 | SUMMER | 15 | 15 | 15 | 15 | 15 | 15 | 5 | 17 | 17 | 17 | 17 | 17 | 17 | 10
ALT-15 | 2029-07-01 | 7 | 2029 | 2029 | SUMMER | 15 | 15 | 15 | 15 | 15 | 15 | 5 | 17 | 17 | 17 | 17 | 17 | 17 | 10
ALT-15 | 2029-08-01 | 8 | 2029 | 2029 | SUMMER | 15 | 15 | 15 | 15 | 15 | 15 | 5 | 17 | 17 | 17 | 17 | 17 | 17 | 10
ALT-15 | 2029-09-01 | 9 | 2029 | 2029 | SUMMER | 16 | 16 | 16 | 16 | 16 | 16 | 5 | 17 | 17 | 17 | 17 | 17 | 17 | 10
ALT-15 | 2029-10-01 | 10 | 2030 | 2029 | FALL | 18 | 18 | 18 | 18 | 18 | 18 | 5 | 18 | 18 | 18 | 18 | 18 | 18 | 10
ALT-15 | 2029-11-01 | 11 | 2030 | 2029 | FALL | 19 | 19 | 19 | 19 | 19 | 19 | 5 | 19 | 19 | 19 | 19 | 19 | 19 | 10
ALT-15 | 2029-12-01 | 12 | 2030 | 2029 | WINTER | 20 | 20 | 20 | 20 | 20 | 20 | 5 | 20 | 20 | 20 | 20 | 20 | 20 | 10
ALT-15 | 2030-01-01 | 1 | 2030 | 2030 | WINTER | 20 | 20 | 20 | 20 | 20 | 20 | 5 | 20 | 20 | 20 | 20 | 20 | 20 | 10
ALT-15 | 2030-02-01 | 2 | 2030 | 2030 | WINTER | 20 | 20 | 20 | 20 | 20 | 20 | 5 | 20 | 20 | 20 | 20 | 20 | 20 | 10
ALT-15 | 2030-03-01 | 3 | 2030 | 2030 | WINTER | 19 | 19 | 19 | 19 | 19 | 19 | 5 | 19 | 19 | 19 | 19 | 19 | 19 | 10
ALT-15 | 2030-04-01 | 4 | 2030 | 2030 | SPRING | 18 | 18 | 18 | 18 | 18 | 18 | 5 | 18 | 18 | 18 | 18 | 18 | 18 | 10
ALT-15 | 2030-05-01 | 5 | 2030 | 2030 | SPRING | 16 | 16 | 16 | 16 | 16 | 16 | 5 | 18 | 18 | 18 | 18 | 18 | 18 | 10
ALT-15 | 2030-06-01 | 6 | 2030 | 2030 | SUMMER | 15 | 15 | 15 | 15 | 15 | 15 | 5 | 17 | 17 | 17 | 17 | 17 | 17 | 10
ALT-15 | 2030-07-01 | 7 | 2030 | 2030 | SUMMER | 15 | 15 | 15 | 15 | 15 | 15 | 5 | 17 | 17 | 17 | 17 | 17 | 17 | 10
ALT-15 | 2030-08-01 | 8 | 2030 | 2030 | SUMMER | 15 | 15 | 15 | 15 | 15 | 15 | 5 | 17 | 17 | 17 | 17 | 17 | 17 | 10
ALT-15 | 2030-09-01 | 9 | 2030 | 2030 | SUMMER | 16 | 16 | 16 | 16 | 16 | 16 | 5 | 17 | 17 | 17 | 17 | 17 | 17 | 10
ALT-15 | 2030-10-01 | 10 | 2031 | 2030 | FALL | 18 | 18 | 18 | 18 | 18 | 18 | 5 | 18 | 18 | 18 | 18 | 18 | 18 | 10
ALT-15 | 2030-11-01 | 11 | 2031 | 2030 | FALL | 19 | 19 | 19 | 19 | 19 | 19 | 5 | 19 | 19 | 19 | 19 | 19 | 19 | 10
ALT-15 | 2030-12-01 | 12 | 2031 | 2030 | WINTER | 20 | 20 | 20 | 20 | 20 | 20 | 5 | 20 | 20 | 20 | 20 | 20 | 20 | 10
ALT-15 | 2031-01-01 | 1 | 2031 | 2031 | WINTER | 20 | 20 | 20 | 20 | 20 | 20 | 5 | 20 | 20 | 20 | 20 | 20 | 20 | 10
ALT-15 | 2031-02-01 | 2 | 2031 | 2031 | WINTER | 20 | 20 | 20 | 20 | 20 | 20 | 5 | 20 | 20 | 20 | 20 | 20 | 20 | 10
ALT-15 | 2031-03-01 | 3 | 2031 | 2031 | WINTER | 19 | 19 | 19 | 19 | 19 | 19 | 5 | 19 | 19 | 19 | 19 | 19 | 19 | 10
ALT-15 | 2031-04-01 | 4 | 2031 | 2031 | SPRING | 18 | 18 | 18 | 18 | 18 | 18 | 5 | 18 | 18 | 18 | 18 | 18 | 18 | 10
ALT-15 | 2031-05-01 | 5 | 2031 | 2031 | SPRING | 16 | 16 | 16 | 16 | 16 | 16 | 5 | 18 | 18 | 18 | 18 | 18 | 18 | 10
ALT-15 | 2031-06-01 | 6 | 2031 | 2031 | SUMMER | 15 | 15 | 15 | 15 | 15 | 15 | 5 | 17 | 17 | 17 | 17 | 17 | 17 | 10
ALT-15 | 2031-07-01 | 7 | 2031 | 2031 | SUMMER | 15 | 15 | 15 | 15 | 15 | 15 | 5 | 17 | 17 | 17 | 17 | 17 | 17 | 10
ALT-15 | 2031-08-01 | 8 | 2031 | 2031 | SUMMER | 15 | 15 | 15 | 15 | 15 | 15 | 5 | 17 | 17 | 17 | 17 | 17 | 17 | 10
ALT-15 | 2031-09-01 | 9 | 2031 | 2031 | SUMMER | 16 | 16 | 16 | 16 | 16 | 16 | 5 | 17 | 17 | 17 | 17 | 17 | 17 | 10
ALT-15 | 2031-10-01 | 10 | 2032 | 2031 | FALL | 18 | 18 | 18 | 18 | 18 | 18 | 5 | 18 | 18 | 18 | 18 | 18 | 18 | 10
ALT-15 | 2031-11-01 | 11 | 2032 | 2031 | FALL | 19 | 19 | 19 | 19 | 19 | 19 | 5 | 19 | 19 | 19 | 19 | 19 | 19 | 10
ALT-15 | 2031-12-01 | 12 | 2032 | 2031 | WINTER | 20 | 20 | 20 | 20 | 20 | 20 | 5 | 20 | 20 | 20 | 20 | 20 | 20 | 10
ALT-15 | 2032-01-01 | 1 | 2032 | 2032 | WINTER | 20 | 20 | 20 | 20 | 20 | 20 | 5 | 20 | 20 | 20 | 20 | 20 | 20 | 10
ALT-15 | 2032-02-01 | 2 | 2032 | 2032 | WINTER | 20 | 20 | 20 | 20 | 20 | 20 | 5 | 20 | 20 | 20 | 20 | 20 | 20 | 10
ALT-15 | 2032-03-01 | 3 | 2032 | 2032 | WINTER | 19 | 19 | 19 | 19 | 19 | 19 | 5 | 19 | 19 | 19 | 19 | 19 | 19 | 10
ALT-15 | 2032-04-01 | 4 | 2032 | 2032 | SPRING | 18 | 18 | 18 | 18 | 18 | 18 | 5 | 18 | 18 | 18 | 18 | 18 | 18 | 10
ALT-15 | 2032-05-01 | 5 | 2032 | 2032 | SPRING | 16 | 16 | 16 | 16 | 16 | 16 | 5 | 18 | 18 | 18 | 18 | 18 | 18 | 10
ALT-15 | 2032-06-01 | 6 | 2032 | 2032 | SUMMER | 15 | 15 | 15 | 15 | 15 | 15 | 5 | 17 | 17 | 17 | 17 | 17 | 17 | 10
ALT-15 | 2032-07-01 | 7 | 2032 | 2032 | SUMMER | 15 | 15 | 15 | 15 | 15 | 15 | 5 | 17 | 17 | 17 | 17 | 17 | 17 | 10
ALT-15 | 2032-08-01 | 8 | 2032 | 2032 | SUMMER | 15 | 15 | 15 | 15 | 15 | 15 | 5 | 17 | 17 | 17 | 17 | 17 | 17 | 10
ALT-15 | 2032-09-01 | 9 | 2032 | 2032 | SUMMER | 16 | 16 | 16 | 16 | 16 | 16 | 5 | 17 | 17 | 17 | 17 | 17 | 17 | 10
ALT-15 | 2032-10-01 | 10 | 2033 | 2032 | FALL | 18 | 18 | 18 | 18 | 18 | 18 | 5 | 18 | 18 | 18 | 18 | 18 | 18 | 10
ALT-15 | 2032-11-01 | 11 | 2033 | 2032 | FALL | 19 | 19 | 19 | 19 | 19 | 19 | 5 | 19 | 19 | 19 | 19 | 19 | 19 | 10
ALT-15 | 2032-12-01 | 12 | 2033 | 2032 | WINTER | 20 | 20 | 20 | 20 | 20 | 20 | 5 | 20 | 20 | 20 | 20 | 20 | 20 | 10
ALT-15 | 2033-01-01 | 1 | 2033 | 2033 | WINTER | 20 | 20 | 20 | 20 | 20 | 20 | 5 | 20 | 20 | 20 | 20 | 20 | 20 | 10
ALT-15 | 2033-02-01 | 2 | 2033 | 2033 | WINTER | 20 | 20 | 20 | 20 | 20 | 20 | 5 | 20 | 20 | 20 | 20 | 20 | 20 | 10
ALT-15 | 2033-03-01 | 3 | 2033 | 2033 | WINTER | 19 | 19 | 19 | 19 | 19 | 19 | 5 | 19 | 19 | 19 | 19 | 19 | 19 | 10
ALT-15 | 2033-04-01 | 4 | 2033 | 2033 | SPRING | 18 | 18 | 18 | 18 | 18 | 18 | 5 | 18 | 18 | 18 | 18 | 18 | 18 | 10
ALT-15 | 2033-05-01 | 5 | 2033 | 2033 | SPRING | 16 | 16 | 16 | 16 | 16 | 16 | 5 | 18 | 18 | 18 | 18 | 18 | 18 | 10
ALT-15 | 2033-06-01 | 6 | 2033 | 2033 | SUMMER | 15 | 15 | 15 | 15 | 15 | 15 | 5 | 17 | 17 | 17 | 17 | 17 | 17 | 10
ALT-15 | 2033-07-01 | 7 | 2033 | 2033 | SUMMER | 15 | 15 | 15 | 15 | 15 | 15 | 5 | 17 | 17 | 17 | 17 | 17 | 17 | 10
ALT-15 | 2033-08-01 | 8 | 2033 | 2033 | SUMMER | 15 | 15 | 15 | 15 | 15 | 15 | 5 | 17 | 17 | 17 | 17 | 17 | 17 | 10
ALT-15 | 2033-09-01 | 9 | 2033 | 2033 | SUMMER | 16 | 16 | 16 | 16 | 16 | 16 | 5 | 17 | 17 | 17 | 17 | 17 | 17 | 10
ALT-15 | 2033-10-01 | 10 | 2034 | 2033 | FALL | 18 | 18 | 18 | 18 | 18 | 18 | 5 | 18 | 18 | 18 | 18 | 18 | 18 | 10
ALT-15 | 2033-11-01 | 11 | 2034 | 2033 | FALL | 19 | 19 | 19 | 19 | 19 | 19 | 5 | 19 | 19 | 19 | 19 | 19 | 19 | 10
ALT-15 | 2033-12-01 | 12 | 2034 | 2033 | WINTER | 20 | 20 | 20 | 20 | 20 | 20 | 5 | 20 | 20 | 20 | 20 | 20 | 20 | 10
ALT-15 | 2034-01-01 | 1 | 2034 | 2034 | WINTER | 20 | 20 | 20 | 20 | 20 | 20 | 5 | 20 | 20 | 20 | 20 | 20 | 20 | 10
ALT-15 | 2034-02-01 | 2 | 2034 | 2034 | WINTER | 20 | 20 | 20 | 20 | 20 | 20 | 5 | 20 | 20 | 20 | 20 | 20 | 20 | 10
ALT-15 | 2034-03-01 | 3 | 2034 | 2034 | WINTER | 19 | 19 | 19 | 19 | 19 | 19 | 5 | 19 | 19 | 19 | 19 | 19 | 19 | 10
ALT-15 | 2034-04-01 | 4 | 2034 | 2034 | SPRING | 18 | 18 | 18 | 18 | 18 | 18 | 5 | 18 | 18 | 18 | 18 | 18 | 18 | 10
ALT-15 | 2034-05-01 | 5 | 2034 | 2034 | SPRING | 16 | 16 | 16 | 16 | 16 | 16 | 5 | 18 | 18 | 18 | 18 | 18 | 18 | 10
ALT-15 | 2034-06-01 | 6 | 2034 | 2034 | SUMMER | 15 | 15 | 15 | 15 | 15 | 15 | 5 | 17 | 17 | 17 | 17 | 17 | 17 | 10
ALT-15 | 2034-07-01 | 7 | 2034 | 2034 | SUMMER | 15 | 15 | 15 | 15 | 15 | 15 | 5 | 17 | 17 | 17 | 17 | 17 | 17 | 10
ALT-15 | 2034-08-01 | 8 | 2034 | 2034 | SUMMER | 15 | 15 | 15 | 15 | 15 | 15 | 5 | 17 | 17 | 17 | 17 | 17 | 17 | 10
ALT-15 | 2034-09-01 | 9 | 2034 | 2034 | SUMMER | 16 | 16 | 16 | 16 | 16 | 16 | 5 | 17 | 17 | 17 | 17 | 17 | 17 | 10
ALT-15 | 2034-10-01 | 10 | 2035 | 2034 | FALL | 18 | 18 | 18 | 18 | 18 | 18 | 5 | 18 | 18 | 18 | 18 | 18 | 18 | 10
ALT-15 | 2034-11-01 | 11 | 2035 | 2034 | FALL | 19 | 19 | 19 | 19 | 19 | 19 | 5 | 19 | 19 | 19 | 19 | 19 | 19 | 10
ALT-15 | 2034-12-01 | 12 | 2035 | 2034 | WINTER | 20 | 20 | 20 | 20 | 20 | 20 | 5 | 20 | 20 | 20 | 20 | 20 | 20 | 10
ALT-15 | 2035-01-01 | 1 | 2035 | 2035 | WINTER | 20 | 20 | 20 | 20 | 20 | 20 | 5 | 20 | 20 | 20 | 20 | 20 | 20 | 10
ALT-15 | 2035-02-01 | 2 | 2035 | 2035 | WINTER | 20 | 20 | 20 | 20 | 20 | 20 | 5 | 20 | 20 | 20 | 20 | 20 | 20 | 10
ALT-15 | 2035-03-01 | 3 | 2035 | 2035 | WINTER | 19 | 19 | 19 | 19 | 19 | 19 | 5 | 19 | 19 | 19 | 19 | 19 | 19 | 10
ALT-15 | 2035-04-01 | 4 | 2035 | 2035 | SPRING | 18 | 18 | 18 | 18 | 18 | 18 | 5 | 18 | 18 | 18 | 18 | 18 | 18 | 10
ALT-15 | 2035-05-01 | 5 | 2035 | 2035 | SPRING | 16 | 16 | 16 | 16 | 16 | 16 | 5 | 18 | 18 | 18 | 18 | 18 | 18 | 10
ALT-15 | 2035-06-01 | 6 | 2035 | 2035 | SUMMER | 15 | 15 | 15 | 15 | 15 | 15 | 5 | 17 | 17 | 17 | 17 | 17 | 17 | 10
ALT-15 | 2035-07-01 | 7 | 2035 | 2035 | SUMMER | 15 | 15 | 15 | 15 | 15 | 15 | 5 | 17 | 17 | 17 | 17 | 17 | 17 | 10
ALT-15 | 2035-08-01 | 8 | 2035 | 2035 | SUMMER | 15 | 15 | 15 | 15 | 15 | 15 | 5 | 17 | 17 | 17 | 17 | 17 | 17 | 10
ALT-15 | 2035-09-01 | 9 | 2035 | 2035 | SUMMER | 16 | 16 | 16 | 16 | 16 | 16 | 5 | 17 | 17 | 17 | 17 | 17 | 17 | 10
ALT-15 | 2035-10-01 | 10 | 2036 | 2035 | FALL | 18 | 18 | 18 | 18 | 18 | 18 | 5 | 18 | 18 | 18 | 18 | 18 | 18 | 10
ALT-15 | 2035-11-01 | 11 | 2036 | 2035 | FALL | 19 | 19 | 19 | 19 | 19 | 19 | 5 | 19 | 19 | 19 | 19 | 19 | 19 | 10
ALT-15 | 2035-12-01 | 12 | 2036 | 2035 | WINTER | 20 | 20 | 20 | 20 | 20 | 20 | 5 | 20 | 20 | 20 | 20 | 20 | 20 | 10
ALT-15 | 2036-01-01 | 1 | 2036 | 2036 | WINTER | 20 | 20 | 20 | 20 | 20 | 20 | 5 | 20 | 20 | 20 | 20 | 20 | 20 | 10
ALT-15 | 2036-02-01 | 2 | 2036 | 2036 | WINTER | 20 | 20 | 20 | 20 | 20 | 20 | 5 | 20 | 20 | 20 | 20 | 20 | 20 | 10
ALT-15 | 2036-03-01 | 3 | 2036 | 2036 | WINTER | 19 | 19 | 19 | 19 | 19 | 19 | 5 | 19 | 19 | 19 | 19 | 19 | 19 | 10
ALT-15 | 2036-04-01 | 4 | 2036 | 2036 | SPRING | 18 | 18 | 18 | 18 | 18 | 18 | 5 | 18 | 18 | 18 | 18 | 18 | 18 | 10
ALT-15 | 2036-05-01 | 5 | 2036 | 2036 | SPRING | 16 | 16 | 16 | 16 | 16 | 16 | 5 | 18 | 18 | 18 | 18 | 18 | 18 | 10
ALT-15 | 2036-06-01 | 6 | 2036 | 2036 | SUMMER | 15 | 15 | 15 | 15 | 15 | 15 | 5 | 17 | 17 | 17 | 17 | 17 | 17 | 10
ALT-15 | 2036-07-01 | 7 | 2036 | 2036 | SUMMER | 15 | 15 | 15 | 15 | 15 | 15 | 5 | 17 | 17 | 17 | 17 | 17 | 17 | 10
ALT-15 | 2036-08-01 | 8 | 2036 | 2036 | SUMMER | 15 | 15 | 15 | 15 | 15 | 15 | 5 | 17 | 17 | 17 | 17 | 17 | 17 | 10
ALT-15 | 2036-09-01 | 9 | 2036 | 2036 | SUMMER | 16 | 16 | 16 | 16 | 16 | 16 | 5 | 17 | 17 | 17 | 17 | 17 | 17 | 10
ALT-15 | 2036-10-01 | 10 | 2037 | 2036 | FALL | 18 | 18 | 18 | 18 | 18 | 18 | 5 | 18 | 18 | 18 | 18 | 18 | 18 | 10
ALT-15 | 2036-11-01 | 11 | 2037 | 2036 | FALL | 19 | 19 | 19 | 19 | 19 | 19 | 5 | 19 | 19 | 19 | 19 | 19 | 19 | 10
ALT-15 | 2036-12-01 | 12 | 2037 | 2036 | WINTER | 20 | 20 | 20 | 20 | 20 | 20 | 5 | 20 | 20 | 20 | 20 | 20 | 20 | 10
ALT-15 | 2037-01-01 | 1 | 2037 | 2037 | WINTER | 20 | 20 | 20 | 20 | 20 | 20 | 5 | 20 | 20 | 20 | 20 | 20 | 20 | 10
ALT-15 | 2037-02-01 | 2 | 2037 | 2037 | WINTER | 20 | 20 | 20 | 20 | 20 | 20 | 5 | 20 | 20 | 20 | 20 | 20 | 20 | 10
ALT-15 | 2037-03-01 | 3 | 2037 | 2037 | WINTER | 19 | 19 | 19 | 19 | 19 | 19 | 5 | 19 | 19 | 19 | 19 | 19 | 19 | 10
ALT-15 | 2037-04-01 | 4 | 2037 | 2037 | SPRING | 18 | 18 | 18 | 18 | 18 | 18 | 5 | 18 | 18 | 18 | 18 | 18 | 18 | 10
ALT-15 | 2037-05-01 | 5 | 2037 | 2037 | SPRING | 16 | 16 | 16 | 16 | 16 | 16 | 5 | 18 | 18 | 18 | 18 | 18 | 18 | 10
ALT-15 | 2037-06-01 | 6 | 2037 | 2037 | SUMMER | 15 | 15 | 15 | 15 | 15 | 15 | 5 | 17 | 17 | 17 | 17 | 17 | 17 | 10
ALT-15 | 2037-07-01 | 7 | 2037 | 2037 | SUMMER | 15 | 15 | 15 | 15 | 15 | 15 | 5 | 17 | 17 | 17 | 17 | 17 | 17 | 10
ALT-15 | 2037-08-01 | 8 | 2037 | 2037 | SUMMER | 15 | 15 | 15 | 15 | 15 | 15 | 5 | 17 | 17 | 17 | 17 | 17 | 17 | 10
ALT-15 | 2037-09-01 | 9 | 2037 | 2037 | SUMMER | 16 | 16 | 16 | 16 | 16 | 16 | 5 | 17 | 17 | 17 | 17 | 17 | 17 | 10
ALT-15 | 2037-10-01 | 10 | 2038 | 2037 | FALL | 18 | 18 | 18 | 18 | 18 | 18 | 5 | 18 | 18 | 18 | 18 | 18 | 18 | 10
ALT-15 | 2037-11-01 | 11 | 2038 | 2037 | FALL | 19 | 19 | 19 | 19 | 19 | 19 | 5 | 19 | 19 | 19 | 19 | 19 | 19 | 10
ALT-15 | 2037-12-01 | 12 | 2038 | 2037 | WINTER | 20 | 20 | 20 | 20 | 20 | 20 | 5 | 20 | 20 | 20 | 20 | 20 | 20 | 10
ALT-15 | 2038-01-01 | 1 | 2038 | 2038 | WINTER | 20 | 20 | 20 | 20 | 20 | 20 | 5 | 20 | 20 | 20 | 20 | 20 | 20 | 10
ALT-15 | 2038-02-01 | 2 | 2038 | 2038 | WINTER | 20 | 20 | 20 | 20 | 20 | 20 | 5 | 20 | 20 | 20 | 20 | 20 | 20 | 10
ALT-15 | 2038-03-01 | 3 | 2038 | 2038 | WINTER | 19 | 19 | 19 | 19 | 19 | 19 | 5 | 19 | 19 | 19 | 19 | 19 | 19 | 10
ALT-15 | 2038-04-01 | 4 | 2038 | 2038 | SPRING | 18 | 18 | 18 | 18 | 18 | 18 | 5 | 18 | 18 | 18 | 18 | 18 | 18 | 10
ALT-15 | 2038-05-01 | 5 | 2038 | 2038 | SPRING | 16 | 16 | 16 | 16 | 16 | 16 | 5 | 18 | 18 | 18 | 18 | 18 | 18 | 10
ALT-15 | 2038-06-01 | 6 | 2038 | 2038 | SUMMER | 15 | 15 | 15 | 15 | 15 | 15 | 5 | 17 | 17 | 17 | 17 | 17 | 17 | 10
ALT-15 | 2038-07-01 | 7 | 2038 | 2038 | SUMMER | 15 | 15 | 15 | 15 | 15 | 15 | 5 | 17 | 17 | 17 | 17 | 17 | 17 | 10
ALT-15 | 2038-08-01 | 8 | 2038 | 2038 | SUMMER | 15 | 15 | 15 | 15 | 15 | 15 | 5 | 17 | 17 | 17 | 17 | 17 | 17 | 10
ALT-15 | 2038-09-01 | 9 | 2038 | 2038 | SUMMER | 16 | 16 | 16 | 16 | 16 | 16 | 5 | 17 | 17 | 17 | 17 | 17 | 17 | 10
ALT-15 | 2038-10-01 | 10 | 2039 | 2038 | FALL | 18 | 18 | 18 | 18 | 18 | 18 | 5 | 18 | 18 | 18 | 18 | 18 | 18 | 10
ALT-15 | 2038-11-01 | 11 | 2039 | 2038 | FALL | 19 | 19 | 19 | 19 | 19 | 19 | 5 | 19 | 19 | 19 | 19 | 19 | 19 | 10
ALT-15 | 2038-12-01 | 12 | 2039 | 2038 | WINTER | 20 | 20 | 20 | 20 | 20 | 20 | 5 | 20 | 20 | 20 | 20 | 20 | 20 | 10
ALT-15 | 2039-01-01 | 1 | 2039 | 2039 | WINTER | 20 | 20 | 20 | 20 | 20 | 20 | 5 | 20 | 20 | 20 | 20 | 20 | 20 | 10
ALT-15 | 2039-02-01 | 2 | 2039 | 2039 | WINTER | 20 | 20 | 20 | 20 | 20 | 20 | 5 | 20 | 20 | 20 | 20 | 20 | 20 | 10
ALT-15 | 2039-03-01 | 3 | 2039 | 2039 | WINTER | 19 | 19 | 19 | 19 | 19 | 19 | 5 | 19 | 19 | 19 | 19 | 19 | 19 | 10
ALT-15 | 2039-04-01 | 4 | 2039 | 2039 | SPRING | 18 | 18 | 18 | 18 | 18 | 18 | 5 | 18 | 18 | 18 | 18 | 18 | 18 | 10
ALT-15 | 2039-05-01 | 5 | 2039 | 2039 | SPRING | 16 | 16 | 16 | 16 | 16 | 16 | 5 | 18 | 18 | 18 | 18 | 18 | 18 | 10
ALT-15 | 2039-06-01 | 6 | 2039 | 2039 | SUMMER | 15 | 15 | 15 | 15 | 15 | 15 | 5 | 17 | 17 | 17 | 17 | 17 | 17 | 10
ALT-15 | 2039-07-01 | 7 | 2039 | 2039 | SUMMER | 15 | 15 | 15 | 15 | 15 | 15 | 5 | 17 | 17 | 17 | 17 | 17 | 17 | 10
ALT-15 | 2039-08-01 | 8 | 2039 | 2039 | SUMMER | 15 | 15 | 15 | 15 | 15 | 15 | 5 | 17 | 17 | 17 | 17 | 17 | 17 | 10
ALT-15 | 2039-09-01 | 9 | 2039 | 2039 | SUMMER | 16 | 16 | 16 | 16 | 16 | 16 | 5 | 17 | 17 | 17 | 17 | 17 | 17 | 10
ALT-15 | 2039-10-01 | 10 | 2040 | 2039 | FALL | 18 | 18 | 18 | 18 | 18 | 18 | 5 | 18 | 18 | 18 | 18 | 18 | 18 | 10
ALT-15 | 2039-11-01 | 11 | 2040 | 2039 | FALL | 19 | 19 | 19 | 19 | 19 | 19 | 5 | 19 | 19 | 19 | 19 | 19 | 19 | 10
ALT-15 | 2039-12-01 | 12 | 2040 | 2039 | WINTER | 20 | 20 | 20 | 20 | 20 | 20 | 5 | 20 | 20 | 20 | 20 | 20 | 20 | 10
ALT-15 | 2040-01-01 | 1 | 2040 | 2040 | WINTER | 20 | 20 | 20 | 20 | 20 | 20 | 5 | 20 | 20 | 20 | 20 | 20 | 20 | 10
ALT-15 | 2040-02-01 | 2 | 2040 | 2040 | WINTER | 20 | 20 | 20 | 20 | 20 | 20 | 5 | 20 | 20 | 20 | 20 | 20 | 20 | 10
ALT-15 | 2040-03-01 | 3 | 2040 | 2040 | WINTER | 19 | 19 | 19 | 19 | 19 | 19 | 5 | 19 | 19 | 19 | 19 | 19 | 19 | 10
ALT-15 | 2040-04-01 | 4 | 2040 | 2040 | SPRING | 18 | 18 | 18 | 18 | 18 | 18 | 5 | 18 | 18 | 18 | 18 | 18 | 18 | 10
ALT-15 | 2040-05-01 | 5 | 2040 | 2040 | SPRING | 16 | 16 | 16 | 16 | 16 | 16 | 5 | 18 | 18 | 18 | 18 | 18 | 18 | 10
ALT-15 | 2040-06-01 | 6 | 2040 | 2040 | SUMMER | 15 | 15 | 15 | 15 | 15 | 15 | 5 | 17 | 17 | 17 | 17 | 17 | 17 | 10
ALT-15 | 2040-07-01 | 7 | 2040 | 2040 | SUMMER | 15 | 15 | 15 | 15 | 15 | 15 | 5 | 17 | 17 | 17 | 17 | 17 | 17 | 10
ALT-15 | 2040-08-01 | 8 | 2040 | 2040 | SUMMER | 15 | 15 | 15 | 15 | 15 | 15 | 5 | 17 | 17 | 17 | 17 | 17 | 17 | 10
ALT-15 | 2040-09-01 | 9 | 2040 | 2040 | SUMMER | 16 | 16 | 16 | 16 | 16 | 16 | 5 | 17 | 17 | 17 | 17 | 17 | 17 | 10
ALT-15 | 2040-10-01 | 10 | 2041 | 2040 | FALL | 18 | 18 | 18 | 18 | 18 | 18 | 5 | 18 | 18 | 18 | 18 | 18 | 18 | 10
ALT-15 | 2040-11-01 | 11 | 2041 | 2040 | FALL | 19 | 19 | 19 | 19 | 19 | 19 | 5 | 19 | 19 | 19 | 19 | 19 | 19 | 10
ALT-15 | 2040-12-01 | 12 | 2041 | 2040 | WINTER | 20 | 20 | 20 | 20 | 20 | 20 | 5 | 20 | 20 | 20 | 20 | 20 | 20 | 10
ALT-15 | 2041-01-01 | 1 | 2041 | 2041 | WINTER | 20 | 20 | 20 | 20 | 20 | 20 | 5 | 20 | 20 | 20 | 20 | 20 | 20 | 10
ALT-15 | 2041-02-01 | 2 | 2041 | 2041 | WINTER | 20 | 20 | 20 | 20 | 20 | 20 | 5 | 20 | 20 | 20 | 20 | 20 | 20 | 10
ALT-15 | 2041-03-01 | 3 | 2041 | 2041 | WINTER | 19 | 19 | 19 | 19 | 19 | 19 | 5 | 19 | 19 | 19 | 19 | 19 | 19 | 10
ALT-15 | 2041-04-01 | 4 | 2041 | 2041 | SPRING | 18 | 18 | 18 | 18 | 18 | 18 | 5 | 18 | 18 | 18 | 18 | 18 | 18 | 10
ALT-15 | 2041-05-01 | 5 | 2041 | 2041 | SPRING | 16 | 16 | 16 | 16 | 16 | 16 | 5 | 18 | 18 | 18 | 18 | 18 | 18 | 10
ALT-15 | 2041-06-01 | 6 | 2041 | 2041 | SUMMER | 15 | 15 | 15 | 15 | 15 | 15 | 5 | 17 | 17 | 17 | 17 | 17 | 17 | 10
ALT-15 | 2041-07-01 | 7 | 2041 | 2041 | SUMMER | 15 | 15 | 15 | 15 | 15 | 15 | 5 | 17 | 17 | 17 | 17 | 17 | 17 | 10
ALT-15 | 2041-08-01 | 8 | 2041 | 2041 | SUMMER | 15 | 15 | 15 | 15 | 15 | 15 | 5 | 17 | 17 | 17 | 17 | 17 | 17 | 10
ALT-15 | 2041-09-01 | 9 | 2041 | 2041 | SUMMER | 16 | 16 | 16 | 16 | 16 | 16 | 5 | 17 | 17 | 17 | 17 | 17 | 17 | 10
ALT-15 | 2041-10-01 | 10 | 2042 | 2041 | FALL | 18 | 18 | 18 | 18 | 18 | 18 | 5 | 18 | 18 | 18 | 18 | 18 | 18 | 10
ALT-15 | 2041-11-01 | 11 | 2042 | 2041 | FALL | 19 | 19 | 19 | 19 | 19 | 19 | 5 | 19 | 19 | 19 | 19 | 19 | 19 | 10
ALT-15 | 2041-12-01 | 12 | 2042 | 2041 | WINTER | 20 | 20 | 20 | 20 | 20 | 20 | 5 | 20 | 20 | 20 | 20 | 20 | 20 | 10
ALT-15 | 2042-01-01 | 1 | 2042 | 2042 | WINTER | 20 | 20 | 20 | 20 | 20 | 20 | 5 | 20 | 20 | 20 | 20 | 20 | 20 | 10
ALT-15 | 2042-02-01 | 2 | 2042 | 2042 | WINTER | 20 | 20 | 20 | 20 | 20 | 20 | 5 | 20 | 20 | 20 | 20 | 20 | 20 | 10
ALT-15 | 2042-03-01 | 3 | 2042 | 2042 | WINTER | 19 | 19 | 19 | 19 | 19 | 19 | 5 | 19 | 19 | 19 | 19 | 19 | 19 | 10
ALT-15 | 2042-04-01 | 4 | 2042 | 2042 | SPRING | 18 | 18 | 18 | 18 | 18 | 18 | 5 | 18 | 18 | 18 | 18 | 18 | 18 | 10
ALT-15 | 2042-05-01 | 5 | 2042 | 2042 | SPRING | 16 | 16 | 16 | 16 | 16 | 16 | 5 | 18 | 18 | 18 | 18 | 18 | 18 | 10
ALT-15 | 2042-06-01 | 6 | 2042 | 2042 | SUMMER | 15 | 15 | 15 | 15 | 15 | 15 | 5 | 17 | 17 | 17 | 17 | 17 | 17 | 10
ALT-15 | 2042-07-01 | 7 | 2042 | 2042 | SUMMER | 15 | 15 | 15 | 15 | 15 | 15 | 5 | 17 | 17 | 17 | 17 | 17 | 17 | 10
ALT-15 | 2042-08-01 | 8 | 2042 | 2042 | SUMMER | 15 | 15 | 15 | 15 | 15 | 15 | 5 | 17 | 17 | 17 | 17 | 17 | 17 | 10
ALT-15 | 2042-09-01 | 9 | 2042 | 2042 | SUMMER | 16 | 16 | 16 | 16 | 16 | 16 | 5 | 17 | 17 | 17 | 17 | 17 | 17 | 10
ALT-15 | 2042-10-01 | 10 | 2043 | 2042 | FALL | 18 | 18 | 18 | 18 | 18 | 18 | 5 | 18 | 18 | 18 | 18 | 18 | 18 | 10
ALT-15 | 2042-11-01 | 11 | 2043 | 2042 | FALL | 19 | 19 | 19 | 19 | 19 | 19 | 5 | 19 | 19 | 19 | 19 | 19 | 19 | 10
ALT-15 | 2042-12-01 | 12 | 2043 | 2042 | WINTER | 20 | 20 | 20 | 20 | 20 | 20 | 5 | 20 | 20 | 20 | 20 | 20 | 20 | 10
ALT-15 | 2043-01-01 | 1 | 2043 | 2043 | WINTER | 20 | 20 | 20 | 20 | 20 | 20 | 5 | 20 | 20 | 20 | 20 | 20 | 20 | 10
ALT-15 | 2043-02-01 | 2 | 2043 | 2043 | WINTER | 20 | 20 | 20 | 20 | 20 | 20 | 5 | 20 | 20 | 20 | 20 | 20 | 20 | 10
ALT-15 | 2043-03-01 | 3 | 2043 | 2043 | WINTER | 19 | 19 | 19 | 19 | 19 | 19 | 5 | 19 | 19 | 19 | 19 | 19 | 19 | 10
ALT-15 | 2043-04-01 | 4 | 2043 | 2043 | SPRING | 18 | 18 | 18 | 18 | 18 | 18 | 5 | 18 | 18 | 18 | 18 | 18 | 18 | 10
ALT-15 | 2043-05-01 | 5 | 2043 | 2043 | SPRING | 16 | 16 | 16 | 16 | 16 | 16 | 5 | 18 | 18 | 18 | 18 | 18 | 18 | 10
ALT-15 | 2043-06-01 | 6 | 2043 | 2043 | SUMMER | 15 | 15 | 15 | 15 | 15 | 15 | 5 | 17 | 17 | 17 | 17 | 17 | 17 | 10
ALT-15 | 2043-07-01 | 7 | 2043 | 2043 | SUMMER | 15 | 15 | 15 | 15 | 15 | 15 | 5 | 17 | 17 | 17 | 17 | 17 | 17 | 10
ALT-15 | 2043-08-01 | 8 | 2043 | 2043 | SUMMER | 15 | 15 | 15 | 15 | 15 | 15 | 5 | 17 | 17 | 17 | 17 | 17 | 17 | 10
ALT-15 | 2043-09-01 | 9 | 2043 | 2043 | SUMMER | 16 | 16 | 16 | 16 | 16 | 16 | 5 | 17 | 17 | 17 | 17 | 17 | 17 | 10
ALT-15 | 2043-10-01 | 10 | 2044 | 2043 | FALL | 18 | 18 | 18 | 18 | 18 | 18 | 5 | 18 | 18 | 18 | 18 | 18 | 18 | 10
ALT-15 | 2043-11-01 | 11 | 2044 | 2043 | FALL | 19 | 19 | 19 | 19 | 19 | 19 | 5 | 19 | 19 | 19 | 19 | 19 | 19 | 10
ALT-15 | 2043-12-01 | 12 | 2044 | 2043 | WINTER | 20 | 20 | 20 | 20 | 20 | 20 | 5 | 20 | 20 | 20 | 20 | 20 | 20 | 10
ALT-15 | 2044-01-01 | 1 | 2044 | 2044 | WINTER | 20 | 20 | 20 | 20 | 20 | 20 | 5 | 20 | 20 | 20 | 20 | 20 | 20 | 10
ALT-15 | 2044-02-01 | 2 | 2044 | 2044 | WINTER | 20 | 20 | 20 | 20 | 20 | 20 | 5 | 20 | 20 | 20 | 20 | 20 | 20 | 10
ALT-15 | 2044-03-01 | 3 | 2044 | 2044 | WINTER | 19 | 19 | 19 | 19 | 19 | 19 | 5 | 19 | 19 | 19 | 19 | 19 | 19 | 10
ALT-15 | 2044-04-01 | 4 | 2044 | 2044 | SPRING | 18 | 18 | 18 | 18 | 18 | 18 | 5 | 18 | 18 | 18 | 18 | 18 | 18 | 10
ALT-15 | 2044-05-01 | 5 | 2044 | 2044 | SPRING | 16 | 16 | 16 | 16 | 16 | 16 | 5 | 18 | 18 | 18 | 18 | 18 | 18 | 10
ALT-15 | 2044-06-01 | 6 | 2044 | 2044 | SUMMER | 15 | 15 | 15 | 15 | 15 | 15 | 5 | 17 | 17 | 17 | 17 | 17 | 17 | 10
ALT-15 | 2044-07-01 | 7 | 2044 | 2044 | SUMMER | 15 | 15 | 15 | 15 | 15 | 15 | 5 | 17 | 17 | 17 | 17 | 17 | 17 | 10
ALT-15 | 2044-08-01 | 8 | 2044 | 2044 | SUMMER | 15 | 15 | 15 | 15 | 15 | 15 | 5 | 17 | 17 | 17 | 17 | 17 | 17 | 10
ALT-15 | 2044-09-01 | 9 | 2044 | 2044 | SUMMER | 16 | 16 | 16 | 16 | 16 | 16 | 5 | 17 | 17 | 17 | 17 | 17 | 17 | 10
ALT-15 | 2044-10-01 | 10 | 2045 | 2044 | FALL | 18 | 18 | 18 | 18 | 18 | 18 | 5 | 18 | 18 | 18 | 18 | 18 | 18 | 10
ALT-15 | 2044-11-01 | 11 | 2045 | 2044 | FALL | 19 | 19 | 19 | 19 | 19 | 19 | 5 | 19 | 19 | 19 | 19 | 19 | 19 | 10
ALT-15 | 2044-12-01 | 12 | 2045 | 2044 | WINTER | 20 | 20 | 20 | 20 | 20 | 20 | 5 | 20 | 20 | 20 | 20 | 20 | 20 | 10
ALT-15 | 2045-01-01 | 1 | 2045 | 2045 | WINTER | 20 | 20 | 20 | 20 | 20 | 20 | 5 | 20 | 20 | 20 | 20 | 20 | 20 | 10
ALT-15 | 2045-02-01 | 2 | 2045 | 2045 | WINTER | 20 | 20 | 20 | 20 | 20 | 20 | 5 | 20 | 20 | 20 | 20 | 20 | 20 | 10
ALT-15 | 2045-03-01 | 3 | 2045 | 2045 | WINTER | 19 | 19 | 19 | 19 | 19 | 19 | 5 | 19 | 19 | 19 | 19 | 19 | 19 | 10
ALT-15 | 2045-04-01 | 4 | 2045 | 2045 | SPRING | 18 | 18 | 18 | 18 | 18 | 18 | 5 | 18 | 18 | 18 | 18 | 18 | 18 | 10
ALT-15 | 2045-05-01 | 5 | 2045 | 2045 | SPRING | 16 | 16 | 16 | 16 | 16 | 16 | 5 | 18 | 18 | 18 | 18 | 18 | 18 | 10
ALT-15 | 2045-06-01 | 6 | 2045 | 2045 | SUMMER | 15 | 15 | 15 | 15 | 15 | 15 | 5 | 17 | 17 | 17 | 17 | 17 | 17 | 10
ALT-15 | 2045-07-01 | 7 | 2045 | 2045 | SUMMER | 15 | 15 | 15 | 15 | 15 | 15 | 5 | 17 | 17 | 17 | 17 | 17 | 17 | 10
ALT-15 | 2045-08-01 | 8 | 2045 | 2045 | SUMMER | 15 | 15 | 15 | 15 | 15 | 15 | 5 | 17 | 17 | 17 | 17 | 17 | 17 | 10
ALT-15 | 2045-09-01 | 9 | 2045 | 2045 | SUMMER | 16 | 16 | 16 | 16 | 16 | 16 | 5 | 17 | 17 | 17 | 17 | 17 | 17 | 10
ALT-15 | 2045-10-01 | 10 | 2046 | 2045 | FALL | 18 | 18 | 18 | 18 | 18 | 18 | 5 | 18 | 18 | 18 | 18 | 18 | 18 | 10
ALT-15 | 2045-11-01 | 11 | 2046 | 2045 | FALL | 19 | 19 | 19 | 19 | 19 | 19 | 5 | 19 | 19 | 19 | 19 | 19 | 19 | 10
ALT-15 | 2045-12-01 | 12 | 2046 | 2045 | WINTER | 20 | 20 | 20 | 20 | 20 | 20 | 5 | 20 | 20 | 20 | 20 | 20 | 20 | 10
ALT-15 | 2046-01-01 | 1 | 2046 | 2046 | WINTER | 20 | 20 | 20 | 20 | 20 | 20 | 5 | 20 | 20 | 20 | 20 | 20 | 20 | 10
ALT-15 | 2046-02-01 | 2 | 2046 | 2046 | WINTER | 20 | 20 | 20 | 20 | 20 | 20 | 5 | 20 | 20 | 20 | 20 | 20 | 20 | 10
ALT-15 | 2046-03-01 | 3 | 2046 | 2046 | WINTER | 19 | 19 | 19 | 19 | 19 | 19 | 5 | 19 | 19 | 19 | 19 | 19 | 19 | 10
ALT-15 | 2046-04-01 | 4 | 2046 | 2046 | SPRING | 18 | 18 | 18 | 18 | 18 | 18 | 5 | 18 | 18 | 18 | 18 | 18 | 18 | 10
ALT-15 | 2046-05-01 | 5 | 2046 | 2046 | SPRING | 16 | 16 | 16 | 16 | 16 | 16 | 5 | 18 | 18 | 18 | 18 | 18 | 18 | 10
ALT-15 | 2046-06-01 | 6 | 2046 | 2046 | SUMMER | 15 | 15 | 15 | 15 | 15 | 15 | 5 | 17 | 17 | 17 | 17 | 17 | 17 | 10
ALT-15 | 2046-07-01 | 7 | 2046 | 2046 | SUMMER | 15 | 15 | 15 | 15 | 15 | 15 | 5 | 17 | 17 | 17 | 17 | 17 | 17 | 10
ALT-15 | 2046-08-01 | 8 | 2046 | 2046 | SUMMER | 15 | 15 | 15 | 15 | 15 | 15 | 5 | 17 | 17 | 17 | 17 | 17 | 17 | 10
ALT-15 | 2046-09-01 | 9 | 2046 | 2046 | SUMMER | 16 | 16 | 16 | 16 | 16 | 16 | 5 | 17 | 17 | 17 | 17 | 17 | 17 | 10
ALT-15 | 2046-10-01 | 10 | 2047 | 2046 | FALL | 18 | 18 | 18 | 18 | 18 | 18 | 5 | 18 | 18 | 18 | 18 | 18 | 18 | 10
ALT-15 | 2046-11-01 | 11 | 2047 | 2046 | FALL | 19 | 19 | 19 | 19 | 19 | 19 | 5 | 19 | 19 | 19 | 19 | 19 | 19 | 10
ALT-15 | 2046-12-01 | 12 | 2047 | 2046 | WINTER | 20 | 20 | 20 | 20 | 20 | 20 | 5 | 20 | 20 | 20 | 20 | 20 | 20 | 10
ALT-15 | 2047-01-01 | 1 | 2047 | 2047 | WINTER | 20 | 20 | 20 | 20 | 20 | 20 | 5 | 20 | 20 | 20 | 20 | 20 | 20 | 10
ALT-15 | 2047-02-01 | 2 | 2047 | 2047 | WINTER | 20 | 20 | 20 | 20 | 20 | 20 | 5 | 20 | 20 | 20 | 20 | 20 | 20 | 10
ALT-15 | 2047-03-01 | 3 | 2047 | 2047 | WINTER | 19 | 19 | 19 | 19 | 19 | 19 | 5 | 19 | 19 | 19 | 19 | 19 | 19 | 10
ALT-15 | 2047-04-01 | 4 | 2047 | 2047 | SPRING | 18 | 18 | 18 | 18 | 18 | 18 | 5 | 18 | 18 | 18 | 18 | 18 | 18 | 10
ALT-15 | 2047-05-01 | 5 | 2047 | 2047 | SPRING | 16 | 16 | 16 | 16 | 16 | 16 | 5 | 18 | 18 | 18 | 18 | 18 | 18 | 10
ALT-15 | 2047-06-01 | 6 | 2047 | 2047 | SUMMER | 15 | 15 | 15 | 15 | 15 | 15 | 5 | 17 | 17 | 17 | 17 | 17 | 17 | 10
ALT-15 | 2047-07-01 | 7 | 2047 | 2047 | SUMMER | 15 | 15 | 15 | 15 | 15 | 15 | 5 | 17 | 17 | 17 | 17 | 17 | 17 | 10
ALT-15 | 2047-08-01 | 8 | 2047 | 2047 | SUMMER | 15 | 15 | 15 | 15 | 15 | 15 | 5 | 17 | 17 | 17 | 17 | 17 | 17 | 10
ALT-15 | 2047-09-01 | 9 | 2047 | 2047 | SUMMER | 16 | 16 | 16 | 16 | 16 | 16 | 5 | 17 | 17 | 17 | 17 | 17 | 17 | 10
ALT-16 | 2016-10-01 | 10 | 2017 | 2016 | FALL | 18 | 18 | 18 | 18 | 18 | 18 | 5 | 18 | 18 | 18 | 18 | 18 | 18 | 10
ALT-16 | 2016-11-01 | 11 | 2017 | 2016 | FALL | 19 | 19 | 19 | 19 | 19 | 19 | 5 | 19 | 19 | 19 | 19 | 19 | 19 | 10
ALT-16 | 2016-12-01 | 12 | 2017 | 2016 | WINTER | 20 | 20 | 20 | 20 | 20 | 20 | 5 | 20 | 20 | 20 | 20 | 20 | 20 | 10
ALT-16 | 2017-01-01 | 1 | 2017 | 2017 | WINTER | 20 | 20 | 20 | 20 | 20 | 20 | 5 | 20 | 20 | 20 | 20 | 20 | 20 | 10
ALT-16 | 2017-02-01 | 2 | 2017 | 2017 | WINTER | 20 | 20 | 20 | 20 | 20 | 20 | 5 | 20 | 20 | 20 | 20 | 20 | 20 | 10
ALT-16 | 2017-03-01 | 3 | 2017 | 2017 | WINTER | 19 | 19 | 19 | 19 | 19 | 19 | 5 | 19 | 19 | 19 | 19 | 19 | 19 | 10
ALT-16 | 2017-04-01 | 4 | 2017 | 2017 | SPRING | 18 | 18 | 18 | 18 | 18 | 18 | 5 | 18 | 18 | 18 | 18 | 18 | 18 | 10
ALT-16 | 2017-05-01 | 5 | 2017 | 2017 | SPRING | 16 | 16 | 16 | 16 | 16 | 16 | 5 | 18 | 18 | 18 | 18 | 18 | 18 | 10
ALT-16 | 2017-06-01 | 6 | 2017 | 2017 | SUMMER | 15 | 15 | 15 | 15 | 15 | 15 | 5 | 17 | 17 | 17 | 17 | 17 | 17 | 10
ALT-16 | 2017-07-01 | 7 | 2017 | 2017 | SUMMER | 15 | 15 | 15 | 15 | 15 | 15 | 5 | 17 | 17 | 17 | 17 | 17 | 17 | 10
ALT-16 | 2017-08-01 | 8 | 2017 | 2017 | SUMMER | 15 | 15 | 15 | 15 | 15 | 15 | 5 | 17 | 17 | 17 | 17 | 17 | 17 | 10
ALT-16 | 2017-09-01 | 9 | 2017 | 2017 | SUMMER | 16 | 16 | 16 | 16 | 16 | 16 | 5 | 17 | 17 | 17 | 17 | 17 | 17 | 10
ALT-16 | 2017-10-01 | 10 | 2018 | 2017 | FALL | 18 | 18 | 18 | 18 | 18 | 18 | 5 | 18 | 18 | 18 | 18 | 18 | 18 | 10
ALT-16 | 2017-11-01 | 11 | 2018 | 2017 | FALL | 19 | 19 | 19 | 19 | 19 | 19 | 5 | 19 | 19 | 19 | 19 | 19 | 19 | 10
ALT-16 | 2017-12-01 | 12 | 2018 | 2017 | WINTER | 20 | 20 | 20 | 20 | 20 | 20 | 5 | 20 | 20 | 20 | 20 | 20 | 20 | 10
ALT-16 | 2018-01-01 | 1 | 2018 | 2018 | WINTER | 20 | 20 | 20 | 20 | 20 | 20 | 5 | 20 | 20 | 20 | 20 | 20 | 20 | 10
ALT-16 | 2018-02-01 | 2 | 2018 | 2018 | WINTER | 20 | 20 | 20 | 20 | 20 | 20 | 5 | 20 | 20 | 20 | 20 | 20 | 20 | 10
ALT-16 | 2018-03-01 | 3 | 2018 | 2018 | WINTER | 19 | 19 | 19 | 19 | 19 | 19 | 5 | 19 | 19 | 19 | 19 | 19 | 19 | 10
ALT-16 | 2018-04-01 | 4 | 2018 | 2018 | SPRING | 18 | 18 | 18 | 18 | 18 | 18 | 5 | 18 | 18 | 18 | 18 | 18 | 18 | 10
ALT-16 | 2018-05-01 | 5 | 2018 | 2018 | SPRING | 16 | 16 | 16 | 16 | 16 | 16 | 5 | 18 | 18 | 18 | 18 | 18 | 18 | 10
ALT-16 | 2018-06-01 | 6 | 2018 | 2018 | SUMMER | 15 | 15 | 15 | 15 | 15 | 15 | 5 | 17 | 17 | 17 | 17 | 17 | 17 | 10
ALT-16 | 2018-07-01 | 7 | 2018 | 2018 | SUMMER | 15 | 15 | 15 | 15 | 15 | 15 | 5 | 17 | 17 | 17 | 17 | 17 | 17 | 10
ALT-16 | 2018-08-01 | 8 | 2018 | 2018 | SUMMER | 15 | 15 | 15 | 15 | 15 | 15 | 5 | 17 | 17 | 17 | 17 | 17 | 17 | 10
ALT-16 | 2018-09-01 | 9 | 2018 | 2018 | SUMMER | 16 | 16 | 16 | 16 | 16 | 16 | 5 | 17 | 17 | 17 | 17 | 17 | 17 | 10
ALT-16 | 2018-10-01 | 10 | 2019 | 2018 | FALL | 18 | 18 | 18 | 18 | 18 | 18 | 5 | 18 | 18 | 18 | 18 | 18 | 18 | 10
ALT-16 | 2018-11-01 | 11 | 2019 | 2018 | FALL | 19 | 19 | 19 | 19 | 19 | 19 | 5 | 19 | 19 | 19 | 19 | 19 | 19 | 10
ALT-16 | 2018-12-01 | 12 | 2019 | 2018 | WINTER | 20 | 20 | 20 | 20 | 20 | 20 | 5 | 20 | 20 | 20 | 20 | 20 | 20 | 10
ALT-16 | 2019-01-01 | 1 | 2019 | 2019 | WINTER | 20 | 20 | 20 | 20 | 20 | 20 | 5 | 20 | 20 | 20 | 20 | 20 | 20 | 10
ALT-16 | 2019-02-01 | 2 | 2019 | 2019 | WINTER | 20 | 20 | 20 | 20 | 20 | 20 | 5 | 20 | 20 | 20 | 20 | 20 | 20 | 10
ALT-16 | 2019-03-01 | 3 | 2019 | 2019 | WINTER | 19 | 19 | 19 | 19 | 19 | 19 | 5 | 19 | 19 | 19 | 19 | 19 | 19 | 10
ALT-16 | 2019-04-01 | 4 | 2019 | 2019 | SPRING | 18 | 18 | 18 | 18 | 18 | 18 | 5 | 18 | 18 | 18 | 18 | 18 | 18 | 10
ALT-16 | 2019-05-01 | 5 | 2019 | 2019 | SPRING | 16 | 16 | 16 | 16 | 16 | 16 | 5 | 18 | 18 | 18 | 18 | 18 | 18 | 10
ALT-16 | 2019-06-01 | 6 | 2019 | 2019 | SUMMER | 15 | 15 | 15 | 15 | 15 | 15 | 5 | 17 | 17 | 17 | 17 | 17 | 17 | 10
ALT-16 | 2019-07-01 | 7 | 2019 | 2019 | SUMMER | 15 | 15 | 15 | 15 | 15 | 15 | 5 | 17 | 17 | 17 | 17 | 17 | 17 | 10
ALT-16 | 2019-08-01 | 8 | 2019 | 2019 | SUMMER | 15 | 15 | 15 | 15 | 15 | 15 | 5 | 17 | 17 | 17 | 17 | 17 | 17 | 10
ALT-16 | 2019-09-01 | 9 | 2019 | 2019 | SUMMER | 16 | 16 | 16 | 16 | 16 | 16 | 5 | 17 | 17 | 17 | 17 | 17 | 17 | 10
ALT-16 | 2019-10-01 | 10 | 2020 | 2019 | FALL | 18 | 18 | 18 | 18 | 18 | 18 | 5 | 18 | 18 | 18 | 18 | 18 | 18 | 10
ALT-16 | 2019-11-01 | 11 | 2020 | 2019 | FALL | 19 | 19 | 19 | 19 | 19 | 19 | 5 | 19 | 19 | 19 | 19 | 19 | 19 | 10
ALT-16 | 2019-12-01 | 12 | 2020 | 2019 | WINTER | 20 | 20 | 20 | 20 | 20 | 20 | 5 | 20 | 20 | 20 | 20 | 20 | 20 | 10
ALT-16 | 2020-01-01 | 1 | 2020 | 2020 | WINTER | 20 | 20 | 20 | 20 | 20 | 20 | 5 | 20 | 20 | 20 | 20 | 20 | 20 | 10
ALT-16 | 2020-02-01 | 2 | 2020 | 2020 | WINTER | 20 | 20 | 20 | 20 | 20 | 20 | 5 | 20 | 20 | 20 | 20 | 20 | 20 | 10
ALT-16 | 2020-03-01 | 3 | 2020 | 2020 | WINTER | 19 | 19 | 19 | 19 | 19 | 19 | 5 | 19 | 19 | 19 | 19 | 19 | 19 | 10
ALT-16 | 2020-04-01 | 4 | 2020 | 2020 | SPRING | 18 | 18 | 18 | 18 | 18 | 18 | 5 | 18 | 18 | 18 | 18 | 18 | 18 | 10
ALT-16 | 2020-05-01 | 5 | 2020 | 2020 | SPRING | 16 | 16 | 16 | 16 | 16 | 16 | 5 | 18 | 18 | 18 | 18 | 18 | 18 | 10
ALT-16 | 2020-06-01 | 6 | 2020 | 2020 | SUMMER | 15 | 15 | 15 | 15 | 15 | 15 | 5 | 17 | 17 | 17 | 17 | 17 | 17 | 10
ALT-16 | 2020-07-01 | 7 | 2020 | 2020 | SUMMER | 15 | 15 | 15 | 15 | 15 | 15 | 5 | 17 | 17 | 17 | 17 | 17 | 17 | 10
ALT-16 | 2020-08-01 | 8 | 2020 | 2020 | SUMMER | 15 | 15 | 15 | 15 | 15 | 15 | 5 | 17 | 17 | 17 | 17 | 17 | 17 | 10
ALT-16 | 2020-09-01 | 9 | 2020 | 2020 | SUMMER | 16 | 16 | 16 | 16 | 16 | 16 | 5 | 17 | 17 | 17 | 17 | 17 | 17 | 10
ALT-16 | 2020-10-01 | 10 | 2021 | 2020 | FALL | 18 | 18 | 18 | 18 | 18 | 18 | 5 | 18 | 18 | 18 | 18 | 18 | 18 | 10
ALT-16 | 2020-11-01 | 11 | 2021 | 2020 | FALL | 19 | 19 | 19 | 19 | 19 | 19 | 5 | 19 | 19 | 19 | 19 | 19 | 19 | 10
ALT-16 | 2020-12-01 | 12 | 2021 | 2020 | WINTER | 20 | 20 | 20 | 20 | 20 | 20 | 5 | 20 | 20 | 20 | 20 | 20 | 20 | 10
ALT-16 | 2021-01-01 | 1 | 2021 | 2021 | WINTER | 20 | 20 | 20 | 20 | 20 | 20 | 5 | 20 | 20 | 20 | 20 | 20 | 20 | 10
ALT-16 | 2021-02-01 | 2 | 2021 | 2021 | WINTER | 20 | 20 | 20 | 20 | 20 | 20 | 5 | 20 | 20 | 20 | 20 | 20 | 20 | 10
ALT-16 | 2021-03-01 | 3 | 2021 | 2021 | WINTER | 19 | 19 | 19 | 19 | 19 | 19 | 5 | 19 | 19 | 19 | 19 | 19 | 19 | 10
ALT-16 | 2021-04-01 | 4 | 2021 | 2021 | SPRING | 18 | 18 | 18 | 18 | 18 | 18 | 5 | 18 | 18 | 18 | 18 | 18 | 18 | 10
ALT-16 | 2021-05-01 | 5 | 2021 | 2021 | SPRING | 16 | 16 | 16 | 16 | 16 | 16 | 5 | 18 | 18 | 18 | 18 | 18 | 18 | 10
ALT-16 | 2021-06-01 | 6 | 2021 | 2021 | SUMMER | 15 | 15 | 15 | 15 | 15 | 15 | 5 | 17 | 17 | 17 | 17 | 17 | 17 | 10
ALT-16 | 2021-07-01 | 7 | 2021 | 2021 | SUMMER | 15 | 15 | 15 | 15 | 15 | 15 | 5 | 17 | 17 | 17 | 17 | 17 | 17 | 10
ALT-16 | 2021-08-01 | 8 | 2021 | 2021 | SUMMER | 15 | 15 | 15 | 15 | 15 | 15 | 5 | 17 | 17 | 17 | 17 | 17 | 17 | 10
ALT-16 | 2021-09-01 | 9 | 2021 | 2021 | SUMMER | 16 | 16 | 16 | 16 | 16 | 16 | 5 | 17 | 17 | 17 | 17 | 17 | 17 | 10
ALT-16 | 2021-10-01 | 10 | 2022 | 2021 | FALL | 18 | 18 | 18 | 18 | 18 | 18 | 5 | 18 | 18 | 18 | 18 | 18 | 18 | 10
ALT-16 | 2021-11-01 | 11 | 2022 | 2021 | FALL | 19 | 19 | 19 | 19 | 19 | 19 | 5 | 19 | 19 | 19 | 19 | 19 | 19 | 10
ALT-16 | 2021-12-01 | 12 | 2022 | 2021 | WINTER | 20 | 20 | 20 | 20 | 20 | 20 | 5 | 20 | 20 | 20 | 20 | 20 | 20 | 10
ALT-16 | 2022-01-01 | 1 | 2022 | 2022 | WINTER | 20 | 20 | 20 | 20 | 20 | 20 | 5 | 20 | 20 | 20 | 20 | 20 | 20 | 10
ALT-16 | 2022-02-01 | 2 | 2022 | 2022 | WINTER | 20 | 20 | 20 | 20 | 20 | 20 | 5 | 20 | 20 | 20 | 20 | 20 | 20 | 10
ALT-16 | 2022-03-01 | 3 | 2022 | 2022 | WINTER | 19 | 19 | 19 | 19 | 19 | 19 | 5 | 19 | 19 | 19 | 19 | 19 | 19 | 10
ALT-16 | 2022-04-01 | 4 | 2022 | 2022 | SPRING | 18 | 18 | 18 | 18 | 18 | 18 | 5 | 18 | 18 | 18 | 18 | 18 | 18 | 10
ALT-16 | 2022-05-01 | 5 | 2022 | 2022 | SPRING | 16 | 16 | 16 | 16 | 16 | 16 | 5 | 18 | 18 | 18 | 18 | 18 | 18 | 10
ALT-16 | 2022-06-01 | 6 | 2022 | 2022 | SUMMER | 15 | 15 | 15 | 15 | 15 | 15 | 5 | 17 | 17 | 17 | 17 | 17 | 17 | 10
ALT-16 | 2022-07-01 | 7 | 2022 | 2022 | SUMMER | 15 | 15 | 15 | 15 | 15 | 15 | 5 | 17 | 17 | 17 | 17 | 17 | 17 | 10
ALT-16 | 2022-08-01 | 8 | 2022 | 2022 | SUMMER | 15 | 15 | 15 | 15 | 15 | 15 | 5 | 17 | 17 | 17 | 17 | 17 | 17 | 10
ALT-16 | 2022-09-01 | 9 | 2022 | 2022 | SUMMER | 16 | 16 | 16 | 16 | 16 | 16 | 5 | 17 | 17 | 17 | 17 | 17 | 17 | 10
ALT-16 | 2022-10-01 | 10 | 2023 | 2022 | FALL | 18 | 18 | 18 | 18 | 18 | 18 | 5 | 18 | 18 | 18 | 18 | 18 | 18 | 10
ALT-16 | 2022-11-01 | 11 | 2023 | 2022 | FALL | 19 | 19 | 19 | 19 | 19 | 19 | 5 | 19 | 19 | 19 | 19 | 19 | 19 | 10
ALT-16 | 2022-12-01 | 12 | 2023 | 2022 | WINTER | 20 | 20 | 20 | 20 | 20 | 20 | 5 | 20 | 20 | 20 | 20 | 20 | 20 | 10
ALT-16 | 2023-01-01 | 1 | 2023 | 2023 | WINTER | 20 | 20 | 20 | 20 | 20 | 20 | 5 | 20 | 20 | 20 | 20 | 20 | 20 | 10
ALT-16 | 2023-02-01 | 2 | 2023 | 2023 | WINTER | 20 | 20 | 20 | 20 | 20 | 20 | 5 | 20 | 20 | 20 | 20 | 20 | 20 | 10
ALT-16 | 2023-03-01 | 3 | 2023 | 2023 | WINTER | 19 | 19 | 19 | 19 | 19 | 19 | 5 | 19 | 19 | 19 | 19 | 19 | 19 | 10
ALT-16 | 2023-04-01 | 4 | 2023 | 2023 | SPRING | 18 | 18 | 18 | 18 | 18 | 18 | 5 | 18 | 18 | 18 | 18 | 18 | 18 | 10
ALT-16 | 2023-05-01 | 5 | 2023 | 2023 | SPRING | 16 | 16 | 16 | 16 | 16 | 16 | 5 | 18 | 18 | 18 | 18 | 18 | 18 | 10
ALT-16 | 2023-06-01 | 6 | 2023 | 2023 | SUMMER | 15 | 15 | 15 | 15 | 15 | 15 | 5 | 17 | 17 | 17 | 17 | 17 | 17 | 10
ALT-16 | 2023-07-01 | 7 | 2023 | 2023 | SUMMER | 15 | 15 | 15 | 15 | 15 | 15 | 5 | 17 | 17 | 17 | 17 | 17 | 17 | 10
ALT-16 | 2023-08-01 | 8 | 2023 | 2023 | SUMMER | 15 | 15 | 15 | 15 | 15 | 15 | 5 | 17 | 17 | 17 | 17 | 17 | 17 | 10
ALT-16 | 2023-09-01 | 9 | 2023 | 2023 | SUMMER | 16 | 16 | 16 | 16 | 16 | 16 | 5 | 17 | 17 | 17 | 17 | 17 | 17 | 10
ALT-16 | 2023-10-01 | 10 | 2024 | 2023 | FALL | 18 | 18 | 18 | 18 | 18 | 18 | 5 | 18 | 18 | 18 | 18 | 18 | 18 | 10
ALT-16 | 2023-11-01 | 11 | 2024 | 2023 | FALL | 19 | 19 | 19 | 19 | 19 | 19 | 5 | 19 | 19 | 19 | 19 | 19 | 19 | 10
ALT-16 | 2023-12-01 | 12 | 2024 | 2023 | WINTER | 20 | 20 | 20 | 20 | 20 | 20 | 5 | 20 | 20 | 20 | 20 | 20 | 20 | 10
ALT-16 | 2024-01-01 | 1 | 2024 | 2024 | WINTER | 20 | 20 | 20 | 20 | 20 | 20 | 5 | 20 | 20 | 20 | 20 | 20 | 20 | 10
ALT-16 | 2024-02-01 | 2 | 2024 | 2024 | WINTER | 20 | 20 | 20 | 20 | 20 | 20 | 5 | 20 | 20 | 20 | 20 | 20 | 20 | 10
ALT-16 | 2024-03-01 | 3 | 2024 | 2024 | WINTER | 19 | 19 | 19 | 19 | 19 | 19 | 5 | 19 | 19 | 19 | 19 | 19 | 19 | 10
ALT-16 | 2024-04-01 | 4 | 2024 | 2024 | SPRING | 18 | 18 | 18 | 18 | 18 | 18 | 5 | 18 | 18 | 18 | 18 | 18 | 18 | 10
ALT-16 | 2024-05-01 | 5 | 2024 | 2024 | SPRING | 16 | 16 | 16 | 16 | 16 | 16 | 5 | 18 | 18 | 18 | 18 | 18 | 18 | 10
ALT-16 | 2024-06-01 | 6 | 2024 | 2024 | SUMMER | 15 | 15 | 15 | 15 | 15 | 15 | 5 | 17 | 17 | 17 | 17 | 17 | 17 | 10
ALT-16 | 2024-07-01 | 7 | 2024 | 2024 | SUMMER | 15 | 15 | 15 | 15 | 15 | 15 | 5 | 17 | 17 | 17 | 17 | 17 | 17 | 10
ALT-16 | 2024-08-01 | 8 | 2024 | 2024 | SUMMER | 15 | 15 | 15 | 15 | 15 | 15 | 5 | 17 | 17 | 17 | 17 | 17 | 17 | 10
ALT-16 | 2024-09-01 | 9 | 2024 | 2024 | SUMMER | 16 | 16 | 16 | 16 | 16 | 16 | 5 | 17 | 17 | 17 | 17 | 17 | 17 | 10
ALT-16 | 2024-10-01 | 10 | 2025 | 2024 | FALL | 18 | 18 | 18 | 18 | 18 | 18 | 5 | 18 | 18 | 18 | 18 | 18 | 18 | 10
ALT-16 | 2024-11-01 | 11 | 2025 | 2024 | FALL | 19 | 19 | 19 | 19 | 19 | 19 | 5 | 19 | 19 | 19 | 19 | 19 | 19 | 10
ALT-16 | 2024-12-01 | 12 | 2025 | 2024 | WINTER | 20 | 20 | 20 | 20 | 20 | 20 | 5 | 20 | 20 | 20 | 20 | 20 | 20 | 10
ALT-16 | 2025-01-01 | 1 | 2025 | 2025 | WINTER | 20 | 20 | 20 | 20 | 20 | 20 | 5 | 20 | 20 | 20 | 20 | 20 | 20 | 10
ALT-16 | 2025-02-01 | 2 | 2025 | 2025 | WINTER | 20 | 20 | 20 | 20 | 20 | 20 | 5 | 20 | 20 | 20 | 20 | 20 | 20 | 10
ALT-16 | 2025-03-01 | 3 | 2025 | 2025 | WINTER | 19 | 19 | 19 | 19 | 19 | 19 | 5 | 19 | 19 | 19 | 19 | 19 | 19 | 10
ALT-16 | 2025-04-01 | 4 | 2025 | 2025 | SPRING | 18 | 18 | 18 | 18 | 18 | 18 | 5 | 18 | 18 | 18 | 18 | 18 | 18 | 10
ALT-16 | 2025-05-01 | 5 | 2025 | 2025 | SPRING | 16 | 16 | 16 | 16 | 16 | 16 | 5 | 18 | 18 | 18 | 18 | 18 | 18 | 10
ALT-16 | 2025-06-01 | 6 | 2025 | 2025 | SUMMER | 15 | 15 | 15 | 15 | 15 | 15 | 5 | 17 | 17 | 17 | 17 | 17 | 17 | 10
ALT-16 | 2025-07-01 | 7 | 2025 | 2025 | SUMMER | 15 | 15 | 15 | 15 | 15 | 15 | 5 | 17 | 17 | 17 | 17 | 17 | 17 | 10
ALT-16 | 2025-08-01 | 8 | 2025 | 2025 | SUMMER | 15 | 15 | 15 | 15 | 15 | 15 | 5 | 17 | 17 | 17 | 17 | 17 | 17 | 10
ALT-16 | 2025-09-01 | 9 | 2025 | 2025 | SUMMER | 16 | 16 | 16 | 16 | 16 | 16 | 5 | 17 | 17 | 17 | 17 | 17 | 17 | 10
ALT-16 | 2025-10-01 | 10 | 2026 | 2025 | FALL | 18 | 18 | 18 | 18 | 18 | 18 | 5 | 18 | 18 | 18 | 18 | 18 | 18 | 10
ALT-16 | 2025-11-01 | 11 | 2026 | 2025 | FALL | 19 | 19 | 19 | 19 | 19 | 19 | 5 | 19 | 19 | 19 | 19 | 19 | 19 | 10
ALT-16 | 2025-12-01 | 12 | 2026 | 2025 | WINTER | 20 | 20 | 20 | 20 | 20 | 20 | 5 | 20 | 20 | 20 | 20 | 20 | 20 | 10
ALT-16 | 2026-01-01 | 1 | 2026 | 2026 | WINTER | 20 | 20 | 20 | 20 | 20 | 20 | 5 | 20 | 20 | 20 | 20 | 20 | 20 | 10
ALT-16 | 2026-02-01 | 2 | 2026 | 2026 | WINTER | 20 | 20 | 20 | 20 | 20 | 20 | 5 | 20 | 20 | 20 | 20 | 20 | 20 | 10
ALT-16 | 2026-03-01 | 3 | 2026 | 2026 | WINTER | 19 | 19 | 19 | 19 | 19 | 19 | 5 | 19 | 19 | 19 | 19 | 19 | 19 | 10
ALT-16 | 2026-04-01 | 4 | 2026 | 2026 | SPRING | 18 | 18 | 18 | 18 | 18 | 18 | 5 | 18 | 18 | 18 | 18 | 18 | 18 | 10
ALT-16 | 2026-05-01 | 5 | 2026 | 2026 | SPRING | 16 | 16 | 16 | 16 | 16 | 16 | 5 | 18 | 18 | 18 | 18 | 18 | 18 | 10
ALT-16 | 2026-06-01 | 6 | 2026 | 2026 | SUMMER | 15 | 15 | 15 | 15 | 15 | 15 | 5 | 17 | 17 | 17 | 17 | 17 | 17 | 10
ALT-16 | 2026-07-01 | 7 | 2026 | 2026 | SUMMER | 15 | 15 | 15 | 15 | 15 | 15 | 5 | 17 | 17 | 17 | 17 | 17 | 17 | 10
ALT-16 | 2026-08-01 | 8 | 2026 | 2026 | SUMMER | 15 | 15 | 15 | 15 | 15 | 15 | 5 | 17 | 17 | 17 | 17 | 17 | 17 | 10
ALT-16 | 2026-09-01 | 9 | 2026 | 2026 | SUMMER | 16 | 16 | 16 | 16 | 16 | 16 | 5 | 17 | 17 | 17 | 17 | 17 | 17 | 10
ALT-16 | 2026-10-01 | 10 | 2027 | 2026 | FALL | 18 | 18 | 18 | 18 | 18 | 18 | 5 | 18 | 18 | 18 | 18 | 18 | 18 | 10
ALT-16 | 2026-11-01 | 11 | 2027 | 2026 | FALL | 19 | 19 | 19 | 19 | 19 | 19 | 5 | 19 | 19 | 19 | 19 | 19 | 19 | 10
ALT-16 | 2026-12-01 | 12 | 2027 | 2026 | WINTER | 20 | 20 | 20 | 20 | 20 | 20 | 5 | 20 | 20 | 20 | 20 | 20 | 20 | 10
ALT-16 | 2027-01-01 | 1 | 2027 | 2027 | WINTER | 20 | 20 | 20 | 20 | 20 | 20 | 5 | 20 | 20 | 20 | 20 | 20 | 20 | 10
ALT-16 | 2027-02-01 | 2 | 2027 | 2027 | WINTER | 20 | 20 | 20 | 20 | 20 | 20 | 5 | 20 | 20 | 20 | 20 | 20 | 20 | 10
ALT-16 | 2027-03-01 | 3 | 2027 | 2027 | WINTER | 19 | 19 | 19 | 19 | 19 | 19 | 5 | 19 | 19 | 19 | 19 | 19 | 19 | 10
ALT-16 | 2027-04-01 | 4 | 2027 | 2027 | SPRING | 18 | 18 | 18 | 18 | 18 | 18 | 5 | 18 | 18 | 18 | 18 | 18 | 18 | 10
ALT-16 | 2027-05-01 | 5 | 2027 | 2027 | SPRING | 16 | 16 | 16 | 16 | 16 | 16 | 5 | 18 | 18 | 18 | 18 | 18 | 18 | 10
ALT-16 | 2027-06-01 | 6 | 2027 | 2027 | SUMMER | 15 | 15 | 15 | 15 | 15 | 15 | 5 | 17 | 17 | 17 | 17 | 17 | 17 | 10
ALT-16 | 2027-07-01 | 7 | 2027 | 2027 | SUMMER | 15 | 15 | 15 | 15 | 15 | 15 | 5 | 17 | 17 | 17 | 17 | 17 | 17 | 10
ALT-16 | 2027-08-01 | 8 | 2027 | 2027 | SUMMER | 15 | 15 | 15 | 15 | 15 | 15 | 5 | 17 | 17 | 17 | 17 | 17 | 17 | 10
ALT-16 | 2027-09-01 | 9 | 2027 | 2027 | SUMMER | 16 | 16 | 16 | 16 | 16 | 16 | 5 | 17 | 17 | 17 | 17 | 17 | 17 | 10
ALT-16 | 2027-10-01 | 10 | 2028 | 2027 | FALL | 18 | 18 | 18 | 18 | 18 | 18 | 5 | 18 | 18 | 18 | 18 | 18 | 18 | 10
ALT-16 | 2027-11-01 | 11 | 2028 | 2027 | FALL | 19 | 19 | 19 | 19 | 19 | 19 | 5 | 19 | 19 | 19 | 19 | 19 | 19 | 10
ALT-16 | 2027-12-01 | 12 | 2028 | 2027 | WINTER | 20 | 20 | 20 | 20 | 20 | 20 | 5 | 20 | 20 | 20 | 20 | 20 | 20 | 10
ALT-16 | 2028-01-01 | 1 | 2028 | 2028 | WINTER | 20 | 20 | 20 | 20 | 20 | 20 | 5 | 20 | 20 | 20 | 20 | 20 | 20 | 10
ALT-16 | 2028-02-01 | 2 | 2028 | 2028 | WINTER | 20 | 20 | 20 | 20 | 20 | 20 | 5 | 20 | 20 | 20 | 20 | 20 | 20 | 10
ALT-16 | 2028-03-01 | 3 | 2028 | 2028 | WINTER | 19 | 19 | 19 | 19 | 19 | 19 | 5 | 19 | 19 | 19 | 19 | 19 | 19 | 10
ALT-16 | 2028-04-01 | 4 | 2028 | 2028 | SPRING | 18 | 18 | 18 | 18 | 18 | 18 | 5 | 18 | 18 | 18 | 18 | 18 | 18 | 10
ALT-16 | 2028-05-01 | 5 | 2028 | 2028 | SPRING | 16 | 16 | 16 | 16 | 16 | 16 | 5 | 18 | 18 | 18 | 18 | 18 | 18 | 10
ALT-16 | 2028-06-01 | 6 | 2028 | 2028 | SUMMER | 15 | 15 | 15 | 15 | 15 | 15 | 5 | 17 | 17 | 17 | 17 | 17 | 17 | 10
ALT-16 | 2028-07-01 | 7 | 2028 | 2028 | SUMMER | 15 | 15 | 15 | 15 | 15 | 15 | 5 | 17 | 17 | 17 | 17 | 17 | 17 | 10
ALT-16 | 2028-08-01 | 8 | 2028 | 2028 | SUMMER | 15 | 15 | 15 | 15 | 15 | 15 | 5 | 17 | 17 | 17 | 17 | 17 | 17 | 10
ALT-16 | 2028-09-01 | 9 | 2028 | 2028 | SUMMER | 16 | 16 | 16 | 16 | 16 | 16 | 5 | 17 | 17 | 17 | 17 | 17 | 17 | 10
ALT-16 | 2028-10-01 | 10 | 2029 | 2028 | FALL | 18 | 18 | 18 | 18 | 18 | 18 | 5 | 18 | 18 | 18 | 18 | 18 | 18 | 10
ALT-16 | 2028-11-01 | 11 | 2029 | 2028 | FALL | 19 | 19 | 19 | 19 | 19 | 19 | 5 | 19 | 19 | 19 | 19 | 19 | 19 | 10
ALT-16 | 2028-12-01 | 12 | 2029 | 2028 | WINTER | 20 | 20 | 20 | 20 | 20 | 20 | 5 | 20 | 20 | 20 | 20 | 20 | 20 | 10
ALT-16 | 2029-01-01 | 1 | 2029 | 2029 | WINTER | 20 | 20 | 20 | 20 | 20 | 20 | 5 | 20 | 20 | 20 | 20 | 20 | 20 | 10
ALT-16 | 2029-02-01 | 2 | 2029 | 2029 | WINTER | 20 | 20 | 20 | 20 | 20 | 20 | 5 | 20 | 20 | 20 | 20 | 20 | 20 | 10
ALT-16 | 2029-03-01 | 3 | 2029 | 2029 | WINTER | 19 | 19 | 19 | 19 | 19 | 19 | 5 | 19 | 19 | 19 | 19 | 19 | 19 | 10
ALT-16 | 2029-04-01 | 4 | 2029 | 2029 | SPRING | 18 | 18 | 18 | 18 | 18 | 18 | 5 | 18 | 18 | 18 | 18 | 18 | 18 | 10
ALT-16 | 2029-05-01 | 5 | 2029 | 2029 | SPRING | 16 | 16 | 16 | 16 | 16 | 16 | 5 | 18 | 18 | 18 | 18 | 18 | 18 | 10
ALT-16 | 2029-06-01 | 6 | 2029 | 2029 | SUMMER | 15 | 15 | 15 | 15 | 15 | 15 | 5 | 17 | 17 | 17 | 17 | 17 | 17 | 10
ALT-16 | 2029-07-01 | 7 | 2029 | 2029 | SUMMER | 15 | 15 | 15 | 15 | 15 | 15 | 5 | 17 | 17 | 17 | 17 | 17 | 17 | 10
ALT-16 | 2029-08-01 | 8 | 2029 | 2029 | SUMMER | 15 | 15 | 15 | 15 | 15 | 15 | 5 | 17 | 17 | 17 | 17 | 17 | 17 | 10
ALT-16 | 2029-09-01 | 9 | 2029 | 2029 | SUMMER | 16 | 16 | 16 | 16 | 16 | 16 | 5 | 17 | 17 | 17 | 17 | 17 | 17 | 10
ALT-16 | 2029-10-01 | 10 | 2030 | 2029 | FALL | 18 | 18 | 18 | 18 | 18 | 18 | 5 | 18 | 18 | 18 | 18 | 18 | 18 | 10
ALT-16 | 2029-11-01 | 11 | 2030 | 2029 | FALL | 19 | 19 | 19 | 19 | 19 | 19 | 5 | 19 | 19 | 19 | 19 | 19 | 19 | 10
ALT-16 | 2029-12-01 | 12 | 2030 | 2029 | WINTER | 20 | 20 | 20 | 20 | 20 | 20 | 5 | 20 | 20 | 20 | 20 | 20 | 20 | 10
ALT-16 | 2030-01-01 | 1 | 2030 | 2030 | WINTER | 20 | 20 | 20 | 20 | 20 | 20 | 5 | 20 | 20 | 20 | 20 | 20 | 20 | 10
ALT-16 | 2030-02-01 | 2 | 2030 | 2030 | WINTER | 20 | 20 | 20 | 20 | 20 | 20 | 5 | 20 | 20 | 20 | 20 | 20 | 20 | 10
ALT-16 | 2030-03-01 | 3 | 2030 | 2030 | WINTER | 19 | 19 | 19 | 19 | 19 | 19 | 5 | 19 | 19 | 19 | 19 | 19 | 19 | 10
ALT-16 | 2030-04-01 | 4 | 2030 | 2030 | SPRING | 18 | 18 | 18 | 18 | 18 | 18 | 5 | 18 | 18 | 18 | 18 | 18 | 18 | 10
ALT-16 | 2030-05-01 | 5 | 2030 | 2030 | SPRING | 16 | 16 | 16 | 16 | 16 | 16 | 5 | 18 | 18 | 18 | 18 | 18 | 18 | 10
ALT-16 | 2030-06-01 | 6 | 2030 | 2030 | SUMMER | 15 | 15 | 15 | 15 | 15 | 15 | 5 | 17 | 17 | 17 | 17 | 17 | 17 | 10
ALT-16 | 2030-07-01 | 7 | 2030 | 2030 | SUMMER | 15 | 15 | 15 | 15 | 15 | 15 | 5 | 17 | 17 | 17 | 17 | 17 | 17 | 10
ALT-16 | 2030-08-01 | 8 | 2030 | 2030 | SUMMER | 15 | 15 | 15 | 15 | 15 | 15 | 5 | 17 | 17 | 17 | 17 | 17 | 17 | 10
ALT-16 | 2030-09-01 | 9 | 2030 | 2030 | SUMMER | 16 | 16 | 16 | 16 | 16 | 16 | 5 | 17 | 17 | 17 | 17 | 17 | 17 | 10
ALT-16 | 2030-10-01 | 10 | 2031 | 2030 | FALL | 18 | 18 | 18 | 18 | 18 | 18 | 5 | 18 | 18 | 18 | 18 | 18 | 18 | 10
ALT-16 | 2030-11-01 | 11 | 2031 | 2030 | FALL | 19 | 19 | 19 | 19 | 19 | 19 | 5 | 19 | 19 | 19 | 19 | 19 | 19 | 10
ALT-16 | 2030-12-01 | 12 | 2031 | 2030 | WINTER | 20 | 20 | 20 | 20 | 20 | 20 | 5 | 20 | 20 | 20 | 20 | 20 | 20 | 10
ALT-16 | 2031-01-01 | 1 | 2031 | 2031 | WINTER | 20 | 20 | 20 | 20 | 20 | 20 | 5 | 20 | 20 | 20 | 20 | 20 | 20 | 10
ALT-16 | 2031-02-01 | 2 | 2031 | 2031 | WINTER | 20 | 20 | 20 | 20 | 20 | 20 | 5 | 20 | 20 | 20 | 20 | 20 | 20 | 10
ALT-16 | 2031-03-01 | 3 | 2031 | 2031 | WINTER | 19 | 19 | 19 | 19 | 19 | 19 | 5 | 19 | 19 | 19 | 19 | 19 | 19 | 10
ALT-16 | 2031-04-01 | 4 | 2031 | 2031 | SPRING | 18 | 18 | 18 | 18 | 18 | 18 | 5 | 18 | 18 | 18 | 18 | 18 | 18 | 10
ALT-16 | 2031-05-01 | 5 | 2031 | 2031 | SPRING | 16 | 16 | 16 | 16 | 16 | 16 | 5 | 18 | 18 | 18 | 18 | 18 | 18 | 10
ALT-16 | 2031-06-01 | 6 | 2031 | 2031 | SUMMER | 15 | 15 | 15 | 15 | 15 | 15 | 5 | 17 | 17 | 17 | 17 | 17 | 17 | 10
ALT-16 | 2031-07-01 | 7 | 2031 | 2031 | SUMMER | 15 | 15 | 15 | 15 | 15 | 15 | 5 | 17 | 17 | 17 | 17 | 17 | 17 | 10
ALT-16 | 2031-08-01 | 8 | 2031 | 2031 | SUMMER | 15 | 15 | 15 | 15 | 15 | 15 | 5 | 17 | 17 | 17 | 17 | 17 | 17 | 10
ALT-16 | 2031-09-01 | 9 | 2031 | 2031 | SUMMER | 16 | 16 | 16 | 16 | 16 | 16 | 5 | 17 | 17 | 17 | 17 | 17 | 17 | 10
ALT-16 | 2031-10-01 | 10 | 2032 | 2031 | FALL | 18 | 18 | 18 | 18 | 18 | 18 | 5 | 18 | 18 | 18 | 18 | 18 | 18 | 10
ALT-16 | 2031-11-01 | 11 | 2032 | 2031 | FALL | 19 | 19 | 19 | 19 | 19 | 19 | 5 | 19 | 19 | 19 | 19 | 19 | 19 | 10
ALT-16 | 2031-12-01 | 12 | 2032 | 2031 | WINTER | 20 | 20 | 20 | 20 | 20 | 20 | 5 | 20 | 20 | 20 | 20 | 20 | 20 | 10
ALT-16 | 2032-01-01 | 1 | 2032 | 2032 | WINTER | 20 | 20 | 20 | 20 | 20 | 20 | 5 | 20 | 20 | 20 | 20 | 20 | 20 | 10
ALT-16 | 2032-02-01 | 2 | 2032 | 2032 | WINTER | 20 | 20 | 20 | 20 | 20 | 20 | 5 | 20 | 20 | 20 | 20 | 20 | 20 | 10
ALT-16 | 2032-03-01 | 3 | 2032 | 2032 | WINTER | 19 | 19 | 19 | 19 | 19 | 19 | 5 | 19 | 19 | 19 | 19 | 19 | 19 | 10
ALT-16 | 2032-04-01 | 4 | 2032 | 2032 | SPRING | 18 | 18 | 18 | 18 | 18 | 18 | 5 | 18 | 18 | 18 | 18 | 18 | 18 | 10
ALT-16 | 2032-05-01 | 5 | 2032 | 2032 | SPRING | 16 | 16 | 16 | 16 | 16 | 16 | 5 | 18 | 18 | 18 | 18 | 18 | 18 | 10
ALT-16 | 2032-06-01 | 6 | 2032 | 2032 | SUMMER | 15 | 15 | 15 | 15 | 15 | 15 | 5 | 17 | 17 | 17 | 17 | 17 | 17 | 10
ALT-16 | 2032-07-01 | 7 | 2032 | 2032 | SUMMER | 15 | 15 | 15 | 15 | 15 | 15 | 5 | 17 | 17 | 17 | 17 | 17 | 17 | 10
ALT-16 | 2032-08-01 | 8 | 2032 | 2032 | SUMMER | 15 | 15 | 15 | 15 | 15 | 15 | 5 | 17 | 17 | 17 | 17 | 17 | 17 | 10
ALT-16 | 2032-09-01 | 9 | 2032 | 2032 | SUMMER | 16 | 16 | 16 | 16 | 16 | 16 | 5 | 17 | 17 | 17 | 17 | 17 | 17 | 10
ALT-16 | 2032-10-01 | 10 | 2033 | 2032 | FALL | 18 | 18 | 18 | 18 | 18 | 18 | 5 | 18 | 18 | 18 | 18 | 18 | 18 | 10
ALT-16 | 2032-11-01 | 11 | 2033 | 2032 | FALL | 19 | 19 | 19 | 19 | 19 | 19 | 5 | 19 | 19 | 19 | 19 | 19 | 19 | 10
ALT-16 | 2032-12-01 | 12 | 2033 | 2032 | WINTER | 20 | 20 | 20 | 20 | 20 | 20 | 5 | 20 | 20 | 20 | 20 | 20 | 20 | 10
ALT-16 | 2033-01-01 | 1 | 2033 | 2033 | WINTER | 20 | 20 | 20 | 20 | 20 | 20 | 5 | 20 | 20 | 20 | 20 | 20 | 20 | 10
ALT-16 | 2033-02-01 | 2 | 2033 | 2033 | WINTER | 20 | 20 | 20 | 20 | 20 | 20 | 5 | 20 | 20 | 20 | 20 | 20 | 20 | 10
ALT-16 | 2033-03-01 | 3 | 2033 | 2033 | WINTER | 19 | 19 | 19 | 19 | 19 | 19 | 5 | 19 | 19 | 19 | 19 | 19 | 19 | 10
ALT-16 | 2033-04-01 | 4 | 2033 | 2033 | SPRING | 18 | 18 | 18 | 18 | 18 | 18 | 5 | 18 | 18 | 18 | 18 | 18 | 18 | 10
ALT-16 | 2033-05-01 | 5 | 2033 | 2033 | SPRING | 16 | 16 | 16 | 16 | 16 | 16 | 5 | 18 | 18 | 18 | 18 | 18 | 18 | 10
ALT-16 | 2033-06-01 | 6 | 2033 | 2033 | SUMMER | 15 | 15 | 15 | 15 | 15 | 15 | 5 | 17 | 17 | 17 | 17 | 17 | 17 | 10
ALT-16 | 2033-07-01 | 7 | 2033 | 2033 | SUMMER | 15 | 15 | 15 | 15 | 15 | 15 | 5 | 17 | 17 | 17 | 17 | 17 | 17 | 10
ALT-16 | 2033-08-01 | 8 | 2033 | 2033 | SUMMER | 15 | 15 | 15 | 15 | 15 | 15 | 5 | 17 | 17 | 17 | 17 | 17 | 17 | 10
ALT-16 | 2033-09-01 | 9 | 2033 | 2033 | SUMMER | 16 | 16 | 16 | 16 | 16 | 16 | 5 | 17 | 17 | 17 | 17 | 17 | 17 | 10
ALT-16 | 2033-10-01 | 10 | 2034 | 2033 | FALL | 18 | 18 | 18 | 18 | 18 | 18 | 5 | 18 | 18 | 18 | 18 | 18 | 18 | 10
ALT-16 | 2033-11-01 | 11 | 2034 | 2033 | FALL | 19 | 19 | 19 | 19 | 19 | 19 | 5 | 19 | 19 | 19 | 19 | 19 | 19 | 10
ALT-16 | 2033-12-01 | 12 | 2034 | 2033 | WINTER | 20 | 20 | 20 | 20 | 20 | 20 | 5 | 20 | 20 | 20 | 20 | 20 | 20 | 10
ALT-16 | 2034-01-01 | 1 | 2034 | 2034 | WINTER | 20 | 20 | 20 | 20 | 20 | 20 | 5 | 20 | 20 | 20 | 20 | 20 | 20 | 10
ALT-16 | 2034-02-01 | 2 | 2034 | 2034 | WINTER | 20 | 20 | 20 | 20 | 20 | 20 | 5 | 20 | 20 | 20 | 20 | 20 | 20 | 10
ALT-16 | 2034-03-01 | 3 | 2034 | 2034 | WINTER | 19 | 19 | 19 | 19 | 19 | 19 | 5 | 19 | 19 | 19 | 19 | 19 | 19 | 10
ALT-16 | 2034-04-01 | 4 | 2034 | 2034 | SPRING | 18 | 18 | 18 | 18 | 18 | 18 | 5 | 18 | 18 | 18 | 18 | 18 | 18 | 10
ALT-16 | 2034-05-01 | 5 | 2034 | 2034 | SPRING | 16 | 16 | 16 | 16 | 16 | 16 | 5 | 18 | 18 | 18 | 18 | 18 | 18 | 10
ALT-16 | 2034-06-01 | 6 | 2034 | 2034 | SUMMER | 15 | 15 | 15 | 15 | 15 | 15 | 5 | 17 | 17 | 17 | 17 | 17 | 17 | 10
ALT-16 | 2034-07-01 | 7 | 2034 | 2034 | SUMMER | 15 | 15 | 15 | 15 | 15 | 15 | 5 | 17 | 17 | 17 | 17 | 17 | 17 | 10
ALT-16 | 2034-08-01 | 8 | 2034 | 2034 | SUMMER | 15 | 15 | 15 | 15 | 15 | 15 | 5 | 17 | 17 | 17 | 17 | 17 | 17 | 10
ALT-16 | 2034-09-01 | 9 | 2034 | 2034 | SUMMER | 16 | 16 | 16 | 16 | 16 | 16 | 5 | 17 | 17 | 17 | 17 | 17 | 17 | 10
ALT-16 | 2034-10-01 | 10 | 2035 | 2034 | FALL | 18 | 18 | 18 | 18 | 18 | 18 | 5 | 18 | 18 | 18 | 18 | 18 | 18 | 10
ALT-16 | 2034-11-01 | 11 | 2035 | 2034 | FALL | 19 | 19 | 19 | 19 | 19 | 19 | 5 | 19 | 19 | 19 | 19 | 19 | 19 | 10
ALT-16 | 2034-12-01 | 12 | 2035 | 2034 | WINTER | 20 | 20 | 20 | 20 | 20 | 20 | 5 | 20 | 20 | 20 | 20 | 20 | 20 | 10
ALT-16 | 2035-01-01 | 1 | 2035 | 2035 | WINTER | 20 | 20 | 20 | 20 | 20 | 20 | 5 | 20 | 20 | 20 | 20 | 20 | 20 | 10
ALT-16 | 2035-02-01 | 2 | 2035 | 2035 | WINTER | 20 | 20 | 20 | 20 | 20 | 20 | 5 | 20 | 20 | 20 | 20 | 20 | 20 | 10
ALT-16 | 2035-03-01 | 3 | 2035 | 2035 | WINTER | 19 | 19 | 19 | 19 | 19 | 19 | 5 | 19 | 19 | 19 | 19 | 19 | 19 | 10
ALT-16 | 2035-04-01 | 4 | 2035 | 2035 | SPRING | 18 | 18 | 18 | 18 | 18 | 18 | 5 | 18 | 18 | 18 | 18 | 18 | 18 | 10
ALT-16 | 2035-05-01 | 5 | 2035 | 2035 | SPRING | 16 | 16 | 16 | 16 | 16 | 16 | 5 | 18 | 18 | 18 | 18 | 18 | 18 | 10
ALT-16 | 2035-06-01 | 6 | 2035 | 2035 | SUMMER | 15 | 15 | 15 | 15 | 15 | 15 | 5 | 17 | 17 | 17 | 17 | 17 | 17 | 10
ALT-16 | 2035-07-01 | 7 | 2035 | 2035 | SUMMER | 15 | 15 | 15 | 15 | 15 | 15 | 5 | 17 | 17 | 17 | 17 | 17 | 17 | 10
ALT-16 | 2035-08-01 | 8 | 2035 | 2035 | SUMMER | 15 | 15 | 15 | 15 | 15 | 15 | 5 | 17 | 17 | 17 | 17 | 17 | 17 | 10
ALT-16 | 2035-09-01 | 9 | 2035 | 2035 | SUMMER | 16 | 16 | 16 | 16 | 16 | 16 | 5 | 17 | 17 | 17 | 17 | 17 | 17 | 10
ALT-16 | 2035-10-01 | 10 | 2036 | 2035 | FALL | 18 | 18 | 18 | 18 | 18 | 18 | 5 | 18 | 18 | 18 | 18 | 18 | 18 | 10
ALT-16 | 2035-11-01 | 11 | 2036 | 2035 | FALL | 19 | 19 | 19 | 19 | 19 | 19 | 5 | 19 | 19 | 19 | 19 | 19 | 19 | 10
ALT-16 | 2035-12-01 | 12 | 2036 | 2035 | WINTER | 20 | 20 | 20 | 20 | 20 | 20 | 5 | 20 | 20 | 20 | 20 | 20 | 20 | 10
ALT-16 | 2036-01-01 | 1 | 2036 | 2036 | WINTER | 20 | 20 | 20 | 20 | 20 | 20 | 5 | 20 | 20 | 20 | 20 | 20 | 20 | 10
ALT-16 | 2036-02-01 | 2 | 2036 | 2036 | WINTER | 20 | 20 | 20 | 20 | 20 | 20 | 5 | 20 | 20 | 20 | 20 | 20 | 20 | 10
ALT-16 | 2036-03-01 | 3 | 2036 | 2036 | WINTER | 19 | 19 | 19 | 19 | 19 | 19 | 5 | 19 | 19 | 19 | 19 | 19 | 19 | 10
ALT-16 | 2036-04-01 | 4 | 2036 | 2036 | SPRING | 18 | 18 | 18 | 18 | 18 | 18 | 5 | 18 | 18 | 18 | 18 | 18 | 18 | 10
ALT-16 | 2036-05-01 | 5 | 2036 | 2036 | SPRING | 16 | 16 | 16 | 16 | 16 | 16 | 5 | 18 | 18 | 18 | 18 | 18 | 18 | 10
ALT-16 | 2036-06-01 | 6 | 2036 | 2036 | SUMMER | 15 | 15 | 15 | 15 | 15 | 15 | 5 | 17 | 17 | 17 | 17 | 17 | 17 | 10
ALT-16 | 2036-07-01 | 7 | 2036 | 2036 | SUMMER | 15 | 15 | 15 | 15 | 15 | 15 | 5 | 17 | 17 | 17 | 17 | 17 | 17 | 10
ALT-16 | 2036-08-01 | 8 | 2036 | 2036 | SUMMER | 15 | 15 | 15 | 15 | 15 | 15 | 5 | 17 | 17 | 17 | 17 | 17 | 17 | 10
ALT-16 | 2036-09-01 | 9 | 2036 | 2036 | SUMMER | 16 | 16 | 16 | 16 | 16 | 16 | 5 | 17 | 17 | 17 | 17 | 17 | 17 | 10
ALT-16 | 2036-10-01 | 10 | 2037 | 2036 | FALL | 18 | 18 | 18 | 18 | 18 | 18 | 5 | 18 | 18 | 18 | 18 | 18 | 18 | 10
ALT-16 | 2036-11-01 | 11 | 2037 | 2036 | FALL | 19 | 19 | 19 | 19 | 19 | 19 | 5 | 19 | 19 | 19 | 19 | 19 | 19 | 10
ALT-16 | 2036-12-01 | 12 | 2037 | 2036 | WINTER | 20 | 20 | 20 | 20 | 20 | 20 | 5 | 20 | 20 | 20 | 20 | 20 | 20 | 10
ALT-16 | 2037-01-01 | 1 | 2037 | 2037 | WINTER | 20 | 20 | 20 | 20 | 20 | 20 | 5 | 20 | 20 | 20 | 20 | 20 | 20 | 10
ALT-16 | 2037-02-01 | 2 | 2037 | 2037 | WINTER | 20 | 20 | 20 | 20 | 20 | 20 | 5 | 20 | 20 | 20 | 20 | 20 | 20 | 10
ALT-16 | 2037-03-01 | 3 | 2037 | 2037 | WINTER | 19 | 19 | 19 | 19 | 19 | 19 | 5 | 19 | 19 | 19 | 19 | 19 | 19 | 10
ALT-16 | 2037-04-01 | 4 | 2037 | 2037 | SPRING | 18 | 18 | 18 | 18 | 18 | 18 | 5 | 18 | 18 | 18 | 18 | 18 | 18 | 10
ALT-16 | 2037-05-01 | 5 | 2037 | 2037 | SPRING | 16 | 16 | 16 | 16 | 16 | 16 | 5 | 18 | 18 | 18 | 18 | 18 | 18 | 10
ALT-16 | 2037-06-01 | 6 | 2037 | 2037 | SUMMER | 15 | 15 | 15 | 15 | 15 | 15 | 5 | 17 | 17 | 17 | 17 | 17 | 17 | 10
ALT-16 | 2037-07-01 | 7 | 2037 | 2037 | SUMMER | 15 | 15 | 15 | 15 | 15 | 15 | 5 | 17 | 17 | 17 | 17 | 17 | 17 | 10
ALT-16 | 2037-08-01 | 8 | 2037 | 2037 | SUMMER | 15 | 15 | 15 | 15 | 15 | 15 | 5 | 17 | 17 | 17 | 17 | 17 | 17 | 10
ALT-16 | 2037-09-01 | 9 | 2037 | 2037 | SUMMER | 16 | 16 | 16 | 16 | 16 | 16 | 5 | 17 | 17 | 17 | 17 | 17 | 17 | 10
ALT-16 | 2037-10-01 | 10 | 2038 | 2037 | FALL | 18 | 18 | 18 | 18 | 18 | 18 | 5 | 18 | 18 | 18 | 18 | 18 | 18 | 10
ALT-16 | 2037-11-01 | 11 | 2038 | 2037 | FALL | 19 | 19 | 19 | 19 | 19 | 19 | 5 | 19 | 19 | 19 | 19 | 19 | 19 | 10
ALT-16 | 2037-12-01 | 12 | 2038 | 2037 | WINTER | 20 | 20 | 20 | 20 | 20 | 20 | 5 | 20 | 20 | 20 | 20 | 20 | 20 | 10
ALT-16 | 2038-01-01 | 1 | 2038 | 2038 | WINTER | 20 | 20 | 20 | 20 | 20 | 20 | 5 | 20 | 20 | 20 | 20 | 20 | 20 | 10
ALT-16 | 2038-02-01 | 2 | 2038 | 2038 | WINTER | 20 | 20 | 20 | 20 | 20 | 20 | 5 | 20 | 20 | 20 | 20 | 20 | 20 | 10
ALT-16 | 2038-03-01 | 3 | 2038 | 2038 | WINTER | 19 | 19 | 19 | 19 | 19 | 19 | 5 | 19 | 19 | 19 | 19 | 19 | 19 | 10
ALT-16 | 2038-04-01 | 4 | 2038 | 2038 | SPRING | 18 | 18 | 18 | 18 | 18 | 18 | 5 | 18 | 18 | 18 | 18 | 18 | 18 | 10
ALT-16 | 2038-05-01 | 5 | 2038 | 2038 | SPRING | 16 | 16 | 16 | 16 | 16 | 16 | 5 | 18 | 18 | 18 | 18 | 18 | 18 | 10
ALT-16 | 2038-06-01 | 6 | 2038 | 2038 | SUMMER | 15 | 15 | 15 | 15 | 15 | 15 | 5 | 17 | 17 | 17 | 17 | 17 | 17 | 10
ALT-16 | 2038-07-01 | 7 | 2038 | 2038 | SUMMER | 15 | 15 | 15 | 15 | 15 | 15 | 5 | 17 | 17 | 17 | 17 | 17 | 17 | 10
ALT-16 | 2038-08-01 | 8 | 2038 | 2038 | SUMMER | 15 | 15 | 15 | 15 | 15 | 15 | 5 | 17 | 17 | 17 | 17 | 17 | 17 | 10
ALT-16 | 2038-09-01 | 9 | 2038 | 2038 | SUMMER | 16 | 16 | 16 | 16 | 16 | 16 | 5 | 17 | 17 | 17 | 17 | 17 | 17 | 10
ALT-16 | 2038-10-01 | 10 | 2039 | 2038 | FALL | 18 | 18 | 18 | 18 | 18 | 18 | 5 | 18 | 18 | 18 | 18 | 18 | 18 | 10
ALT-16 | 2038-11-01 | 11 | 2039 | 2038 | FALL | 19 | 19 | 19 | 19 | 19 | 19 | 5 | 19 | 19 | 19 | 19 | 19 | 19 | 10
ALT-16 | 2038-12-01 | 12 | 2039 | 2038 | WINTER | 20 | 20 | 20 | 20 | 20 | 20 | 5 | 20 | 20 | 20 | 20 | 20 | 20 | 10
ALT-16 | 2039-01-01 | 1 | 2039 | 2039 | WINTER | 20 | 20 | 20 | 20 | 20 | 20 | 5 | 20 | 20 | 20 | 20 | 20 | 20 | 10
ALT-16 | 2039-02-01 | 2 | 2039 | 2039 | WINTER | 20 | 20 | 20 | 20 | 20 | 20 | 5 | 20 | 20 | 20 | 20 | 20 | 20 | 10
ALT-16 | 2039-03-01 | 3 | 2039 | 2039 | WINTER | 19 | 19 | 19 | 19 | 19 | 19 | 5 | 19 | 19 | 19 | 19 | 19 | 19 | 10
ALT-16 | 2039-04-01 | 4 | 2039 | 2039 | SPRING | 18 | 18 | 18 | 18 | 18 | 18 | 5 | 18 | 18 | 18 | 18 | 18 | 18 | 10
ALT-16 | 2039-05-01 | 5 | 2039 | 2039 | SPRING | 16 | 16 | 16 | 16 | 16 | 16 | 5 | 18 | 18 | 18 | 18 | 18 | 18 | 10
ALT-16 | 2039-06-01 | 6 | 2039 | 2039 | SUMMER | 15 | 15 | 15 | 15 | 15 | 15 | 5 | 17 | 17 | 17 | 17 | 17 | 17 | 10
ALT-16 | 2039-07-01 | 7 | 2039 | 2039 | SUMMER | 15 | 15 | 15 | 15 | 15 | 15 | 5 | 17 | 17 | 17 | 17 | 17 | 17 | 10
ALT-16 | 2039-08-01 | 8 | 2039 | 2039 | SUMMER | 15 | 15 | 15 | 15 | 15 | 15 | 5 | 17 | 17 | 17 | 17 | 17 | 17 | 10
ALT-16 | 2039-09-01 | 9 | 2039 | 2039 | SUMMER | 16 | 16 | 16 | 16 | 16 | 16 | 5 | 17 | 17 | 17 | 17 | 17 | 17 | 10
ALT-16 | 2039-10-01 | 10 | 2040 | 2039 | FALL | 18 | 18 | 18 | 18 | 18 | 18 | 5 | 18 | 18 | 18 | 18 | 18 | 18 | 10
ALT-16 | 2039-11-01 | 11 | 2040 | 2039 | FALL | 19 | 19 | 19 | 19 | 19 | 19 | 5 | 19 | 19 | 19 | 19 | 19 | 19 | 10
ALT-16 | 2039-12-01 | 12 | 2040 | 2039 | WINTER | 20 | 20 | 20 | 20 | 20 | 20 | 5 | 20 | 20 | 20 | 20 | 20 | 20 | 10
ALT-16 | 2040-01-01 | 1 | 2040 | 2040 | WINTER | 20 | 20 | 20 | 20 | 20 | 20 | 5 | 20 | 20 | 20 | 20 | 20 | 20 | 10
ALT-16 | 2040-02-01 | 2 | 2040 | 2040 | WINTER | 20 | 20 | 20 | 20 | 20 | 20 | 5 | 20 | 20 | 20 | 20 | 20 | 20 | 10
ALT-16 | 2040-03-01 | 3 | 2040 | 2040 | WINTER | 19 | 19 | 19 | 19 | 19 | 19 | 5 | 19 | 19 | 19 | 19 | 19 | 19 | 10
ALT-16 | 2040-04-01 | 4 | 2040 | 2040 | SPRING | 18 | 18 | 18 | 18 | 18 | 18 | 5 | 18 | 18 | 18 | 18 | 18 | 18 | 10
ALT-16 | 2040-05-01 | 5 | 2040 | 2040 | SPRING | 16 | 16 | 16 | 16 | 16 | 16 | 5 | 18 | 18 | 18 | 18 | 18 | 18 | 10
ALT-16 | 2040-06-01 | 6 | 2040 | 2040 | SUMMER | 15 | 15 | 15 | 15 | 15 | 15 | 5 | 17 | 17 | 17 | 17 | 17 | 17 | 10
ALT-16 | 2040-07-01 | 7 | 2040 | 2040 | SUMMER | 15 | 15 | 15 | 15 | 15 | 15 | 5 | 17 | 17 | 17 | 17 | 17 | 17 | 10
ALT-16 | 2040-08-01 | 8 | 2040 | 2040 | SUMMER | 15 | 15 | 15 | 15 | 15 | 15 | 5 | 17 | 17 | 17 | 17 | 17 | 17 | 10
ALT-16 | 2040-09-01 | 9 | 2040 | 2040 | SUMMER | 16 | 16 | 16 | 16 | 16 | 16 | 5 | 17 | 17 | 17 | 17 | 17 | 17 | 10
ALT-16 | 2040-10-01 | 10 | 2041 | 2040 | FALL | 18 | 18 | 18 | 18 | 18 | 18 | 5 | 18 | 18 | 18 | 18 | 18 | 18 | 10
ALT-16 | 2040-11-01 | 11 | 2041 | 2040 | FALL | 19 | 19 | 19 | 19 | 19 | 19 | 5 | 19 | 19 | 19 | 19 | 19 | 19 | 10
ALT-16 | 2040-12-01 | 12 | 2041 | 2040 | WINTER | 20 | 20 | 20 | 20 | 20 | 20 | 5 | 20 | 20 | 20 | 20 | 20 | 20 | 10
ALT-16 | 2041-01-01 | 1 | 2041 | 2041 | WINTER | 20 | 20 | 20 | 20 | 20 | 20 | 5 | 20 | 20 | 20 | 20 | 20 | 20 | 10
ALT-16 | 2041-02-01 | 2 | 2041 | 2041 | WINTER | 20 | 20 | 20 | 20 | 20 | 20 | 5 | 20 | 20 | 20 | 20 | 20 | 20 | 10
ALT-16 | 2041-03-01 | 3 | 2041 | 2041 | WINTER | 19 | 19 | 19 | 19 | 19 | 19 | 5 | 19 | 19 | 19 | 19 | 19 | 19 | 10
ALT-16 | 2041-04-01 | 4 | 2041 | 2041 | SPRING | 18 | 18 | 18 | 18 | 18 | 18 | 5 | 18 | 18 | 18 | 18 | 18 | 18 | 10
ALT-16 | 2041-05-01 | 5 | 2041 | 2041 | SPRING | 16 | 16 | 16 | 16 | 16 | 16 | 5 | 18 | 18 | 18 | 18 | 18 | 18 | 10
ALT-16 | 2041-06-01 | 6 | 2041 | 2041 | SUMMER | 15 | 15 | 15 | 15 | 15 | 15 | 5 | 17 | 17 | 17 | 17 | 17 | 17 | 10
ALT-16 | 2041-07-01 | 7 | 2041 | 2041 | SUMMER | 15 | 15 | 15 | 15 | 15 | 15 | 5 | 17 | 17 | 17 | 17 | 17 | 17 | 10
ALT-16 | 2041-08-01 | 8 | 2041 | 2041 | SUMMER | 15 | 15 | 15 | 15 | 15 | 15 | 5 | 17 | 17 | 17 | 17 | 17 | 17 | 10
ALT-16 | 2041-09-01 | 9 | 2041 | 2041 | SUMMER | 16 | 16 | 16 | 16 | 16 | 16 | 5 | 17 | 17 | 17 | 17 | 17 | 17 | 10
ALT-16 | 2041-10-01 | 10 | 2042 | 2041 | FALL | 18 | 18 | 18 | 18 | 18 | 18 | 5 | 18 | 18 | 18 | 18 | 18 | 18 | 10
ALT-16 | 2041-11-01 | 11 | 2042 | 2041 | FALL | 19 | 19 | 19 | 19 | 19 | 19 | 5 | 19 | 19 | 19 | 19 | 19 | 19 | 10
ALT-16 | 2041-12-01 | 12 | 2042 | 2041 | WINTER | 20 | 20 | 20 | 20 | 20 | 20 | 5 | 20 | 20 | 20 | 20 | 20 | 20 | 10
ALT-16 | 2042-01-01 | 1 | 2042 | 2042 | WINTER | 20 | 20 | 20 | 20 | 20 | 20 | 5 | 20 | 20 | 20 | 20 | 20 | 20 | 10
ALT-16 | 2042-02-01 | 2 | 2042 | 2042 | WINTER | 20 | 20 | 20 | 20 | 20 | 20 | 5 | 20 | 20 | 20 | 20 | 20 | 20 | 10
ALT-16 | 2042-03-01 | 3 | 2042 | 2042 | WINTER | 19 | 19 | 19 | 19 | 19 | 19 | 5 | 19 | 19 | 19 | 19 | 19 | 19 | 10
ALT-16 | 2042-04-01 | 4 | 2042 | 2042 | SPRING | 18 | 18 | 18 | 18 | 18 | 18 | 5 | 18 | 18 | 18 | 18 | 18 | 18 | 10
ALT-16 | 2042-05-01 | 5 | 2042 | 2042 | SPRING | 16 | 16 | 16 | 16 | 16 | 16 | 5 | 18 | 18 | 18 | 18 | 18 | 18 | 10
ALT-16 | 2042-06-01 | 6 | 2042 | 2042 | SUMMER | 15 | 15 | 15 | 15 | 15 | 15 | 5 | 17 | 17 | 17 | 17 | 17 | 17 | 10
ALT-16 | 2042-07-01 | 7 | 2042 | 2042 | SUMMER | 15 | 15 | 15 | 15 | 15 | 15 | 5 | 17 | 17 | 17 | 17 | 17 | 17 | 10
ALT-16 | 2042-08-01 | 8 | 2042 | 2042 | SUMMER | 15 | 15 | 15 | 15 | 15 | 15 | 5 | 17 | 17 | 17 | 17 | 17 | 17 | 10
ALT-16 | 2042-09-01 | 9 | 2042 | 2042 | SUMMER | 16 | 16 | 16 | 16 | 16 | 16 | 5 | 17 | 17 | 17 | 17 | 17 | 17 | 10
ALT-16 | 2042-10-01 | 10 | 2043 | 2042 | FALL | 18 | 18 | 18 | 18 | 18 | 18 | 5 | 18 | 18 | 18 | 18 | 18 | 18 | 10
ALT-16 | 2042-11-01 | 11 | 2043 | 2042 | FALL | 19 | 19 | 19 | 19 | 19 | 19 | 5 | 19 | 19 | 19 | 19 | 19 | 19 | 10
ALT-16 | 2042-12-01 | 12 | 2043 | 2042 | WINTER | 20 | 20 | 20 | 20 | 20 | 20 | 5 | 20 | 20 | 20 | 20 | 20 | 20 | 10
ALT-16 | 2043-01-01 | 1 | 2043 | 2043 | WINTER | 20 | 20 | 20 | 20 | 20 | 20 | 5 | 20 | 20 | 20 | 20 | 20 | 20 | 10
ALT-16 | 2043-02-01 | 2 | 2043 | 2043 | WINTER | 20 | 20 | 20 | 20 | 20 | 20 | 5 | 20 | 20 | 20 | 20 | 20 | 20 | 10
ALT-16 | 2043-03-01 | 3 | 2043 | 2043 | WINTER | 19 | 19 | 19 | 19 | 19 | 19 | 5 | 19 | 19 | 19 | 19 | 19 | 19 | 10
ALT-16 | 2043-04-01 | 4 | 2043 | 2043 | SPRING | 18 | 18 | 18 | 18 | 18 | 18 | 5 | 18 | 18 | 18 | 18 | 18 | 18 | 10
ALT-16 | 2043-05-01 | 5 | 2043 | 2043 | SPRING | 16 | 16 | 16 | 16 | 16 | 16 | 5 | 18 | 18 | 18 | 18 | 18 | 18 | 10
ALT-16 | 2043-06-01 | 6 | 2043 | 2043 | SUMMER | 15 | 15 | 15 | 15 | 15 | 15 | 5 | 17 | 17 | 17 | 17 | 17 | 17 | 10
ALT-16 | 2043-07-01 | 7 | 2043 | 2043 | SUMMER | 15 | 15 | 15 | 15 | 15 | 15 | 5 | 17 | 17 | 17 | 17 | 17 | 17 | 10
ALT-16 | 2043-08-01 | 8 | 2043 | 2043 | SUMMER | 15 | 15 | 15 | 15 | 15 | 15 | 5 | 17 | 17 | 17 | 17 | 17 | 17 | 10
ALT-16 | 2043-09-01 | 9 | 2043 | 2043 | SUMMER | 16 | 16 | 16 | 16 | 16 | 16 | 5 | 17 | 17 | 17 | 17 | 17 | 17 | 10
ALT-16 | 2043-10-01 | 10 | 2044 | 2043 | FALL | 18 | 18 | 18 | 18 | 18 | 18 | 5 | 18 | 18 | 18 | 18 | 18 | 18 | 10
ALT-16 | 2043-11-01 | 11 | 2044 | 2043 | FALL | 19 | 19 | 19 | 19 | 19 | 19 | 5 | 19 | 19 | 19 | 19 | 19 | 19 | 10
ALT-16 | 2043-12-01 | 12 | 2044 | 2043 | WINTER | 20 | 20 | 20 | 20 | 20 | 20 | 5 | 20 | 20 | 20 | 20 | 20 | 20 | 10
ALT-16 | 2044-01-01 | 1 | 2044 | 2044 | WINTER | 20 | 20 | 20 | 20 | 20 | 20 | 5 | 20 | 20 | 20 | 20 | 20 | 20 | 10
ALT-16 | 2044-02-01 | 2 | 2044 | 2044 | WINTER | 20 | 20 | 20 | 20 | 20 | 20 | 5 | 20 | 20 | 20 | 20 | 20 | 20 | 10
ALT-16 | 2044-03-01 | 3 | 2044 | 2044 | WINTER | 19 | 19 | 19 | 19 | 19 | 19 | 5 | 19 | 19 | 19 | 19 | 19 | 19 | 10
ALT-16 | 2044-04-01 | 4 | 2044 | 2044 | SPRING | 18 | 18 | 18 | 18 | 18 | 18 | 5 | 18 | 18 | 18 | 18 | 18 | 18 | 10
ALT-16 | 2044-05-01 | 5 | 2044 | 2044 | SPRING | 16 | 16 | 16 | 16 | 16 | 16 | 5 | 18 | 18 | 18 | 18 | 18 | 18 | 10
ALT-16 | 2044-06-01 | 6 | 2044 | 2044 | SUMMER | 15 | 15 | 15 | 15 | 15 | 15 | 5 | 17 | 17 | 17 | 17 | 17 | 17 | 10
ALT-16 | 2044-07-01 | 7 | 2044 | 2044 | SUMMER | 15 | 15 | 15 | 15 | 15 | 15 | 5 | 17 | 17 | 17 | 17 | 17 | 17 | 10
ALT-16 | 2044-08-01 | 8 | 2044 | 2044 | SUMMER | 15 | 15 | 15 | 15 | 15 | 15 | 5 | 17 | 17 | 17 | 17 | 17 | 17 | 10
ALT-16 | 2044-09-01 | 9 | 2044 | 2044 | SUMMER | 16 | 16 | 16 | 16 | 16 | 16 | 5 | 17 | 17 | 17 | 17 | 17 | 17 | 10
ALT-16 | 2044-10-01 | 10 | 2045 | 2044 | FALL | 18 | 18 | 18 | 18 | 18 | 18 | 5 | 18 | 18 | 18 | 18 | 18 | 18 | 10
ALT-16 | 2044-11-01 | 11 | 2045 | 2044 | FALL | 19 | 19 | 19 | 19 | 19 | 19 | 5 | 19 | 19 | 19 | 19 | 19 | 19 | 10
ALT-16 | 2044-12-01 | 12 | 2045 | 2044 | WINTER | 20 | 20 | 20 | 20 | 20 | 20 | 5 | 20 | 20 | 20 | 20 | 20 | 20 | 10
ALT-16 | 2045-01-01 | 1 | 2045 | 2045 | WINTER | 20 | 20 | 20 | 20 | 20 | 20 | 5 | 20 | 20 | 20 | 20 | 20 | 20 | 10
ALT-16 | 2045-02-01 | 2 | 2045 | 2045 | WINTER | 20 | 20 | 20 | 20 | 20 | 20 | 5 | 20 | 20 | 20 | 20 | 20 | 20 | 10
ALT-16 | 2045-03-01 | 3 | 2045 | 2045 | WINTER | 19 | 19 | 19 | 19 | 19 | 19 | 5 | 19 | 19 | 19 | 19 | 19 | 19 | 10
ALT-16 | 2045-04-01 | 4 | 2045 | 2045 | SPRING | 18 | 18 | 18 | 18 | 18 | 18 | 5 | 18 | 18 | 18 | 18 | 18 | 18 | 10
ALT-16 | 2045-05-01 | 5 | 2045 | 2045 | SPRING | 16 | 16 | 16 | 16 | 16 | 16 | 5 | 18 | 18 | 18 | 18 | 18 | 18 | 10
ALT-16 | 2045-06-01 | 6 | 2045 | 2045 | SUMMER | 15 | 15 | 15 | 15 | 15 | 15 | 5 | 17 | 17 | 17 | 17 | 17 | 17 | 10
ALT-16 | 2045-07-01 | 7 | 2045 | 2045 | SUMMER | 15 | 15 | 15 | 15 | 15 | 15 | 5 | 17 | 17 | 17 | 17 | 17 | 17 | 10
ALT-16 | 2045-08-01 | 8 | 2045 | 2045 | SUMMER | 15 | 15 | 15 | 15 | 15 | 15 | 5 | 17 | 17 | 17 | 17 | 17 | 17 | 10
ALT-16 | 2045-09-01 | 9 | 2045 | 2045 | SUMMER | 16 | 16 | 16 | 16 | 16 | 16 | 5 | 17 | 17 | 17 | 17 | 17 | 17 | 10
ALT-16 | 2045-10-01 | 10 | 2046 | 2045 | FALL | 18 | 18 | 18 | 18 | 18 | 18 | 5 | 18 | 18 | 18 | 18 | 18 | 18 | 10
ALT-16 | 2045-11-01 | 11 | 2046 | 2045 | FALL | 19 | 19 | 19 | 19 | 19 | 19 | 5 | 19 | 19 | 19 | 19 | 19 | 19 | 10
ALT-16 | 2045-12-01 | 12 | 2046 | 2045 | WINTER | 20 | 20 | 20 | 20 | 20 | 20 | 5 | 20 | 20 | 20 | 20 | 20 | 20 | 10
ALT-16 | 2046-01-01 | 1 | 2046 | 2046 | WINTER | 20 | 20 | 20 | 20 | 20 | 20 | 5 | 20 | 20 | 20 | 20 | 20 | 20 | 10
ALT-16 | 2046-02-01 | 2 | 2046 | 2046 | WINTER | 20 | 20 | 20 | 20 | 20 | 20 | 5 | 20 | 20 | 20 | 20 | 20 | 20 | 10
ALT-16 | 2046-03-01 | 3 | 2046 | 2046 | WINTER | 19 | 19 | 19 | 19 | 19 | 19 | 5 | 19 | 19 | 19 | 19 | 19 | 19 | 10
ALT-16 | 2046-04-01 | 4 | 2046 | 2046 | SPRING | 18 | 18 | 18 | 18 | 18 | 18 | 5 | 18 | 18 | 18 | 18 | 18 | 18 | 10
ALT-16 | 2046-05-01 | 5 | 2046 | 2046 | SPRING | 16 | 16 | 16 | 16 | 16 | 16 | 5 | 18 | 18 | 18 | 18 | 18 | 18 | 10
ALT-16 | 2046-06-01 | 6 | 2046 | 2046 | SUMMER | 15 | 15 | 15 | 15 | 15 | 15 | 5 | 17 | 17 | 17 | 17 | 17 | 17 | 10
ALT-16 | 2046-07-01 | 7 | 2046 | 2046 | SUMMER | 15 | 15 | 15 | 15 | 15 | 15 | 5 | 17 | 17 | 17 | 17 | 17 | 17 | 10
ALT-16 | 2046-08-01 | 8 | 2046 | 2046 | SUMMER | 15 | 15 | 15 | 15 | 15 | 15 | 5 | 17 | 17 | 17 | 17 | 17 | 17 | 10
ALT-16 | 2046-09-01 | 9 | 2046 | 2046 | SUMMER | 16 | 16 | 16 | 16 | 16 | 16 | 5 | 17 | 17 | 17 | 17 | 17 | 17 | 10
ALT-16 | 2046-10-01 | 10 | 2047 | 2046 | FALL | 18 | 18 | 18 | 18 | 18 | 18 | 5 | 18 | 18 | 18 | 18 | 18 | 18 | 10
ALT-16 | 2046-11-01 | 11 | 2047 | 2046 | FALL | 19 | 19 | 19 | 19 | 19 | 19 | 5 | 19 | 19 | 19 | 19 | 19 | 19 | 10
ALT-16 | 2046-12-01 | 12 | 2047 | 2046 | WINTER | 20 | 20 | 20 | 20 | 20 | 20 | 5 | 20 | 20 | 20 | 20 | 20 | 20 | 10
ALT-16 | 2047-01-01 | 1 | 2047 | 2047 | WINTER | 20 | 20 | 20 | 20 | 20 | 20 | 5 | 20 | 20 | 20 | 20 | 20 | 20 | 10
ALT-16 | 2047-02-01 | 2 | 2047 | 2047 | WINTER | 20 | 20 | 20 | 20 | 20 | 20 | 5 | 20 | 20 | 20 | 20 | 20 | 20 | 10
ALT-16 | 2047-03-01 | 3 | 2047 | 2047 | WINTER | 19 | 19 | 19 | 19 | 19 | 19 | 5 | 19 | 19 | 19 | 19 | 19 | 19 | 10
ALT-16 | 2047-04-01 | 4 | 2047 | 2047 | SPRING | 18 | 18 | 18 | 18 | 18 | 18 | 5 | 18 | 18 | 18 | 18 | 18 | 18 | 10
ALT-16 | 2047-05-01 | 5 | 2047 | 2047 | SPRING | 16 | 16 | 16 | 16 | 16 | 16 | 5 | 18 | 18 | 18 | 18 | 18 | 18 | 10
ALT-16 | 2047-06-01 | 6 | 2047 | 2047 | SUMMER | 15 | 15 | 15 | 15 | 15 | 15 | 5 | 17 | 17 | 17 | 17 | 17 | 17 | 10
ALT-16 | 2047-07-01 | 7 | 2047 | 2047 | SUMMER | 15 | 15 | 15 | 15 | 15 | 15 | 5 | 17 | 17 | 17 | 17 | 17 | 17 | 10
ALT-16 | 2047-08-01 | 8 | 2047 | 2047 | SUMMER | 15 | 15 | 15 | 15 | 15 | 15 | 5 | 17 | 17 | 17 | 17 | 17 | 17 | 10
ALT-16 | 2047-09-01 | 9 | 2047 | 2047 | SUMMER | 16 | 16 | 16 | 16 | 16 | 16 | 5 | 17 | 17 | 17 | 17 | 17 | 17 | 10
ALT-17 | 2016-10-01 | 10 | 2017 | 2016 | FALL | 54 | 54 | 54 | 54 | 54 | 54 | 10 | 53 | 53 | 53 | 53 | 53 | 53 | 10
ALT-17 | 2016-11-01 | 11 | 2017 | 2016 | FALL | 58 | 58 | 58 | 58 | 58 | 58 | 10 | 55 | 55 | 55 | 55 | 55 | 55 | 10
ALT-17 | 2016-12-01 | 12 | 2017 | 2016 | WINTER | 62 | 62 | 62 | 62 | 62 | 62 | 10 | 57 | 57 | 57 | 57 | 57 | 57 | 10
ALT-17 | 2017-01-01 | 1 | 2017 | 2017 | WINTER | 62 | 62 | 62 | 62 | 62 | 62 | 10 | 57 | 57 | 57 | 57 | 57 | 57 | 10
ALT-17 | 2017-02-01 | 2 | 2017 | 2017 | WINTER | 60 | 60 | 60 | 60 | 60 | 60 | 10 | 56 | 56 | 56 | 56 | 56 | 56 | 10
ALT-17 | 2017-03-01 | 3 | 2017 | 2017 | WINTER | 58 | 58 | 58 | 58 | 58 | 58 | 10 | 55 | 55 | 55 | 55 | 55 | 55 | 10
ALT-17 | 2017-04-01 | 4 | 2017 | 2017 | SPRING | 54 | 54 | 54 | 54 | 54 | 54 | 10 | 53 | 53 | 53 | 53 | 53 | 53 | 10
ALT-17 | 2017-05-01 | 5 | 2017 | 2017 | SPRING | 50 | 50 | 50 | 50 | 50 | 50 | 10 | 51 | 51 | 51 | 51 | 51 | 51 | 10
ALT-17 | 2017-06-01 | 6 | 2017 | 2017 | SUMMER | 46 | 46 | 46 | 46 | 46 | 46 | 10 | 49 | 49 | 49 | 49 | 49 | 49 | 10
ALT-17 | 2017-07-01 | 7 | 2017 | 2017 | SUMMER | 46 | 46 | 46 | 46 | 46 | 46 | 10 | 48 | 48 | 48 | 48 | 48 | 48 | 10
ALT-17 | 2017-08-01 | 8 | 2017 | 2017 | SUMMER | 46 | 46 | 46 | 46 | 46 | 46 | 10 | 49 | 49 | 49 | 49 | 49 | 49 | 10
ALT-17 | 2017-09-01 | 9 | 2017 | 2017 | SUMMER | 50 | 50 | 50 | 50 | 50 | 50 | 10 | 50 | 50 | 50 | 50 | 50 | 50 | 10
ALT-17 | 2017-10-01 | 10 | 2018 | 2017 | FALL | 54 | 54 | 54 | 54 | 54 | 54 | 10 | 53 | 53 | 53 | 53 | 53 | 53 | 10
ALT-17 | 2017-11-01 | 11 | 2018 | 2017 | FALL | 58 | 58 | 58 | 58 | 58 | 58 | 10 | 55 | 55 | 55 | 55 | 55 | 55 | 10
ALT-17 | 2017-12-01 | 12 | 2018 | 2017 | WINTER | 62 | 62 | 62 | 62 | 62 | 62 | 10 | 57 | 57 | 57 | 57 | 57 | 57 | 10
ALT-17 | 2018-01-01 | 1 | 2018 | 2018 | WINTER | 62 | 62 | 62 | 62 | 62 | 62 | 10 | 57 | 57 | 57 | 57 | 57 | 57 | 10
ALT-17 | 2018-02-01 | 2 | 2018 | 2018 | WINTER | 60 | 60 | 60 | 60 | 60 | 60 | 10 | 56 | 56 | 56 | 56 | 56 | 56 | 10
ALT-17 | 2018-03-01 | 3 | 2018 | 2018 | WINTER | 58 | 58 | 58 | 58 | 58 | 58 | 10 | 55 | 55 | 55 | 55 | 55 | 55 | 10
ALT-17 | 2018-04-01 | 4 | 2018 | 2018 | SPRING | 54 | 54 | 54 | 54 | 54 | 54 | 10 | 53 | 53 | 53 | 53 | 53 | 53 | 10
ALT-17 | 2018-05-01 | 5 | 2018 | 2018 | SPRING | 50 | 50 | 50 | 50 | 50 | 50 | 10 | 51 | 51 | 51 | 51 | 51 | 51 | 10
ALT-17 | 2018-06-01 | 6 | 2018 | 2018 | SUMMER | 46 | 46 | 46 | 46 | 46 | 46 | 10 | 49 | 49 | 49 | 49 | 49 | 49 | 10
ALT-17 | 2018-07-01 | 7 | 2018 | 2018 | SUMMER | 46 | 46 | 46 | 46 | 46 | 46 | 10 | 48 | 48 | 48 | 48 | 48 | 48 | 10
ALT-17 | 2018-08-01 | 8 | 2018 | 2018 | SUMMER | 46 | 46 | 46 | 46 | 46 | 46 | 10 | 49 | 49 | 49 | 49 | 49 | 49 | 10
ALT-17 | 2018-09-01 | 9 | 2018 | 2018 | SUMMER | 50 | 50 | 50 | 50 | 50 | 50 | 10 | 50 | 50 | 50 | 50 | 50 | 50 | 10
ALT-17 | 2018-10-01 | 10 | 2019 | 2018 | FALL | 54 | 54 | 54 | 54 | 54 | 54 | 10 | 53 | 53 | 53 | 53 | 53 | 53 | 10
ALT-17 | 2018-11-01 | 11 | 2019 | 2018 | FALL | 58 | 58 | 58 | 58 | 58 | 58 | 10 | 55 | 55 | 55 | 55 | 55 | 55 | 10
ALT-17 | 2018-12-01 | 12 | 2019 | 2018 | WINTER | 62 | 62 | 62 | 62 | 62 | 62 | 10 | 57 | 57 | 57 | 57 | 57 | 57 | 10
ALT-17 | 2019-01-01 | 1 | 2019 | 2019 | WINTER | 62 | 62 | 62 | 62 | 62 | 62 | 10 | 57 | 57 | 57 | 57 | 57 | 57 | 10
ALT-17 | 2019-02-01 | 2 | 2019 | 2019 | WINTER | 60 | 60 | 60 | 60 | 60 | 60 | 10 | 56 | 56 | 56 | 56 | 56 | 56 | 10
ALT-17 | 2019-03-01 | 3 | 2019 | 2019 | WINTER | 58 | 58 | 58 | 58 | 58 | 58 | 10 | 55 | 55 | 55 | 55 | 55 | 55 | 10
ALT-17 | 2019-04-01 | 4 | 2019 | 2019 | SPRING | 54 | 54 | 54 | 54 | 54 | 54 | 10 | 53 | 53 | 53 | 53 | 53 | 53 | 10
ALT-17 | 2019-05-01 | 5 | 2019 | 2019 | SPRING | 50 | 50 | 50 | 50 | 50 | 50 | 10 | 51 | 51 | 51 | 51 | 51 | 51 | 10
ALT-17 | 2019-06-01 | 6 | 2019 | 2019 | SUMMER | 46 | 46 | 46 | 46 | 46 | 46 | 10 | 49 | 49 | 49 | 49 | 49 | 49 | 10
ALT-17 | 2019-07-01 | 7 | 2019 | 2019 | SUMMER | 46 | 46 | 46 | 46 | 46 | 46 | 10 | 48 | 48 | 48 | 48 | 48 | 48 | 10
ALT-17 | 2019-08-01 | 8 | 2019 | 2019 | SUMMER | 46 | 46 | 46 | 46 | 46 | 46 | 10 | 49 | 49 | 49 | 49 | 49 | 49 | 10
ALT-17 | 2019-09-01 | 9 | 2019 | 2019 | SUMMER | 50 | 50 | 50 | 50 | 50 | 50 | 10 | 50 | 50 | 50 | 50 | 50 | 50 | 10
ALT-17 | 2019-10-01 | 10 | 2020 | 2019 | FALL | 54 | 54 | 54 | 54 | 54 | 54 | 10 | 53 | 53 | 53 | 53 | 53 | 53 | 10
ALT-17 | 2019-11-01 | 11 | 2020 | 2019 | FALL | 58 | 58 | 58 | 58 | 58 | 58 | 10 | 55 | 55 | 55 | 55 | 55 | 55 | 10
ALT-17 | 2019-12-01 | 12 | 2020 | 2019 | WINTER | 62 | 62 | 62 | 62 | 62 | 62 | 10 | 57 | 57 | 57 | 57 | 57 | 57 | 10
ALT-17 | 2020-01-01 | 1 | 2020 | 2020 | WINTER | 62 | 62 | 62 | 62 | 62 | 62 | 10 | 57 | 57 | 57 | 57 | 57 | 57 | 10
ALT-17 | 2020-02-01 | 2 | 2020 | 2020 | WINTER | 60 | 60 | 60 | 60 | 60 | 60 | 10 | 56 | 56 | 56 | 56 | 56 | 56 | 10
ALT-17 | 2020-03-01 | 3 | 2020 | 2020 | WINTER | 58 | 58 | 58 | 58 | 58 | 58 | 10 | 55 | 55 | 55 | 55 | 55 | 55 | 10
ALT-17 | 2020-04-01 | 4 | 2020 | 2020 | SPRING | 54 | 54 | 54 | 54 | 54 | 54 | 10 | 53 | 53 | 53 | 53 | 53 | 53 | 10
ALT-17 | 2020-05-01 | 5 | 2020 | 2020 | SPRING | 50 | 50 | 50 | 50 | 50 | 50 | 10 | 51 | 51 | 51 | 51 | 51 | 51 | 10
ALT-17 | 2020-06-01 | 6 | 2020 | 2020 | SUMMER | 46 | 46 | 46 | 46 | 46 | 46 | 10 | 49 | 49 | 49 | 49 | 49 | 49 | 10
ALT-17 | 2020-07-01 | 7 | 2020 | 2020 | SUMMER | 46 | 46 | 46 | 46 | 46 | 46 | 10 | 48 | 48 | 48 | 48 | 48 | 48 | 10
ALT-17 | 2020-08-01 | 8 | 2020 | 2020 | SUMMER | 46 | 46 | 46 | 46 | 46 | 46 | 10 | 49 | 49 | 49 | 49 | 49 | 49 | 10
ALT-17 | 2020-09-01 | 9 | 2020 | 2020 | SUMMER | 50 | 50 | 50 | 50 | 50 | 50 | 10 | 50 | 50 | 50 | 50 | 50 | 50 | 10
ALT-17 | 2020-10-01 | 10 | 2021 | 2020 | FALL | 54 | 54 | 54 | 54 | 54 | 54 | 10 | 53 | 53 | 53 | 53 | 53 | 53 | 10
ALT-17 | 2020-11-01 | 11 | 2021 | 2020 | FALL | 58 | 58 | 58 | 58 | 58 | 58 | 10 | 55 | 55 | 55 | 55 | 55 | 55 | 10
ALT-17 | 2020-12-01 | 12 | 2021 | 2020 | WINTER | 62 | 62 | 62 | 62 | 62 | 62 | 10 | 57 | 57 | 57 | 57 | 57 | 57 | 10
ALT-17 | 2021-01-01 | 1 | 2021 | 2021 | WINTER | 62 | 62 | 62 | 62 | 62 | 62 | 10 | 57 | 57 | 57 | 57 | 57 | 57 | 10
ALT-17 | 2021-02-01 | 2 | 2021 | 2021 | WINTER | 60 | 60 | 60 | 60 | 60 | 60 | 10 | 56 | 56 | 56 | 56 | 56 | 56 | 10
ALT-17 | 2021-03-01 | 3 | 2021 | 2021 | WINTER | 58 | 58 | 58 | 58 | 58 | 58 | 10 | 55 | 55 | 55 | 55 | 55 | 55 | 10
ALT-17 | 2021-04-01 | 4 | 2021 | 2021 | SPRING | 54 | 54 | 54 | 54 | 54 | 54 | 10 | 53 | 53 | 53 | 53 | 53 | 53 | 10
ALT-17 | 2021-05-01 | 5 | 2021 | 2021 | SPRING | 50 | 50 | 50 | 50 | 50 | 50 | 10 | 51 | 51 | 51 | 51 | 51 | 51 | 10
ALT-17 | 2021-06-01 | 6 | 2021 | 2021 | SUMMER | 46 | 46 | 46 | 46 | 46 | 46 | 10 | 49 | 49 | 49 | 49 | 49 | 49 | 10
ALT-17 | 2021-07-01 | 7 | 2021 | 2021 | SUMMER | 46 | 46 | 46 | 46 | 46 | 46 | 10 | 48 | 48 | 48 | 48 | 48 | 48 | 10
ALT-17 | 2021-08-01 | 8 | 2021 | 2021 | SUMMER | 46 | 46 | 46 | 46 | 46 | 46 | 10 | 49 | 49 | 49 | 49 | 49 | 49 | 10
ALT-17 | 2021-09-01 | 9 | 2021 | 2021 | SUMMER | 50 | 50 | 50 | 50 | 50 | 50 | 10 | 50 | 50 | 50 | 50 | 50 | 50 | 10
ALT-17 | 2021-10-01 | 10 | 2022 | 2021 | FALL | 54 | 54 | 54 | 54 | 54 | 54 | 10 | 53 | 53 | 53 | 53 | 53 | 53 | 10
ALT-17 | 2021-11-01 | 11 | 2022 | 2021 | FALL | 58 | 58 | 58 | 58 | 58 | 58 | 10 | 55 | 55 | 55 | 55 | 55 | 55 | 10
ALT-17 | 2021-12-01 | 12 | 2022 | 2021 | WINTER | 62 | 62 | 62 | 62 | 62 | 62 | 10 | 57 | 57 | 57 | 57 | 57 | 57 | 10
ALT-17 | 2022-01-01 | 1 | 2022 | 2022 | WINTER | 62 | 62 | 62 | 62 | 62 | 62 | 10 | 57 | 57 | 57 | 57 | 57 | 57 | 10
ALT-17 | 2022-02-01 | 2 | 2022 | 2022 | WINTER | 60 | 60 | 60 | 60 | 60 | 60 | 10 | 56 | 56 | 56 | 56 | 56 | 56 | 10
ALT-17 | 2022-03-01 | 3 | 2022 | 2022 | WINTER | 58 | 58 | 58 | 58 | 58 | 58 | 10 | 55 | 55 | 55 | 55 | 55 | 55 | 10
ALT-17 | 2022-04-01 | 4 | 2022 | 2022 | SPRING | 54 | 54 | 54 | 54 | 54 | 54 | 10 | 53 | 53 | 53 | 53 | 53 | 53 | 10
ALT-17 | 2022-05-01 | 5 | 2022 | 2022 | SPRING | 50 | 50 | 50 | 50 | 50 | 50 | 10 | 51 | 51 | 51 | 51 | 51 | 51 | 10
ALT-17 | 2022-06-01 | 6 | 2022 | 2022 | SUMMER | 46 | 46 | 46 | 46 | 46 | 46 | 10 | 49 | 49 | 49 | 49 | 49 | 49 | 10
ALT-17 | 2022-07-01 | 7 | 2022 | 2022 | SUMMER | 46 | 46 | 46 | 46 | 46 | 46 | 10 | 48 | 48 | 48 | 48 | 48 | 48 | 10
ALT-17 | 2022-08-01 | 8 | 2022 | 2022 | SUMMER | 46 | 46 | 46 | 46 | 46 | 46 | 10 | 49 | 49 | 49 | 49 | 49 | 49 | 10
ALT-17 | 2022-09-01 | 9 | 2022 | 2022 | SUMMER | 50 | 50 | 50 | 50 | 50 | 50 | 10 | 50 | 50 | 50 | 50 | 50 | 50 | 10
ALT-17 | 2022-10-01 | 10 | 2023 | 2022 | FALL | 54 | 54 | 54 | 54 | 54 | 54 | 10 | 53 | 53 | 53 | 53 | 53 | 53 | 10
ALT-17 | 2022-11-01 | 11 | 2023 | 2022 | FALL | 58 | 58 | 58 | 58 | 58 | 58 | 10 | 55 | 55 | 55 | 55 | 55 | 55 | 10
ALT-17 | 2022-12-01 | 12 | 2023 | 2022 | WINTER | 62 | 62 | 62 | 62 | 62 | 62 | 10 | 57 | 57 | 57 | 57 | 57 | 57 | 10
ALT-17 | 2023-01-01 | 1 | 2023 | 2023 | WINTER | 62 | 62 | 62 | 62 | 62 | 62 | 10 | 57 | 57 | 57 | 57 | 57 | 57 | 10
ALT-17 | 2023-02-01 | 2 | 2023 | 2023 | WINTER | 60 | 60 | 60 | 60 | 60 | 60 | 10 | 56 | 56 | 56 | 56 | 56 | 56 | 10
ALT-17 | 2023-03-01 | 3 | 2023 | 2023 | WINTER | 58 | 58 | 58 | 58 | 58 | 58 | 10 | 55 | 55 | 55 | 55 | 55 | 55 | 10
ALT-17 | 2023-04-01 | 4 | 2023 | 2023 | SPRING | 54 | 54 | 54 | 54 | 54 | 54 | 10 | 53 | 53 | 53 | 53 | 53 | 53 | 10
ALT-17 | 2023-05-01 | 5 | 2023 | 2023 | SPRING | 50 | 50 | 50 | 50 | 50 | 50 | 10 | 51 | 51 | 51 | 51 | 51 | 51 | 10
ALT-17 | 2023-06-01 | 6 | 2023 | 2023 | SUMMER | 46 | 46 | 46 | 46 | 46 | 46 | 10 | 49 | 49 | 49 | 49 | 49 | 49 | 10
ALT-17 | 2023-07-01 | 7 | 2023 | 2023 | SUMMER | 46 | 46 | 46 | 46 | 46 | 46 | 10 | 48 | 48 | 48 | 48 | 48 | 48 | 10
ALT-17 | 2023-08-01 | 8 | 2023 | 2023 | SUMMER | 46 | 46 | 46 | 46 | 46 | 46 | 10 | 49 | 49 | 49 | 49 | 49 | 49 | 10
ALT-17 | 2023-09-01 | 9 | 2023 | 2023 | SUMMER | 50 | 50 | 50 | 50 | 50 | 50 | 10 | 50 | 50 | 50 | 50 | 50 | 50 | 10
ALT-17 | 2023-10-01 | 10 | 2024 | 2023 | FALL | 54 | 54 | 54 | 54 | 54 | 54 | 10 | 53 | 53 | 53 | 53 | 53 | 53 | 10
ALT-17 | 2023-11-01 | 11 | 2024 | 2023 | FALL | 58 | 58 | 58 | 58 | 58 | 58 | 10 | 55 | 55 | 55 | 55 | 55 | 55 | 10
ALT-17 | 2023-12-01 | 12 | 2024 | 2023 | WINTER | 62 | 62 | 62 | 62 | 62 | 62 | 10 | 57 | 57 | 57 | 57 | 57 | 57 | 10
ALT-17 | 2024-01-01 | 1 | 2024 | 2024 | WINTER | 62 | 62 | 62 | 62 | 62 | 62 | 10 | 57 | 57 | 57 | 57 | 57 | 57 | 10
ALT-17 | 2024-02-01 | 2 | 2024 | 2024 | WINTER | 60 | 60 | 60 | 60 | 60 | 60 | 10 | 56 | 56 | 56 | 56 | 56 | 56 | 10
ALT-17 | 2024-03-01 | 3 | 2024 | 2024 | WINTER | 58 | 58 | 58 | 58 | 58 | 58 | 10 | 55 | 55 | 55 | 55 | 55 | 55 | 10
ALT-17 | 2024-04-01 | 4 | 2024 | 2024 | SPRING | 54 | 54 | 54 | 54 | 54 | 54 | 10 | 53 | 53 | 53 | 53 | 53 | 53 | 10
ALT-17 | 2024-05-01 | 5 | 2024 | 2024 | SPRING | 50 | 50 | 50 | 50 | 50 | 50 | 10 | 51 | 51 | 51 | 51 | 51 | 51 | 10
ALT-17 | 2024-06-01 | 6 | 2024 | 2024 | SUMMER | 46 | 46 | 46 | 46 | 46 | 46 | 10 | 49 | 49 | 49 | 49 | 49 | 49 | 10
ALT-17 | 2024-07-01 | 7 | 2024 | 2024 | SUMMER | 46 | 46 | 46 | 46 | 46 | 46 | 10 | 48 | 48 | 48 | 48 | 48 | 48 | 10
ALT-17 | 2024-08-01 | 8 | 2024 | 2024 | SUMMER | 46 | 46 | 46 | 46 | 46 | 46 | 10 | 49 | 49 | 49 | 49 | 49 | 49 | 10
ALT-17 | 2024-09-01 | 9 | 2024 | 2024 | SUMMER | 50 | 50 | 50 | 50 | 50 | 50 | 10 | 50 | 50 | 50 | 50 | 50 | 50 | 10
ALT-17 | 2024-10-01 | 10 | 2025 | 2024 | FALL | 54 | 54 | 54 | 54 | 54 | 54 | 10 | 53 | 53 | 53 | 53 | 53 | 53 | 10
ALT-17 | 2024-11-01 | 11 | 2025 | 2024 | FALL | 58 | 58 | 58 | 58 | 58 | 58 | 10 | 55 | 55 | 55 | 55 | 55 | 55 | 10
ALT-17 | 2024-12-01 | 12 | 2025 | 2024 | WINTER | 62 | 62 | 62 | 62 | 62 | 62 | 10 | 57 | 57 | 57 | 57 | 57 | 57 | 10
ALT-17 | 2025-01-01 | 1 | 2025 | 2025 | WINTER | 62 | 62 | 62 | 62 | 62 | 62 | 10 | 57 | 57 | 57 | 57 | 57 | 57 | 10
ALT-17 | 2025-02-01 | 2 | 2025 | 2025 | WINTER | 60 | 60 | 60 | 60 | 60 | 60 | 10 | 56 | 56 | 56 | 56 | 56 | 56 | 10
ALT-17 | 2025-03-01 | 3 | 2025 | 2025 | WINTER | 58 | 58 | 58 | 58 | 58 | 58 | 10 | 55 | 55 | 55 | 55 | 55 | 55 | 10
ALT-17 | 2025-04-01 | 4 | 2025 | 2025 | SPRING | 54 | 54 | 54 | 54 | 54 | 54 | 10 | 53 | 53 | 53 | 53 | 53 | 53 | 10
ALT-17 | 2025-05-01 | 5 | 2025 | 2025 | SPRING | 50 | 50 | 50 | 50 | 50 | 50 | 10 | 51 | 51 | 51 | 51 | 51 | 51 | 10
ALT-17 | 2025-06-01 | 6 | 2025 | 2025 | SUMMER | 46 | 46 | 46 | 46 | 46 | 46 | 10 | 49 | 49 | 49 | 49 | 49 | 49 | 10
ALT-17 | 2025-07-01 | 7 | 2025 | 2025 | SUMMER | 46 | 46 | 46 | 46 | 46 | 46 | 10 | 48 | 48 | 48 | 48 | 48 | 48 | 10
ALT-17 | 2025-08-01 | 8 | 2025 | 2025 | SUMMER | 46 | 46 | 46 | 46 | 46 | 46 | 10 | 49 | 49 | 49 | 49 | 49 | 49 | 10
ALT-17 | 2025-09-01 | 9 | 2025 | 2025 | SUMMER | 50 | 50 | 50 | 50 | 50 | 50 | 10 | 50 | 50 | 50 | 50 | 50 | 50 | 10
ALT-17 | 2025-10-01 | 10 | 2026 | 2025 | FALL | 54 | 54 | 54 | 54 | 54 | 54 | 10 | 53 | 53 | 53 | 53 | 53 | 53 | 10
ALT-17 | 2025-11-01 | 11 | 2026 | 2025 | FALL | 58 | 58 | 58 | 58 | 58 | 58 | 10 | 55 | 55 | 55 | 55 | 55 | 55 | 10
ALT-17 | 2025-12-01 | 12 | 2026 | 2025 | WINTER | 62 | 62 | 62 | 62 | 62 | 62 | 10 | 57 | 57 | 57 | 57 | 57 | 57 | 10
ALT-17 | 2026-01-01 | 1 | 2026 | 2026 | WINTER | 62 | 62 | 62 | 62 | 62 | 62 | 10 | 57 | 57 | 57 | 57 | 57 | 57 | 10
ALT-17 | 2026-02-01 | 2 | 2026 | 2026 | WINTER | 60 | 60 | 60 | 60 | 60 | 60 | 10 | 56 | 56 | 56 | 56 | 56 | 56 | 10
ALT-17 | 2026-03-01 | 3 | 2026 | 2026 | WINTER | 58 | 58 | 58 | 58 | 58 | 58 | 10 | 55 | 55 | 55 | 55 | 55 | 55 | 10
ALT-17 | 2026-04-01 | 4 | 2026 | 2026 | SPRING | 54 | 54 | 54 | 54 | 54 | 54 | 10 | 53 | 53 | 53 | 53 | 53 | 53 | 10
ALT-17 | 2026-05-01 | 5 | 2026 | 2026 | SPRING | 50 | 50 | 50 | 50 | 50 | 50 | 10 | 51 | 51 | 51 | 51 | 51 | 51 | 10
ALT-17 | 2026-06-01 | 6 | 2026 | 2026 | SUMMER | 46 | 46 | 46 | 46 | 46 | 46 | 10 | 49 | 49 | 49 | 49 | 49 | 49 | 10
ALT-17 | 2026-07-01 | 7 | 2026 | 2026 | SUMMER | 46 | 46 | 46 | 46 | 46 | 46 | 10 | 48 | 48 | 48 | 48 | 48 | 48 | 10
ALT-17 | 2026-08-01 | 8 | 2026 | 2026 | SUMMER | 46 | 46 | 46 | 46 | 46 | 46 | 10 | 49 | 49 | 49 | 49 | 49 | 49 | 10
ALT-17 | 2026-09-01 | 9 | 2026 | 2026 | SUMMER | 50 | 50 | 50 | 50 | 50 | 50 | 10 | 50 | 50 | 50 | 50 | 50 | 50 | 10
ALT-17 | 2026-10-01 | 10 | 2027 | 2026 | FALL | 54 | 54 | 54 | 54 | 54 | 54 | 10 | 53 | 53 | 53 | 53 | 53 | 53 | 10
ALT-17 | 2026-11-01 | 11 | 2027 | 2026 | FALL | 58 | 58 | 58 | 58 | 58 | 58 | 10 | 55 | 55 | 55 | 55 | 55 | 55 | 10
ALT-17 | 2026-12-01 | 12 | 2027 | 2026 | WINTER | 62 | 62 | 62 | 62 | 62 | 62 | 10 | 57 | 57 | 57 | 57 | 57 | 57 | 10
ALT-17 | 2027-01-01 | 1 | 2027 | 2027 | WINTER | 62 | 62 | 62 | 62 | 62 | 62 | 10 | 57 | 57 | 57 | 57 | 57 | 57 | 10
ALT-17 | 2027-02-01 | 2 | 2027 | 2027 | WINTER | 60 | 60 | 60 | 60 | 60 | 60 | 10 | 56 | 56 | 56 | 56 | 56 | 56 | 10
ALT-17 | 2027-03-01 | 3 | 2027 | 2027 | WINTER | 58 | 58 | 58 | 58 | 58 | 58 | 10 | 55 | 55 | 55 | 55 | 55 | 55 | 10
ALT-17 | 2027-04-01 | 4 | 2027 | 2027 | SPRING | 54 | 54 | 54 | 54 | 54 | 54 | 10 | 53 | 53 | 53 | 53 | 53 | 53 | 10
ALT-17 | 2027-05-01 | 5 | 2027 | 2027 | SPRING | 50 | 50 | 50 | 50 | 50 | 50 | 10 | 51 | 51 | 51 | 51 | 51 | 51 | 10
ALT-17 | 2027-06-01 | 6 | 2027 | 2027 | SUMMER | 46 | 46 | 46 | 46 | 46 | 46 | 10 | 49 | 49 | 49 | 49 | 49 | 49 | 10
ALT-17 | 2027-07-01 | 7 | 2027 | 2027 | SUMMER | 46 | 46 | 46 | 46 | 46 | 46 | 10 | 48 | 48 | 48 | 48 | 48 | 48 | 10
ALT-17 | 2027-08-01 | 8 | 2027 | 2027 | SUMMER | 46 | 46 | 46 | 46 | 46 | 46 | 10 | 49 | 49 | 49 | 49 | 49 | 49 | 10
ALT-17 | 2027-09-01 | 9 | 2027 | 2027 | SUMMER | 50 | 50 | 50 | 50 | 50 | 50 | 10 | 50 | 50 | 50 | 50 | 50 | 50 | 10
ALT-17 | 2027-10-01 | 10 | 2028 | 2027 | FALL | 54 | 54 | 54 | 54 | 54 | 54 | 10 | 53 | 53 | 53 | 53 | 53 | 53 | 10
ALT-17 | 2027-11-01 | 11 | 2028 | 2027 | FALL | 58 | 58 | 58 | 58 | 58 | 58 | 10 | 55 | 55 | 55 | 55 | 55 | 55 | 10
ALT-17 | 2027-12-01 | 12 | 2028 | 2027 | WINTER | 62 | 62 | 62 | 62 | 62 | 62 | 10 | 57 | 57 | 57 | 57 | 57 | 57 | 10
ALT-17 | 2028-01-01 | 1 | 2028 | 2028 | WINTER | 62 | 62 | 62 | 62 | 62 | 62 | 10 | 57 | 57 | 57 | 57 | 57 | 57 | 10
ALT-17 | 2028-02-01 | 2 | 2028 | 2028 | WINTER | 60 | 60 | 60 | 60 | 60 | 60 | 10 | 56 | 56 | 56 | 56 | 56 | 56 | 10
ALT-17 | 2028-03-01 | 3 | 2028 | 2028 | WINTER | 58 | 58 | 58 | 58 | 58 | 58 | 10 | 55 | 55 | 55 | 55 | 55 | 55 | 10
ALT-17 | 2028-04-01 | 4 | 2028 | 2028 | SPRING | 54 | 54 | 54 | 54 | 54 | 54 | 10 | 53 | 53 | 53 | 53 | 53 | 53 | 10
ALT-17 | 2028-05-01 | 5 | 2028 | 2028 | SPRING | 50 | 50 | 50 | 50 | 50 | 50 | 10 | 51 | 51 | 51 | 51 | 51 | 51 | 10
ALT-17 | 2028-06-01 | 6 | 2028 | 2028 | SUMMER | 46 | 46 | 46 | 46 | 46 | 46 | 10 | 49 | 49 | 49 | 49 | 49 | 49 | 10
ALT-17 | 2028-07-01 | 7 | 2028 | 2028 | SUMMER | 46 | 46 | 46 | 46 | 46 | 46 | 10 | 48 | 48 | 48 | 48 | 48 | 48 | 10
ALT-17 | 2028-08-01 | 8 | 2028 | 2028 | SUMMER | 46 | 46 | 46 | 46 | 46 | 46 | 10 | 49 | 49 | 49 | 49 | 49 | 49 | 10
ALT-17 | 2028-09-01 | 9 | 2028 | 2028 | SUMMER | 50 | 50 | 50 | 50 | 50 | 50 | 10 | 50 | 50 | 50 | 50 | 50 | 50 | 10
ALT-17 | 2028-10-01 | 10 | 2029 | 2028 | FALL | 54 | 54 | 54 | 54 | 54 | 54 | 10 | 53 | 53 | 53 | 53 | 53 | 53 | 10
ALT-17 | 2028-11-01 | 11 | 2029 | 2028 | FALL | 58 | 58 | 58 | 58 | 58 | 58 | 10 | 55 | 55 | 55 | 55 | 55 | 55 | 10
ALT-17 | 2028-12-01 | 12 | 2029 | 2028 | WINTER | 62 | 62 | 62 | 62 | 62 | 62 | 10 | 57 | 57 | 57 | 57 | 57 | 57 | 10
ALT-17 | 2029-01-01 | 1 | 2029 | 2029 | WINTER | 62 | 62 | 62 | 62 | 62 | 62 | 10 | 57 | 57 | 57 | 57 | 57 | 57 | 10
ALT-17 | 2029-02-01 | 2 | 2029 | 2029 | WINTER | 60 | 60 | 60 | 60 | 60 | 60 | 10 | 56 | 56 | 56 | 56 | 56 | 56 | 10
ALT-17 | 2029-03-01 | 3 | 2029 | 2029 | WINTER | 58 | 58 | 58 | 58 | 58 | 58 | 10 | 55 | 55 | 55 | 55 | 55 | 55 | 10
ALT-17 | 2029-04-01 | 4 | 2029 | 2029 | SPRING | 54 | 54 | 54 | 54 | 54 | 54 | 10 | 53 | 53 | 53 | 53 | 53 | 53 | 10
ALT-17 | 2029-05-01 | 5 | 2029 | 2029 | SPRING | 50 | 50 | 50 | 50 | 50 | 50 | 10 | 51 | 51 | 51 | 51 | 51 | 51 | 10
ALT-17 | 2029-06-01 | 6 | 2029 | 2029 | SUMMER | 46 | 46 | 46 | 46 | 46 | 46 | 10 | 49 | 49 | 49 | 49 | 49 | 49 | 10
ALT-17 | 2029-07-01 | 7 | 2029 | 2029 | SUMMER | 46 | 46 | 46 | 46 | 46 | 46 | 10 | 48 | 48 | 48 | 48 | 48 | 48 | 10
ALT-17 | 2029-08-01 | 8 | 2029 | 2029 | SUMMER | 46 | 46 | 46 | 46 | 46 | 46 | 10 | 49 | 49 | 49 | 49 | 49 | 49 | 10
ALT-17 | 2029-09-01 | 9 | 2029 | 2029 | SUMMER | 50 | 50 | 50 | 50 | 50 | 50 | 10 | 50 | 50 | 50 | 50 | 50 | 50 | 10
ALT-17 | 2029-10-01 | 10 | 2030 | 2029 | FALL | 54 | 54 | 54 | 54 | 54 | 54 | 10 | 53 | 53 | 53 | 53 | 53 | 53 | 10
ALT-17 | 2029-11-01 | 11 | 2030 | 2029 | FALL | 58 | 58 | 58 | 58 | 58 | 58 | 10 | 55 | 55 | 55 | 55 | 55 | 55 | 10
ALT-17 | 2029-12-01 | 12 | 2030 | 2029 | WINTER | 62 | 62 | 62 | 62 | 62 | 62 | 10 | 57 | 57 | 57 | 57 | 57 | 57 | 10
ALT-17 | 2030-01-01 | 1 | 2030 | 2030 | WINTER | 62 | 62 | 62 | 62 | 62 | 62 | 10 | 57 | 57 | 57 | 57 | 57 | 57 | 10
ALT-17 | 2030-02-01 | 2 | 2030 | 2030 | WINTER | 60 | 60 | 60 | 60 | 60 | 60 | 10 | 56 | 56 | 56 | 56 | 56 | 56 | 10
ALT-17 | 2030-03-01 | 3 | 2030 | 2030 | WINTER | 58 | 58 | 58 | 58 | 58 | 58 | 10 | 55 | 55 | 55 | 55 | 55 | 55 | 10
ALT-17 | 2030-04-01 | 4 | 2030 | 2030 | SPRING | 54 | 54 | 54 | 54 | 54 | 54 | 10 | 53 | 53 | 53 | 53 | 53 | 53 | 10
ALT-17 | 2030-05-01 | 5 | 2030 | 2030 | SPRING | 50 | 50 | 50 | 50 | 50 | 50 | 10 | 51 | 51 | 51 | 51 | 51 | 51 | 10
ALT-17 | 2030-06-01 | 6 | 2030 | 2030 | SUMMER | 46 | 46 | 46 | 46 | 46 | 46 | 10 | 49 | 49 | 49 | 49 | 49 | 49 | 10
ALT-17 | 2030-07-01 | 7 | 2030 | 2030 | SUMMER | 46 | 46 | 46 | 46 | 46 | 46 | 10 | 48 | 48 | 48 | 48 | 48 | 48 | 10
ALT-17 | 2030-08-01 | 8 | 2030 | 2030 | SUMMER | 46 | 46 | 46 | 46 | 46 | 46 | 10 | 49 | 49 | 49 | 49 | 49 | 49 | 10
ALT-17 | 2030-09-01 | 9 | 2030 | 2030 | SUMMER | 50 | 50 | 50 | 50 | 50 | 50 | 10 | 50 | 50 | 50 | 50 | 50 | 50 | 10
ALT-17 | 2030-10-01 | 10 | 2031 | 2030 | FALL | 54 | 54 | 54 | 54 | 54 | 54 | 10 | 53 | 53 | 53 | 53 | 53 | 53 | 10
ALT-17 | 2030-11-01 | 11 | 2031 | 2030 | FALL | 58 | 58 | 58 | 58 | 58 | 58 | 10 | 55 | 55 | 55 | 55 | 55 | 55 | 10
ALT-17 | 2030-12-01 | 12 | 2031 | 2030 | WINTER | 62 | 62 | 62 | 62 | 62 | 62 | 10 | 57 | 57 | 57 | 57 | 57 | 57 | 10
ALT-17 | 2031-01-01 | 1 | 2031 | 2031 | WINTER | 62 | 62 | 62 | 62 | 62 | 62 | 10 | 57 | 57 | 57 | 57 | 57 | 57 | 10
ALT-17 | 2031-02-01 | 2 | 2031 | 2031 | WINTER | 60 | 60 | 60 | 60 | 60 | 60 | 10 | 56 | 56 | 56 | 56 | 56 | 56 | 10
ALT-17 | 2031-03-01 | 3 | 2031 | 2031 | WINTER | 58 | 58 | 58 | 58 | 58 | 58 | 10 | 55 | 55 | 55 | 55 | 55 | 55 | 10
ALT-17 | 2031-04-01 | 4 | 2031 | 2031 | SPRING | 54 | 54 | 54 | 54 | 54 | 54 | 10 | 53 | 53 | 53 | 53 | 53 | 53 | 10
ALT-17 | 2031-05-01 | 5 | 2031 | 2031 | SPRING | 50 | 50 | 50 | 50 | 50 | 50 | 10 | 51 | 51 | 51 | 51 | 51 | 51 | 10
ALT-17 | 2031-06-01 | 6 | 2031 | 2031 | SUMMER | 46 | 46 | 46 | 46 | 46 | 46 | 10 | 49 | 49 | 49 | 49 | 49 | 49 | 10
ALT-17 | 2031-07-01 | 7 | 2031 | 2031 | SUMMER | 46 | 46 | 46 | 46 | 46 | 46 | 10 | 48 | 48 | 48 | 48 | 48 | 48 | 10
ALT-17 | 2031-08-01 | 8 | 2031 | 2031 | SUMMER | 46 | 46 | 46 | 46 | 46 | 46 | 10 | 49 | 49 | 49 | 49 | 49 | 49 | 10
ALT-17 | 2031-09-01 | 9 | 2031 | 2031 | SUMMER | 50 | 50 | 50 | 50 | 50 | 50 | 10 | 50 | 50 | 50 | 50 | 50 | 50 | 10
ALT-17 | 2031-10-01 | 10 | 2032 | 2031 | FALL | 54 | 54 | 54 | 54 | 54 | 54 | 10 | 53 | 53 | 53 | 53 | 53 | 53 | 10
ALT-17 | 2031-11-01 | 11 | 2032 | 2031 | FALL | 58 | 58 | 58 | 58 | 58 | 58 | 10 | 55 | 55 | 55 | 55 | 55 | 55 | 10
ALT-17 | 2031-12-01 | 12 | 2032 | 2031 | WINTER | 62 | 62 | 62 | 62 | 62 | 62 | 10 | 57 | 57 | 57 | 57 | 57 | 57 | 10
ALT-17 | 2032-01-01 | 1 | 2032 | 2032 | WINTER | 62 | 62 | 62 | 62 | 62 | 62 | 10 | 57 | 57 | 57 | 57 | 57 | 57 | 10
ALT-17 | 2032-02-01 | 2 | 2032 | 2032 | WINTER | 60 | 60 | 60 | 60 | 60 | 60 | 10 | 56 | 56 | 56 | 56 | 56 | 56 | 10
ALT-17 | 2032-03-01 | 3 | 2032 | 2032 | WINTER | 58 | 58 | 58 | 58 | 58 | 58 | 10 | 55 | 55 | 55 | 55 | 55 | 55 | 10
ALT-17 | 2032-04-01 | 4 | 2032 | 2032 | SPRING | 54 | 54 | 54 | 54 | 54 | 54 | 10 | 53 | 53 | 53 | 53 | 53 | 53 | 10
ALT-17 | 2032-05-01 | 5 | 2032 | 2032 | SPRING | 50 | 50 | 50 | 50 | 50 | 50 | 10 | 51 | 51 | 51 | 51 | 51 | 51 | 10
ALT-17 | 2032-06-01 | 6 | 2032 | 2032 | SUMMER | 46 | 46 | 46 | 46 | 46 | 46 | 10 | 49 | 49 | 49 | 49 | 49 | 49 | 10
ALT-17 | 2032-07-01 | 7 | 2032 | 2032 | SUMMER | 46 | 46 | 46 | 46 | 46 | 46 | 10 | 48 | 48 | 48 | 48 | 48 | 48 | 10
ALT-17 | 2032-08-01 | 8 | 2032 | 2032 | SUMMER | 46 | 46 | 46 | 46 | 46 | 46 | 10 | 49 | 49 | 49 | 49 | 49 | 49 | 10
ALT-17 | 2032-09-01 | 9 | 2032 | 2032 | SUMMER | 50 | 50 | 50 | 50 | 50 | 50 | 10 | 50 | 50 | 50 | 50 | 50 | 50 | 10
ALT-17 | 2032-10-01 | 10 | 2033 | 2032 | FALL | 54 | 54 | 54 | 54 | 54 | 54 | 10 | 53 | 53 | 53 | 53 | 53 | 53 | 10
ALT-17 | 2032-11-01 | 11 | 2033 | 2032 | FALL | 58 | 58 | 58 | 58 | 58 | 58 | 10 | 55 | 55 | 55 | 55 | 55 | 55 | 10
ALT-17 | 2032-12-01 | 12 | 2033 | 2032 | WINTER | 62 | 62 | 62 | 62 | 62 | 62 | 10 | 57 | 57 | 57 | 57 | 57 | 57 | 10
ALT-17 | 2033-01-01 | 1 | 2033 | 2033 | WINTER | 62 | 62 | 62 | 62 | 62 | 62 | 10 | 57 | 57 | 57 | 57 | 57 | 57 | 10
ALT-17 | 2033-02-01 | 2 | 2033 | 2033 | WINTER | 60 | 60 | 60 | 60 | 60 | 60 | 10 | 56 | 56 | 56 | 56 | 56 | 56 | 10
ALT-17 | 2033-03-01 | 3 | 2033 | 2033 | WINTER | 58 | 58 | 58 | 58 | 58 | 58 | 10 | 55 | 55 | 55 | 55 | 55 | 55 | 10
ALT-17 | 2033-04-01 | 4 | 2033 | 2033 | SPRING | 54 | 54 | 54 | 54 | 54 | 54 | 10 | 53 | 53 | 53 | 53 | 53 | 53 | 10
ALT-17 | 2033-05-01 | 5 | 2033 | 2033 | SPRING | 50 | 50 | 50 | 50 | 50 | 50 | 10 | 51 | 51 | 51 | 51 | 51 | 51 | 10
ALT-17 | 2033-06-01 | 6 | 2033 | 2033 | SUMMER | 46 | 46 | 46 | 46 | 46 | 46 | 10 | 49 | 49 | 49 | 49 | 49 | 49 | 10
ALT-17 | 2033-07-01 | 7 | 2033 | 2033 | SUMMER | 46 | 46 | 46 | 46 | 46 | 46 | 10 | 48 | 48 | 48 | 48 | 48 | 48 | 10
ALT-17 | 2033-08-01 | 8 | 2033 | 2033 | SUMMER | 46 | 46 | 46 | 46 | 46 | 46 | 10 | 49 | 49 | 49 | 49 | 49 | 49 | 10
ALT-17 | 2033-09-01 | 9 | 2033 | 2033 | SUMMER | 50 | 50 | 50 | 50 | 50 | 50 | 10 | 50 | 50 | 50 | 50 | 50 | 50 | 10
ALT-17 | 2033-10-01 | 10 | 2034 | 2033 | FALL | 54 | 54 | 54 | 54 | 54 | 54 | 10 | 53 | 53 | 53 | 53 | 53 | 53 | 10
ALT-17 | 2033-11-01 | 11 | 2034 | 2033 | FALL | 58 | 58 | 58 | 58 | 58 | 58 | 10 | 55 | 55 | 55 | 55 | 55 | 55 | 10
ALT-17 | 2033-12-01 | 12 | 2034 | 2033 | WINTER | 62 | 62 | 62 | 62 | 62 | 62 | 10 | 57 | 57 | 57 | 57 | 57 | 57 | 10
ALT-17 | 2034-01-01 | 1 | 2034 | 2034 | WINTER | 62 | 62 | 62 | 62 | 62 | 62 | 10 | 57 | 57 | 57 | 57 | 57 | 57 | 10
ALT-17 | 2034-02-01 | 2 | 2034 | 2034 | WINTER | 60 | 60 | 60 | 60 | 60 | 60 | 10 | 56 | 56 | 56 | 56 | 56 | 56 | 10
ALT-17 | 2034-03-01 | 3 | 2034 | 2034 | WINTER | 58 | 58 | 58 | 58 | 58 | 58 | 10 | 55 | 55 | 55 | 55 | 55 | 55 | 10
ALT-17 | 2034-04-01 | 4 | 2034 | 2034 | SPRING | 54 | 54 | 54 | 54 | 54 | 54 | 10 | 53 | 53 | 53 | 53 | 53 | 53 | 10
ALT-17 | 2034-05-01 | 5 | 2034 | 2034 | SPRING | 50 | 50 | 50 | 50 | 50 | 50 | 10 | 51 | 51 | 51 | 51 | 51 | 51 | 10
ALT-17 | 2034-06-01 | 6 | 2034 | 2034 | SUMMER | 46 | 46 | 46 | 46 | 46 | 46 | 10 | 49 | 49 | 49 | 49 | 49 | 49 | 10
ALT-17 | 2034-07-01 | 7 | 2034 | 2034 | SUMMER | 46 | 46 | 46 | 46 | 46 | 46 | 10 | 48 | 48 | 48 | 48 | 48 | 48 | 10
ALT-17 | 2034-08-01 | 8 | 2034 | 2034 | SUMMER | 46 | 46 | 46 | 46 | 46 | 46 | 10 | 49 | 49 | 49 | 49 | 49 | 49 | 10
ALT-17 | 2034-09-01 | 9 | 2034 | 2034 | SUMMER | 50 | 50 | 50 | 50 | 50 | 50 | 10 | 50 | 50 | 50 | 50 | 50 | 50 | 10
ALT-17 | 2034-10-01 | 10 | 2035 | 2034 | FALL | 54 | 54 | 54 | 54 | 54 | 54 | 10 | 53 | 53 | 53 | 53 | 53 | 53 | 10
ALT-17 | 2034-11-01 | 11 | 2035 | 2034 | FALL | 58 | 58 | 58 | 58 | 58 | 58 | 10 | 55 | 55 | 55 | 55 | 55 | 55 | 10
ALT-17 | 2034-12-01 | 12 | 2035 | 2034 | WINTER | 62 | 62 | 62 | 62 | 62 | 62 | 10 | 57 | 57 | 57 | 57 | 57 | 57 | 10
ALT-17 | 2035-01-01 | 1 | 2035 | 2035 | WINTER | 62 | 62 | 62 | 62 | 62 | 62 | 10 | 57 | 57 | 57 | 57 | 57 | 57 | 10
ALT-17 | 2035-02-01 | 2 | 2035 | 2035 | WINTER | 60 | 60 | 60 | 60 | 60 | 60 | 10 | 56 | 56 | 56 | 56 | 56 | 56 | 10
ALT-17 | 2035-03-01 | 3 | 2035 | 2035 | WINTER | 58 | 58 | 58 | 58 | 58 | 58 | 10 | 55 | 55 | 55 | 55 | 55 | 55 | 10
ALT-17 | 2035-04-01 | 4 | 2035 | 2035 | SPRING | 54 | 54 | 54 | 54 | 54 | 54 | 10 | 53 | 53 | 53 | 53 | 53 | 53 | 10
ALT-17 | 2035-05-01 | 5 | 2035 | 2035 | SPRING | 50 | 50 | 50 | 50 | 50 | 50 | 10 | 51 | 51 | 51 | 51 | 51 | 51 | 10
ALT-17 | 2035-06-01 | 6 | 2035 | 2035 | SUMMER | 46 | 46 | 46 | 46 | 46 | 46 | 10 | 49 | 49 | 49 | 49 | 49 | 49 | 10
ALT-17 | 2035-07-01 | 7 | 2035 | 2035 | SUMMER | 46 | 46 | 46 | 46 | 46 | 46 | 10 | 48 | 48 | 48 | 48 | 48 | 48 | 10
ALT-17 | 2035-08-01 | 8 | 2035 | 2035 | SUMMER | 46 | 46 | 46 | 46 | 46 | 46 | 10 | 49 | 49 | 49 | 49 | 49 | 49 | 10
ALT-17 | 2035-09-01 | 9 | 2035 | 2035 | SUMMER | 50 | 50 | 50 | 50 | 50 | 50 | 10 | 50 | 50 | 50 | 50 | 50 | 50 | 10
ALT-17 | 2035-10-01 | 10 | 2036 | 2035 | FALL | 54 | 54 | 54 | 54 | 54 | 54 | 10 | 53 | 53 | 53 | 53 | 53 | 53 | 10
ALT-17 | 2035-11-01 | 11 | 2036 | 2035 | FALL | 58 | 58 | 58 | 58 | 58 | 58 | 10 | 55 | 55 | 55 | 55 | 55 | 55 | 10
ALT-17 | 2035-12-01 | 12 | 2036 | 2035 | WINTER | 62 | 62 | 62 | 62 | 62 | 62 | 10 | 57 | 57 | 57 | 57 | 57 | 57 | 10
ALT-17 | 2036-01-01 | 1 | 2036 | 2036 | WINTER | 62 | 62 | 62 | 62 | 62 | 62 | 10 | 57 | 57 | 57 | 57 | 57 | 57 | 10
ALT-17 | 2036-02-01 | 2 | 2036 | 2036 | WINTER | 60 | 60 | 60 | 60 | 60 | 60 | 10 | 56 | 56 | 56 | 56 | 56 | 56 | 10
ALT-17 | 2036-03-01 | 3 | 2036 | 2036 | WINTER | 58 | 58 | 58 | 58 | 58 | 58 | 10 | 55 | 55 | 55 | 55 | 55 | 55 | 10
ALT-17 | 2036-04-01 | 4 | 2036 | 2036 | SPRING | 54 | 54 | 54 | 54 | 54 | 54 | 10 | 53 | 53 | 53 | 53 | 53 | 53 | 10
ALT-17 | 2036-05-01 | 5 | 2036 | 2036 | SPRING | 50 | 50 | 50 | 50 | 50 | 50 | 10 | 51 | 51 | 51 | 51 | 51 | 51 | 10
ALT-17 | 2036-06-01 | 6 | 2036 | 2036 | SUMMER | 46 | 46 | 46 | 46 | 46 | 46 | 10 | 49 | 49 | 49 | 49 | 49 | 49 | 10
ALT-17 | 2036-07-01 | 7 | 2036 | 2036 | SUMMER | 46 | 46 | 46 | 46 | 46 | 46 | 10 | 48 | 48 | 48 | 48 | 48 | 48 | 10
ALT-17 | 2036-08-01 | 8 | 2036 | 2036 | SUMMER | 46 | 46 | 46 | 46 | 46 | 46 | 10 | 49 | 49 | 49 | 49 | 49 | 49 | 10
ALT-17 | 2036-09-01 | 9 | 2036 | 2036 | SUMMER | 50 | 50 | 50 | 50 | 50 | 50 | 10 | 50 | 50 | 50 | 50 | 50 | 50 | 10
ALT-17 | 2036-10-01 | 10 | 2037 | 2036 | FALL | 54 | 54 | 54 | 54 | 54 | 54 | 10 | 53 | 53 | 53 | 53 | 53 | 53 | 10
ALT-17 | 2036-11-01 | 11 | 2037 | 2036 | FALL | 58 | 58 | 58 | 58 | 58 | 58 | 10 | 55 | 55 | 55 | 55 | 55 | 55 | 10
ALT-17 | 2036-12-01 | 12 | 2037 | 2036 | WINTER | 62 | 62 | 62 | 62 | 62 | 62 | 10 | 57 | 57 | 57 | 57 | 57 | 57 | 10
ALT-17 | 2037-01-01 | 1 | 2037 | 2037 | WINTER | 62 | 62 | 62 | 62 | 62 | 62 | 10 | 57 | 57 | 57 | 57 | 57 | 57 | 10
ALT-17 | 2037-02-01 | 2 | 2037 | 2037 | WINTER | 60 | 60 | 60 | 60 | 60 | 60 | 10 | 56 | 56 | 56 | 56 | 56 | 56 | 10
ALT-17 | 2037-03-01 | 3 | 2037 | 2037 | WINTER | 58 | 58 | 58 | 58 | 58 | 58 | 10 | 55 | 55 | 55 | 55 | 55 | 55 | 10
ALT-17 | 2037-04-01 | 4 | 2037 | 2037 | SPRING | 54 | 54 | 54 | 54 | 54 | 54 | 10 | 53 | 53 | 53 | 53 | 53 | 53 | 10
ALT-17 | 2037-05-01 | 5 | 2037 | 2037 | SPRING | 50 | 50 | 50 | 50 | 50 | 50 | 10 | 51 | 51 | 51 | 51 | 51 | 51 | 10
ALT-17 | 2037-06-01 | 6 | 2037 | 2037 | SUMMER | 46 | 46 | 46 | 46 | 46 | 46 | 10 | 49 | 49 | 49 | 49 | 49 | 49 | 10
ALT-17 | 2037-07-01 | 7 | 2037 | 2037 | SUMMER | 46 | 46 | 46 | 46 | 46 | 46 | 10 | 48 | 48 | 48 | 48 | 48 | 48 | 10
ALT-17 | 2037-08-01 | 8 | 2037 | 2037 | SUMMER | 46 | 46 | 46 | 46 | 46 | 46 | 10 | 49 | 49 | 49 | 49 | 49 | 49 | 10
ALT-17 | 2037-09-01 | 9 | 2037 | 2037 | SUMMER | 50 | 50 | 50 | 50 | 50 | 50 | 10 | 50 | 50 | 50 | 50 | 50 | 50 | 10
ALT-17 | 2037-10-01 | 10 | 2038 | 2037 | FALL | 54 | 54 | 54 | 54 | 54 | 54 | 10 | 53 | 53 | 53 | 53 | 53 | 53 | 10
ALT-17 | 2037-11-01 | 11 | 2038 | 2037 | FALL | 58 | 58 | 58 | 58 | 58 | 58 | 10 | 55 | 55 | 55 | 55 | 55 | 55 | 10
ALT-17 | 2037-12-01 | 12 | 2038 | 2037 | WINTER | 62 | 62 | 62 | 62 | 62 | 62 | 10 | 57 | 57 | 57 | 57 | 57 | 57 | 10
ALT-17 | 2038-01-01 | 1 | 2038 | 2038 | WINTER | 62 | 62 | 62 | 62 | 62 | 62 | 10 | 57 | 57 | 57 | 57 | 57 | 57 | 10
ALT-17 | 2038-02-01 | 2 | 2038 | 2038 | WINTER | 60 | 60 | 60 | 60 | 60 | 60 | 10 | 56 | 56 | 56 | 56 | 56 | 56 | 10
ALT-17 | 2038-03-01 | 3 | 2038 | 2038 | WINTER | 58 | 58 | 58 | 58 | 58 | 58 | 10 | 55 | 55 | 55 | 55 | 55 | 55 | 10
ALT-17 | 2038-04-01 | 4 | 2038 | 2038 | SPRING | 54 | 54 | 54 | 54 | 54 | 54 | 10 | 53 | 53 | 53 | 53 | 53 | 53 | 10
ALT-17 | 2038-05-01 | 5 | 2038 | 2038 | SPRING | 50 | 50 | 50 | 50 | 50 | 50 | 10 | 51 | 51 | 51 | 51 | 51 | 51 | 10
ALT-17 | 2038-06-01 | 6 | 2038 | 2038 | SUMMER | 46 | 46 | 46 | 46 | 46 | 46 | 10 | 49 | 49 | 49 | 49 | 49 | 49 | 10
ALT-17 | 2038-07-01 | 7 | 2038 | 2038 | SUMMER | 46 | 46 | 46 | 46 | 46 | 46 | 10 | 48 | 48 | 48 | 48 | 48 | 48 | 10
ALT-17 | 2038-08-01 | 8 | 2038 | 2038 | SUMMER | 46 | 46 | 46 | 46 | 46 | 46 | 10 | 49 | 49 | 49 | 49 | 49 | 49 | 10
ALT-17 | 2038-09-01 | 9 | 2038 | 2038 | SUMMER | 50 | 50 | 50 | 50 | 50 | 50 | 10 | 50 | 50 | 50 | 50 | 50 | 50 | 10
ALT-17 | 2038-10-01 | 10 | 2039 | 2038 | FALL | 54 | 54 | 54 | 54 | 54 | 54 | 10 | 53 | 53 | 53 | 53 | 53 | 53 | 10
ALT-17 | 2038-11-01 | 11 | 2039 | 2038 | FALL | 58 | 58 | 58 | 58 | 58 | 58 | 10 | 55 | 55 | 55 | 55 | 55 | 55 | 10
ALT-17 | 2038-12-01 | 12 | 2039 | 2038 | WINTER | 62 | 62 | 62 | 62 | 62 | 62 | 10 | 57 | 57 | 57 | 57 | 57 | 57 | 10
ALT-17 | 2039-01-01 | 1 | 2039 | 2039 | WINTER | 62 | 62 | 62 | 62 | 62 | 62 | 10 | 57 | 57 | 57 | 57 | 57 | 57 | 10
ALT-17 | 2039-02-01 | 2 | 2039 | 2039 | WINTER | 60 | 60 | 60 | 60 | 60 | 60 | 10 | 56 | 56 | 56 | 56 | 56 | 56 | 10
ALT-17 | 2039-03-01 | 3 | 2039 | 2039 | WINTER | 58 | 58 | 58 | 58 | 58 | 58 | 10 | 55 | 55 | 55 | 55 | 55 | 55 | 10
ALT-17 | 2039-04-01 | 4 | 2039 | 2039 | SPRING | 54 | 54 | 54 | 54 | 54 | 54 | 10 | 53 | 53 | 53 | 53 | 53 | 53 | 10
ALT-17 | 2039-05-01 | 5 | 2039 | 2039 | SPRING | 50 | 50 | 50 | 50 | 50 | 50 | 10 | 51 | 51 | 51 | 51 | 51 | 51 | 10
ALT-17 | 2039-06-01 | 6 | 2039 | 2039 | SUMMER | 46 | 46 | 46 | 46 | 46 | 46 | 10 | 49 | 49 | 49 | 49 | 49 | 49 | 10
ALT-17 | 2039-07-01 | 7 | 2039 | 2039 | SUMMER | 46 | 46 | 46 | 46 | 46 | 46 | 10 | 48 | 48 | 48 | 48 | 48 | 48 | 10
ALT-17 | 2039-08-01 | 8 | 2039 | 2039 | SUMMER | 46 | 46 | 46 | 46 | 46 | 46 | 10 | 49 | 49 | 49 | 49 | 49 | 49 | 10
ALT-17 | 2039-09-01 | 9 | 2039 | 2039 | SUMMER | 50 | 50 | 50 | 50 | 50 | 50 | 10 | 50 | 50 | 50 | 50 | 50 | 50 | 10
ALT-17 | 2039-10-01 | 10 | 2040 | 2039 | FALL | 54 | 54 | 54 | 54 | 54 | 54 | 10 | 53 | 53 | 53 | 53 | 53 | 53 | 10
ALT-17 | 2039-11-01 | 11 | 2040 | 2039 | FALL | 58 | 58 | 58 | 58 | 58 | 58 | 10 | 55 | 55 | 55 | 55 | 55 | 55 | 10
ALT-17 | 2039-12-01 | 12 | 2040 | 2039 | WINTER | 62 | 62 | 62 | 62 | 62 | 62 | 10 | 57 | 57 | 57 | 57 | 57 | 57 | 10
ALT-17 | 2040-01-01 | 1 | 2040 | 2040 | WINTER | 62 | 62 | 62 | 62 | 62 | 62 | 10 | 57 | 57 | 57 | 57 | 57 | 57 | 10
ALT-17 | 2040-02-01 | 2 | 2040 | 2040 | WINTER | 60 | 60 | 60 | 60 | 60 | 60 | 10 | 56 | 56 | 56 | 56 | 56 | 56 | 10
ALT-17 | 2040-03-01 | 3 | 2040 | 2040 | WINTER | 58 | 58 | 58 | 58 | 58 | 58 | 10 | 55 | 55 | 55 | 55 | 55 | 55 | 10
ALT-17 | 2040-04-01 | 4 | 2040 | 2040 | SPRING | 54 | 54 | 54 | 54 | 54 | 54 | 10 | 53 | 53 | 53 | 53 | 53 | 53 | 10
ALT-17 | 2040-05-01 | 5 | 2040 | 2040 | SPRING | 50 | 50 | 50 | 50 | 50 | 50 | 10 | 51 | 51 | 51 | 51 | 51 | 51 | 10
ALT-17 | 2040-06-01 | 6 | 2040 | 2040 | SUMMER | 46 | 46 | 46 | 46 | 46 | 46 | 10 | 49 | 49 | 49 | 49 | 49 | 49 | 10
ALT-17 | 2040-07-01 | 7 | 2040 | 2040 | SUMMER | 46 | 46 | 46 | 46 | 46 | 46 | 10 | 48 | 48 | 48 | 48 | 48 | 48 | 10
ALT-17 | 2040-08-01 | 8 | 2040 | 2040 | SUMMER | 46 | 46 | 46 | 46 | 46 | 46 | 10 | 49 | 49 | 49 | 49 | 49 | 49 | 10
ALT-17 | 2040-09-01 | 9 | 2040 | 2040 | SUMMER | 50 | 50 | 50 | 50 | 50 | 50 | 10 | 50 | 50 | 50 | 50 | 50 | 50 | 10
ALT-17 | 2040-10-01 | 10 | 2041 | 2040 | FALL | 54 | 54 | 54 | 54 | 54 | 54 | 10 | 53 | 53 | 53 | 53 | 53 | 53 | 10
ALT-17 | 2040-11-01 | 11 | 2041 | 2040 | FALL | 58 | 58 | 58 | 58 | 58 | 58 | 10 | 55 | 55 | 55 | 55 | 55 | 55 | 10
ALT-17 | 2040-12-01 | 12 | 2041 | 2040 | WINTER | 62 | 62 | 62 | 62 | 62 | 62 | 10 | 57 | 57 | 57 | 57 | 57 | 57 | 10
ALT-17 | 2041-01-01 | 1 | 2041 | 2041 | WINTER | 62 | 62 | 62 | 62 | 62 | 62 | 10 | 57 | 57 | 57 | 57 | 57 | 57 | 10
ALT-17 | 2041-02-01 | 2 | 2041 | 2041 | WINTER | 60 | 60 | 60 | 60 | 60 | 60 | 10 | 56 | 56 | 56 | 56 | 56 | 56 | 10
ALT-17 | 2041-03-01 | 3 | 2041 | 2041 | WINTER | 58 | 58 | 58 | 58 | 58 | 58 | 10 | 55 | 55 | 55 | 55 | 55 | 55 | 10
ALT-17 | 2041-04-01 | 4 | 2041 | 2041 | SPRING | 54 | 54 | 54 | 54 | 54 | 54 | 10 | 53 | 53 | 53 | 53 | 53 | 53 | 10
ALT-17 | 2041-05-01 | 5 | 2041 | 2041 | SPRING | 50 | 50 | 50 | 50 | 50 | 50 | 10 | 51 | 51 | 51 | 51 | 51 | 51 | 10
ALT-17 | 2041-06-01 | 6 | 2041 | 2041 | SUMMER | 46 | 46 | 46 | 46 | 46 | 46 | 10 | 49 | 49 | 49 | 49 | 49 | 49 | 10
ALT-17 | 2041-07-01 | 7 | 2041 | 2041 | SUMMER | 46 | 46 | 46 | 46 | 46 | 46 | 10 | 48 | 48 | 48 | 48 | 48 | 48 | 10
ALT-17 | 2041-08-01 | 8 | 2041 | 2041 | SUMMER | 46 | 46 | 46 | 46 | 46 | 46 | 10 | 49 | 49 | 49 | 49 | 49 | 49 | 10
ALT-17 | 2041-09-01 | 9 | 2041 | 2041 | SUMMER | 50 | 50 | 50 | 50 | 50 | 50 | 10 | 50 | 50 | 50 | 50 | 50 | 50 | 10
ALT-17 | 2041-10-01 | 10 | 2042 | 2041 | FALL | 54 | 54 | 54 | 54 | 54 | 54 | 10 | 53 | 53 | 53 | 53 | 53 | 53 | 10
ALT-17 | 2041-11-01 | 11 | 2042 | 2041 | FALL | 58 | 58 | 58 | 58 | 58 | 58 | 10 | 55 | 55 | 55 | 55 | 55 | 55 | 10
ALT-17 | 2041-12-01 | 12 | 2042 | 2041 | WINTER | 62 | 62 | 62 | 62 | 62 | 62 | 10 | 57 | 57 | 57 | 57 | 57 | 57 | 10
ALT-17 | 2042-01-01 | 1 | 2042 | 2042 | WINTER | 62 | 62 | 62 | 62 | 62 | 62 | 10 | 57 | 57 | 57 | 57 | 57 | 57 | 10
ALT-17 | 2042-02-01 | 2 | 2042 | 2042 | WINTER | 60 | 60 | 60 | 60 | 60 | 60 | 10 | 56 | 56 | 56 | 56 | 56 | 56 | 10
ALT-17 | 2042-03-01 | 3 | 2042 | 2042 | WINTER | 58 | 58 | 58 | 58 | 58 | 58 | 10 | 55 | 55 | 55 | 55 | 55 | 55 | 10
ALT-17 | 2042-04-01 | 4 | 2042 | 2042 | SPRING | 54 | 54 | 54 | 54 | 54 | 54 | 10 | 53 | 53 | 53 | 53 | 53 | 53 | 10
ALT-17 | 2042-05-01 | 5 | 2042 | 2042 | SPRING | 50 | 50 | 50 | 50 | 50 | 50 | 10 | 51 | 51 | 51 | 51 | 51 | 51 | 10
ALT-17 | 2042-06-01 | 6 | 2042 | 2042 | SUMMER | 46 | 46 | 46 | 46 | 46 | 46 | 10 | 49 | 49 | 49 | 49 | 49 | 49 | 10
ALT-17 | 2042-07-01 | 7 | 2042 | 2042 | SUMMER | 46 | 46 | 46 | 46 | 46 | 46 | 10 | 48 | 48 | 48 | 48 | 48 | 48 | 10
ALT-17 | 2042-08-01 | 8 | 2042 | 2042 | SUMMER | 46 | 46 | 46 | 46 | 46 | 46 | 10 | 49 | 49 | 49 | 49 | 49 | 49 | 10
ALT-17 | 2042-09-01 | 9 | 2042 | 2042 | SUMMER | 50 | 50 | 50 | 50 | 50 | 50 | 10 | 50 | 50 | 50 | 50 | 50 | 50 | 10
ALT-17 | 2042-10-01 | 10 | 2043 | 2042 | FALL | 54 | 54 | 54 | 54 | 54 | 54 | 10 | 53 | 53 | 53 | 53 | 53 | 53 | 10
ALT-17 | 2042-11-01 | 11 | 2043 | 2042 | FALL | 58 | 58 | 58 | 58 | 58 | 58 | 10 | 55 | 55 | 55 | 55 | 55 | 55 | 10
ALT-17 | 2042-12-01 | 12 | 2043 | 2042 | WINTER | 62 | 62 | 62 | 62 | 62 | 62 | 10 | 57 | 57 | 57 | 57 | 57 | 57 | 10
ALT-17 | 2043-01-01 | 1 | 2043 | 2043 | WINTER | 62 | 62 | 62 | 62 | 62 | 62 | 10 | 57 | 57 | 57 | 57 | 57 | 57 | 10
ALT-17 | 2043-02-01 | 2 | 2043 | 2043 | WINTER | 60 | 60 | 60 | 60 | 60 | 60 | 10 | 56 | 56 | 56 | 56 | 56 | 56 | 10
ALT-17 | 2043-03-01 | 3 | 2043 | 2043 | WINTER | 58 | 58 | 58 | 58 | 58 | 58 | 10 | 55 | 55 | 55 | 55 | 55 | 55 | 10
ALT-17 | 2043-04-01 | 4 | 2043 | 2043 | SPRING | 54 | 54 | 54 | 54 | 54 | 54 | 10 | 53 | 53 | 53 | 53 | 53 | 53 | 10
ALT-17 | 2043-05-01 | 5 | 2043 | 2043 | SPRING | 50 | 50 | 50 | 50 | 50 | 50 | 10 | 51 | 51 | 51 | 51 | 51 | 51 | 10
ALT-17 | 2043-06-01 | 6 | 2043 | 2043 | SUMMER | 46 | 46 | 46 | 46 | 46 | 46 | 10 | 49 | 49 | 49 | 49 | 49 | 49 | 10
ALT-17 | 2043-07-01 | 7 | 2043 | 2043 | SUMMER | 46 | 46 | 46 | 46 | 46 | 46 | 10 | 48 | 48 | 48 | 48 | 48 | 48 | 10
ALT-17 | 2043-08-01 | 8 | 2043 | 2043 | SUMMER | 46 | 46 | 46 | 46 | 46 | 46 | 10 | 49 | 49 | 49 | 49 | 49 | 49 | 10
ALT-17 | 2043-09-01 | 9 | 2043 | 2043 | SUMMER | 50 | 50 | 50 | 50 | 50 | 50 | 10 | 50 | 50 | 50 | 50 | 50 | 50 | 10
ALT-17 | 2043-10-01 | 10 | 2044 | 2043 | FALL | 54 | 54 | 54 | 54 | 54 | 54 | 10 | 53 | 53 | 53 | 53 | 53 | 53 | 10
ALT-17 | 2043-11-01 | 11 | 2044 | 2043 | FALL | 58 | 58 | 58 | 58 | 58 | 58 | 10 | 55 | 55 | 55 | 55 | 55 | 55 | 10
ALT-17 | 2043-12-01 | 12 | 2044 | 2043 | WINTER | 62 | 62 | 62 | 62 | 62 | 62 | 10 | 57 | 57 | 57 | 57 | 57 | 57 | 10
ALT-17 | 2044-01-01 | 1 | 2044 | 2044 | WINTER | 62 | 62 | 62 | 62 | 62 | 62 | 10 | 57 | 57 | 57 | 57 | 57 | 57 | 10
ALT-17 | 2044-02-01 | 2 | 2044 | 2044 | WINTER | 60 | 60 | 60 | 60 | 60 | 60 | 10 | 56 | 56 | 56 | 56 | 56 | 56 | 10
ALT-17 | 2044-03-01 | 3 | 2044 | 2044 | WINTER | 58 | 58 | 58 | 58 | 58 | 58 | 10 | 55 | 55 | 55 | 55 | 55 | 55 | 10
ALT-17 | 2044-04-01 | 4 | 2044 | 2044 | SPRING | 54 | 54 | 54 | 54 | 54 | 54 | 10 | 53 | 53 | 53 | 53 | 53 | 53 | 10
ALT-17 | 2044-05-01 | 5 | 2044 | 2044 | SPRING | 50 | 50 | 50 | 50 | 50 | 50 | 10 | 51 | 51 | 51 | 51 | 51 | 51 | 10
ALT-17 | 2044-06-01 | 6 | 2044 | 2044 | SUMMER | 46 | 46 | 46 | 46 | 46 | 46 | 10 | 49 | 49 | 49 | 49 | 49 | 49 | 10
ALT-17 | 2044-07-01 | 7 | 2044 | 2044 | SUMMER | 46 | 46 | 46 | 46 | 46 | 46 | 10 | 48 | 48 | 48 | 48 | 48 | 48 | 10
ALT-17 | 2044-08-01 | 8 | 2044 | 2044 | SUMMER | 46 | 46 | 46 | 46 | 46 | 46 | 10 | 49 | 49 | 49 | 49 | 49 | 49 | 10
ALT-17 | 2044-09-01 | 9 | 2044 | 2044 | SUMMER | 50 | 50 | 50 | 50 | 50 | 50 | 10 | 50 | 50 | 50 | 50 | 50 | 50 | 10
ALT-17 | 2044-10-01 | 10 | 2045 | 2044 | FALL | 54 | 54 | 54 | 54 | 54 | 54 | 10 | 53 | 53 | 53 | 53 | 53 | 53 | 10
ALT-17 | 2044-11-01 | 11 | 2045 | 2044 | FALL | 58 | 58 | 58 | 58 | 58 | 58 | 10 | 55 | 55 | 55 | 55 | 55 | 55 | 10
ALT-17 | 2044-12-01 | 12 | 2045 | 2044 | WINTER | 62 | 62 | 62 | 62 | 62 | 62 | 10 | 57 | 57 | 57 | 57 | 57 | 57 | 10
ALT-17 | 2045-01-01 | 1 | 2045 | 2045 | WINTER | 62 | 62 | 62 | 62 | 62 | 62 | 10 | 57 | 57 | 57 | 57 | 57 | 57 | 10
ALT-17 | 2045-02-01 | 2 | 2045 | 2045 | WINTER | 60 | 60 | 60 | 60 | 60 | 60 | 10 | 56 | 56 | 56 | 56 | 56 | 56 | 10
ALT-17 | 2045-03-01 | 3 | 2045 | 2045 | WINTER | 58 | 58 | 58 | 58 | 58 | 58 | 10 | 55 | 55 | 55 | 55 | 55 | 55 | 10
ALT-17 | 2045-04-01 | 4 | 2045 | 2045 | SPRING | 54 | 54 | 54 | 54 | 54 | 54 | 10 | 53 | 53 | 53 | 53 | 53 | 53 | 10
ALT-17 | 2045-05-01 | 5 | 2045 | 2045 | SPRING | 50 | 50 | 50 | 50 | 50 | 50 | 10 | 51 | 51 | 51 | 51 | 51 | 51 | 10
ALT-17 | 2045-06-01 | 6 | 2045 | 2045 | SUMMER | 46 | 46 | 46 | 46 | 46 | 46 | 10 | 49 | 49 | 49 | 49 | 49 | 49 | 10
ALT-17 | 2045-07-01 | 7 | 2045 | 2045 | SUMMER | 46 | 46 | 46 | 46 | 46 | 46 | 10 | 48 | 48 | 48 | 48 | 48 | 48 | 10
ALT-17 | 2045-08-01 | 8 | 2045 | 2045 | SUMMER | 46 | 46 | 46 | 46 | 46 | 46 | 10 | 49 | 49 | 49 | 49 | 49 | 49 | 10
ALT-17 | 2045-09-01 | 9 | 2045 | 2045 | SUMMER | 50 | 50 | 50 | 50 | 50 | 50 | 10 | 50 | 50 | 50 | 50 | 50 | 50 | 10
ALT-17 | 2045-10-01 | 10 | 2046 | 2045 | FALL | 54 | 54 | 54 | 54 | 54 | 54 | 10 | 53 | 53 | 53 | 53 | 53 | 53 | 10
ALT-17 | 2045-11-01 | 11 | 2046 | 2045 | FALL | 58 | 58 | 58 | 58 | 58 | 58 | 10 | 55 | 55 | 55 | 55 | 55 | 55 | 10
ALT-17 | 2045-12-01 | 12 | 2046 | 2045 | WINTER | 62 | 62 | 62 | 62 | 62 | 62 | 10 | 57 | 57 | 57 | 57 | 57 | 57 | 10
ALT-17 | 2046-01-01 | 1 | 2046 | 2046 | WINTER | 62 | 62 | 62 | 62 | 62 | 62 | 10 | 57 | 57 | 57 | 57 | 57 | 57 | 10
ALT-17 | 2046-02-01 | 2 | 2046 | 2046 | WINTER | 60 | 60 | 60 | 60 | 60 | 60 | 10 | 56 | 56 | 56 | 56 | 56 | 56 | 10
ALT-17 | 2046-03-01 | 3 | 2046 | 2046 | WINTER | 58 | 58 | 58 | 58 | 58 | 58 | 10 | 55 | 55 | 55 | 55 | 55 | 55 | 10
ALT-17 | 2046-04-01 | 4 | 2046 | 2046 | SPRING | 54 | 54 | 54 | 54 | 54 | 54 | 10 | 53 | 53 | 53 | 53 | 53 | 53 | 10
ALT-17 | 2046-05-01 | 5 | 2046 | 2046 | SPRING | 50 | 50 | 50 | 50 | 50 | 50 | 10 | 51 | 51 | 51 | 51 | 51 | 51 | 10
ALT-17 | 2046-06-01 | 6 | 2046 | 2046 | SUMMER | 46 | 46 | 46 | 46 | 46 | 46 | 10 | 49 | 49 | 49 | 49 | 49 | 49 | 10
ALT-17 | 2046-07-01 | 7 | 2046 | 2046 | SUMMER | 46 | 46 | 46 | 46 | 46 | 46 | 10 | 48 | 48 | 48 | 48 | 48 | 48 | 10
ALT-17 | 2046-08-01 | 8 | 2046 | 2046 | SUMMER | 46 | 46 | 46 | 46 | 46 | 46 | 10 | 49 | 49 | 49 | 49 | 49 | 49 | 10
ALT-17 | 2046-09-01 | 9 | 2046 | 2046 | SUMMER | 50 | 50 | 50 | 50 | 50 | 50 | 10 | 50 | 50 | 50 | 50 | 50 | 50 | 10
ALT-17 | 2046-10-01 | 10 | 2047 | 2046 | FALL | 54 | 54 | 54 | 54 | 54 | 54 | 10 | 53 | 53 | 53 | 53 | 53 | 53 | 10
ALT-17 | 2046-11-01 | 11 | 2047 | 2046 | FALL | 58 | 58 | 58 | 58 | 58 | 58 | 10 | 55 | 55 | 55 | 55 | 55 | 55 | 10
ALT-17 | 2046-12-01 | 12 | 2047 | 2046 | WINTER | 62 | 62 | 62 | 62 | 62 | 62 | 10 | 57 | 57 | 57 | 57 | 57 | 57 | 10
ALT-17 | 2047-01-01 | 1 | 2047 | 2047 | WINTER | 62 | 62 | 62 | 62 | 62 | 62 | 10 | 57 | 57 | 57 | 57 | 57 | 57 | 10
ALT-17 | 2047-02-01 | 2 | 2047 | 2047 | WINTER | 60 | 60 | 60 | 60 | 60 | 60 | 10 | 56 | 56 | 56 | 56 | 56 | 56 | 10
ALT-17 | 2047-03-01 | 3 | 2047 | 2047 | WINTER | 58 | 58 | 58 | 58 | 58 | 58 | 10 | 55 | 55 | 55 | 55 | 55 | 55 | 10
ALT-17 | 2047-04-01 | 4 | 2047 | 2047 | SPRING | 54 | 54 | 54 | 54 | 54 | 54 | 10 | 53 | 53 | 53 | 53 | 53 | 53 | 10
ALT-17 | 2047-05-01 | 5 | 2047 | 2047 | SPRING | 50 | 50 | 50 | 50 | 50 | 50 | 10 | 51 | 51 | 51 | 51 | 51 | 51 | 10
ALT-17 | 2047-06-01 | 6 | 2047 | 2047 | SUMMER | 46 | 46 | 46 | 46 | 46 | 46 | 10 | 49 | 49 | 49 | 49 | 49 | 49 | 10
ALT-17 | 2047-07-01 | 7 | 2047 | 2047 | SUMMER | 46 | 46 | 46 | 46 | 46 | 46 | 10 | 48 | 48 | 48 | 48 | 48 | 48 | 10
ALT-17 | 2047-08-01 | 8 | 2047 | 2047 | SUMMER | 46 | 46 | 46 | 46 | 46 | 46 | 10 | 49 | 49 | 49 | 49 | 49 | 49 | 10
ALT-17 | 2047-09-01 | 9 | 2047 | 2047 | SUMMER | 50 | 50 | 50 | 50 | 50 | 50 | 10 | 50 | 50 | 50 | 50 | 50 | 50 | 10
ALT-18 | 2016-10-01 | 10 | 2017 | 2016 | FALL | 54 | 54 | 54 | 54 | 54 | 54 | 10 | 53 | 53 | 53 | 53 | 53 | 53 | 10
ALT-18 | 2016-11-01 | 11 | 2017 | 2016 | FALL | 58 | 58 | 58 | 58 | 58 | 58 | 10 | 55 | 55 | 55 | 55 | 55 | 55 | 10
ALT-18 | 2016-12-01 | 12 | 2017 | 2016 | WINTER | 62 | 62 | 62 | 62 | 62 | 62 | 10 | 57 | 57 | 57 | 57 | 57 | 57 | 10
ALT-18 | 2017-01-01 | 1 | 2017 | 2017 | WINTER | 62 | 62 | 62 | 62 | 62 | 62 | 10 | 57 | 57 | 57 | 57 | 57 | 57 | 10
ALT-18 | 2017-02-01 | 2 | 2017 | 2017 | WINTER | 60 | 60 | 60 | 60 | 60 | 60 | 10 | 56 | 56 | 56 | 56 | 56 | 56 | 10
ALT-18 | 2017-03-01 | 3 | 2017 | 2017 | WINTER | 58 | 58 | 58 | 58 | 58 | 58 | 10 | 55 | 55 | 55 | 55 | 55 | 55 | 10
ALT-18 | 2017-04-01 | 4 | 2017 | 2017 | SPRING | 54 | 54 | 54 | 54 | 54 | 54 | 10 | 53 | 53 | 53 | 53 | 53 | 53 | 10
ALT-18 | 2017-05-01 | 5 | 2017 | 2017 | SPRING | 50 | 50 | 50 | 50 | 50 | 50 | 10 | 51 | 51 | 51 | 51 | 51 | 51 | 10
ALT-18 | 2017-06-01 | 6 | 2017 | 2017 | SUMMER | 46 | 46 | 46 | 46 | 46 | 46 | 10 | 49 | 49 | 49 | 49 | 49 | 49 | 10
ALT-18 | 2017-07-01 | 7 | 2017 | 2017 | SUMMER | 46 | 46 | 46 | 46 | 46 | 46 | 10 | 48 | 48 | 48 | 48 | 48 | 48 | 10
ALT-18 | 2017-08-01 | 8 | 2017 | 2017 | SUMMER | 46 | 46 | 46 | 46 | 46 | 46 | 10 | 49 | 49 | 49 | 49 | 49 | 49 | 10
ALT-18 | 2017-09-01 | 9 | 2017 | 2017 | SUMMER | 50 | 50 | 50 | 50 | 50 | 50 | 10 | 50 | 50 | 50 | 50 | 50 | 50 | 10
ALT-18 | 2017-10-01 | 10 | 2018 | 2017 | FALL | 54 | 54 | 54 | 54 | 54 | 54 | 10 | 53 | 53 | 53 | 53 | 53 | 53 | 10
ALT-18 | 2017-11-01 | 11 | 2018 | 2017 | FALL | 58 | 58 | 58 | 58 | 58 | 58 | 10 | 55 | 55 | 55 | 55 | 55 | 55 | 10
ALT-18 | 2017-12-01 | 12 | 2018 | 2017 | WINTER | 62 | 62 | 62 | 62 | 62 | 62 | 10 | 57 | 57 | 57 | 57 | 57 | 57 | 10
ALT-18 | 2018-01-01 | 1 | 2018 | 2018 | WINTER | 62 | 62 | 62 | 62 | 62 | 62 | 10 | 57 | 57 | 57 | 57 | 57 | 57 | 10
ALT-18 | 2018-02-01 | 2 | 2018 | 2018 | WINTER | 60 | 60 | 60 | 60 | 60 | 60 | 10 | 56 | 56 | 56 | 56 | 56 | 56 | 10
ALT-18 | 2018-03-01 | 3 | 2018 | 2018 | WINTER | 58 | 58 | 58 | 58 | 58 | 58 | 10 | 55 | 55 | 55 | 55 | 55 | 55 | 10
ALT-18 | 2018-04-01 | 4 | 2018 | 2018 | SPRING | 54 | 54 | 54 | 54 | 54 | 54 | 10 | 53 | 53 | 53 | 53 | 53 | 53 | 10
ALT-18 | 2018-05-01 | 5 | 2018 | 2018 | SPRING | 50 | 50 | 50 | 50 | 50 | 50 | 10 | 51 | 51 | 51 | 51 | 51 | 51 | 10
ALT-18 | 2018-06-01 | 6 | 2018 | 2018 | SUMMER | 46 | 46 | 46 | 46 | 46 | 46 | 10 | 49 | 49 | 49 | 49 | 49 | 49 | 10
ALT-18 | 2018-07-01 | 7 | 2018 | 2018 | SUMMER | 46 | 46 | 46 | 46 | 46 | 46 | 10 | 48 | 48 | 48 | 48 | 48 | 48 | 10
ALT-18 | 2018-08-01 | 8 | 2018 | 2018 | SUMMER | 46 | 46 | 46 | 46 | 46 | 46 | 10 | 49 | 49 | 49 | 49 | 49 | 49 | 10
ALT-18 | 2018-09-01 | 9 | 2018 | 2018 | SUMMER | 50 | 50 | 50 | 50 | 50 | 50 | 10 | 50 | 50 | 50 | 50 | 50 | 50 | 10
ALT-18 | 2018-10-01 | 10 | 2019 | 2018 | FALL | 54 | 54 | 54 | 54 | 54 | 54 | 10 | 53 | 53 | 53 | 53 | 53 | 53 | 10
ALT-18 | 2018-11-01 | 11 | 2019 | 2018 | FALL | 58 | 58 | 58 | 58 | 58 | 58 | 10 | 55 | 55 | 55 | 55 | 55 | 55 | 10
ALT-18 | 2018-12-01 | 12 | 2019 | 2018 | WINTER | 62 | 62 | 62 | 62 | 62 | 62 | 10 | 57 | 57 | 57 | 57 | 57 | 57 | 10
ALT-18 | 2019-01-01 | 1 | 2019 | 2019 | WINTER | 62 | 62 | 62 | 62 | 62 | 62 | 10 | 57 | 57 | 57 | 57 | 57 | 57 | 10
ALT-18 | 2019-02-01 | 2 | 2019 | 2019 | WINTER | 60 | 60 | 60 | 60 | 60 | 60 | 10 | 56 | 56 | 56 | 56 | 56 | 56 | 10
ALT-18 | 2019-03-01 | 3 | 2019 | 2019 | WINTER | 58 | 58 | 58 | 58 | 58 | 58 | 10 | 55 | 55 | 55 | 55 | 55 | 55 | 10
ALT-18 | 2019-04-01 | 4 | 2019 | 2019 | SPRING | 54 | 54 | 54 | 54 | 54 | 54 | 10 | 53 | 53 | 53 | 53 | 53 | 53 | 10
ALT-18 | 2019-05-01 | 5 | 2019 | 2019 | SPRING | 50 | 50 | 50 | 50 | 50 | 50 | 10 | 51 | 51 | 51 | 51 | 51 | 51 | 10
ALT-18 | 2019-06-01 | 6 | 2019 | 2019 | SUMMER | 46 | 46 | 46 | 46 | 46 | 46 | 10 | 49 | 49 | 49 | 49 | 49 | 49 | 10
ALT-18 | 2019-07-01 | 7 | 2019 | 2019 | SUMMER | 46 | 46 | 46 | 46 | 46 | 46 | 10 | 48 | 48 | 48 | 48 | 48 | 48 | 10
ALT-18 | 2019-08-01 | 8 | 2019 | 2019 | SUMMER | 46 | 46 | 46 | 46 | 46 | 46 | 10 | 49 | 49 | 49 | 49 | 49 | 49 | 10
ALT-18 | 2019-09-01 | 9 | 2019 | 2019 | SUMMER | 50 | 50 | 50 | 50 | 50 | 50 | 10 | 50 | 50 | 50 | 50 | 50 | 50 | 10
ALT-18 | 2019-10-01 | 10 | 2020 | 2019 | FALL | 54 | 54 | 54 | 54 | 54 | 54 | 10 | 53 | 53 | 53 | 53 | 53 | 53 | 10
ALT-18 | 2019-11-01 | 11 | 2020 | 2019 | FALL | 58 | 58 | 58 | 58 | 58 | 58 | 10 | 55 | 55 | 55 | 55 | 55 | 55 | 10
ALT-18 | 2019-12-01 | 12 | 2020 | 2019 | WINTER | 62 | 62 | 62 | 62 | 62 | 62 | 10 | 57 | 57 | 57 | 57 | 57 | 57 | 10
ALT-18 | 2020-01-01 | 1 | 2020 | 2020 | WINTER | 62 | 62 | 62 | 62 | 62 | 62 | 10 | 57 | 57 | 57 | 57 | 57 | 57 | 10
ALT-18 | 2020-02-01 | 2 | 2020 | 2020 | WINTER | 60 | 60 | 60 | 60 | 60 | 60 | 10 | 56 | 56 | 56 | 56 | 56 | 56 | 10
ALT-18 | 2020-03-01 | 3 | 2020 | 2020 | WINTER | 58 | 58 | 58 | 58 | 58 | 58 | 10 | 55 | 55 | 55 | 55 | 55 | 55 | 10
ALT-18 | 2020-04-01 | 4 | 2020 | 2020 | SPRING | 54 | 54 | 54 | 54 | 54 | 54 | 10 | 53 | 53 | 53 | 53 | 53 | 53 | 10
ALT-18 | 2020-05-01 | 5 | 2020 | 2020 | SPRING | 50 | 50 | 50 | 50 | 50 | 50 | 10 | 51 | 51 | 51 | 51 | 51 | 51 | 10
ALT-18 | 2020-06-01 | 6 | 2020 | 2020 | SUMMER | 46 | 46 | 46 | 46 | 46 | 46 | 10 | 49 | 49 | 49 | 49 | 49 | 49 | 10
ALT-18 | 2020-07-01 | 7 | 2020 | 2020 | SUMMER | 46 | 46 | 46 | 46 | 46 | 46 | 10 | 48 | 48 | 48 | 48 | 48 | 48 | 10
ALT-18 | 2020-08-01 | 8 | 2020 | 2020 | SUMMER | 46 | 46 | 46 | 46 | 46 | 46 | 10 | 49 | 49 | 49 | 49 | 49 | 49 | 10
ALT-18 | 2020-09-01 | 9 | 2020 | 2020 | SUMMER | 50 | 50 | 50 | 50 | 50 | 50 | 10 | 50 | 50 | 50 | 50 | 50 | 50 | 10
ALT-18 | 2020-10-01 | 10 | 2021 | 2020 | FALL | 54 | 54 | 54 | 54 | 54 | 54 | 10 | 53 | 53 | 53 | 53 | 53 | 53 | 10
ALT-18 | 2020-11-01 | 11 | 2021 | 2020 | FALL | 58 | 58 | 58 | 58 | 58 | 58 | 10 | 55 | 55 | 55 | 55 | 55 | 55 | 10
ALT-18 | 2020-12-01 | 12 | 2021 | 2020 | WINTER | 62 | 62 | 62 | 62 | 62 | 62 | 10 | 57 | 57 | 57 | 57 | 57 | 57 | 10
ALT-18 | 2021-01-01 | 1 | 2021 | 2021 | WINTER | 62 | 62 | 62 | 62 | 62 | 62 | 10 | 57 | 57 | 57 | 57 | 57 | 57 | 10
ALT-18 | 2021-02-01 | 2 | 2021 | 2021 | WINTER | 60 | 60 | 60 | 60 | 60 | 60 | 10 | 56 | 56 | 56 | 56 | 56 | 56 | 10
ALT-18 | 2021-03-01 | 3 | 2021 | 2021 | WINTER | 58 | 58 | 58 | 58 | 58 | 58 | 10 | 55 | 55 | 55 | 55 | 55 | 55 | 10
ALT-18 | 2021-04-01 | 4 | 2021 | 2021 | SPRING | 54 | 54 | 54 | 54 | 54 | 54 | 10 | 53 | 53 | 53 | 53 | 53 | 53 | 10
ALT-18 | 2021-05-01 | 5 | 2021 | 2021 | SPRING | 50 | 50 | 50 | 50 | 50 | 50 | 10 | 51 | 51 | 51 | 51 | 51 | 51 | 10
ALT-18 | 2021-06-01 | 6 | 2021 | 2021 | SUMMER | 46 | 46 | 46 | 46 | 46 | 46 | 10 | 49 | 49 | 49 | 49 | 49 | 49 | 10
ALT-18 | 2021-07-01 | 7 | 2021 | 2021 | SUMMER | 46 | 46 | 46 | 46 | 46 | 46 | 10 | 48 | 48 | 48 | 48 | 48 | 48 | 10
ALT-18 | 2021-08-01 | 8 | 2021 | 2021 | SUMMER | 46 | 46 | 46 | 46 | 46 | 46 | 10 | 49 | 49 | 49 | 49 | 49 | 49 | 10
ALT-18 | 2021-09-01 | 9 | 2021 | 2021 | SUMMER | 50 | 50 | 50 | 50 | 50 | 50 | 10 | 50 | 50 | 50 | 50 | 50 | 50 | 10
ALT-18 | 2021-10-01 | 10 | 2022 | 2021 | FALL | 54 | 54 | 54 | 54 | 54 | 54 | 10 | 53 | 53 | 53 | 53 | 53 | 53 | 10
ALT-18 | 2021-11-01 | 11 | 2022 | 2021 | FALL | 58 | 58 | 58 | 58 | 58 | 58 | 10 | 55 | 55 | 55 | 55 | 55 | 55 | 10
ALT-18 | 2021-12-01 | 12 | 2022 | 2021 | WINTER | 62 | 62 | 62 | 62 | 62 | 62 | 10 | 57 | 57 | 57 | 57 | 57 | 57 | 10
ALT-18 | 2022-01-01 | 1 | 2022 | 2022 | WINTER | 62 | 62 | 62 | 62 | 62 | 62 | 10 | 57 | 57 | 57 | 57 | 57 | 57 | 10
ALT-18 | 2022-02-01 | 2 | 2022 | 2022 | WINTER | 60 | 60 | 60 | 60 | 60 | 60 | 10 | 56 | 56 | 56 | 56 | 56 | 56 | 10
ALT-18 | 2022-03-01 | 3 | 2022 | 2022 | WINTER | 58 | 58 | 58 | 58 | 58 | 58 | 10 | 55 | 55 | 55 | 55 | 55 | 55 | 10
ALT-18 | 2022-04-01 | 4 | 2022 | 2022 | SPRING | 54 | 54 | 54 | 54 | 54 | 54 | 10 | 53 | 53 | 53 | 53 | 53 | 53 | 10
ALT-18 | 2022-05-01 | 5 | 2022 | 2022 | SPRING | 50 | 50 | 50 | 50 | 50 | 50 | 10 | 51 | 51 | 51 | 51 | 51 | 51 | 10
ALT-18 | 2022-06-01 | 6 | 2022 | 2022 | SUMMER | 46 | 46 | 46 | 46 | 46 | 46 | 10 | 49 | 49 | 49 | 49 | 49 | 49 | 10
ALT-18 | 2022-07-01 | 7 | 2022 | 2022 | SUMMER | 46 | 46 | 46 | 46 | 46 | 46 | 10 | 48 | 48 | 48 | 48 | 48 | 48 | 10
ALT-18 | 2022-08-01 | 8 | 2022 | 2022 | SUMMER | 46 | 46 | 46 | 46 | 46 | 46 | 10 | 49 | 49 | 49 | 49 | 49 | 49 | 10
ALT-18 | 2022-09-01 | 9 | 2022 | 2022 | SUMMER | 50 | 50 | 50 | 50 | 50 | 50 | 10 | 50 | 50 | 50 | 50 | 50 | 50 | 10
ALT-18 | 2022-10-01 | 10 | 2023 | 2022 | FALL | 54 | 54 | 54 | 54 | 54 | 54 | 10 | 53 | 53 | 53 | 53 | 53 | 53 | 10
ALT-18 | 2022-11-01 | 11 | 2023 | 2022 | FALL | 58 | 58 | 58 | 58 | 58 | 58 | 10 | 55 | 55 | 55 | 55 | 55 | 55 | 10
ALT-18 | 2022-12-01 | 12 | 2023 | 2022 | WINTER | 62 | 62 | 62 | 62 | 62 | 62 | 10 | 57 | 57 | 57 | 57 | 57 | 57 | 10
ALT-18 | 2023-01-01 | 1 | 2023 | 2023 | WINTER | 62 | 62 | 62 | 62 | 62 | 62 | 10 | 57 | 57 | 57 | 57 | 57 | 57 | 10
ALT-18 | 2023-02-01 | 2 | 2023 | 2023 | WINTER | 60 | 60 | 60 | 60 | 60 | 60 | 10 | 56 | 56 | 56 | 56 | 56 | 56 | 10
ALT-18 | 2023-03-01 | 3 | 2023 | 2023 | WINTER | 58 | 58 | 58 | 58 | 58 | 58 | 10 | 55 | 55 | 55 | 55 | 55 | 55 | 10
ALT-18 | 2023-04-01 | 4 | 2023 | 2023 | SPRING | 54 | 54 | 54 | 54 | 54 | 54 | 10 | 53 | 53 | 53 | 53 | 53 | 53 | 10
ALT-18 | 2023-05-01 | 5 | 2023 | 2023 | SPRING | 50 | 50 | 50 | 50 | 50 | 50 | 10 | 51 | 51 | 51 | 51 | 51 | 51 | 10
ALT-18 | 2023-06-01 | 6 | 2023 | 2023 | SUMMER | 46 | 46 | 46 | 46 | 46 | 46 | 10 | 49 | 49 | 49 | 49 | 49 | 49 | 10
ALT-18 | 2023-07-01 | 7 | 2023 | 2023 | SUMMER | 46 | 46 | 46 | 46 | 46 | 46 | 10 | 48 | 48 | 48 | 48 | 48 | 48 | 10
ALT-18 | 2023-08-01 | 8 | 2023 | 2023 | SUMMER | 46 | 46 | 46 | 46 | 46 | 46 | 10 | 49 | 49 | 49 | 49 | 49 | 49 | 10
ALT-18 | 2023-09-01 | 9 | 2023 | 2023 | SUMMER | 50 | 50 | 50 | 50 | 50 | 50 | 10 | 50 | 50 | 50 | 50 | 50 | 50 | 10
ALT-18 | 2023-10-01 | 10 | 2024 | 2023 | FALL | 54 | 54 | 54 | 54 | 54 | 54 | 10 | 53 | 53 | 53 | 53 | 53 | 53 | 10
ALT-18 | 2023-11-01 | 11 | 2024 | 2023 | FALL | 58 | 58 | 58 | 58 | 58 | 58 | 10 | 55 | 55 | 55 | 55 | 55 | 55 | 10
ALT-18 | 2023-12-01 | 12 | 2024 | 2023 | WINTER | 62 | 62 | 62 | 62 | 62 | 62 | 10 | 57 | 57 | 57 | 57 | 57 | 57 | 10
ALT-18 | 2024-01-01 | 1 | 2024 | 2024 | WINTER | 62 | 62 | 62 | 62 | 62 | 62 | 10 | 57 | 57 | 57 | 57 | 57 | 57 | 10
ALT-18 | 2024-02-01 | 2 | 2024 | 2024 | WINTER | 60 | 60 | 60 | 60 | 60 | 60 | 10 | 56 | 56 | 56 | 56 | 56 | 56 | 10
ALT-18 | 2024-03-01 | 3 | 2024 | 2024 | WINTER | 58 | 58 | 58 | 58 | 58 | 58 | 10 | 55 | 55 | 55 | 55 | 55 | 55 | 10
ALT-18 | 2024-04-01 | 4 | 2024 | 2024 | SPRING | 54 | 54 | 54 | 54 | 54 | 54 | 10 | 53 | 53 | 53 | 53 | 53 | 53 | 10
ALT-18 | 2024-05-01 | 5 | 2024 | 2024 | SPRING | 50 | 50 | 50 | 50 | 50 | 50 | 10 | 51 | 51 | 51 | 51 | 51 | 51 | 10
ALT-18 | 2024-06-01 | 6 | 2024 | 2024 | SUMMER | 46 | 46 | 46 | 46 | 46 | 46 | 10 | 49 | 49 | 49 | 49 | 49 | 49 | 10
ALT-18 | 2024-07-01 | 7 | 2024 | 2024 | SUMMER | 46 | 46 | 46 | 46 | 46 | 46 | 10 | 48 | 48 | 48 | 48 | 48 | 48 | 10
ALT-18 | 2024-08-01 | 8 | 2024 | 2024 | SUMMER | 46 | 46 | 46 | 46 | 46 | 46 | 10 | 49 | 49 | 49 | 49 | 49 | 49 | 10
ALT-18 | 2024-09-01 | 9 | 2024 | 2024 | SUMMER | 50 | 50 | 50 | 50 | 50 | 50 | 10 | 50 | 50 | 50 | 50 | 50 | 50 | 10
ALT-18 | 2024-10-01 | 10 | 2025 | 2024 | FALL | 54 | 54 | 54 | 54 | 54 | 54 | 10 | 53 | 53 | 53 | 53 | 53 | 53 | 10
ALT-18 | 2024-11-01 | 11 | 2025 | 2024 | FALL | 58 | 58 | 58 | 58 | 58 | 58 | 10 | 55 | 55 | 55 | 55 | 55 | 55 | 10
ALT-18 | 2024-12-01 | 12 | 2025 | 2024 | WINTER | 62 | 62 | 62 | 62 | 62 | 62 | 10 | 57 | 57 | 57 | 57 | 57 | 57 | 10
ALT-18 | 2025-01-01 | 1 | 2025 | 2025 | WINTER | 62 | 62 | 62 | 62 | 62 | 62 | 10 | 57 | 57 | 57 | 57 | 57 | 57 | 10
ALT-18 | 2025-02-01 | 2 | 2025 | 2025 | WINTER | 60 | 60 | 60 | 60 | 60 | 60 | 10 | 56 | 56 | 56 | 56 | 56 | 56 | 10
ALT-18 | 2025-03-01 | 3 | 2025 | 2025 | WINTER | 58 | 58 | 58 | 58 | 58 | 58 | 10 | 55 | 55 | 55 | 55 | 55 | 55 | 10
ALT-18 | 2025-04-01 | 4 | 2025 | 2025 | SPRING | 54 | 54 | 54 | 54 | 54 | 54 | 10 | 53 | 53 | 53 | 53 | 53 | 53 | 10
ALT-18 | 2025-05-01 | 5 | 2025 | 2025 | SPRING | 50 | 50 | 50 | 50 | 50 | 50 | 10 | 51 | 51 | 51 | 51 | 51 | 51 | 10
ALT-18 | 2025-06-01 | 6 | 2025 | 2025 | SUMMER | 46 | 46 | 46 | 46 | 46 | 46 | 10 | 49 | 49 | 49 | 49 | 49 | 49 | 10
ALT-18 | 2025-07-01 | 7 | 2025 | 2025 | SUMMER | 46 | 46 | 46 | 46 | 46 | 46 | 10 | 48 | 48 | 48 | 48 | 48 | 48 | 10
ALT-18 | 2025-08-01 | 8 | 2025 | 2025 | SUMMER | 46 | 46 | 46 | 46 | 46 | 46 | 10 | 49 | 49 | 49 | 49 | 49 | 49 | 10
ALT-18 | 2025-09-01 | 9 | 2025 | 2025 | SUMMER | 50 | 50 | 50 | 50 | 50 | 50 | 10 | 50 | 50 | 50 | 50 | 50 | 50 | 10
ALT-18 | 2025-10-01 | 10 | 2026 | 2025 | FALL | 54 | 54 | 54 | 54 | 54 | 54 | 10 | 53 | 53 | 53 | 53 | 53 | 53 | 10
ALT-18 | 2025-11-01 | 11 | 2026 | 2025 | FALL | 58 | 58 | 58 | 58 | 58 | 58 | 10 | 55 | 55 | 55 | 55 | 55 | 55 | 10
ALT-18 | 2025-12-01 | 12 | 2026 | 2025 | WINTER | 62 | 62 | 62 | 62 | 62 | 62 | 10 | 57 | 57 | 57 | 57 | 57 | 57 | 10
ALT-18 | 2026-01-01 | 1 | 2026 | 2026 | WINTER | 62 | 62 | 62 | 62 | 62 | 62 | 10 | 57 | 57 | 57 | 57 | 57 | 57 | 10
ALT-18 | 2026-02-01 | 2 | 2026 | 2026 | WINTER | 60 | 60 | 60 | 60 | 60 | 60 | 10 | 56 | 56 | 56 | 56 | 56 | 56 | 10
ALT-18 | 2026-03-01 | 3 | 2026 | 2026 | WINTER | 58 | 58 | 58 | 58 | 58 | 58 | 10 | 55 | 55 | 55 | 55 | 55 | 55 | 10
ALT-18 | 2026-04-01 | 4 | 2026 | 2026 | SPRING | 54 | 54 | 54 | 54 | 54 | 54 | 10 | 53 | 53 | 53 | 53 | 53 | 53 | 10
ALT-18 | 2026-05-01 | 5 | 2026 | 2026 | SPRING | 50 | 50 | 50 | 50 | 50 | 50 | 10 | 51 | 51 | 51 | 51 | 51 | 51 | 10
ALT-18 | 2026-06-01 | 6 | 2026 | 2026 | SUMMER | 46 | 46 | 46 | 46 | 46 | 46 | 10 | 49 | 49 | 49 | 49 | 49 | 49 | 10
ALT-18 | 2026-07-01 | 7 | 2026 | 2026 | SUMMER | 46 | 46 | 46 | 46 | 46 | 46 | 10 | 48 | 48 | 48 | 48 | 48 | 48 | 10
ALT-18 | 2026-08-01 | 8 | 2026 | 2026 | SUMMER | 46 | 46 | 46 | 46 | 46 | 46 | 10 | 49 | 49 | 49 | 49 | 49 | 49 | 10
ALT-18 | 2026-09-01 | 9 | 2026 | 2026 | SUMMER | 50 | 50 | 50 | 50 | 50 | 50 | 10 | 50 | 50 | 50 | 50 | 50 | 50 | 10
ALT-18 | 2026-10-01 | 10 | 2027 | 2026 | FALL | 54 | 54 | 54 | 54 | 54 | 54 | 10 | 53 | 53 | 53 | 53 | 53 | 53 | 10
ALT-18 | 2026-11-01 | 11 | 2027 | 2026 | FALL | 58 | 58 | 58 | 58 | 58 | 58 | 10 | 55 | 55 | 55 | 55 | 55 | 55 | 10
ALT-18 | 2026-12-01 | 12 | 2027 | 2026 | WINTER | 62 | 62 | 62 | 62 | 62 | 62 | 10 | 57 | 57 | 57 | 57 | 57 | 57 | 10
ALT-18 | 2027-01-01 | 1 | 2027 | 2027 | WINTER | 62 | 62 | 62 | 62 | 62 | 62 | 10 | 57 | 57 | 57 | 57 | 57 | 57 | 10
ALT-18 | 2027-02-01 | 2 | 2027 | 2027 | WINTER | 60 | 60 | 60 | 60 | 60 | 60 | 10 | 56 | 56 | 56 | 56 | 56 | 56 | 10
ALT-18 | 2027-03-01 | 3 | 2027 | 2027 | WINTER | 58 | 58 | 58 | 58 | 58 | 58 | 10 | 55 | 55 | 55 | 55 | 55 | 55 | 10
ALT-18 | 2027-04-01 | 4 | 2027 | 2027 | SPRING | 54 | 54 | 54 | 54 | 54 | 54 | 10 | 53 | 53 | 53 | 53 | 53 | 53 | 10
ALT-18 | 2027-05-01 | 5 | 2027 | 2027 | SPRING | 50 | 50 | 50 | 50 | 50 | 50 | 10 | 51 | 51 | 51 | 51 | 51 | 51 | 10
ALT-18 | 2027-06-01 | 6 | 2027 | 2027 | SUMMER | 46 | 46 | 46 | 46 | 46 | 46 | 10 | 49 | 49 | 49 | 49 | 49 | 49 | 10
ALT-18 | 2027-07-01 | 7 | 2027 | 2027 | SUMMER | 46 | 46 | 46 | 46 | 46 | 46 | 10 | 48 | 48 | 48 | 48 | 48 | 48 | 10
ALT-18 | 2027-08-01 | 8 | 2027 | 2027 | SUMMER | 46 | 46 | 46 | 46 | 46 | 46 | 10 | 49 | 49 | 49 | 49 | 49 | 49 | 10
ALT-18 | 2027-09-01 | 9 | 2027 | 2027 | SUMMER | 50 | 50 | 50 | 50 | 50 | 50 | 10 | 50 | 50 | 50 | 50 | 50 | 50 | 10
ALT-18 | 2027-10-01 | 10 | 2028 | 2027 | FALL | 54 | 54 | 54 | 54 | 54 | 54 | 10 | 53 | 53 | 53 | 53 | 53 | 53 | 10
ALT-18 | 2027-11-01 | 11 | 2028 | 2027 | FALL | 58 | 58 | 58 | 58 | 58 | 58 | 10 | 55 | 55 | 55 | 55 | 55 | 55 | 10
ALT-18 | 2027-12-01 | 12 | 2028 | 2027 | WINTER | 62 | 62 | 62 | 62 | 62 | 62 | 10 | 57 | 57 | 57 | 57 | 57 | 57 | 10
ALT-18 | 2028-01-01 | 1 | 2028 | 2028 | WINTER | 62 | 62 | 62 | 62 | 62 | 62 | 10 | 57 | 57 | 57 | 57 | 57 | 57 | 10
ALT-18 | 2028-02-01 | 2 | 2028 | 2028 | WINTER | 60 | 60 | 60 | 60 | 60 | 60 | 10 | 56 | 56 | 56 | 56 | 56 | 56 | 10
ALT-18 | 2028-03-01 | 3 | 2028 | 2028 | WINTER | 58 | 58 | 58 | 58 | 58 | 58 | 10 | 55 | 55 | 55 | 55 | 55 | 55 | 10
ALT-18 | 2028-04-01 | 4 | 2028 | 2028 | SPRING | 54 | 54 | 54 | 54 | 54 | 54 | 10 | 53 | 53 | 53 | 53 | 53 | 53 | 10
ALT-18 | 2028-05-01 | 5 | 2028 | 2028 | SPRING | 50 | 50 | 50 | 50 | 50 | 50 | 10 | 51 | 51 | 51 | 51 | 51 | 51 | 10
ALT-18 | 2028-06-01 | 6 | 2028 | 2028 | SUMMER | 46 | 46 | 46 | 46 | 46 | 46 | 10 | 49 | 49 | 49 | 49 | 49 | 49 | 10
ALT-18 | 2028-07-01 | 7 | 2028 | 2028 | SUMMER | 46 | 46 | 46 | 46 | 46 | 46 | 10 | 48 | 48 | 48 | 48 | 48 | 48 | 10
ALT-18 | 2028-08-01 | 8 | 2028 | 2028 | SUMMER | 46 | 46 | 46 | 46 | 46 | 46 | 10 | 49 | 49 | 49 | 49 | 49 | 49 | 10
ALT-18 | 2028-09-01 | 9 | 2028 | 2028 | SUMMER | 50 | 50 | 50 | 50 | 50 | 50 | 10 | 50 | 50 | 50 | 50 | 50 | 50 | 10
ALT-18 | 2028-10-01 | 10 | 2029 | 2028 | FALL | 54 | 54 | 54 | 54 | 54 | 54 | 10 | 53 | 53 | 53 | 53 | 53 | 53 | 10
ALT-18 | 2028-11-01 | 11 | 2029 | 2028 | FALL | 58 | 58 | 58 | 58 | 58 | 58 | 10 | 55 | 55 | 55 | 55 | 55 | 55 | 10
ALT-18 | 2028-12-01 | 12 | 2029 | 2028 | WINTER | 62 | 62 | 62 | 62 | 62 | 62 | 10 | 57 | 57 | 57 | 57 | 57 | 57 | 10
ALT-18 | 2029-01-01 | 1 | 2029 | 2029 | WINTER | 62 | 62 | 62 | 62 | 62 | 62 | 10 | 57 | 57 | 57 | 57 | 57 | 57 | 10
ALT-18 | 2029-02-01 | 2 | 2029 | 2029 | WINTER | 60 | 60 | 60 | 60 | 60 | 60 | 10 | 56 | 56 | 56 | 56 | 56 | 56 | 10
ALT-18 | 2029-03-01 | 3 | 2029 | 2029 | WINTER | 58 | 58 | 58 | 58 | 58 | 58 | 10 | 55 | 55 | 55 | 55 | 55 | 55 | 10
ALT-18 | 2029-04-01 | 4 | 2029 | 2029 | SPRING | 54 | 54 | 54 | 54 | 54 | 54 | 10 | 53 | 53 | 53 | 53 | 53 | 53 | 10
ALT-18 | 2029-05-01 | 5 | 2029 | 2029 | SPRING | 50 | 50 | 50 | 50 | 50 | 50 | 10 | 51 | 51 | 51 | 51 | 51 | 51 | 10
ALT-18 | 2029-06-01 | 6 | 2029 | 2029 | SUMMER | 46 | 46 | 46 | 46 | 46 | 46 | 10 | 49 | 49 | 49 | 49 | 49 | 49 | 10
ALT-18 | 2029-07-01 | 7 | 2029 | 2029 | SUMMER | 46 | 46 | 46 | 46 | 46 | 46 | 10 | 48 | 48 | 48 | 48 | 48 | 48 | 10
ALT-18 | 2029-08-01 | 8 | 2029 | 2029 | SUMMER | 46 | 46 | 46 | 46 | 46 | 46 | 10 | 49 | 49 | 49 | 49 | 49 | 49 | 10
ALT-18 | 2029-09-01 | 9 | 2029 | 2029 | SUMMER | 50 | 50 | 50 | 50 | 50 | 50 | 10 | 50 | 50 | 50 | 50 | 50 | 50 | 10
ALT-18 | 2029-10-01 | 10 | 2030 | 2029 | FALL | 54 | 54 | 54 | 54 | 54 | 54 | 10 | 53 | 53 | 53 | 53 | 53 | 53 | 10
ALT-18 | 2029-11-01 | 11 | 2030 | 2029 | FALL | 58 | 58 | 58 | 58 | 58 | 58 | 10 | 55 | 55 | 55 | 55 | 55 | 55 | 10
ALT-18 | 2029-12-01 | 12 | 2030 | 2029 | WINTER | 62 | 62 | 62 | 62 | 62 | 62 | 10 | 57 | 57 | 57 | 57 | 57 | 57 | 10
ALT-18 | 2030-01-01 | 1 | 2030 | 2030 | WINTER | 62 | 62 | 62 | 62 | 62 | 62 | 10 | 57 | 57 | 57 | 57 | 57 | 57 | 10
ALT-18 | 2030-02-01 | 2 | 2030 | 2030 | WINTER | 60 | 60 | 60 | 60 | 60 | 60 | 10 | 56 | 56 | 56 | 56 | 56 | 56 | 10
ALT-18 | 2030-03-01 | 3 | 2030 | 2030 | WINTER | 58 | 58 | 58 | 58 | 58 | 58 | 10 | 55 | 55 | 55 | 55 | 55 | 55 | 10
ALT-18 | 2030-04-01 | 4 | 2030 | 2030 | SPRING | 54 | 54 | 54 | 54 | 54 | 54 | 10 | 53 | 53 | 53 | 53 | 53 | 53 | 10
ALT-18 | 2030-05-01 | 5 | 2030 | 2030 | SPRING | 50 | 50 | 50 | 50 | 50 | 50 | 10 | 51 | 51 | 51 | 51 | 51 | 51 | 10
ALT-18 | 2030-06-01 | 6 | 2030 | 2030 | SUMMER | 46 | 46 | 46 | 46 | 46 | 46 | 10 | 49 | 49 | 49 | 49 | 49 | 49 | 10
ALT-18 | 2030-07-01 | 7 | 2030 | 2030 | SUMMER | 46 | 46 | 46 | 46 | 46 | 46 | 10 | 48 | 48 | 48 | 48 | 48 | 48 | 10
ALT-18 | 2030-08-01 | 8 | 2030 | 2030 | SUMMER | 46 | 46 | 46 | 46 | 46 | 46 | 10 | 49 | 49 | 49 | 49 | 49 | 49 | 10
ALT-18 | 2030-09-01 | 9 | 2030 | 2030 | SUMMER | 50 | 50 | 50 | 50 | 50 | 50 | 10 | 50 | 50 | 50 | 50 | 50 | 50 | 10
ALT-18 | 2030-10-01 | 10 | 2031 | 2030 | FALL | 54 | 54 | 54 | 54 | 54 | 54 | 10 | 53 | 53 | 53 | 53 | 53 | 53 | 10
ALT-18 | 2030-11-01 | 11 | 2031 | 2030 | FALL | 58 | 58 | 58 | 58 | 58 | 58 | 10 | 55 | 55 | 55 | 55 | 55 | 55 | 10
ALT-18 | 2030-12-01 | 12 | 2031 | 2030 | WINTER | 62 | 62 | 62 | 62 | 62 | 62 | 10 | 57 | 57 | 57 | 57 | 57 | 57 | 10
ALT-18 | 2031-01-01 | 1 | 2031 | 2031 | WINTER | 62 | 62 | 62 | 62 | 62 | 62 | 10 | 57 | 57 | 57 | 57 | 57 | 57 | 10
ALT-18 | 2031-02-01 | 2 | 2031 | 2031 | WINTER | 60 | 60 | 60 | 60 | 60 | 60 | 10 | 56 | 56 | 56 | 56 | 56 | 56 | 10
ALT-18 | 2031-03-01 | 3 | 2031 | 2031 | WINTER | 58 | 58 | 58 | 58 | 58 | 58 | 10 | 55 | 55 | 55 | 55 | 55 | 55 | 10
ALT-18 | 2031-04-01 | 4 | 2031 | 2031 | SPRING | 54 | 54 | 54 | 54 | 54 | 54 | 10 | 53 | 53 | 53 | 53 | 53 | 53 | 10
ALT-18 | 2031-05-01 | 5 | 2031 | 2031 | SPRING | 50 | 50 | 50 | 50 | 50 | 50 | 10 | 51 | 51 | 51 | 51 | 51 | 51 | 10
ALT-18 | 2031-06-01 | 6 | 2031 | 2031 | SUMMER | 46 | 46 | 46 | 46 | 46 | 46 | 10 | 49 | 49 | 49 | 49 | 49 | 49 | 10
ALT-18 | 2031-07-01 | 7 | 2031 | 2031 | SUMMER | 46 | 46 | 46 | 46 | 46 | 46 | 10 | 48 | 48 | 48 | 48 | 48 | 48 | 10
ALT-18 | 2031-08-01 | 8 | 2031 | 2031 | SUMMER | 46 | 46 | 46 | 46 | 46 | 46 | 10 | 49 | 49 | 49 | 49 | 49 | 49 | 10
ALT-18 | 2031-09-01 | 9 | 2031 | 2031 | SUMMER | 50 | 50 | 50 | 50 | 50 | 50 | 10 | 50 | 50 | 50 | 50 | 50 | 50 | 10
ALT-18 | 2031-10-01 | 10 | 2032 | 2031 | FALL | 54 | 54 | 54 | 54 | 54 | 54 | 10 | 53 | 53 | 53 | 53 | 53 | 53 | 10
ALT-18 | 2031-11-01 | 11 | 2032 | 2031 | FALL | 58 | 58 | 58 | 58 | 58 | 58 | 10 | 55 | 55 | 55 | 55 | 55 | 55 | 10
ALT-18 | 2031-12-01 | 12 | 2032 | 2031 | WINTER | 62 | 62 | 62 | 62 | 62 | 62 | 10 | 57 | 57 | 57 | 57 | 57 | 57 | 10
ALT-18 | 2032-01-01 | 1 | 2032 | 2032 | WINTER | 62 | 62 | 62 | 62 | 62 | 62 | 10 | 57 | 57 | 57 | 57 | 57 | 57 | 10
ALT-18 | 2032-02-01 | 2 | 2032 | 2032 | WINTER | 60 | 60 | 60 | 60 | 60 | 60 | 10 | 56 | 56 | 56 | 56 | 56 | 56 | 10
ALT-18 | 2032-03-01 | 3 | 2032 | 2032 | WINTER | 58 | 58 | 58 | 58 | 58 | 58 | 10 | 55 | 55 | 55 | 55 | 55 | 55 | 10
ALT-18 | 2032-04-01 | 4 | 2032 | 2032 | SPRING | 54 | 54 | 54 | 54 | 54 | 54 | 10 | 53 | 53 | 53 | 53 | 53 | 53 | 10
ALT-18 | 2032-05-01 | 5 | 2032 | 2032 | SPRING | 50 | 50 | 50 | 50 | 50 | 50 | 10 | 51 | 51 | 51 | 51 | 51 | 51 | 10
ALT-18 | 2032-06-01 | 6 | 2032 | 2032 | SUMMER | 46 | 46 | 46 | 46 | 46 | 46 | 10 | 49 | 49 | 49 | 49 | 49 | 49 | 10
ALT-18 | 2032-07-01 | 7 | 2032 | 2032 | SUMMER | 46 | 46 | 46 | 46 | 46 | 46 | 10 | 48 | 48 | 48 | 48 | 48 | 48 | 10
ALT-18 | 2032-08-01 | 8 | 2032 | 2032 | SUMMER | 46 | 46 | 46 | 46 | 46 | 46 | 10 | 49 | 49 | 49 | 49 | 49 | 49 | 10
ALT-18 | 2032-09-01 | 9 | 2032 | 2032 | SUMMER | 50 | 50 | 50 | 50 | 50 | 50 | 10 | 50 | 50 | 50 | 50 | 50 | 50 | 10
ALT-18 | 2032-10-01 | 10 | 2033 | 2032 | FALL | 54 | 54 | 54 | 54 | 54 | 54 | 10 | 53 | 53 | 53 | 53 | 53 | 53 | 10
ALT-18 | 2032-11-01 | 11 | 2033 | 2032 | FALL | 58 | 58 | 58 | 58 | 58 | 58 | 10 | 55 | 55 | 55 | 55 | 55 | 55 | 10
ALT-18 | 2032-12-01 | 12 | 2033 | 2032 | WINTER | 62 | 62 | 62 | 62 | 62 | 62 | 10 | 57 | 57 | 57 | 57 | 57 | 57 | 10
ALT-18 | 2033-01-01 | 1 | 2033 | 2033 | WINTER | 62 | 62 | 62 | 62 | 62 | 62 | 10 | 57 | 57 | 57 | 57 | 57 | 57 | 10
ALT-18 | 2033-02-01 | 2 | 2033 | 2033 | WINTER | 60 | 60 | 60 | 60 | 60 | 60 | 10 | 56 | 56 | 56 | 56 | 56 | 56 | 10
ALT-18 | 2033-03-01 | 3 | 2033 | 2033 | WINTER | 58 | 58 | 58 | 58 | 58 | 58 | 10 | 55 | 55 | 55 | 55 | 55 | 55 | 10
ALT-18 | 2033-04-01 | 4 | 2033 | 2033 | SPRING | 54 | 54 | 54 | 54 | 54 | 54 | 10 | 53 | 53 | 53 | 53 | 53 | 53 | 10
ALT-18 | 2033-05-01 | 5 | 2033 | 2033 | SPRING | 50 | 50 | 50 | 50 | 50 | 50 | 10 | 51 | 51 | 51 | 51 | 51 | 51 | 10
ALT-18 | 2033-06-01 | 6 | 2033 | 2033 | SUMMER | 46 | 46 | 46 | 46 | 46 | 46 | 10 | 49 | 49 | 49 | 49 | 49 | 49 | 10
ALT-18 | 2033-07-01 | 7 | 2033 | 2033 | SUMMER | 46 | 46 | 46 | 46 | 46 | 46 | 10 | 48 | 48 | 48 | 48 | 48 | 48 | 10
ALT-18 | 2033-08-01 | 8 | 2033 | 2033 | SUMMER | 46 | 46 | 46 | 46 | 46 | 46 | 10 | 49 | 49 | 49 | 49 | 49 | 49 | 10
ALT-18 | 2033-09-01 | 9 | 2033 | 2033 | SUMMER | 50 | 50 | 50 | 50 | 50 | 50 | 10 | 50 | 50 | 50 | 50 | 50 | 50 | 10
ALT-18 | 2033-10-01 | 10 | 2034 | 2033 | FALL | 54 | 54 | 54 | 54 | 54 | 54 | 10 | 53 | 53 | 53 | 53 | 53 | 53 | 10
ALT-18 | 2033-11-01 | 11 | 2034 | 2033 | FALL | 58 | 58 | 58 | 58 | 58 | 58 | 10 | 55 | 55 | 55 | 55 | 55 | 55 | 10
ALT-18 | 2033-12-01 | 12 | 2034 | 2033 | WINTER | 62 | 62 | 62 | 62 | 62 | 62 | 10 | 57 | 57 | 57 | 57 | 57 | 57 | 10
ALT-18 | 2034-01-01 | 1 | 2034 | 2034 | WINTER | 62 | 62 | 62 | 62 | 62 | 62 | 10 | 57 | 57 | 57 | 57 | 57 | 57 | 10
ALT-18 | 2034-02-01 | 2 | 2034 | 2034 | WINTER | 60 | 60 | 60 | 60 | 60 | 60 | 10 | 56 | 56 | 56 | 56 | 56 | 56 | 10
ALT-18 | 2034-03-01 | 3 | 2034 | 2034 | WINTER | 58 | 58 | 58 | 58 | 58 | 58 | 10 | 55 | 55 | 55 | 55 | 55 | 55 | 10
ALT-18 | 2034-04-01 | 4 | 2034 | 2034 | SPRING | 54 | 54 | 54 | 54 | 54 | 54 | 10 | 53 | 53 | 53 | 53 | 53 | 53 | 10
ALT-18 | 2034-05-01 | 5 | 2034 | 2034 | SPRING | 50 | 50 | 50 | 50 | 50 | 50 | 10 | 51 | 51 | 51 | 51 | 51 | 51 | 10
ALT-18 | 2034-06-01 | 6 | 2034 | 2034 | SUMMER | 46 | 46 | 46 | 46 | 46 | 46 | 10 | 49 | 49 | 49 | 49 | 49 | 49 | 10
ALT-18 | 2034-07-01 | 7 | 2034 | 2034 | SUMMER | 46 | 46 | 46 | 46 | 46 | 46 | 10 | 48 | 48 | 48 | 48 | 48 | 48 | 10
ALT-18 | 2034-08-01 | 8 | 2034 | 2034 | SUMMER | 46 | 46 | 46 | 46 | 46 | 46 | 10 | 49 | 49 | 49 | 49 | 49 | 49 | 10
ALT-18 | 2034-09-01 | 9 | 2034 | 2034 | SUMMER | 50 | 50 | 50 | 50 | 50 | 50 | 10 | 50 | 50 | 50 | 50 | 50 | 50 | 10
ALT-18 | 2034-10-01 | 10 | 2035 | 2034 | FALL | 54 | 54 | 54 | 54 | 54 | 54 | 10 | 53 | 53 | 53 | 53 | 53 | 53 | 10
ALT-18 | 2034-11-01 | 11 | 2035 | 2034 | FALL | 58 | 58 | 58 | 58 | 58 | 58 | 10 | 55 | 55 | 55 | 55 | 55 | 55 | 10
ALT-18 | 2034-12-01 | 12 | 2035 | 2034 | WINTER | 62 | 62 | 62 | 62 | 62 | 62 | 10 | 57 | 57 | 57 | 57 | 57 | 57 | 10
ALT-18 | 2035-01-01 | 1 | 2035 | 2035 | WINTER | 62 | 62 | 62 | 62 | 62 | 62 | 10 | 57 | 57 | 57 | 57 | 57 | 57 | 10
ALT-18 | 2035-02-01 | 2 | 2035 | 2035 | WINTER | 60 | 60 | 60 | 60 | 60 | 60 | 10 | 56 | 56 | 56 | 56 | 56 | 56 | 10
ALT-18 | 2035-03-01 | 3 | 2035 | 2035 | WINTER | 58 | 58 | 58 | 58 | 58 | 58 | 10 | 55 | 55 | 55 | 55 | 55 | 55 | 10
ALT-18 | 2035-04-01 | 4 | 2035 | 2035 | SPRING | 54 | 54 | 54 | 54 | 54 | 54 | 10 | 53 | 53 | 53 | 53 | 53 | 53 | 10
ALT-18 | 2035-05-01 | 5 | 2035 | 2035 | SPRING | 50 | 50 | 50 | 50 | 50 | 50 | 10 | 51 | 51 | 51 | 51 | 51 | 51 | 10
ALT-18 | 2035-06-01 | 6 | 2035 | 2035 | SUMMER | 46 | 46 | 46 | 46 | 46 | 46 | 10 | 49 | 49 | 49 | 49 | 49 | 49 | 10
ALT-18 | 2035-07-01 | 7 | 2035 | 2035 | SUMMER | 46 | 46 | 46 | 46 | 46 | 46 | 10 | 48 | 48 | 48 | 48 | 48 | 48 | 10
ALT-18 | 2035-08-01 | 8 | 2035 | 2035 | SUMMER | 46 | 46 | 46 | 46 | 46 | 46 | 10 | 49 | 49 | 49 | 49 | 49 | 49 | 10
ALT-18 | 2035-09-01 | 9 | 2035 | 2035 | SUMMER | 50 | 50 | 50 | 50 | 50 | 50 | 10 | 50 | 50 | 50 | 50 | 50 | 50 | 10
ALT-18 | 2035-10-01 | 10 | 2036 | 2035 | FALL | 54 | 54 | 54 | 54 | 54 | 54 | 10 | 53 | 53 | 53 | 53 | 53 | 53 | 10
ALT-18 | 2035-11-01 | 11 | 2036 | 2035 | FALL | 58 | 58 | 58 | 58 | 58 | 58 | 10 | 55 | 55 | 55 | 55 | 55 | 55 | 10
ALT-18 | 2035-12-01 | 12 | 2036 | 2035 | WINTER | 62 | 62 | 62 | 62 | 62 | 62 | 10 | 57 | 57 | 57 | 57 | 57 | 57 | 10
ALT-18 | 2036-01-01 | 1 | 2036 | 2036 | WINTER | 62 | 62 | 62 | 62 | 62 | 62 | 10 | 57 | 57 | 57 | 57 | 57 | 57 | 10
ALT-18 | 2036-02-01 | 2 | 2036 | 2036 | WINTER | 60 | 60 | 60 | 60 | 60 | 60 | 10 | 56 | 56 | 56 | 56 | 56 | 56 | 10
ALT-18 | 2036-03-01 | 3 | 2036 | 2036 | WINTER | 58 | 58 | 58 | 58 | 58 | 58 | 10 | 55 | 55 | 55 | 55 | 55 | 55 | 10
ALT-18 | 2036-04-01 | 4 | 2036 | 2036 | SPRING | 54 | 54 | 54 | 54 | 54 | 54 | 10 | 53 | 53 | 53 | 53 | 53 | 53 | 10
ALT-18 | 2036-05-01 | 5 | 2036 | 2036 | SPRING | 50 | 50 | 50 | 50 | 50 | 50 | 10 | 51 | 51 | 51 | 51 | 51 | 51 | 10
ALT-18 | 2036-06-01 | 6 | 2036 | 2036 | SUMMER | 46 | 46 | 46 | 46 | 46 | 46 | 10 | 49 | 49 | 49 | 49 | 49 | 49 | 10
ALT-18 | 2036-07-01 | 7 | 2036 | 2036 | SUMMER | 46 | 46 | 46 | 46 | 46 | 46 | 10 | 48 | 48 | 48 | 48 | 48 | 48 | 10
ALT-18 | 2036-08-01 | 8 | 2036 | 2036 | SUMMER | 46 | 46 | 46 | 46 | 46 | 46 | 10 | 49 | 49 | 49 | 49 | 49 | 49 | 10
ALT-18 | 2036-09-01 | 9 | 2036 | 2036 | SUMMER | 50 | 50 | 50 | 50 | 50 | 50 | 10 | 50 | 50 | 50 | 50 | 50 | 50 | 10
ALT-18 | 2036-10-01 | 10 | 2037 | 2036 | FALL | 54 | 54 | 54 | 54 | 54 | 54 | 10 | 53 | 53 | 53 | 53 | 53 | 53 | 10
ALT-18 | 2036-11-01 | 11 | 2037 | 2036 | FALL | 58 | 58 | 58 | 58 | 58 | 58 | 10 | 55 | 55 | 55 | 55 | 55 | 55 | 10
ALT-18 | 2036-12-01 | 12 | 2037 | 2036 | WINTER | 62 | 62 | 62 | 62 | 62 | 62 | 10 | 57 | 57 | 57 | 57 | 57 | 57 | 10
ALT-18 | 2037-01-01 | 1 | 2037 | 2037 | WINTER | 62 | 62 | 62 | 62 | 62 | 62 | 10 | 57 | 57 | 57 | 57 | 57 | 57 | 10
ALT-18 | 2037-02-01 | 2 | 2037 | 2037 | WINTER | 60 | 60 | 60 | 60 | 60 | 60 | 10 | 56 | 56 | 56 | 56 | 56 | 56 | 10
ALT-18 | 2037-03-01 | 3 | 2037 | 2037 | WINTER | 58 | 58 | 58 | 58 | 58 | 58 | 10 | 55 | 55 | 55 | 55 | 55 | 55 | 10
ALT-18 | 2037-04-01 | 4 | 2037 | 2037 | SPRING | 54 | 54 | 54 | 54 | 54 | 54 | 10 | 53 | 53 | 53 | 53 | 53 | 53 | 10
ALT-18 | 2037-05-01 | 5 | 2037 | 2037 | SPRING | 50 | 50 | 50 | 50 | 50 | 50 | 10 | 51 | 51 | 51 | 51 | 51 | 51 | 10
ALT-18 | 2037-06-01 | 6 | 2037 | 2037 | SUMMER | 46 | 46 | 46 | 46 | 46 | 46 | 10 | 49 | 49 | 49 | 49 | 49 | 49 | 10
ALT-18 | 2037-07-01 | 7 | 2037 | 2037 | SUMMER | 46 | 46 | 46 | 46 | 46 | 46 | 10 | 48 | 48 | 48 | 48 | 48 | 48 | 10
ALT-18 | 2037-08-01 | 8 | 2037 | 2037 | SUMMER | 46 | 46 | 46 | 46 | 46 | 46 | 10 | 49 | 49 | 49 | 49 | 49 | 49 | 10
ALT-18 | 2037-09-01 | 9 | 2037 | 2037 | SUMMER | 50 | 50 | 50 | 50 | 50 | 50 | 10 | 50 | 50 | 50 | 50 | 50 | 50 | 10
ALT-18 | 2037-10-01 | 10 | 2038 | 2037 | FALL | 54 | 54 | 54 | 54 | 54 | 54 | 10 | 53 | 53 | 53 | 53 | 53 | 53 | 10
ALT-18 | 2037-11-01 | 11 | 2038 | 2037 | FALL | 58 | 58 | 58 | 58 | 58 | 58 | 10 | 55 | 55 | 55 | 55 | 55 | 55 | 10
ALT-18 | 2037-12-01 | 12 | 2038 | 2037 | WINTER | 62 | 62 | 62 | 62 | 62 | 62 | 10 | 57 | 57 | 57 | 57 | 57 | 57 | 10
ALT-18 | 2038-01-01 | 1 | 2038 | 2038 | WINTER | 62 | 62 | 62 | 62 | 62 | 62 | 10 | 57 | 57 | 57 | 57 | 57 | 57 | 10
ALT-18 | 2038-02-01 | 2 | 2038 | 2038 | WINTER | 60 | 60 | 60 | 60 | 60 | 60 | 10 | 56 | 56 | 56 | 56 | 56 | 56 | 10
ALT-18 | 2038-03-01 | 3 | 2038 | 2038 | WINTER | 58 | 58 | 58 | 58 | 58 | 58 | 10 | 55 | 55 | 55 | 55 | 55 | 55 | 10
ALT-18 | 2038-04-01 | 4 | 2038 | 2038 | SPRING | 54 | 54 | 54 | 54 | 54 | 54 | 10 | 53 | 53 | 53 | 53 | 53 | 53 | 10
ALT-18 | 2038-05-01 | 5 | 2038 | 2038 | SPRING | 50 | 50 | 50 | 50 | 50 | 50 | 10 | 51 | 51 | 51 | 51 | 51 | 51 | 10
ALT-18 | 2038-06-01 | 6 | 2038 | 2038 | SUMMER | 46 | 46 | 46 | 46 | 46 | 46 | 10 | 49 | 49 | 49 | 49 | 49 | 49 | 10
ALT-18 | 2038-07-01 | 7 | 2038 | 2038 | SUMMER | 46 | 46 | 46 | 46 | 46 | 46 | 10 | 48 | 48 | 48 | 48 | 48 | 48 | 10
ALT-18 | 2038-08-01 | 8 | 2038 | 2038 | SUMMER | 46 | 46 | 46 | 46 | 46 | 46 | 10 | 49 | 49 | 49 | 49 | 49 | 49 | 10
ALT-18 | 2038-09-01 | 9 | 2038 | 2038 | SUMMER | 50 | 50 | 50 | 50 | 50 | 50 | 10 | 50 | 50 | 50 | 50 | 50 | 50 | 10
ALT-18 | 2038-10-01 | 10 | 2039 | 2038 | FALL | 54 | 54 | 54 | 54 | 54 | 54 | 10 | 53 | 53 | 53 | 53 | 53 | 53 | 10
ALT-18 | 2038-11-01 | 11 | 2039 | 2038 | FALL | 58 | 58 | 58 | 58 | 58 | 58 | 10 | 55 | 55 | 55 | 55 | 55 | 55 | 10
ALT-18 | 2038-12-01 | 12 | 2039 | 2038 | WINTER | 62 | 62 | 62 | 62 | 62 | 62 | 10 | 57 | 57 | 57 | 57 | 57 | 57 | 10
ALT-18 | 2039-01-01 | 1 | 2039 | 2039 | WINTER | 62 | 62 | 62 | 62 | 62 | 62 | 10 | 57 | 57 | 57 | 57 | 57 | 57 | 10
ALT-18 | 2039-02-01 | 2 | 2039 | 2039 | WINTER | 60 | 60 | 60 | 60 | 60 | 60 | 10 | 56 | 56 | 56 | 56 | 56 | 56 | 10
ALT-18 | 2039-03-01 | 3 | 2039 | 2039 | WINTER | 58 | 58 | 58 | 58 | 58 | 58 | 10 | 55 | 55 | 55 | 55 | 55 | 55 | 10
ALT-18 | 2039-04-01 | 4 | 2039 | 2039 | SPRING | 54 | 54 | 54 | 54 | 54 | 54 | 10 | 53 | 53 | 53 | 53 | 53 | 53 | 10
ALT-18 | 2039-05-01 | 5 | 2039 | 2039 | SPRING | 50 | 50 | 50 | 50 | 50 | 50 | 10 | 51 | 51 | 51 | 51 | 51 | 51 | 10
ALT-18 | 2039-06-01 | 6 | 2039 | 2039 | SUMMER | 46 | 46 | 46 | 46 | 46 | 46 | 10 | 49 | 49 | 49 | 49 | 49 | 49 | 10
ALT-18 | 2039-07-01 | 7 | 2039 | 2039 | SUMMER | 46 | 46 | 46 | 46 | 46 | 46 | 10 | 48 | 48 | 48 | 48 | 48 | 48 | 10
ALT-18 | 2039-08-01 | 8 | 2039 | 2039 | SUMMER | 46 | 46 | 46 | 46 | 46 | 46 | 10 | 49 | 49 | 49 | 49 | 49 | 49 | 10
ALT-18 | 2039-09-01 | 9 | 2039 | 2039 | SUMMER | 50 | 50 | 50 | 50 | 50 | 50 | 10 | 50 | 50 | 50 | 50 | 50 | 50 | 10
ALT-18 | 2039-10-01 | 10 | 2040 | 2039 | FALL | 54 | 54 | 54 | 54 | 54 | 54 | 10 | 53 | 53 | 53 | 53 | 53 | 53 | 10
ALT-18 | 2039-11-01 | 11 | 2040 | 2039 | FALL | 58 | 58 | 58 | 58 | 58 | 58 | 10 | 55 | 55 | 55 | 55 | 55 | 55 | 10
ALT-18 | 2039-12-01 | 12 | 2040 | 2039 | WINTER | 62 | 62 | 62 | 62 | 62 | 62 | 10 | 57 | 57 | 57 | 57 | 57 | 57 | 10
ALT-18 | 2040-01-01 | 1 | 2040 | 2040 | WINTER | 62 | 62 | 62 | 62 | 62 | 62 | 10 | 57 | 57 | 57 | 57 | 57 | 57 | 10
ALT-18 | 2040-02-01 | 2 | 2040 | 2040 | WINTER | 60 | 60 | 60 | 60 | 60 | 60 | 10 | 56 | 56 | 56 | 56 | 56 | 56 | 10
ALT-18 | 2040-03-01 | 3 | 2040 | 2040 | WINTER | 58 | 58 | 58 | 58 | 58 | 58 | 10 | 55 | 55 | 55 | 55 | 55 | 55 | 10
ALT-18 | 2040-04-01 | 4 | 2040 | 2040 | SPRING | 54 | 54 | 54 | 54 | 54 | 54 | 10 | 53 | 53 | 53 | 53 | 53 | 53 | 10
ALT-18 | 2040-05-01 | 5 | 2040 | 2040 | SPRING | 50 | 50 | 50 | 50 | 50 | 50 | 10 | 51 | 51 | 51 | 51 | 51 | 51 | 10
ALT-18 | 2040-06-01 | 6 | 2040 | 2040 | SUMMER | 46 | 46 | 46 | 46 | 46 | 46 | 10 | 49 | 49 | 49 | 49 | 49 | 49 | 10
ALT-18 | 2040-07-01 | 7 | 2040 | 2040 | SUMMER | 46 | 46 | 46 | 46 | 46 | 46 | 10 | 48 | 48 | 48 | 48 | 48 | 48 | 10
ALT-18 | 2040-08-01 | 8 | 2040 | 2040 | SUMMER | 46 | 46 | 46 | 46 | 46 | 46 | 10 | 49 | 49 | 49 | 49 | 49 | 49 | 10
ALT-18 | 2040-09-01 | 9 | 2040 | 2040 | SUMMER | 50 | 50 | 50 | 50 | 50 | 50 | 10 | 50 | 50 | 50 | 50 | 50 | 50 | 10
ALT-18 | 2040-10-01 | 10 | 2041 | 2040 | FALL | 54 | 54 | 54 | 54 | 54 | 54 | 10 | 53 | 53 | 53 | 53 | 53 | 53 | 10
ALT-18 | 2040-11-01 | 11 | 2041 | 2040 | FALL | 58 | 58 | 58 | 58 | 58 | 58 | 10 | 55 | 55 | 55 | 55 | 55 | 55 | 10
ALT-18 | 2040-12-01 | 12 | 2041 | 2040 | WINTER | 62 | 62 | 62 | 62 | 62 | 62 | 10 | 57 | 57 | 57 | 57 | 57 | 57 | 10
ALT-18 | 2041-01-01 | 1 | 2041 | 2041 | WINTER | 62 | 62 | 62 | 62 | 62 | 62 | 10 | 57 | 57 | 57 | 57 | 57 | 57 | 10
ALT-18 | 2041-02-01 | 2 | 2041 | 2041 | WINTER | 60 | 60 | 60 | 60 | 60 | 60 | 10 | 56 | 56 | 56 | 56 | 56 | 56 | 10
ALT-18 | 2041-03-01 | 3 | 2041 | 2041 | WINTER | 58 | 58 | 58 | 58 | 58 | 58 | 10 | 55 | 55 | 55 | 55 | 55 | 55 | 10
ALT-18 | 2041-04-01 | 4 | 2041 | 2041 | SPRING | 54 | 54 | 54 | 54 | 54 | 54 | 10 | 53 | 53 | 53 | 53 | 53 | 53 | 10
ALT-18 | 2041-05-01 | 5 | 2041 | 2041 | SPRING | 50 | 50 | 50 | 50 | 50 | 50 | 10 | 51 | 51 | 51 | 51 | 51 | 51 | 10
ALT-18 | 2041-06-01 | 6 | 2041 | 2041 | SUMMER | 46 | 46 | 46 | 46 | 46 | 46 | 10 | 49 | 49 | 49 | 49 | 49 | 49 | 10
ALT-18 | 2041-07-01 | 7 | 2041 | 2041 | SUMMER | 46 | 46 | 46 | 46 | 46 | 46 | 10 | 48 | 48 | 48 | 48 | 48 | 48 | 10
ALT-18 | 2041-08-01 | 8 | 2041 | 2041 | SUMMER | 46 | 46 | 46 | 46 | 46 | 46 | 10 | 49 | 49 | 49 | 49 | 49 | 49 | 10
ALT-18 | 2041-09-01 | 9 | 2041 | 2041 | SUMMER | 50 | 50 | 50 | 50 | 50 | 50 | 10 | 50 | 50 | 50 | 50 | 50 | 50 | 10
ALT-18 | 2041-10-01 | 10 | 2042 | 2041 | FALL | 54 | 54 | 54 | 54 | 54 | 54 | 10 | 53 | 53 | 53 | 53 | 53 | 53 | 10
ALT-18 | 2041-11-01 | 11 | 2042 | 2041 | FALL | 58 | 58 | 58 | 58 | 58 | 58 | 10 | 55 | 55 | 55 | 55 | 55 | 55 | 10
ALT-18 | 2041-12-01 | 12 | 2042 | 2041 | WINTER | 62 | 62 | 62 | 62 | 62 | 62 | 10 | 57 | 57 | 57 | 57 | 57 | 57 | 10
ALT-18 | 2042-01-01 | 1 | 2042 | 2042 | WINTER | 62 | 62 | 62 | 62 | 62 | 62 | 10 | 57 | 57 | 57 | 57 | 57 | 57 | 10
ALT-18 | 2042-02-01 | 2 | 2042 | 2042 | WINTER | 60 | 60 | 60 | 60 | 60 | 60 | 10 | 56 | 56 | 56 | 56 | 56 | 56 | 10
ALT-18 | 2042-03-01 | 3 | 2042 | 2042 | WINTER | 58 | 58 | 58 | 58 | 58 | 58 | 10 | 55 | 55 | 55 | 55 | 55 | 55 | 10
ALT-18 | 2042-04-01 | 4 | 2042 | 2042 | SPRING | 54 | 54 | 54 | 54 | 54 | 54 | 10 | 53 | 53 | 53 | 53 | 53 | 53 | 10
ALT-18 | 2042-05-01 | 5 | 2042 | 2042 | SPRING | 50 | 50 | 50 | 50 | 50 | 50 | 10 | 51 | 51 | 51 | 51 | 51 | 51 | 10
ALT-18 | 2042-06-01 | 6 | 2042 | 2042 | SUMMER | 46 | 46 | 46 | 46 | 46 | 46 | 10 | 49 | 49 | 49 | 49 | 49 | 49 | 10
ALT-18 | 2042-07-01 | 7 | 2042 | 2042 | SUMMER | 46 | 46 | 46 | 46 | 46 | 46 | 10 | 48 | 48 | 48 | 48 | 48 | 48 | 10
ALT-18 | 2042-08-01 | 8 | 2042 | 2042 | SUMMER | 46 | 46 | 46 | 46 | 46 | 46 | 10 | 49 | 49 | 49 | 49 | 49 | 49 | 10
ALT-18 | 2042-09-01 | 9 | 2042 | 2042 | SUMMER | 50 | 50 | 50 | 50 | 50 | 50 | 10 | 50 | 50 | 50 | 50 | 50 | 50 | 10
ALT-18 | 2042-10-01 | 10 | 2043 | 2042 | FALL | 54 | 54 | 54 | 54 | 54 | 54 | 10 | 53 | 53 | 53 | 53 | 53 | 53 | 10
ALT-18 | 2042-11-01 | 11 | 2043 | 2042 | FALL | 58 | 58 | 58 | 58 | 58 | 58 | 10 | 55 | 55 | 55 | 55 | 55 | 55 | 10
ALT-18 | 2042-12-01 | 12 | 2043 | 2042 | WINTER | 62 | 62 | 62 | 62 | 62 | 62 | 10 | 57 | 57 | 57 | 57 | 57 | 57 | 10
ALT-18 | 2043-01-01 | 1 | 2043 | 2043 | WINTER | 62 | 62 | 62 | 62 | 62 | 62 | 10 | 57 | 57 | 57 | 57 | 57 | 57 | 10
ALT-18 | 2043-02-01 | 2 | 2043 | 2043 | WINTER | 60 | 60 | 60 | 60 | 60 | 60 | 10 | 56 | 56 | 56 | 56 | 56 | 56 | 10
ALT-18 | 2043-03-01 | 3 | 2043 | 2043 | WINTER | 58 | 58 | 58 | 58 | 58 | 58 | 10 | 55 | 55 | 55 | 55 | 55 | 55 | 10
ALT-18 | 2043-04-01 | 4 | 2043 | 2043 | SPRING | 54 | 54 | 54 | 54 | 54 | 54 | 10 | 53 | 53 | 53 | 53 | 53 | 53 | 10
ALT-18 | 2043-05-01 | 5 | 2043 | 2043 | SPRING | 50 | 50 | 50 | 50 | 50 | 50 | 10 | 51 | 51 | 51 | 51 | 51 | 51 | 10
ALT-18 | 2043-06-01 | 6 | 2043 | 2043 | SUMMER | 46 | 46 | 46 | 46 | 46 | 46 | 10 | 49 | 49 | 49 | 49 | 49 | 49 | 10
ALT-18 | 2043-07-01 | 7 | 2043 | 2043 | SUMMER | 46 | 46 | 46 | 46 | 46 | 46 | 10 | 48 | 48 | 48 | 48 | 48 | 48 | 10
ALT-18 | 2043-08-01 | 8 | 2043 | 2043 | SUMMER | 46 | 46 | 46 | 46 | 46 | 46 | 10 | 49 | 49 | 49 | 49 | 49 | 49 | 10
ALT-18 | 2043-09-01 | 9 | 2043 | 2043 | SUMMER | 50 | 50 | 50 | 50 | 50 | 50 | 10 | 50 | 50 | 50 | 50 | 50 | 50 | 10
ALT-18 | 2043-10-01 | 10 | 2044 | 2043 | FALL | 54 | 54 | 54 | 54 | 54 | 54 | 10 | 53 | 53 | 53 | 53 | 53 | 53 | 10
ALT-18 | 2043-11-01 | 11 | 2044 | 2043 | FALL | 58 | 58 | 58 | 58 | 58 | 58 | 10 | 55 | 55 | 55 | 55 | 55 | 55 | 10
ALT-18 | 2043-12-01 | 12 | 2044 | 2043 | WINTER | 62 | 62 | 62 | 62 | 62 | 62 | 10 | 57 | 57 | 57 | 57 | 57 | 57 | 10
ALT-18 | 2044-01-01 | 1 | 2044 | 2044 | WINTER | 62 | 62 | 62 | 62 | 62 | 62 | 10 | 57 | 57 | 57 | 57 | 57 | 57 | 10
ALT-18 | 2044-02-01 | 2 | 2044 | 2044 | WINTER | 60 | 60 | 60 | 60 | 60 | 60 | 10 | 56 | 56 | 56 | 56 | 56 | 56 | 10
ALT-18 | 2044-03-01 | 3 | 2044 | 2044 | WINTER | 58 | 58 | 58 | 58 | 58 | 58 | 10 | 55 | 55 | 55 | 55 | 55 | 55 | 10
ALT-18 | 2044-04-01 | 4 | 2044 | 2044 | SPRING | 54 | 54 | 54 | 54 | 54 | 54 | 10 | 53 | 53 | 53 | 53 | 53 | 53 | 10
ALT-18 | 2044-05-01 | 5 | 2044 | 2044 | SPRING | 50 | 50 | 50 | 50 | 50 | 50 | 10 | 51 | 51 | 51 | 51 | 51 | 51 | 10
ALT-18 | 2044-06-01 | 6 | 2044 | 2044 | SUMMER | 46 | 46 | 46 | 46 | 46 | 46 | 10 | 49 | 49 | 49 | 49 | 49 | 49 | 10
ALT-18 | 2044-07-01 | 7 | 2044 | 2044 | SUMMER | 46 | 46 | 46 | 46 | 46 | 46 | 10 | 48 | 48 | 48 | 48 | 48 | 48 | 10
ALT-18 | 2044-08-01 | 8 | 2044 | 2044 | SUMMER | 46 | 46 | 46 | 46 | 46 | 46 | 10 | 49 | 49 | 49 | 49 | 49 | 49 | 10
ALT-18 | 2044-09-01 | 9 | 2044 | 2044 | SUMMER | 50 | 50 | 50 | 50 | 50 | 50 | 10 | 50 | 50 | 50 | 50 | 50 | 50 | 10
ALT-18 | 2044-10-01 | 10 | 2045 | 2044 | FALL | 54 | 54 | 54 | 54 | 54 | 54 | 10 | 53 | 53 | 53 | 53 | 53 | 53 | 10
ALT-18 | 2044-11-01 | 11 | 2045 | 2044 | FALL | 58 | 58 | 58 | 58 | 58 | 58 | 10 | 55 | 55 | 55 | 55 | 55 | 55 | 10
ALT-18 | 2044-12-01 | 12 | 2045 | 2044 | WINTER | 62 | 62 | 62 | 62 | 62 | 62 | 10 | 57 | 57 | 57 | 57 | 57 | 57 | 10
ALT-18 | 2045-01-01 | 1 | 2045 | 2045 | WINTER | 62 | 62 | 62 | 62 | 62 | 62 | 10 | 57 | 57 | 57 | 57 | 57 | 57 | 10
ALT-18 | 2045-02-01 | 2 | 2045 | 2045 | WINTER | 60 | 60 | 60 | 60 | 60 | 60 | 10 | 56 | 56 | 56 | 56 | 56 | 56 | 10
ALT-18 | 2045-03-01 | 3 | 2045 | 2045 | WINTER | 58 | 58 | 58 | 58 | 58 | 58 | 10 | 55 | 55 | 55 | 55 | 55 | 55 | 10
ALT-18 | 2045-04-01 | 4 | 2045 | 2045 | SPRING | 54 | 54 | 54 | 54 | 54 | 54 | 10 | 53 | 53 | 53 | 53 | 53 | 53 | 10
ALT-18 | 2045-05-01 | 5 | 2045 | 2045 | SPRING | 50 | 50 | 50 | 50 | 50 | 50 | 10 | 51 | 51 | 51 | 51 | 51 | 51 | 10
ALT-18 | 2045-06-01 | 6 | 2045 | 2045 | SUMMER | 46 | 46 | 46 | 46 | 46 | 46 | 10 | 49 | 49 | 49 | 49 | 49 | 49 | 10
ALT-18 | 2045-07-01 | 7 | 2045 | 2045 | SUMMER | 46 | 46 | 46 | 46 | 46 | 46 | 10 | 48 | 48 | 48 | 48 | 48 | 48 | 10
ALT-18 | 2045-08-01 | 8 | 2045 | 2045 | SUMMER | 46 | 46 | 46 | 46 | 46 | 46 | 10 | 49 | 49 | 49 | 49 | 49 | 49 | 10
ALT-18 | 2045-09-01 | 9 | 2045 | 2045 | SUMMER | 50 | 50 | 50 | 50 | 50 | 50 | 10 | 50 | 50 | 50 | 50 | 50 | 50 | 10
ALT-18 | 2045-10-01 | 10 | 2046 | 2045 | FALL | 54 | 54 | 54 | 54 | 54 | 54 | 10 | 53 | 53 | 53 | 53 | 53 | 53 | 10
ALT-18 | 2045-11-01 | 11 | 2046 | 2045 | FALL | 58 | 58 | 58 | 58 | 58 | 58 | 10 | 55 | 55 | 55 | 55 | 55 | 55 | 10
ALT-18 | 2045-12-01 | 12 | 2046 | 2045 | WINTER | 62 | 62 | 62 | 62 | 62 | 62 | 10 | 57 | 57 | 57 | 57 | 57 | 57 | 10
ALT-18 | 2046-01-01 | 1 | 2046 | 2046 | WINTER | 62 | 62 | 62 | 62 | 62 | 62 | 10 | 57 | 57 | 57 | 57 | 57 | 57 | 10
ALT-18 | 2046-02-01 | 2 | 2046 | 2046 | WINTER | 60 | 60 | 60 | 60 | 60 | 60 | 10 | 56 | 56 | 56 | 56 | 56 | 56 | 10
ALT-18 | 2046-03-01 | 3 | 2046 | 2046 | WINTER | 58 | 58 | 58 | 58 | 58 | 58 | 10 | 55 | 55 | 55 | 55 | 55 | 55 | 10
ALT-18 | 2046-04-01 | 4 | 2046 | 2046 | SPRING | 54 | 54 | 54 | 54 | 54 | 54 | 10 | 53 | 53 | 53 | 53 | 53 | 53 | 10
ALT-18 | 2046-05-01 | 5 | 2046 | 2046 | SPRING | 50 | 50 | 50 | 50 | 50 | 50 | 10 | 51 | 51 | 51 | 51 | 51 | 51 | 10
ALT-18 | 2046-06-01 | 6 | 2046 | 2046 | SUMMER | 46 | 46 | 46 | 46 | 46 | 46 | 10 | 49 | 49 | 49 | 49 | 49 | 49 | 10
ALT-18 | 2046-07-01 | 7 | 2046 | 2046 | SUMMER | 46 | 46 | 46 | 46 | 46 | 46 | 10 | 48 | 48 | 48 | 48 | 48 | 48 | 10
ALT-18 | 2046-08-01 | 8 | 2046 | 2046 | SUMMER | 46 | 46 | 46 | 46 | 46 | 46 | 10 | 49 | 49 | 49 | 49 | 49 | 49 | 10
ALT-18 | 2046-09-01 | 9 | 2046 | 2046 | SUMMER | 50 | 50 | 50 | 50 | 50 | 50 | 10 | 50 | 50 | 50 | 50 | 50 | 50 | 10
ALT-18 | 2046-10-01 | 10 | 2047 | 2046 | FALL | 54 | 54 | 54 | 54 | 54 | 54 | 10 | 53 | 53 | 53 | 53 | 53 | 53 | 10
ALT-18 | 2046-11-01 | 11 | 2047 | 2046 | FALL | 58 | 58 | 58 | 58 | 58 | 58 | 10 | 55 | 55 | 55 | 55 | 55 | 55 | 10
ALT-18 | 2046-12-01 | 12 | 2047 | 2046 | WINTER | 62 | 62 | 62 | 62 | 62 | 62 | 10 | 57 | 57 | 57 | 57 | 57 | 57 | 10
ALT-18 | 2047-01-01 | 1 | 2047 | 2047 | WINTER | 62 | 62 | 62 | 62 | 62 | 62 | 10 | 57 | 57 | 57 | 57 | 57 | 57 | 10
ALT-18 | 2047-02-01 | 2 | 2047 | 2047 | WINTER | 60 | 60 | 60 | 60 | 60 | 60 | 10 | 56 | 56 | 56 | 56 | 56 | 56 | 10
ALT-18 | 2047-03-01 | 3 | 2047 | 2047 | WINTER | 58 | 58 | 58 | 58 | 58 | 58 | 10 | 55 | 55 | 55 | 55 | 55 | 55 | 10
ALT-18 | 2047-04-01 | 4 | 2047 | 2047 | SPRING | 54 | 54 | 54 | 54 | 54 | 54 | 10 | 53 | 53 | 53 | 53 | 53 | 53 | 10
ALT-18 | 2047-05-01 | 5 | 2047 | 2047 | SPRING | 50 | 50 | 50 | 50 | 50 | 50 | 10 | 51 | 51 | 51 | 51 | 51 | 51 | 10
ALT-18 | 2047-06-01 | 6 | 2047 | 2047 | SUMMER | 46 | 46 | 46 | 46 | 46 | 46 | 10 | 49 | 49 | 49 | 49 | 49 | 49 | 10
ALT-18 | 2047-07-01 | 7 | 2047 | 2047 | SUMMER | 46 | 46 | 46 | 46 | 46 | 46 | 10 | 48 | 48 | 48 | 48 | 48 | 48 | 10
ALT-18 | 2047-08-01 | 8 | 2047 | 2047 | SUMMER | 46 | 46 | 46 | 46 | 46 | 46 | 10 | 49 | 49 | 49 | 49 | 49 | 49 | 10
ALT-18 | 2047-09-01 | 9 | 2047 | 2047 | SUMMER | 50 | 50 | 50 | 50 | 50 | 50 | 10 | 50 | 50 | 50 | 50 | 50 | 50 | 10
ALT-19 | 2016-10-01 | 10 | 2017 | 2016 | FALL | 54 | 54 | 54 | 54 | 54 | 54 | 10 | 53 | 53 | 53 | 53 | 53 | 53 | 10
ALT-19 | 2016-11-01 | 11 | 2017 | 2016 | FALL | 58 | 58 | 58 | 58 | 58 | 58 | 10 | 55 | 55 | 55 | 55 | 55 | 55 | 10
ALT-19 | 2016-12-01 | 12 | 2017 | 2016 | WINTER | 62 | 62 | 62 | 62 | 62 | 62 | 10 | 57 | 57 | 57 | 57 | 57 | 57 | 10
ALT-19 | 2017-01-01 | 1 | 2017 | 2017 | WINTER | 62 | 62 | 62 | 62 | 62 | 62 | 10 | 57 | 57 | 57 | 57 | 57 | 57 | 10
ALT-19 | 2017-02-01 | 2 | 2017 | 2017 | WINTER | 60 | 60 | 60 | 60 | 60 | 60 | 10 | 56 | 56 | 56 | 56 | 56 | 56 | 10
ALT-19 | 2017-03-01 | 3 | 2017 | 2017 | WINTER | 58 | 58 | 58 | 58 | 58 | 58 | 10 | 55 | 55 | 55 | 55 | 55 | 55 | 10
ALT-19 | 2017-04-01 | 4 | 2017 | 2017 | SPRING | 54 | 54 | 54 | 54 | 54 | 54 | 10 | 53 | 53 | 53 | 53 | 53 | 53 | 10
ALT-19 | 2017-05-01 | 5 | 2017 | 2017 | SPRING | 50 | 50 | 50 | 50 | 50 | 50 | 10 | 51 | 51 | 51 | 51 | 51 | 51 | 10
ALT-19 | 2017-06-01 | 6 | 2017 | 2017 | SUMMER | 46 | 46 | 46 | 46 | 46 | 46 | 10 | 49 | 49 | 49 | 49 | 49 | 49 | 10
ALT-19 | 2017-07-01 | 7 | 2017 | 2017 | SUMMER | 46 | 46 | 46 | 46 | 46 | 46 | 10 | 48 | 48 | 48 | 48 | 48 | 48 | 10
ALT-19 | 2017-08-01 | 8 | 2017 | 2017 | SUMMER | 46 | 46 | 46 | 46 | 46 | 46 | 10 | 49 | 49 | 49 | 49 | 49 | 49 | 10
ALT-19 | 2017-09-01 | 9 | 2017 | 2017 | SUMMER | 50 | 50 | 50 | 50 | 50 | 50 | 10 | 50 | 50 | 50 | 50 | 50 | 50 | 10
ALT-19 | 2017-10-01 | 10 | 2018 | 2017 | FALL | 54 | 54 | 54 | 54 | 54 | 54 | 10 | 53 | 53 | 53 | 53 | 53 | 53 | 10
ALT-19 | 2017-11-01 | 11 | 2018 | 2017 | FALL | 58 | 58 | 58 | 58 | 58 | 58 | 10 | 55 | 55 | 55 | 55 | 55 | 55 | 10
ALT-19 | 2017-12-01 | 12 | 2018 | 2017 | WINTER | 62 | 62 | 62 | 62 | 62 | 62 | 10 | 57 | 57 | 57 | 57 | 57 | 57 | 10
ALT-19 | 2018-01-01 | 1 | 2018 | 2018 | WINTER | 62 | 62 | 62 | 62 | 62 | 62 | 10 | 57 | 57 | 57 | 57 | 57 | 57 | 10
ALT-19 | 2018-02-01 | 2 | 2018 | 2018 | WINTER | 60 | 60 | 60 | 60 | 60 | 60 | 10 | 56 | 56 | 56 | 56 | 56 | 56 | 10
ALT-19 | 2018-03-01 | 3 | 2018 | 2018 | WINTER | 58 | 58 | 58 | 58 | 58 | 58 | 10 | 55 | 55 | 55 | 55 | 55 | 55 | 10
ALT-19 | 2018-04-01 | 4 | 2018 | 2018 | SPRING | 54 | 54 | 54 | 54 | 54 | 54 | 10 | 53 | 53 | 53 | 53 | 53 | 53 | 10
ALT-19 | 2018-05-01 | 5 | 2018 | 2018 | SPRING | 50 | 50 | 50 | 50 | 50 | 50 | 10 | 51 | 51 | 51 | 51 | 51 | 51 | 10
ALT-19 | 2018-06-01 | 6 | 2018 | 2018 | SUMMER | 46 | 46 | 46 | 46 | 46 | 46 | 10 | 49 | 49 | 49 | 49 | 49 | 49 | 10
ALT-19 | 2018-07-01 | 7 | 2018 | 2018 | SUMMER | 46 | 46 | 46 | 46 | 46 | 46 | 10 | 48 | 48 | 48 | 48 | 48 | 48 | 10
ALT-19 | 2018-08-01 | 8 | 2018 | 2018 | SUMMER | 46 | 46 | 46 | 46 | 46 | 46 | 10 | 49 | 49 | 49 | 49 | 49 | 49 | 10
ALT-19 | 2018-09-01 | 9 | 2018 | 2018 | SUMMER | 50 | 50 | 50 | 50 | 50 | 50 | 10 | 50 | 50 | 50 | 50 | 50 | 50 | 10
ALT-19 | 2018-10-01 | 10 | 2019 | 2018 | FALL | 54 | 54 | 54 | 54 | 54 | 54 | 10 | 53 | 53 | 53 | 53 | 53 | 53 | 10
ALT-19 | 2018-11-01 | 11 | 2019 | 2018 | FALL | 58 | 58 | 58 | 58 | 58 | 58 | 10 | 55 | 55 | 55 | 55 | 55 | 55 | 10
ALT-19 | 2018-12-01 | 12 | 2019 | 2018 | WINTER | 62 | 62 | 62 | 62 | 62 | 62 | 10 | 57 | 57 | 57 | 57 | 57 | 57 | 10
ALT-19 | 2019-01-01 | 1 | 2019 | 2019 | WINTER | 62 | 62 | 62 | 62 | 62 | 62 | 10 | 57 | 57 | 57 | 57 | 57 | 57 | 10
ALT-19 | 2019-02-01 | 2 | 2019 | 2019 | WINTER | 60 | 60 | 60 | 60 | 60 | 60 | 10 | 56 | 56 | 56 | 56 | 56 | 56 | 10
ALT-19 | 2019-03-01 | 3 | 2019 | 2019 | WINTER | 58 | 58 | 58 | 58 | 58 | 58 | 10 | 55 | 55 | 55 | 55 | 55 | 55 | 10
ALT-19 | 2019-04-01 | 4 | 2019 | 2019 | SPRING | 54 | 54 | 54 | 54 | 54 | 54 | 10 | 53 | 53 | 53 | 53 | 53 | 53 | 10
ALT-19 | 2019-05-01 | 5 | 2019 | 2019 | SPRING | 50 | 50 | 50 | 50 | 50 | 50 | 10 | 51 | 51 | 51 | 51 | 51 | 51 | 10
ALT-19 | 2019-06-01 | 6 | 2019 | 2019 | SUMMER | 46 | 46 | 46 | 46 | 46 | 46 | 10 | 49 | 49 | 49 | 49 | 49 | 49 | 10
ALT-19 | 2019-07-01 | 7 | 2019 | 2019 | SUMMER | 46 | 46 | 46 | 46 | 46 | 46 | 10 | 48 | 48 | 48 | 48 | 48 | 48 | 10
ALT-19 | 2019-08-01 | 8 | 2019 | 2019 | SUMMER | 46 | 46 | 46 | 46 | 46 | 46 | 10 | 49 | 49 | 49 | 49 | 49 | 49 | 10
ALT-19 | 2019-09-01 | 9 | 2019 | 2019 | SUMMER | 50 | 50 | 50 | 50 | 50 | 50 | 10 | 50 | 50 | 50 | 50 | 50 | 50 | 10
ALT-19 | 2019-10-01 | 10 | 2020 | 2019 | FALL | 54 | 54 | 54 | 54 | 54 | 54 | 10 | 53 | 53 | 53 | 53 | 53 | 53 | 10
ALT-19 | 2019-11-01 | 11 | 2020 | 2019 | FALL | 58 | 58 | 58 | 58 | 58 | 58 | 10 | 55 | 55 | 55 | 55 | 55 | 55 | 10
ALT-19 | 2019-12-01 | 12 | 2020 | 2019 | WINTER | 62 | 62 | 62 | 62 | 62 | 62 | 10 | 57 | 57 | 57 | 57 | 57 | 57 | 10
ALT-19 | 2020-01-01 | 1 | 2020 | 2020 | WINTER | 62 | 62 | 62 | 62 | 62 | 62 | 10 | 57 | 57 | 57 | 57 | 57 | 57 | 10
ALT-19 | 2020-02-01 | 2 | 2020 | 2020 | WINTER | 60 | 60 | 60 | 60 | 60 | 60 | 10 | 56 | 56 | 56 | 56 | 56 | 56 | 10
ALT-19 | 2020-03-01 | 3 | 2020 | 2020 | WINTER | 58 | 58 | 58 | 58 | 58 | 58 | 10 | 55 | 55 | 55 | 55 | 55 | 55 | 10
ALT-19 | 2020-04-01 | 4 | 2020 | 2020 | SPRING | 54 | 54 | 54 | 54 | 54 | 54 | 10 | 53 | 53 | 53 | 53 | 53 | 53 | 10
ALT-19 | 2020-05-01 | 5 | 2020 | 2020 | SPRING | 50 | 50 | 50 | 50 | 50 | 50 | 10 | 51 | 51 | 51 | 51 | 51 | 51 | 10
ALT-19 | 2020-06-01 | 6 | 2020 | 2020 | SUMMER | 46 | 46 | 46 | 46 | 46 | 46 | 10 | 49 | 49 | 49 | 49 | 49 | 49 | 10
ALT-19 | 2020-07-01 | 7 | 2020 | 2020 | SUMMER | 46 | 46 | 46 | 46 | 46 | 46 | 10 | 48 | 48 | 48 | 48 | 48 | 48 | 10
ALT-19 | 2020-08-01 | 8 | 2020 | 2020 | SUMMER | 46 | 46 | 46 | 46 | 46 | 46 | 10 | 49 | 49 | 49 | 49 | 49 | 49 | 10
ALT-19 | 2020-09-01 | 9 | 2020 | 2020 | SUMMER | 50 | 50 | 50 | 50 | 50 | 50 | 10 | 50 | 50 | 50 | 50 | 50 | 50 | 10
ALT-19 | 2020-10-01 | 10 | 2021 | 2020 | FALL | 54 | 54 | 54 | 54 | 54 | 54 | 10 | 53 | 53 | 53 | 53 | 53 | 53 | 10
ALT-19 | 2020-11-01 | 11 | 2021 | 2020 | FALL | 58 | 58 | 58 | 58 | 58 | 58 | 10 | 55 | 55 | 55 | 55 | 55 | 55 | 10
ALT-19 | 2020-12-01 | 12 | 2021 | 2020 | WINTER | 62 | 62 | 62 | 62 | 62 | 62 | 10 | 57 | 57 | 57 | 57 | 57 | 57 | 10
ALT-19 | 2021-01-01 | 1 | 2021 | 2021 | WINTER | 62 | 62 | 62 | 62 | 62 | 62 | 10 | 57 | 57 | 57 | 57 | 57 | 57 | 10
ALT-19 | 2021-02-01 | 2 | 2021 | 2021 | WINTER | 60 | 60 | 60 | 60 | 60 | 60 | 10 | 56 | 56 | 56 | 56 | 56 | 56 | 10
ALT-19 | 2021-03-01 | 3 | 2021 | 2021 | WINTER | 58 | 58 | 58 | 58 | 58 | 58 | 10 | 55 | 55 | 55 | 55 | 55 | 55 | 10
ALT-19 | 2021-04-01 | 4 | 2021 | 2021 | SPRING | 54 | 54 | 54 | 54 | 54 | 54 | 10 | 53 | 53 | 53 | 53 | 53 | 53 | 10
ALT-19 | 2021-05-01 | 5 | 2021 | 2021 | SPRING | 50 | 50 | 50 | 50 | 50 | 50 | 10 | 51 | 51 | 51 | 51 | 51 | 51 | 10
ALT-19 | 2021-06-01 | 6 | 2021 | 2021 | SUMMER | 46 | 46 | 46 | 46 | 46 | 46 | 10 | 49 | 49 | 49 | 49 | 49 | 49 | 10
ALT-19 | 2021-07-01 | 7 | 2021 | 2021 | SUMMER | 46 | 46 | 46 | 46 | 46 | 46 | 10 | 48 | 48 | 48 | 48 | 48 | 48 | 10
ALT-19 | 2021-08-01 | 8 | 2021 | 2021 | SUMMER | 46 | 46 | 46 | 46 | 46 | 46 | 10 | 49 | 49 | 49 | 49 | 49 | 49 | 10
ALT-19 | 2021-09-01 | 9 | 2021 | 2021 | SUMMER | 50 | 50 | 50 | 50 | 50 | 50 | 10 | 50 | 50 | 50 | 50 | 50 | 50 | 10
ALT-19 | 2021-10-01 | 10 | 2022 | 2021 | FALL | 54 | 54 | 54 | 54 | 54 | 54 | 10 | 53 | 53 | 53 | 53 | 53 | 53 | 10
ALT-19 | 2021-11-01 | 11 | 2022 | 2021 | FALL | 58 | 58 | 58 | 58 | 58 | 58 | 10 | 55 | 55 | 55 | 55 | 55 | 55 | 10
ALT-19 | 2021-12-01 | 12 | 2022 | 2021 | WINTER | 62 | 62 | 62 | 62 | 62 | 62 | 10 | 57 | 57 | 57 | 57 | 57 | 57 | 10
ALT-19 | 2022-01-01 | 1 | 2022 | 2022 | WINTER | 62 | 62 | 62 | 62 | 62 | 62 | 10 | 57 | 57 | 57 | 57 | 57 | 57 | 10
ALT-19 | 2022-02-01 | 2 | 2022 | 2022 | WINTER | 60 | 60 | 60 | 60 | 60 | 60 | 10 | 56 | 56 | 56 | 56 | 56 | 56 | 10
ALT-19 | 2022-03-01 | 3 | 2022 | 2022 | WINTER | 58 | 58 | 58 | 58 | 58 | 58 | 10 | 55 | 55 | 55 | 55 | 55 | 55 | 10
ALT-19 | 2022-04-01 | 4 | 2022 | 2022 | SPRING | 54 | 54 | 54 | 54 | 54 | 54 | 10 | 53 | 53 | 53 | 53 | 53 | 53 | 10
ALT-19 | 2022-05-01 | 5 | 2022 | 2022 | SPRING | 50 | 50 | 50 | 50 | 50 | 50 | 10 | 51 | 51 | 51 | 51 | 51 | 51 | 10
ALT-19 | 2022-06-01 | 6 | 2022 | 2022 | SUMMER | 46 | 46 | 46 | 46 | 46 | 46 | 10 | 49 | 49 | 49 | 49 | 49 | 49 | 10
ALT-19 | 2022-07-01 | 7 | 2022 | 2022 | SUMMER | 46 | 46 | 46 | 46 | 46 | 46 | 10 | 48 | 48 | 48 | 48 | 48 | 48 | 10
ALT-19 | 2022-08-01 | 8 | 2022 | 2022 | SUMMER | 46 | 46 | 46 | 46 | 46 | 46 | 10 | 49 | 49 | 49 | 49 | 49 | 49 | 10
ALT-19 | 2022-09-01 | 9 | 2022 | 2022 | SUMMER | 50 | 50 | 50 | 50 | 50 | 50 | 10 | 50 | 50 | 50 | 50 | 50 | 50 | 10
ALT-19 | 2022-10-01 | 10 | 2023 | 2022 | FALL | 54 | 54 | 54 | 54 | 54 | 54 | 10 | 53 | 53 | 53 | 53 | 53 | 53 | 10
ALT-19 | 2022-11-01 | 11 | 2023 | 2022 | FALL | 58 | 58 | 58 | 58 | 58 | 58 | 10 | 55 | 55 | 55 | 55 | 55 | 55 | 10
ALT-19 | 2022-12-01 | 12 | 2023 | 2022 | WINTER | 62 | 62 | 62 | 62 | 62 | 62 | 10 | 57 | 57 | 57 | 57 | 57 | 57 | 10
ALT-19 | 2023-01-01 | 1 | 2023 | 2023 | WINTER | 62 | 62 | 62 | 62 | 62 | 62 | 10 | 57 | 57 | 57 | 57 | 57 | 57 | 10
ALT-19 | 2023-02-01 | 2 | 2023 | 2023 | WINTER | 60 | 60 | 60 | 60 | 60 | 60 | 10 | 56 | 56 | 56 | 56 | 56 | 56 | 10
ALT-19 | 2023-03-01 | 3 | 2023 | 2023 | WINTER | 58 | 58 | 58 | 58 | 58 | 58 | 10 | 55 | 55 | 55 | 55 | 55 | 55 | 10
ALT-19 | 2023-04-01 | 4 | 2023 | 2023 | SPRING | 54 | 54 | 54 | 54 | 54 | 54 | 10 | 53 | 53 | 53 | 53 | 53 | 53 | 10
ALT-19 | 2023-05-01 | 5 | 2023 | 2023 | SPRING | 50 | 50 | 50 | 50 | 50 | 50 | 10 | 51 | 51 | 51 | 51 | 51 | 51 | 10
ALT-19 | 2023-06-01 | 6 | 2023 | 2023 | SUMMER | 46 | 46 | 46 | 46 | 46 | 46 | 10 | 49 | 49 | 49 | 49 | 49 | 49 | 10
ALT-19 | 2023-07-01 | 7 | 2023 | 2023 | SUMMER | 46 | 46 | 46 | 46 | 46 | 46 | 10 | 48 | 48 | 48 | 48 | 48 | 48 | 10
ALT-19 | 2023-08-01 | 8 | 2023 | 2023 | SUMMER | 46 | 46 | 46 | 46 | 46 | 46 | 10 | 49 | 49 | 49 | 49 | 49 | 49 | 10
ALT-19 | 2023-09-01 | 9 | 2023 | 2023 | SUMMER | 50 | 50 | 50 | 50 | 50 | 50 | 10 | 50 | 50 | 50 | 50 | 50 | 50 | 10
ALT-19 | 2023-10-01 | 10 | 2024 | 2023 | FALL | 54 | 54 | 54 | 54 | 54 | 54 | 10 | 53 | 53 | 53 | 53 | 53 | 53 | 10
ALT-19 | 2023-11-01 | 11 | 2024 | 2023 | FALL | 58 | 58 | 58 | 58 | 58 | 58 | 10 | 55 | 55 | 55 | 55 | 55 | 55 | 10
ALT-19 | 2023-12-01 | 12 | 2024 | 2023 | WINTER | 62 | 62 | 62 | 62 | 62 | 62 | 10 | 57 | 57 | 57 | 57 | 57 | 57 | 10
ALT-19 | 2024-01-01 | 1 | 2024 | 2024 | WINTER | 62 | 62 | 62 | 62 | 62 | 62 | 10 | 57 | 57 | 57 | 57 | 57 | 57 | 10
ALT-19 | 2024-02-01 | 2 | 2024 | 2024 | WINTER | 60 | 60 | 60 | 60 | 60 | 60 | 10 | 56 | 56 | 56 | 56 | 56 | 56 | 10
ALT-19 | 2024-03-01 | 3 | 2024 | 2024 | WINTER | 58 | 58 | 58 | 58 | 58 | 58 | 10 | 55 | 55 | 55 | 55 | 55 | 55 | 10
ALT-19 | 2024-04-01 | 4 | 2024 | 2024 | SPRING | 54 | 54 | 54 | 54 | 54 | 54 | 10 | 53 | 53 | 53 | 53 | 53 | 53 | 10
ALT-19 | 2024-05-01 | 5 | 2024 | 2024 | SPRING | 50 | 50 | 50 | 50 | 50 | 50 | 10 | 51 | 51 | 51 | 51 | 51 | 51 | 10
ALT-19 | 2024-06-01 | 6 | 2024 | 2024 | SUMMER | 46 | 46 | 46 | 46 | 46 | 46 | 10 | 49 | 49 | 49 | 49 | 49 | 49 | 10
ALT-19 | 2024-07-01 | 7 | 2024 | 2024 | SUMMER | 46 | 46 | 46 | 46 | 46 | 46 | 10 | 48 | 48 | 48 | 48 | 48 | 48 | 10
ALT-19 | 2024-08-01 | 8 | 2024 | 2024 | SUMMER | 46 | 46 | 46 | 46 | 46 | 46 | 10 | 49 | 49 | 49 | 49 | 49 | 49 | 10
ALT-19 | 2024-09-01 | 9 | 2024 | 2024 | SUMMER | 50 | 50 | 50 | 50 | 50 | 50 | 10 | 50 | 50 | 50 | 50 | 50 | 50 | 10
ALT-19 | 2024-10-01 | 10 | 2025 | 2024 | FALL | 54 | 54 | 54 | 54 | 54 | 54 | 10 | 53 | 53 | 53 | 53 | 53 | 53 | 10
ALT-19 | 2024-11-01 | 11 | 2025 | 2024 | FALL | 58 | 58 | 58 | 58 | 58 | 58 | 10 | 55 | 55 | 55 | 55 | 55 | 55 | 10
ALT-19 | 2024-12-01 | 12 | 2025 | 2024 | WINTER | 62 | 62 | 62 | 62 | 62 | 62 | 10 | 57 | 57 | 57 | 57 | 57 | 57 | 10
ALT-19 | 2025-01-01 | 1 | 2025 | 2025 | WINTER | 62 | 62 | 62 | 62 | 62 | 62 | 10 | 57 | 57 | 57 | 57 | 57 | 57 | 10
ALT-19 | 2025-02-01 | 2 | 2025 | 2025 | WINTER | 60 | 60 | 60 | 60 | 60 | 60 | 10 | 56 | 56 | 56 | 56 | 56 | 56 | 10
ALT-19 | 2025-03-01 | 3 | 2025 | 2025 | WINTER | 58 | 58 | 58 | 58 | 58 | 58 | 10 | 55 | 55 | 55 | 55 | 55 | 55 | 10
ALT-19 | 2025-04-01 | 4 | 2025 | 2025 | SPRING | 54 | 54 | 54 | 54 | 54 | 54 | 10 | 53 | 53 | 53 | 53 | 53 | 53 | 10
ALT-19 | 2025-05-01 | 5 | 2025 | 2025 | SPRING | 50 | 50 | 50 | 50 | 50 | 50 | 10 | 51 | 51 | 51 | 51 | 51 | 51 | 10
ALT-19 | 2025-06-01 | 6 | 2025 | 2025 | SUMMER | 46 | 46 | 46 | 46 | 46 | 46 | 10 | 49 | 49 | 49 | 49 | 49 | 49 | 10
ALT-19 | 2025-07-01 | 7 | 2025 | 2025 | SUMMER | 46 | 46 | 46 | 46 | 46 | 46 | 10 | 48 | 48 | 48 | 48 | 48 | 48 | 10
ALT-19 | 2025-08-01 | 8 | 2025 | 2025 | SUMMER | 46 | 46 | 46 | 46 | 46 | 46 | 10 | 49 | 49 | 49 | 49 | 49 | 49 | 10
ALT-19 | 2025-09-01 | 9 | 2025 | 2025 | SUMMER | 50 | 50 | 50 | 50 | 50 | 50 | 10 | 50 | 50 | 50 | 50 | 50 | 50 | 10
ALT-19 | 2025-10-01 | 10 | 2026 | 2025 | FALL | 54 | 54 | 54 | 54 | 54 | 54 | 10 | 53 | 53 | 53 | 53 | 53 | 53 | 10
ALT-19 | 2025-11-01 | 11 | 2026 | 2025 | FALL | 58 | 58 | 58 | 58 | 58 | 58 | 10 | 55 | 55 | 55 | 55 | 55 | 55 | 10
ALT-19 | 2025-12-01 | 12 | 2026 | 2025 | WINTER | 62 | 62 | 62 | 62 | 62 | 62 | 10 | 57 | 57 | 57 | 57 | 57 | 57 | 10
ALT-19 | 2026-01-01 | 1 | 2026 | 2026 | WINTER | 62 | 62 | 62 | 62 | 62 | 62 | 10 | 57 | 57 | 57 | 57 | 57 | 57 | 10
ALT-19 | 2026-02-01 | 2 | 2026 | 2026 | WINTER | 60 | 60 | 60 | 60 | 60 | 60 | 10 | 56 | 56 | 56 | 56 | 56 | 56 | 10
ALT-19 | 2026-03-01 | 3 | 2026 | 2026 | WINTER | 58 | 58 | 58 | 58 | 58 | 58 | 10 | 55 | 55 | 55 | 55 | 55 | 55 | 10
ALT-19 | 2026-04-01 | 4 | 2026 | 2026 | SPRING | 54 | 54 | 54 | 54 | 54 | 54 | 10 | 53 | 53 | 53 | 53 | 53 | 53 | 10
ALT-19 | 2026-05-01 | 5 | 2026 | 2026 | SPRING | 50 | 50 | 50 | 50 | 50 | 50 | 10 | 51 | 51 | 51 | 51 | 51 | 51 | 10
ALT-19 | 2026-06-01 | 6 | 2026 | 2026 | SUMMER | 46 | 46 | 46 | 46 | 46 | 46 | 10 | 49 | 49 | 49 | 49 | 49 | 49 | 10
ALT-19 | 2026-07-01 | 7 | 2026 | 2026 | SUMMER | 46 | 46 | 46 | 46 | 46 | 46 | 10 | 48 | 48 | 48 | 48 | 48 | 48 | 10
ALT-19 | 2026-08-01 | 8 | 2026 | 2026 | SUMMER | 46 | 46 | 46 | 46 | 46 | 46 | 10 | 49 | 49 | 49 | 49 | 49 | 49 | 10
ALT-19 | 2026-09-01 | 9 | 2026 | 2026 | SUMMER | 50 | 50 | 50 | 50 | 50 | 50 | 10 | 50 | 50 | 50 | 50 | 50 | 50 | 10
ALT-19 | 2026-10-01 | 10 | 2027 | 2026 | FALL | 54 | 54 | 54 | 54 | 54 | 54 | 10 | 53 | 53 | 53 | 53 | 53 | 53 | 10
ALT-19 | 2026-11-01 | 11 | 2027 | 2026 | FALL | 58 | 58 | 58 | 58 | 58 | 58 | 10 | 55 | 55 | 55 | 55 | 55 | 55 | 10
ALT-19 | 2026-12-01 | 12 | 2027 | 2026 | WINTER | 62 | 62 | 62 | 62 | 62 | 62 | 10 | 57 | 57 | 57 | 57 | 57 | 57 | 10
ALT-19 | 2027-01-01 | 1 | 2027 | 2027 | WINTER | 62 | 62 | 62 | 62 | 62 | 62 | 10 | 57 | 57 | 57 | 57 | 57 | 57 | 10
ALT-19 | 2027-02-01 | 2 | 2027 | 2027 | WINTER | 60 | 60 | 60 | 60 | 60 | 60 | 10 | 56 | 56 | 56 | 56 | 56 | 56 | 10
ALT-19 | 2027-03-01 | 3 | 2027 | 2027 | WINTER | 58 | 58 | 58 | 58 | 58 | 58 | 10 | 55 | 55 | 55 | 55 | 55 | 55 | 10
ALT-19 | 2027-04-01 | 4 | 2027 | 2027 | SPRING | 54 | 54 | 54 | 54 | 54 | 54 | 10 | 53 | 53 | 53 | 53 | 53 | 53 | 10
ALT-19 | 2027-05-01 | 5 | 2027 | 2027 | SPRING | 50 | 50 | 50 | 50 | 50 | 50 | 10 | 51 | 51 | 51 | 51 | 51 | 51 | 10
ALT-19 | 2027-06-01 | 6 | 2027 | 2027 | SUMMER | 46 | 46 | 46 | 46 | 46 | 46 | 10 | 49 | 49 | 49 | 49 | 49 | 49 | 10
ALT-19 | 2027-07-01 | 7 | 2027 | 2027 | SUMMER | 46 | 46 | 46 | 46 | 46 | 46 | 10 | 48 | 48 | 48 | 48 | 48 | 48 | 10
ALT-19 | 2027-08-01 | 8 | 2027 | 2027 | SUMMER | 46 | 46 | 46 | 46 | 46 | 46 | 10 | 49 | 49 | 49 | 49 | 49 | 49 | 10
ALT-19 | 2027-09-01 | 9 | 2027 | 2027 | SUMMER | 50 | 50 | 50 | 50 | 50 | 50 | 10 | 50 | 50 | 50 | 50 | 50 | 50 | 10
ALT-19 | 2027-10-01 | 10 | 2028 | 2027 | FALL | 54 | 54 | 54 | 54 | 54 | 54 | 10 | 53 | 53 | 53 | 53 | 53 | 53 | 10
ALT-19 | 2027-11-01 | 11 | 2028 | 2027 | FALL | 58 | 58 | 58 | 58 | 58 | 58 | 10 | 55 | 55 | 55 | 55 | 55 | 55 | 10
ALT-19 | 2027-12-01 | 12 | 2028 | 2027 | WINTER | 62 | 62 | 62 | 62 | 62 | 62 | 10 | 57 | 57 | 57 | 57 | 57 | 57 | 10
ALT-19 | 2028-01-01 | 1 | 2028 | 2028 | WINTER | 62 | 62 | 62 | 62 | 62 | 62 | 10 | 57 | 57 | 57 | 57 | 57 | 57 | 10
ALT-19 | 2028-02-01 | 2 | 2028 | 2028 | WINTER | 60 | 60 | 60 | 60 | 60 | 60 | 10 | 56 | 56 | 56 | 56 | 56 | 56 | 10
ALT-19 | 2028-03-01 | 3 | 2028 | 2028 | WINTER | 58 | 58 | 58 | 58 | 58 | 58 | 10 | 55 | 55 | 55 | 55 | 55 | 55 | 10
ALT-19 | 2028-04-01 | 4 | 2028 | 2028 | SPRING | 54 | 54 | 54 | 54 | 54 | 54 | 10 | 53 | 53 | 53 | 53 | 53 | 53 | 10
ALT-19 | 2028-05-01 | 5 | 2028 | 2028 | SPRING | 50 | 50 | 50 | 50 | 50 | 50 | 10 | 51 | 51 | 51 | 51 | 51 | 51 | 10
ALT-19 | 2028-06-01 | 6 | 2028 | 2028 | SUMMER | 46 | 46 | 46 | 46 | 46 | 46 | 10 | 49 | 49 | 49 | 49 | 49 | 49 | 10
ALT-19 | 2028-07-01 | 7 | 2028 | 2028 | SUMMER | 46 | 46 | 46 | 46 | 46 | 46 | 10 | 48 | 48 | 48 | 48 | 48 | 48 | 10
ALT-19 | 2028-08-01 | 8 | 2028 | 2028 | SUMMER | 46 | 46 | 46 | 46 | 46 | 46 | 10 | 49 | 49 | 49 | 49 | 49 | 49 | 10
ALT-19 | 2028-09-01 | 9 | 2028 | 2028 | SUMMER | 50 | 50 | 50 | 50 | 50 | 50 | 10 | 50 | 50 | 50 | 50 | 50 | 50 | 10
ALT-19 | 2028-10-01 | 10 | 2029 | 2028 | FALL | 54 | 54 | 54 | 54 | 54 | 54 | 10 | 53 | 53 | 53 | 53 | 53 | 53 | 10
ALT-19 | 2028-11-01 | 11 | 2029 | 2028 | FALL | 58 | 58 | 58 | 58 | 58 | 58 | 10 | 55 | 55 | 55 | 55 | 55 | 55 | 10
ALT-19 | 2028-12-01 | 12 | 2029 | 2028 | WINTER | 62 | 62 | 62 | 62 | 62 | 62 | 10 | 57 | 57 | 57 | 57 | 57 | 57 | 10
ALT-19 | 2029-01-01 | 1 | 2029 | 2029 | WINTER | 62 | 62 | 62 | 62 | 62 | 62 | 10 | 57 | 57 | 57 | 57 | 57 | 57 | 10
ALT-19 | 2029-02-01 | 2 | 2029 | 2029 | WINTER | 60 | 60 | 60 | 60 | 60 | 60 | 10 | 56 | 56 | 56 | 56 | 56 | 56 | 10
ALT-19 | 2029-03-01 | 3 | 2029 | 2029 | WINTER | 58 | 58 | 58 | 58 | 58 | 58 | 10 | 55 | 55 | 55 | 55 | 55 | 55 | 10
ALT-19 | 2029-04-01 | 4 | 2029 | 2029 | SPRING | 54 | 54 | 54 | 54 | 54 | 54 | 10 | 53 | 53 | 53 | 53 | 53 | 53 | 10
ALT-19 | 2029-05-01 | 5 | 2029 | 2029 | SPRING | 50 | 50 | 50 | 50 | 50 | 50 | 10 | 51 | 51 | 51 | 51 | 51 | 51 | 10
ALT-19 | 2029-06-01 | 6 | 2029 | 2029 | SUMMER | 46 | 46 | 46 | 46 | 46 | 46 | 10 | 49 | 49 | 49 | 49 | 49 | 49 | 10
ALT-19 | 2029-07-01 | 7 | 2029 | 2029 | SUMMER | 46 | 46 | 46 | 46 | 46 | 46 | 10 | 48 | 48 | 48 | 48 | 48 | 48 | 10
ALT-19 | 2029-08-01 | 8 | 2029 | 2029 | SUMMER | 46 | 46 | 46 | 46 | 46 | 46 | 10 | 49 | 49 | 49 | 49 | 49 | 49 | 10
ALT-19 | 2029-09-01 | 9 | 2029 | 2029 | SUMMER | 50 | 50 | 50 | 50 | 50 | 50 | 10 | 50 | 50 | 50 | 50 | 50 | 50 | 10
ALT-19 | 2029-10-01 | 10 | 2030 | 2029 | FALL | 54 | 54 | 54 | 54 | 54 | 54 | 10 | 53 | 53 | 53 | 53 | 53 | 53 | 10
ALT-19 | 2029-11-01 | 11 | 2030 | 2029 | FALL | 58 | 58 | 58 | 58 | 58 | 58 | 10 | 55 | 55 | 55 | 55 | 55 | 55 | 10
ALT-19 | 2029-12-01 | 12 | 2030 | 2029 | WINTER | 62 | 62 | 62 | 62 | 62 | 62 | 10 | 57 | 57 | 57 | 57 | 57 | 57 | 10
ALT-19 | 2030-01-01 | 1 | 2030 | 2030 | WINTER | 62 | 62 | 62 | 62 | 62 | 62 | 10 | 57 | 57 | 57 | 57 | 57 | 57 | 10
ALT-19 | 2030-02-01 | 2 | 2030 | 2030 | WINTER | 60 | 60 | 60 | 60 | 60 | 60 | 10 | 56 | 56 | 56 | 56 | 56 | 56 | 10
ALT-19 | 2030-03-01 | 3 | 2030 | 2030 | WINTER | 58 | 58 | 58 | 58 | 58 | 58 | 10 | 55 | 55 | 55 | 55 | 55 | 55 | 10
ALT-19 | 2030-04-01 | 4 | 2030 | 2030 | SPRING | 54 | 54 | 54 | 54 | 54 | 54 | 10 | 53 | 53 | 53 | 53 | 53 | 53 | 10
ALT-19 | 2030-05-01 | 5 | 2030 | 2030 | SPRING | 50 | 50 | 50 | 50 | 50 | 50 | 10 | 51 | 51 | 51 | 51 | 51 | 51 | 10
ALT-19 | 2030-06-01 | 6 | 2030 | 2030 | SUMMER | 46 | 46 | 46 | 46 | 46 | 46 | 10 | 49 | 49 | 49 | 49 | 49 | 49 | 10
ALT-19 | 2030-07-01 | 7 | 2030 | 2030 | SUMMER | 46 | 46 | 46 | 46 | 46 | 46 | 10 | 48 | 48 | 48 | 48 | 48 | 48 | 10
ALT-19 | 2030-08-01 | 8 | 2030 | 2030 | SUMMER | 46 | 46 | 46 | 46 | 46 | 46 | 10 | 49 | 49 | 49 | 49 | 49 | 49 | 10
ALT-19 | 2030-09-01 | 9 | 2030 | 2030 | SUMMER | 50 | 50 | 50 | 50 | 50 | 50 | 10 | 50 | 50 | 50 | 50 | 50 | 50 | 10
ALT-19 | 2030-10-01 | 10 | 2031 | 2030 | FALL | 54 | 54 | 54 | 54 | 54 | 54 | 10 | 53 | 53 | 53 | 53 | 53 | 53 | 10
ALT-19 | 2030-11-01 | 11 | 2031 | 2030 | FALL | 58 | 58 | 58 | 58 | 58 | 58 | 10 | 55 | 55 | 55 | 55 | 55 | 55 | 10
ALT-19 | 2030-12-01 | 12 | 2031 | 2030 | WINTER | 62 | 62 | 62 | 62 | 62 | 62 | 10 | 57 | 57 | 57 | 57 | 57 | 57 | 10
ALT-19 | 2031-01-01 | 1 | 2031 | 2031 | WINTER | 62 | 62 | 62 | 62 | 62 | 62 | 10 | 57 | 57 | 57 | 57 | 57 | 57 | 10
ALT-19 | 2031-02-01 | 2 | 2031 | 2031 | WINTER | 60 | 60 | 60 | 60 | 60 | 60 | 10 | 56 | 56 | 56 | 56 | 56 | 56 | 10
ALT-19 | 2031-03-01 | 3 | 2031 | 2031 | WINTER | 58 | 58 | 58 | 58 | 58 | 58 | 10 | 55 | 55 | 55 | 55 | 55 | 55 | 10
ALT-19 | 2031-04-01 | 4 | 2031 | 2031 | SPRING | 54 | 54 | 54 | 54 | 54 | 54 | 10 | 53 | 53 | 53 | 53 | 53 | 53 | 10
ALT-19 | 2031-05-01 | 5 | 2031 | 2031 | SPRING | 50 | 50 | 50 | 50 | 50 | 50 | 10 | 51 | 51 | 51 | 51 | 51 | 51 | 10
ALT-19 | 2031-06-01 | 6 | 2031 | 2031 | SUMMER | 46 | 46 | 46 | 46 | 46 | 46 | 10 | 49 | 49 | 49 | 49 | 49 | 49 | 10
ALT-19 | 2031-07-01 | 7 | 2031 | 2031 | SUMMER | 46 | 46 | 46 | 46 | 46 | 46 | 10 | 48 | 48 | 48 | 48 | 48 | 48 | 10
ALT-19 | 2031-08-01 | 8 | 2031 | 2031 | SUMMER | 46 | 46 | 46 | 46 | 46 | 46 | 10 | 49 | 49 | 49 | 49 | 49 | 49 | 10
ALT-19 | 2031-09-01 | 9 | 2031 | 2031 | SUMMER | 50 | 50 | 50 | 50 | 50 | 50 | 10 | 50 | 50 | 50 | 50 | 50 | 50 | 10
ALT-19 | 2031-10-01 | 10 | 2032 | 2031 | FALL | 54 | 54 | 54 | 54 | 54 | 54 | 10 | 53 | 53 | 53 | 53 | 53 | 53 | 10
ALT-19 | 2031-11-01 | 11 | 2032 | 2031 | FALL | 58 | 58 | 58 | 58 | 58 | 58 | 10 | 55 | 55 | 55 | 55 | 55 | 55 | 10
ALT-19 | 2031-12-01 | 12 | 2032 | 2031 | WINTER | 62 | 62 | 62 | 62 | 62 | 62 | 10 | 57 | 57 | 57 | 57 | 57 | 57 | 10
ALT-19 | 2032-01-01 | 1 | 2032 | 2032 | WINTER | 62 | 62 | 62 | 62 | 62 | 62 | 10 | 57 | 57 | 57 | 57 | 57 | 57 | 10
ALT-19 | 2032-02-01 | 2 | 2032 | 2032 | WINTER | 60 | 60 | 60 | 60 | 60 | 60 | 10 | 56 | 56 | 56 | 56 | 56 | 56 | 10
ALT-19 | 2032-03-01 | 3 | 2032 | 2032 | WINTER | 58 | 58 | 58 | 58 | 58 | 58 | 10 | 55 | 55 | 55 | 55 | 55 | 55 | 10
ALT-19 | 2032-04-01 | 4 | 2032 | 2032 | SPRING | 54 | 54 | 54 | 54 | 54 | 54 | 10 | 53 | 53 | 53 | 53 | 53 | 53 | 10
ALT-19 | 2032-05-01 | 5 | 2032 | 2032 | SPRING | 50 | 50 | 50 | 50 | 50 | 50 | 10 | 51 | 51 | 51 | 51 | 51 | 51 | 10
ALT-19 | 2032-06-01 | 6 | 2032 | 2032 | SUMMER | 46 | 46 | 46 | 46 | 46 | 46 | 10 | 49 | 49 | 49 | 49 | 49 | 49 | 10
ALT-19 | 2032-07-01 | 7 | 2032 | 2032 | SUMMER | 46 | 46 | 46 | 46 | 46 | 46 | 10 | 48 | 48 | 48 | 48 | 48 | 48 | 10
ALT-19 | 2032-08-01 | 8 | 2032 | 2032 | SUMMER | 46 | 46 | 46 | 46 | 46 | 46 | 10 | 49 | 49 | 49 | 49 | 49 | 49 | 10
ALT-19 | 2032-09-01 | 9 | 2032 | 2032 | SUMMER | 50 | 50 | 50 | 50 | 50 | 50 | 10 | 50 | 50 | 50 | 50 | 50 | 50 | 10
ALT-19 | 2032-10-01 | 10 | 2033 | 2032 | FALL | 54 | 54 | 54 | 54 | 54 | 54 | 10 | 53 | 53 | 53 | 53 | 53 | 53 | 10
ALT-19 | 2032-11-01 | 11 | 2033 | 2032 | FALL | 58 | 58 | 58 | 58 | 58 | 58 | 10 | 55 | 55 | 55 | 55 | 55 | 55 | 10
ALT-19 | 2032-12-01 | 12 | 2033 | 2032 | WINTER | 62 | 62 | 62 | 62 | 62 | 62 | 10 | 57 | 57 | 57 | 57 | 57 | 57 | 10
ALT-19 | 2033-01-01 | 1 | 2033 | 2033 | WINTER | 62 | 62 | 62 | 62 | 62 | 62 | 10 | 57 | 57 | 57 | 57 | 57 | 57 | 10
ALT-19 | 2033-02-01 | 2 | 2033 | 2033 | WINTER | 60 | 60 | 60 | 60 | 60 | 60 | 10 | 56 | 56 | 56 | 56 | 56 | 56 | 10
ALT-19 | 2033-03-01 | 3 | 2033 | 2033 | WINTER | 58 | 58 | 58 | 58 | 58 | 58 | 10 | 55 | 55 | 55 | 55 | 55 | 55 | 10
ALT-19 | 2033-04-01 | 4 | 2033 | 2033 | SPRING | 54 | 54 | 54 | 54 | 54 | 54 | 10 | 53 | 53 | 53 | 53 | 53 | 53 | 10
ALT-19 | 2033-05-01 | 5 | 2033 | 2033 | SPRING | 50 | 50 | 50 | 50 | 50 | 50 | 10 | 51 | 51 | 51 | 51 | 51 | 51 | 10
ALT-19 | 2033-06-01 | 6 | 2033 | 2033 | SUMMER | 46 | 46 | 46 | 46 | 46 | 46 | 10 | 49 | 49 | 49 | 49 | 49 | 49 | 10
ALT-19 | 2033-07-01 | 7 | 2033 | 2033 | SUMMER | 46 | 46 | 46 | 46 | 46 | 46 | 10 | 48 | 48 | 48 | 48 | 48 | 48 | 10
ALT-19 | 2033-08-01 | 8 | 2033 | 2033 | SUMMER | 46 | 46 | 46 | 46 | 46 | 46 | 10 | 49 | 49 | 49 | 49 | 49 | 49 | 10
ALT-19 | 2033-09-01 | 9 | 2033 | 2033 | SUMMER | 50 | 50 | 50 | 50 | 50 | 50 | 10 | 50 | 50 | 50 | 50 | 50 | 50 | 10
ALT-19 | 2033-10-01 | 10 | 2034 | 2033 | FALL | 54 | 54 | 54 | 54 | 54 | 54 | 10 | 53 | 53 | 53 | 53 | 53 | 53 | 10
ALT-19 | 2033-11-01 | 11 | 2034 | 2033 | FALL | 58 | 58 | 58 | 58 | 58 | 58 | 10 | 55 | 55 | 55 | 55 | 55 | 55 | 10
ALT-19 | 2033-12-01 | 12 | 2034 | 2033 | WINTER | 62 | 62 | 62 | 62 | 62 | 62 | 10 | 57 | 57 | 57 | 57 | 57 | 57 | 10
ALT-19 | 2034-01-01 | 1 | 2034 | 2034 | WINTER | 62 | 62 | 62 | 62 | 62 | 62 | 10 | 57 | 57 | 57 | 57 | 57 | 57 | 10
ALT-19 | 2034-02-01 | 2 | 2034 | 2034 | WINTER | 60 | 60 | 60 | 60 | 60 | 60 | 10 | 56 | 56 | 56 | 56 | 56 | 56 | 10
ALT-19 | 2034-03-01 | 3 | 2034 | 2034 | WINTER | 58 | 58 | 58 | 58 | 58 | 58 | 10 | 55 | 55 | 55 | 55 | 55 | 55 | 10
ALT-19 | 2034-04-01 | 4 | 2034 | 2034 | SPRING | 54 | 54 | 54 | 54 | 54 | 54 | 10 | 53 | 53 | 53 | 53 | 53 | 53 | 10
ALT-19 | 2034-05-01 | 5 | 2034 | 2034 | SPRING | 50 | 50 | 50 | 50 | 50 | 50 | 10 | 51 | 51 | 51 | 51 | 51 | 51 | 10
ALT-19 | 2034-06-01 | 6 | 2034 | 2034 | SUMMER | 46 | 46 | 46 | 46 | 46 | 46 | 10 | 49 | 49 | 49 | 49 | 49 | 49 | 10
ALT-19 | 2034-07-01 | 7 | 2034 | 2034 | SUMMER | 46 | 46 | 46 | 46 | 46 | 46 | 10 | 48 | 48 | 48 | 48 | 48 | 48 | 10
ALT-19 | 2034-08-01 | 8 | 2034 | 2034 | SUMMER | 46 | 46 | 46 | 46 | 46 | 46 | 10 | 49 | 49 | 49 | 49 | 49 | 49 | 10
ALT-19 | 2034-09-01 | 9 | 2034 | 2034 | SUMMER | 50 | 50 | 50 | 50 | 50 | 50 | 10 | 50 | 50 | 50 | 50 | 50 | 50 | 10
ALT-19 | 2034-10-01 | 10 | 2035 | 2034 | FALL | 54 | 54 | 54 | 54 | 54 | 54 | 10 | 53 | 53 | 53 | 53 | 53 | 53 | 10
ALT-19 | 2034-11-01 | 11 | 2035 | 2034 | FALL | 58 | 58 | 58 | 58 | 58 | 58 | 10 | 55 | 55 | 55 | 55 | 55 | 55 | 10
ALT-19 | 2034-12-01 | 12 | 2035 | 2034 | WINTER | 62 | 62 | 62 | 62 | 62 | 62 | 10 | 57 | 57 | 57 | 57 | 57 | 57 | 10
ALT-19 | 2035-01-01 | 1 | 2035 | 2035 | WINTER | 62 | 62 | 62 | 62 | 62 | 62 | 10 | 57 | 57 | 57 | 57 | 57 | 57 | 10
ALT-19 | 2035-02-01 | 2 | 2035 | 2035 | WINTER | 60 | 60 | 60 | 60 | 60 | 60 | 10 | 56 | 56 | 56 | 56 | 56 | 56 | 10
ALT-19 | 2035-03-01 | 3 | 2035 | 2035 | WINTER | 58 | 58 | 58 | 58 | 58 | 58 | 10 | 55 | 55 | 55 | 55 | 55 | 55 | 10
ALT-19 | 2035-04-01 | 4 | 2035 | 2035 | SPRING | 54 | 54 | 54 | 54 | 54 | 54 | 10 | 53 | 53 | 53 | 53 | 53 | 53 | 10
ALT-19 | 2035-05-01 | 5 | 2035 | 2035 | SPRING | 50 | 50 | 50 | 50 | 50 | 50 | 10 | 51 | 51 | 51 | 51 | 51 | 51 | 10
ALT-19 | 2035-06-01 | 6 | 2035 | 2035 | SUMMER | 46 | 46 | 46 | 46 | 46 | 46 | 10 | 49 | 49 | 49 | 49 | 49 | 49 | 10
ALT-19 | 2035-07-01 | 7 | 2035 | 2035 | SUMMER | 46 | 46 | 46 | 46 | 46 | 46 | 10 | 48 | 48 | 48 | 48 | 48 | 48 | 10
ALT-19 | 2035-08-01 | 8 | 2035 | 2035 | SUMMER | 46 | 46 | 46 | 46 | 46 | 46 | 10 | 49 | 49 | 49 | 49 | 49 | 49 | 10
ALT-19 | 2035-09-01 | 9 | 2035 | 2035 | SUMMER | 50 | 50 | 50 | 50 | 50 | 50 | 10 | 50 | 50 | 50 | 50 | 50 | 50 | 10
ALT-19 | 2035-10-01 | 10 | 2036 | 2035 | FALL | 54 | 54 | 54 | 54 | 54 | 54 | 10 | 53 | 53 | 53 | 53 | 53 | 53 | 10
ALT-19 | 2035-11-01 | 11 | 2036 | 2035 | FALL | 58 | 58 | 58 | 58 | 58 | 58 | 10 | 55 | 55 | 55 | 55 | 55 | 55 | 10
ALT-19 | 2035-12-01 | 12 | 2036 | 2035 | WINTER | 62 | 62 | 62 | 62 | 62 | 62 | 10 | 57 | 57 | 57 | 57 | 57 | 57 | 10
ALT-19 | 2036-01-01 | 1 | 2036 | 2036 | WINTER | 62 | 62 | 62 | 62 | 62 | 62 | 10 | 57 | 57 | 57 | 57 | 57 | 57 | 10
ALT-19 | 2036-02-01 | 2 | 2036 | 2036 | WINTER | 60 | 60 | 60 | 60 | 60 | 60 | 10 | 56 | 56 | 56 | 56 | 56 | 56 | 10
ALT-19 | 2036-03-01 | 3 | 2036 | 2036 | WINTER | 58 | 58 | 58 | 58 | 58 | 58 | 10 | 55 | 55 | 55 | 55 | 55 | 55 | 10
ALT-19 | 2036-04-01 | 4 | 2036 | 2036 | SPRING | 54 | 54 | 54 | 54 | 54 | 54 | 10 | 53 | 53 | 53 | 53 | 53 | 53 | 10
ALT-19 | 2036-05-01 | 5 | 2036 | 2036 | SPRING | 50 | 50 | 50 | 50 | 50 | 50 | 10 | 51 | 51 | 51 | 51 | 51 | 51 | 10
ALT-19 | 2036-06-01 | 6 | 2036 | 2036 | SUMMER | 46 | 46 | 46 | 46 | 46 | 46 | 10 | 49 | 49 | 49 | 49 | 49 | 49 | 10
ALT-19 | 2036-07-01 | 7 | 2036 | 2036 | SUMMER | 46 | 46 | 46 | 46 | 46 | 46 | 10 | 48 | 48 | 48 | 48 | 48 | 48 | 10
ALT-19 | 2036-08-01 | 8 | 2036 | 2036 | SUMMER | 46 | 46 | 46 | 46 | 46 | 46 | 10 | 49 | 49 | 49 | 49 | 49 | 49 | 10
ALT-19 | 2036-09-01 | 9 | 2036 | 2036 | SUMMER | 50 | 50 | 50 | 50 | 50 | 50 | 10 | 50 | 50 | 50 | 50 | 50 | 50 | 10
ALT-19 | 2036-10-01 | 10 | 2037 | 2036 | FALL | 54 | 54 | 54 | 54 | 54 | 54 | 10 | 53 | 53 | 53 | 53 | 53 | 53 | 10
ALT-19 | 2036-11-01 | 11 | 2037 | 2036 | FALL | 58 | 58 | 58 | 58 | 58 | 58 | 10 | 55 | 55 | 55 | 55 | 55 | 55 | 10
ALT-19 | 2036-12-01 | 12 | 2037 | 2036 | WINTER | 62 | 62 | 62 | 62 | 62 | 62 | 10 | 57 | 57 | 57 | 57 | 57 | 57 | 10
ALT-19 | 2037-01-01 | 1 | 2037 | 2037 | WINTER | 62 | 62 | 62 | 62 | 62 | 62 | 10 | 57 | 57 | 57 | 57 | 57 | 57 | 10
ALT-19 | 2037-02-01 | 2 | 2037 | 2037 | WINTER | 60 | 60 | 60 | 60 | 60 | 60 | 10 | 56 | 56 | 56 | 56 | 56 | 56 | 10
ALT-19 | 2037-03-01 | 3 | 2037 | 2037 | WINTER | 58 | 58 | 58 | 58 | 58 | 58 | 10 | 55 | 55 | 55 | 55 | 55 | 55 | 10
ALT-19 | 2037-04-01 | 4 | 2037 | 2037 | SPRING | 54 | 54 | 54 | 54 | 54 | 54 | 10 | 53 | 53 | 53 | 53 | 53 | 53 | 10
ALT-19 | 2037-05-01 | 5 | 2037 | 2037 | SPRING | 50 | 50 | 50 | 50 | 50 | 50 | 10 | 51 | 51 | 51 | 51 | 51 | 51 | 10
ALT-19 | 2037-06-01 | 6 | 2037 | 2037 | SUMMER | 46 | 46 | 46 | 46 | 46 | 46 | 10 | 49 | 49 | 49 | 49 | 49 | 49 | 10
ALT-19 | 2037-07-01 | 7 | 2037 | 2037 | SUMMER | 46 | 46 | 46 | 46 | 46 | 46 | 10 | 48 | 48 | 48 | 48 | 48 | 48 | 10
ALT-19 | 2037-08-01 | 8 | 2037 | 2037 | SUMMER | 46 | 46 | 46 | 46 | 46 | 46 | 10 | 49 | 49 | 49 | 49 | 49 | 49 | 10
ALT-19 | 2037-09-01 | 9 | 2037 | 2037 | SUMMER | 50 | 50 | 50 | 50 | 50 | 50 | 10 | 50 | 50 | 50 | 50 | 50 | 50 | 10
ALT-19 | 2037-10-01 | 10 | 2038 | 2037 | FALL | 54 | 54 | 54 | 54 | 54 | 54 | 10 | 53 | 53 | 53 | 53 | 53 | 53 | 10
ALT-19 | 2037-11-01 | 11 | 2038 | 2037 | FALL | 58 | 58 | 58 | 58 | 58 | 58 | 10 | 55 | 55 | 55 | 55 | 55 | 55 | 10
ALT-19 | 2037-12-01 | 12 | 2038 | 2037 | WINTER | 62 | 62 | 62 | 62 | 62 | 62 | 10 | 57 | 57 | 57 | 57 | 57 | 57 | 10
ALT-19 | 2038-01-01 | 1 | 2038 | 2038 | WINTER | 62 | 62 | 62 | 62 | 62 | 62 | 10 | 57 | 57 | 57 | 57 | 57 | 57 | 10
ALT-19 | 2038-02-01 | 2 | 2038 | 2038 | WINTER | 60 | 60 | 60 | 60 | 60 | 60 | 10 | 56 | 56 | 56 | 56 | 56 | 56 | 10
ALT-19 | 2038-03-01 | 3 | 2038 | 2038 | WINTER | 58 | 58 | 58 | 58 | 58 | 58 | 10 | 55 | 55 | 55 | 55 | 55 | 55 | 10
ALT-19 | 2038-04-01 | 4 | 2038 | 2038 | SPRING | 54 | 54 | 54 | 54 | 54 | 54 | 10 | 53 | 53 | 53 | 53 | 53 | 53 | 10
ALT-19 | 2038-05-01 | 5 | 2038 | 2038 | SPRING | 50 | 50 | 50 | 50 | 50 | 50 | 10 | 51 | 51 | 51 | 51 | 51 | 51 | 10
ALT-19 | 2038-06-01 | 6 | 2038 | 2038 | SUMMER | 46 | 46 | 46 | 46 | 46 | 46 | 10 | 49 | 49 | 49 | 49 | 49 | 49 | 10
ALT-19 | 2038-07-01 | 7 | 2038 | 2038 | SUMMER | 46 | 46 | 46 | 46 | 46 | 46 | 10 | 48 | 48 | 48 | 48 | 48 | 48 | 10
ALT-19 | 2038-08-01 | 8 | 2038 | 2038 | SUMMER | 46 | 46 | 46 | 46 | 46 | 46 | 10 | 49 | 49 | 49 | 49 | 49 | 49 | 10
ALT-19 | 2038-09-01 | 9 | 2038 | 2038 | SUMMER | 50 | 50 | 50 | 50 | 50 | 50 | 10 | 50 | 50 | 50 | 50 | 50 | 50 | 10
ALT-19 | 2038-10-01 | 10 | 2039 | 2038 | FALL | 54 | 54 | 54 | 54 | 54 | 54 | 10 | 53 | 53 | 53 | 53 | 53 | 53 | 10
ALT-19 | 2038-11-01 | 11 | 2039 | 2038 | FALL | 58 | 58 | 58 | 58 | 58 | 58 | 10 | 55 | 55 | 55 | 55 | 55 | 55 | 10
ALT-19 | 2038-12-01 | 12 | 2039 | 2038 | WINTER | 62 | 62 | 62 | 62 | 62 | 62 | 10 | 57 | 57 | 57 | 57 | 57 | 57 | 10
ALT-19 | 2039-01-01 | 1 | 2039 | 2039 | WINTER | 62 | 62 | 62 | 62 | 62 | 62 | 10 | 57 | 57 | 57 | 57 | 57 | 57 | 10
ALT-19 | 2039-02-01 | 2 | 2039 | 2039 | WINTER | 60 | 60 | 60 | 60 | 60 | 60 | 10 | 56 | 56 | 56 | 56 | 56 | 56 | 10
ALT-19 | 2039-03-01 | 3 | 2039 | 2039 | WINTER | 58 | 58 | 58 | 58 | 58 | 58 | 10 | 55 | 55 | 55 | 55 | 55 | 55 | 10
ALT-19 | 2039-04-01 | 4 | 2039 | 2039 | SPRING | 54 | 54 | 54 | 54 | 54 | 54 | 10 | 53 | 53 | 53 | 53 | 53 | 53 | 10
ALT-19 | 2039-05-01 | 5 | 2039 | 2039 | SPRING | 50 | 50 | 50 | 50 | 50 | 50 | 10 | 51 | 51 | 51 | 51 | 51 | 51 | 10
ALT-19 | 2039-06-01 | 6 | 2039 | 2039 | SUMMER | 46 | 46 | 46 | 46 | 46 | 46 | 10 | 49 | 49 | 49 | 49 | 49 | 49 | 10
ALT-19 | 2039-07-01 | 7 | 2039 | 2039 | SUMMER | 46 | 46 | 46 | 46 | 46 | 46 | 10 | 48 | 48 | 48 | 48 | 48 | 48 | 10
ALT-19 | 2039-08-01 | 8 | 2039 | 2039 | SUMMER | 46 | 46 | 46 | 46 | 46 | 46 | 10 | 49 | 49 | 49 | 49 | 49 | 49 | 10
ALT-19 | 2039-09-01 | 9 | 2039 | 2039 | SUMMER | 50 | 50 | 50 | 50 | 50 | 50 | 10 | 50 | 50 | 50 | 50 | 50 | 50 | 10
ALT-19 | 2039-10-01 | 10 | 2040 | 2039 | FALL | 54 | 54 | 54 | 54 | 54 | 54 | 10 | 53 | 53 | 53 | 53 | 53 | 53 | 10
ALT-19 | 2039-11-01 | 11 | 2040 | 2039 | FALL | 58 | 58 | 58 | 58 | 58 | 58 | 10 | 55 | 55 | 55 | 55 | 55 | 55 | 10
ALT-19 | 2039-12-01 | 12 | 2040 | 2039 | WINTER | 62 | 62 | 62 | 62 | 62 | 62 | 10 | 57 | 57 | 57 | 57 | 57 | 57 | 10
ALT-19 | 2040-01-01 | 1 | 2040 | 2040 | WINTER | 62 | 62 | 62 | 62 | 62 | 62 | 10 | 57 | 57 | 57 | 57 | 57 | 57 | 10
ALT-19 | 2040-02-01 | 2 | 2040 | 2040 | WINTER | 60 | 60 | 60 | 60 | 60 | 60 | 10 | 56 | 56 | 56 | 56 | 56 | 56 | 10
ALT-19 | 2040-03-01 | 3 | 2040 | 2040 | WINTER | 58 | 58 | 58 | 58 | 58 | 58 | 10 | 55 | 55 | 55 | 55 | 55 | 55 | 10
ALT-19 | 2040-04-01 | 4 | 2040 | 2040 | SPRING | 54 | 54 | 54 | 54 | 54 | 54 | 10 | 53 | 53 | 53 | 53 | 53 | 53 | 10
ALT-19 | 2040-05-01 | 5 | 2040 | 2040 | SPRING | 50 | 50 | 50 | 50 | 50 | 50 | 10 | 51 | 51 | 51 | 51 | 51 | 51 | 10
ALT-19 | 2040-06-01 | 6 | 2040 | 2040 | SUMMER | 46 | 46 | 46 | 46 | 46 | 46 | 10 | 49 | 49 | 49 | 49 | 49 | 49 | 10
ALT-19 | 2040-07-01 | 7 | 2040 | 2040 | SUMMER | 46 | 46 | 46 | 46 | 46 | 46 | 10 | 48 | 48 | 48 | 48 | 48 | 48 | 10
ALT-19 | 2040-08-01 | 8 | 2040 | 2040 | SUMMER | 46 | 46 | 46 | 46 | 46 | 46 | 10 | 49 | 49 | 49 | 49 | 49 | 49 | 10
ALT-19 | 2040-09-01 | 9 | 2040 | 2040 | SUMMER | 50 | 50 | 50 | 50 | 50 | 50 | 10 | 50 | 50 | 50 | 50 | 50 | 50 | 10
ALT-19 | 2040-10-01 | 10 | 2041 | 2040 | FALL | 54 | 54 | 54 | 54 | 54 | 54 | 10 | 53 | 53 | 53 | 53 | 53 | 53 | 10
ALT-19 | 2040-11-01 | 11 | 2041 | 2040 | FALL | 58 | 58 | 58 | 58 | 58 | 58 | 10 | 55 | 55 | 55 | 55 | 55 | 55 | 10
ALT-19 | 2040-12-01 | 12 | 2041 | 2040 | WINTER | 62 | 62 | 62 | 62 | 62 | 62 | 10 | 57 | 57 | 57 | 57 | 57 | 57 | 10
ALT-19 | 2041-01-01 | 1 | 2041 | 2041 | WINTER | 62 | 62 | 62 | 62 | 62 | 62 | 10 | 57 | 57 | 57 | 57 | 57 | 57 | 10
ALT-19 | 2041-02-01 | 2 | 2041 | 2041 | WINTER | 60 | 60 | 60 | 60 | 60 | 60 | 10 | 56 | 56 | 56 | 56 | 56 | 56 | 10
ALT-19 | 2041-03-01 | 3 | 2041 | 2041 | WINTER | 58 | 58 | 58 | 58 | 58 | 58 | 10 | 55 | 55 | 55 | 55 | 55 | 55 | 10
ALT-19 | 2041-04-01 | 4 | 2041 | 2041 | SPRING | 54 | 54 | 54 | 54 | 54 | 54 | 10 | 53 | 53 | 53 | 53 | 53 | 53 | 10
ALT-19 | 2041-05-01 | 5 | 2041 | 2041 | SPRING | 50 | 50 | 50 | 50 | 50 | 50 | 10 | 51 | 51 | 51 | 51 | 51 | 51 | 10
ALT-19 | 2041-06-01 | 6 | 2041 | 2041 | SUMMER | 46 | 46 | 46 | 46 | 46 | 46 | 10 | 49 | 49 | 49 | 49 | 49 | 49 | 10
ALT-19 | 2041-07-01 | 7 | 2041 | 2041 | SUMMER | 46 | 46 | 46 | 46 | 46 | 46 | 10 | 48 | 48 | 48 | 48 | 48 | 48 | 10
ALT-19 | 2041-08-01 | 8 | 2041 | 2041 | SUMMER | 46 | 46 | 46 | 46 | 46 | 46 | 10 | 49 | 49 | 49 | 49 | 49 | 49 | 10
ALT-19 | 2041-09-01 | 9 | 2041 | 2041 | SUMMER | 50 | 50 | 50 | 50 | 50 | 50 | 10 | 50 | 50 | 50 | 50 | 50 | 50 | 10
ALT-19 | 2041-10-01 | 10 | 2042 | 2041 | FALL | 54 | 54 | 54 | 54 | 54 | 54 | 10 | 53 | 53 | 53 | 53 | 53 | 53 | 10
ALT-19 | 2041-11-01 | 11 | 2042 | 2041 | FALL | 58 | 58 | 58 | 58 | 58 | 58 | 10 | 55 | 55 | 55 | 55 | 55 | 55 | 10
ALT-19 | 2041-12-01 | 12 | 2042 | 2041 | WINTER | 62 | 62 | 62 | 62 | 62 | 62 | 10 | 57 | 57 | 57 | 57 | 57 | 57 | 10
ALT-19 | 2042-01-01 | 1 | 2042 | 2042 | WINTER | 62 | 62 | 62 | 62 | 62 | 62 | 10 | 57 | 57 | 57 | 57 | 57 | 57 | 10
ALT-19 | 2042-02-01 | 2 | 2042 | 2042 | WINTER | 60 | 60 | 60 | 60 | 60 | 60 | 10 | 56 | 56 | 56 | 56 | 56 | 56 | 10
ALT-19 | 2042-03-01 | 3 | 2042 | 2042 | WINTER | 58 | 58 | 58 | 58 | 58 | 58 | 10 | 55 | 55 | 55 | 55 | 55 | 55 | 10
ALT-19 | 2042-04-01 | 4 | 2042 | 2042 | SPRING | 54 | 54 | 54 | 54 | 54 | 54 | 10 | 53 | 53 | 53 | 53 | 53 | 53 | 10
ALT-19 | 2042-05-01 | 5 | 2042 | 2042 | SPRING | 50 | 50 | 50 | 50 | 50 | 50 | 10 | 51 | 51 | 51 | 51 | 51 | 51 | 10
ALT-19 | 2042-06-01 | 6 | 2042 | 2042 | SUMMER | 46 | 46 | 46 | 46 | 46 | 46 | 10 | 49 | 49 | 49 | 49 | 49 | 49 | 10
ALT-19 | 2042-07-01 | 7 | 2042 | 2042 | SUMMER | 46 | 46 | 46 | 46 | 46 | 46 | 10 | 48 | 48 | 48 | 48 | 48 | 48 | 10
ALT-19 | 2042-08-01 | 8 | 2042 | 2042 | SUMMER | 46 | 46 | 46 | 46 | 46 | 46 | 10 | 49 | 49 | 49 | 49 | 49 | 49 | 10
ALT-19 | 2042-09-01 | 9 | 2042 | 2042 | SUMMER | 50 | 50 | 50 | 50 | 50 | 50 | 10 | 50 | 50 | 50 | 50 | 50 | 50 | 10
ALT-19 | 2042-10-01 | 10 | 2043 | 2042 | FALL | 54 | 54 | 54 | 54 | 54 | 54 | 10 | 53 | 53 | 53 | 53 | 53 | 53 | 10
ALT-19 | 2042-11-01 | 11 | 2043 | 2042 | FALL | 58 | 58 | 58 | 58 | 58 | 58 | 10 | 55 | 55 | 55 | 55 | 55 | 55 | 10
ALT-19 | 2042-12-01 | 12 | 2043 | 2042 | WINTER | 62 | 62 | 62 | 62 | 62 | 62 | 10 | 57 | 57 | 57 | 57 | 57 | 57 | 10
ALT-19 | 2043-01-01 | 1 | 2043 | 2043 | WINTER | 62 | 62 | 62 | 62 | 62 | 62 | 10 | 57 | 57 | 57 | 57 | 57 | 57 | 10
ALT-19 | 2043-02-01 | 2 | 2043 | 2043 | WINTER | 60 | 60 | 60 | 60 | 60 | 60 | 10 | 56 | 56 | 56 | 56 | 56 | 56 | 10
ALT-19 | 2043-03-01 | 3 | 2043 | 2043 | WINTER | 58 | 58 | 58 | 58 | 58 | 58 | 10 | 55 | 55 | 55 | 55 | 55 | 55 | 10
ALT-19 | 2043-04-01 | 4 | 2043 | 2043 | SPRING | 54 | 54 | 54 | 54 | 54 | 54 | 10 | 53 | 53 | 53 | 53 | 53 | 53 | 10
ALT-19 | 2043-05-01 | 5 | 2043 | 2043 | SPRING | 50 | 50 | 50 | 50 | 50 | 50 | 10 | 51 | 51 | 51 | 51 | 51 | 51 | 10
ALT-19 | 2043-06-01 | 6 | 2043 | 2043 | SUMMER | 46 | 46 | 46 | 46 | 46 | 46 | 10 | 49 | 49 | 49 | 49 | 49 | 49 | 10
ALT-19 | 2043-07-01 | 7 | 2043 | 2043 | SUMMER | 46 | 46 | 46 | 46 | 46 | 46 | 10 | 48 | 48 | 48 | 48 | 48 | 48 | 10
ALT-19 | 2043-08-01 | 8 | 2043 | 2043 | SUMMER | 46 | 46 | 46 | 46 | 46 | 46 | 10 | 49 | 49 | 49 | 49 | 49 | 49 | 10
ALT-19 | 2043-09-01 | 9 | 2043 | 2043 | SUMMER | 50 | 50 | 50 | 50 | 50 | 50 | 10 | 50 | 50 | 50 | 50 | 50 | 50 | 10
ALT-19 | 2043-10-01 | 10 | 2044 | 2043 | FALL | 54 | 54 | 54 | 54 | 54 | 54 | 10 | 53 | 53 | 53 | 53 | 53 | 53 | 10
ALT-19 | 2043-11-01 | 11 | 2044 | 2043 | FALL | 58 | 58 | 58 | 58 | 58 | 58 | 10 | 55 | 55 | 55 | 55 | 55 | 55 | 10
ALT-19 | 2043-12-01 | 12 | 2044 | 2043 | WINTER | 62 | 62 | 62 | 62 | 62 | 62 | 10 | 57 | 57 | 57 | 57 | 57 | 57 | 10
ALT-19 | 2044-01-01 | 1 | 2044 | 2044 | WINTER | 62 | 62 | 62 | 62 | 62 | 62 | 10 | 57 | 57 | 57 | 57 | 57 | 57 | 10
ALT-19 | 2044-02-01 | 2 | 2044 | 2044 | WINTER | 60 | 60 | 60 | 60 | 60 | 60 | 10 | 56 | 56 | 56 | 56 | 56 | 56 | 10
ALT-19 | 2044-03-01 | 3 | 2044 | 2044 | WINTER | 58 | 58 | 58 | 58 | 58 | 58 | 10 | 55 | 55 | 55 | 55 | 55 | 55 | 10
ALT-19 | 2044-04-01 | 4 | 2044 | 2044 | SPRING | 54 | 54 | 54 | 54 | 54 | 54 | 10 | 53 | 53 | 53 | 53 | 53 | 53 | 10
ALT-19 | 2044-05-01 | 5 | 2044 | 2044 | SPRING | 50 | 50 | 50 | 50 | 50 | 50 | 10 | 51 | 51 | 51 | 51 | 51 | 51 | 10
ALT-19 | 2044-06-01 | 6 | 2044 | 2044 | SUMMER | 46 | 46 | 46 | 46 | 46 | 46 | 10 | 49 | 49 | 49 | 49 | 49 | 49 | 10
ALT-19 | 2044-07-01 | 7 | 2044 | 2044 | SUMMER | 46 | 46 | 46 | 46 | 46 | 46 | 10 | 48 | 48 | 48 | 48 | 48 | 48 | 10
ALT-19 | 2044-08-01 | 8 | 2044 | 2044 | SUMMER | 46 | 46 | 46 | 46 | 46 | 46 | 10 | 49 | 49 | 49 | 49 | 49 | 49 | 10
ALT-19 | 2044-09-01 | 9 | 2044 | 2044 | SUMMER | 50 | 50 | 50 | 50 | 50 | 50 | 10 | 50 | 50 | 50 | 50 | 50 | 50 | 10
ALT-19 | 2044-10-01 | 10 | 2045 | 2044 | FALL | 54 | 54 | 54 | 54 | 54 | 54 | 10 | 53 | 53 | 53 | 53 | 53 | 53 | 10
ALT-19 | 2044-11-01 | 11 | 2045 | 2044 | FALL | 58 | 58 | 58 | 58 | 58 | 58 | 10 | 55 | 55 | 55 | 55 | 55 | 55 | 10
ALT-19 | 2044-12-01 | 12 | 2045 | 2044 | WINTER | 62 | 62 | 62 | 62 | 62 | 62 | 10 | 57 | 57 | 57 | 57 | 57 | 57 | 10
ALT-19 | 2045-01-01 | 1 | 2045 | 2045 | WINTER | 62 | 62 | 62 | 62 | 62 | 62 | 10 | 57 | 57 | 57 | 57 | 57 | 57 | 10
ALT-19 | 2045-02-01 | 2 | 2045 | 2045 | WINTER | 60 | 60 | 60 | 60 | 60 | 60 | 10 | 56 | 56 | 56 | 56 | 56 | 56 | 10
ALT-19 | 2045-03-01 | 3 | 2045 | 2045 | WINTER | 58 | 58 | 58 | 58 | 58 | 58 | 10 | 55 | 55 | 55 | 55 | 55 | 55 | 10
ALT-19 | 2045-04-01 | 4 | 2045 | 2045 | SPRING | 54 | 54 | 54 | 54 | 54 | 54 | 10 | 53 | 53 | 53 | 53 | 53 | 53 | 10
ALT-19 | 2045-05-01 | 5 | 2045 | 2045 | SPRING | 50 | 50 | 50 | 50 | 50 | 50 | 10 | 51 | 51 | 51 | 51 | 51 | 51 | 10
ALT-19 | 2045-06-01 | 6 | 2045 | 2045 | SUMMER | 46 | 46 | 46 | 46 | 46 | 46 | 10 | 49 | 49 | 49 | 49 | 49 | 49 | 10
ALT-19 | 2045-07-01 | 7 | 2045 | 2045 | SUMMER | 46 | 46 | 46 | 46 | 46 | 46 | 10 | 48 | 48 | 48 | 48 | 48 | 48 | 10
ALT-19 | 2045-08-01 | 8 | 2045 | 2045 | SUMMER | 46 | 46 | 46 | 46 | 46 | 46 | 10 | 49 | 49 | 49 | 49 | 49 | 49 | 10
ALT-19 | 2045-09-01 | 9 | 2045 | 2045 | SUMMER | 50 | 50 | 50 | 50 | 50 | 50 | 10 | 50 | 50 | 50 | 50 | 50 | 50 | 10
ALT-19 | 2045-10-01 | 10 | 2046 | 2045 | FALL | 54 | 54 | 54 | 54 | 54 | 54 | 10 | 53 | 53 | 53 | 53 | 53 | 53 | 10
ALT-19 | 2045-11-01 | 11 | 2046 | 2045 | FALL | 58 | 58 | 58 | 58 | 58 | 58 | 10 | 55 | 55 | 55 | 55 | 55 | 55 | 10
ALT-19 | 2045-12-01 | 12 | 2046 | 2045 | WINTER | 62 | 62 | 62 | 62 | 62 | 62 | 10 | 57 | 57 | 57 | 57 | 57 | 57 | 10
ALT-19 | 2046-01-01 | 1 | 2046 | 2046 | WINTER | 62 | 62 | 62 | 62 | 62 | 62 | 10 | 57 | 57 | 57 | 57 | 57 | 57 | 10
ALT-19 | 2046-02-01 | 2 | 2046 | 2046 | WINTER | 60 | 60 | 60 | 60 | 60 | 60 | 10 | 56 | 56 | 56 | 56 | 56 | 56 | 10
ALT-19 | 2046-03-01 | 3 | 2046 | 2046 | WINTER | 58 | 58 | 58 | 58 | 58 | 58 | 10 | 55 | 55 | 55 | 55 | 55 | 55 | 10
ALT-19 | 2046-04-01 | 4 | 2046 | 2046 | SPRING | 54 | 54 | 54 | 54 | 54 | 54 | 10 | 53 | 53 | 53 | 53 | 53 | 53 | 10
ALT-19 | 2046-05-01 | 5 | 2046 | 2046 | SPRING | 50 | 50 | 50 | 50 | 50 | 50 | 10 | 51 | 51 | 51 | 51 | 51 | 51 | 10
ALT-19 | 2046-06-01 | 6 | 2046 | 2046 | SUMMER | 46 | 46 | 46 | 46 | 46 | 46 | 10 | 49 | 49 | 49 | 49 | 49 | 49 | 10
ALT-19 | 2046-07-01 | 7 | 2046 | 2046 | SUMMER | 46 | 46 | 46 | 46 | 46 | 46 | 10 | 48 | 48 | 48 | 48 | 48 | 48 | 10
ALT-19 | 2046-08-01 | 8 | 2046 | 2046 | SUMMER | 46 | 46 | 46 | 46 | 46 | 46 | 10 | 49 | 49 | 49 | 49 | 49 | 49 | 10
ALT-19 | 2046-09-01 | 9 | 2046 | 2046 | SUMMER | 50 | 50 | 50 | 50 | 50 | 50 | 10 | 50 | 50 | 50 | 50 | 50 | 50 | 10
ALT-19 | 2046-10-01 | 10 | 2047 | 2046 | FALL | 54 | 54 | 54 | 54 | 54 | 54 | 10 | 53 | 53 | 53 | 53 | 53 | 53 | 10
ALT-19 | 2046-11-01 | 11 | 2047 | 2046 | FALL | 58 | 58 | 58 | 58 | 58 | 58 | 10 | 55 | 55 | 55 | 55 | 55 | 55 | 10
ALT-19 | 2046-12-01 | 12 | 2047 | 2046 | WINTER | 62 | 62 | 62 | 62 | 62 | 62 | 10 | 57 | 57 | 57 | 57 | 57 | 57 | 10
ALT-19 | 2047-01-01 | 1 | 2047 | 2047 | WINTER | 62 | 62 | 62 | 62 | 62 | 62 | 10 | 57 | 57 | 57 | 57 | 57 | 57 | 10
ALT-19 | 2047-02-01 | 2 | 2047 | 2047 | WINTER | 60 | 60 | 60 | 60 | 60 | 60 | 10 | 56 | 56 | 56 | 56 | 56 | 56 | 10
ALT-19 | 2047-03-01 | 3 | 2047 | 2047 | WINTER | 58 | 58 | 58 | 58 | 58 | 58 | 10 | 55 | 55 | 55 | 55 | 55 | 55 | 10
ALT-19 | 2047-04-01 | 4 | 2047 | 2047 | SPRING | 54 | 54 | 54 | 54 | 54 | 54 | 10 | 53 | 53 | 53 | 53 | 53 | 53 | 10
ALT-19 | 2047-05-01 | 5 | 2047 | 2047 | SPRING | 50 | 50 | 50 | 50 | 50 | 50 | 10 | 51 | 51 | 51 | 51 | 51 | 51 | 10
ALT-19 | 2047-06-01 | 6 | 2047 | 2047 | SUMMER | 46 | 46 | 46 | 46 | 46 | 46 | 10 | 49 | 49 | 49 | 49 | 49 | 49 | 10
ALT-19 | 2047-07-01 | 7 | 2047 | 2047 | SUMMER | 46 | 46 | 46 | 46 | 46 | 46 | 10 | 48 | 48 | 48 | 48 | 48 | 48 | 10
ALT-19 | 2047-08-01 | 8 | 2047 | 2047 | SUMMER | 46 | 46 | 46 | 46 | 46 | 46 | 10 | 49 | 49 | 49 | 49 | 49 | 49 | 10
ALT-19 | 2047-09-01 | 9 | 2047 | 2047 | SUMMER | 50 | 50 | 50 | 50 | 50 | 50 | 10 | 50 | 50 | 50 | 50 | 50 | 50 | 10
ALT-20 | 2016-10-01 | 10 | 2017 | 2016 | FALL | 54 | 54 | 54 | 54 | 54 | 54 | 10 | 53 | 53 | 53 | 53 | 53 | 53 | 10
ALT-20 | 2016-11-01 | 11 | 2017 | 2016 | FALL | 58 | 58 | 58 | 58 | 58 | 58 | 10 | 55 | 55 | 55 | 55 | 55 | 55 | 10
ALT-20 | 2016-12-01 | 12 | 2017 | 2016 | WINTER | 62 | 62 | 62 | 62 | 62 | 62 | 10 | 57 | 57 | 57 | 57 | 57 | 57 | 10
ALT-20 | 2017-01-01 | 1 | 2017 | 2017 | WINTER | 62 | 62 | 62 | 62 | 62 | 62 | 10 | 57 | 57 | 57 | 57 | 57 | 57 | 10
ALT-20 | 2017-02-01 | 2 | 2017 | 2017 | WINTER | 60 | 60 | 60 | 60 | 60 | 60 | 10 | 56 | 56 | 56 | 56 | 56 | 56 | 10
ALT-20 | 2017-03-01 | 3 | 2017 | 2017 | WINTER | 58 | 58 | 58 | 58 | 58 | 58 | 10 | 55 | 55 | 55 | 55 | 55 | 55 | 10
ALT-20 | 2017-04-01 | 4 | 2017 | 2017 | SPRING | 54 | 54 | 54 | 54 | 54 | 54 | 10 | 53 | 53 | 53 | 53 | 53 | 53 | 10
ALT-20 | 2017-05-01 | 5 | 2017 | 2017 | SPRING | 50 | 50 | 50 | 50 | 50 | 50 | 10 | 51 | 51 | 51 | 51 | 51 | 51 | 10
ALT-20 | 2017-06-01 | 6 | 2017 | 2017 | SUMMER | 46 | 46 | 46 | 46 | 46 | 46 | 10 | 49 | 49 | 49 | 49 | 49 | 49 | 10
ALT-20 | 2017-07-01 | 7 | 2017 | 2017 | SUMMER | 46 | 46 | 46 | 46 | 46 | 46 | 10 | 48 | 48 | 48 | 48 | 48 | 48 | 10
ALT-20 | 2017-08-01 | 8 | 2017 | 2017 | SUMMER | 46 | 46 | 46 | 46 | 46 | 46 | 10 | 49 | 49 | 49 | 49 | 49 | 49 | 10
ALT-20 | 2017-09-01 | 9 | 2017 | 2017 | SUMMER | 50 | 50 | 50 | 50 | 50 | 50 | 10 | 50 | 50 | 50 | 50 | 50 | 50 | 10
ALT-20 | 2017-10-01 | 10 | 2018 | 2017 | FALL | 54 | 54 | 54 | 54 | 54 | 54 | 10 | 53 | 53 | 53 | 53 | 53 | 53 | 10
ALT-20 | 2017-11-01 | 11 | 2018 | 2017 | FALL | 58 | 58 | 58 | 58 | 58 | 58 | 10 | 55 | 55 | 55 | 55 | 55 | 55 | 10
ALT-20 | 2017-12-01 | 12 | 2018 | 2017 | WINTER | 62 | 62 | 62 | 62 | 62 | 62 | 10 | 57 | 57 | 57 | 57 | 57 | 57 | 10
ALT-20 | 2018-01-01 | 1 | 2018 | 2018 | WINTER | 62 | 62 | 62 | 62 | 62 | 62 | 10 | 57 | 57 | 57 | 57 | 57 | 57 | 10
ALT-20 | 2018-02-01 | 2 | 2018 | 2018 | WINTER | 60 | 60 | 60 | 60 | 60 | 60 | 10 | 56 | 56 | 56 | 56 | 56 | 56 | 10
ALT-20 | 2018-03-01 | 3 | 2018 | 2018 | WINTER | 58 | 58 | 58 | 58 | 58 | 58 | 10 | 55 | 55 | 55 | 55 | 55 | 55 | 10
ALT-20 | 2018-04-01 | 4 | 2018 | 2018 | SPRING | 54 | 54 | 54 | 54 | 54 | 54 | 10 | 53 | 53 | 53 | 53 | 53 | 53 | 10
ALT-20 | 2018-05-01 | 5 | 2018 | 2018 | SPRING | 50 | 50 | 50 | 50 | 50 | 50 | 10 | 51 | 51 | 51 | 51 | 51 | 51 | 10
ALT-20 | 2018-06-01 | 6 | 2018 | 2018 | SUMMER | 46 | 46 | 46 | 46 | 46 | 46 | 10 | 49 | 49 | 49 | 49 | 49 | 49 | 10
ALT-20 | 2018-07-01 | 7 | 2018 | 2018 | SUMMER | 46 | 46 | 46 | 46 | 46 | 46 | 10 | 48 | 48 | 48 | 48 | 48 | 48 | 10
ALT-20 | 2018-08-01 | 8 | 2018 | 2018 | SUMMER | 46 | 46 | 46 | 46 | 46 | 46 | 10 | 49 | 49 | 49 | 49 | 49 | 49 | 10
ALT-20 | 2018-09-01 | 9 | 2018 | 2018 | SUMMER | 50 | 50 | 50 | 50 | 50 | 50 | 10 | 50 | 50 | 50 | 50 | 50 | 50 | 10
ALT-20 | 2018-10-01 | 10 | 2019 | 2018 | FALL | 54 | 54 | 54 | 54 | 54 | 54 | 10 | 53 | 53 | 53 | 53 | 53 | 53 | 10
ALT-20 | 2018-11-01 | 11 | 2019 | 2018 | FALL | 58 | 58 | 58 | 58 | 58 | 58 | 10 | 55 | 55 | 55 | 55 | 55 | 55 | 10
ALT-20 | 2018-12-01 | 12 | 2019 | 2018 | WINTER | 62 | 62 | 62 | 62 | 62 | 62 | 10 | 57 | 57 | 57 | 57 | 57 | 57 | 10
ALT-20 | 2019-01-01 | 1 | 2019 | 2019 | WINTER | 62 | 62 | 62 | 62 | 62 | 62 | 10 | 57 | 57 | 57 | 57 | 57 | 57 | 10
ALT-20 | 2019-02-01 | 2 | 2019 | 2019 | WINTER | 60 | 60 | 60 | 60 | 60 | 60 | 10 | 56 | 56 | 56 | 56 | 56 | 56 | 10
ALT-20 | 2019-03-01 | 3 | 2019 | 2019 | WINTER | 58 | 58 | 58 | 58 | 58 | 58 | 10 | 55 | 55 | 55 | 55 | 55 | 55 | 10
ALT-20 | 2019-04-01 | 4 | 2019 | 2019 | SPRING | 54 | 54 | 54 | 54 | 54 | 54 | 10 | 53 | 53 | 53 | 53 | 53 | 53 | 10
ALT-20 | 2019-05-01 | 5 | 2019 | 2019 | SPRING | 50 | 50 | 50 | 50 | 50 | 50 | 10 | 51 | 51 | 51 | 51 | 51 | 51 | 10
ALT-20 | 2019-06-01 | 6 | 2019 | 2019 | SUMMER | 46 | 46 | 46 | 46 | 46 | 46 | 10 | 49 | 49 | 49 | 49 | 49 | 49 | 10
ALT-20 | 2019-07-01 | 7 | 2019 | 2019 | SUMMER | 46 | 46 | 46 | 46 | 46 | 46 | 10 | 48 | 48 | 48 | 48 | 48 | 48 | 10
ALT-20 | 2019-08-01 | 8 | 2019 | 2019 | SUMMER | 46 | 46 | 46 | 46 | 46 | 46 | 10 | 49 | 49 | 49 | 49 | 49 | 49 | 10
ALT-20 | 2019-09-01 | 9 | 2019 | 2019 | SUMMER | 50 | 50 | 50 | 50 | 50 | 50 | 10 | 50 | 50 | 50 | 50 | 50 | 50 | 10
ALT-20 | 2019-10-01 | 10 | 2020 | 2019 | FALL | 54 | 54 | 54 | 54 | 54 | 54 | 10 | 53 | 53 | 53 | 53 | 53 | 53 | 10
ALT-20 | 2019-11-01 | 11 | 2020 | 2019 | FALL | 58 | 58 | 58 | 58 | 58 | 58 | 10 | 55 | 55 | 55 | 55 | 55 | 55 | 10
ALT-20 | 2019-12-01 | 12 | 2020 | 2019 | WINTER | 62 | 62 | 62 | 62 | 62 | 62 | 10 | 57 | 57 | 57 | 57 | 57 | 57 | 10
ALT-20 | 2020-01-01 | 1 | 2020 | 2020 | WINTER | 62 | 62 | 62 | 62 | 62 | 62 | 10 | 57 | 57 | 57 | 57 | 57 | 57 | 10
ALT-20 | 2020-02-01 | 2 | 2020 | 2020 | WINTER | 60 | 60 | 60 | 60 | 60 | 60 | 10 | 56 | 56 | 56 | 56 | 56 | 56 | 10
ALT-20 | 2020-03-01 | 3 | 2020 | 2020 | WINTER | 58 | 58 | 58 | 58 | 58 | 58 | 10 | 55 | 55 | 55 | 55 | 55 | 55 | 10
ALT-20 | 2020-04-01 | 4 | 2020 | 2020 | SPRING | 54 | 54 | 54 | 54 | 54 | 54 | 10 | 53 | 53 | 53 | 53 | 53 | 53 | 10
ALT-20 | 2020-05-01 | 5 | 2020 | 2020 | SPRING | 50 | 50 | 50 | 50 | 50 | 50 | 10 | 51 | 51 | 51 | 51 | 51 | 51 | 10
ALT-20 | 2020-06-01 | 6 | 2020 | 2020 | SUMMER | 46 | 46 | 46 | 46 | 46 | 46 | 10 | 49 | 49 | 49 | 49 | 49 | 49 | 10
ALT-20 | 2020-07-01 | 7 | 2020 | 2020 | SUMMER | 46 | 46 | 46 | 46 | 46 | 46 | 10 | 48 | 48 | 48 | 48 | 48 | 48 | 10
ALT-20 | 2020-08-01 | 8 | 2020 | 2020 | SUMMER | 46 | 46 | 46 | 46 | 46 | 46 | 10 | 49 | 49 | 49 | 49 | 49 | 49 | 10
ALT-20 | 2020-09-01 | 9 | 2020 | 2020 | SUMMER | 50 | 50 | 50 | 50 | 50 | 50 | 10 | 50 | 50 | 50 | 50 | 50 | 50 | 10
ALT-20 | 2020-10-01 | 10 | 2021 | 2020 | FALL | 54 | 54 | 54 | 54 | 54 | 54 | 10 | 53 | 53 | 53 | 53 | 53 | 53 | 10
ALT-20 | 2020-11-01 | 11 | 2021 | 2020 | FALL | 58 | 58 | 58 | 58 | 58 | 58 | 10 | 55 | 55 | 55 | 55 | 55 | 55 | 10
ALT-20 | 2020-12-01 | 12 | 2021 | 2020 | WINTER | 62 | 62 | 62 | 62 | 62 | 62 | 10 | 57 | 57 | 57 | 57 | 57 | 57 | 10
ALT-20 | 2021-01-01 | 1 | 2021 | 2021 | WINTER | 62 | 62 | 62 | 62 | 62 | 62 | 10 | 57 | 57 | 57 | 57 | 57 | 57 | 10
ALT-20 | 2021-02-01 | 2 | 2021 | 2021 | WINTER | 60 | 60 | 60 | 60 | 60 | 60 | 10 | 56 | 56 | 56 | 56 | 56 | 56 | 10
ALT-20 | 2021-03-01 | 3 | 2021 | 2021 | WINTER | 58 | 58 | 58 | 58 | 58 | 58 | 10 | 55 | 55 | 55 | 55 | 55 | 55 | 10
ALT-20 | 2021-04-01 | 4 | 2021 | 2021 | SPRING | 54 | 54 | 54 | 54 | 54 | 54 | 10 | 53 | 53 | 53 | 53 | 53 | 53 | 10
ALT-20 | 2021-05-01 | 5 | 2021 | 2021 | SPRING | 50 | 50 | 50 | 50 | 50 | 50 | 10 | 51 | 51 | 51 | 51 | 51 | 51 | 10
ALT-20 | 2021-06-01 | 6 | 2021 | 2021 | SUMMER | 46 | 46 | 46 | 46 | 46 | 46 | 10 | 49 | 49 | 49 | 49 | 49 | 49 | 10
ALT-20 | 2021-07-01 | 7 | 2021 | 2021 | SUMMER | 46 | 46 | 46 | 46 | 46 | 46 | 10 | 48 | 48 | 48 | 48 | 48 | 48 | 10
ALT-20 | 2021-08-01 | 8 | 2021 | 2021 | SUMMER | 46 | 46 | 46 | 46 | 46 | 46 | 10 | 49 | 49 | 49 | 49 | 49 | 49 | 10
ALT-20 | 2021-09-01 | 9 | 2021 | 2021 | SUMMER | 50 | 50 | 50 | 50 | 50 | 50 | 10 | 50 | 50 | 50 | 50 | 50 | 50 | 10
ALT-20 | 2021-10-01 | 10 | 2022 | 2021 | FALL | 54 | 54 | 54 | 54 | 54 | 54 | 10 | 53 | 53 | 53 | 53 | 53 | 53 | 10
ALT-20 | 2021-11-01 | 11 | 2022 | 2021 | FALL | 58 | 58 | 58 | 58 | 58 | 58 | 10 | 55 | 55 | 55 | 55 | 55 | 55 | 10
ALT-20 | 2021-12-01 | 12 | 2022 | 2021 | WINTER | 62 | 62 | 62 | 62 | 62 | 62 | 10 | 57 | 57 | 57 | 57 | 57 | 57 | 10
ALT-20 | 2022-01-01 | 1 | 2022 | 2022 | WINTER | 62 | 62 | 62 | 62 | 62 | 62 | 10 | 57 | 57 | 57 | 57 | 57 | 57 | 10
ALT-20 | 2022-02-01 | 2 | 2022 | 2022 | WINTER | 60 | 60 | 60 | 60 | 60 | 60 | 10 | 56 | 56 | 56 | 56 | 56 | 56 | 10
ALT-20 | 2022-03-01 | 3 | 2022 | 2022 | WINTER | 58 | 58 | 58 | 58 | 58 | 58 | 10 | 55 | 55 | 55 | 55 | 55 | 55 | 10
ALT-20 | 2022-04-01 | 4 | 2022 | 2022 | SPRING | 54 | 54 | 54 | 54 | 54 | 54 | 10 | 53 | 53 | 53 | 53 | 53 | 53 | 10
ALT-20 | 2022-05-01 | 5 | 2022 | 2022 | SPRING | 50 | 50 | 50 | 50 | 50 | 50 | 10 | 51 | 51 | 51 | 51 | 51 | 51 | 10
ALT-20 | 2022-06-01 | 6 | 2022 | 2022 | SUMMER | 46 | 46 | 46 | 46 | 46 | 46 | 10 | 49 | 49 | 49 | 49 | 49 | 49 | 10
ALT-20 | 2022-07-01 | 7 | 2022 | 2022 | SUMMER | 46 | 46 | 46 | 46 | 46 | 46 | 10 | 48 | 48 | 48 | 48 | 48 | 48 | 10
ALT-20 | 2022-08-01 | 8 | 2022 | 2022 | SUMMER | 46 | 46 | 46 | 46 | 46 | 46 | 10 | 49 | 49 | 49 | 49 | 49 | 49 | 10
ALT-20 | 2022-09-01 | 9 | 2022 | 2022 | SUMMER | 50 | 50 | 50 | 50 | 50 | 50 | 10 | 50 | 50 | 50 | 50 | 50 | 50 | 10
ALT-20 | 2022-10-01 | 10 | 2023 | 2022 | FALL | 54 | 54 | 54 | 54 | 54 | 54 | 10 | 53 | 53 | 53 | 53 | 53 | 53 | 10
ALT-20 | 2022-11-01 | 11 | 2023 | 2022 | FALL | 58 | 58 | 58 | 58 | 58 | 58 | 10 | 55 | 55 | 55 | 55 | 55 | 55 | 10
ALT-20 | 2022-12-01 | 12 | 2023 | 2022 | WINTER | 62 | 62 | 62 | 62 | 62 | 62 | 10 | 57 | 57 | 57 | 57 | 57 | 57 | 10
ALT-20 | 2023-01-01 | 1 | 2023 | 2023 | WINTER | 62 | 62 | 62 | 62 | 62 | 62 | 10 | 57 | 57 | 57 | 57 | 57 | 57 | 10
ALT-20 | 2023-02-01 | 2 | 2023 | 2023 | WINTER | 60 | 60 | 60 | 60 | 60 | 60 | 10 | 56 | 56 | 56 | 56 | 56 | 56 | 10
ALT-20 | 2023-03-01 | 3 | 2023 | 2023 | WINTER | 58 | 58 | 58 | 58 | 58 | 58 | 10 | 55 | 55 | 55 | 55 | 55 | 55 | 10
ALT-20 | 2023-04-01 | 4 | 2023 | 2023 | SPRING | 54 | 54 | 54 | 54 | 54 | 54 | 10 | 53 | 53 | 53 | 53 | 53 | 53 | 10
ALT-20 | 2023-05-01 | 5 | 2023 | 2023 | SPRING | 50 | 50 | 50 | 50 | 50 | 50 | 10 | 51 | 51 | 51 | 51 | 51 | 51 | 10
ALT-20 | 2023-06-01 | 6 | 2023 | 2023 | SUMMER | 46 | 46 | 46 | 46 | 46 | 46 | 10 | 49 | 49 | 49 | 49 | 49 | 49 | 10
ALT-20 | 2023-07-01 | 7 | 2023 | 2023 | SUMMER | 46 | 46 | 46 | 46 | 46 | 46 | 10 | 48 | 48 | 48 | 48 | 48 | 48 | 10
ALT-20 | 2023-08-01 | 8 | 2023 | 2023 | SUMMER | 46 | 46 | 46 | 46 | 46 | 46 | 10 | 49 | 49 | 49 | 49 | 49 | 49 | 10
ALT-20 | 2023-09-01 | 9 | 2023 | 2023 | SUMMER | 50 | 50 | 50 | 50 | 50 | 50 | 10 | 50 | 50 | 50 | 50 | 50 | 50 | 10
ALT-20 | 2023-10-01 | 10 | 2024 | 2023 | FALL | 54 | 54 | 54 | 54 | 54 | 54 | 10 | 53 | 53 | 53 | 53 | 53 | 53 | 10
ALT-20 | 2023-11-01 | 11 | 2024 | 2023 | FALL | 58 | 58 | 58 | 58 | 58 | 58 | 10 | 55 | 55 | 55 | 55 | 55 | 55 | 10
ALT-20 | 2023-12-01 | 12 | 2024 | 2023 | WINTER | 62 | 62 | 62 | 62 | 62 | 62 | 10 | 57 | 57 | 57 | 57 | 57 | 57 | 10
ALT-20 | 2024-01-01 | 1 | 2024 | 2024 | WINTER | 62 | 62 | 62 | 62 | 62 | 62 | 10 | 57 | 57 | 57 | 57 | 57 | 57 | 10
ALT-20 | 2024-02-01 | 2 | 2024 | 2024 | WINTER | 60 | 60 | 60 | 60 | 60 | 60 | 10 | 56 | 56 | 56 | 56 | 56 | 56 | 10
ALT-20 | 2024-03-01 | 3 | 2024 | 2024 | WINTER | 58 | 58 | 58 | 58 | 58 | 58 | 10 | 55 | 55 | 55 | 55 | 55 | 55 | 10
ALT-20 | 2024-04-01 | 4 | 2024 | 2024 | SPRING | 54 | 54 | 54 | 54 | 54 | 54 | 10 | 53 | 53 | 53 | 53 | 53 | 53 | 10
ALT-20 | 2024-05-01 | 5 | 2024 | 2024 | SPRING | 50 | 50 | 50 | 50 | 50 | 50 | 10 | 51 | 51 | 51 | 51 | 51 | 51 | 10
ALT-20 | 2024-06-01 | 6 | 2024 | 2024 | SUMMER | 46 | 46 | 46 | 46 | 46 | 46 | 10 | 49 | 49 | 49 | 49 | 49 | 49 | 10
ALT-20 | 2024-07-01 | 7 | 2024 | 2024 | SUMMER | 46 | 46 | 46 | 46 | 46 | 46 | 10 | 48 | 48 | 48 | 48 | 48 | 48 | 10
ALT-20 | 2024-08-01 | 8 | 2024 | 2024 | SUMMER | 46 | 46 | 46 | 46 | 46 | 46 | 10 | 49 | 49 | 49 | 49 | 49 | 49 | 10
ALT-20 | 2024-09-01 | 9 | 2024 | 2024 | SUMMER | 50 | 50 | 50 | 50 | 50 | 50 | 10 | 50 | 50 | 50 | 50 | 50 | 50 | 10
ALT-20 | 2024-10-01 | 10 | 2025 | 2024 | FALL | 54 | 54 | 54 | 54 | 54 | 54 | 10 | 53 | 53 | 53 | 53 | 53 | 53 | 10
ALT-20 | 2024-11-01 | 11 | 2025 | 2024 | FALL | 58 | 58 | 58 | 58 | 58 | 58 | 10 | 55 | 55 | 55 | 55 | 55 | 55 | 10
ALT-20 | 2024-12-01 | 12 | 2025 | 2024 | WINTER | 62 | 62 | 62 | 62 | 62 | 62 | 10 | 57 | 57 | 57 | 57 | 57 | 57 | 10
ALT-20 | 2025-01-01 | 1 | 2025 | 2025 | WINTER | 62 | 62 | 62 | 62 | 62 | 62 | 10 | 57 | 57 | 57 | 57 | 57 | 57 | 10
ALT-20 | 2025-02-01 | 2 | 2025 | 2025 | WINTER | 60 | 60 | 60 | 60 | 60 | 60 | 10 | 56 | 56 | 56 | 56 | 56 | 56 | 10
ALT-20 | 2025-03-01 | 3 | 2025 | 2025 | WINTER | 58 | 58 | 58 | 58 | 58 | 58 | 10 | 55 | 55 | 55 | 55 | 55 | 55 | 10
ALT-20 | 2025-04-01 | 4 | 2025 | 2025 | SPRING | 54 | 54 | 54 | 54 | 54 | 54 | 10 | 53 | 53 | 53 | 53 | 53 | 53 | 10
ALT-20 | 2025-05-01 | 5 | 2025 | 2025 | SPRING | 50 | 50 | 50 | 50 | 50 | 50 | 10 | 51 | 51 | 51 | 51 | 51 | 51 | 10
ALT-20 | 2025-06-01 | 6 | 2025 | 2025 | SUMMER | 46 | 46 | 46 | 46 | 46 | 46 | 10 | 49 | 49 | 49 | 49 | 49 | 49 | 10
ALT-20 | 2025-07-01 | 7 | 2025 | 2025 | SUMMER | 46 | 46 | 46 | 46 | 46 | 46 | 10 | 48 | 48 | 48 | 48 | 48 | 48 | 10
ALT-20 | 2025-08-01 | 8 | 2025 | 2025 | SUMMER | 46 | 46 | 46 | 46 | 46 | 46 | 10 | 49 | 49 | 49 | 49 | 49 | 49 | 10
ALT-20 | 2025-09-01 | 9 | 2025 | 2025 | SUMMER | 50 | 50 | 50 | 50 | 50 | 50 | 10 | 50 | 50 | 50 | 50 | 50 | 50 | 10
ALT-20 | 2025-10-01 | 10 | 2026 | 2025 | FALL | 54 | 54 | 54 | 54 | 54 | 54 | 10 | 53 | 53 | 53 | 53 | 53 | 53 | 10
ALT-20 | 2025-11-01 | 11 | 2026 | 2025 | FALL | 58 | 58 | 58 | 58 | 58 | 58 | 10 | 55 | 55 | 55 | 55 | 55 | 55 | 10
ALT-20 | 2025-12-01 | 12 | 2026 | 2025 | WINTER | 62 | 62 | 62 | 62 | 62 | 62 | 10 | 57 | 57 | 57 | 57 | 57 | 57 | 10
ALT-20 | 2026-01-01 | 1 | 2026 | 2026 | WINTER | 62 | 62 | 62 | 62 | 62 | 62 | 10 | 57 | 57 | 57 | 57 | 57 | 57 | 10
ALT-20 | 2026-02-01 | 2 | 2026 | 2026 | WINTER | 60 | 60 | 60 | 60 | 60 | 60 | 10 | 56 | 56 | 56 | 56 | 56 | 56 | 10
ALT-20 | 2026-03-01 | 3 | 2026 | 2026 | WINTER | 58 | 58 | 58 | 58 | 58 | 58 | 10 | 55 | 55 | 55 | 55 | 55 | 55 | 10
ALT-20 | 2026-04-01 | 4 | 2026 | 2026 | SPRING | 54 | 54 | 54 | 54 | 54 | 54 | 10 | 53 | 53 | 53 | 53 | 53 | 53 | 10
ALT-20 | 2026-05-01 | 5 | 2026 | 2026 | SPRING | 50 | 50 | 50 | 50 | 50 | 50 | 10 | 51 | 51 | 51 | 51 | 51 | 51 | 10
ALT-20 | 2026-06-01 | 6 | 2026 | 2026 | SUMMER | 46 | 46 | 46 | 46 | 46 | 46 | 10 | 49 | 49 | 49 | 49 | 49 | 49 | 10
ALT-20 | 2026-07-01 | 7 | 2026 | 2026 | SUMMER | 46 | 46 | 46 | 46 | 46 | 46 | 10 | 48 | 48 | 48 | 48 | 48 | 48 | 10
ALT-20 | 2026-08-01 | 8 | 2026 | 2026 | SUMMER | 46 | 46 | 46 | 46 | 46 | 46 | 10 | 49 | 49 | 49 | 49 | 49 | 49 | 10
ALT-20 | 2026-09-01 | 9 | 2026 | 2026 | SUMMER | 50 | 50 | 50 | 50 | 50 | 50 | 10 | 50 | 50 | 50 | 50 | 50 | 50 | 10
ALT-20 | 2026-10-01 | 10 | 2027 | 2026 | FALL | 54 | 54 | 54 | 54 | 54 | 54 | 10 | 53 | 53 | 53 | 53 | 53 | 53 | 10
ALT-20 | 2026-11-01 | 11 | 2027 | 2026 | FALL | 58 | 58 | 58 | 58 | 58 | 58 | 10 | 55 | 55 | 55 | 55 | 55 | 55 | 10
ALT-20 | 2026-12-01 | 12 | 2027 | 2026 | WINTER | 62 | 62 | 62 | 62 | 62 | 62 | 10 | 57 | 57 | 57 | 57 | 57 | 57 | 10
ALT-20 | 2027-01-01 | 1 | 2027 | 2027 | WINTER | 62 | 62 | 62 | 62 | 62 | 62 | 10 | 57 | 57 | 57 | 57 | 57 | 57 | 10
ALT-20 | 2027-02-01 | 2 | 2027 | 2027 | WINTER | 60 | 60 | 60 | 60 | 60 | 60 | 10 | 56 | 56 | 56 | 56 | 56 | 56 | 10
ALT-20 | 2027-03-01 | 3 | 2027 | 2027 | WINTER | 58 | 58 | 58 | 58 | 58 | 58 | 10 | 55 | 55 | 55 | 55 | 55 | 55 | 10
ALT-20 | 2027-04-01 | 4 | 2027 | 2027 | SPRING | 54 | 54 | 54 | 54 | 54 | 54 | 10 | 53 | 53 | 53 | 53 | 53 | 53 | 10
ALT-20 | 2027-05-01 | 5 | 2027 | 2027 | SPRING | 50 | 50 | 50 | 50 | 50 | 50 | 10 | 51 | 51 | 51 | 51 | 51 | 51 | 10
ALT-20 | 2027-06-01 | 6 | 2027 | 2027 | SUMMER | 46 | 46 | 46 | 46 | 46 | 46 | 10 | 49 | 49 | 49 | 49 | 49 | 49 | 10
ALT-20 | 2027-07-01 | 7 | 2027 | 2027 | SUMMER | 46 | 46 | 46 | 46 | 46 | 46 | 10 | 48 | 48 | 48 | 48 | 48 | 48 | 10
ALT-20 | 2027-08-01 | 8 | 2027 | 2027 | SUMMER | 46 | 46 | 46 | 46 | 46 | 46 | 10 | 49 | 49 | 49 | 49 | 49 | 49 | 10
ALT-20 | 2027-09-01 | 9 | 2027 | 2027 | SUMMER | 50 | 50 | 50 | 50 | 50 | 50 | 10 | 50 | 50 | 50 | 50 | 50 | 50 | 10
ALT-20 | 2027-10-01 | 10 | 2028 | 2027 | FALL | 54 | 54 | 54 | 54 | 54 | 54 | 10 | 53 | 53 | 53 | 53 | 53 | 53 | 10
ALT-20 | 2027-11-01 | 11 | 2028 | 2027 | FALL | 58 | 58 | 58 | 58 | 58 | 58 | 10 | 55 | 55 | 55 | 55 | 55 | 55 | 10
ALT-20 | 2027-12-01 | 12 | 2028 | 2027 | WINTER | 62 | 62 | 62 | 62 | 62 | 62 | 10 | 57 | 57 | 57 | 57 | 57 | 57 | 10
ALT-20 | 2028-01-01 | 1 | 2028 | 2028 | WINTER | 62 | 62 | 62 | 62 | 62 | 62 | 10 | 57 | 57 | 57 | 57 | 57 | 57 | 10
ALT-20 | 2028-02-01 | 2 | 2028 | 2028 | WINTER | 60 | 60 | 60 | 60 | 60 | 60 | 10 | 56 | 56 | 56 | 56 | 56 | 56 | 10
ALT-20 | 2028-03-01 | 3 | 2028 | 2028 | WINTER | 58 | 58 | 58 | 58 | 58 | 58 | 10 | 55 | 55 | 55 | 55 | 55 | 55 | 10
ALT-20 | 2028-04-01 | 4 | 2028 | 2028 | SPRING | 54 | 54 | 54 | 54 | 54 | 54 | 10 | 53 | 53 | 53 | 53 | 53 | 53 | 10
ALT-20 | 2028-05-01 | 5 | 2028 | 2028 | SPRING | 50 | 50 | 50 | 50 | 50 | 50 | 10 | 51 | 51 | 51 | 51 | 51 | 51 | 10
ALT-20 | 2028-06-01 | 6 | 2028 | 2028 | SUMMER | 46 | 46 | 46 | 46 | 46 | 46 | 10 | 49 | 49 | 49 | 49 | 49 | 49 | 10
ALT-20 | 2028-07-01 | 7 | 2028 | 2028 | SUMMER | 46 | 46 | 46 | 46 | 46 | 46 | 10 | 48 | 48 | 48 | 48 | 48 | 48 | 10
ALT-20 | 2028-08-01 | 8 | 2028 | 2028 | SUMMER | 46 | 46 | 46 | 46 | 46 | 46 | 10 | 49 | 49 | 49 | 49 | 49 | 49 | 10
ALT-20 | 2028-09-01 | 9 | 2028 | 2028 | SUMMER | 50 | 50 | 50 | 50 | 50 | 50 | 10 | 50 | 50 | 50 | 50 | 50 | 50 | 10
ALT-20 | 2028-10-01 | 10 | 2029 | 2028 | FALL | 54 | 54 | 54 | 54 | 54 | 54 | 10 | 53 | 53 | 53 | 53 | 53 | 53 | 10
ALT-20 | 2028-11-01 | 11 | 2029 | 2028 | FALL | 58 | 58 | 58 | 58 | 58 | 58 | 10 | 55 | 55 | 55 | 55 | 55 | 55 | 10
ALT-20 | 2028-12-01 | 12 | 2029 | 2028 | WINTER | 62 | 62 | 62 | 62 | 62 | 62 | 10 | 57 | 57 | 57 | 57 | 57 | 57 | 10
ALT-20 | 2029-01-01 | 1 | 2029 | 2029 | WINTER | 62 | 62 | 62 | 62 | 62 | 62 | 10 | 57 | 57 | 57 | 57 | 57 | 57 | 10
ALT-20 | 2029-02-01 | 2 | 2029 | 2029 | WINTER | 60 | 60 | 60 | 60 | 60 | 60 | 10 | 56 | 56 | 56 | 56 | 56 | 56 | 10
ALT-20 | 2029-03-01 | 3 | 2029 | 2029 | WINTER | 58 | 58 | 58 | 58 | 58 | 58 | 10 | 55 | 55 | 55 | 55 | 55 | 55 | 10
ALT-20 | 2029-04-01 | 4 | 2029 | 2029 | SPRING | 54 | 54 | 54 | 54 | 54 | 54 | 10 | 53 | 53 | 53 | 53 | 53 | 53 | 10
ALT-20 | 2029-05-01 | 5 | 2029 | 2029 | SPRING | 50 | 50 | 50 | 50 | 50 | 50 | 10 | 51 | 51 | 51 | 51 | 51 | 51 | 10
ALT-20 | 2029-06-01 | 6 | 2029 | 2029 | SUMMER | 46 | 46 | 46 | 46 | 46 | 46 | 10 | 49 | 49 | 49 | 49 | 49 | 49 | 10
ALT-20 | 2029-07-01 | 7 | 2029 | 2029 | SUMMER | 46 | 46 | 46 | 46 | 46 | 46 | 10 | 48 | 48 | 48 | 48 | 48 | 48 | 10
ALT-20 | 2029-08-01 | 8 | 2029 | 2029 | SUMMER | 46 | 46 | 46 | 46 | 46 | 46 | 10 | 49 | 49 | 49 | 49 | 49 | 49 | 10
ALT-20 | 2029-09-01 | 9 | 2029 | 2029 | SUMMER | 50 | 50 | 50 | 50 | 50 | 50 | 10 | 50 | 50 | 50 | 50 | 50 | 50 | 10
ALT-20 | 2029-10-01 | 10 | 2030 | 2029 | FALL | 54 | 54 | 54 | 54 | 54 | 54 | 10 | 53 | 53 | 53 | 53 | 53 | 53 | 10
ALT-20 | 2029-11-01 | 11 | 2030 | 2029 | FALL | 58 | 58 | 58 | 58 | 58 | 58 | 10 | 55 | 55 | 55 | 55 | 55 | 55 | 10
ALT-20 | 2029-12-01 | 12 | 2030 | 2029 | WINTER | 62 | 62 | 62 | 62 | 62 | 62 | 10 | 57 | 57 | 57 | 57 | 57 | 57 | 10
ALT-20 | 2030-01-01 | 1 | 2030 | 2030 | WINTER | 62 | 62 | 62 | 62 | 62 | 62 | 10 | 57 | 57 | 57 | 57 | 57 | 57 | 10
ALT-20 | 2030-02-01 | 2 | 2030 | 2030 | WINTER | 60 | 60 | 60 | 60 | 60 | 60 | 10 | 56 | 56 | 56 | 56 | 56 | 56 | 10
ALT-20 | 2030-03-01 | 3 | 2030 | 2030 | WINTER | 58 | 58 | 58 | 58 | 58 | 58 | 10 | 55 | 55 | 55 | 55 | 55 | 55 | 10
ALT-20 | 2030-04-01 | 4 | 2030 | 2030 | SPRING | 54 | 54 | 54 | 54 | 54 | 54 | 10 | 53 | 53 | 53 | 53 | 53 | 53 | 10
ALT-20 | 2030-05-01 | 5 | 2030 | 2030 | SPRING | 50 | 50 | 50 | 50 | 50 | 50 | 10 | 51 | 51 | 51 | 51 | 51 | 51 | 10
ALT-20 | 2030-06-01 | 6 | 2030 | 2030 | SUMMER | 46 | 46 | 46 | 46 | 46 | 46 | 10 | 49 | 49 | 49 | 49 | 49 | 49 | 10
ALT-20 | 2030-07-01 | 7 | 2030 | 2030 | SUMMER | 46 | 46 | 46 | 46 | 46 | 46 | 10 | 48 | 48 | 48 | 48 | 48 | 48 | 10
ALT-20 | 2030-08-01 | 8 | 2030 | 2030 | SUMMER | 46 | 46 | 46 | 46 | 46 | 46 | 10 | 49 | 49 | 49 | 49 | 49 | 49 | 10
ALT-20 | 2030-09-01 | 9 | 2030 | 2030 | SUMMER | 50 | 50 | 50 | 50 | 50 | 50 | 10 | 50 | 50 | 50 | 50 | 50 | 50 | 10
ALT-20 | 2030-10-01 | 10 | 2031 | 2030 | FALL | 54 | 54 | 54 | 54 | 54 | 54 | 10 | 53 | 53 | 53 | 53 | 53 | 53 | 10
ALT-20 | 2030-11-01 | 11 | 2031 | 2030 | FALL | 58 | 58 | 58 | 58 | 58 | 58 | 10 | 55 | 55 | 55 | 55 | 55 | 55 | 10
ALT-20 | 2030-12-01 | 12 | 2031 | 2030 | WINTER | 62 | 62 | 62 | 62 | 62 | 62 | 10 | 57 | 57 | 57 | 57 | 57 | 57 | 10
ALT-20 | 2031-01-01 | 1 | 2031 | 2031 | WINTER | 62 | 62 | 62 | 62 | 62 | 62 | 10 | 57 | 57 | 57 | 57 | 57 | 57 | 10
ALT-20 | 2031-02-01 | 2 | 2031 | 2031 | WINTER | 60 | 60 | 60 | 60 | 60 | 60 | 10 | 56 | 56 | 56 | 56 | 56 | 56 | 10
ALT-20 | 2031-03-01 | 3 | 2031 | 2031 | WINTER | 58 | 58 | 58 | 58 | 58 | 58 | 10 | 55 | 55 | 55 | 55 | 55 | 55 | 10
ALT-20 | 2031-04-01 | 4 | 2031 | 2031 | SPRING | 54 | 54 | 54 | 54 | 54 | 54 | 10 | 53 | 53 | 53 | 53 | 53 | 53 | 10
ALT-20 | 2031-05-01 | 5 | 2031 | 2031 | SPRING | 50 | 50 | 50 | 50 | 50 | 50 | 10 | 51 | 51 | 51 | 51 | 51 | 51 | 10
ALT-20 | 2031-06-01 | 6 | 2031 | 2031 | SUMMER | 46 | 46 | 46 | 46 | 46 | 46 | 10 | 49 | 49 | 49 | 49 | 49 | 49 | 10
ALT-20 | 2031-07-01 | 7 | 2031 | 2031 | SUMMER | 46 | 46 | 46 | 46 | 46 | 46 | 10 | 48 | 48 | 48 | 48 | 48 | 48 | 10
ALT-20 | 2031-08-01 | 8 | 2031 | 2031 | SUMMER | 46 | 46 | 46 | 46 | 46 | 46 | 10 | 49 | 49 | 49 | 49 | 49 | 49 | 10
ALT-20 | 2031-09-01 | 9 | 2031 | 2031 | SUMMER | 50 | 50 | 50 | 50 | 50 | 50 | 10 | 50 | 50 | 50 | 50 | 50 | 50 | 10
ALT-20 | 2031-10-01 | 10 | 2032 | 2031 | FALL | 54 | 54 | 54 | 54 | 54 | 54 | 10 | 53 | 53 | 53 | 53 | 53 | 53 | 10
ALT-20 | 2031-11-01 | 11 | 2032 | 2031 | FALL | 58 | 58 | 58 | 58 | 58 | 58 | 10 | 55 | 55 | 55 | 55 | 55 | 55 | 10
ALT-20 | 2031-12-01 | 12 | 2032 | 2031 | WINTER | 62 | 62 | 62 | 62 | 62 | 62 | 10 | 57 | 57 | 57 | 57 | 57 | 57 | 10
ALT-20 | 2032-01-01 | 1 | 2032 | 2032 | WINTER | 62 | 62 | 62 | 62 | 62 | 62 | 10 | 57 | 57 | 57 | 57 | 57 | 57 | 10
ALT-20 | 2032-02-01 | 2 | 2032 | 2032 | WINTER | 60 | 60 | 60 | 60 | 60 | 60 | 10 | 56 | 56 | 56 | 56 | 56 | 56 | 10
ALT-20 | 2032-03-01 | 3 | 2032 | 2032 | WINTER | 58 | 58 | 58 | 58 | 58 | 58 | 10 | 55 | 55 | 55 | 55 | 55 | 55 | 10
ALT-20 | 2032-04-01 | 4 | 2032 | 2032 | SPRING | 54 | 54 | 54 | 54 | 54 | 54 | 10 | 53 | 53 | 53 | 53 | 53 | 53 | 10
ALT-20 | 2032-05-01 | 5 | 2032 | 2032 | SPRING | 50 | 50 | 50 | 50 | 50 | 50 | 10 | 51 | 51 | 51 | 51 | 51 | 51 | 10
ALT-20 | 2032-06-01 | 6 | 2032 | 2032 | SUMMER | 46 | 46 | 46 | 46 | 46 | 46 | 10 | 49 | 49 | 49 | 49 | 49 | 49 | 10
ALT-20 | 2032-07-01 | 7 | 2032 | 2032 | SUMMER | 46 | 46 | 46 | 46 | 46 | 46 | 10 | 48 | 48 | 48 | 48 | 48 | 48 | 10
ALT-20 | 2032-08-01 | 8 | 2032 | 2032 | SUMMER | 46 | 46 | 46 | 46 | 46 | 46 | 10 | 49 | 49 | 49 | 49 | 49 | 49 | 10
ALT-20 | 2032-09-01 | 9 | 2032 | 2032 | SUMMER | 50 | 50 | 50 | 50 | 50 | 50 | 10 | 50 | 50 | 50 | 50 | 50 | 50 | 10
ALT-20 | 2032-10-01 | 10 | 2033 | 2032 | FALL | 54 | 54 | 54 | 54 | 54 | 54 | 10 | 53 | 53 | 53 | 53 | 53 | 53 | 10
ALT-20 | 2032-11-01 | 11 | 2033 | 2032 | FALL | 58 | 58 | 58 | 58 | 58 | 58 | 10 | 55 | 55 | 55 | 55 | 55 | 55 | 10
ALT-20 | 2032-12-01 | 12 | 2033 | 2032 | WINTER | 62 | 62 | 62 | 62 | 62 | 62 | 10 | 57 | 57 | 57 | 57 | 57 | 57 | 10
ALT-20 | 2033-01-01 | 1 | 2033 | 2033 | WINTER | 62 | 62 | 62 | 62 | 62 | 62 | 10 | 57 | 57 | 57 | 57 | 57 | 57 | 10
ALT-20 | 2033-02-01 | 2 | 2033 | 2033 | WINTER | 60 | 60 | 60 | 60 | 60 | 60 | 10 | 56 | 56 | 56 | 56 | 56 | 56 | 10
ALT-20 | 2033-03-01 | 3 | 2033 | 2033 | WINTER | 58 | 58 | 58 | 58 | 58 | 58 | 10 | 55 | 55 | 55 | 55 | 55 | 55 | 10
ALT-20 | 2033-04-01 | 4 | 2033 | 2033 | SPRING | 54 | 54 | 54 | 54 | 54 | 54 | 10 | 53 | 53 | 53 | 53 | 53 | 53 | 10
ALT-20 | 2033-05-01 | 5 | 2033 | 2033 | SPRING | 50 | 50 | 50 | 50 | 50 | 50 | 10 | 51 | 51 | 51 | 51 | 51 | 51 | 10
ALT-20 | 2033-06-01 | 6 | 2033 | 2033 | SUMMER | 46 | 46 | 46 | 46 | 46 | 46 | 10 | 49 | 49 | 49 | 49 | 49 | 49 | 10
ALT-20 | 2033-07-01 | 7 | 2033 | 2033 | SUMMER | 46 | 46 | 46 | 46 | 46 | 46 | 10 | 48 | 48 | 48 | 48 | 48 | 48 | 10
ALT-20 | 2033-08-01 | 8 | 2033 | 2033 | SUMMER | 46 | 46 | 46 | 46 | 46 | 46 | 10 | 49 | 49 | 49 | 49 | 49 | 49 | 10
ALT-20 | 2033-09-01 | 9 | 2033 | 2033 | SUMMER | 50 | 50 | 50 | 50 | 50 | 50 | 10 | 50 | 50 | 50 | 50 | 50 | 50 | 10
ALT-20 | 2033-10-01 | 10 | 2034 | 2033 | FALL | 54 | 54 | 54 | 54 | 54 | 54 | 10 | 53 | 53 | 53 | 53 | 53 | 53 | 10
ALT-20 | 2033-11-01 | 11 | 2034 | 2033 | FALL | 58 | 58 | 58 | 58 | 58 | 58 | 10 | 55 | 55 | 55 | 55 | 55 | 55 | 10
ALT-20 | 2033-12-01 | 12 | 2034 | 2033 | WINTER | 62 | 62 | 62 | 62 | 62 | 62 | 10 | 57 | 57 | 57 | 57 | 57 | 57 | 10
ALT-20 | 2034-01-01 | 1 | 2034 | 2034 | WINTER | 62 | 62 | 62 | 62 | 62 | 62 | 10 | 57 | 57 | 57 | 57 | 57 | 57 | 10
ALT-20 | 2034-02-01 | 2 | 2034 | 2034 | WINTER | 60 | 60 | 60 | 60 | 60 | 60 | 10 | 56 | 56 | 56 | 56 | 56 | 56 | 10
ALT-20 | 2034-03-01 | 3 | 2034 | 2034 | WINTER | 58 | 58 | 58 | 58 | 58 | 58 | 10 | 55 | 55 | 55 | 55 | 55 | 55 | 10
ALT-20 | 2034-04-01 | 4 | 2034 | 2034 | SPRING | 54 | 54 | 54 | 54 | 54 | 54 | 10 | 53 | 53 | 53 | 53 | 53 | 53 | 10
ALT-20 | 2034-05-01 | 5 | 2034 | 2034 | SPRING | 50 | 50 | 50 | 50 | 50 | 50 | 10 | 51 | 51 | 51 | 51 | 51 | 51 | 10
ALT-20 | 2034-06-01 | 6 | 2034 | 2034 | SUMMER | 46 | 46 | 46 | 46 | 46 | 46 | 10 | 49 | 49 | 49 | 49 | 49 | 49 | 10
ALT-20 | 2034-07-01 | 7 | 2034 | 2034 | SUMMER | 46 | 46 | 46 | 46 | 46 | 46 | 10 | 48 | 48 | 48 | 48 | 48 | 48 | 10
ALT-20 | 2034-08-01 | 8 | 2034 | 2034 | SUMMER | 46 | 46 | 46 | 46 | 46 | 46 | 10 | 49 | 49 | 49 | 49 | 49 | 49 | 10
ALT-20 | 2034-09-01 | 9 | 2034 | 2034 | SUMMER | 50 | 50 | 50 | 50 | 50 | 50 | 10 | 50 | 50 | 50 | 50 | 50 | 50 | 10
ALT-20 | 2034-10-01 | 10 | 2035 | 2034 | FALL | 54 | 54 | 54 | 54 | 54 | 54 | 10 | 53 | 53 | 53 | 53 | 53 | 53 | 10
ALT-20 | 2034-11-01 | 11 | 2035 | 2034 | FALL | 58 | 58 | 58 | 58 | 58 | 58 | 10 | 55 | 55 | 55 | 55 | 55 | 55 | 10
ALT-20 | 2034-12-01 | 12 | 2035 | 2034 | WINTER | 62 | 62 | 62 | 62 | 62 | 62 | 10 | 57 | 57 | 57 | 57 | 57 | 57 | 10
ALT-20 | 2035-01-01 | 1 | 2035 | 2035 | WINTER | 62 | 62 | 62 | 62 | 62 | 62 | 10 | 57 | 57 | 57 | 57 | 57 | 57 | 10
ALT-20 | 2035-02-01 | 2 | 2035 | 2035 | WINTER | 60 | 60 | 60 | 60 | 60 | 60 | 10 | 56 | 56 | 56 | 56 | 56 | 56 | 10
ALT-20 | 2035-03-01 | 3 | 2035 | 2035 | WINTER | 58 | 58 | 58 | 58 | 58 | 58 | 10 | 55 | 55 | 55 | 55 | 55 | 55 | 10
ALT-20 | 2035-04-01 | 4 | 2035 | 2035 | SPRING | 54 | 54 | 54 | 54 | 54 | 54 | 10 | 53 | 53 | 53 | 53 | 53 | 53 | 10
ALT-20 | 2035-05-01 | 5 | 2035 | 2035 | SPRING | 50 | 50 | 50 | 50 | 50 | 50 | 10 | 51 | 51 | 51 | 51 | 51 | 51 | 10
ALT-20 | 2035-06-01 | 6 | 2035 | 2035 | SUMMER | 46 | 46 | 46 | 46 | 46 | 46 | 10 | 49 | 49 | 49 | 49 | 49 | 49 | 10
ALT-20 | 2035-07-01 | 7 | 2035 | 2035 | SUMMER | 46 | 46 | 46 | 46 | 46 | 46 | 10 | 48 | 48 | 48 | 48 | 48 | 48 | 10
ALT-20 | 2035-08-01 | 8 | 2035 | 2035 | SUMMER | 46 | 46 | 46 | 46 | 46 | 46 | 10 | 49 | 49 | 49 | 49 | 49 | 49 | 10
ALT-20 | 2035-09-01 | 9 | 2035 | 2035 | SUMMER | 50 | 50 | 50 | 50 | 50 | 50 | 10 | 50 | 50 | 50 | 50 | 50 | 50 | 10
ALT-20 | 2035-10-01 | 10 | 2036 | 2035 | FALL | 54 | 54 | 54 | 54 | 54 | 54 | 10 | 53 | 53 | 53 | 53 | 53 | 53 | 10
ALT-20 | 2035-11-01 | 11 | 2036 | 2035 | FALL | 58 | 58 | 58 | 58 | 58 | 58 | 10 | 55 | 55 | 55 | 55 | 55 | 55 | 10
ALT-20 | 2035-12-01 | 12 | 2036 | 2035 | WINTER | 62 | 62 | 62 | 62 | 62 | 62 | 10 | 57 | 57 | 57 | 57 | 57 | 57 | 10
ALT-20 | 2036-01-01 | 1 | 2036 | 2036 | WINTER | 62 | 62 | 62 | 62 | 62 | 62 | 10 | 57 | 57 | 57 | 57 | 57 | 57 | 10
ALT-20 | 2036-02-01 | 2 | 2036 | 2036 | WINTER | 60 | 60 | 60 | 60 | 60 | 60 | 10 | 56 | 56 | 56 | 56 | 56 | 56 | 10
ALT-20 | 2036-03-01 | 3 | 2036 | 2036 | WINTER | 58 | 58 | 58 | 58 | 58 | 58 | 10 | 55 | 55 | 55 | 55 | 55 | 55 | 10
ALT-20 | 2036-04-01 | 4 | 2036 | 2036 | SPRING | 54 | 54 | 54 | 54 | 54 | 54 | 10 | 53 | 53 | 53 | 53 | 53 | 53 | 10
ALT-20 | 2036-05-01 | 5 | 2036 | 2036 | SPRING | 50 | 50 | 50 | 50 | 50 | 50 | 10 | 51 | 51 | 51 | 51 | 51 | 51 | 10
ALT-20 | 2036-06-01 | 6 | 2036 | 2036 | SUMMER | 46 | 46 | 46 | 46 | 46 | 46 | 10 | 49 | 49 | 49 | 49 | 49 | 49 | 10
ALT-20 | 2036-07-01 | 7 | 2036 | 2036 | SUMMER | 46 | 46 | 46 | 46 | 46 | 46 | 10 | 48 | 48 | 48 | 48 | 48 | 48 | 10
ALT-20 | 2036-08-01 | 8 | 2036 | 2036 | SUMMER | 46 | 46 | 46 | 46 | 46 | 46 | 10 | 49 | 49 | 49 | 49 | 49 | 49 | 10
ALT-20 | 2036-09-01 | 9 | 2036 | 2036 | SUMMER | 50 | 50 | 50 | 50 | 50 | 50 | 10 | 50 | 50 | 50 | 50 | 50 | 50 | 10
ALT-20 | 2036-10-01 | 10 | 2037 | 2036 | FALL | 54 | 54 | 54 | 54 | 54 | 54 | 10 | 53 | 53 | 53 | 53 | 53 | 53 | 10
ALT-20 | 2036-11-01 | 11 | 2037 | 2036 | FALL | 58 | 58 | 58 | 58 | 58 | 58 | 10 | 55 | 55 | 55 | 55 | 55 | 55 | 10
ALT-20 | 2036-12-01 | 12 | 2037 | 2036 | WINTER | 62 | 62 | 62 | 62 | 62 | 62 | 10 | 57 | 57 | 57 | 57 | 57 | 57 | 10
ALT-20 | 2037-01-01 | 1 | 2037 | 2037 | WINTER | 62 | 62 | 62 | 62 | 62 | 62 | 10 | 57 | 57 | 57 | 57 | 57 | 57 | 10
ALT-20 | 2037-02-01 | 2 | 2037 | 2037 | WINTER | 60 | 60 | 60 | 60 | 60 | 60 | 10 | 56 | 56 | 56 | 56 | 56 | 56 | 10
ALT-20 | 2037-03-01 | 3 | 2037 | 2037 | WINTER | 58 | 58 | 58 | 58 | 58 | 58 | 10 | 55 | 55 | 55 | 55 | 55 | 55 | 10
ALT-20 | 2037-04-01 | 4 | 2037 | 2037 | SPRING | 54 | 54 | 54 | 54 | 54 | 54 | 10 | 53 | 53 | 53 | 53 | 53 | 53 | 10
ALT-20 | 2037-05-01 | 5 | 2037 | 2037 | SPRING | 50 | 50 | 50 | 50 | 50 | 50 | 10 | 51 | 51 | 51 | 51 | 51 | 51 | 10
ALT-20 | 2037-06-01 | 6 | 2037 | 2037 | SUMMER | 46 | 46 | 46 | 46 | 46 | 46 | 10 | 49 | 49 | 49 | 49 | 49 | 49 | 10
ALT-20 | 2037-07-01 | 7 | 2037 | 2037 | SUMMER | 46 | 46 | 46 | 46 | 46 | 46 | 10 | 48 | 48 | 48 | 48 | 48 | 48 | 10
ALT-20 | 2037-08-01 | 8 | 2037 | 2037 | SUMMER | 46 | 46 | 46 | 46 | 46 | 46 | 10 | 49 | 49 | 49 | 49 | 49 | 49 | 10
ALT-20 | 2037-09-01 | 9 | 2037 | 2037 | SUMMER | 50 | 50 | 50 | 50 | 50 | 50 | 10 | 50 | 50 | 50 | 50 | 50 | 50 | 10
ALT-20 | 2037-10-01 | 10 | 2038 | 2037 | FALL | 54 | 54 | 54 | 54 | 54 | 54 | 10 | 53 | 53 | 53 | 53 | 53 | 53 | 10
ALT-20 | 2037-11-01 | 11 | 2038 | 2037 | FALL | 58 | 58 | 58 | 58 | 58 | 58 | 10 | 55 | 55 | 55 | 55 | 55 | 55 | 10
ALT-20 | 2037-12-01 | 12 | 2038 | 2037 | WINTER | 62 | 62 | 62 | 62 | 62 | 62 | 10 | 57 | 57 | 57 | 57 | 57 | 57 | 10
ALT-20 | 2038-01-01 | 1 | 2038 | 2038 | WINTER | 62 | 62 | 62 | 62 | 62 | 62 | 10 | 57 | 57 | 57 | 57 | 57 | 57 | 10
ALT-20 | 2038-02-01 | 2 | 2038 | 2038 | WINTER | 60 | 60 | 60 | 60 | 60 | 60 | 10 | 56 | 56 | 56 | 56 | 56 | 56 | 10
ALT-20 | 2038-03-01 | 3 | 2038 | 2038 | WINTER | 58 | 58 | 58 | 58 | 58 | 58 | 10 | 55 | 55 | 55 | 55 | 55 | 55 | 10
ALT-20 | 2038-04-01 | 4 | 2038 | 2038 | SPRING | 54 | 54 | 54 | 54 | 54 | 54 | 10 | 53 | 53 | 53 | 53 | 53 | 53 | 10
ALT-20 | 2038-05-01 | 5 | 2038 | 2038 | SPRING | 50 | 50 | 50 | 50 | 50 | 50 | 10 | 51 | 51 | 51 | 51 | 51 | 51 | 10
ALT-20 | 2038-06-01 | 6 | 2038 | 2038 | SUMMER | 46 | 46 | 46 | 46 | 46 | 46 | 10 | 49 | 49 | 49 | 49 | 49 | 49 | 10
ALT-20 | 2038-07-01 | 7 | 2038 | 2038 | SUMMER | 46 | 46 | 46 | 46 | 46 | 46 | 10 | 48 | 48 | 48 | 48 | 48 | 48 | 10
ALT-20 | 2038-08-01 | 8 | 2038 | 2038 | SUMMER | 46 | 46 | 46 | 46 | 46 | 46 | 10 | 49 | 49 | 49 | 49 | 49 | 49 | 10
ALT-20 | 2038-09-01 | 9 | 2038 | 2038 | SUMMER | 50 | 50 | 50 | 50 | 50 | 50 | 10 | 50 | 50 | 50 | 50 | 50 | 50 | 10
ALT-20 | 2038-10-01 | 10 | 2039 | 2038 | FALL | 54 | 54 | 54 | 54 | 54 | 54 | 10 | 53 | 53 | 53 | 53 | 53 | 53 | 10
ALT-20 | 2038-11-01 | 11 | 2039 | 2038 | FALL | 58 | 58 | 58 | 58 | 58 | 58 | 10 | 55 | 55 | 55 | 55 | 55 | 55 | 10
ALT-20 | 2038-12-01 | 12 | 2039 | 2038 | WINTER | 62 | 62 | 62 | 62 | 62 | 62 | 10 | 57 | 57 | 57 | 57 | 57 | 57 | 10
ALT-20 | 2039-01-01 | 1 | 2039 | 2039 | WINTER | 62 | 62 | 62 | 62 | 62 | 62 | 10 | 57 | 57 | 57 | 57 | 57 | 57 | 10
ALT-20 | 2039-02-01 | 2 | 2039 | 2039 | WINTER | 60 | 60 | 60 | 60 | 60 | 60 | 10 | 56 | 56 | 56 | 56 | 56 | 56 | 10
ALT-20 | 2039-03-01 | 3 | 2039 | 2039 | WINTER | 58 | 58 | 58 | 58 | 58 | 58 | 10 | 55 | 55 | 55 | 55 | 55 | 55 | 10
ALT-20 | 2039-04-01 | 4 | 2039 | 2039 | SPRING | 54 | 54 | 54 | 54 | 54 | 54 | 10 | 53 | 53 | 53 | 53 | 53 | 53 | 10
ALT-20 | 2039-05-01 | 5 | 2039 | 2039 | SPRING | 50 | 50 | 50 | 50 | 50 | 50 | 10 | 51 | 51 | 51 | 51 | 51 | 51 | 10
ALT-20 | 2039-06-01 | 6 | 2039 | 2039 | SUMMER | 46 | 46 | 46 | 46 | 46 | 46 | 10 | 49 | 49 | 49 | 49 | 49 | 49 | 10
ALT-20 | 2039-07-01 | 7 | 2039 | 2039 | SUMMER | 46 | 46 | 46 | 46 | 46 | 46 | 10 | 48 | 48 | 48 | 48 | 48 | 48 | 10
ALT-20 | 2039-08-01 | 8 | 2039 | 2039 | SUMMER | 46 | 46 | 46 | 46 | 46 | 46 | 10 | 49 | 49 | 49 | 49 | 49 | 49 | 10
ALT-20 | 2039-09-01 | 9 | 2039 | 2039 | SUMMER | 50 | 50 | 50 | 50 | 50 | 50 | 10 | 50 | 50 | 50 | 50 | 50 | 50 | 10
ALT-20 | 2039-10-01 | 10 | 2040 | 2039 | FALL | 54 | 54 | 54 | 54 | 54 | 54 | 10 | 53 | 53 | 53 | 53 | 53 | 53 | 10
ALT-20 | 2039-11-01 | 11 | 2040 | 2039 | FALL | 58 | 58 | 58 | 58 | 58 | 58 | 10 | 55 | 55 | 55 | 55 | 55 | 55 | 10
ALT-20 | 2039-12-01 | 12 | 2040 | 2039 | WINTER | 62 | 62 | 62 | 62 | 62 | 62 | 10 | 57 | 57 | 57 | 57 | 57 | 57 | 10
ALT-20 | 2040-01-01 | 1 | 2040 | 2040 | WINTER | 62 | 62 | 62 | 62 | 62 | 62 | 10 | 57 | 57 | 57 | 57 | 57 | 57 | 10
ALT-20 | 2040-02-01 | 2 | 2040 | 2040 | WINTER | 60 | 60 | 60 | 60 | 60 | 60 | 10 | 56 | 56 | 56 | 56 | 56 | 56 | 10
ALT-20 | 2040-03-01 | 3 | 2040 | 2040 | WINTER | 58 | 58 | 58 | 58 | 58 | 58 | 10 | 55 | 55 | 55 | 55 | 55 | 55 | 10
ALT-20 | 2040-04-01 | 4 | 2040 | 2040 | SPRING | 54 | 54 | 54 | 54 | 54 | 54 | 10 | 53 | 53 | 53 | 53 | 53 | 53 | 10
ALT-20 | 2040-05-01 | 5 | 2040 | 2040 | SPRING | 50 | 50 | 50 | 50 | 50 | 50 | 10 | 51 | 51 | 51 | 51 | 51 | 51 | 10
ALT-20 | 2040-06-01 | 6 | 2040 | 2040 | SUMMER | 46 | 46 | 46 | 46 | 46 | 46 | 10 | 49 | 49 | 49 | 49 | 49 | 49 | 10
ALT-20 | 2040-07-01 | 7 | 2040 | 2040 | SUMMER | 46 | 46 | 46 | 46 | 46 | 46 | 10 | 48 | 48 | 48 | 48 | 48 | 48 | 10
ALT-20 | 2040-08-01 | 8 | 2040 | 2040 | SUMMER | 46 | 46 | 46 | 46 | 46 | 46 | 10 | 49 | 49 | 49 | 49 | 49 | 49 | 10
ALT-20 | 2040-09-01 | 9 | 2040 | 2040 | SUMMER | 50 | 50 | 50 | 50 | 50 | 50 | 10 | 50 | 50 | 50 | 50 | 50 | 50 | 10
ALT-20 | 2040-10-01 | 10 | 2041 | 2040 | FALL | 54 | 54 | 54 | 54 | 54 | 54 | 10 | 53 | 53 | 53 | 53 | 53 | 53 | 10
ALT-20 | 2040-11-01 | 11 | 2041 | 2040 | FALL | 58 | 58 | 58 | 58 | 58 | 58 | 10 | 55 | 55 | 55 | 55 | 55 | 55 | 10
ALT-20 | 2040-12-01 | 12 | 2041 | 2040 | WINTER | 62 | 62 | 62 | 62 | 62 | 62 | 10 | 57 | 57 | 57 | 57 | 57 | 57 | 10
ALT-20 | 2041-01-01 | 1 | 2041 | 2041 | WINTER | 62 | 62 | 62 | 62 | 62 | 62 | 10 | 57 | 57 | 57 | 57 | 57 | 57 | 10
ALT-20 | 2041-02-01 | 2 | 2041 | 2041 | WINTER | 60 | 60 | 60 | 60 | 60 | 60 | 10 | 56 | 56 | 56 | 56 | 56 | 56 | 10
ALT-20 | 2041-03-01 | 3 | 2041 | 2041 | WINTER | 58 | 58 | 58 | 58 | 58 | 58 | 10 | 55 | 55 | 55 | 55 | 55 | 55 | 10
ALT-20 | 2041-04-01 | 4 | 2041 | 2041 | SPRING | 54 | 54 | 54 | 54 | 54 | 54 | 10 | 53 | 53 | 53 | 53 | 53 | 53 | 10
ALT-20 | 2041-05-01 | 5 | 2041 | 2041 | SPRING | 50 | 50 | 50 | 50 | 50 | 50 | 10 | 51 | 51 | 51 | 51 | 51 | 51 | 10
ALT-20 | 2041-06-01 | 6 | 2041 | 2041 | SUMMER | 46 | 46 | 46 | 46 | 46 | 46 | 10 | 49 | 49 | 49 | 49 | 49 | 49 | 10
ALT-20 | 2041-07-01 | 7 | 2041 | 2041 | SUMMER | 46 | 46 | 46 | 46 | 46 | 46 | 10 | 48 | 48 | 48 | 48 | 48 | 48 | 10
ALT-20 | 2041-08-01 | 8 | 2041 | 2041 | SUMMER | 46 | 46 | 46 | 46 | 46 | 46 | 10 | 49 | 49 | 49 | 49 | 49 | 49 | 10
ALT-20 | 2041-09-01 | 9 | 2041 | 2041 | SUMMER | 50 | 50 | 50 | 50 | 50 | 50 | 10 | 50 | 50 | 50 | 50 | 50 | 50 | 10
ALT-20 | 2041-10-01 | 10 | 2042 | 2041 | FALL | 54 | 54 | 54 | 54 | 54 | 54 | 10 | 53 | 53 | 53 | 53 | 53 | 53 | 10
ALT-20 | 2041-11-01 | 11 | 2042 | 2041 | FALL | 58 | 58 | 58 | 58 | 58 | 58 | 10 | 55 | 55 | 55 | 55 | 55 | 55 | 10
ALT-20 | 2041-12-01 | 12 | 2042 | 2041 | WINTER | 62 | 62 | 62 | 62 | 62 | 62 | 10 | 57 | 57 | 57 | 57 | 57 | 57 | 10
ALT-20 | 2042-01-01 | 1 | 2042 | 2042 | WINTER | 62 | 62 | 62 | 62 | 62 | 62 | 10 | 57 | 57 | 57 | 57 | 57 | 57 | 10
ALT-20 | 2042-02-01 | 2 | 2042 | 2042 | WINTER | 60 | 60 | 60 | 60 | 60 | 60 | 10 | 56 | 56 | 56 | 56 | 56 | 56 | 10
ALT-20 | 2042-03-01 | 3 | 2042 | 2042 | WINTER | 58 | 58 | 58 | 58 | 58 | 58 | 10 | 55 | 55 | 55 | 55 | 55 | 55 | 10
ALT-20 | 2042-04-01 | 4 | 2042 | 2042 | SPRING | 54 | 54 | 54 | 54 | 54 | 54 | 10 | 53 | 53 | 53 | 53 | 53 | 53 | 10
ALT-20 | 2042-05-01 | 5 | 2042 | 2042 | SPRING | 50 | 50 | 50 | 50 | 50 | 50 | 10 | 51 | 51 | 51 | 51 | 51 | 51 | 10
ALT-20 | 2042-06-01 | 6 | 2042 | 2042 | SUMMER | 46 | 46 | 46 | 46 | 46 | 46 | 10 | 49 | 49 | 49 | 49 | 49 | 49 | 10
ALT-20 | 2042-07-01 | 7 | 2042 | 2042 | SUMMER | 46 | 46 | 46 | 46 | 46 | 46 | 10 | 48 | 48 | 48 | 48 | 48 | 48 | 10
ALT-20 | 2042-08-01 | 8 | 2042 | 2042 | SUMMER | 46 | 46 | 46 | 46 | 46 | 46 | 10 | 49 | 49 | 49 | 49 | 49 | 49 | 10
ALT-20 | 2042-09-01 | 9 | 2042 | 2042 | SUMMER | 50 | 50 | 50 | 50 | 50 | 50 | 10 | 50 | 50 | 50 | 50 | 50 | 50 | 10
ALT-20 | 2042-10-01 | 10 | 2043 | 2042 | FALL | 54 | 54 | 54 | 54 | 54 | 54 | 10 | 53 | 53 | 53 | 53 | 53 | 53 | 10
ALT-20 | 2042-11-01 | 11 | 2043 | 2042 | FALL | 58 | 58 | 58 | 58 | 58 | 58 | 10 | 55 | 55 | 55 | 55 | 55 | 55 | 10
ALT-20 | 2042-12-01 | 12 | 2043 | 2042 | WINTER | 62 | 62 | 62 | 62 | 62 | 62 | 10 | 57 | 57 | 57 | 57 | 57 | 57 | 10
ALT-20 | 2043-01-01 | 1 | 2043 | 2043 | WINTER | 62 | 62 | 62 | 62 | 62 | 62 | 10 | 57 | 57 | 57 | 57 | 57 | 57 | 10
ALT-20 | 2043-02-01 | 2 | 2043 | 2043 | WINTER | 60 | 60 | 60 | 60 | 60 | 60 | 10 | 56 | 56 | 56 | 56 | 56 | 56 | 10
ALT-20 | 2043-03-01 | 3 | 2043 | 2043 | WINTER | 58 | 58 | 58 | 58 | 58 | 58 | 10 | 55 | 55 | 55 | 55 | 55 | 55 | 10
ALT-20 | 2043-04-01 | 4 | 2043 | 2043 | SPRING | 54 | 54 | 54 | 54 | 54 | 54 | 10 | 53 | 53 | 53 | 53 | 53 | 53 | 10
ALT-20 | 2043-05-01 | 5 | 2043 | 2043 | SPRING | 50 | 50 | 50 | 50 | 50 | 50 | 10 | 51 | 51 | 51 | 51 | 51 | 51 | 10
ALT-20 | 2043-06-01 | 6 | 2043 | 2043 | SUMMER | 46 | 46 | 46 | 46 | 46 | 46 | 10 | 49 | 49 | 49 | 49 | 49 | 49 | 10
ALT-20 | 2043-07-01 | 7 | 2043 | 2043 | SUMMER | 46 | 46 | 46 | 46 | 46 | 46 | 10 | 48 | 48 | 48 | 48 | 48 | 48 | 10
ALT-20 | 2043-08-01 | 8 | 2043 | 2043 | SUMMER | 46 | 46 | 46 | 46 | 46 | 46 | 10 | 49 | 49 | 49 | 49 | 49 | 49 | 10
ALT-20 | 2043-09-01 | 9 | 2043 | 2043 | SUMMER | 50 | 50 | 50 | 50 | 50 | 50 | 10 | 50 | 50 | 50 | 50 | 50 | 50 | 10
ALT-20 | 2043-10-01 | 10 | 2044 | 2043 | FALL | 54 | 54 | 54 | 54 | 54 | 54 | 10 | 53 | 53 | 53 | 53 | 53 | 53 | 10
ALT-20 | 2043-11-01 | 11 | 2044 | 2043 | FALL | 58 | 58 | 58 | 58 | 58 | 58 | 10 | 55 | 55 | 55 | 55 | 55 | 55 | 10
ALT-20 | 2043-12-01 | 12 | 2044 | 2043 | WINTER | 62 | 62 | 62 | 62 | 62 | 62 | 10 | 57 | 57 | 57 | 57 | 57 | 57 | 10
ALT-20 | 2044-01-01 | 1 | 2044 | 2044 | WINTER | 62 | 62 | 62 | 62 | 62 | 62 | 10 | 57 | 57 | 57 | 57 | 57 | 57 | 10
ALT-20 | 2044-02-01 | 2 | 2044 | 2044 | WINTER | 60 | 60 | 60 | 60 | 60 | 60 | 10 | 56 | 56 | 56 | 56 | 56 | 56 | 10
ALT-20 | 2044-03-01 | 3 | 2044 | 2044 | WINTER | 58 | 58 | 58 | 58 | 58 | 58 | 10 | 55 | 55 | 55 | 55 | 55 | 55 | 10
ALT-20 | 2044-04-01 | 4 | 2044 | 2044 | SPRING | 54 | 54 | 54 | 54 | 54 | 54 | 10 | 53 | 53 | 53 | 53 | 53 | 53 | 10
ALT-20 | 2044-05-01 | 5 | 2044 | 2044 | SPRING | 50 | 50 | 50 | 50 | 50 | 50 | 10 | 51 | 51 | 51 | 51 | 51 | 51 | 10
ALT-20 | 2044-06-01 | 6 | 2044 | 2044 | SUMMER | 46 | 46 | 46 | 46 | 46 | 46 | 10 | 49 | 49 | 49 | 49 | 49 | 49 | 10
ALT-20 | 2044-07-01 | 7 | 2044 | 2044 | SUMMER | 46 | 46 | 46 | 46 | 46 | 46 | 10 | 48 | 48 | 48 | 48 | 48 | 48 | 10
ALT-20 | 2044-08-01 | 8 | 2044 | 2044 | SUMMER | 46 | 46 | 46 | 46 | 46 | 46 | 10 | 49 | 49 | 49 | 49 | 49 | 49 | 10
ALT-20 | 2044-09-01 | 9 | 2044 | 2044 | SUMMER | 50 | 50 | 50 | 50 | 50 | 50 | 10 | 50 | 50 | 50 | 50 | 50 | 50 | 10
ALT-20 | 2044-10-01 | 10 | 2045 | 2044 | FALL | 54 | 54 | 54 | 54 | 54 | 54 | 10 | 53 | 53 | 53 | 53 | 53 | 53 | 10
ALT-20 | 2044-11-01 | 11 | 2045 | 2044 | FALL | 58 | 58 | 58 | 58 | 58 | 58 | 10 | 55 | 55 | 55 | 55 | 55 | 55 | 10
ALT-20 | 2044-12-01 | 12 | 2045 | 2044 | WINTER | 62 | 62 | 62 | 62 | 62 | 62 | 10 | 57 | 57 | 57 | 57 | 57 | 57 | 10
ALT-20 | 2045-01-01 | 1 | 2045 | 2045 | WINTER | 62 | 62 | 62 | 62 | 62 | 62 | 10 | 57 | 57 | 57 | 57 | 57 | 57 | 10
ALT-20 | 2045-02-01 | 2 | 2045 | 2045 | WINTER | 60 | 60 | 60 | 60 | 60 | 60 | 10 | 56 | 56 | 56 | 56 | 56 | 56 | 10
ALT-20 | 2045-03-01 | 3 | 2045 | 2045 | WINTER | 58 | 58 | 58 | 58 | 58 | 58 | 10 | 55 | 55 | 55 | 55 | 55 | 55 | 10
ALT-20 | 2045-04-01 | 4 | 2045 | 2045 | SPRING | 54 | 54 | 54 | 54 | 54 | 54 | 10 | 53 | 53 | 53 | 53 | 53 | 53 | 10
ALT-20 | 2045-05-01 | 5 | 2045 | 2045 | SPRING | 50 | 50 | 50 | 50 | 50 | 50 | 10 | 51 | 51 | 51 | 51 | 51 | 51 | 10
ALT-20 | 2045-06-01 | 6 | 2045 | 2045 | SUMMER | 46 | 46 | 46 | 46 | 46 | 46 | 10 | 49 | 49 | 49 | 49 | 49 | 49 | 10
ALT-20 | 2045-07-01 | 7 | 2045 | 2045 | SUMMER | 46 | 46 | 46 | 46 | 46 | 46 | 10 | 48 | 48 | 48 | 48 | 48 | 48 | 10
ALT-20 | 2045-08-01 | 8 | 2045 | 2045 | SUMMER | 46 | 46 | 46 | 46 | 46 | 46 | 10 | 49 | 49 | 49 | 49 | 49 | 49 | 10
ALT-20 | 2045-09-01 | 9 | 2045 | 2045 | SUMMER | 50 | 50 | 50 | 50 | 50 | 50 | 10 | 50 | 50 | 50 | 50 | 50 | 50 | 10
ALT-20 | 2045-10-01 | 10 | 2046 | 2045 | FALL | 54 | 54 | 54 | 54 | 54 | 54 | 10 | 53 | 53 | 53 | 53 | 53 | 53 | 10
ALT-20 | 2045-11-01 | 11 | 2046 | 2045 | FALL | 58 | 58 | 58 | 58 | 58 | 58 | 10 | 55 | 55 | 55 | 55 | 55 | 55 | 10
ALT-20 | 2045-12-01 | 12 | 2046 | 2045 | WINTER | 62 | 62 | 62 | 62 | 62 | 62 | 10 | 57 | 57 | 57 | 57 | 57 | 57 | 10
ALT-20 | 2046-01-01 | 1 | 2046 | 2046 | WINTER | 62 | 62 | 62 | 62 | 62 | 62 | 10 | 57 | 57 | 57 | 57 | 57 | 57 | 10
ALT-20 | 2046-02-01 | 2 | 2046 | 2046 | WINTER | 60 | 60 | 60 | 60 | 60 | 60 | 10 | 56 | 56 | 56 | 56 | 56 | 56 | 10
ALT-20 | 2046-03-01 | 3 | 2046 | 2046 | WINTER | 58 | 58 | 58 | 58 | 58 | 58 | 10 | 55 | 55 | 55 | 55 | 55 | 55 | 10
ALT-20 | 2046-04-01 | 4 | 2046 | 2046 | SPRING | 54 | 54 | 54 | 54 | 54 | 54 | 10 | 53 | 53 | 53 | 53 | 53 | 53 | 10
ALT-20 | 2046-05-01 | 5 | 2046 | 2046 | SPRING | 50 | 50 | 50 | 50 | 50 | 50 | 10 | 51 | 51 | 51 | 51 | 51 | 51 | 10
ALT-20 | 2046-06-01 | 6 | 2046 | 2046 | SUMMER | 46 | 46 | 46 | 46 | 46 | 46 | 10 | 49 | 49 | 49 | 49 | 49 | 49 | 10
ALT-20 | 2046-07-01 | 7 | 2046 | 2046 | SUMMER | 46 | 46 | 46 | 46 | 46 | 46 | 10 | 48 | 48 | 48 | 48 | 48 | 48 | 10
ALT-20 | 2046-08-01 | 8 | 2046 | 2046 | SUMMER | 46 | 46 | 46 | 46 | 46 | 46 | 10 | 49 | 49 | 49 | 49 | 49 | 49 | 10
ALT-20 | 2046-09-01 | 9 | 2046 | 2046 | SUMMER | 50 | 50 | 50 | 50 | 50 | 50 | 10 | 50 | 50 | 50 | 50 | 50 | 50 | 10
ALT-20 | 2046-10-01 | 10 | 2047 | 2046 | FALL | 54 | 54 | 54 | 54 | 54 | 54 | 10 | 53 | 53 | 53 | 53 | 53 | 53 | 10
ALT-20 | 2046-11-01 | 11 | 2047 | 2046 | FALL | 58 | 58 | 58 | 58 | 58 | 58 | 10 | 55 | 55 | 55 | 55 | 55 | 55 | 10
ALT-20 | 2046-12-01 | 12 | 2047 | 2046 | WINTER | 62 | 62 | 62 | 62 | 62 | 62 | 10 | 57 | 57 | 57 | 57 | 57 | 57 | 10
ALT-20 | 2047-01-01 | 1 | 2047 | 2047 | WINTER | 62 | 62 | 62 | 62 | 62 | 62 | 10 | 57 | 57 | 57 | 57 | 57 | 57 | 10
ALT-20 | 2047-02-01 | 2 | 2047 | 2047 | WINTER | 60 | 60 | 60 | 60 | 60 | 60 | 10 | 56 | 56 | 56 | 56 | 56 | 56 | 10
ALT-20 | 2047-03-01 | 3 | 2047 | 2047 | WINTER | 58 | 58 | 58 | 58 | 58 | 58 | 10 | 55 | 55 | 55 | 55 | 55 | 55 | 10
ALT-20 | 2047-04-01 | 4 | 2047 | 2047 | SPRING | 54 | 54 | 54 | 54 | 54 | 54 | 10 | 53 | 53 | 53 | 53 | 53 | 53 | 10
ALT-20 | 2047-05-01 | 5 | 2047 | 2047 | SPRING | 50 | 50 | 50 | 50 | 50 | 50 | 10 | 51 | 51 | 51 | 51 | 51 | 51 | 10
ALT-20 | 2047-06-01 | 6 | 2047 | 2047 | SUMMER | 46 | 46 | 46 | 46 | 46 | 46 | 10 | 49 | 49 | 49 | 49 | 49 | 49 | 10
ALT-20 | 2047-07-01 | 7 | 2047 | 2047 | SUMMER | 46 | 46 | 46 | 46 | 46 | 46 | 10 | 48 | 48 | 48 | 48 | 48 | 48 | 10
ALT-20 | 2047-08-01 | 8 | 2047 | 2047 | SUMMER | 46 | 46 | 46 | 46 | 46 | 46 | 10 | 49 | 49 | 49 | 49 | 49 | 49 | 10
ALT-20 | 2047-09-01 | 9 | 2047 | 2047 | SUMMER | 50 | 50 | 50 | 50 | 50 | 50 | 10 | 50 | 50 | 50 | 50 | 50 | 50 | 10
BRT-01 | 2016-10-01 | 10 | 2017 | 2016 | FALL | 115 | 115 | 115 | 115 | 115 | 115 | 75 | - | - | - | - | - | - | -
BRT-01 | 2016-11-01 | 11 | 2017 | 2016 | FALL | 118 | 118 | 118 | 118 | 118 | 118 | 75 | - | - | - | - | - | - | -
BRT-01 | 2016-12-01 | 12 | 2017 | 2016 | WINTER | 124 | 124 | 124 | 124 | 124 | 124 | 75 | - | - | - | - | - | - | -
BRT-01 | 2017-01-01 | 1 | 2017 | 2017 | WINTER | 124 | 124 | 124 | 124 | 124 | 124 | 75 | - | - | - | - | - | - | -
BRT-01 | 2017-02-01 | 2 | 2017 | 2017 | WINTER | 122 | 122 | 122 | 122 | 122 | 122 | 75 | - | - | - | - | - | - | -
BRT-01 | 2017-03-01 | 3 | 2017 | 2017 | WINTER | 120 | 120 | 120 | 120 | 120 | 120 | 75 | - | - | - | - | - | - | -
BRT-01 | 2017-04-01 | 4 | 2017 | 2017 | SPRING | 117 | 117 | 117 | 117 | 117 | 117 | 75 | - | - | - | - | - | - | -
BRT-01 | 2017-05-01 | 5 | 2017 | 2017 | SPRING | 110 | 110 | 110 | 112 | 112 | 112 | 75 | - | - | - | - | - | - | -
BRT-01 | 2017-06-01 | 6 | 2017 | 2017 | SUMMER | 107 | 107 | 107 | 109 | 109 | 109 | 75 | - | - | - | - | - | - | -
BRT-01 | 2017-07-01 | 7 | 2017 | 2017 | SUMMER | 107 | 107 | 107 | 109 | 109 | 109 | 75 | - | - | - | - | - | - | -
BRT-01 | 2017-08-01 | 8 | 2017 | 2017 | SUMMER | 107 | 107 | 107 | 109 | 109 | 109 | 75 | - | - | - | - | - | - | -
BRT-01 | 2017-09-01 | 9 | 2017 | 2017 | SUMMER | 110 | 110 | 110 | 112 | 112 | 112 | 75 | - | - | - | - | - | - | -
BRT-01 | 2017-10-01 | 10 | 2018 | 2017 | FALL | 115 | 115 | 115 | 115 | 115 | 115 | 75 | - | - | - | - | - | - | -
BRT-01 | 2017-11-01 | 11 | 2018 | 2017 | FALL | 118 | 118 | 118 | 118 | 118 | 118 | 75 | - | - | - | - | - | - | -
BRT-01 | 2017-12-01 | 12 | 2018 | 2017 | WINTER | 124 | 124 | 124 | 124 | 124 | 124 | 75 | - | - | - | - | - | - | -
BRT-01 | 2018-01-01 | 1 | 2018 | 2018 | WINTER | 124 | 124 | 124 | 124 | 124 | 124 | 75 | - | - | - | - | - | - | -
BRT-01 | 2018-02-01 | 2 | 2018 | 2018 | WINTER | 122 | 122 | 122 | 122 | 122 | 122 | 75 | - | - | - | - | - | - | -
BRT-01 | 2018-03-01 | 3 | 2018 | 2018 | WINTER | 120 | 120 | 120 | 120 | 120 | 120 | 75 | - | - | - | - | - | - | -
BRT-01 | 2018-04-01 | 4 | 2018 | 2018 | SPRING | 117 | 117 | 117 | 117 | 117 | 117 | 75 | - | - | - | - | - | - | -
BRT-01 | 2018-05-01 | 5 | 2018 | 2018 | SPRING | 110 | 110 | 110 | 112 | 112 | 112 | 75 | - | - | - | - | - | - | -
BRT-01 | 2018-06-01 | 6 | 2018 | 2018 | SUMMER | 107 | 107 | 107 | 109 | 109 | 109 | 75 | - | - | - | - | - | - | -
BRT-01 | 2018-07-01 | 7 | 2018 | 2018 | SUMMER | 107 | 107 | 107 | 109 | 109 | 109 | 75 | - | - | - | - | - | - | -
BRT-01 | 2018-08-01 | 8 | 2018 | 2018 | SUMMER | 107 | 107 | 107 | 109 | 109 | 109 | 75 | - | - | - | - | - | - | -
BRT-01 | 2018-09-01 | 9 | 2018 | 2018 | SUMMER | 110 | 110 | 110 | 112 | 112 | 112 | 75 | - | - | - | - | - | - | -
BRT-01 | 2018-10-01 | 10 | 2019 | 2018 | FALL | 115 | 115 | 115 | 115 | 115 | 115 | 75 | - | - | - | - | - | - | -
BRT-01 | 2018-11-01 | 11 | 2019 | 2018 | FALL | 118 | 118 | 118 | 118 | 118 | 118 | 75 | - | - | - | - | - | - | -
BRT-01 | 2018-12-01 | 12 | 2019 | 2018 | WINTER | 124 | 124 | 124 | 124 | 124 | 124 | 75 | - | - | - | - | - | - | -
BRT-01 | 2019-01-01 | 1 | 2019 | 2019 | WINTER | 124 | 124 | 124 | 124 | 124 | 124 | 75 | - | - | - | - | - | - | -
BRT-01 | 2019-02-01 | 2 | 2019 | 2019 | WINTER | 122 | 122 | 122 | 122 | 122 | 122 | 75 | - | - | - | - | - | - | -
BRT-01 | 2019-03-01 | 3 | 2019 | 2019 | WINTER | 120 | 120 | 120 | 120 | 120 | 120 | 75 | - | - | - | - | - | - | -
BRT-01 | 2019-04-01 | 4 | 2019 | 2019 | SPRING | 117 | 117 | 117 | 117 | 117 | 117 | 75 | - | - | - | - | - | - | -
BRT-01 | 2019-05-01 | 5 | 2019 | 2019 | SPRING | 110 | 110 | 110 | 112 | 112 | 112 | 75 | - | - | - | - | - | - | -
BRT-01 | 2019-06-01 | 6 | 2019 | 2019 | SUMMER | 107 | 107 | 107 | 109 | 109 | 109 | 75 | - | - | - | - | - | - | -
BRT-01 | 2019-07-01 | 7 | 2019 | 2019 | SUMMER | 107 | 107 | 107 | 109 | 109 | 109 | 75 | - | - | - | - | - | - | -
BRT-01 | 2019-08-01 | 8 | 2019 | 2019 | SUMMER | 107 | 107 | 107 | 109 | 109 | 109 | 75 | - | - | - | - | - | - | -
BRT-01 | 2019-09-01 | 9 | 2019 | 2019 | SUMMER | 110 | 110 | 110 | 112 | 112 | 112 | 75 | - | - | - | - | - | - | -
BRT-01 | 2019-10-01 | 10 | 2020 | 2019 | FALL | 115 | 115 | 115 | 115 | 115 | 115 | 75 | - | - | - | - | - | - | -
BRT-01 | 2019-11-01 | 11 | 2020 | 2019 | FALL | 118 | 118 | 118 | 118 | 118 | 118 | 75 | - | - | - | - | - | - | -
BRT-01 | 2019-12-01 | 12 | 2020 | 2019 | WINTER | 124 | 124 | 124 | 124 | 124 | 124 | 75 | - | - | - | - | - | - | -
BRT-01 | 2020-01-01 | 1 | 2020 | 2020 | WINTER | 124 | 124 | 124 | 124 | 124 | 124 | 75 | - | - | - | - | - | - | -
BRT-01 | 2020-02-01 | 2 | 2020 | 2020 | WINTER | 122 | 122 | 122 | 122 | 122 | 122 | 75 | - | - | - | - | - | - | -
BRT-01 | 2020-03-01 | 3 | 2020 | 2020 | WINTER | 120 | 120 | 120 | 120 | 120 | 120 | 75 | - | - | - | - | - | - | -
BRT-01 | 2020-04-01 | 4 | 2020 | 2020 | SPRING | 117 | 117 | 117 | 117 | 117 | 117 | 75 | - | - | - | - | - | - | -
BRT-01 | 2020-05-01 | 5 | 2020 | 2020 | SPRING | 110 | 110 | 110 | 112 | 112 | 112 | 75 | - | - | - | - | - | - | -
BRT-01 | 2020-06-01 | 6 | 2020 | 2020 | SUMMER | 107 | 107 | 107 | 109 | 109 | 109 | 75 | - | - | - | - | - | - | -
BRT-01 | 2020-07-01 | 7 | 2020 | 2020 | SUMMER | 107 | 107 | 107 | 109 | 109 | 109 | 75 | - | - | - | - | - | - | -
BRT-01 | 2020-08-01 | 8 | 2020 | 2020 | SUMMER | 107 | 107 | 107 | 109 | 109 | 109 | 75 | - | - | - | - | - | - | -
BRT-01 | 2020-09-01 | 9 | 2020 | 2020 | SUMMER | 110 | 110 | 110 | 112 | 112 | 112 | 75 | - | - | - | - | - | - | -
BRT-01 | 2020-10-01 | 10 | 2021 | 2020 | FALL | 115 | 115 | 115 | 115 | 115 | 115 | 75 | - | - | - | - | - | - | -
BRT-01 | 2020-11-01 | 11 | 2021 | 2020 | FALL | 118 | 118 | 118 | 118 | 118 | 118 | 75 | - | - | - | - | - | - | -
BRT-01 | 2020-12-01 | 12 | 2021 | 2020 | WINTER | 124 | 124 | 124 | 124 | 124 | 124 | 75 | - | - | - | - | - | - | -
BRT-01 | 2021-01-01 | 1 | 2021 | 2021 | WINTER | 124 | 124 | 124 | 124 | 124 | 124 | 75 | - | - | - | - | - | - | -
BRT-01 | 2021-02-01 | 2 | 2021 | 2021 | WINTER | 122 | 122 | 122 | 122 | 122 | 122 | 75 | - | - | - | - | - | - | -
BRT-01 | 2021-03-01 | 3 | 2021 | 2021 | WINTER | 120 | 120 | 120 | 120 | 120 | 120 | 75 | - | - | - | - | - | - | -
BRT-01 | 2021-04-01 | 4 | 2021 | 2021 | SPRING | 117 | 117 | 117 | 117 | 117 | 117 | 75 | - | - | - | - | - | - | -
BRT-01 | 2021-05-01 | 5 | 2021 | 2021 | SPRING | 110 | 110 | 110 | 112 | 112 | 112 | 75 | - | - | - | - | - | - | -
BRT-01 | 2021-06-01 | 6 | 2021 | 2021 | SUMMER | 107 | 107 | 107 | 109 | 109 | 109 | 75 | - | - | - | - | - | - | -
BRT-01 | 2021-07-01 | 7 | 2021 | 2021 | SUMMER | 107 | 107 | 107 | 109 | 109 | 109 | 75 | - | - | - | - | - | - | -
BRT-01 | 2021-08-01 | 8 | 2021 | 2021 | SUMMER | 107 | 107 | 107 | 109 | 109 | 109 | 75 | - | - | - | - | - | - | -
BRT-01 | 2021-09-01 | 9 | 2021 | 2021 | SUMMER | 110 | 110 | 110 | 112 | 112 | 112 | 75 | - | - | - | - | - | - | -
BRT-01 | 2021-10-01 | 10 | 2022 | 2021 | FALL | 115 | 115 | 115 | 115 | 115 | 115 | 75 | - | - | - | - | - | - | -
BRT-01 | 2021-11-01 | 11 | 2022 | 2021 | FALL | 118 | 118 | 118 | 118 | 118 | 118 | 75 | - | - | - | - | - | - | -
BRT-01 | 2021-12-01 | 12 | 2022 | 2021 | WINTER | 124 | 124 | 124 | 124 | 124 | 124 | 75 | - | - | - | - | - | - | -
BRT-01 | 2022-01-01 | 1 | 2022 | 2022 | WINTER | 124 | 124 | 124 | 124 | 124 | 124 | 75 | - | - | - | - | - | - | -
BRT-01 | 2022-02-01 | 2 | 2022 | 2022 | WINTER | 122 | 122 | 122 | 122 | 122 | 122 | 75 | - | - | - | - | - | - | -
BRT-01 | 2022-03-01 | 3 | 2022 | 2022 | WINTER | 120 | 120 | 120 | 120 | 120 | 120 | 75 | - | - | - | - | - | - | -
BRT-01 | 2022-04-01 | 4 | 2022 | 2022 | SPRING | 117 | 117 | 117 | 117 | 117 | 117 | 75 | - | - | - | - | - | - | -
BRT-01 | 2022-05-01 | 5 | 2022 | 2022 | SPRING | 110 | 110 | 110 | 112 | 112 | 112 | 75 | - | - | - | - | - | - | -
BRT-01 | 2022-06-01 | 6 | 2022 | 2022 | SUMMER | 107 | 107 | 107 | 109 | 109 | 109 | 75 | - | - | - | - | - | - | -
BRT-01 | 2022-07-01 | 7 | 2022 | 2022 | SUMMER | 107 | 107 | 107 | 109 | 109 | 109 | 75 | - | - | - | - | - | - | -
BRT-01 | 2022-08-01 | 8 | 2022 | 2022 | SUMMER | 107 | 107 | 107 | 109 | 109 | 109 | 75 | - | - | - | - | - | - | -
BRT-01 | 2022-09-01 | 9 | 2022 | 2022 | SUMMER | 110 | 110 | 110 | 112 | 112 | 112 | 75 | - | - | - | - | - | - | -
BRT-01 | 2022-10-01 | 10 | 2023 | 2022 | FALL | 115 | 115 | 115 | 115 | 115 | 115 | 75 | - | - | - | - | - | - | -
BRT-01 | 2022-11-01 | 11 | 2023 | 2022 | FALL | 118 | 118 | 118 | 118 | 118 | 118 | 75 | - | - | - | - | - | - | -
BRT-01 | 2022-12-01 | 12 | 2023 | 2022 | WINTER | 124 | 124 | 124 | 124 | 124 | 124 | 75 | - | - | - | - | - | - | -
BRT-01 | 2023-01-01 | 1 | 2023 | 2023 | WINTER | 124 | 124 | 124 | 124 | 124 | 124 | 75 | - | - | - | - | - | - | -
BRT-01 | 2023-02-01 | 2 | 2023 | 2023 | WINTER | 122 | 122 | 122 | 122 | 122 | 122 | 75 | - | - | - | - | - | - | -
BRT-01 | 2023-03-01 | 3 | 2023 | 2023 | WINTER | 120 | 120 | 120 | 120 | 120 | 120 | 75 | - | - | - | - | - | - | -
BRT-01 | 2023-04-01 | 4 | 2023 | 2023 | SPRING | 117 | 117 | 117 | 117 | 117 | 117 | 75 | - | - | - | - | - | - | -
BRT-01 | 2023-05-01 | 5 | 2023 | 2023 | SPRING | 110 | 110 | 110 | 112 | 112 | 112 | 75 | - | - | - | - | - | - | -
BRT-01 | 2023-06-01 | 6 | 2023 | 2023 | SUMMER | 107 | 107 | 107 | 109 | 109 | 109 | 75 | - | - | - | - | - | - | -
BRT-01 | 2023-07-01 | 7 | 2023 | 2023 | SUMMER | 107 | 107 | 107 | 109 | 109 | 109 | 75 | - | - | - | - | - | - | -
BRT-01 | 2023-08-01 | 8 | 2023 | 2023 | SUMMER | 107 | 107 | 107 | 109 | 109 | 109 | 75 | - | - | - | - | - | - | -
BRT-01 | 2023-09-01 | 9 | 2023 | 2023 | SUMMER | 110 | 110 | 110 | 112 | 112 | 112 | 75 | - | - | - | - | - | - | -
BRT-01 | 2023-10-01 | 10 | 2024 | 2023 | FALL | 115 | 115 | 115 | 115 | 115 | 115 | 75 | - | - | - | - | - | - | -
BRT-01 | 2023-11-01 | 11 | 2024 | 2023 | FALL | 118 | 118 | 118 | 118 | 118 | 118 | 75 | - | - | - | - | - | - | -
BRT-01 | 2023-12-01 | 12 | 2024 | 2023 | WINTER | 124 | 124 | 124 | 124 | 124 | 124 | 75 | - | - | - | - | - | - | -
BRT-01 | 2024-01-01 | 1 | 2024 | 2024 | WINTER | 124 | 124 | 124 | 124 | 124 | 124 | 75 | - | - | - | - | - | - | -
BRT-01 | 2024-02-01 | 2 | 2024 | 2024 | WINTER | 122 | 122 | 122 | 122 | 122 | 122 | 75 | - | - | - | - | - | - | -
BRT-01 | 2024-03-01 | 3 | 2024 | 2024 | WINTER | 120 | 120 | 120 | 120 | 120 | 120 | 75 | - | - | - | - | - | - | -
BRT-01 | 2024-04-01 | 4 | 2024 | 2024 | SPRING | 117 | 117 | 117 | 117 | 117 | 117 | 75 | - | - | - | - | - | - | -
BRT-01 | 2024-05-01 | 5 | 2024 | 2024 | SPRING | 110 | 110 | 110 | 112 | 112 | 112 | 75 | - | - | - | - | - | - | -
BRT-01 | 2024-06-01 | 6 | 2024 | 2024 | SUMMER | 107 | 107 | 107 | 109 | 109 | 109 | 75 | - | - | - | - | - | - | -
BRT-01 | 2024-07-01 | 7 | 2024 | 2024 | SUMMER | 107 | 107 | 107 | 109 | 109 | 109 | 75 | - | - | - | - | - | - | -
BRT-01 | 2024-08-01 | 8 | 2024 | 2024 | SUMMER | 107 | 107 | 107 | 109 | 109 | 109 | 75 | - | - | - | - | - | - | -
BRT-01 | 2024-09-01 | 9 | 2024 | 2024 | SUMMER | 110 | 110 | 110 | 112 | 112 | 112 | 75 | - | - | - | - | - | - | -
BRT-01 | 2024-10-01 | 10 | 2025 | 2024 | FALL | 115 | 115 | 115 | 115 | 115 | 115 | 75 | - | - | - | - | - | - | -
BRT-01 | 2024-11-01 | 11 | 2025 | 2024 | FALL | 118 | 118 | 118 | 118 | 118 | 118 | 75 | - | - | - | - | - | - | -
BRT-01 | 2024-12-01 | 12 | 2025 | 2024 | WINTER | 124 | 124 | 124 | 124 | 124 | 124 | 75 | - | - | - | - | - | - | -
BRT-01 | 2025-01-01 | 1 | 2025 | 2025 | WINTER | 124 | 124 | 124 | 124 | 124 | 124 | 75 | - | - | - | - | - | - | -
BRT-01 | 2025-02-01 | 2 | 2025 | 2025 | WINTER | 122 | 122 | 122 | 122 | 122 | 122 | 75 | - | - | - | - | - | - | -
BRT-01 | 2025-03-01 | 3 | 2025 | 2025 | WINTER | 120 | 120 | 120 | 120 | 120 | 120 | 75 | - | - | - | - | - | - | -
BRT-01 | 2025-04-01 | 4 | 2025 | 2025 | SPRING | 117 | 117 | 117 | 117 | 117 | 117 | 75 | - | - | - | - | - | - | -
BRT-01 | 2025-05-01 | 5 | 2025 | 2025 | SPRING | 110 | 110 | 110 | 112 | 112 | 112 | 75 | - | - | - | - | - | - | -
BRT-01 | 2025-06-01 | 6 | 2025 | 2025 | SUMMER | 107 | 107 | 107 | 109 | 109 | 109 | 75 | - | - | - | - | - | - | -
BRT-01 | 2025-07-01 | 7 | 2025 | 2025 | SUMMER | 107 | 107 | 107 | 109 | 109 | 109 | 75 | - | - | - | - | - | - | -
BRT-01 | 2025-08-01 | 8 | 2025 | 2025 | SUMMER | 107 | 107 | 107 | 109 | 109 | 109 | 75 | - | - | - | - | - | - | -
BRT-01 | 2025-09-01 | 9 | 2025 | 2025 | SUMMER | 110 | 110 | 110 | 112 | 112 | 112 | 75 | - | - | - | - | - | - | -
BRT-01 | 2025-10-01 | 10 | 2026 | 2025 | FALL | 115 | 115 | 115 | 115 | 115 | 115 | 75 | - | - | - | - | - | - | -
BRT-01 | 2025-11-01 | 11 | 2026 | 2025 | FALL | 118 | 118 | 118 | 118 | 118 | 118 | 75 | - | - | - | - | - | - | -
BRT-01 | 2025-12-01 | 12 | 2026 | 2025 | WINTER | 124 | 124 | 124 | 124 | 124 | 124 | 75 | - | - | - | - | - | - | -
BRT-01 | 2026-01-01 | 1 | 2026 | 2026 | WINTER | 124 | 124 | 124 | 124 | 124 | 124 | 75 | - | - | - | - | - | - | -
BRT-01 | 2026-02-01 | 2 | 2026 | 2026 | WINTER | 122 | 122 | 122 | 122 | 122 | 122 | 75 | - | - | - | - | - | - | -
BRT-01 | 2026-03-01 | 3 | 2026 | 2026 | WINTER | 120 | 120 | 120 | 120 | 120 | 120 | 75 | - | - | - | - | - | - | -
BRT-01 | 2026-04-01 | 4 | 2026 | 2026 | SPRING | 117 | 117 | 117 | 117 | 117 | 117 | 75 | - | - | - | - | - | - | -
BRT-01 | 2026-05-01 | 5 | 2026 | 2026 | SPRING | 110 | 110 | 110 | 112 | 112 | 112 | 75 | - | - | - | - | - | - | -
BRT-01 | 2026-06-01 | 6 | 2026 | 2026 | SUMMER | 107 | 107 | 107 | 109 | 109 | 109 | 75 | - | - | - | - | - | - | -
BRT-01 | 2026-07-01 | 7 | 2026 | 2026 | SUMMER | 107 | 107 | 107 | 109 | 109 | 109 | 75 | - | - | - | - | - | - | -
BRT-01 | 2026-08-01 | 8 | 2026 | 2026 | SUMMER | 107 | 107 | 107 | 109 | 109 | 109 | 75 | - | - | - | - | - | - | -
BRT-01 | 2026-09-01 | 9 | 2026 | 2026 | SUMMER | 110 | 110 | 110 | 112 | 112 | 112 | 75 | - | - | - | - | - | - | -
BRT-01 | 2026-10-01 | 10 | 2027 | 2026 | FALL | 115 | 115 | 115 | 115 | 115 | 115 | 75 | - | - | - | - | - | - | -
BRT-01 | 2026-11-01 | 11 | 2027 | 2026 | FALL | 118 | 118 | 118 | 118 | 118 | 118 | 75 | - | - | - | - | - | - | -
BRT-01 | 2026-12-01 | 12 | 2027 | 2026 | WINTER | 124 | 124 | 124 | 124 | 124 | 124 | 75 | - | - | - | - | - | - | -
BRT-01 | 2027-01-01 | 1 | 2027 | 2027 | WINTER | 124 | 124 | 124 | 124 | 124 | 124 | 75 | - | - | - | - | - | - | -
BRT-01 | 2027-02-01 | 2 | 2027 | 2027 | WINTER | 122 | 122 | 122 | 122 | 122 | 122 | 75 | - | - | - | - | - | - | -
BRT-01 | 2027-03-01 | 3 | 2027 | 2027 | WINTER | 120 | 120 | 120 | 120 | 120 | 120 | 75 | - | - | - | - | - | - | -
BRT-01 | 2027-04-01 | 4 | 2027 | 2027 | SPRING | 117 | 117 | 117 | 117 | 117 | 117 | 75 | - | - | - | - | - | - | -
BRT-01 | 2027-05-01 | 5 | 2027 | 2027 | SPRING | 110 | 110 | 110 | 112 | 112 | 112 | 75 | - | - | - | - | - | - | -
BRT-01 | 2027-06-01 | 6 | 2027 | 2027 | SUMMER | 107 | 107 | 107 | 109 | 109 | 109 | 75 | - | - | - | - | - | - | -
BRT-01 | 2027-07-01 | 7 | 2027 | 2027 | SUMMER | 107 | 107 | 107 | 109 | 109 | 109 | 75 | - | - | - | - | - | - | -
BRT-01 | 2027-08-01 | 8 | 2027 | 2027 | SUMMER | 107 | 107 | 107 | 109 | 109 | 109 | 75 | - | - | - | - | - | - | -
BRT-01 | 2027-09-01 | 9 | 2027 | 2027 | SUMMER | 110 | 110 | 110 | 112 | 112 | 112 | 75 | - | - | - | - | - | - | -
BRT-01 | 2027-10-01 | 10 | 2028 | 2027 | FALL | 115 | 115 | 115 | 115 | 115 | 115 | 75 | - | - | - | - | - | - | -
BRT-01 | 2027-11-01 | 11 | 2028 | 2027 | FALL | 118 | 118 | 118 | 118 | 118 | 118 | 75 | - | - | - | - | - | - | -
BRT-01 | 2027-12-01 | 12 | 2028 | 2027 | WINTER | 124 | 124 | 124 | 124 | 124 | 124 | 75 | - | - | - | - | - | - | -
BRT-01 | 2028-01-01 | 1 | 2028 | 2028 | WINTER | 124 | 124 | 124 | 124 | 124 | 124 | 75 | - | - | - | - | - | - | -
BRT-01 | 2028-02-01 | 2 | 2028 | 2028 | WINTER | 122 | 122 | 122 | 122 | 122 | 122 | 75 | - | - | - | - | - | - | -
BRT-01 | 2028-03-01 | 3 | 2028 | 2028 | WINTER | 120 | 120 | 120 | 120 | 120 | 120 | 75 | - | - | - | - | - | - | -
BRT-01 | 2028-04-01 | 4 | 2028 | 2028 | SPRING | 117 | 117 | 117 | 117 | 117 | 117 | 75 | - | - | - | - | - | - | -
BRT-01 | 2028-05-01 | 5 | 2028 | 2028 | SPRING | 110 | 110 | 110 | 112 | 112 | 112 | 75 | - | - | - | - | - | - | -
BRT-01 | 2028-06-01 | 6 | 2028 | 2028 | SUMMER | 107 | 107 | 107 | 109 | 109 | 109 | 75 | - | - | - | - | - | - | -
BRT-01 | 2028-07-01 | 7 | 2028 | 2028 | SUMMER | 107 | 107 | 107 | 109 | 109 | 109 | 75 | - | - | - | - | - | - | -
BRT-01 | 2028-08-01 | 8 | 2028 | 2028 | SUMMER | 107 | 107 | 107 | 109 | 109 | 109 | 75 | - | - | - | - | - | - | -
BRT-01 | 2028-09-01 | 9 | 2028 | 2028 | SUMMER | 110 | 110 | 110 | 112 | 112 | 112 | 75 | - | - | - | - | - | - | -
BRT-01 | 2028-10-01 | 10 | 2029 | 2028 | FALL | 115 | 115 | 115 | 115 | 115 | 115 | 75 | - | - | - | - | - | - | -
BRT-01 | 2028-11-01 | 11 | 2029 | 2028 | FALL | 118 | 118 | 118 | 118 | 118 | 118 | 75 | - | - | - | - | - | - | -
BRT-01 | 2028-12-01 | 12 | 2029 | 2028 | WINTER | 124 | 124 | 124 | 124 | 124 | 124 | 75 | - | - | - | - | - | - | -
BRT-01 | 2029-01-01 | 1 | 2029 | 2029 | WINTER | 124 | 124 | 124 | 124 | 124 | 124 | 75 | - | - | - | - | - | - | -
BRT-01 | 2029-02-01 | 2 | 2029 | 2029 | WINTER | 122 | 122 | 122 | 122 | 122 | 122 | 75 | - | - | - | - | - | - | -
BRT-01 | 2029-03-01 | 3 | 2029 | 2029 | WINTER | 120 | 120 | 120 | 120 | 120 | 120 | 75 | - | - | - | - | - | - | -
BRT-01 | 2029-04-01 | 4 | 2029 | 2029 | SPRING | 117 | 117 | 117 | 117 | 117 | 117 | 75 | - | - | - | - | - | - | -
BRT-01 | 2029-05-01 | 5 | 2029 | 2029 | SPRING | 110 | 110 | 110 | 112 | 112 | 112 | 75 | - | - | - | - | - | - | -
BRT-01 | 2029-06-01 | 6 | 2029 | 2029 | SUMMER | 107 | 107 | 107 | 109 | 109 | 109 | 75 | - | - | - | - | - | - | -
BRT-01 | 2029-07-01 | 7 | 2029 | 2029 | SUMMER | 107 | 107 | 107 | 109 | 109 | 109 | 75 | - | - | - | - | - | - | -
BRT-01 | 2029-08-01 | 8 | 2029 | 2029 | SUMMER | 107 | 107 | 107 | 109 | 109 | 109 | 75 | - | - | - | - | - | - | -
BRT-01 | 2029-09-01 | 9 | 2029 | 2029 | SUMMER | 110 | 110 | 110 | 112 | 112 | 112 | 75 | - | - | - | - | - | - | -
BRT-01 | 2029-10-01 | 10 | 2030 | 2029 | FALL | 115 | 115 | 115 | 115 | 115 | 115 | 75 | - | - | - | - | - | - | -
BRT-01 | 2029-11-01 | 11 | 2030 | 2029 | FALL | 118 | 118 | 118 | 118 | 118 | 118 | 75 | - | - | - | - | - | - | -
BRT-01 | 2029-12-01 | 12 | 2030 | 2029 | WINTER | 124 | 124 | 124 | 124 | 124 | 124 | 75 | - | - | - | - | - | - | -
BRT-01 | 2030-01-01 | 1 | 2030 | 2030 | WINTER | 124 | 124 | 124 | 124 | 124 | 124 | 75 | - | - | - | - | - | - | -
BRT-01 | 2030-02-01 | 2 | 2030 | 2030 | WINTER | 122 | 122 | 122 | 122 | 122 | 122 | 75 | - | - | - | - | - | - | -
BRT-01 | 2030-03-01 | 3 | 2030 | 2030 | WINTER | 120 | 120 | 120 | 120 | 120 | 120 | 75 | - | - | - | - | - | - | -
BRT-01 | 2030-04-01 | 4 | 2030 | 2030 | SPRING | 117 | 117 | 117 | 117 | 117 | 117 | 75 | - | - | - | - | - | - | -
BRT-01 | 2030-05-01 | 5 | 2030 | 2030 | SPRING | 110 | 110 | 110 | 112 | 112 | 112 | 75 | - | - | - | - | - | - | -
BRT-01 | 2030-06-01 | 6 | 2030 | 2030 | SUMMER | 107 | 107 | 107 | 109 | 109 | 109 | 75 | - | - | - | - | - | - | -
BRT-01 | 2030-07-01 | 7 | 2030 | 2030 | SUMMER | 107 | 107 | 107 | 109 | 109 | 109 | 75 | - | - | - | - | - | - | -
BRT-01 | 2030-08-01 | 8 | 2030 | 2030 | SUMMER | 107 | 107 | 107 | 109 | 109 | 109 | 75 | - | - | - | - | - | - | -
BRT-01 | 2030-09-01 | 9 | 2030 | 2030 | SUMMER | 110 | 110 | 110 | 112 | 112 | 112 | 75 | - | - | - | - | - | - | -
BRT-01 | 2030-10-01 | 10 | 2031 | 2030 | FALL | 115 | 115 | 115 | 115 | 115 | 115 | 75 | - | - | - | - | - | - | -
BRT-01 | 2030-11-01 | 11 | 2031 | 2030 | FALL | 118 | 118 | 118 | 118 | 118 | 118 | 75 | - | - | - | - | - | - | -
BRT-01 | 2030-12-01 | 12 | 2031 | 2030 | WINTER | 124 | 124 | 124 | 124 | 124 | 124 | 75 | - | - | - | - | - | - | -
BRT-01 | 2031-01-01 | 1 | 2031 | 2031 | WINTER | 124 | 124 | 124 | 124 | 124 | 124 | 75 | - | - | - | - | - | - | -
BRT-01 | 2031-02-01 | 2 | 2031 | 2031 | WINTER | 122 | 122 | 122 | 122 | 122 | 122 | 75 | - | - | - | - | - | - | -
BRT-01 | 2031-03-01 | 3 | 2031 | 2031 | WINTER | 120 | 120 | 120 | 120 | 120 | 120 | 75 | - | - | - | - | - | - | -
BRT-01 | 2031-04-01 | 4 | 2031 | 2031 | SPRING | 117 | 117 | 117 | 117 | 117 | 117 | 75 | - | - | - | - | - | - | -
BRT-01 | 2031-05-01 | 5 | 2031 | 2031 | SPRING | 110 | 110 | 110 | 112 | 112 | 112 | 75 | - | - | - | - | - | - | -
BRT-01 | 2031-06-01 | 6 | 2031 | 2031 | SUMMER | 107 | 107 | 107 | 109 | 109 | 109 | 75 | - | - | - | - | - | - | -
BRT-01 | 2031-07-01 | 7 | 2031 | 2031 | SUMMER | 107 | 107 | 107 | 109 | 109 | 109 | 75 | - | - | - | - | - | - | -
BRT-01 | 2031-08-01 | 8 | 2031 | 2031 | SUMMER | 107 | 107 | 107 | 109 | 109 | 109 | 75 | - | - | - | - | - | - | -
BRT-01 | 2031-09-01 | 9 | 2031 | 2031 | SUMMER | 110 | 110 | 110 | 112 | 112 | 112 | 75 | - | - | - | - | - | - | -
BRT-01 | 2031-10-01 | 10 | 2032 | 2031 | FALL | 115 | 115 | 115 | 115 | 115 | 115 | 75 | - | - | - | - | - | - | -
BRT-01 | 2031-11-01 | 11 | 2032 | 2031 | FALL | 118 | 118 | 118 | 118 | 118 | 118 | 75 | - | - | - | - | - | - | -
BRT-01 | 2031-12-01 | 12 | 2032 | 2031 | WINTER | 124 | 124 | 124 | 124 | 124 | 124 | 75 | - | - | - | - | - | - | -
BRT-01 | 2032-01-01 | 1 | 2032 | 2032 | WINTER | 124 | 124 | 124 | 124 | 124 | 124 | 75 | - | - | - | - | - | - | -
BRT-01 | 2032-02-01 | 2 | 2032 | 2032 | WINTER | 122 | 122 | 122 | 122 | 122 | 122 | 75 | - | - | - | - | - | - | -
BRT-01 | 2032-03-01 | 3 | 2032 | 2032 | WINTER | 120 | 120 | 120 | 120 | 120 | 120 | 75 | - | - | - | - | - | - | -
BRT-01 | 2032-04-01 | 4 | 2032 | 2032 | SPRING | 117 | 117 | 117 | 117 | 117 | 117 | 75 | - | - | - | - | - | - | -
BRT-01 | 2032-05-01 | 5 | 2032 | 2032 | SPRING | 110 | 110 | 110 | 112 | 112 | 112 | 75 | - | - | - | - | - | - | -
BRT-01 | 2032-06-01 | 6 | 2032 | 2032 | SUMMER | 107 | 107 | 107 | 109 | 109 | 109 | 75 | - | - | - | - | - | - | -
BRT-01 | 2032-07-01 | 7 | 2032 | 2032 | SUMMER | 107 | 107 | 107 | 109 | 109 | 109 | 75 | - | - | - | - | - | - | -
BRT-01 | 2032-08-01 | 8 | 2032 | 2032 | SUMMER | 107 | 107 | 107 | 109 | 109 | 109 | 75 | - | - | - | - | - | - | -
BRT-01 | 2032-09-01 | 9 | 2032 | 2032 | SUMMER | 110 | 110 | 110 | 112 | 112 | 112 | 75 | - | - | - | - | - | - | -
BRT-01 | 2032-10-01 | 10 | 2033 | 2032 | FALL | 115 | 115 | 115 | 115 | 115 | 115 | 75 | - | - | - | - | - | - | -
BRT-01 | 2032-11-01 | 11 | 2033 | 2032 | FALL | 118 | 118 | 118 | 118 | 118 | 118 | 75 | - | - | - | - | - | - | -
BRT-01 | 2032-12-01 | 12 | 2033 | 2032 | WINTER | 124 | 124 | 124 | 124 | 124 | 124 | 75 | - | - | - | - | - | - | -
BRT-01 | 2033-01-01 | 1 | 2033 | 2033 | WINTER | 124 | 124 | 124 | 124 | 124 | 124 | 75 | - | - | - | - | - | - | -
BRT-01 | 2033-02-01 | 2 | 2033 | 2033 | WINTER | 122 | 122 | 122 | 122 | 122 | 122 | 75 | - | - | - | - | - | - | -
BRT-01 | 2033-03-01 | 3 | 2033 | 2033 | WINTER | 120 | 120 | 120 | 120 | 120 | 120 | 75 | - | - | - | - | - | - | -
BRT-01 | 2033-04-01 | 4 | 2033 | 2033 | SPRING | 117 | 117 | 117 | 117 | 117 | 117 | 75 | - | - | - | - | - | - | -
BRT-01 | 2033-05-01 | 5 | 2033 | 2033 | SPRING | 110 | 110 | 110 | 112 | 112 | 112 | 75 | - | - | - | - | - | - | -
BRT-01 | 2033-06-01 | 6 | 2033 | 2033 | SUMMER | 107 | 107 | 107 | 109 | 109 | 109 | 75 | - | - | - | - | - | - | -
BRT-01 | 2033-07-01 | 7 | 2033 | 2033 | SUMMER | 107 | 107 | 107 | 109 | 109 | 109 | 75 | - | - | - | - | - | - | -
BRT-01 | 2033-08-01 | 8 | 2033 | 2033 | SUMMER | 107 | 107 | 107 | 109 | 109 | 109 | 75 | - | - | - | - | - | - | -
BRT-01 | 2033-09-01 | 9 | 2033 | 2033 | SUMMER | 110 | 110 | 110 | 112 | 112 | 112 | 75 | - | - | - | - | - | - | -
BRT-01 | 2033-10-01 | 10 | 2034 | 2033 | FALL | 115 | 115 | 115 | 115 | 115 | 115 | 75 | - | - | - | - | - | - | -
BRT-01 | 2033-11-01 | 11 | 2034 | 2033 | FALL | 118 | 118 | 118 | 118 | 118 | 118 | 75 | - | - | - | - | - | - | -
BRT-01 | 2033-12-01 | 12 | 2034 | 2033 | WINTER | 124 | 124 | 124 | 124 | 124 | 124 | 75 | - | - | - | - | - | - | -
BRT-01 | 2034-01-01 | 1 | 2034 | 2034 | WINTER | 124 | 124 | 124 | 124 | 124 | 124 | 75 | - | - | - | - | - | - | -
BRT-01 | 2034-02-01 | 2 | 2034 | 2034 | WINTER | 122 | 122 | 122 | 122 | 122 | 122 | 75 | - | - | - | - | - | - | -
BRT-01 | 2034-03-01 | 3 | 2034 | 2034 | WINTER | 120 | 120 | 120 | 120 | 120 | 120 | 75 | - | - | - | - | - | - | -
BRT-01 | 2034-04-01 | 4 | 2034 | 2034 | SPRING | 117 | 117 | 117 | 117 | 117 | 117 | 75 | - | - | - | - | - | - | -
BRT-01 | 2034-05-01 | 5 | 2034 | 2034 | SPRING | 110 | 110 | 110 | 112 | 112 | 112 | 75 | - | - | - | - | - | - | -
BRT-01 | 2034-06-01 | 6 | 2034 | 2034 | SUMMER | 107 | 107 | 107 | 109 | 109 | 109 | 75 | - | - | - | - | - | - | -
BRT-01 | 2034-07-01 | 7 | 2034 | 2034 | SUMMER | 107 | 107 | 107 | 109 | 109 | 109 | 75 | - | - | - | - | - | - | -
BRT-01 | 2034-08-01 | 8 | 2034 | 2034 | SUMMER | 107 | 107 | 107 | 109 | 109 | 109 | 75 | - | - | - | - | - | - | -
BRT-01 | 2034-09-01 | 9 | 2034 | 2034 | SUMMER | 110 | 110 | 110 | 112 | 112 | 112 | 75 | - | - | - | - | - | - | -
BRT-01 | 2034-10-01 | 10 | 2035 | 2034 | FALL | 115 | 115 | 115 | 115 | 115 | 115 | 75 | - | - | - | - | - | - | -
BRT-01 | 2034-11-01 | 11 | 2035 | 2034 | FALL | 118 | 118 | 118 | 118 | 118 | 118 | 75 | - | - | - | - | - | - | -
BRT-01 | 2034-12-01 | 12 | 2035 | 2034 | WINTER | 124 | 124 | 124 | 124 | 124 | 124 | 75 | - | - | - | - | - | - | -
BRT-01 | 2035-01-01 | 1 | 2035 | 2035 | WINTER | 124 | 124 | 124 | 124 | 124 | 124 | 75 | - | - | - | - | - | - | -
BRT-01 | 2035-02-01 | 2 | 2035 | 2035 | WINTER | 122 | 122 | 122 | 122 | 122 | 122 | 75 | - | - | - | - | - | - | -
BRT-01 | 2035-03-01 | 3 | 2035 | 2035 | WINTER | 120 | 120 | 120 | 120 | 120 | 120 | 75 | - | - | - | - | - | - | -
BRT-01 | 2035-04-01 | 4 | 2035 | 2035 | SPRING | 117 | 117 | 117 | 117 | 117 | 117 | 75 | - | - | - | - | - | - | -
BRT-01 | 2035-05-01 | 5 | 2035 | 2035 | SPRING | 110 | 110 | 110 | 112 | 112 | 112 | 75 | - | - | - | - | - | - | -
BRT-01 | 2035-06-01 | 6 | 2035 | 2035 | SUMMER | 107 | 107 | 107 | 109 | 109 | 109 | 75 | - | - | - | - | - | - | -
BRT-01 | 2035-07-01 | 7 | 2035 | 2035 | SUMMER | 107 | 107 | 107 | 109 | 109 | 109 | 75 | - | - | - | - | - | - | -
BRT-01 | 2035-08-01 | 8 | 2035 | 2035 | SUMMER | 107 | 107 | 107 | 109 | 109 | 109 | 75 | - | - | - | - | - | - | -
BRT-01 | 2035-09-01 | 9 | 2035 | 2035 | SUMMER | 110 | 110 | 110 | 112 | 112 | 112 | 75 | - | - | - | - | - | - | -
BRT-01 | 2035-10-01 | 10 | 2036 | 2035 | FALL | 115 | 115 | 115 | 115 | 115 | 115 | 75 | - | - | - | - | - | - | -
BRT-01 | 2035-11-01 | 11 | 2036 | 2035 | FALL | 118 | 118 | 118 | 118 | 118 | 118 | 75 | - | - | - | - | - | - | -
BRT-01 | 2035-12-01 | 12 | 2036 | 2035 | WINTER | 124 | 124 | 124 | 124 | 124 | 124 | 75 | - | - | - | - | - | - | -
BRT-01 | 2036-01-01 | 1 | 2036 | 2036 | WINTER | 124 | 124 | 124 | 124 | 124 | 124 | 75 | - | - | - | - | - | - | -
BRT-01 | 2036-02-01 | 2 | 2036 | 2036 | WINTER | 122 | 122 | 122 | 122 | 122 | 122 | 75 | - | - | - | - | - | - | -
BRT-01 | 2036-03-01 | 3 | 2036 | 2036 | WINTER | 120 | 120 | 120 | 120 | 120 | 120 | 75 | - | - | - | - | - | - | -
BRT-01 | 2036-04-01 | 4 | 2036 | 2036 | SPRING | 117 | 117 | 117 | 117 | 117 | 117 | 75 | - | - | - | - | - | - | -
BRT-01 | 2036-05-01 | 5 | 2036 | 2036 | SPRING | 110 | 110 | 110 | 112 | 112 | 112 | 75 | - | - | - | - | - | - | -
BRT-01 | 2036-06-01 | 6 | 2036 | 2036 | SUMMER | 107 | 107 | 107 | 109 | 109 | 109 | 75 | - | - | - | - | - | - | -
BRT-01 | 2036-07-01 | 7 | 2036 | 2036 | SUMMER | 107 | 107 | 107 | 109 | 109 | 109 | 75 | - | - | - | - | - | - | -
BRT-01 | 2036-08-01 | 8 | 2036 | 2036 | SUMMER | 107 | 107 | 107 | 109 | 109 | 109 | 75 | - | - | - | - | - | - | -
BRT-01 | 2036-09-01 | 9 | 2036 | 2036 | SUMMER | 110 | 110 | 110 | 112 | 112 | 112 | 75 | - | - | - | - | - | - | -
BRT-01 | 2036-10-01 | 10 | 2037 | 2036 | FALL | 115 | 115 | 115 | 115 | 115 | 115 | 75 | - | - | - | - | - | - | -
BRT-01 | 2036-11-01 | 11 | 2037 | 2036 | FALL | 118 | 118 | 118 | 118 | 118 | 118 | 75 | - | - | - | - | - | - | -
BRT-01 | 2036-12-01 | 12 | 2037 | 2036 | WINTER | 124 | 124 | 124 | 124 | 124 | 124 | 75 | - | - | - | - | - | - | -
BRT-01 | 2037-01-01 | 1 | 2037 | 2037 | WINTER | 124 | 124 | 124 | 124 | 124 | 124 | 75 | - | - | - | - | - | - | -
BRT-01 | 2037-02-01 | 2 | 2037 | 2037 | WINTER | 122 | 122 | 122 | 122 | 122 | 122 | 75 | - | - | - | - | - | - | -
BRT-01 | 2037-03-01 | 3 | 2037 | 2037 | WINTER | 120 | 120 | 120 | 120 | 120 | 120 | 75 | - | - | - | - | - | - | -
BRT-01 | 2037-04-01 | 4 | 2037 | 2037 | SPRING | 117 | 117 | 117 | 117 | 117 | 117 | 75 | - | - | - | - | - | - | -
BRT-01 | 2037-05-01 | 5 | 2037 | 2037 | SPRING | 110 | 110 | 110 | 112 | 112 | 112 | 75 | - | - | - | - | - | - | -
BRT-01 | 2037-06-01 | 6 | 2037 | 2037 | SUMMER | 107 | 107 | 107 | 109 | 109 | 109 | 75 | - | - | - | - | - | - | -
BRT-01 | 2037-07-01 | 7 | 2037 | 2037 | SUMMER | 107 | 107 | 107 | 109 | 109 | 109 | 75 | - | - | - | - | - | - | -
BRT-01 | 2037-08-01 | 8 | 2037 | 2037 | SUMMER | 107 | 107 | 107 | 109 | 109 | 109 | 75 | - | - | - | - | - | - | -
BRT-01 | 2037-09-01 | 9 | 2037 | 2037 | SUMMER | 110 | 110 | 110 | 112 | 112 | 112 | 75 | - | - | - | - | - | - | -
BRT-01 | 2037-10-01 | 10 | 2038 | 2037 | FALL | 115 | 115 | 115 | 115 | 115 | 115 | 75 | - | - | - | - | - | - | -
BRT-01 | 2037-11-01 | 11 | 2038 | 2037 | FALL | 118 | 118 | 118 | 118 | 118 | 118 | 75 | - | - | - | - | - | - | -
BRT-01 | 2037-12-01 | 12 | 2038 | 2037 | WINTER | 124 | 124 | 124 | 124 | 124 | 124 | 75 | - | - | - | - | - | - | -
BRT-01 | 2038-01-01 | 1 | 2038 | 2038 | WINTER | 124 | 124 | 124 | 124 | 124 | 124 | 75 | - | - | - | - | - | - | -
BRT-01 | 2038-02-01 | 2 | 2038 | 2038 | WINTER | 122 | 122 | 122 | 122 | 122 | 122 | 75 | - | - | - | - | - | - | -
BRT-01 | 2038-03-01 | 3 | 2038 | 2038 | WINTER | 120 | 120 | 120 | 120 | 120 | 120 | 75 | - | - | - | - | - | - | -
BRT-01 | 2038-04-01 | 4 | 2038 | 2038 | SPRING | 117 | 117 | 117 | 117 | 117 | 117 | 75 | - | - | - | - | - | - | -
BRT-01 | 2038-05-01 | 5 | 2038 | 2038 | SPRING | 110 | 110 | 110 | 112 | 112 | 112 | 75 | - | - | - | - | - | - | -
BRT-01 | 2038-06-01 | 6 | 2038 | 2038 | SUMMER | 107 | 107 | 107 | 109 | 109 | 109 | 75 | - | - | - | - | - | - | -
BRT-01 | 2038-07-01 | 7 | 2038 | 2038 | SUMMER | 107 | 107 | 107 | 109 | 109 | 109 | 75 | - | - | - | - | - | - | -
BRT-01 | 2038-08-01 | 8 | 2038 | 2038 | SUMMER | 107 | 107 | 107 | 109 | 109 | 109 | 75 | - | - | - | - | - | - | -
BRT-01 | 2038-09-01 | 9 | 2038 | 2038 | SUMMER | 110 | 110 | 110 | 112 | 112 | 112 | 75 | - | - | - | - | - | - | -
BRT-01 | 2038-10-01 | 10 | 2039 | 2038 | FALL | 115 | 115 | 115 | 115 | 115 | 115 | 75 | - | - | - | - | - | - | -
BRT-01 | 2038-11-01 | 11 | 2039 | 2038 | FALL | 118 | 118 | 118 | 118 | 118 | 118 | 75 | - | - | - | - | - | - | -
BRT-01 | 2038-12-01 | 12 | 2039 | 2038 | WINTER | 124 | 124 | 124 | 124 | 124 | 124 | 75 | - | - | - | - | - | - | -
BRT-01 | 2039-01-01 | 1 | 2039 | 2039 | WINTER | 124 | 124 | 124 | 124 | 124 | 124 | 75 | - | - | - | - | - | - | -
BRT-01 | 2039-02-01 | 2 | 2039 | 2039 | WINTER | 122 | 122 | 122 | 122 | 122 | 122 | 75 | - | - | - | - | - | - | -
BRT-01 | 2039-03-01 | 3 | 2039 | 2039 | WINTER | 120 | 120 | 120 | 120 | 120 | 120 | 75 | - | - | - | - | - | - | -
BRT-01 | 2039-04-01 | 4 | 2039 | 2039 | SPRING | 117 | 117 | 117 | 117 | 117 | 117 | 75 | - | - | - | - | - | - | -
BRT-01 | 2039-05-01 | 5 | 2039 | 2039 | SPRING | 110 | 110 | 110 | 112 | 112 | 112 | 75 | - | - | - | - | - | - | -
BRT-01 | 2039-06-01 | 6 | 2039 | 2039 | SUMMER | 107 | 107 | 107 | 109 | 109 | 109 | 75 | - | - | - | - | - | - | -
BRT-01 | 2039-07-01 | 7 | 2039 | 2039 | SUMMER | 107 | 107 | 107 | 109 | 109 | 109 | 75 | - | - | - | - | - | - | -
BRT-01 | 2039-08-01 | 8 | 2039 | 2039 | SUMMER | 107 | 107 | 107 | 109 | 109 | 109 | 75 | - | - | - | - | - | - | -
BRT-01 | 2039-09-01 | 9 | 2039 | 2039 | SUMMER | 110 | 110 | 110 | 112 | 112 | 112 | 75 | - | - | - | - | - | - | -
BRT-01 | 2039-10-01 | 10 | 2040 | 2039 | FALL | 115 | 115 | 115 | 115 | 115 | 115 | 75 | - | - | - | - | - | - | -
BRT-01 | 2039-11-01 | 11 | 2040 | 2039 | FALL | 118 | 118 | 118 | 118 | 118 | 118 | 75 | - | - | - | - | - | - | -
BRT-01 | 2039-12-01 | 12 | 2040 | 2039 | WINTER | 124 | 124 | 124 | 124 | 124 | 124 | 75 | - | - | - | - | - | - | -
BRT-01 | 2040-01-01 | 1 | 2040 | 2040 | WINTER | 124 | 124 | 124 | 124 | 124 | 124 | 75 | - | - | - | - | - | - | -
BRT-01 | 2040-02-01 | 2 | 2040 | 2040 | WINTER | 122 | 122 | 122 | 122 | 122 | 122 | 75 | - | - | - | - | - | - | -
BRT-01 | 2040-03-01 | 3 | 2040 | 2040 | WINTER | 120 | 120 | 120 | 120 | 120 | 120 | 75 | - | - | - | - | - | - | -
BRT-01 | 2040-04-01 | 4 | 2040 | 2040 | SPRING | 117 | 117 | 117 | 117 | 117 | 117 | 75 | - | - | - | - | - | - | -
BRT-01 | 2040-05-01 | 5 | 2040 | 2040 | SPRING | 110 | 110 | 110 | 112 | 112 | 112 | 75 | - | - | - | - | - | - | -
BRT-01 | 2040-06-01 | 6 | 2040 | 2040 | SUMMER | 107 | 107 | 107 | 109 | 109 | 109 | 75 | - | - | - | - | - | - | -
BRT-01 | 2040-07-01 | 7 | 2040 | 2040 | SUMMER | 107 | 107 | 107 | 109 | 109 | 109 | 75 | - | - | - | - | - | - | -
BRT-01 | 2040-08-01 | 8 | 2040 | 2040 | SUMMER | 107 | 107 | 107 | 109 | 109 | 109 | 75 | - | - | - | - | - | - | -
BRT-01 | 2040-09-01 | 9 | 2040 | 2040 | SUMMER | 110 | 110 | 110 | 112 | 112 | 112 | 75 | - | - | - | - | - | - | -
BRT-01 | 2040-10-01 | 10 | 2041 | 2040 | FALL | 115 | 115 | 115 | 115 | 115 | 115 | 75 | - | - | - | - | - | - | -
BRT-01 | 2040-11-01 | 11 | 2041 | 2040 | FALL | 118 | 118 | 118 | 118 | 118 | 118 | 75 | - | - | - | - | - | - | -
BRT-01 | 2040-12-01 | 12 | 2041 | 2040 | WINTER | 124 | 124 | 124 | 124 | 124 | 124 | 75 | - | - | - | - | - | - | -
BRT-01 | 2041-01-01 | 1 | 2041 | 2041 | WINTER | 124 | 124 | 124 | 124 | 124 | 124 | 75 | - | - | - | - | - | - | -
BRT-01 | 2041-02-01 | 2 | 2041 | 2041 | WINTER | 122 | 122 | 122 | 122 | 122 | 122 | 75 | - | - | - | - | - | - | -
BRT-01 | 2041-03-01 | 3 | 2041 | 2041 | WINTER | 120 | 120 | 120 | 120 | 120 | 120 | 75 | - | - | - | - | - | - | -
BRT-01 | 2041-04-01 | 4 | 2041 | 2041 | SPRING | 117 | 117 | 117 | 117 | 117 | 117 | 75 | - | - | - | - | - | - | -
BRT-01 | 2041-05-01 | 5 | 2041 | 2041 | SPRING | 110 | 110 | 110 | 112 | 112 | 112 | 75 | - | - | - | - | - | - | -
BRT-01 | 2041-06-01 | 6 | 2041 | 2041 | SUMMER | 107 | 107 | 107 | 109 | 109 | 109 | 75 | - | - | - | - | - | - | -
BRT-01 | 2041-07-01 | 7 | 2041 | 2041 | SUMMER | 107 | 107 | 107 | 109 | 109 | 109 | 75 | - | - | - | - | - | - | -
BRT-01 | 2041-08-01 | 8 | 2041 | 2041 | SUMMER | 107 | 107 | 107 | 109 | 109 | 109 | 75 | - | - | - | - | - | - | -
BRT-01 | 2041-09-01 | 9 | 2041 | 2041 | SUMMER | 110 | 110 | 110 | 112 | 112 | 112 | 75 | - | - | - | - | - | - | -
BRT-01 | 2041-10-01 | 10 | 2042 | 2041 | FALL | 115 | 115 | 115 | 115 | 115 | 115 | 75 | - | - | - | - | - | - | -
BRT-01 | 2041-11-01 | 11 | 2042 | 2041 | FALL | 118 | 118 | 118 | 118 | 118 | 118 | 75 | - | - | - | - | - | - | -
BRT-01 | 2041-12-01 | 12 | 2042 | 2041 | WINTER | 124 | 124 | 124 | 124 | 124 | 124 | 75 | - | - | - | - | - | - | -
BRT-01 | 2042-01-01 | 1 | 2042 | 2042 | WINTER | 124 | 124 | 124 | 124 | 124 | 124 | 75 | - | - | - | - | - | - | -
BRT-01 | 2042-02-01 | 2 | 2042 | 2042 | WINTER | 122 | 122 | 122 | 122 | 122 | 122 | 75 | - | - | - | - | - | - | -
BRT-01 | 2042-03-01 | 3 | 2042 | 2042 | WINTER | 120 | 120 | 120 | 120 | 120 | 120 | 75 | - | - | - | - | - | - | -
BRT-01 | 2042-04-01 | 4 | 2042 | 2042 | SPRING | 117 | 117 | 117 | 117 | 117 | 117 | 75 | - | - | - | - | - | - | -
BRT-01 | 2042-05-01 | 5 | 2042 | 2042 | SPRING | 110 | 110 | 110 | 112 | 112 | 112 | 75 | - | - | - | - | - | - | -
BRT-01 | 2042-06-01 | 6 | 2042 | 2042 | SUMMER | 107 | 107 | 107 | 109 | 109 | 109 | 75 | - | - | - | - | - | - | -
BRT-01 | 2042-07-01 | 7 | 2042 | 2042 | SUMMER | 107 | 107 | 107 | 109 | 109 | 109 | 75 | - | - | - | - | - | - | -
BRT-01 | 2042-08-01 | 8 | 2042 | 2042 | SUMMER | 107 | 107 | 107 | 109 | 109 | 109 | 75 | - | - | - | - | - | - | -
BRT-01 | 2042-09-01 | 9 | 2042 | 2042 | SUMMER | 110 | 110 | 110 | 112 | 112 | 112 | 75 | - | - | - | - | - | - | -
BRT-01 | 2042-10-01 | 10 | 2043 | 2042 | FALL | 115 | 115 | 115 | 115 | 115 | 115 | 75 | - | - | - | - | - | - | -
BRT-01 | 2042-11-01 | 11 | 2043 | 2042 | FALL | 118 | 118 | 118 | 118 | 118 | 118 | 75 | - | - | - | - | - | - | -
BRT-01 | 2042-12-01 | 12 | 2043 | 2042 | WINTER | 124 | 124 | 124 | 124 | 124 | 124 | 75 | - | - | - | - | - | - | -
BRT-01 | 2043-01-01 | 1 | 2043 | 2043 | WINTER | 124 | 124 | 124 | 124 | 124 | 124 | 75 | - | - | - | - | - | - | -
BRT-01 | 2043-02-01 | 2 | 2043 | 2043 | WINTER | 122 | 122 | 122 | 122 | 122 | 122 | 75 | - | - | - | - | - | - | -
BRT-01 | 2043-03-01 | 3 | 2043 | 2043 | WINTER | 120 | 120 | 120 | 120 | 120 | 120 | 75 | - | - | - | - | - | - | -
BRT-01 | 2043-04-01 | 4 | 2043 | 2043 | SPRING | 117 | 117 | 117 | 117 | 117 | 117 | 75 | - | - | - | - | - | - | -
BRT-01 | 2043-05-01 | 5 | 2043 | 2043 | SPRING | 110 | 110 | 110 | 112 | 112 | 112 | 75 | - | - | - | - | - | - | -
BRT-01 | 2043-06-01 | 6 | 2043 | 2043 | SUMMER | 107 | 107 | 107 | 109 | 109 | 109 | 75 | - | - | - | - | - | - | -
BRT-01 | 2043-07-01 | 7 | 2043 | 2043 | SUMMER | 107 | 107 | 107 | 109 | 109 | 109 | 75 | - | - | - | - | - | - | -
BRT-01 | 2043-08-01 | 8 | 2043 | 2043 | SUMMER | 107 | 107 | 107 | 109 | 109 | 109 | 75 | - | - | - | - | - | - | -
BRT-01 | 2043-09-01 | 9 | 2043 | 2043 | SUMMER | 110 | 110 | 110 | 112 | 112 | 112 | 75 | - | - | - | - | - | - | -
BRT-01 | 2043-10-01 | 10 | 2044 | 2043 | FALL | 115 | 115 | 115 | 115 | 115 | 115 | 75 | - | - | - | - | - | - | -
BRT-01 | 2043-11-01 | 11 | 2044 | 2043 | FALL | 118 | 118 | 118 | 118 | 118 | 118 | 75 | - | - | - | - | - | - | -
BRT-01 | 2043-12-01 | 12 | 2044 | 2043 | WINTER | 124 | 124 | 124 | 124 | 124 | 124 | 75 | - | - | - | - | - | - | -
BRT-01 | 2044-01-01 | 1 | 2044 | 2044 | WINTER | 124 | 124 | 124 | 124 | 124 | 124 | 75 | - | - | - | - | - | - | -
BRT-01 | 2044-02-01 | 2 | 2044 | 2044 | WINTER | 122 | 122 | 122 | 122 | 122 | 122 | 75 | - | - | - | - | - | - | -
BRT-01 | 2044-03-01 | 3 | 2044 | 2044 | WINTER | 120 | 120 | 120 | 120 | 120 | 120 | 75 | - | - | - | - | - | - | -
BRT-01 | 2044-04-01 | 4 | 2044 | 2044 | SPRING | 117 | 117 | 117 | 117 | 117 | 117 | 75 | - | - | - | - | - | - | -
BRT-01 | 2044-05-01 | 5 | 2044 | 2044 | SPRING | 110 | 110 | 110 | 112 | 112 | 112 | 75 | - | - | - | - | - | - | -
BRT-01 | 2044-06-01 | 6 | 2044 | 2044 | SUMMER | 107 | 107 | 107 | 109 | 109 | 109 | 75 | - | - | - | - | - | - | -
BRT-01 | 2044-07-01 | 7 | 2044 | 2044 | SUMMER | 107 | 107 | 107 | 109 | 109 | 109 | 75 | - | - | - | - | - | - | -
BRT-01 | 2044-08-01 | 8 | 2044 | 2044 | SUMMER | 107 | 107 | 107 | 109 | 109 | 109 | 75 | - | - | - | - | - | - | -
BRT-01 | 2044-09-01 | 9 | 2044 | 2044 | SUMMER | 110 | 110 | 110 | 112 | 112 | 112 | 75 | - | - | - | - | - | - | -
BRT-01 | 2044-10-01 | 10 | 2045 | 2044 | FALL | 115 | 115 | 115 | 115 | 115 | 115 | 75 | - | - | - | - | - | - | -
BRT-01 | 2044-11-01 | 11 | 2045 | 2044 | FALL | 118 | 118 | 118 | 118 | 118 | 118 | 75 | - | - | - | - | - | - | -
BRT-01 | 2044-12-01 | 12 | 2045 | 2044 | WINTER | 124 | 124 | 124 | 124 | 124 | 124 | 75 | - | - | - | - | - | - | -
BRT-01 | 2045-01-01 | 1 | 2045 | 2045 | WINTER | 124 | 124 | 124 | 124 | 124 | 124 | 75 | - | - | - | - | - | - | -
BRT-01 | 2045-02-01 | 2 | 2045 | 2045 | WINTER | 122 | 122 | 122 | 122 | 122 | 122 | 75 | - | - | - | - | - | - | -
BRT-01 | 2045-03-01 | 3 | 2045 | 2045 | WINTER | 120 | 120 | 120 | 120 | 120 | 120 | 75 | - | - | - | - | - | - | -
BRT-01 | 2045-04-01 | 4 | 2045 | 2045 | SPRING | 117 | 117 | 117 | 117 | 117 | 117 | 75 | - | - | - | - | - | - | -
BRT-01 | 2045-05-01 | 5 | 2045 | 2045 | SPRING | 110 | 110 | 110 | 112 | 112 | 112 | 75 | - | - | - | - | - | - | -
BRT-01 | 2045-06-01 | 6 | 2045 | 2045 | SUMMER | 107 | 107 | 107 | 109 | 109 | 109 | 75 | - | - | - | - | - | - | -
BRT-01 | 2045-07-01 | 7 | 2045 | 2045 | SUMMER | 107 | 107 | 107 | 109 | 109 | 109 | 75 | - | - | - | - | - | - | -
BRT-01 | 2045-08-01 | 8 | 2045 | 2045 | SUMMER | 107 | 107 | 107 | 109 | 109 | 109 | 75 | - | - | - | - | - | - | -
BRT-01 | 2045-09-01 | 9 | 2045 | 2045 | SUMMER | 110 | 110 | 110 | 112 | 112 | 112 | 75 | - | - | - | - | - | - | -
BRT-01 | 2045-10-01 | 10 | 2046 | 2045 | FALL | 115 | 115 | 115 | 115 | 115 | 115 | 75 | - | - | - | - | - | - | -
BRT-01 | 2045-11-01 | 11 | 2046 | 2045 | FALL | 118 | 118 | 118 | 118 | 118 | 118 | 75 | - | - | - | - | - | - | -
BRT-01 | 2045-12-01 | 12 | 2046 | 2045 | WINTER | 124 | 124 | 124 | 124 | 124 | 124 | 75 | - | - | - | - | - | - | -
BRT-01 | 2046-01-01 | 1 | 2046 | 2046 | WINTER | 124 | 124 | 124 | 124 | 124 | 124 | 75 | - | - | - | - | - | - | -
BRT-01 | 2046-02-01 | 2 | 2046 | 2046 | WINTER | 122 | 122 | 122 | 122 | 122 | 122 | 75 | - | - | - | - | - | - | -
BRT-01 | 2046-03-01 | 3 | 2046 | 2046 | WINTER | 120 | 120 | 120 | 120 | 120 | 120 | 75 | - | - | - | - | - | - | -
BRT-01 | 2046-04-01 | 4 | 2046 | 2046 | SPRING | 117 | 117 | 117 | 117 | 117 | 117 | 75 | - | - | - | - | - | - | -
BRT-01 | 2046-05-01 | 5 | 2046 | 2046 | SPRING | 110 | 110 | 110 | 112 | 112 | 112 | 75 | - | - | - | - | - | - | -
BRT-01 | 2046-06-01 | 6 | 2046 | 2046 | SUMMER | 107 | 107 | 107 | 109 | 109 | 109 | 75 | - | - | - | - | - | - | -
BRT-01 | 2046-07-01 | 7 | 2046 | 2046 | SUMMER | 107 | 107 | 107 | 109 | 109 | 109 | 75 | - | - | - | - | - | - | -
BRT-01 | 2046-08-01 | 8 | 2046 | 2046 | SUMMER | 107 | 107 | 107 | 109 | 109 | 109 | 75 | - | - | - | - | - | - | -
BRT-01 | 2046-09-01 | 9 | 2046 | 2046 | SUMMER | 110 | 110 | 110 | 112 | 112 | 112 | 75 | - | - | - | - | - | - | -
BRT-01 | 2046-10-01 | 10 | 2047 | 2046 | FALL | 115 | 115 | 115 | 115 | 115 | 115 | 75 | - | - | - | - | - | - | -
BRT-01 | 2046-11-01 | 11 | 2047 | 2046 | FALL | 118 | 118 | 118 | 118 | 118 | 118 | 75 | - | - | - | - | - | - | -
BRT-01 | 2046-12-01 | 12 | 2047 | 2046 | WINTER | 124 | 124 | 124 | 124 | 124 | 124 | 75 | - | - | - | - | - | - | -
BRT-01 | 2047-01-01 | 1 | 2047 | 2047 | WINTER | 124 | 124 | 124 | 124 | 124 | 124 | 75 | - | - | - | - | - | - | -
BRT-01 | 2047-02-01 | 2 | 2047 | 2047 | WINTER | 122 | 122 | 122 | 122 | 122 | 122 | 75 | - | - | - | - | - | - | -
BRT-01 | 2047-03-01 | 3 | 2047 | 2047 | WINTER | 120 | 120 | 120 | 120 | 120 | 120 | 75 | - | - | - | - | - | - | -
BRT-01 | 2047-04-01 | 4 | 2047 | 2047 | SPRING | 117 | 117 | 117 | 117 | 117 | 117 | 75 | - | - | - | - | - | - | -
BRT-01 | 2047-05-01 | 5 | 2047 | 2047 | SPRING | 110 | 110 | 110 | 112 | 112 | 112 | 75 | - | - | - | - | - | - | -
BRT-01 | 2047-06-01 | 6 | 2047 | 2047 | SUMMER | 107 | 107 | 107 | 109 | 109 | 109 | 75 | - | - | - | - | - | - | -
BRT-01 | 2047-07-01 | 7 | 2047 | 2047 | SUMMER | 107 | 107 | 107 | 109 | 109 | 109 | 75 | - | - | - | - | - | - | -
BRT-01 | 2047-08-01 | 8 | 2047 | 2047 | SUMMER | 107 | 107 | 107 | 109 | 109 | 109 | 75 | - | - | - | - | - | - | -
BRT-01 | 2047-09-01 | 9 | 2047 | 2047 | SUMMER | 110 | 110 | 110 | 112 | 112 | 112 | 75 | - | - | - | - | - | - | -
BRT-02 | 2016-10-01 | 10 | 2017 | 2016 | FALL | 115 | 115 | 115 | 115 | 115 | 115 | 75 | - | - | - | - | - | - | -
BRT-02 | 2016-11-01 | 11 | 2017 | 2016 | FALL | 118 | 118 | 118 | 118 | 118 | 118 | 75 | - | - | - | - | - | - | -
BRT-02 | 2016-12-01 | 12 | 2017 | 2016 | WINTER | 124 | 124 | 124 | 124 | 124 | 124 | 75 | - | - | - | - | - | - | -
BRT-02 | 2017-01-01 | 1 | 2017 | 2017 | WINTER | 124 | 124 | 124 | 124 | 124 | 124 | 75 | - | - | - | - | - | - | -
BRT-02 | 2017-02-01 | 2 | 2017 | 2017 | WINTER | 122 | 122 | 122 | 122 | 122 | 122 | 75 | - | - | - | - | - | - | -
BRT-02 | 2017-03-01 | 3 | 2017 | 2017 | WINTER | 120 | 120 | 120 | 120 | 120 | 120 | 75 | - | - | - | - | - | - | -
BRT-02 | 2017-04-01 | 4 | 2017 | 2017 | SPRING | 117 | 117 | 117 | 117 | 117 | 117 | 75 | - | - | - | - | - | - | -
BRT-02 | 2017-05-01 | 5 | 2017 | 2017 | SPRING | 110 | 110 | 110 | 112 | 112 | 112 | 75 | - | - | - | - | - | - | -
BRT-02 | 2017-06-01 | 6 | 2017 | 2017 | SUMMER | 107 | 107 | 107 | 109 | 109 | 109 | 75 | - | - | - | - | - | - | -
BRT-02 | 2017-07-01 | 7 | 2017 | 2017 | SUMMER | 107 | 107 | 107 | 109 | 109 | 109 | 75 | - | - | - | - | - | - | -
BRT-02 | 2017-08-01 | 8 | 2017 | 2017 | SUMMER | 107 | 107 | 107 | 109 | 109 | 109 | 75 | - | - | - | - | - | - | -
BRT-02 | 2017-09-01 | 9 | 2017 | 2017 | SUMMER | 110 | 110 | 110 | 112 | 112 | 112 | 75 | - | - | - | - | - | - | -
BRT-02 | 2017-10-01 | 10 | 2018 | 2017 | FALL | 115 | 115 | 115 | 115 | 115 | 115 | 75 | - | - | - | - | - | - | -
BRT-02 | 2017-11-01 | 11 | 2018 | 2017 | FALL | 118 | 118 | 118 | 118 | 118 | 118 | 75 | - | - | - | - | - | - | -
BRT-02 | 2017-12-01 | 12 | 2018 | 2017 | WINTER | 124 | 124 | 124 | 124 | 124 | 124 | 75 | - | - | - | - | - | - | -
BRT-02 | 2018-01-01 | 1 | 2018 | 2018 | WINTER | 124 | 124 | 124 | 124 | 124 | 124 | 75 | - | - | - | - | - | - | -
BRT-02 | 2018-02-01 | 2 | 2018 | 2018 | WINTER | 122 | 122 | 122 | 122 | 122 | 122 | 75 | - | - | - | - | - | - | -
BRT-02 | 2018-03-01 | 3 | 2018 | 2018 | WINTER | 120 | 120 | 120 | 120 | 120 | 120 | 75 | - | - | - | - | - | - | -
BRT-02 | 2018-04-01 | 4 | 2018 | 2018 | SPRING | 117 | 117 | 117 | 117 | 117 | 117 | 75 | - | - | - | - | - | - | -
BRT-02 | 2018-05-01 | 5 | 2018 | 2018 | SPRING | 110 | 110 | 110 | 112 | 112 | 112 | 75 | - | - | - | - | - | - | -
BRT-02 | 2018-06-01 | 6 | 2018 | 2018 | SUMMER | 107 | 107 | 107 | 109 | 109 | 109 | 75 | - | - | - | - | - | - | -
BRT-02 | 2018-07-01 | 7 | 2018 | 2018 | SUMMER | 107 | 107 | 107 | 109 | 109 | 109 | 75 | - | - | - | - | - | - | -
BRT-02 | 2018-08-01 | 8 | 2018 | 2018 | SUMMER | 107 | 107 | 107 | 109 | 109 | 109 | 75 | - | - | - | - | - | - | -
BRT-02 | 2018-09-01 | 9 | 2018 | 2018 | SUMMER | 110 | 110 | 110 | 112 | 112 | 112 | 75 | - | - | - | - | - | - | -
BRT-02 | 2018-10-01 | 10 | 2019 | 2018 | FALL | 115 | 115 | 115 | 115 | 115 | 115 | 75 | - | - | - | - | - | - | -
BRT-02 | 2018-11-01 | 11 | 2019 | 2018 | FALL | 118 | 118 | 118 | 118 | 118 | 118 | 75 | - | - | - | - | - | - | -
BRT-02 | 2018-12-01 | 12 | 2019 | 2018 | WINTER | 124 | 124 | 124 | 124 | 124 | 124 | 75 | - | - | - | - | - | - | -
BRT-02 | 2019-01-01 | 1 | 2019 | 2019 | WINTER | 124 | 124 | 124 | 124 | 124 | 124 | 75 | - | - | - | - | - | - | -
BRT-02 | 2019-02-01 | 2 | 2019 | 2019 | WINTER | 122 | 122 | 122 | 122 | 122 | 122 | 75 | - | - | - | - | - | - | -
BRT-02 | 2019-03-01 | 3 | 2019 | 2019 | WINTER | 120 | 120 | 120 | 120 | 120 | 120 | 75 | - | - | - | - | - | - | -
BRT-02 | 2019-04-01 | 4 | 2019 | 2019 | SPRING | 117 | 117 | 117 | 117 | 117 | 117 | 75 | - | - | - | - | - | - | -
BRT-02 | 2019-05-01 | 5 | 2019 | 2019 | SPRING | 110 | 110 | 110 | 112 | 112 | 112 | 75 | - | - | - | - | - | - | -
BRT-02 | 2019-06-01 | 6 | 2019 | 2019 | SUMMER | 107 | 107 | 107 | 109 | 109 | 109 | 75 | - | - | - | - | - | - | -
BRT-02 | 2019-07-01 | 7 | 2019 | 2019 | SUMMER | 107 | 107 | 107 | 109 | 109 | 109 | 75 | - | - | - | - | - | - | -
BRT-02 | 2019-08-01 | 8 | 2019 | 2019 | SUMMER | 107 | 107 | 107 | 109 | 109 | 109 | 75 | - | - | - | - | - | - | -
BRT-02 | 2019-09-01 | 9 | 2019 | 2019 | SUMMER | 110 | 110 | 110 | 112 | 112 | 112 | 75 | - | - | - | - | - | - | -
BRT-02 | 2019-10-01 | 10 | 2020 | 2019 | FALL | 115 | 115 | 115 | 115 | 115 | 115 | 75 | - | - | - | - | - | - | -
BRT-02 | 2019-11-01 | 11 | 2020 | 2019 | FALL | 118 | 118 | 118 | 118 | 118 | 118 | 75 | - | - | - | - | - | - | -
BRT-02 | 2019-12-01 | 12 | 2020 | 2019 | WINTER | 124 | 124 | 124 | 124 | 124 | 124 | 75 | - | - | - | - | - | - | -
BRT-02 | 2020-01-01 | 1 | 2020 | 2020 | WINTER | 124 | 124 | 124 | 124 | 124 | 124 | 75 | - | - | - | - | - | - | -
BRT-02 | 2020-02-01 | 2 | 2020 | 2020 | WINTER | 122 | 122 | 122 | 122 | 122 | 122 | 75 | - | - | - | - | - | - | -
BRT-02 | 2020-03-01 | 3 | 2020 | 2020 | WINTER | 120 | 120 | 120 | 120 | 120 | 120 | 75 | - | - | - | - | - | - | -
BRT-02 | 2020-04-01 | 4 | 2020 | 2020 | SPRING | 117 | 117 | 117 | 117 | 117 | 117 | 75 | - | - | - | - | - | - | -
BRT-02 | 2020-05-01 | 5 | 2020 | 2020 | SPRING | 110 | 110 | 110 | 112 | 112 | 112 | 75 | - | - | - | - | - | - | -
BRT-02 | 2020-06-01 | 6 | 2020 | 2020 | SUMMER | 107 | 107 | 107 | 109 | 109 | 109 | 75 | - | - | - | - | - | - | -
BRT-02 | 2020-07-01 | 7 | 2020 | 2020 | SUMMER | 107 | 107 | 107 | 109 | 109 | 109 | 75 | - | - | - | - | - | - | -
BRT-02 | 2020-08-01 | 8 | 2020 | 2020 | SUMMER | 107 | 107 | 107 | 109 | 109 | 109 | 75 | - | - | - | - | - | - | -
BRT-02 | 2020-09-01 | 9 | 2020 | 2020 | SUMMER | 110 | 110 | 110 | 112 | 112 | 112 | 75 | - | - | - | - | - | - | -
BRT-02 | 2020-10-01 | 10 | 2021 | 2020 | FALL | 115 | 115 | 115 | 115 | 115 | 115 | 75 | - | - | - | - | - | - | -
BRT-02 | 2020-11-01 | 11 | 2021 | 2020 | FALL | 118 | 118 | 118 | 118 | 118 | 118 | 75 | - | - | - | - | - | - | -
BRT-02 | 2020-12-01 | 12 | 2021 | 2020 | WINTER | 124 | 124 | 124 | 124 | 124 | 124 | 75 | - | - | - | - | - | - | -
BRT-02 | 2021-01-01 | 1 | 2021 | 2021 | WINTER | 124 | 124 | 124 | 124 | 124 | 124 | 75 | - | - | - | - | - | - | -
BRT-02 | 2021-02-01 | 2 | 2021 | 2021 | WINTER | 122 | 122 | 122 | 122 | 122 | 122 | 75 | - | - | - | - | - | - | -
BRT-02 | 2021-03-01 | 3 | 2021 | 2021 | WINTER | 120 | 120 | 120 | 120 | 120 | 120 | 75 | - | - | - | - | - | - | -
BRT-02 | 2021-04-01 | 4 | 2021 | 2021 | SPRING | 117 | 117 | 117 | 117 | 117 | 117 | 75 | - | - | - | - | - | - | -
BRT-02 | 2021-05-01 | 5 | 2021 | 2021 | SPRING | 110 | 110 | 110 | 112 | 112 | 112 | 75 | - | - | - | - | - | - | -
BRT-02 | 2021-06-01 | 6 | 2021 | 2021 | SUMMER | 107 | 107 | 107 | 109 | 109 | 109 | 75 | - | - | - | - | - | - | -
BRT-02 | 2021-07-01 | 7 | 2021 | 2021 | SUMMER | 107 | 107 | 107 | 109 | 109 | 109 | 75 | - | - | - | - | - | - | -
BRT-02 | 2021-08-01 | 8 | 2021 | 2021 | SUMMER | 107 | 107 | 107 | 109 | 109 | 109 | 75 | - | - | - | - | - | - | -
BRT-02 | 2021-09-01 | 9 | 2021 | 2021 | SUMMER | 110 | 110 | 110 | 112 | 112 | 112 | 75 | - | - | - | - | - | - | -
BRT-02 | 2021-10-01 | 10 | 2022 | 2021 | FALL | 115 | 115 | 115 | 115 | 115 | 115 | 75 | - | - | - | - | - | - | -
BRT-02 | 2021-11-01 | 11 | 2022 | 2021 | FALL | 118 | 118 | 118 | 118 | 118 | 118 | 75 | - | - | - | - | - | - | -
BRT-02 | 2021-12-01 | 12 | 2022 | 2021 | WINTER | 124 | 124 | 124 | 124 | 124 | 124 | 75 | - | - | - | - | - | - | -
BRT-02 | 2022-01-01 | 1 | 2022 | 2022 | WINTER | 124 | 124 | 124 | 124 | 124 | 124 | 75 | - | - | - | - | - | - | -
BRT-02 | 2022-02-01 | 2 | 2022 | 2022 | WINTER | 122 | 122 | 122 | 122 | 122 | 122 | 75 | - | - | - | - | - | - | -
BRT-02 | 2022-03-01 | 3 | 2022 | 2022 | WINTER | 120 | 120 | 120 | 120 | 120 | 120 | 75 | - | - | - | - | - | - | -
BRT-02 | 2022-04-01 | 4 | 2022 | 2022 | SPRING | 117 | 117 | 117 | 117 | 117 | 117 | 75 | - | - | - | - | - | - | -
BRT-02 | 2022-05-01 | 5 | 2022 | 2022 | SPRING | 110 | 110 | 110 | 112 | 112 | 112 | 75 | - | - | - | - | - | - | -
BRT-02 | 2022-06-01 | 6 | 2022 | 2022 | SUMMER | 107 | 107 | 107 | 109 | 109 | 109 | 75 | - | - | - | - | - | - | -
BRT-02 | 2022-07-01 | 7 | 2022 | 2022 | SUMMER | 107 | 107 | 107 | 109 | 109 | 109 | 75 | - | - | - | - | - | - | -
BRT-02 | 2022-08-01 | 8 | 2022 | 2022 | SUMMER | 107 | 107 | 107 | 109 | 109 | 109 | 75 | - | - | - | - | - | - | -
BRT-02 | 2022-09-01 | 9 | 2022 | 2022 | SUMMER | 110 | 110 | 110 | 112 | 112 | 112 | 75 | - | - | - | - | - | - | -
BRT-02 | 2022-10-01 | 10 | 2023 | 2022 | FALL | 115 | 115 | 115 | 115 | 115 | 115 | 75 | - | - | - | - | - | - | -
BRT-02 | 2022-11-01 | 11 | 2023 | 2022 | FALL | 118 | 118 | 118 | 118 | 118 | 118 | 75 | - | - | - | - | - | - | -
BRT-02 | 2022-12-01 | 12 | 2023 | 2022 | WINTER | 124 | 124 | 124 | 124 | 124 | 124 | 75 | - | - | - | - | - | - | -
BRT-02 | 2023-01-01 | 1 | 2023 | 2023 | WINTER | 124 | 124 | 124 | 124 | 124 | 124 | 75 | - | - | - | - | - | - | -
BRT-02 | 2023-02-01 | 2 | 2023 | 2023 | WINTER | 122 | 122 | 122 | 122 | 122 | 122 | 75 | - | - | - | - | - | - | -
BRT-02 | 2023-03-01 | 3 | 2023 | 2023 | WINTER | 120 | 120 | 120 | 120 | 120 | 120 | 75 | - | - | - | - | - | - | -
BRT-02 | 2023-04-01 | 4 | 2023 | 2023 | SPRING | 117 | 117 | 117 | 117 | 117 | 117 | 75 | - | - | - | - | - | - | -
BRT-02 | 2023-05-01 | 5 | 2023 | 2023 | SPRING | 110 | 110 | 110 | 112 | 112 | 112 | 75 | - | - | - | - | - | - | -
BRT-02 | 2023-06-01 | 6 | 2023 | 2023 | SUMMER | 107 | 107 | 107 | 109 | 109 | 109 | 75 | - | - | - | - | - | - | -
BRT-02 | 2023-07-01 | 7 | 2023 | 2023 | SUMMER | 107 | 107 | 107 | 109 | 109 | 109 | 75 | - | - | - | - | - | - | -
BRT-02 | 2023-08-01 | 8 | 2023 | 2023 | SUMMER | 107 | 107 | 107 | 109 | 109 | 109 | 75 | - | - | - | - | - | - | -
BRT-02 | 2023-09-01 | 9 | 2023 | 2023 | SUMMER | 110 | 110 | 110 | 112 | 112 | 112 | 75 | - | - | - | - | - | - | -
BRT-02 | 2023-10-01 | 10 | 2024 | 2023 | FALL | 115 | 115 | 115 | 115 | 115 | 115 | 75 | - | - | - | - | - | - | -
BRT-02 | 2023-11-01 | 11 | 2024 | 2023 | FALL | 118 | 118 | 118 | 118 | 118 | 118 | 75 | - | - | - | - | - | - | -
BRT-02 | 2023-12-01 | 12 | 2024 | 2023 | WINTER | 124 | 124 | 124 | 124 | 124 | 124 | 75 | - | - | - | - | - | - | -
BRT-02 | 2024-01-01 | 1 | 2024 | 2024 | WINTER | 124 | 124 | 124 | 124 | 124 | 124 | 75 | - | - | - | - | - | - | -
BRT-02 | 2024-02-01 | 2 | 2024 | 2024 | WINTER | 122 | 122 | 122 | 122 | 122 | 122 | 75 | - | - | - | - | - | - | -
BRT-02 | 2024-03-01 | 3 | 2024 | 2024 | WINTER | 120 | 120 | 120 | 120 | 120 | 120 | 75 | - | - | - | - | - | - | -
BRT-02 | 2024-04-01 | 4 | 2024 | 2024 | SPRING | 117 | 117 | 117 | 117 | 117 | 117 | 75 | - | - | - | - | - | - | -
BRT-02 | 2024-05-01 | 5 | 2024 | 2024 | SPRING | 110 | 110 | 110 | 112 | 112 | 112 | 75 | - | - | - | - | - | - | -
BRT-02 | 2024-06-01 | 6 | 2024 | 2024 | SUMMER | 107 | 107 | 107 | 109 | 109 | 109 | 75 | - | - | - | - | - | - | -
BRT-02 | 2024-07-01 | 7 | 2024 | 2024 | SUMMER | 107 | 107 | 107 | 109 | 109 | 109 | 75 | - | - | - | - | - | - | -
BRT-02 | 2024-08-01 | 8 | 2024 | 2024 | SUMMER | 107 | 107 | 107 | 109 | 109 | 109 | 75 | - | - | - | - | - | - | -
BRT-02 | 2024-09-01 | 9 | 2024 | 2024 | SUMMER | 110 | 110 | 110 | 112 | 112 | 112 | 75 | - | - | - | - | - | - | -
BRT-02 | 2024-10-01 | 10 | 2025 | 2024 | FALL | 115 | 115 | 115 | 115 | 115 | 115 | 75 | - | - | - | - | - | - | -
BRT-02 | 2024-11-01 | 11 | 2025 | 2024 | FALL | 118 | 118 | 118 | 118 | 118 | 118 | 75 | - | - | - | - | - | - | -
BRT-02 | 2024-12-01 | 12 | 2025 | 2024 | WINTER | 124 | 124 | 124 | 124 | 124 | 124 | 75 | - | - | - | - | - | - | -
BRT-02 | 2025-01-01 | 1 | 2025 | 2025 | WINTER | 124 | 124 | 124 | 124 | 124 | 124 | 75 | - | - | - | - | - | - | -
BRT-02 | 2025-02-01 | 2 | 2025 | 2025 | WINTER | 122 | 122 | 122 | 122 | 122 | 122 | 75 | - | - | - | - | - | - | -
BRT-02 | 2025-03-01 | 3 | 2025 | 2025 | WINTER | 120 | 120 | 120 | 120 | 120 | 120 | 75 | - | - | - | - | - | - | -
BRT-02 | 2025-04-01 | 4 | 2025 | 2025 | SPRING | 117 | 117 | 117 | 117 | 117 | 117 | 75 | - | - | - | - | - | - | -
BRT-02 | 2025-05-01 | 5 | 2025 | 2025 | SPRING | 110 | 110 | 110 | 112 | 112 | 112 | 75 | - | - | - | - | - | - | -
BRT-02 | 2025-06-01 | 6 | 2025 | 2025 | SUMMER | 107 | 107 | 107 | 109 | 109 | 109 | 75 | - | - | - | - | - | - | -
BRT-02 | 2025-07-01 | 7 | 2025 | 2025 | SUMMER | 107 | 107 | 107 | 109 | 109 | 109 | 75 | - | - | - | - | - | - | -
BRT-02 | 2025-08-01 | 8 | 2025 | 2025 | SUMMER | 107 | 107 | 107 | 109 | 109 | 109 | 75 | - | - | - | - | - | - | -
BRT-02 | 2025-09-01 | 9 | 2025 | 2025 | SUMMER | 110 | 110 | 110 | 112 | 112 | 112 | 75 | - | - | - | - | - | - | -
BRT-02 | 2025-10-01 | 10 | 2026 | 2025 | FALL | 115 | 115 | 115 | 115 | 115 | 115 | 75 | - | - | - | - | - | - | -
BRT-02 | 2025-11-01 | 11 | 2026 | 2025 | FALL | 118 | 118 | 118 | 118 | 118 | 118 | 75 | - | - | - | - | - | - | -
BRT-02 | 2025-12-01 | 12 | 2026 | 2025 | WINTER | 124 | 124 | 124 | 124 | 124 | 124 | 75 | - | - | - | - | - | - | -
BRT-02 | 2026-01-01 | 1 | 2026 | 2026 | WINTER | 124 | 124 | 124 | 124 | 124 | 124 | 75 | - | - | - | - | - | - | -
BRT-02 | 2026-02-01 | 2 | 2026 | 2026 | WINTER | 122 | 122 | 122 | 122 | 122 | 122 | 75 | - | - | - | - | - | - | -
BRT-02 | 2026-03-01 | 3 | 2026 | 2026 | WINTER | 120 | 120 | 120 | 120 | 120 | 120 | 75 | - | - | - | - | - | - | -
BRT-02 | 2026-04-01 | 4 | 2026 | 2026 | SPRING | 117 | 117 | 117 | 117 | 117 | 117 | 75 | - | - | - | - | - | - | -
BRT-02 | 2026-05-01 | 5 | 2026 | 2026 | SPRING | 110 | 110 | 110 | 112 | 112 | 112 | 75 | - | - | - | - | - | - | -
BRT-02 | 2026-06-01 | 6 | 2026 | 2026 | SUMMER | 107 | 107 | 107 | 109 | 109 | 109 | 75 | - | - | - | - | - | - | -
BRT-02 | 2026-07-01 | 7 | 2026 | 2026 | SUMMER | 107 | 107 | 107 | 109 | 109 | 109 | 75 | - | - | - | - | - | - | -
BRT-02 | 2026-08-01 | 8 | 2026 | 2026 | SUMMER | 107 | 107 | 107 | 109 | 109 | 109 | 75 | - | - | - | - | - | - | -
BRT-02 | 2026-09-01 | 9 | 2026 | 2026 | SUMMER | 110 | 110 | 110 | 112 | 112 | 112 | 75 | - | - | - | - | - | - | -
BRT-02 | 2026-10-01 | 10 | 2027 | 2026 | FALL | 115 | 115 | 115 | 115 | 115 | 115 | 75 | - | - | - | - | - | - | -
BRT-02 | 2026-11-01 | 11 | 2027 | 2026 | FALL | 118 | 118 | 118 | 118 | 118 | 118 | 75 | - | - | - | - | - | - | -
BRT-02 | 2026-12-01 | 12 | 2027 | 2026 | WINTER | 124 | 124 | 124 | 124 | 124 | 124 | 75 | - | - | - | - | - | - | -
BRT-02 | 2027-01-01 | 1 | 2027 | 2027 | WINTER | 124 | 124 | 124 | 124 | 124 | 124 | 75 | - | - | - | - | - | - | -
BRT-02 | 2027-02-01 | 2 | 2027 | 2027 | WINTER | 122 | 122 | 122 | 122 | 122 | 122 | 75 | - | - | - | - | - | - | -
BRT-02 | 2027-03-01 | 3 | 2027 | 2027 | WINTER | 120 | 120 | 120 | 120 | 120 | 120 | 75 | - | - | - | - | - | - | -
BRT-02 | 2027-04-01 | 4 | 2027 | 2027 | SPRING | 117 | 117 | 117 | 117 | 117 | 117 | 75 | - | - | - | - | - | - | -
BRT-02 | 2027-05-01 | 5 | 2027 | 2027 | SPRING | 110 | 110 | 110 | 112 | 112 | 112 | 75 | - | - | - | - | - | - | -
BRT-02 | 2027-06-01 | 6 | 2027 | 2027 | SUMMER | 107 | 107 | 107 | 109 | 109 | 109 | 75 | - | - | - | - | - | - | -
BRT-02 | 2027-07-01 | 7 | 2027 | 2027 | SUMMER | 107 | 107 | 107 | 109 | 109 | 109 | 75 | - | - | - | - | - | - | -
BRT-02 | 2027-08-01 | 8 | 2027 | 2027 | SUMMER | 107 | 107 | 107 | 109 | 109 | 109 | 75 | - | - | - | - | - | - | -
BRT-02 | 2027-09-01 | 9 | 2027 | 2027 | SUMMER | 110 | 110 | 110 | 112 | 112 | 112 | 75 | - | - | - | - | - | - | -
BRT-02 | 2027-10-01 | 10 | 2028 | 2027 | FALL | 115 | 115 | 115 | 115 | 115 | 115 | 75 | - | - | - | - | - | - | -
BRT-02 | 2027-11-01 | 11 | 2028 | 2027 | FALL | 118 | 118 | 118 | 118 | 118 | 118 | 75 | - | - | - | - | - | - | -
BRT-02 | 2027-12-01 | 12 | 2028 | 2027 | WINTER | 124 | 124 | 124 | 124 | 124 | 124 | 75 | - | - | - | - | - | - | -
BRT-02 | 2028-01-01 | 1 | 2028 | 2028 | WINTER | 124 | 124 | 124 | 124 | 124 | 124 | 75 | - | - | - | - | - | - | -
BRT-02 | 2028-02-01 | 2 | 2028 | 2028 | WINTER | 122 | 122 | 122 | 122 | 122 | 122 | 75 | - | - | - | - | - | - | -
BRT-02 | 2028-03-01 | 3 | 2028 | 2028 | WINTER | 120 | 120 | 120 | 120 | 120 | 120 | 75 | - | - | - | - | - | - | -
BRT-02 | 2028-04-01 | 4 | 2028 | 2028 | SPRING | 117 | 117 | 117 | 117 | 117 | 117 | 75 | - | - | - | - | - | - | -
BRT-02 | 2028-05-01 | 5 | 2028 | 2028 | SPRING | 110 | 110 | 110 | 112 | 112 | 112 | 75 | - | - | - | - | - | - | -
BRT-02 | 2028-06-01 | 6 | 2028 | 2028 | SUMMER | 107 | 107 | 107 | 109 | 109 | 109 | 75 | - | - | - | - | - | - | -
BRT-02 | 2028-07-01 | 7 | 2028 | 2028 | SUMMER | 107 | 107 | 107 | 109 | 109 | 109 | 75 | - | - | - | - | - | - | -
BRT-02 | 2028-08-01 | 8 | 2028 | 2028 | SUMMER | 107 | 107 | 107 | 109 | 109 | 109 | 75 | - | - | - | - | - | - | -
BRT-02 | 2028-09-01 | 9 | 2028 | 2028 | SUMMER | 110 | 110 | 110 | 112 | 112 | 112 | 75 | - | - | - | - | - | - | -
BRT-02 | 2028-10-01 | 10 | 2029 | 2028 | FALL | 115 | 115 | 115 | 115 | 115 | 115 | 75 | - | - | - | - | - | - | -
BRT-02 | 2028-11-01 | 11 | 2029 | 2028 | FALL | 118 | 118 | 118 | 118 | 118 | 118 | 75 | - | - | - | - | - | - | -
BRT-02 | 2028-12-01 | 12 | 2029 | 2028 | WINTER | 124 | 124 | 124 | 124 | 124 | 124 | 75 | - | - | - | - | - | - | -
BRT-02 | 2029-01-01 | 1 | 2029 | 2029 | WINTER | 124 | 124 | 124 | 124 | 124 | 124 | 75 | - | - | - | - | - | - | -
BRT-02 | 2029-02-01 | 2 | 2029 | 2029 | WINTER | 122 | 122 | 122 | 122 | 122 | 122 | 75 | - | - | - | - | - | - | -
BRT-02 | 2029-03-01 | 3 | 2029 | 2029 | WINTER | 120 | 120 | 120 | 120 | 120 | 120 | 75 | - | - | - | - | - | - | -
BRT-02 | 2029-04-01 | 4 | 2029 | 2029 | SPRING | 117 | 117 | 117 | 117 | 117 | 117 | 75 | - | - | - | - | - | - | -
BRT-02 | 2029-05-01 | 5 | 2029 | 2029 | SPRING | 110 | 110 | 110 | 112 | 112 | 112 | 75 | - | - | - | - | - | - | -
BRT-02 | 2029-06-01 | 6 | 2029 | 2029 | SUMMER | 107 | 107 | 107 | 109 | 109 | 109 | 75 | - | - | - | - | - | - | -
BRT-02 | 2029-07-01 | 7 | 2029 | 2029 | SUMMER | 107 | 107 | 107 | 109 | 109 | 109 | 75 | - | - | - | - | - | - | -
BRT-02 | 2029-08-01 | 8 | 2029 | 2029 | SUMMER | 107 | 107 | 107 | 109 | 109 | 109 | 75 | - | - | - | - | - | - | -
BRT-02 | 2029-09-01 | 9 | 2029 | 2029 | SUMMER | 110 | 110 | 110 | 112 | 112 | 112 | 75 | - | - | - | - | - | - | -
BRT-02 | 2029-10-01 | 10 | 2030 | 2029 | FALL | 115 | 115 | 115 | 115 | 115 | 115 | 75 | - | - | - | - | - | - | -
BRT-02 | 2029-11-01 | 11 | 2030 | 2029 | FALL | 118 | 118 | 118 | 118 | 118 | 118 | 75 | - | - | - | - | - | - | -
BRT-02 | 2029-12-01 | 12 | 2030 | 2029 | WINTER | 124 | 124 | 124 | 124 | 124 | 124 | 75 | - | - | - | - | - | - | -
BRT-02 | 2030-01-01 | 1 | 2030 | 2030 | WINTER | 124 | 124 | 124 | 124 | 124 | 124 | 75 | - | - | - | - | - | - | -
BRT-02 | 2030-02-01 | 2 | 2030 | 2030 | WINTER | 122 | 122 | 122 | 122 | 122 | 122 | 75 | - | - | - | - | - | - | -
BRT-02 | 2030-03-01 | 3 | 2030 | 2030 | WINTER | 120 | 120 | 120 | 120 | 120 | 120 | 75 | - | - | - | - | - | - | -
BRT-02 | 2030-04-01 | 4 | 2030 | 2030 | SPRING | 117 | 117 | 117 | 117 | 117 | 117 | 75 | - | - | - | - | - | - | -
BRT-02 | 2030-05-01 | 5 | 2030 | 2030 | SPRING | 110 | 110 | 110 | 112 | 112 | 112 | 75 | - | - | - | - | - | - | -
BRT-02 | 2030-06-01 | 6 | 2030 | 2030 | SUMMER | 107 | 107 | 107 | 109 | 109 | 109 | 75 | - | - | - | - | - | - | -
BRT-02 | 2030-07-01 | 7 | 2030 | 2030 | SUMMER | 107 | 107 | 107 | 109 | 109 | 109 | 75 | - | - | - | - | - | - | -
BRT-02 | 2030-08-01 | 8 | 2030 | 2030 | SUMMER | 107 | 107 | 107 | 109 | 109 | 109 | 75 | - | - | - | - | - | - | -
BRT-02 | 2030-09-01 | 9 | 2030 | 2030 | SUMMER | 110 | 110 | 110 | 112 | 112 | 112 | 75 | - | - | - | - | - | - | -
BRT-02 | 2030-10-01 | 10 | 2031 | 2030 | FALL | 115 | 115 | 115 | 115 | 115 | 115 | 75 | - | - | - | - | - | - | -
BRT-02 | 2030-11-01 | 11 | 2031 | 2030 | FALL | 118 | 118 | 118 | 118 | 118 | 118 | 75 | - | - | - | - | - | - | -
BRT-02 | 2030-12-01 | 12 | 2031 | 2030 | WINTER | 124 | 124 | 124 | 124 | 124 | 124 | 75 | - | - | - | - | - | - | -
BRT-02 | 2031-01-01 | 1 | 2031 | 2031 | WINTER | 124 | 124 | 124 | 124 | 124 | 124 | 75 | - | - | - | - | - | - | -
BRT-02 | 2031-02-01 | 2 | 2031 | 2031 | WINTER | 122 | 122 | 122 | 122 | 122 | 122 | 75 | - | - | - | - | - | - | -
BRT-02 | 2031-03-01 | 3 | 2031 | 2031 | WINTER | 120 | 120 | 120 | 120 | 120 | 120 | 75 | - | - | - | - | - | - | -
BRT-02 | 2031-04-01 | 4 | 2031 | 2031 | SPRING | 117 | 117 | 117 | 117 | 117 | 117 | 75 | - | - | - | - | - | - | -
BRT-02 | 2031-05-01 | 5 | 2031 | 2031 | SPRING | 110 | 110 | 110 | 112 | 112 | 112 | 75 | - | - | - | - | - | - | -
BRT-02 | 2031-06-01 | 6 | 2031 | 2031 | SUMMER | 107 | 107 | 107 | 109 | 109 | 109 | 75 | - | - | - | - | - | - | -
BRT-02 | 2031-07-01 | 7 | 2031 | 2031 | SUMMER | 107 | 107 | 107 | 109 | 109 | 109 | 75 | - | - | - | - | - | - | -
BRT-02 | 2031-08-01 | 8 | 2031 | 2031 | SUMMER | 107 | 107 | 107 | 109 | 109 | 109 | 75 | - | - | - | - | - | - | -
BRT-02 | 2031-09-01 | 9 | 2031 | 2031 | SUMMER | 110 | 110 | 110 | 112 | 112 | 112 | 75 | - | - | - | - | - | - | -
BRT-02 | 2031-10-01 | 10 | 2032 | 2031 | FALL | 115 | 115 | 115 | 115 | 115 | 115 | 75 | - | - | - | - | - | - | -
BRT-02 | 2031-11-01 | 11 | 2032 | 2031 | FALL | 118 | 118 | 118 | 118 | 118 | 118 | 75 | - | - | - | - | - | - | -
BRT-02 | 2031-12-01 | 12 | 2032 | 2031 | WINTER | 124 | 124 | 124 | 124 | 124 | 124 | 75 | - | - | - | - | - | - | -
BRT-02 | 2032-01-01 | 1 | 2032 | 2032 | WINTER | 124 | 124 | 124 | 124 | 124 | 124 | 75 | - | - | - | - | - | - | -
BRT-02 | 2032-02-01 | 2 | 2032 | 2032 | WINTER | 122 | 122 | 122 | 122 | 122 | 122 | 75 | - | - | - | - | - | - | -
BRT-02 | 2032-03-01 | 3 | 2032 | 2032 | WINTER | 120 | 120 | 120 | 120 | 120 | 120 | 75 | - | - | - | - | - | - | -
BRT-02 | 2032-04-01 | 4 | 2032 | 2032 | SPRING | 117 | 117 | 117 | 117 | 117 | 117 | 75 | - | - | - | - | - | - | -
BRT-02 | 2032-05-01 | 5 | 2032 | 2032 | SPRING | 110 | 110 | 110 | 112 | 112 | 112 | 75 | - | - | - | - | - | - | -
BRT-02 | 2032-06-01 | 6 | 2032 | 2032 | SUMMER | 107 | 107 | 107 | 109 | 109 | 109 | 75 | - | - | - | - | - | - | -
BRT-02 | 2032-07-01 | 7 | 2032 | 2032 | SUMMER | 107 | 107 | 107 | 109 | 109 | 109 | 75 | - | - | - | - | - | - | -
BRT-02 | 2032-08-01 | 8 | 2032 | 2032 | SUMMER | 107 | 107 | 107 | 109 | 109 | 109 | 75 | - | - | - | - | - | - | -
BRT-02 | 2032-09-01 | 9 | 2032 | 2032 | SUMMER | 110 | 110 | 110 | 112 | 112 | 112 | 75 | - | - | - | - | - | - | -
BRT-02 | 2032-10-01 | 10 | 2033 | 2032 | FALL | 115 | 115 | 115 | 115 | 115 | 115 | 75 | - | - | - | - | - | - | -
BRT-02 | 2032-11-01 | 11 | 2033 | 2032 | FALL | 118 | 118 | 118 | 118 | 118 | 118 | 75 | - | - | - | - | - | - | -
BRT-02 | 2032-12-01 | 12 | 2033 | 2032 | WINTER | 124 | 124 | 124 | 124 | 124 | 124 | 75 | - | - | - | - | - | - | -
BRT-02 | 2033-01-01 | 1 | 2033 | 2033 | WINTER | 124 | 124 | 124 | 124 | 124 | 124 | 75 | - | - | - | - | - | - | -
BRT-02 | 2033-02-01 | 2 | 2033 | 2033 | WINTER | 122 | 122 | 122 | 122 | 122 | 122 | 75 | - | - | - | - | - | - | -
BRT-02 | 2033-03-01 | 3 | 2033 | 2033 | WINTER | 120 | 120 | 120 | 120 | 120 | 120 | 75 | - | - | - | - | - | - | -
BRT-02 | 2033-04-01 | 4 | 2033 | 2033 | SPRING | 117 | 117 | 117 | 117 | 117 | 117 | 75 | - | - | - | - | - | - | -
BRT-02 | 2033-05-01 | 5 | 2033 | 2033 | SPRING | 110 | 110 | 110 | 112 | 112 | 112 | 75 | - | - | - | - | - | - | -
BRT-02 | 2033-06-01 | 6 | 2033 | 2033 | SUMMER | 107 | 107 | 107 | 109 | 109 | 109 | 75 | - | - | - | - | - | - | -
BRT-02 | 2033-07-01 | 7 | 2033 | 2033 | SUMMER | 107 | 107 | 107 | 109 | 109 | 109 | 75 | - | - | - | - | - | - | -
BRT-02 | 2033-08-01 | 8 | 2033 | 2033 | SUMMER | 107 | 107 | 107 | 109 | 109 | 109 | 75 | - | - | - | - | - | - | -
BRT-02 | 2033-09-01 | 9 | 2033 | 2033 | SUMMER | 110 | 110 | 110 | 112 | 112 | 112 | 75 | - | - | - | - | - | - | -
BRT-02 | 2033-10-01 | 10 | 2034 | 2033 | FALL | 115 | 115 | 115 | 115 | 115 | 115 | 75 | - | - | - | - | - | - | -
BRT-02 | 2033-11-01 | 11 | 2034 | 2033 | FALL | 118 | 118 | 118 | 118 | 118 | 118 | 75 | - | - | - | - | - | - | -
BRT-02 | 2033-12-01 | 12 | 2034 | 2033 | WINTER | 124 | 124 | 124 | 124 | 124 | 124 | 75 | - | - | - | - | - | - | -
BRT-02 | 2034-01-01 | 1 | 2034 | 2034 | WINTER | 124 | 124 | 124 | 124 | 124 | 124 | 75 | - | - | - | - | - | - | -
BRT-02 | 2034-02-01 | 2 | 2034 | 2034 | WINTER | 122 | 122 | 122 | 122 | 122 | 122 | 75 | - | - | - | - | - | - | -
BRT-02 | 2034-03-01 | 3 | 2034 | 2034 | WINTER | 120 | 120 | 120 | 120 | 120 | 120 | 75 | - | - | - | - | - | - | -
BRT-02 | 2034-04-01 | 4 | 2034 | 2034 | SPRING | 117 | 117 | 117 | 117 | 117 | 117 | 75 | - | - | - | - | - | - | -
BRT-02 | 2034-05-01 | 5 | 2034 | 2034 | SPRING | 110 | 110 | 110 | 112 | 112 | 112 | 75 | - | - | - | - | - | - | -
BRT-02 | 2034-06-01 | 6 | 2034 | 2034 | SUMMER | 107 | 107 | 107 | 109 | 109 | 109 | 75 | - | - | - | - | - | - | -
BRT-02 | 2034-07-01 | 7 | 2034 | 2034 | SUMMER | 107 | 107 | 107 | 109 | 109 | 109 | 75 | - | - | - | - | - | - | -
BRT-02 | 2034-08-01 | 8 | 2034 | 2034 | SUMMER | 107 | 107 | 107 | 109 | 109 | 109 | 75 | - | - | - | - | - | - | -
BRT-02 | 2034-09-01 | 9 | 2034 | 2034 | SUMMER | 110 | 110 | 110 | 112 | 112 | 112 | 75 | - | - | - | - | - | - | -
BRT-02 | 2034-10-01 | 10 | 2035 | 2034 | FALL | 115 | 115 | 115 | 115 | 115 | 115 | 75 | - | - | - | - | - | - | -
BRT-02 | 2034-11-01 | 11 | 2035 | 2034 | FALL | 118 | 118 | 118 | 118 | 118 | 118 | 75 | - | - | - | - | - | - | -
BRT-02 | 2034-12-01 | 12 | 2035 | 2034 | WINTER | 124 | 124 | 124 | 124 | 124 | 124 | 75 | - | - | - | - | - | - | -
BRT-02 | 2035-01-01 | 1 | 2035 | 2035 | WINTER | 124 | 124 | 124 | 124 | 124 | 124 | 75 | - | - | - | - | - | - | -
BRT-02 | 2035-02-01 | 2 | 2035 | 2035 | WINTER | 122 | 122 | 122 | 122 | 122 | 122 | 75 | - | - | - | - | - | - | -
BRT-02 | 2035-03-01 | 3 | 2035 | 2035 | WINTER | 120 | 120 | 120 | 120 | 120 | 120 | 75 | - | - | - | - | - | - | -
BRT-02 | 2035-04-01 | 4 | 2035 | 2035 | SPRING | 117 | 117 | 117 | 117 | 117 | 117 | 75 | - | - | - | - | - | - | -
BRT-02 | 2035-05-01 | 5 | 2035 | 2035 | SPRING | 110 | 110 | 110 | 112 | 112 | 112 | 75 | - | - | - | - | - | - | -
BRT-02 | 2035-06-01 | 6 | 2035 | 2035 | SUMMER | 107 | 107 | 107 | 109 | 109 | 109 | 75 | - | - | - | - | - | - | -
BRT-02 | 2035-07-01 | 7 | 2035 | 2035 | SUMMER | 107 | 107 | 107 | 109 | 109 | 109 | 75 | - | - | - | - | - | - | -
BRT-02 | 2035-08-01 | 8 | 2035 | 2035 | SUMMER | 107 | 107 | 107 | 109 | 109 | 109 | 75 | - | - | - | - | - | - | -
BRT-02 | 2035-09-01 | 9 | 2035 | 2035 | SUMMER | 110 | 110 | 110 | 112 | 112 | 112 | 75 | - | - | - | - | - | - | -
BRT-02 | 2035-10-01 | 10 | 2036 | 2035 | FALL | 115 | 115 | 115 | 115 | 115 | 115 | 75 | - | - | - | - | - | - | -
BRT-02 | 2035-11-01 | 11 | 2036 | 2035 | FALL | 118 | 118 | 118 | 118 | 118 | 118 | 75 | - | - | - | - | - | - | -
BRT-02 | 2035-12-01 | 12 | 2036 | 2035 | WINTER | 124 | 124 | 124 | 124 | 124 | 124 | 75 | - | - | - | - | - | - | -
BRT-02 | 2036-01-01 | 1 | 2036 | 2036 | WINTER | 124 | 124 | 124 | 124 | 124 | 124 | 75 | - | - | - | - | - | - | -
BRT-02 | 2036-02-01 | 2 | 2036 | 2036 | WINTER | 122 | 122 | 122 | 122 | 122 | 122 | 75 | - | - | - | - | - | - | -
BRT-02 | 2036-03-01 | 3 | 2036 | 2036 | WINTER | 120 | 120 | 120 | 120 | 120 | 120 | 75 | - | - | - | - | - | - | -
BRT-02 | 2036-04-01 | 4 | 2036 | 2036 | SPRING | 117 | 117 | 117 | 117 | 117 | 117 | 75 | - | - | - | - | - | - | -
BRT-02 | 2036-05-01 | 5 | 2036 | 2036 | SPRING | 110 | 110 | 110 | 112 | 112 | 112 | 75 | - | - | - | - | - | - | -
BRT-02 | 2036-06-01 | 6 | 2036 | 2036 | SUMMER | 107 | 107 | 107 | 109 | 109 | 109 | 75 | - | - | - | - | - | - | -
BRT-02 | 2036-07-01 | 7 | 2036 | 2036 | SUMMER | 107 | 107 | 107 | 109 | 109 | 109 | 75 | - | - | - | - | - | - | -
BRT-02 | 2036-08-01 | 8 | 2036 | 2036 | SUMMER | 107 | 107 | 107 | 109 | 109 | 109 | 75 | - | - | - | - | - | - | -
BRT-02 | 2036-09-01 | 9 | 2036 | 2036 | SUMMER | 110 | 110 | 110 | 112 | 112 | 112 | 75 | - | - | - | - | - | - | -
BRT-02 | 2036-10-01 | 10 | 2037 | 2036 | FALL | 115 | 115 | 115 | 115 | 115 | 115 | 75 | - | - | - | - | - | - | -
BRT-02 | 2036-11-01 | 11 | 2037 | 2036 | FALL | 118 | 118 | 118 | 118 | 118 | 118 | 75 | - | - | - | - | - | - | -
BRT-02 | 2036-12-01 | 12 | 2037 | 2036 | WINTER | 124 | 124 | 124 | 124 | 124 | 124 | 75 | - | - | - | - | - | - | -
BRT-02 | 2037-01-01 | 1 | 2037 | 2037 | WINTER | 124 | 124 | 124 | 124 | 124 | 124 | 75 | - | - | - | - | - | - | -
BRT-02 | 2037-02-01 | 2 | 2037 | 2037 | WINTER | 122 | 122 | 122 | 122 | 122 | 122 | 75 | - | - | - | - | - | - | -
BRT-02 | 2037-03-01 | 3 | 2037 | 2037 | WINTER | 120 | 120 | 120 | 120 | 120 | 120 | 75 | - | - | - | - | - | - | -
BRT-02 | 2037-04-01 | 4 | 2037 | 2037 | SPRING | 117 | 117 | 117 | 117 | 117 | 117 | 75 | - | - | - | - | - | - | -
BRT-02 | 2037-05-01 | 5 | 2037 | 2037 | SPRING | 110 | 110 | 110 | 112 | 112 | 112 | 75 | - | - | - | - | - | - | -
BRT-02 | 2037-06-01 | 6 | 2037 | 2037 | SUMMER | 107 | 107 | 107 | 109 | 109 | 109 | 75 | - | - | - | - | - | - | -
BRT-02 | 2037-07-01 | 7 | 2037 | 2037 | SUMMER | 107 | 107 | 107 | 109 | 109 | 109 | 75 | - | - | - | - | - | - | -
BRT-02 | 2037-08-01 | 8 | 2037 | 2037 | SUMMER | 107 | 107 | 107 | 109 | 109 | 109 | 75 | - | - | - | - | - | - | -
BRT-02 | 2037-09-01 | 9 | 2037 | 2037 | SUMMER | 110 | 110 | 110 | 112 | 112 | 112 | 75 | - | - | - | - | - | - | -
BRT-02 | 2037-10-01 | 10 | 2038 | 2037 | FALL | 115 | 115 | 115 | 115 | 115 | 115 | 75 | - | - | - | - | - | - | -
BRT-02 | 2037-11-01 | 11 | 2038 | 2037 | FALL | 118 | 118 | 118 | 118 | 118 | 118 | 75 | - | - | - | - | - | - | -
BRT-02 | 2037-12-01 | 12 | 2038 | 2037 | WINTER | 124 | 124 | 124 | 124 | 124 | 124 | 75 | - | - | - | - | - | - | -
BRT-02 | 2038-01-01 | 1 | 2038 | 2038 | WINTER | 124 | 124 | 124 | 124 | 124 | 124 | 75 | - | - | - | - | - | - | -
BRT-02 | 2038-02-01 | 2 | 2038 | 2038 | WINTER | 122 | 122 | 122 | 122 | 122 | 122 | 75 | - | - | - | - | - | - | -
BRT-02 | 2038-03-01 | 3 | 2038 | 2038 | WINTER | 120 | 120 | 120 | 120 | 120 | 120 | 75 | - | - | - | - | - | - | -
BRT-02 | 2038-04-01 | 4 | 2038 | 2038 | SPRING | 117 | 117 | 117 | 117 | 117 | 117 | 75 | - | - | - | - | - | - | -
BRT-02 | 2038-05-01 | 5 | 2038 | 2038 | SPRING | 110 | 110 | 110 | 112 | 112 | 112 | 75 | - | - | - | - | - | - | -
BRT-02 | 2038-06-01 | 6 | 2038 | 2038 | SUMMER | 107 | 107 | 107 | 109 | 109 | 109 | 75 | - | - | - | - | - | - | -
BRT-02 | 2038-07-01 | 7 | 2038 | 2038 | SUMMER | 107 | 107 | 107 | 109 | 109 | 109 | 75 | - | - | - | - | - | - | -
BRT-02 | 2038-08-01 | 8 | 2038 | 2038 | SUMMER | 107 | 107 | 107 | 109 | 109 | 109 | 75 | - | - | - | - | - | - | -
BRT-02 | 2038-09-01 | 9 | 2038 | 2038 | SUMMER | 110 | 110 | 110 | 112 | 112 | 112 | 75 | - | - | - | - | - | - | -
BRT-02 | 2038-10-01 | 10 | 2039 | 2038 | FALL | 115 | 115 | 115 | 115 | 115 | 115 | 75 | - | - | - | - | - | - | -
BRT-02 | 2038-11-01 | 11 | 2039 | 2038 | FALL | 118 | 118 | 118 | 118 | 118 | 118 | 75 | - | - | - | - | - | - | -
BRT-02 | 2038-12-01 | 12 | 2039 | 2038 | WINTER | 124 | 124 | 124 | 124 | 124 | 124 | 75 | - | - | - | - | - | - | -
BRT-02 | 2039-01-01 | 1 | 2039 | 2039 | WINTER | 124 | 124 | 124 | 124 | 124 | 124 | 75 | - | - | - | - | - | - | -
BRT-02 | 2039-02-01 | 2 | 2039 | 2039 | WINTER | 122 | 122 | 122 | 122 | 122 | 122 | 75 | - | - | - | - | - | - | -
BRT-02 | 2039-03-01 | 3 | 2039 | 2039 | WINTER | 120 | 120 | 120 | 120 | 120 | 120 | 75 | - | - | - | - | - | - | -
BRT-02 | 2039-04-01 | 4 | 2039 | 2039 | SPRING | 117 | 117 | 117 | 117 | 117 | 117 | 75 | - | - | - | - | - | - | -
BRT-02 | 2039-05-01 | 5 | 2039 | 2039 | SPRING | 110 | 110 | 110 | 112 | 112 | 112 | 75 | - | - | - | - | - | - | -
BRT-02 | 2039-06-01 | 6 | 2039 | 2039 | SUMMER | 107 | 107 | 107 | 109 | 109 | 109 | 75 | - | - | - | - | - | - | -
BRT-02 | 2039-07-01 | 7 | 2039 | 2039 | SUMMER | 107 | 107 | 107 | 109 | 109 | 109 | 75 | - | - | - | - | - | - | -
BRT-02 | 2039-08-01 | 8 | 2039 | 2039 | SUMMER | 107 | 107 | 107 | 109 | 109 | 109 | 75 | - | - | - | - | - | - | -
BRT-02 | 2039-09-01 | 9 | 2039 | 2039 | SUMMER | 110 | 110 | 110 | 112 | 112 | 112 | 75 | - | - | - | - | - | - | -
BRT-02 | 2039-10-01 | 10 | 2040 | 2039 | FALL | 115 | 115 | 115 | 115 | 115 | 115 | 75 | - | - | - | - | - | - | -
BRT-02 | 2039-11-01 | 11 | 2040 | 2039 | FALL | 118 | 118 | 118 | 118 | 118 | 118 | 75 | - | - | - | - | - | - | -
BRT-02 | 2039-12-01 | 12 | 2040 | 2039 | WINTER | 124 | 124 | 124 | 124 | 124 | 124 | 75 | - | - | - | - | - | - | -
BRT-02 | 2040-01-01 | 1 | 2040 | 2040 | WINTER | 124 | 124 | 124 | 124 | 124 | 124 | 75 | - | - | - | - | - | - | -
BRT-02 | 2040-02-01 | 2 | 2040 | 2040 | WINTER | 122 | 122 | 122 | 122 | 122 | 122 | 75 | - | - | - | - | - | - | -
BRT-02 | 2040-03-01 | 3 | 2040 | 2040 | WINTER | 120 | 120 | 120 | 120 | 120 | 120 | 75 | - | - | - | - | - | - | -
BRT-02 | 2040-04-01 | 4 | 2040 | 2040 | SPRING | 117 | 117 | 117 | 117 | 117 | 117 | 75 | - | - | - | - | - | - | -
BRT-02 | 2040-05-01 | 5 | 2040 | 2040 | SPRING | 110 | 110 | 110 | 112 | 112 | 112 | 75 | - | - | - | - | - | - | -
BRT-02 | 2040-06-01 | 6 | 2040 | 2040 | SUMMER | 107 | 107 | 107 | 109 | 109 | 109 | 75 | - | - | - | - | - | - | -
BRT-02 | 2040-07-01 | 7 | 2040 | 2040 | SUMMER | 107 | 107 | 107 | 109 | 109 | 109 | 75 | - | - | - | - | - | - | -
BRT-02 | 2040-08-01 | 8 | 2040 | 2040 | SUMMER | 107 | 107 | 107 | 109 | 109 | 109 | 75 | - | - | - | - | - | - | -
BRT-02 | 2040-09-01 | 9 | 2040 | 2040 | SUMMER | 110 | 110 | 110 | 112 | 112 | 112 | 75 | - | - | - | - | - | - | -
BRT-02 | 2040-10-01 | 10 | 2041 | 2040 | FALL | 115 | 115 | 115 | 115 | 115 | 115 | 75 | - | - | - | - | - | - | -
BRT-02 | 2040-11-01 | 11 | 2041 | 2040 | FALL | 118 | 118 | 118 | 118 | 118 | 118 | 75 | - | - | - | - | - | - | -
BRT-02 | 2040-12-01 | 12 | 2041 | 2040 | WINTER | 124 | 124 | 124 | 124 | 124 | 124 | 75 | - | - | - | - | - | - | -
BRT-02 | 2041-01-01 | 1 | 2041 | 2041 | WINTER | 124 | 124 | 124 | 124 | 124 | 124 | 75 | - | - | - | - | - | - | -
BRT-02 | 2041-02-01 | 2 | 2041 | 2041 | WINTER | 122 | 122 | 122 | 122 | 122 | 122 | 75 | - | - | - | - | - | - | -
BRT-02 | 2041-03-01 | 3 | 2041 | 2041 | WINTER | 120 | 120 | 120 | 120 | 120 | 120 | 75 | - | - | - | - | - | - | -
BRT-02 | 2041-04-01 | 4 | 2041 | 2041 | SPRING | 117 | 117 | 117 | 117 | 117 | 117 | 75 | - | - | - | - | - | - | -
BRT-02 | 2041-05-01 | 5 | 2041 | 2041 | SPRING | 110 | 110 | 110 | 112 | 112 | 112 | 75 | - | - | - | - | - | - | -
BRT-02 | 2041-06-01 | 6 | 2041 | 2041 | SUMMER | 107 | 107 | 107 | 109 | 109 | 109 | 75 | - | - | - | - | - | - | -
BRT-02 | 2041-07-01 | 7 | 2041 | 2041 | SUMMER | 107 | 107 | 107 | 109 | 109 | 109 | 75 | - | - | - | - | - | - | -
BRT-02 | 2041-08-01 | 8 | 2041 | 2041 | SUMMER | 107 | 107 | 107 | 109 | 109 | 109 | 75 | - | - | - | - | - | - | -
BRT-02 | 2041-09-01 | 9 | 2041 | 2041 | SUMMER | 110 | 110 | 110 | 112 | 112 | 112 | 75 | - | - | - | - | - | - | -
BRT-02 | 2041-10-01 | 10 | 2042 | 2041 | FALL | 115 | 115 | 115 | 115 | 115 | 115 | 75 | - | - | - | - | - | - | -
BRT-02 | 2041-11-01 | 11 | 2042 | 2041 | FALL | 118 | 118 | 118 | 118 | 118 | 118 | 75 | - | - | - | - | - | - | -
BRT-02 | 2041-12-01 | 12 | 2042 | 2041 | WINTER | 124 | 124 | 124 | 124 | 124 | 124 | 75 | - | - | - | - | - | - | -
BRT-02 | 2042-01-01 | 1 | 2042 | 2042 | WINTER | 124 | 124 | 124 | 124 | 124 | 124 | 75 | - | - | - | - | - | - | -
BRT-02 | 2042-02-01 | 2 | 2042 | 2042 | WINTER | 122 | 122 | 122 | 122 | 122 | 122 | 75 | - | - | - | - | - | - | -
BRT-02 | 2042-03-01 | 3 | 2042 | 2042 | WINTER | 120 | 120 | 120 | 120 | 120 | 120 | 75 | - | - | - | - | - | - | -
BRT-02 | 2042-04-01 | 4 | 2042 | 2042 | SPRING | 117 | 117 | 117 | 117 | 117 | 117 | 75 | - | - | - | - | - | - | -
BRT-02 | 2042-05-01 | 5 | 2042 | 2042 | SPRING | 110 | 110 | 110 | 112 | 112 | 112 | 75 | - | - | - | - | - | - | -
BRT-02 | 2042-06-01 | 6 | 2042 | 2042 | SUMMER | 107 | 107 | 107 | 109 | 109 | 109 | 75 | - | - | - | - | - | - | -
BRT-02 | 2042-07-01 | 7 | 2042 | 2042 | SUMMER | 107 | 107 | 107 | 109 | 109 | 109 | 75 | - | - | - | - | - | - | -
BRT-02 | 2042-08-01 | 8 | 2042 | 2042 | SUMMER | 107 | 107 | 107 | 109 | 109 | 109 | 75 | - | - | - | - | - | - | -
BRT-02 | 2042-09-01 | 9 | 2042 | 2042 | SUMMER | 110 | 110 | 110 | 112 | 112 | 112 | 75 | - | - | - | - | - | - | -
BRT-02 | 2042-10-01 | 10 | 2043 | 2042 | FALL | 115 | 115 | 115 | 115 | 115 | 115 | 75 | - | - | - | - | - | - | -
BRT-02 | 2042-11-01 | 11 | 2043 | 2042 | FALL | 118 | 118 | 118 | 118 | 118 | 118 | 75 | - | - | - | - | - | - | -
BRT-02 | 2042-12-01 | 12 | 2043 | 2042 | WINTER | 124 | 124 | 124 | 124 | 124 | 124 | 75 | - | - | - | - | - | - | -
BRT-02 | 2043-01-01 | 1 | 2043 | 2043 | WINTER | 124 | 124 | 124 | 124 | 124 | 124 | 75 | - | - | - | - | - | - | -
BRT-02 | 2043-02-01 | 2 | 2043 | 2043 | WINTER | 122 | 122 | 122 | 122 | 122 | 122 | 75 | - | - | - | - | - | - | -
BRT-02 | 2043-03-01 | 3 | 2043 | 2043 | WINTER | 120 | 120 | 120 | 120 | 120 | 120 | 75 | - | - | - | - | - | - | -
BRT-02 | 2043-04-01 | 4 | 2043 | 2043 | SPRING | 117 | 117 | 117 | 117 | 117 | 117 | 75 | - | - | - | - | - | - | -
BRT-02 | 2043-05-01 | 5 | 2043 | 2043 | SPRING | 110 | 110 | 110 | 112 | 112 | 112 | 75 | - | - | - | - | - | - | -
BRT-02 | 2043-06-01 | 6 | 2043 | 2043 | SUMMER | 107 | 107 | 107 | 109 | 109 | 109 | 75 | - | - | - | - | - | - | -
BRT-02 | 2043-07-01 | 7 | 2043 | 2043 | SUMMER | 107 | 107 | 107 | 109 | 109 | 109 | 75 | - | - | - | - | - | - | -
BRT-02 | 2043-08-01 | 8 | 2043 | 2043 | SUMMER | 107 | 107 | 107 | 109 | 109 | 109 | 75 | - | - | - | - | - | - | -
BRT-02 | 2043-09-01 | 9 | 2043 | 2043 | SUMMER | 110 | 110 | 110 | 112 | 112 | 112 | 75 | - | - | - | - | - | - | -
BRT-02 | 2043-10-01 | 10 | 2044 | 2043 | FALL | 115 | 115 | 115 | 115 | 115 | 115 | 75 | - | - | - | - | - | - | -
BRT-02 | 2043-11-01 | 11 | 2044 | 2043 | FALL | 118 | 118 | 118 | 118 | 118 | 118 | 75 | - | - | - | - | - | - | -
BRT-02 | 2043-12-01 | 12 | 2044 | 2043 | WINTER | 124 | 124 | 124 | 124 | 124 | 124 | 75 | - | - | - | - | - | - | -
BRT-02 | 2044-01-01 | 1 | 2044 | 2044 | WINTER | 124 | 124 | 124 | 124 | 124 | 124 | 75 | - | - | - | - | - | - | -
BRT-02 | 2044-02-01 | 2 | 2044 | 2044 | WINTER | 122 | 122 | 122 | 122 | 122 | 122 | 75 | - | - | - | - | - | - | -
BRT-02 | 2044-03-01 | 3 | 2044 | 2044 | WINTER | 120 | 120 | 120 | 120 | 120 | 120 | 75 | - | - | - | - | - | - | -
BRT-02 | 2044-04-01 | 4 | 2044 | 2044 | SPRING | 117 | 117 | 117 | 117 | 117 | 117 | 75 | - | - | - | - | - | - | -
BRT-02 | 2044-05-01 | 5 | 2044 | 2044 | SPRING | 110 | 110 | 110 | 112 | 112 | 112 | 75 | - | - | - | - | - | - | -
BRT-02 | 2044-06-01 | 6 | 2044 | 2044 | SUMMER | 107 | 107 | 107 | 109 | 109 | 109 | 75 | - | - | - | - | - | - | -
BRT-02 | 2044-07-01 | 7 | 2044 | 2044 | SUMMER | 107 | 107 | 107 | 109 | 109 | 109 | 75 | - | - | - | - | - | - | -
BRT-02 | 2044-08-01 | 8 | 2044 | 2044 | SUMMER | 107 | 107 | 107 | 109 | 109 | 109 | 75 | - | - | - | - | - | - | -
BRT-02 | 2044-09-01 | 9 | 2044 | 2044 | SUMMER | 110 | 110 | 110 | 112 | 112 | 112 | 75 | - | - | - | - | - | - | -
BRT-02 | 2044-10-01 | 10 | 2045 | 2044 | FALL | 115 | 115 | 115 | 115 | 115 | 115 | 75 | - | - | - | - | - | - | -
BRT-02 | 2044-11-01 | 11 | 2045 | 2044 | FALL | 118 | 118 | 118 | 118 | 118 | 118 | 75 | - | - | - | - | - | - | -
BRT-02 | 2044-12-01 | 12 | 2045 | 2044 | WINTER | 124 | 124 | 124 | 124 | 124 | 124 | 75 | - | - | - | - | - | - | -
BRT-02 | 2045-01-01 | 1 | 2045 | 2045 | WINTER | 124 | 124 | 124 | 124 | 124 | 124 | 75 | - | - | - | - | - | - | -
BRT-02 | 2045-02-01 | 2 | 2045 | 2045 | WINTER | 122 | 122 | 122 | 122 | 122 | 122 | 75 | - | - | - | - | - | - | -
BRT-02 | 2045-03-01 | 3 | 2045 | 2045 | WINTER | 120 | 120 | 120 | 120 | 120 | 120 | 75 | - | - | - | - | - | - | -
BRT-02 | 2045-04-01 | 4 | 2045 | 2045 | SPRING | 117 | 117 | 117 | 117 | 117 | 117 | 75 | - | - | - | - | - | - | -
BRT-02 | 2045-05-01 | 5 | 2045 | 2045 | SPRING | 110 | 110 | 110 | 112 | 112 | 112 | 75 | - | - | - | - | - | - | -
BRT-02 | 2045-06-01 | 6 | 2045 | 2045 | SUMMER | 107 | 107 | 107 | 109 | 109 | 109 | 75 | - | - | - | - | - | - | -
BRT-02 | 2045-07-01 | 7 | 2045 | 2045 | SUMMER | 107 | 107 | 107 | 109 | 109 | 109 | 75 | - | - | - | - | - | - | -
BRT-02 | 2045-08-01 | 8 | 2045 | 2045 | SUMMER | 107 | 107 | 107 | 109 | 109 | 109 | 75 | - | - | - | - | - | - | -
BRT-02 | 2045-09-01 | 9 | 2045 | 2045 | SUMMER | 110 | 110 | 110 | 112 | 112 | 112 | 75 | - | - | - | - | - | - | -
BRT-02 | 2045-10-01 | 10 | 2046 | 2045 | FALL | 115 | 115 | 115 | 115 | 115 | 115 | 75 | - | - | - | - | - | - | -
BRT-02 | 2045-11-01 | 11 | 2046 | 2045 | FALL | 118 | 118 | 118 | 118 | 118 | 118 | 75 | - | - | - | - | - | - | -
BRT-02 | 2045-12-01 | 12 | 2046 | 2045 | WINTER | 124 | 124 | 124 | 124 | 124 | 124 | 75 | - | - | - | - | - | - | -
BRT-02 | 2046-01-01 | 1 | 2046 | 2046 | WINTER | 124 | 124 | 124 | 124 | 124 | 124 | 75 | - | - | - | - | - | - | -
BRT-02 | 2046-02-01 | 2 | 2046 | 2046 | WINTER | 122 | 122 | 122 | 122 | 122 | 122 | 75 | - | - | - | - | - | - | -
BRT-02 | 2046-03-01 | 3 | 2046 | 2046 | WINTER | 120 | 120 | 120 | 120 | 120 | 120 | 75 | - | - | - | - | - | - | -
BRT-02 | 2046-04-01 | 4 | 2046 | 2046 | SPRING | 117 | 117 | 117 | 117 | 117 | 117 | 75 | - | - | - | - | - | - | -
BRT-02 | 2046-05-01 | 5 | 2046 | 2046 | SPRING | 110 | 110 | 110 | 112 | 112 | 112 | 75 | - | - | - | - | - | - | -
BRT-02 | 2046-06-01 | 6 | 2046 | 2046 | SUMMER | 107 | 107 | 107 | 109 | 109 | 109 | 75 | - | - | - | - | - | - | -
BRT-02 | 2046-07-01 | 7 | 2046 | 2046 | SUMMER | 107 | 107 | 107 | 109 | 109 | 109 | 75 | - | - | - | - | - | - | -
BRT-02 | 2046-08-01 | 8 | 2046 | 2046 | SUMMER | 107 | 107 | 107 | 109 | 109 | 109 | 75 | - | - | - | - | - | - | -
BRT-02 | 2046-09-01 | 9 | 2046 | 2046 | SUMMER | 110 | 110 | 110 | 112 | 112 | 112 | 75 | - | - | - | - | - | - | -
BRT-02 | 2046-10-01 | 10 | 2047 | 2046 | FALL | 115 | 115 | 115 | 115 | 115 | 115 | 75 | - | - | - | - | - | - | -
BRT-02 | 2046-11-01 | 11 | 2047 | 2046 | FALL | 118 | 118 | 118 | 118 | 118 | 118 | 75 | - | - | - | - | - | - | -
BRT-02 | 2046-12-01 | 12 | 2047 | 2046 | WINTER | 124 | 124 | 124 | 124 | 124 | 124 | 75 | - | - | - | - | - | - | -
BRT-02 | 2047-01-01 | 1 | 2047 | 2047 | WINTER | 124 | 124 | 124 | 124 | 124 | 124 | 75 | - | - | - | - | - | - | -
BRT-02 | 2047-02-01 | 2 | 2047 | 2047 | WINTER | 122 | 122 | 122 | 122 | 122 | 122 | 75 | - | - | - | - | - | - | -
BRT-02 | 2047-03-01 | 3 | 2047 | 2047 | WINTER | 120 | 120 | 120 | 120 | 120 | 120 | 75 | - | - | - | - | - | - | -
BRT-02 | 2047-04-01 | 4 | 2047 | 2047 | SPRING | 117 | 117 | 117 | 117 | 117 | 117 | 75 | - | - | - | - | - | - | -
BRT-02 | 2047-05-01 | 5 | 2047 | 2047 | SPRING | 110 | 110 | 110 | 112 | 112 | 112 | 75 | - | - | - | - | - | - | -
BRT-02 | 2047-06-01 | 6 | 2047 | 2047 | SUMMER | 107 | 107 | 107 | 109 | 109 | 109 | 75 | - | - | - | - | - | - | -
BRT-02 | 2047-07-01 | 7 | 2047 | 2047 | SUMMER | 107 | 107 | 107 | 109 | 109 | 109 | 75 | - | - | - | - | - | - | -
BRT-02 | 2047-08-01 | 8 | 2047 | 2047 | SUMMER | 107 | 107 | 107 | 109 | 109 | 109 | 75 | - | - | - | - | - | - | -
BRT-02 | 2047-09-01 | 9 | 2047 | 2047 | SUMMER | 110 | 110 | 110 | 112 | 112 | 112 | 75 | - | - | - | - | - | - | -
BRT-03 | 2016-10-01 | 10 | 2017 | 2016 | FALL | 121 | 121 | 121 | 121 | 121 | 121 | 84 | - | - | - | - | - | - | -
BRT-03 | 2016-11-01 | 11 | 2017 | 2016 | FALL | 125 | 125 | 125 | 125 | 125 | 125 | 84 | - | - | - | - | - | - | -
BRT-03 | 2016-12-01 | 12 | 2017 | 2016 | WINTER | 129 | 129 | 129 | 129 | 129 | 129 | 84 | - | - | - | - | - | - | -
BRT-03 | 2017-01-01 | 1 | 2017 | 2017 | WINTER | 129 | 129 | 129 | 129 | 129 | 129 | 84 | - | - | - | - | - | - | -
BRT-03 | 2017-02-01 | 2 | 2017 | 2017 | WINTER | 125 | 125 | 125 | 125 | 125 | 125 | 84 | - | - | - | - | - | - | -
BRT-03 | 2017-03-01 | 3 | 2017 | 2017 | WINTER | 124 | 124 | 124 | 124 | 124 | 124 | 84 | - | - | - | - | - | - | -
BRT-03 | 2017-04-01 | 4 | 2017 | 2017 | SPRING | 120 | 120 | 120 | 120 | 120 | 120 | 84 | - | - | - | - | - | - | -
BRT-03 | 2017-05-01 | 5 | 2017 | 2017 | SPRING | 115 | 115 | 115 | 117 | 117 | 117 | 84 | - | - | - | - | - | - | -
BRT-03 | 2017-06-01 | 6 | 2017 | 2017 | SUMMER | 112 | 112 | 112 | 114 | 114 | 114 | 84 | - | - | - | - | - | - | -
BRT-03 | 2017-07-01 | 7 | 2017 | 2017 | SUMMER | 112 | 112 | 112 | 114 | 114 | 114 | 84 | - | - | - | - | - | - | -
BRT-03 | 2017-08-01 | 8 | 2017 | 2017 | SUMMER | 112 | 112 | 112 | 114 | 114 | 114 | 84 | - | - | - | - | - | - | -
BRT-03 | 2017-09-01 | 9 | 2017 | 2017 | SUMMER | 118 | 118 | 118 | 120 | 120 | 120 | 84 | - | - | - | - | - | - | -
BRT-03 | 2017-10-01 | 10 | 2018 | 2017 | FALL | 121 | 121 | 121 | 121 | 121 | 121 | 84 | - | - | - | - | - | - | -
BRT-03 | 2017-11-01 | 11 | 2018 | 2017 | FALL | 125 | 125 | 125 | 125 | 125 | 125 | 84 | - | - | - | - | - | - | -
BRT-03 | 2017-12-01 | 12 | 2018 | 2017 | WINTER | 129 | 129 | 129 | 129 | 129 | 129 | 84 | - | - | - | - | - | - | -
BRT-03 | 2018-01-01 | 1 | 2018 | 2018 | WINTER | 129 | 129 | 129 | 129 | 129 | 129 | 84 | - | - | - | - | - | - | -
BRT-03 | 2018-02-01 | 2 | 2018 | 2018 | WINTER | 125 | 125 | 125 | 125 | 125 | 125 | 84 | - | - | - | - | - | - | -
BRT-03 | 2018-03-01 | 3 | 2018 | 2018 | WINTER | 124 | 124 | 124 | 124 | 124 | 124 | 84 | - | - | - | - | - | - | -
BRT-03 | 2018-04-01 | 4 | 2018 | 2018 | SPRING | 120 | 120 | 120 | 120 | 120 | 120 | 84 | - | - | - | - | - | - | -
BRT-03 | 2018-05-01 | 5 | 2018 | 2018 | SPRING | 115 | 115 | 115 | 117 | 117 | 117 | 84 | - | - | - | - | - | - | -
BRT-03 | 2018-06-01 | 6 | 2018 | 2018 | SUMMER | 112 | 112 | 112 | 114 | 114 | 114 | 84 | - | - | - | - | - | - | -
BRT-03 | 2018-07-01 | 7 | 2018 | 2018 | SUMMER | 112 | 112 | 112 | 114 | 114 | 114 | 84 | - | - | - | - | - | - | -
BRT-03 | 2018-08-01 | 8 | 2018 | 2018 | SUMMER | 112 | 112 | 112 | 114 | 114 | 114 | 84 | - | - | - | - | - | - | -
BRT-03 | 2018-09-01 | 9 | 2018 | 2018 | SUMMER | 118 | 118 | 118 | 120 | 120 | 120 | 84 | - | - | - | - | - | - | -
BRT-03 | 2018-10-01 | 10 | 2019 | 2018 | FALL | 121 | 121 | 121 | 121 | 121 | 121 | 84 | - | - | - | - | - | - | -
BRT-03 | 2018-11-01 | 11 | 2019 | 2018 | FALL | 125 | 125 | 125 | 125 | 125 | 125 | 84 | - | - | - | - | - | - | -
BRT-03 | 2018-12-01 | 12 | 2019 | 2018 | WINTER | 129 | 129 | 129 | 129 | 129 | 129 | 84 | - | - | - | - | - | - | -
BRT-03 | 2019-01-01 | 1 | 2019 | 2019 | WINTER | 129 | 129 | 129 | 129 | 129 | 129 | 84 | - | - | - | - | - | - | -
BRT-03 | 2019-02-01 | 2 | 2019 | 2019 | WINTER | 125 | 125 | 125 | 125 | 125 | 125 | 84 | - | - | - | - | - | - | -
BRT-03 | 2019-03-01 | 3 | 2019 | 2019 | WINTER | 124 | 124 | 124 | 124 | 124 | 124 | 84 | - | - | - | - | - | - | -
BRT-03 | 2019-04-01 | 4 | 2019 | 2019 | SPRING | 120 | 120 | 120 | 120 | 120 | 120 | 84 | - | - | - | - | - | - | -
BRT-03 | 2019-05-01 | 5 | 2019 | 2019 | SPRING | 115 | 115 | 115 | 117 | 117 | 117 | 84 | - | - | - | - | - | - | -
BRT-03 | 2019-06-01 | 6 | 2019 | 2019 | SUMMER | 112 | 112 | 112 | 114 | 114 | 114 | 84 | - | - | - | - | - | - | -
BRT-03 | 2019-07-01 | 7 | 2019 | 2019 | SUMMER | 112 | 112 | 112 | 114 | 114 | 114 | 84 | - | - | - | - | - | - | -
BRT-03 | 2019-08-01 | 8 | 2019 | 2019 | SUMMER | 112 | 112 | 112 | 114 | 114 | 114 | 84 | - | - | - | - | - | - | -
BRT-03 | 2019-09-01 | 9 | 2019 | 2019 | SUMMER | 118 | 118 | 118 | 120 | 120 | 120 | 84 | - | - | - | - | - | - | -
BRT-03 | 2019-10-01 | 10 | 2020 | 2019 | FALL | 121 | 121 | 121 | 121 | 121 | 121 | 84 | - | - | - | - | - | - | -
BRT-03 | 2019-11-01 | 11 | 2020 | 2019 | FALL | 125 | 125 | 125 | 125 | 125 | 125 | 84 | - | - | - | - | - | - | -
BRT-03 | 2019-12-01 | 12 | 2020 | 2019 | WINTER | 129 | 129 | 129 | 129 | 129 | 129 | 84 | - | - | - | - | - | - | -
BRT-03 | 2020-01-01 | 1 | 2020 | 2020 | WINTER | 129 | 129 | 129 | 129 | 129 | 129 | 84 | - | - | - | - | - | - | -
BRT-03 | 2020-02-01 | 2 | 2020 | 2020 | WINTER | 125 | 125 | 125 | 125 | 125 | 125 | 84 | - | - | - | - | - | - | -
BRT-03 | 2020-03-01 | 3 | 2020 | 2020 | WINTER | 124 | 124 | 124 | 124 | 124 | 124 | 84 | - | - | - | - | - | - | -
BRT-03 | 2020-04-01 | 4 | 2020 | 2020 | SPRING | 120 | 120 | 120 | 120 | 120 | 120 | 84 | - | - | - | - | - | - | -
BRT-03 | 2020-05-01 | 5 | 2020 | 2020 | SPRING | 115 | 115 | 115 | 117 | 117 | 117 | 84 | - | - | - | - | - | - | -
BRT-03 | 2020-06-01 | 6 | 2020 | 2020 | SUMMER | 112 | 112 | 112 | 114 | 114 | 114 | 84 | - | - | - | - | - | - | -
BRT-03 | 2020-07-01 | 7 | 2020 | 2020 | SUMMER | 112 | 112 | 112 | 114 | 114 | 114 | 84 | - | - | - | - | - | - | -
BRT-03 | 2020-08-01 | 8 | 2020 | 2020 | SUMMER | 112 | 112 | 112 | 114 | 114 | 114 | 84 | - | - | - | - | - | - | -
BRT-03 | 2020-09-01 | 9 | 2020 | 2020 | SUMMER | 118 | 118 | 118 | 120 | 120 | 120 | 84 | - | - | - | - | - | - | -
BRT-03 | 2020-10-01 | 10 | 2021 | 2020 | FALL | 121 | 121 | 121 | 121 | 121 | 121 | 84 | - | - | - | - | - | - | -
BRT-03 | 2020-11-01 | 11 | 2021 | 2020 | FALL | 125 | 125 | 125 | 125 | 125 | 125 | 84 | - | - | - | - | - | - | -
BRT-03 | 2020-12-01 | 12 | 2021 | 2020 | WINTER | 129 | 129 | 129 | 129 | 129 | 129 | 84 | - | - | - | - | - | - | -
BRT-03 | 2021-01-01 | 1 | 2021 | 2021 | WINTER | 129 | 129 | 129 | 129 | 129 | 129 | 84 | - | - | - | - | - | - | -
BRT-03 | 2021-02-01 | 2 | 2021 | 2021 | WINTER | 125 | 125 | 125 | 125 | 125 | 125 | 84 | - | - | - | - | - | - | -
BRT-03 | 2021-03-01 | 3 | 2021 | 2021 | WINTER | 124 | 124 | 124 | 124 | 124 | 124 | 84 | - | - | - | - | - | - | -
BRT-03 | 2021-04-01 | 4 | 2021 | 2021 | SPRING | 120 | 120 | 120 | 120 | 120 | 120 | 84 | - | - | - | - | - | - | -
BRT-03 | 2021-05-01 | 5 | 2021 | 2021 | SPRING | 115 | 115 | 115 | 117 | 117 | 117 | 84 | - | - | - | - | - | - | -
BRT-03 | 2021-06-01 | 6 | 2021 | 2021 | SUMMER | 112 | 112 | 112 | 114 | 114 | 114 | 84 | - | - | - | - | - | - | -
BRT-03 | 2021-07-01 | 7 | 2021 | 2021 | SUMMER | 112 | 112 | 112 | 114 | 114 | 114 | 84 | - | - | - | - | - | - | -
BRT-03 | 2021-08-01 | 8 | 2021 | 2021 | SUMMER | 112 | 112 | 112 | 114 | 114 | 114 | 84 | - | - | - | - | - | - | -
BRT-03 | 2021-09-01 | 9 | 2021 | 2021 | SUMMER | 118 | 118 | 118 | 120 | 120 | 120 | 84 | - | - | - | - | - | - | -
BRT-03 | 2021-10-01 | 10 | 2022 | 2021 | FALL | 121 | 121 | 121 | 121 | 121 | 121 | 84 | - | - | - | - | - | - | -
BRT-03 | 2021-11-01 | 11 | 2022 | 2021 | FALL | 125 | 125 | 125 | 125 | 125 | 125 | 84 | - | - | - | - | - | - | -
BRT-03 | 2021-12-01 | 12 | 2022 | 2021 | WINTER | 129 | 129 | 129 | 129 | 129 | 129 | 84 | - | - | - | - | - | - | -
BRT-03 | 2022-01-01 | 1 | 2022 | 2022 | WINTER | 129 | 129 | 129 | 129 | 129 | 129 | 84 | - | - | - | - | - | - | -
BRT-03 | 2022-02-01 | 2 | 2022 | 2022 | WINTER | 125 | 125 | 125 | 125 | 125 | 125 | 84 | - | - | - | - | - | - | -
BRT-03 | 2022-03-01 | 3 | 2022 | 2022 | WINTER | 124 | 124 | 124 | 124 | 124 | 124 | 84 | - | - | - | - | - | - | -
BRT-03 | 2022-04-01 | 4 | 2022 | 2022 | SPRING | 120 | 120 | 120 | 120 | 120 | 120 | 84 | - | - | - | - | - | - | -
BRT-03 | 2022-05-01 | 5 | 2022 | 2022 | SPRING | 115 | 115 | 115 | 117 | 117 | 117 | 84 | - | - | - | - | - | - | -
BRT-03 | 2022-06-01 | 6 | 2022 | 2022 | SUMMER | 112 | 112 | 112 | 114 | 114 | 114 | 84 | - | - | - | - | - | - | -
BRT-03 | 2022-07-01 | 7 | 2022 | 2022 | SUMMER | 112 | 112 | 112 | 114 | 114 | 114 | 84 | - | - | - | - | - | - | -
BRT-03 | 2022-08-01 | 8 | 2022 | 2022 | SUMMER | 112 | 112 | 112 | 114 | 114 | 114 | 84 | - | - | - | - | - | - | -
BRT-03 | 2022-09-01 | 9 | 2022 | 2022 | SUMMER | 118 | 118 | 118 | 120 | 120 | 120 | 84 | - | - | - | - | - | - | -
BRT-03 | 2022-10-01 | 10 | 2023 | 2022 | FALL | 121 | 121 | 121 | 121 | 121 | 121 | 84 | - | - | - | - | - | - | -
BRT-03 | 2022-11-01 | 11 | 2023 | 2022 | FALL | 125 | 125 | 125 | 125 | 125 | 125 | 84 | - | - | - | - | - | - | -
BRT-03 | 2022-12-01 | 12 | 2023 | 2022 | WINTER | 129 | 129 | 129 | 129 | 129 | 129 | 84 | - | - | - | - | - | - | -
BRT-03 | 2023-01-01 | 1 | 2023 | 2023 | WINTER | 129 | 129 | 129 | 129 | 129 | 129 | 84 | - | - | - | - | - | - | -
BRT-03 | 2023-02-01 | 2 | 2023 | 2023 | WINTER | 125 | 125 | 125 | 125 | 125 | 125 | 84 | - | - | - | - | - | - | -
BRT-03 | 2023-03-01 | 3 | 2023 | 2023 | WINTER | 124 | 124 | 124 | 124 | 124 | 124 | 84 | - | - | - | - | - | - | -
BRT-03 | 2023-04-01 | 4 | 2023 | 2023 | SPRING | 120 | 120 | 120 | 120 | 120 | 120 | 84 | - | - | - | - | - | - | -
BRT-03 | 2023-05-01 | 5 | 2023 | 2023 | SPRING | 115 | 115 | 115 | 117 | 117 | 117 | 84 | - | - | - | - | - | - | -
BRT-03 | 2023-06-01 | 6 | 2023 | 2023 | SUMMER | 112 | 112 | 112 | 114 | 114 | 114 | 84 | - | - | - | - | - | - | -
BRT-03 | 2023-07-01 | 7 | 2023 | 2023 | SUMMER | 112 | 112 | 112 | 114 | 114 | 114 | 84 | - | - | - | - | - | - | -
BRT-03 | 2023-08-01 | 8 | 2023 | 2023 | SUMMER | 112 | 112 | 112 | 114 | 114 | 114 | 84 | - | - | - | - | - | - | -
BRT-03 | 2023-09-01 | 9 | 2023 | 2023 | SUMMER | 118 | 118 | 118 | 120 | 120 | 120 | 84 | - | - | - | - | - | - | -
BRT-03 | 2023-10-01 | 10 | 2024 | 2023 | FALL | 121 | 121 | 121 | 121 | 121 | 121 | 84 | - | - | - | - | - | - | -
BRT-03 | 2023-11-01 | 11 | 2024 | 2023 | FALL | 125 | 125 | 125 | 125 | 125 | 125 | 84 | - | - | - | - | - | - | -
BRT-03 | 2023-12-01 | 12 | 2024 | 2023 | WINTER | 129 | 129 | 129 | 129 | 129 | 129 | 84 | - | - | - | - | - | - | -
BRT-03 | 2024-01-01 | 1 | 2024 | 2024 | WINTER | 129 | 129 | 129 | 129 | 129 | 129 | 84 | - | - | - | - | - | - | -
BRT-03 | 2024-02-01 | 2 | 2024 | 2024 | WINTER | 125 | 125 | 125 | 125 | 125 | 125 | 84 | - | - | - | - | - | - | -
BRT-03 | 2024-03-01 | 3 | 2024 | 2024 | WINTER | 124 | 124 | 124 | 124 | 124 | 124 | 84 | - | - | - | - | - | - | -
BRT-03 | 2024-04-01 | 4 | 2024 | 2024 | SPRING | 120 | 120 | 120 | 120 | 120 | 120 | 84 | - | - | - | - | - | - | -
BRT-03 | 2024-05-01 | 5 | 2024 | 2024 | SPRING | 115 | 115 | 115 | 117 | 117 | 117 | 84 | - | - | - | - | - | - | -
BRT-03 | 2024-06-01 | 6 | 2024 | 2024 | SUMMER | 112 | 112 | 112 | 114 | 114 | 114 | 84 | - | - | - | - | - | - | -
BRT-03 | 2024-07-01 | 7 | 2024 | 2024 | SUMMER | 112 | 112 | 112 | 114 | 114 | 114 | 84 | - | - | - | - | - | - | -
BRT-03 | 2024-08-01 | 8 | 2024 | 2024 | SUMMER | 112 | 112 | 112 | 114 | 114 | 114 | 84 | - | - | - | - | - | - | -
BRT-03 | 2024-09-01 | 9 | 2024 | 2024 | SUMMER | 118 | 118 | 118 | 120 | 120 | 120 | 84 | - | - | - | - | - | - | -
BRT-03 | 2024-10-01 | 10 | 2025 | 2024 | FALL | 121 | 121 | 121 | 121 | 121 | 121 | 84 | - | - | - | - | - | - | -
BRT-03 | 2024-11-01 | 11 | 2025 | 2024 | FALL | 125 | 125 | 125 | 125 | 125 | 125 | 84 | - | - | - | - | - | - | -
BRT-03 | 2024-12-01 | 12 | 2025 | 2024 | WINTER | 129 | 129 | 129 | 129 | 129 | 129 | 84 | - | - | - | - | - | - | -
BRT-03 | 2025-01-01 | 1 | 2025 | 2025 | WINTER | 129 | 129 | 129 | 129 | 129 | 129 | 84 | - | - | - | - | - | - | -
BRT-03 | 2025-02-01 | 2 | 2025 | 2025 | WINTER | 125 | 125 | 125 | 125 | 125 | 125 | 84 | - | - | - | - | - | - | -
BRT-03 | 2025-03-01 | 3 | 2025 | 2025 | WINTER | 124 | 124 | 124 | 124 | 124 | 124 | 84 | - | - | - | - | - | - | -
BRT-03 | 2025-04-01 | 4 | 2025 | 2025 | SPRING | 120 | 120 | 120 | 120 | 120 | 120 | 84 | - | - | - | - | - | - | -
BRT-03 | 2025-05-01 | 5 | 2025 | 2025 | SPRING | 115 | 115 | 115 | 117 | 117 | 117 | 84 | - | - | - | - | - | - | -
BRT-03 | 2025-06-01 | 6 | 2025 | 2025 | SUMMER | 112 | 112 | 112 | 114 | 114 | 114 | 84 | - | - | - | - | - | - | -
BRT-03 | 2025-07-01 | 7 | 2025 | 2025 | SUMMER | 112 | 112 | 112 | 114 | 114 | 114 | 84 | - | - | - | - | - | - | -
BRT-03 | 2025-08-01 | 8 | 2025 | 2025 | SUMMER | 112 | 112 | 112 | 114 | 114 | 114 | 84 | - | - | - | - | - | - | -
BRT-03 | 2025-09-01 | 9 | 2025 | 2025 | SUMMER | 118 | 118 | 118 | 120 | 120 | 120 | 84 | - | - | - | - | - | - | -
BRT-03 | 2025-10-01 | 10 | 2026 | 2025 | FALL | 121 | 121 | 121 | 121 | 121 | 121 | 84 | - | - | - | - | - | - | -
BRT-03 | 2025-11-01 | 11 | 2026 | 2025 | FALL | 125 | 125 | 125 | 125 | 125 | 125 | 84 | - | - | - | - | - | - | -
BRT-03 | 2025-12-01 | 12 | 2026 | 2025 | WINTER | 129 | 129 | 129 | 129 | 129 | 129 | 84 | - | - | - | - | - | - | -
BRT-03 | 2026-01-01 | 1 | 2026 | 2026 | WINTER | 129 | 129 | 129 | 129 | 129 | 129 | 84 | - | - | - | - | - | - | -
BRT-03 | 2026-02-01 | 2 | 2026 | 2026 | WINTER | 125 | 125 | 125 | 125 | 125 | 125 | 84 | - | - | - | - | - | - | -
BRT-03 | 2026-03-01 | 3 | 2026 | 2026 | WINTER | 124 | 124 | 124 | 124 | 124 | 124 | 84 | - | - | - | - | - | - | -
BRT-03 | 2026-04-01 | 4 | 2026 | 2026 | SPRING | 120 | 120 | 120 | 120 | 120 | 120 | 84 | - | - | - | - | - | - | -
BRT-03 | 2026-05-01 | 5 | 2026 | 2026 | SPRING | 115 | 115 | 115 | 117 | 117 | 117 | 84 | - | - | - | - | - | - | -
BRT-03 | 2026-06-01 | 6 | 2026 | 2026 | SUMMER | 112 | 112 | 112 | 114 | 114 | 114 | 84 | - | - | - | - | - | - | -
BRT-03 | 2026-07-01 | 7 | 2026 | 2026 | SUMMER | 112 | 112 | 112 | 114 | 114 | 114 | 84 | - | - | - | - | - | - | -
BRT-03 | 2026-08-01 | 8 | 2026 | 2026 | SUMMER | 112 | 112 | 112 | 114 | 114 | 114 | 84 | - | - | - | - | - | - | -
BRT-03 | 2026-09-01 | 9 | 2026 | 2026 | SUMMER | 118 | 118 | 118 | 120 | 120 | 120 | 84 | - | - | - | - | - | - | -
BRT-03 | 2026-10-01 | 10 | 2027 | 2026 | FALL | 121 | 121 | 121 | 121 | 121 | 121 | 84 | - | - | - | - | - | - | -
BRT-03 | 2026-11-01 | 11 | 2027 | 2026 | FALL | 125 | 125 | 125 | 125 | 125 | 125 | 84 | - | - | - | - | - | - | -
BRT-03 | 2026-12-01 | 12 | 2027 | 2026 | WINTER | 129 | 129 | 129 | 129 | 129 | 129 | 84 | - | - | - | - | - | - | -
BRT-03 | 2027-01-01 | 1 | 2027 | 2027 | WINTER | 129 | 129 | 129 | 129 | 129 | 129 | 84 | - | - | - | - | - | - | -
BRT-03 | 2027-02-01 | 2 | 2027 | 2027 | WINTER | 125 | 125 | 125 | 125 | 125 | 125 | 84 | - | - | - | - | - | - | -
BRT-03 | 2027-03-01 | 3 | 2027 | 2027 | WINTER | 124 | 124 | 124 | 124 | 124 | 124 | 84 | - | - | - | - | - | - | -
BRT-03 | 2027-04-01 | 4 | 2027 | 2027 | SPRING | 120 | 120 | 120 | 120 | 120 | 120 | 84 | - | - | - | - | - | - | -
BRT-03 | 2027-05-01 | 5 | 2027 | 2027 | SPRING | 115 | 115 | 115 | 117 | 117 | 117 | 84 | - | - | - | - | - | - | -
BRT-03 | 2027-06-01 | 6 | 2027 | 2027 | SUMMER | 112 | 112 | 112 | 114 | 114 | 114 | 84 | - | - | - | - | - | - | -
BRT-03 | 2027-07-01 | 7 | 2027 | 2027 | SUMMER | 112 | 112 | 112 | 114 | 114 | 114 | 84 | - | - | - | - | - | - | -
BRT-03 | 2027-08-01 | 8 | 2027 | 2027 | SUMMER | 112 | 112 | 112 | 114 | 114 | 114 | 84 | - | - | - | - | - | - | -
BRT-03 | 2027-09-01 | 9 | 2027 | 2027 | SUMMER | 118 | 118 | 118 | 120 | 120 | 120 | 84 | - | - | - | - | - | - | -
BRT-03 | 2027-10-01 | 10 | 2028 | 2027 | FALL | 121 | 121 | 121 | 121 | 121 | 121 | 84 | - | - | - | - | - | - | -
BRT-03 | 2027-11-01 | 11 | 2028 | 2027 | FALL | 125 | 125 | 125 | 125 | 125 | 125 | 84 | - | - | - | - | - | - | -
BRT-03 | 2027-12-01 | 12 | 2028 | 2027 | WINTER | 129 | 129 | 129 | 129 | 129 | 129 | 84 | - | - | - | - | - | - | -
BRT-03 | 2028-01-01 | 1 | 2028 | 2028 | WINTER | 129 | 129 | 129 | 129 | 129 | 129 | 84 | - | - | - | - | - | - | -
BRT-03 | 2028-02-01 | 2 | 2028 | 2028 | WINTER | 125 | 125 | 125 | 125 | 125 | 125 | 84 | - | - | - | - | - | - | -
BRT-03 | 2028-03-01 | 3 | 2028 | 2028 | WINTER | 124 | 124 | 124 | 124 | 124 | 124 | 84 | - | - | - | - | - | - | -
BRT-03 | 2028-04-01 | 4 | 2028 | 2028 | SPRING | 120 | 120 | 120 | 120 | 120 | 120 | 84 | - | - | - | - | - | - | -
BRT-03 | 2028-05-01 | 5 | 2028 | 2028 | SPRING | 115 | 115 | 115 | 117 | 117 | 117 | 84 | - | - | - | - | - | - | -
BRT-03 | 2028-06-01 | 6 | 2028 | 2028 | SUMMER | 112 | 112 | 112 | 114 | 114 | 114 | 84 | - | - | - | - | - | - | -
BRT-03 | 2028-07-01 | 7 | 2028 | 2028 | SUMMER | 112 | 112 | 112 | 114 | 114 | 114 | 84 | - | - | - | - | - | - | -
BRT-03 | 2028-08-01 | 8 | 2028 | 2028 | SUMMER | 112 | 112 | 112 | 114 | 114 | 114 | 84 | - | - | - | - | - | - | -
BRT-03 | 2028-09-01 | 9 | 2028 | 2028 | SUMMER | 118 | 118 | 118 | 120 | 120 | 120 | 84 | - | - | - | - | - | - | -
BRT-03 | 2028-10-01 | 10 | 2029 | 2028 | FALL | 121 | 121 | 121 | 121 | 121 | 121 | 84 | - | - | - | - | - | - | -
BRT-03 | 2028-11-01 | 11 | 2029 | 2028 | FALL | 125 | 125 | 125 | 125 | 125 | 125 | 84 | - | - | - | - | - | - | -
BRT-03 | 2028-12-01 | 12 | 2029 | 2028 | WINTER | 129 | 129 | 129 | 129 | 129 | 129 | 84 | - | - | - | - | - | - | -
BRT-03 | 2029-01-01 | 1 | 2029 | 2029 | WINTER | 129 | 129 | 129 | 129 | 129 | 129 | 84 | - | - | - | - | - | - | -
BRT-03 | 2029-02-01 | 2 | 2029 | 2029 | WINTER | 125 | 125 | 125 | 125 | 125 | 125 | 84 | - | - | - | - | - | - | -
BRT-03 | 2029-03-01 | 3 | 2029 | 2029 | WINTER | 124 | 124 | 124 | 124 | 124 | 124 | 84 | - | - | - | - | - | - | -
BRT-03 | 2029-04-01 | 4 | 2029 | 2029 | SPRING | 120 | 120 | 120 | 120 | 120 | 120 | 84 | - | - | - | - | - | - | -
BRT-03 | 2029-05-01 | 5 | 2029 | 2029 | SPRING | 115 | 115 | 115 | 117 | 117 | 117 | 84 | - | - | - | - | - | - | -
BRT-03 | 2029-06-01 | 6 | 2029 | 2029 | SUMMER | 112 | 112 | 112 | 114 | 114 | 114 | 84 | - | - | - | - | - | - | -
BRT-03 | 2029-07-01 | 7 | 2029 | 2029 | SUMMER | 112 | 112 | 112 | 114 | 114 | 114 | 84 | - | - | - | - | - | - | -
BRT-03 | 2029-08-01 | 8 | 2029 | 2029 | SUMMER | 112 | 112 | 112 | 114 | 114 | 114 | 84 | - | - | - | - | - | - | -
BRT-03 | 2029-09-01 | 9 | 2029 | 2029 | SUMMER | 118 | 118 | 118 | 120 | 120 | 120 | 84 | - | - | - | - | - | - | -
BRT-03 | 2029-10-01 | 10 | 2030 | 2029 | FALL | 121 | 121 | 121 | 121 | 121 | 121 | 84 | - | - | - | - | - | - | -
BRT-03 | 2029-11-01 | 11 | 2030 | 2029 | FALL | 125 | 125 | 125 | 125 | 125 | 125 | 84 | - | - | - | - | - | - | -
BRT-03 | 2029-12-01 | 12 | 2030 | 2029 | WINTER | 129 | 129 | 129 | 129 | 129 | 129 | 84 | - | - | - | - | - | - | -
BRT-03 | 2030-01-01 | 1 | 2030 | 2030 | WINTER | 129 | 129 | 129 | 129 | 129 | 129 | 84 | - | - | - | - | - | - | -
BRT-03 | 2030-02-01 | 2 | 2030 | 2030 | WINTER | 125 | 125 | 125 | 125 | 125 | 125 | 84 | - | - | - | - | - | - | -
BRT-03 | 2030-03-01 | 3 | 2030 | 2030 | WINTER | 124 | 124 | 124 | 124 | 124 | 124 | 84 | - | - | - | - | - | - | -
BRT-03 | 2030-04-01 | 4 | 2030 | 2030 | SPRING | 120 | 120 | 120 | 120 | 120 | 120 | 84 | - | - | - | - | - | - | -
BRT-03 | 2030-05-01 | 5 | 2030 | 2030 | SPRING | 115 | 115 | 115 | 117 | 117 | 117 | 84 | - | - | - | - | - | - | -
BRT-03 | 2030-06-01 | 6 | 2030 | 2030 | SUMMER | 112 | 112 | 112 | 114 | 114 | 114 | 84 | - | - | - | - | - | - | -
BRT-03 | 2030-07-01 | 7 | 2030 | 2030 | SUMMER | 112 | 112 | 112 | 114 | 114 | 114 | 84 | - | - | - | - | - | - | -
BRT-03 | 2030-08-01 | 8 | 2030 | 2030 | SUMMER | 112 | 112 | 112 | 114 | 114 | 114 | 84 | - | - | - | - | - | - | -
BRT-03 | 2030-09-01 | 9 | 2030 | 2030 | SUMMER | 118 | 118 | 118 | 120 | 120 | 120 | 84 | - | - | - | - | - | - | -
BRT-03 | 2030-10-01 | 10 | 2031 | 2030 | FALL | 121 | 121 | 121 | 121 | 121 | 121 | 84 | - | - | - | - | - | - | -
BRT-03 | 2030-11-01 | 11 | 2031 | 2030 | FALL | 125 | 125 | 125 | 125 | 125 | 125 | 84 | - | - | - | - | - | - | -
BRT-03 | 2030-12-01 | 12 | 2031 | 2030 | WINTER | 129 | 129 | 129 | 129 | 129 | 129 | 84 | - | - | - | - | - | - | -
BRT-03 | 2031-01-01 | 1 | 2031 | 2031 | WINTER | 129 | 129 | 129 | 129 | 129 | 129 | 84 | - | - | - | - | - | - | -
BRT-03 | 2031-02-01 | 2 | 2031 | 2031 | WINTER | 125 | 125 | 125 | 125 | 125 | 125 | 84 | - | - | - | - | - | - | -
BRT-03 | 2031-03-01 | 3 | 2031 | 2031 | WINTER | 124 | 124 | 124 | 124 | 124 | 124 | 84 | - | - | - | - | - | - | -
BRT-03 | 2031-04-01 | 4 | 2031 | 2031 | SPRING | 120 | 120 | 120 | 120 | 120 | 120 | 84 | - | - | - | - | - | - | -
BRT-03 | 2031-05-01 | 5 | 2031 | 2031 | SPRING | 115 | 115 | 115 | 117 | 117 | 117 | 84 | - | - | - | - | - | - | -
BRT-03 | 2031-06-01 | 6 | 2031 | 2031 | SUMMER | 112 | 112 | 112 | 114 | 114 | 114 | 84 | - | - | - | - | - | - | -
BRT-03 | 2031-07-01 | 7 | 2031 | 2031 | SUMMER | 112 | 112 | 112 | 114 | 114 | 114 | 84 | - | - | - | - | - | - | -
BRT-03 | 2031-08-01 | 8 | 2031 | 2031 | SUMMER | 112 | 112 | 112 | 114 | 114 | 114 | 84 | - | - | - | - | - | - | -
BRT-03 | 2031-09-01 | 9 | 2031 | 2031 | SUMMER | 118 | 118 | 118 | 120 | 120 | 120 | 84 | - | - | - | - | - | - | -
BRT-03 | 2031-10-01 | 10 | 2032 | 2031 | FALL | 121 | 121 | 121 | 121 | 121 | 121 | 84 | - | - | - | - | - | - | -
BRT-03 | 2031-11-01 | 11 | 2032 | 2031 | FALL | 125 | 125 | 125 | 125 | 125 | 125 | 84 | - | - | - | - | - | - | -
BRT-03 | 2031-12-01 | 12 | 2032 | 2031 | WINTER | 129 | 129 | 129 | 129 | 129 | 129 | 84 | - | - | - | - | - | - | -
BRT-03 | 2032-01-01 | 1 | 2032 | 2032 | WINTER | 129 | 129 | 129 | 129 | 129 | 129 | 84 | - | - | - | - | - | - | -
BRT-03 | 2032-02-01 | 2 | 2032 | 2032 | WINTER | 125 | 125 | 125 | 125 | 125 | 125 | 84 | - | - | - | - | - | - | -
BRT-03 | 2032-03-01 | 3 | 2032 | 2032 | WINTER | 124 | 124 | 124 | 124 | 124 | 124 | 84 | - | - | - | - | - | - | -
BRT-03 | 2032-04-01 | 4 | 2032 | 2032 | SPRING | 120 | 120 | 120 | 120 | 120 | 120 | 84 | - | - | - | - | - | - | -
BRT-03 | 2032-05-01 | 5 | 2032 | 2032 | SPRING | 115 | 115 | 115 | 117 | 117 | 117 | 84 | - | - | - | - | - | - | -
BRT-03 | 2032-06-01 | 6 | 2032 | 2032 | SUMMER | 112 | 112 | 112 | 114 | 114 | 114 | 84 | - | - | - | - | - | - | -
BRT-03 | 2032-07-01 | 7 | 2032 | 2032 | SUMMER | 112 | 112 | 112 | 114 | 114 | 114 | 84 | - | - | - | - | - | - | -
BRT-03 | 2032-08-01 | 8 | 2032 | 2032 | SUMMER | 112 | 112 | 112 | 114 | 114 | 114 | 84 | - | - | - | - | - | - | -
BRT-03 | 2032-09-01 | 9 | 2032 | 2032 | SUMMER | 118 | 118 | 118 | 120 | 120 | 120 | 84 | - | - | - | - | - | - | -
BRT-03 | 2032-10-01 | 10 | 2033 | 2032 | FALL | 121 | 121 | 121 | 121 | 121 | 121 | 84 | - | - | - | - | - | - | -
BRT-03 | 2032-11-01 | 11 | 2033 | 2032 | FALL | 125 | 125 | 125 | 125 | 125 | 125 | 84 | - | - | - | - | - | - | -
BRT-03 | 2032-12-01 | 12 | 2033 | 2032 | WINTER | 129 | 129 | 129 | 129 | 129 | 129 | 84 | - | - | - | - | - | - | -
BRT-03 | 2033-01-01 | 1 | 2033 | 2033 | WINTER | 129 | 129 | 129 | 129 | 129 | 129 | 84 | - | - | - | - | - | - | -
BRT-03 | 2033-02-01 | 2 | 2033 | 2033 | WINTER | 125 | 125 | 125 | 125 | 125 | 125 | 84 | - | - | - | - | - | - | -
BRT-03 | 2033-03-01 | 3 | 2033 | 2033 | WINTER | 124 | 124 | 124 | 124 | 124 | 124 | 84 | - | - | - | - | - | - | -
BRT-03 | 2033-04-01 | 4 | 2033 | 2033 | SPRING | 120 | 120 | 120 | 120 | 120 | 120 | 84 | - | - | - | - | - | - | -
BRT-03 | 2033-05-01 | 5 | 2033 | 2033 | SPRING | 115 | 115 | 115 | 117 | 117 | 117 | 84 | - | - | - | - | - | - | -
BRT-03 | 2033-06-01 | 6 | 2033 | 2033 | SUMMER | 112 | 112 | 112 | 114 | 114 | 114 | 84 | - | - | - | - | - | - | -
BRT-03 | 2033-07-01 | 7 | 2033 | 2033 | SUMMER | 112 | 112 | 112 | 114 | 114 | 114 | 84 | - | - | - | - | - | - | -
BRT-03 | 2033-08-01 | 8 | 2033 | 2033 | SUMMER | 112 | 112 | 112 | 114 | 114 | 114 | 84 | - | - | - | - | - | - | -
BRT-03 | 2033-09-01 | 9 | 2033 | 2033 | SUMMER | 118 | 118 | 118 | 120 | 120 | 120 | 84 | - | - | - | - | - | - | -
BRT-03 | 2033-10-01 | 10 | 2034 | 2033 | FALL | 121 | 121 | 121 | 121 | 121 | 121 | 84 | - | - | - | - | - | - | -
BRT-03 | 2033-11-01 | 11 | 2034 | 2033 | FALL | 125 | 125 | 125 | 125 | 125 | 125 | 84 | - | - | - | - | - | - | -
BRT-03 | 2033-12-01 | 12 | 2034 | 2033 | WINTER | 129 | 129 | 129 | 129 | 129 | 129 | 84 | - | - | - | - | - | - | -
BRT-03 | 2034-01-01 | 1 | 2034 | 2034 | WINTER | 129 | 129 | 129 | 129 | 129 | 129 | 84 | - | - | - | - | - | - | -
BRT-03 | 2034-02-01 | 2 | 2034 | 2034 | WINTER | 125 | 125 | 125 | 125 | 125 | 125 | 84 | - | - | - | - | - | - | -
BRT-03 | 2034-03-01 | 3 | 2034 | 2034 | WINTER | 124 | 124 | 124 | 124 | 124 | 124 | 84 | - | - | - | - | - | - | -
BRT-03 | 2034-04-01 | 4 | 2034 | 2034 | SPRING | 120 | 120 | 120 | 120 | 120 | 120 | 84 | - | - | - | - | - | - | -
BRT-03 | 2034-05-01 | 5 | 2034 | 2034 | SPRING | 115 | 115 | 115 | 117 | 117 | 117 | 84 | - | - | - | - | - | - | -
BRT-03 | 2034-06-01 | 6 | 2034 | 2034 | SUMMER | 112 | 112 | 112 | 114 | 114 | 114 | 84 | - | - | - | - | - | - | -
BRT-03 | 2034-07-01 | 7 | 2034 | 2034 | SUMMER | 112 | 112 | 112 | 114 | 114 | 114 | 84 | - | - | - | - | - | - | -
BRT-03 | 2034-08-01 | 8 | 2034 | 2034 | SUMMER | 112 | 112 | 112 | 114 | 114 | 114 | 84 | - | - | - | - | - | - | -
BRT-03 | 2034-09-01 | 9 | 2034 | 2034 | SUMMER | 118 | 118 | 118 | 120 | 120 | 120 | 84 | - | - | - | - | - | - | -
BRT-03 | 2034-10-01 | 10 | 2035 | 2034 | FALL | 121 | 121 | 121 | 121 | 121 | 121 | 84 | - | - | - | - | - | - | -
BRT-03 | 2034-11-01 | 11 | 2035 | 2034 | FALL | 125 | 125 | 125 | 125 | 125 | 125 | 84 | - | - | - | - | - | - | -
BRT-03 | 2034-12-01 | 12 | 2035 | 2034 | WINTER | 129 | 129 | 129 | 129 | 129 | 129 | 84 | - | - | - | - | - | - | -
BRT-03 | 2035-01-01 | 1 | 2035 | 2035 | WINTER | 129 | 129 | 129 | 129 | 129 | 129 | 84 | - | - | - | - | - | - | -
BRT-03 | 2035-02-01 | 2 | 2035 | 2035 | WINTER | 125 | 125 | 125 | 125 | 125 | 125 | 84 | - | - | - | - | - | - | -
BRT-03 | 2035-03-01 | 3 | 2035 | 2035 | WINTER | 124 | 124 | 124 | 124 | 124 | 124 | 84 | - | - | - | - | - | - | -
BRT-03 | 2035-04-01 | 4 | 2035 | 2035 | SPRING | 120 | 120 | 120 | 120 | 120 | 120 | 84 | - | - | - | - | - | - | -
BRT-03 | 2035-05-01 | 5 | 2035 | 2035 | SPRING | 115 | 115 | 115 | 117 | 117 | 117 | 84 | - | - | - | - | - | - | -
BRT-03 | 2035-06-01 | 6 | 2035 | 2035 | SUMMER | 112 | 112 | 112 | 114 | 114 | 114 | 84 | - | - | - | - | - | - | -
BRT-03 | 2035-07-01 | 7 | 2035 | 2035 | SUMMER | 112 | 112 | 112 | 114 | 114 | 114 | 84 | - | - | - | - | - | - | -
BRT-03 | 2035-08-01 | 8 | 2035 | 2035 | SUMMER | 112 | 112 | 112 | 114 | 114 | 114 | 84 | - | - | - | - | - | - | -
BRT-03 | 2035-09-01 | 9 | 2035 | 2035 | SUMMER | 118 | 118 | 118 | 120 | 120 | 120 | 84 | - | - | - | - | - | - | -
BRT-03 | 2035-10-01 | 10 | 2036 | 2035 | FALL | 121 | 121 | 121 | 121 | 121 | 121 | 84 | - | - | - | - | - | - | -
BRT-03 | 2035-11-01 | 11 | 2036 | 2035 | FALL | 125 | 125 | 125 | 125 | 125 | 125 | 84 | - | - | - | - | - | - | -
BRT-03 | 2035-12-01 | 12 | 2036 | 2035 | WINTER | 129 | 129 | 129 | 129 | 129 | 129 | 84 | - | - | - | - | - | - | -
BRT-03 | 2036-01-01 | 1 | 2036 | 2036 | WINTER | 129 | 129 | 129 | 129 | 129 | 129 | 84 | - | - | - | - | - | - | -
BRT-03 | 2036-02-01 | 2 | 2036 | 2036 | WINTER | 125 | 125 | 125 | 125 | 125 | 125 | 84 | - | - | - | - | - | - | -
BRT-03 | 2036-03-01 | 3 | 2036 | 2036 | WINTER | 124 | 124 | 124 | 124 | 124 | 124 | 84 | - | - | - | - | - | - | -
BRT-03 | 2036-04-01 | 4 | 2036 | 2036 | SPRING | 120 | 120 | 120 | 120 | 120 | 120 | 84 | - | - | - | - | - | - | -
BRT-03 | 2036-05-01 | 5 | 2036 | 2036 | SPRING | 115 | 115 | 115 | 117 | 117 | 117 | 84 | - | - | - | - | - | - | -
BRT-03 | 2036-06-01 | 6 | 2036 | 2036 | SUMMER | 112 | 112 | 112 | 114 | 114 | 114 | 84 | - | - | - | - | - | - | -
BRT-03 | 2036-07-01 | 7 | 2036 | 2036 | SUMMER | 112 | 112 | 112 | 114 | 114 | 114 | 84 | - | - | - | - | - | - | -
BRT-03 | 2036-08-01 | 8 | 2036 | 2036 | SUMMER | 112 | 112 | 112 | 114 | 114 | 114 | 84 | - | - | - | - | - | - | -
BRT-03 | 2036-09-01 | 9 | 2036 | 2036 | SUMMER | 118 | 118 | 118 | 120 | 120 | 120 | 84 | - | - | - | - | - | - | -
BRT-03 | 2036-10-01 | 10 | 2037 | 2036 | FALL | 121 | 121 | 121 | 121 | 121 | 121 | 84 | - | - | - | - | - | - | -
BRT-03 | 2036-11-01 | 11 | 2037 | 2036 | FALL | 125 | 125 | 125 | 125 | 125 | 125 | 84 | - | - | - | - | - | - | -
BRT-03 | 2036-12-01 | 12 | 2037 | 2036 | WINTER | 129 | 129 | 129 | 129 | 129 | 129 | 84 | - | - | - | - | - | - | -
BRT-03 | 2037-01-01 | 1 | 2037 | 2037 | WINTER | 129 | 129 | 129 | 129 | 129 | 129 | 84 | - | - | - | - | - | - | -
BRT-03 | 2037-02-01 | 2 | 2037 | 2037 | WINTER | 125 | 125 | 125 | 125 | 125 | 125 | 84 | - | - | - | - | - | - | -
BRT-03 | 2037-03-01 | 3 | 2037 | 2037 | WINTER | 124 | 124 | 124 | 124 | 124 | 124 | 84 | - | - | - | - | - | - | -
BRT-03 | 2037-04-01 | 4 | 2037 | 2037 | SPRING | 120 | 120 | 120 | 120 | 120 | 120 | 84 | - | - | - | - | - | - | -
BRT-03 | 2037-05-01 | 5 | 2037 | 2037 | SPRING | 115 | 115 | 115 | 117 | 117 | 117 | 84 | - | - | - | - | - | - | -
BRT-03 | 2037-06-01 | 6 | 2037 | 2037 | SUMMER | 112 | 112 | 112 | 114 | 114 | 114 | 84 | - | - | - | - | - | - | -
BRT-03 | 2037-07-01 | 7 | 2037 | 2037 | SUMMER | 112 | 112 | 112 | 114 | 114 | 114 | 84 | - | - | - | - | - | - | -
BRT-03 | 2037-08-01 | 8 | 2037 | 2037 | SUMMER | 112 | 112 | 112 | 114 | 114 | 114 | 84 | - | - | - | - | - | - | -
BRT-03 | 2037-09-01 | 9 | 2037 | 2037 | SUMMER | 118 | 118 | 118 | 120 | 120 | 120 | 84 | - | - | - | - | - | - | -
BRT-03 | 2037-10-01 | 10 | 2038 | 2037 | FALL | 121 | 121 | 121 | 121 | 121 | 121 | 84 | - | - | - | - | - | - | -
BRT-03 | 2037-11-01 | 11 | 2038 | 2037 | FALL | 125 | 125 | 125 | 125 | 125 | 125 | 84 | - | - | - | - | - | - | -
BRT-03 | 2037-12-01 | 12 | 2038 | 2037 | WINTER | 129 | 129 | 129 | 129 | 129 | 129 | 84 | - | - | - | - | - | - | -
BRT-03 | 2038-01-01 | 1 | 2038 | 2038 | WINTER | 129 | 129 | 129 | 129 | 129 | 129 | 84 | - | - | - | - | - | - | -
BRT-03 | 2038-02-01 | 2 | 2038 | 2038 | WINTER | 125 | 125 | 125 | 125 | 125 | 125 | 84 | - | - | - | - | - | - | -
BRT-03 | 2038-03-01 | 3 | 2038 | 2038 | WINTER | 124 | 124 | 124 | 124 | 124 | 124 | 84 | - | - | - | - | - | - | -
BRT-03 | 2038-04-01 | 4 | 2038 | 2038 | SPRING | 120 | 120 | 120 | 120 | 120 | 120 | 84 | - | - | - | - | - | - | -
BRT-03 | 2038-05-01 | 5 | 2038 | 2038 | SPRING | 115 | 115 | 115 | 117 | 117 | 117 | 84 | - | - | - | - | - | - | -
BRT-03 | 2038-06-01 | 6 | 2038 | 2038 | SUMMER | 112 | 112 | 112 | 114 | 114 | 114 | 84 | - | - | - | - | - | - | -
BRT-03 | 2038-07-01 | 7 | 2038 | 2038 | SUMMER | 112 | 112 | 112 | 114 | 114 | 114 | 84 | - | - | - | - | - | - | -
BRT-03 | 2038-08-01 | 8 | 2038 | 2038 | SUMMER | 112 | 112 | 112 | 114 | 114 | 114 | 84 | - | - | - | - | - | - | -
BRT-03 | 2038-09-01 | 9 | 2038 | 2038 | SUMMER | 118 | 118 | 118 | 120 | 120 | 120 | 84 | - | - | - | - | - | - | -
BRT-03 | 2038-10-01 | 10 | 2039 | 2038 | FALL | 121 | 121 | 121 | 121 | 121 | 121 | 84 | - | - | - | - | - | - | -
BRT-03 | 2038-11-01 | 11 | 2039 | 2038 | FALL | 125 | 125 | 125 | 125 | 125 | 125 | 84 | - | - | - | - | - | - | -
BRT-03 | 2038-12-01 | 12 | 2039 | 2038 | WINTER | 129 | 129 | 129 | 129 | 129 | 129 | 84 | - | - | - | - | - | - | -
BRT-03 | 2039-01-01 | 1 | 2039 | 2039 | WINTER | 129 | 129 | 129 | 129 | 129 | 129 | 84 | - | - | - | - | - | - | -
BRT-03 | 2039-02-01 | 2 | 2039 | 2039 | WINTER | 125 | 125 | 125 | 125 | 125 | 125 | 84 | - | - | - | - | - | - | -
BRT-03 | 2039-03-01 | 3 | 2039 | 2039 | WINTER | 124 | 124 | 124 | 124 | 124 | 124 | 84 | - | - | - | - | - | - | -
BRT-03 | 2039-04-01 | 4 | 2039 | 2039 | SPRING | 120 | 120 | 120 | 120 | 120 | 120 | 84 | - | - | - | - | - | - | -
BRT-03 | 2039-05-01 | 5 | 2039 | 2039 | SPRING | 115 | 115 | 115 | 117 | 117 | 117 | 84 | - | - | - | - | - | - | -
BRT-03 | 2039-06-01 | 6 | 2039 | 2039 | SUMMER | 112 | 112 | 112 | 114 | 114 | 114 | 84 | - | - | - | - | - | - | -
BRT-03 | 2039-07-01 | 7 | 2039 | 2039 | SUMMER | 112 | 112 | 112 | 114 | 114 | 114 | 84 | - | - | - | - | - | - | -
BRT-03 | 2039-08-01 | 8 | 2039 | 2039 | SUMMER | 112 | 112 | 112 | 114 | 114 | 114 | 84 | - | - | - | - | - | - | -
BRT-03 | 2039-09-01 | 9 | 2039 | 2039 | SUMMER | 118 | 118 | 118 | 120 | 120 | 120 | 84 | - | - | - | - | - | - | -
BRT-03 | 2039-10-01 | 10 | 2040 | 2039 | FALL | 121 | 121 | 121 | 121 | 121 | 121 | 84 | - | - | - | - | - | - | -
BRT-03 | 2039-11-01 | 11 | 2040 | 2039 | FALL | 125 | 125 | 125 | 125 | 125 | 125 | 84 | - | - | - | - | - | - | -
BRT-03 | 2039-12-01 | 12 | 2040 | 2039 | WINTER | 129 | 129 | 129 | 129 | 129 | 129 | 84 | - | - | - | - | - | - | -
BRT-03 | 2040-01-01 | 1 | 2040 | 2040 | WINTER | 129 | 129 | 129 | 129 | 129 | 129 | 84 | - | - | - | - | - | - | -
BRT-03 | 2040-02-01 | 2 | 2040 | 2040 | WINTER | 125 | 125 | 125 | 125 | 125 | 125 | 84 | - | - | - | - | - | - | -
BRT-03 | 2040-03-01 | 3 | 2040 | 2040 | WINTER | 124 | 124 | 124 | 124 | 124 | 124 | 84 | - | - | - | - | - | - | -
BRT-03 | 2040-04-01 | 4 | 2040 | 2040 | SPRING | 120 | 120 | 120 | 120 | 120 | 120 | 84 | - | - | - | - | - | - | -
BRT-03 | 2040-05-01 | 5 | 2040 | 2040 | SPRING | 115 | 115 | 115 | 117 | 117 | 117 | 84 | - | - | - | - | - | - | -
BRT-03 | 2040-06-01 | 6 | 2040 | 2040 | SUMMER | 112 | 112 | 112 | 114 | 114 | 114 | 84 | - | - | - | - | - | - | -
BRT-03 | 2040-07-01 | 7 | 2040 | 2040 | SUMMER | 112 | 112 | 112 | 114 | 114 | 114 | 84 | - | - | - | - | - | - | -
BRT-03 | 2040-08-01 | 8 | 2040 | 2040 | SUMMER | 112 | 112 | 112 | 114 | 114 | 114 | 84 | - | - | - | - | - | - | -
BRT-03 | 2040-09-01 | 9 | 2040 | 2040 | SUMMER | 118 | 118 | 118 | 120 | 120 | 120 | 84 | - | - | - | - | - | - | -
BRT-03 | 2040-10-01 | 10 | 2041 | 2040 | FALL | 121 | 121 | 121 | 121 | 121 | 121 | 84 | - | - | - | - | - | - | -
BRT-03 | 2040-11-01 | 11 | 2041 | 2040 | FALL | 125 | 125 | 125 | 125 | 125 | 125 | 84 | - | - | - | - | - | - | -
BRT-03 | 2040-12-01 | 12 | 2041 | 2040 | WINTER | 129 | 129 | 129 | 129 | 129 | 129 | 84 | - | - | - | - | - | - | -
BRT-03 | 2041-01-01 | 1 | 2041 | 2041 | WINTER | 129 | 129 | 129 | 129 | 129 | 129 | 84 | - | - | - | - | - | - | -
BRT-03 | 2041-02-01 | 2 | 2041 | 2041 | WINTER | 125 | 125 | 125 | 125 | 125 | 125 | 84 | - | - | - | - | - | - | -
BRT-03 | 2041-03-01 | 3 | 2041 | 2041 | WINTER | 124 | 124 | 124 | 124 | 124 | 124 | 84 | - | - | - | - | - | - | -
BRT-03 | 2041-04-01 | 4 | 2041 | 2041 | SPRING | 120 | 120 | 120 | 120 | 120 | 120 | 84 | - | - | - | - | - | - | -
BRT-03 | 2041-05-01 | 5 | 2041 | 2041 | SPRING | 115 | 115 | 115 | 117 | 117 | 117 | 84 | - | - | - | - | - | - | -
BRT-03 | 2041-06-01 | 6 | 2041 | 2041 | SUMMER | 112 | 112 | 112 | 114 | 114 | 114 | 84 | - | - | - | - | - | - | -
BRT-03 | 2041-07-01 | 7 | 2041 | 2041 | SUMMER | 112 | 112 | 112 | 114 | 114 | 114 | 84 | - | - | - | - | - | - | -
BRT-03 | 2041-08-01 | 8 | 2041 | 2041 | SUMMER | 112 | 112 | 112 | 114 | 114 | 114 | 84 | - | - | - | - | - | - | -
BRT-03 | 2041-09-01 | 9 | 2041 | 2041 | SUMMER | 118 | 118 | 118 | 120 | 120 | 120 | 84 | - | - | - | - | - | - | -
BRT-03 | 2041-10-01 | 10 | 2042 | 2041 | FALL | 121 | 121 | 121 | 121 | 121 | 121 | 84 | - | - | - | - | - | - | -
BRT-03 | 2041-11-01 | 11 | 2042 | 2041 | FALL | 125 | 125 | 125 | 125 | 125 | 125 | 84 | - | - | - | - | - | - | -
BRT-03 | 2041-12-01 | 12 | 2042 | 2041 | WINTER | 129 | 129 | 129 | 129 | 129 | 129 | 84 | - | - | - | - | - | - | -
BRT-03 | 2042-01-01 | 1 | 2042 | 2042 | WINTER | 129 | 129 | 129 | 129 | 129 | 129 | 84 | - | - | - | - | - | - | -
BRT-03 | 2042-02-01 | 2 | 2042 | 2042 | WINTER | 125 | 125 | 125 | 125 | 125 | 125 | 84 | - | - | - | - | - | - | -
BRT-03 | 2042-03-01 | 3 | 2042 | 2042 | WINTER | 124 | 124 | 124 | 124 | 124 | 124 | 84 | - | - | - | - | - | - | -
BRT-03 | 2042-04-01 | 4 | 2042 | 2042 | SPRING | 120 | 120 | 120 | 120 | 120 | 120 | 84 | - | - | - | - | - | - | -
BRT-03 | 2042-05-01 | 5 | 2042 | 2042 | SPRING | 115 | 115 | 115 | 117 | 117 | 117 | 84 | - | - | - | - | - | - | -
BRT-03 | 2042-06-01 | 6 | 2042 | 2042 | SUMMER | 112 | 112 | 112 | 114 | 114 | 114 | 84 | - | - | - | - | - | - | -
BRT-03 | 2042-07-01 | 7 | 2042 | 2042 | SUMMER | 112 | 112 | 112 | 114 | 114 | 114 | 84 | - | - | - | - | - | - | -
BRT-03 | 2042-08-01 | 8 | 2042 | 2042 | SUMMER | 112 | 112 | 112 | 114 | 114 | 114 | 84 | - | - | - | - | - | - | -
BRT-03 | 2042-09-01 | 9 | 2042 | 2042 | SUMMER | 118 | 118 | 118 | 120 | 120 | 120 | 84 | - | - | - | - | - | - | -
BRT-03 | 2042-10-01 | 10 | 2043 | 2042 | FALL | 121 | 121 | 121 | 121 | 121 | 121 | 84 | - | - | - | - | - | - | -
BRT-03 | 2042-11-01 | 11 | 2043 | 2042 | FALL | 125 | 125 | 125 | 125 | 125 | 125 | 84 | - | - | - | - | - | - | -
BRT-03 | 2042-12-01 | 12 | 2043 | 2042 | WINTER | 129 | 129 | 129 | 129 | 129 | 129 | 84 | - | - | - | - | - | - | -
BRT-03 | 2043-01-01 | 1 | 2043 | 2043 | WINTER | 129 | 129 | 129 | 129 | 129 | 129 | 84 | - | - | - | - | - | - | -
BRT-03 | 2043-02-01 | 2 | 2043 | 2043 | WINTER | 125 | 125 | 125 | 125 | 125 | 125 | 84 | - | - | - | - | - | - | -
BRT-03 | 2043-03-01 | 3 | 2043 | 2043 | WINTER | 124 | 124 | 124 | 124 | 124 | 124 | 84 | - | - | - | - | - | - | -
BRT-03 | 2043-04-01 | 4 | 2043 | 2043 | SPRING | 120 | 120 | 120 | 120 | 120 | 120 | 84 | - | - | - | - | - | - | -
BRT-03 | 2043-05-01 | 5 | 2043 | 2043 | SPRING | 115 | 115 | 115 | 117 | 117 | 117 | 84 | - | - | - | - | - | - | -
BRT-03 | 2043-06-01 | 6 | 2043 | 2043 | SUMMER | 112 | 112 | 112 | 114 | 114 | 114 | 84 | - | - | - | - | - | - | -
BRT-03 | 2043-07-01 | 7 | 2043 | 2043 | SUMMER | 112 | 112 | 112 | 114 | 114 | 114 | 84 | - | - | - | - | - | - | -
BRT-03 | 2043-08-01 | 8 | 2043 | 2043 | SUMMER | 112 | 112 | 112 | 114 | 114 | 114 | 84 | - | - | - | - | - | - | -
BRT-03 | 2043-09-01 | 9 | 2043 | 2043 | SUMMER | 118 | 118 | 118 | 120 | 120 | 120 | 84 | - | - | - | - | - | - | -
BRT-03 | 2043-10-01 | 10 | 2044 | 2043 | FALL | 121 | 121 | 121 | 121 | 121 | 121 | 84 | - | - | - | - | - | - | -
BRT-03 | 2043-11-01 | 11 | 2044 | 2043 | FALL | 125 | 125 | 125 | 125 | 125 | 125 | 84 | - | - | - | - | - | - | -
BRT-03 | 2043-12-01 | 12 | 2044 | 2043 | WINTER | 129 | 129 | 129 | 129 | 129 | 129 | 84 | - | - | - | - | - | - | -
BRT-03 | 2044-01-01 | 1 | 2044 | 2044 | WINTER | 129 | 129 | 129 | 129 | 129 | 129 | 84 | - | - | - | - | - | - | -
BRT-03 | 2044-02-01 | 2 | 2044 | 2044 | WINTER | 125 | 125 | 125 | 125 | 125 | 125 | 84 | - | - | - | - | - | - | -
BRT-03 | 2044-03-01 | 3 | 2044 | 2044 | WINTER | 124 | 124 | 124 | 124 | 124 | 124 | 84 | - | - | - | - | - | - | -
BRT-03 | 2044-04-01 | 4 | 2044 | 2044 | SPRING | 120 | 120 | 120 | 120 | 120 | 120 | 84 | - | - | - | - | - | - | -
BRT-03 | 2044-05-01 | 5 | 2044 | 2044 | SPRING | 115 | 115 | 115 | 117 | 117 | 117 | 84 | - | - | - | - | - | - | -
BRT-03 | 2044-06-01 | 6 | 2044 | 2044 | SUMMER | 112 | 112 | 112 | 114 | 114 | 114 | 84 | - | - | - | - | - | - | -
BRT-03 | 2044-07-01 | 7 | 2044 | 2044 | SUMMER | 112 | 112 | 112 | 114 | 114 | 114 | 84 | - | - | - | - | - | - | -
BRT-03 | 2044-08-01 | 8 | 2044 | 2044 | SUMMER | 112 | 112 | 112 | 114 | 114 | 114 | 84 | - | - | - | - | - | - | -
BRT-03 | 2044-09-01 | 9 | 2044 | 2044 | SUMMER | 118 | 118 | 118 | 120 | 120 | 120 | 84 | - | - | - | - | - | - | -
BRT-03 | 2044-10-01 | 10 | 2045 | 2044 | FALL | 121 | 121 | 121 | 121 | 121 | 121 | 84 | - | - | - | - | - | - | -
BRT-03 | 2044-11-01 | 11 | 2045 | 2044 | FALL | 125 | 125 | 125 | 125 | 125 | 125 | 84 | - | - | - | - | - | - | -
BRT-03 | 2044-12-01 | 12 | 2045 | 2044 | WINTER | 129 | 129 | 129 | 129 | 129 | 129 | 84 | - | - | - | - | - | - | -
BRT-03 | 2045-01-01 | 1 | 2045 | 2045 | WINTER | 129 | 129 | 129 | 129 | 129 | 129 | 84 | - | - | - | - | - | - | -
BRT-03 | 2045-02-01 | 2 | 2045 | 2045 | WINTER | 125 | 125 | 125 | 125 | 125 | 125 | 84 | - | - | - | - | - | - | -
BRT-03 | 2045-03-01 | 3 | 2045 | 2045 | WINTER | 124 | 124 | 124 | 124 | 124 | 124 | 84 | - | - | - | - | - | - | -
BRT-03 | 2045-04-01 | 4 | 2045 | 2045 | SPRING | 120 | 120 | 120 | 120 | 120 | 120 | 84 | - | - | - | - | - | - | -
BRT-03 | 2045-05-01 | 5 | 2045 | 2045 | SPRING | 115 | 115 | 115 | 117 | 117 | 117 | 84 | - | - | - | - | - | - | -
BRT-03 | 2045-06-01 | 6 | 2045 | 2045 | SUMMER | 112 | 112 | 112 | 114 | 114 | 114 | 84 | - | - | - | - | - | - | -
BRT-03 | 2045-07-01 | 7 | 2045 | 2045 | SUMMER | 112 | 112 | 112 | 114 | 114 | 114 | 84 | - | - | - | - | - | - | -
BRT-03 | 2045-08-01 | 8 | 2045 | 2045 | SUMMER | 112 | 112 | 112 | 114 | 114 | 114 | 84 | - | - | - | - | - | - | -
BRT-03 | 2045-09-01 | 9 | 2045 | 2045 | SUMMER | 118 | 118 | 118 | 120 | 120 | 120 | 84 | - | - | - | - | - | - | -
BRT-03 | 2045-10-01 | 10 | 2046 | 2045 | FALL | 121 | 121 | 121 | 121 | 121 | 121 | 84 | - | - | - | - | - | - | -
BRT-03 | 2045-11-01 | 11 | 2046 | 2045 | FALL | 125 | 125 | 125 | 125 | 125 | 125 | 84 | - | - | - | - | - | - | -
BRT-03 | 2045-12-01 | 12 | 2046 | 2045 | WINTER | 129 | 129 | 129 | 129 | 129 | 129 | 84 | - | - | - | - | - | - | -
BRT-03 | 2046-01-01 | 1 | 2046 | 2046 | WINTER | 129 | 129 | 129 | 129 | 129 | 129 | 84 | - | - | - | - | - | - | -
BRT-03 | 2046-02-01 | 2 | 2046 | 2046 | WINTER | 125 | 125 | 125 | 125 | 125 | 125 | 84 | - | - | - | - | - | - | -
BRT-03 | 2046-03-01 | 3 | 2046 | 2046 | WINTER | 124 | 124 | 124 | 124 | 124 | 124 | 84 | - | - | - | - | - | - | -
BRT-03 | 2046-04-01 | 4 | 2046 | 2046 | SPRING | 120 | 120 | 120 | 120 | 120 | 120 | 84 | - | - | - | - | - | - | -
BRT-03 | 2046-05-01 | 5 | 2046 | 2046 | SPRING | 115 | 115 | 115 | 117 | 117 | 117 | 84 | - | - | - | - | - | - | -
BRT-03 | 2046-06-01 | 6 | 2046 | 2046 | SUMMER | 112 | 112 | 112 | 114 | 114 | 114 | 84 | - | - | - | - | - | - | -
BRT-03 | 2046-07-01 | 7 | 2046 | 2046 | SUMMER | 112 | 112 | 112 | 114 | 114 | 114 | 84 | - | - | - | - | - | - | -
BRT-03 | 2046-08-01 | 8 | 2046 | 2046 | SUMMER | 112 | 112 | 112 | 114 | 114 | 114 | 84 | - | - | - | - | - | - | -
BRT-03 | 2046-09-01 | 9 | 2046 | 2046 | SUMMER | 118 | 118 | 118 | 120 | 120 | 120 | 84 | - | - | - | - | - | - | -
BRT-03 | 2046-10-01 | 10 | 2047 | 2046 | FALL | 121 | 121 | 121 | 121 | 121 | 121 | 84 | - | - | - | - | - | - | -
BRT-03 | 2046-11-01 | 11 | 2047 | 2046 | FALL | 125 | 125 | 125 | 125 | 125 | 125 | 84 | - | - | - | - | - | - | -
BRT-03 | 2046-12-01 | 12 | 2047 | 2046 | WINTER | 129 | 129 | 129 | 129 | 129 | 129 | 84 | - | - | - | - | - | - | -
BRT-03 | 2047-01-01 | 1 | 2047 | 2047 | WINTER | 129 | 129 | 129 | 129 | 129 | 129 | 84 | - | - | - | - | - | - | -
BRT-03 | 2047-02-01 | 2 | 2047 | 2047 | WINTER | 125 | 125 | 125 | 125 | 125 | 125 | 84 | - | - | - | - | - | - | -
BRT-03 | 2047-03-01 | 3 | 2047 | 2047 | WINTER | 124 | 124 | 124 | 124 | 124 | 124 | 84 | - | - | - | - | - | - | -
BRT-03 | 2047-04-01 | 4 | 2047 | 2047 | SPRING | 120 | 120 | 120 | 120 | 120 | 120 | 84 | - | - | - | - | - | - | -
BRT-03 | 2047-05-01 | 5 | 2047 | 2047 | SPRING | 115 | 115 | 115 | 117 | 117 | 117 | 84 | - | - | - | - | - | - | -
BRT-03 | 2047-06-01 | 6 | 2047 | 2047 | SUMMER | 112 | 112 | 112 | 114 | 114 | 114 | 84 | - | - | - | - | - | - | -
BRT-03 | 2047-07-01 | 7 | 2047 | 2047 | SUMMER | 112 | 112 | 112 | 114 | 114 | 114 | 84 | - | - | - | - | - | - | -
BRT-03 | 2047-08-01 | 8 | 2047 | 2047 | SUMMER | 112 | 112 | 112 | 114 | 114 | 114 | 84 | - | - | - | - | - | - | -
BRT-03 | 2047-09-01 | 9 | 2047 | 2047 | SUMMER | 118 | 118 | 118 | 120 | 120 | 120 | 84 | - | - | - | - | - | - | -
BRT-04 | 2016-10-01 | 10 | 2017 | 2016 | FALL | 121 | 121 | 121 | 121 | 121 | 121 | 84 | - | - | - | - | - | - | -
BRT-04 | 2016-11-01 | 11 | 2017 | 2016 | FALL | 125 | 125 | 125 | 125 | 125 | 125 | 84 | - | - | - | - | - | - | -
BRT-04 | 2016-12-01 | 12 | 2017 | 2016 | WINTER | 129 | 129 | 129 | 129 | 129 | 129 | 84 | - | - | - | - | - | - | -
BRT-04 | 2017-01-01 | 1 | 2017 | 2017 | WINTER | 129 | 129 | 129 | 129 | 129 | 129 | 84 | - | - | - | - | - | - | -
BRT-04 | 2017-02-01 | 2 | 2017 | 2017 | WINTER | 125 | 125 | 125 | 125 | 125 | 125 | 84 | - | - | - | - | - | - | -
BRT-04 | 2017-03-01 | 3 | 2017 | 2017 | WINTER | 124 | 124 | 124 | 124 | 124 | 124 | 84 | - | - | - | - | - | - | -
BRT-04 | 2017-04-01 | 4 | 2017 | 2017 | SPRING | 120 | 120 | 120 | 120 | 120 | 120 | 84 | - | - | - | - | - | - | -
BRT-04 | 2017-05-01 | 5 | 2017 | 2017 | SPRING | 115 | 115 | 115 | 117 | 117 | 117 | 84 | - | - | - | - | - | - | -
BRT-04 | 2017-06-01 | 6 | 2017 | 2017 | SUMMER | 112 | 112 | 112 | 114 | 114 | 114 | 84 | - | - | - | - | - | - | -
BRT-04 | 2017-07-01 | 7 | 2017 | 2017 | SUMMER | 112 | 112 | 112 | 114 | 114 | 114 | 84 | - | - | - | - | - | - | -
BRT-04 | 2017-08-01 | 8 | 2017 | 2017 | SUMMER | 112 | 112 | 112 | 114 | 114 | 114 | 84 | - | - | - | - | - | - | -
BRT-04 | 2017-09-01 | 9 | 2017 | 2017 | SUMMER | 118 | 118 | 118 | 120 | 120 | 120 | 84 | - | - | - | - | - | - | -
BRT-04 | 2017-10-01 | 10 | 2018 | 2017 | FALL | 121 | 121 | 121 | 121 | 121 | 121 | 84 | - | - | - | - | - | - | -
BRT-04 | 2017-11-01 | 11 | 2018 | 2017 | FALL | 125 | 125 | 125 | 125 | 125 | 125 | 84 | - | - | - | - | - | - | -
BRT-04 | 2017-12-01 | 12 | 2018 | 2017 | WINTER | 129 | 129 | 129 | 129 | 129 | 129 | 84 | - | - | - | - | - | - | -
BRT-04 | 2018-01-01 | 1 | 2018 | 2018 | WINTER | 129 | 129 | 129 | 129 | 129 | 129 | 84 | - | - | - | - | - | - | -
BRT-04 | 2018-02-01 | 2 | 2018 | 2018 | WINTER | 125 | 125 | 125 | 125 | 125 | 125 | 84 | - | - | - | - | - | - | -
BRT-04 | 2018-03-01 | 3 | 2018 | 2018 | WINTER | 124 | 124 | 124 | 124 | 124 | 124 | 84 | - | - | - | - | - | - | -
BRT-04 | 2018-04-01 | 4 | 2018 | 2018 | SPRING | 120 | 120 | 120 | 120 | 120 | 120 | 84 | - | - | - | - | - | - | -
BRT-04 | 2018-05-01 | 5 | 2018 | 2018 | SPRING | 115 | 115 | 115 | 117 | 117 | 117 | 84 | - | - | - | - | - | - | -
BRT-04 | 2018-06-01 | 6 | 2018 | 2018 | SUMMER | 112 | 112 | 112 | 114 | 114 | 114 | 84 | - | - | - | - | - | - | -
BRT-04 | 2018-07-01 | 7 | 2018 | 2018 | SUMMER | 112 | 112 | 112 | 114 | 114 | 114 | 84 | - | - | - | - | - | - | -
BRT-04 | 2018-08-01 | 8 | 2018 | 2018 | SUMMER | 112 | 112 | 112 | 114 | 114 | 114 | 84 | - | - | - | - | - | - | -
BRT-04 | 2018-09-01 | 9 | 2018 | 2018 | SUMMER | 118 | 118 | 118 | 120 | 120 | 120 | 84 | - | - | - | - | - | - | -
BRT-04 | 2018-10-01 | 10 | 2019 | 2018 | FALL | 121 | 121 | 121 | 121 | 121 | 121 | 84 | - | - | - | - | - | - | -
BRT-04 | 2018-11-01 | 11 | 2019 | 2018 | FALL | 125 | 125 | 125 | 125 | 125 | 125 | 84 | - | - | - | - | - | - | -
BRT-04 | 2018-12-01 | 12 | 2019 | 2018 | WINTER | 129 | 129 | 129 | 129 | 129 | 129 | 84 | - | - | - | - | - | - | -
BRT-04 | 2019-01-01 | 1 | 2019 | 2019 | WINTER | 129 | 129 | 129 | 129 | 129 | 129 | 84 | - | - | - | - | - | - | -
BRT-04 | 2019-02-01 | 2 | 2019 | 2019 | WINTER | 125 | 125 | 125 | 125 | 125 | 125 | 84 | - | - | - | - | - | - | -
BRT-04 | 2019-03-01 | 3 | 2019 | 2019 | WINTER | 124 | 124 | 124 | 124 | 124 | 124 | 84 | - | - | - | - | - | - | -
BRT-04 | 2019-04-01 | 4 | 2019 | 2019 | SPRING | 120 | 120 | 120 | 120 | 120 | 120 | 84 | - | - | - | - | - | - | -
BRT-04 | 2019-05-01 | 5 | 2019 | 2019 | SPRING | 115 | 115 | 115 | 117 | 117 | 117 | 84 | - | - | - | - | - | - | -
BRT-04 | 2019-06-01 | 6 | 2019 | 2019 | SUMMER | 112 | 112 | 112 | 114 | 114 | 114 | 84 | - | - | - | - | - | - | -
BRT-04 | 2019-07-01 | 7 | 2019 | 2019 | SUMMER | 112 | 112 | 112 | 114 | 114 | 114 | 84 | - | - | - | - | - | - | -
BRT-04 | 2019-08-01 | 8 | 2019 | 2019 | SUMMER | 112 | 112 | 112 | 114 | 114 | 114 | 84 | - | - | - | - | - | - | -
BRT-04 | 2019-09-01 | 9 | 2019 | 2019 | SUMMER | 118 | 118 | 118 | 120 | 120 | 120 | 84 | - | - | - | - | - | - | -
BRT-04 | 2019-10-01 | 10 | 2020 | 2019 | FALL | 121 | 121 | 121 | 121 | 121 | 121 | 84 | - | - | - | - | - | - | -
BRT-04 | 2019-11-01 | 11 | 2020 | 2019 | FALL | 125 | 125 | 125 | 125 | 125 | 125 | 84 | - | - | - | - | - | - | -
BRT-04 | 2019-12-01 | 12 | 2020 | 2019 | WINTER | 129 | 129 | 129 | 129 | 129 | 129 | 84 | - | - | - | - | - | - | -
BRT-04 | 2020-01-01 | 1 | 2020 | 2020 | WINTER | 129 | 129 | 129 | 129 | 129 | 129 | 84 | - | - | - | - | - | - | -
BRT-04 | 2020-02-01 | 2 | 2020 | 2020 | WINTER | 125 | 125 | 125 | 125 | 125 | 125 | 84 | - | - | - | - | - | - | -
BRT-04 | 2020-03-01 | 3 | 2020 | 2020 | WINTER | 124 | 124 | 124 | 124 | 124 | 124 | 84 | - | - | - | - | - | - | -
BRT-04 | 2020-04-01 | 4 | 2020 | 2020 | SPRING | 120 | 120 | 120 | 120 | 120 | 120 | 84 | - | - | - | - | - | - | -
BRT-04 | 2020-05-01 | 5 | 2020 | 2020 | SPRING | 115 | 115 | 115 | 117 | 117 | 117 | 84 | - | - | - | - | - | - | -
BRT-04 | 2020-06-01 | 6 | 2020 | 2020 | SUMMER | 112 | 112 | 112 | 114 | 114 | 114 | 84 | - | - | - | - | - | - | -
BRT-04 | 2020-07-01 | 7 | 2020 | 2020 | SUMMER | 112 | 112 | 112 | 114 | 114 | 114 | 84 | - | - | - | - | - | - | -
BRT-04 | 2020-08-01 | 8 | 2020 | 2020 | SUMMER | 112 | 112 | 112 | 114 | 114 | 114 | 84 | - | - | - | - | - | - | -
BRT-04 | 2020-09-01 | 9 | 2020 | 2020 | SUMMER | 118 | 118 | 118 | 120 | 120 | 120 | 84 | - | - | - | - | - | - | -
BRT-04 | 2020-10-01 | 10 | 2021 | 2020 | FALL | 121 | 121 | 121 | 121 | 121 | 121 | 84 | - | - | - | - | - | - | -
BRT-04 | 2020-11-01 | 11 | 2021 | 2020 | FALL | 125 | 125 | 125 | 125 | 125 | 125 | 84 | - | - | - | - | - | - | -
BRT-04 | 2020-12-01 | 12 | 2021 | 2020 | WINTER | 129 | 129 | 129 | 129 | 129 | 129 | 84 | - | - | - | - | - | - | -
BRT-04 | 2021-01-01 | 1 | 2021 | 2021 | WINTER | 129 | 129 | 129 | 129 | 129 | 129 | 84 | - | - | - | - | - | - | -
BRT-04 | 2021-02-01 | 2 | 2021 | 2021 | WINTER | 125 | 125 | 125 | 125 | 125 | 125 | 84 | - | - | - | - | - | - | -
BRT-04 | 2021-03-01 | 3 | 2021 | 2021 | WINTER | 124 | 124 | 124 | 124 | 124 | 124 | 84 | - | - | - | - | - | - | -
BRT-04 | 2021-04-01 | 4 | 2021 | 2021 | SPRING | 120 | 120 | 120 | 120 | 120 | 120 | 84 | - | - | - | - | - | - | -
BRT-04 | 2021-05-01 | 5 | 2021 | 2021 | SPRING | 115 | 115 | 115 | 117 | 117 | 117 | 84 | - | - | - | - | - | - | -
BRT-04 | 2021-06-01 | 6 | 2021 | 2021 | SUMMER | 112 | 112 | 112 | 114 | 114 | 114 | 84 | - | - | - | - | - | - | -
BRT-04 | 2021-07-01 | 7 | 2021 | 2021 | SUMMER | 112 | 112 | 112 | 114 | 114 | 114 | 84 | - | - | - | - | - | - | -
BRT-04 | 2021-08-01 | 8 | 2021 | 2021 | SUMMER | 112 | 112 | 112 | 114 | 114 | 114 | 84 | - | - | - | - | - | - | -
BRT-04 | 2021-09-01 | 9 | 2021 | 2021 | SUMMER | 118 | 118 | 118 | 120 | 120 | 120 | 84 | - | - | - | - | - | - | -
BRT-04 | 2021-10-01 | 10 | 2022 | 2021 | FALL | 121 | 121 | 121 | 121 | 121 | 121 | 84 | - | - | - | - | - | - | -
BRT-04 | 2021-11-01 | 11 | 2022 | 2021 | FALL | 125 | 125 | 125 | 125 | 125 | 125 | 84 | - | - | - | - | - | - | -
BRT-04 | 2021-12-01 | 12 | 2022 | 2021 | WINTER | 129 | 129 | 129 | 129 | 129 | 129 | 84 | - | - | - | - | - | - | -
BRT-04 | 2022-01-01 | 1 | 2022 | 2022 | WINTER | 129 | 129 | 129 | 129 | 129 | 129 | 84 | - | - | - | - | - | - | -
BRT-04 | 2022-02-01 | 2 | 2022 | 2022 | WINTER | 125 | 125 | 125 | 125 | 125 | 125 | 84 | - | - | - | - | - | - | -
BRT-04 | 2022-03-01 | 3 | 2022 | 2022 | WINTER | 124 | 124 | 124 | 124 | 124 | 124 | 84 | - | - | - | - | - | - | -
BRT-04 | 2022-04-01 | 4 | 2022 | 2022 | SPRING | 120 | 120 | 120 | 120 | 120 | 120 | 84 | - | - | - | - | - | - | -
BRT-04 | 2022-05-01 | 5 | 2022 | 2022 | SPRING | 115 | 115 | 115 | 117 | 117 | 117 | 84 | - | - | - | - | - | - | -
BRT-04 | 2022-06-01 | 6 | 2022 | 2022 | SUMMER | 112 | 112 | 112 | 114 | 114 | 114 | 84 | - | - | - | - | - | - | -
BRT-04 | 2022-07-01 | 7 | 2022 | 2022 | SUMMER | 112 | 112 | 112 | 114 | 114 | 114 | 84 | - | - | - | - | - | - | -
BRT-04 | 2022-08-01 | 8 | 2022 | 2022 | SUMMER | 112 | 112 | 112 | 114 | 114 | 114 | 84 | - | - | - | - | - | - | -
BRT-04 | 2022-09-01 | 9 | 2022 | 2022 | SUMMER | 118 | 118 | 118 | 120 | 120 | 120 | 84 | - | - | - | - | - | - | -
BRT-04 | 2022-10-01 | 10 | 2023 | 2022 | FALL | 121 | 121 | 121 | 121 | 121 | 121 | 84 | - | - | - | - | - | - | -
BRT-04 | 2022-11-01 | 11 | 2023 | 2022 | FALL | 125 | 125 | 125 | 125 | 125 | 125 | 84 | - | - | - | - | - | - | -
BRT-04 | 2022-12-01 | 12 | 2023 | 2022 | WINTER | 129 | 129 | 129 | 129 | 129 | 129 | 84 | - | - | - | - | - | - | -
BRT-04 | 2023-01-01 | 1 | 2023 | 2023 | WINTER | 129 | 129 | 129 | 129 | 129 | 129 | 84 | - | - | - | - | - | - | -
BRT-04 | 2023-02-01 | 2 | 2023 | 2023 | WINTER | 125 | 125 | 125 | 125 | 125 | 125 | 84 | - | - | - | - | - | - | -
BRT-04 | 2023-03-01 | 3 | 2023 | 2023 | WINTER | 124 | 124 | 124 | 124 | 124 | 124 | 84 | - | - | - | - | - | - | -
BRT-04 | 2023-04-01 | 4 | 2023 | 2023 | SPRING | 120 | 120 | 120 | 120 | 120 | 120 | 84 | - | - | - | - | - | - | -
BRT-04 | 2023-05-01 | 5 | 2023 | 2023 | SPRING | 115 | 115 | 115 | 117 | 117 | 117 | 84 | - | - | - | - | - | - | -
BRT-04 | 2023-06-01 | 6 | 2023 | 2023 | SUMMER | 112 | 112 | 112 | 114 | 114 | 114 | 84 | - | - | - | - | - | - | -
BRT-04 | 2023-07-01 | 7 | 2023 | 2023 | SUMMER | 112 | 112 | 112 | 114 | 114 | 114 | 84 | - | - | - | - | - | - | -
BRT-04 | 2023-08-01 | 8 | 2023 | 2023 | SUMMER | 112 | 112 | 112 | 114 | 114 | 114 | 84 | - | - | - | - | - | - | -
BRT-04 | 2023-09-01 | 9 | 2023 | 2023 | SUMMER | 118 | 118 | 118 | 120 | 120 | 120 | 84 | - | - | - | - | - | - | -
BRT-04 | 2023-10-01 | 10 | 2024 | 2023 | FALL | 121 | 121 | 121 | 121 | 121 | 121 | 84 | - | - | - | - | - | - | -
BRT-04 | 2023-11-01 | 11 | 2024 | 2023 | FALL | 125 | 125 | 125 | 125 | 125 | 125 | 84 | - | - | - | - | - | - | -
BRT-04 | 2023-12-01 | 12 | 2024 | 2023 | WINTER | 129 | 129 | 129 | 129 | 129 | 129 | 84 | - | - | - | - | - | - | -
BRT-04 | 2024-01-01 | 1 | 2024 | 2024 | WINTER | 129 | 129 | 129 | 129 | 129 | 129 | 84 | - | - | - | - | - | - | -
BRT-04 | 2024-02-01 | 2 | 2024 | 2024 | WINTER | 125 | 125 | 125 | 125 | 125 | 125 | 84 | - | - | - | - | - | - | -
BRT-04 | 2024-03-01 | 3 | 2024 | 2024 | WINTER | 124 | 124 | 124 | 124 | 124 | 124 | 84 | - | - | - | - | - | - | -
BRT-04 | 2024-04-01 | 4 | 2024 | 2024 | SPRING | 120 | 120 | 120 | 120 | 120 | 120 | 84 | - | - | - | - | - | - | -
BRT-04 | 2024-05-01 | 5 | 2024 | 2024 | SPRING | 115 | 115 | 115 | 117 | 117 | 117 | 84 | - | - | - | - | - | - | -
BRT-04 | 2024-06-01 | 6 | 2024 | 2024 | SUMMER | 112 | 112 | 112 | 114 | 114 | 114 | 84 | - | - | - | - | - | - | -
BRT-04 | 2024-07-01 | 7 | 2024 | 2024 | SUMMER | 112 | 112 | 112 | 114 | 114 | 114 | 84 | - | - | - | - | - | - | -
BRT-04 | 2024-08-01 | 8 | 2024 | 2024 | SUMMER | 112 | 112 | 112 | 114 | 114 | 114 | 84 | - | - | - | - | - | - | -
BRT-04 | 2024-09-01 | 9 | 2024 | 2024 | SUMMER | 118 | 118 | 118 | 120 | 120 | 120 | 84 | - | - | - | - | - | - | -
BRT-04 | 2024-10-01 | 10 | 2025 | 2024 | FALL | 121 | 121 | 121 | 121 | 121 | 121 | 84 | - | - | - | - | - | - | -
BRT-04 | 2024-11-01 | 11 | 2025 | 2024 | FALL | 125 | 125 | 125 | 125 | 125 | 125 | 84 | - | - | - | - | - | - | -
BRT-04 | 2024-12-01 | 12 | 2025 | 2024 | WINTER | 129 | 129 | 129 | 129 | 129 | 129 | 84 | - | - | - | - | - | - | -
BRT-04 | 2025-01-01 | 1 | 2025 | 2025 | WINTER | 129 | 129 | 129 | 129 | 129 | 129 | 84 | - | - | - | - | - | - | -
BRT-04 | 2025-02-01 | 2 | 2025 | 2025 | WINTER | 125 | 125 | 125 | 125 | 125 | 125 | 84 | - | - | - | - | - | - | -
BRT-04 | 2025-03-01 | 3 | 2025 | 2025 | WINTER | 124 | 124 | 124 | 124 | 124 | 124 | 84 | - | - | - | - | - | - | -
BRT-04 | 2025-04-01 | 4 | 2025 | 2025 | SPRING | 120 | 120 | 120 | 120 | 120 | 120 | 84 | - | - | - | - | - | - | -
BRT-04 | 2025-05-01 | 5 | 2025 | 2025 | SPRING | 115 | 115 | 115 | 117 | 117 | 117 | 84 | - | - | - | - | - | - | -
BRT-04 | 2025-06-01 | 6 | 2025 | 2025 | SUMMER | 112 | 112 | 112 | 114 | 114 | 114 | 84 | - | - | - | - | - | - | -
BRT-04 | 2025-07-01 | 7 | 2025 | 2025 | SUMMER | 112 | 112 | 112 | 114 | 114 | 114 | 84 | - | - | - | - | - | - | -
BRT-04 | 2025-08-01 | 8 | 2025 | 2025 | SUMMER | 112 | 112 | 112 | 114 | 114 | 114 | 84 | - | - | - | - | - | - | -
BRT-04 | 2025-09-01 | 9 | 2025 | 2025 | SUMMER | 118 | 118 | 118 | 120 | 120 | 120 | 84 | - | - | - | - | - | - | -
BRT-04 | 2025-10-01 | 10 | 2026 | 2025 | FALL | 121 | 121 | 121 | 121 | 121 | 121 | 84 | - | - | - | - | - | - | -
BRT-04 | 2025-11-01 | 11 | 2026 | 2025 | FALL | 125 | 125 | 125 | 125 | 125 | 125 | 84 | - | - | - | - | - | - | -
BRT-04 | 2025-12-01 | 12 | 2026 | 2025 | WINTER | 129 | 129 | 129 | 129 | 129 | 129 | 84 | - | - | - | - | - | - | -
BRT-04 | 2026-01-01 | 1 | 2026 | 2026 | WINTER | 129 | 129 | 129 | 129 | 129 | 129 | 84 | - | - | - | - | - | - | -
BRT-04 | 2026-02-01 | 2 | 2026 | 2026 | WINTER | 125 | 125 | 125 | 125 | 125 | 125 | 84 | - | - | - | - | - | - | -
BRT-04 | 2026-03-01 | 3 | 2026 | 2026 | WINTER | 124 | 124 | 124 | 124 | 124 | 124 | 84 | - | - | - | - | - | - | -
BRT-04 | 2026-04-01 | 4 | 2026 | 2026 | SPRING | 120 | 120 | 120 | 120 | 120 | 120 | 84 | - | - | - | - | - | - | -
BRT-04 | 2026-05-01 | 5 | 2026 | 2026 | SPRING | 115 | 115 | 115 | 117 | 117 | 117 | 84 | - | - | - | - | - | - | -
BRT-04 | 2026-06-01 | 6 | 2026 | 2026 | SUMMER | 112 | 112 | 112 | 114 | 114 | 114 | 84 | - | - | - | - | - | - | -
BRT-04 | 2026-07-01 | 7 | 2026 | 2026 | SUMMER | 112 | 112 | 112 | 114 | 114 | 114 | 84 | - | - | - | - | - | - | -
BRT-04 | 2026-08-01 | 8 | 2026 | 2026 | SUMMER | 112 | 112 | 112 | 114 | 114 | 114 | 84 | - | - | - | - | - | - | -
BRT-04 | 2026-09-01 | 9 | 2026 | 2026 | SUMMER | 118 | 118 | 118 | 120 | 120 | 120 | 84 | - | - | - | - | - | - | -
BRT-04 | 2026-10-01 | 10 | 2027 | 2026 | FALL | 121 | 121 | 121 | 121 | 121 | 121 | 84 | - | - | - | - | - | - | -
BRT-04 | 2026-11-01 | 11 | 2027 | 2026 | FALL | 125 | 125 | 125 | 125 | 125 | 125 | 84 | - | - | - | - | - | - | -
BRT-04 | 2026-12-01 | 12 | 2027 | 2026 | WINTER | 129 | 129 | 129 | 129 | 129 | 129 | 84 | - | - | - | - | - | - | -
BRT-04 | 2027-01-01 | 1 | 2027 | 2027 | WINTER | 129 | 129 | 129 | 129 | 129 | 129 | 84 | - | - | - | - | - | - | -
BRT-04 | 2027-02-01 | 2 | 2027 | 2027 | WINTER | 125 | 125 | 125 | 125 | 125 | 125 | 84 | - | - | - | - | - | - | -
BRT-04 | 2027-03-01 | 3 | 2027 | 2027 | WINTER | 124 | 124 | 124 | 124 | 124 | 124 | 84 | - | - | - | - | - | - | -
BRT-04 | 2027-04-01 | 4 | 2027 | 2027 | SPRING | 120 | 120 | 120 | 120 | 120 | 120 | 84 | - | - | - | - | - | - | -
BRT-04 | 2027-05-01 | 5 | 2027 | 2027 | SPRING | 115 | 115 | 115 | 117 | 117 | 117 | 84 | - | - | - | - | - | - | -
BRT-04 | 2027-06-01 | 6 | 2027 | 2027 | SUMMER | 112 | 112 | 112 | 114 | 114 | 114 | 84 | - | - | - | - | - | - | -
BRT-04 | 2027-07-01 | 7 | 2027 | 2027 | SUMMER | 112 | 112 | 112 | 114 | 114 | 114 | 84 | - | - | - | - | - | - | -
BRT-04 | 2027-08-01 | 8 | 2027 | 2027 | SUMMER | 112 | 112 | 112 | 114 | 114 | 114 | 84 | - | - | - | - | - | - | -
BRT-04 | 2027-09-01 | 9 | 2027 | 2027 | SUMMER | 118 | 118 | 118 | 120 | 120 | 120 | 84 | - | - | - | - | - | - | -
BRT-04 | 2027-10-01 | 10 | 2028 | 2027 | FALL | 121 | 121 | 121 | 121 | 121 | 121 | 84 | - | - | - | - | - | - | -
BRT-04 | 2027-11-01 | 11 | 2028 | 2027 | FALL | 125 | 125 | 125 | 125 | 125 | 125 | 84 | - | - | - | - | - | - | -
BRT-04 | 2027-12-01 | 12 | 2028 | 2027 | WINTER | 129 | 129 | 129 | 129 | 129 | 129 | 84 | - | - | - | - | - | - | -
BRT-04 | 2028-01-01 | 1 | 2028 | 2028 | WINTER | 129 | 129 | 129 | 129 | 129 | 129 | 84 | - | - | - | - | - | - | -
BRT-04 | 2028-02-01 | 2 | 2028 | 2028 | WINTER | 125 | 125 | 125 | 125 | 125 | 125 | 84 | - | - | - | - | - | - | -
BRT-04 | 2028-03-01 | 3 | 2028 | 2028 | WINTER | 124 | 124 | 124 | 124 | 124 | 124 | 84 | - | - | - | - | - | - | -
BRT-04 | 2028-04-01 | 4 | 2028 | 2028 | SPRING | 120 | 120 | 120 | 120 | 120 | 120 | 84 | - | - | - | - | - | - | -
BRT-04 | 2028-05-01 | 5 | 2028 | 2028 | SPRING | 115 | 115 | 115 | 117 | 117 | 117 | 84 | - | - | - | - | - | - | -
BRT-04 | 2028-06-01 | 6 | 2028 | 2028 | SUMMER | 112 | 112 | 112 | 114 | 114 | 114 | 84 | - | - | - | - | - | - | -
BRT-04 | 2028-07-01 | 7 | 2028 | 2028 | SUMMER | 112 | 112 | 112 | 114 | 114 | 114 | 84 | - | - | - | - | - | - | -
BRT-04 | 2028-08-01 | 8 | 2028 | 2028 | SUMMER | 112 | 112 | 112 | 114 | 114 | 114 | 84 | - | - | - | - | - | - | -
BRT-04 | 2028-09-01 | 9 | 2028 | 2028 | SUMMER | 118 | 118 | 118 | 120 | 120 | 120 | 84 | - | - | - | - | - | - | -
BRT-04 | 2028-10-01 | 10 | 2029 | 2028 | FALL | 121 | 121 | 121 | 121 | 121 | 121 | 84 | - | - | - | - | - | - | -
BRT-04 | 2028-11-01 | 11 | 2029 | 2028 | FALL | 125 | 125 | 125 | 125 | 125 | 125 | 84 | - | - | - | - | - | - | -
BRT-04 | 2028-12-01 | 12 | 2029 | 2028 | WINTER | 129 | 129 | 129 | 129 | 129 | 129 | 84 | - | - | - | - | - | - | -
BRT-04 | 2029-01-01 | 1 | 2029 | 2029 | WINTER | 129 | 129 | 129 | 129 | 129 | 129 | 84 | - | - | - | - | - | - | -
BRT-04 | 2029-02-01 | 2 | 2029 | 2029 | WINTER | 125 | 125 | 125 | 125 | 125 | 125 | 84 | - | - | - | - | - | - | -
BRT-04 | 2029-03-01 | 3 | 2029 | 2029 | WINTER | 124 | 124 | 124 | 124 | 124 | 124 | 84 | - | - | - | - | - | - | -
BRT-04 | 2029-04-01 | 4 | 2029 | 2029 | SPRING | 120 | 120 | 120 | 120 | 120 | 120 | 84 | - | - | - | - | - | - | -
BRT-04 | 2029-05-01 | 5 | 2029 | 2029 | SPRING | 115 | 115 | 115 | 117 | 117 | 117 | 84 | - | - | - | - | - | - | -
BRT-04 | 2029-06-01 | 6 | 2029 | 2029 | SUMMER | 112 | 112 | 112 | 114 | 114 | 114 | 84 | - | - | - | - | - | - | -
BRT-04 | 2029-07-01 | 7 | 2029 | 2029 | SUMMER | 112 | 112 | 112 | 114 | 114 | 114 | 84 | - | - | - | - | - | - | -
BRT-04 | 2029-08-01 | 8 | 2029 | 2029 | SUMMER | 112 | 112 | 112 | 114 | 114 | 114 | 84 | - | - | - | - | - | - | -
BRT-04 | 2029-09-01 | 9 | 2029 | 2029 | SUMMER | 118 | 118 | 118 | 120 | 120 | 120 | 84 | - | - | - | - | - | - | -
BRT-04 | 2029-10-01 | 10 | 2030 | 2029 | FALL | 121 | 121 | 121 | 121 | 121 | 121 | 84 | - | - | - | - | - | - | -
BRT-04 | 2029-11-01 | 11 | 2030 | 2029 | FALL | 125 | 125 | 125 | 125 | 125 | 125 | 84 | - | - | - | - | - | - | -
BRT-04 | 2029-12-01 | 12 | 2030 | 2029 | WINTER | 129 | 129 | 129 | 129 | 129 | 129 | 84 | - | - | - | - | - | - | -
BRT-04 | 2030-01-01 | 1 | 2030 | 2030 | WINTER | 129 | 129 | 129 | 129 | 129 | 129 | 84 | - | - | - | - | - | - | -
BRT-04 | 2030-02-01 | 2 | 2030 | 2030 | WINTER | 125 | 125 | 125 | 125 | 125 | 125 | 84 | - | - | - | - | - | - | -
BRT-04 | 2030-03-01 | 3 | 2030 | 2030 | WINTER | 124 | 124 | 124 | 124 | 124 | 124 | 84 | - | - | - | - | - | - | -
BRT-04 | 2030-04-01 | 4 | 2030 | 2030 | SPRING | 120 | 120 | 120 | 120 | 120 | 120 | 84 | - | - | - | - | - | - | -
BRT-04 | 2030-05-01 | 5 | 2030 | 2030 | SPRING | 115 | 115 | 115 | 117 | 117 | 117 | 84 | - | - | - | - | - | - | -
BRT-04 | 2030-06-01 | 6 | 2030 | 2030 | SUMMER | 112 | 112 | 112 | 114 | 114 | 114 | 84 | - | - | - | - | - | - | -
BRT-04 | 2030-07-01 | 7 | 2030 | 2030 | SUMMER | 112 | 112 | 112 | 114 | 114 | 114 | 84 | - | - | - | - | - | - | -
BRT-04 | 2030-08-01 | 8 | 2030 | 2030 | SUMMER | 112 | 112 | 112 | 114 | 114 | 114 | 84 | - | - | - | - | - | - | -
BRT-04 | 2030-09-01 | 9 | 2030 | 2030 | SUMMER | 118 | 118 | 118 | 120 | 120 | 120 | 84 | - | - | - | - | - | - | -
BRT-04 | 2030-10-01 | 10 | 2031 | 2030 | FALL | 121 | 121 | 121 | 121 | 121 | 121 | 84 | - | - | - | - | - | - | -
BRT-04 | 2030-11-01 | 11 | 2031 | 2030 | FALL | 125 | 125 | 125 | 125 | 125 | 125 | 84 | - | - | - | - | - | - | -
BRT-04 | 2030-12-01 | 12 | 2031 | 2030 | WINTER | 129 | 129 | 129 | 129 | 129 | 129 | 84 | - | - | - | - | - | - | -
BRT-04 | 2031-01-01 | 1 | 2031 | 2031 | WINTER | 129 | 129 | 129 | 129 | 129 | 129 | 84 | - | - | - | - | - | - | -
BRT-04 | 2031-02-01 | 2 | 2031 | 2031 | WINTER | 125 | 125 | 125 | 125 | 125 | 125 | 84 | - | - | - | - | - | - | -
BRT-04 | 2031-03-01 | 3 | 2031 | 2031 | WINTER | 124 | 124 | 124 | 124 | 124 | 124 | 84 | - | - | - | - | - | - | -
BRT-04 | 2031-04-01 | 4 | 2031 | 2031 | SPRING | 120 | 120 | 120 | 120 | 120 | 120 | 84 | - | - | - | - | - | - | -
BRT-04 | 2031-05-01 | 5 | 2031 | 2031 | SPRING | 115 | 115 | 115 | 117 | 117 | 117 | 84 | - | - | - | - | - | - | -
BRT-04 | 2031-06-01 | 6 | 2031 | 2031 | SUMMER | 112 | 112 | 112 | 114 | 114 | 114 | 84 | - | - | - | - | - | - | -
BRT-04 | 2031-07-01 | 7 | 2031 | 2031 | SUMMER | 112 | 112 | 112 | 114 | 114 | 114 | 84 | - | - | - | - | - | - | -
BRT-04 | 2031-08-01 | 8 | 2031 | 2031 | SUMMER | 112 | 112 | 112 | 114 | 114 | 114 | 84 | - | - | - | - | - | - | -
BRT-04 | 2031-09-01 | 9 | 2031 | 2031 | SUMMER | 118 | 118 | 118 | 120 | 120 | 120 | 84 | - | - | - | - | - | - | -
BRT-04 | 2031-10-01 | 10 | 2032 | 2031 | FALL | 121 | 121 | 121 | 121 | 121 | 121 | 84 | - | - | - | - | - | - | -
BRT-04 | 2031-11-01 | 11 | 2032 | 2031 | FALL | 125 | 125 | 125 | 125 | 125 | 125 | 84 | - | - | - | - | - | - | -
BRT-04 | 2031-12-01 | 12 | 2032 | 2031 | WINTER | 129 | 129 | 129 | 129 | 129 | 129 | 84 | - | - | - | - | - | - | -
BRT-04 | 2032-01-01 | 1 | 2032 | 2032 | WINTER | 129 | 129 | 129 | 129 | 129 | 129 | 84 | - | - | - | - | - | - | -
BRT-04 | 2032-02-01 | 2 | 2032 | 2032 | WINTER | 125 | 125 | 125 | 125 | 125 | 125 | 84 | - | - | - | - | - | - | -
BRT-04 | 2032-03-01 | 3 | 2032 | 2032 | WINTER | 124 | 124 | 124 | 124 | 124 | 124 | 84 | - | - | - | - | - | - | -
BRT-04 | 2032-04-01 | 4 | 2032 | 2032 | SPRING | 120 | 120 | 120 | 120 | 120 | 120 | 84 | - | - | - | - | - | - | -
BRT-04 | 2032-05-01 | 5 | 2032 | 2032 | SPRING | 115 | 115 | 115 | 117 | 117 | 117 | 84 | - | - | - | - | - | - | -
BRT-04 | 2032-06-01 | 6 | 2032 | 2032 | SUMMER | 112 | 112 | 112 | 114 | 114 | 114 | 84 | - | - | - | - | - | - | -
BRT-04 | 2032-07-01 | 7 | 2032 | 2032 | SUMMER | 112 | 112 | 112 | 114 | 114 | 114 | 84 | - | - | - | - | - | - | -
BRT-04 | 2032-08-01 | 8 | 2032 | 2032 | SUMMER | 112 | 112 | 112 | 114 | 114 | 114 | 84 | - | - | - | - | - | - | -
BRT-04 | 2032-09-01 | 9 | 2032 | 2032 | SUMMER | 118 | 118 | 118 | 120 | 120 | 120 | 84 | - | - | - | - | - | - | -
BRT-04 | 2032-10-01 | 10 | 2033 | 2032 | FALL | 121 | 121 | 121 | 121 | 121 | 121 | 84 | - | - | - | - | - | - | -
BRT-04 | 2032-11-01 | 11 | 2033 | 2032 | FALL | 125 | 125 | 125 | 125 | 125 | 125 | 84 | - | - | - | - | - | - | -
BRT-04 | 2032-12-01 | 12 | 2033 | 2032 | WINTER | 129 | 129 | 129 | 129 | 129 | 129 | 84 | - | - | - | - | - | - | -
BRT-04 | 2033-01-01 | 1 | 2033 | 2033 | WINTER | 129 | 129 | 129 | 129 | 129 | 129 | 84 | - | - | - | - | - | - | -
BRT-04 | 2033-02-01 | 2 | 2033 | 2033 | WINTER | 125 | 125 | 125 | 125 | 125 | 125 | 84 | - | - | - | - | - | - | -
BRT-04 | 2033-03-01 | 3 | 2033 | 2033 | WINTER | 124 | 124 | 124 | 124 | 124 | 124 | 84 | - | - | - | - | - | - | -
BRT-04 | 2033-04-01 | 4 | 2033 | 2033 | SPRING | 120 | 120 | 120 | 120 | 120 | 120 | 84 | - | - | - | - | - | - | -
BRT-04 | 2033-05-01 | 5 | 2033 | 2033 | SPRING | 115 | 115 | 115 | 117 | 117 | 117 | 84 | - | - | - | - | - | - | -
BRT-04 | 2033-06-01 | 6 | 2033 | 2033 | SUMMER | 112 | 112 | 112 | 114 | 114 | 114 | 84 | - | - | - | - | - | - | -
BRT-04 | 2033-07-01 | 7 | 2033 | 2033 | SUMMER | 112 | 112 | 112 | 114 | 114 | 114 | 84 | - | - | - | - | - | - | -
BRT-04 | 2033-08-01 | 8 | 2033 | 2033 | SUMMER | 112 | 112 | 112 | 114 | 114 | 114 | 84 | - | - | - | - | - | - | -
BRT-04 | 2033-09-01 | 9 | 2033 | 2033 | SUMMER | 118 | 118 | 118 | 120 | 120 | 120 | 84 | - | - | - | - | - | - | -
BRT-04 | 2033-10-01 | 10 | 2034 | 2033 | FALL | 121 | 121 | 121 | 121 | 121 | 121 | 84 | - | - | - | - | - | - | -
BRT-04 | 2033-11-01 | 11 | 2034 | 2033 | FALL | 125 | 125 | 125 | 125 | 125 | 125 | 84 | - | - | - | - | - | - | -
BRT-04 | 2033-12-01 | 12 | 2034 | 2033 | WINTER | 129 | 129 | 129 | 129 | 129 | 129 | 84 | - | - | - | - | - | - | -
BRT-04 | 2034-01-01 | 1 | 2034 | 2034 | WINTER | 129 | 129 | 129 | 129 | 129 | 129 | 84 | - | - | - | - | - | - | -
BRT-04 | 2034-02-01 | 2 | 2034 | 2034 | WINTER | 125 | 125 | 125 | 125 | 125 | 125 | 84 | - | - | - | - | - | - | -
BRT-04 | 2034-03-01 | 3 | 2034 | 2034 | WINTER | 124 | 124 | 124 | 124 | 124 | 124 | 84 | - | - | - | - | - | - | -
BRT-04 | 2034-04-01 | 4 | 2034 | 2034 | SPRING | 120 | 120 | 120 | 120 | 120 | 120 | 84 | - | - | - | - | - | - | -
BRT-04 | 2034-05-01 | 5 | 2034 | 2034 | SPRING | 115 | 115 | 115 | 117 | 117 | 117 | 84 | - | - | - | - | - | - | -
BRT-04 | 2034-06-01 | 6 | 2034 | 2034 | SUMMER | 112 | 112 | 112 | 114 | 114 | 114 | 84 | - | - | - | - | - | - | -
BRT-04 | 2034-07-01 | 7 | 2034 | 2034 | SUMMER | 112 | 112 | 112 | 114 | 114 | 114 | 84 | - | - | - | - | - | - | -
BRT-04 | 2034-08-01 | 8 | 2034 | 2034 | SUMMER | 112 | 112 | 112 | 114 | 114 | 114 | 84 | - | - | - | - | - | - | -
BRT-04 | 2034-09-01 | 9 | 2034 | 2034 | SUMMER | 118 | 118 | 118 | 120 | 120 | 120 | 84 | - | - | - | - | - | - | -
BRT-04 | 2034-10-01 | 10 | 2035 | 2034 | FALL | 121 | 121 | 121 | 121 | 121 | 121 | 84 | - | - | - | - | - | - | -
BRT-04 | 2034-11-01 | 11 | 2035 | 2034 | FALL | 125 | 125 | 125 | 125 | 125 | 125 | 84 | - | - | - | - | - | - | -
BRT-04 | 2034-12-01 | 12 | 2035 | 2034 | WINTER | 129 | 129 | 129 | 129 | 129 | 129 | 84 | - | - | - | - | - | - | -
BRT-04 | 2035-01-01 | 1 | 2035 | 2035 | WINTER | 129 | 129 | 129 | 129 | 129 | 129 | 84 | - | - | - | - | - | - | -
BRT-04 | 2035-02-01 | 2 | 2035 | 2035 | WINTER | 125 | 125 | 125 | 125 | 125 | 125 | 84 | - | - | - | - | - | - | -
BRT-04 | 2035-03-01 | 3 | 2035 | 2035 | WINTER | 124 | 124 | 124 | 124 | 124 | 124 | 84 | - | - | - | - | - | - | -
BRT-04 | 2035-04-01 | 4 | 2035 | 2035 | SPRING | 120 | 120 | 120 | 120 | 120 | 120 | 84 | - | - | - | - | - | - | -
BRT-04 | 2035-05-01 | 5 | 2035 | 2035 | SPRING | 115 | 115 | 115 | 117 | 117 | 117 | 84 | - | - | - | - | - | - | -
BRT-04 | 2035-06-01 | 6 | 2035 | 2035 | SUMMER | 112 | 112 | 112 | 114 | 114 | 114 | 84 | - | - | - | - | - | - | -
BRT-04 | 2035-07-01 | 7 | 2035 | 2035 | SUMMER | 112 | 112 | 112 | 114 | 114 | 114 | 84 | - | - | - | - | - | - | -
BRT-04 | 2035-08-01 | 8 | 2035 | 2035 | SUMMER | 112 | 112 | 112 | 114 | 114 | 114 | 84 | - | - | - | - | - | - | -
BRT-04 | 2035-09-01 | 9 | 2035 | 2035 | SUMMER | 118 | 118 | 118 | 120 | 120 | 120 | 84 | - | - | - | - | - | - | -
BRT-04 | 2035-10-01 | 10 | 2036 | 2035 | FALL | 121 | 121 | 121 | 121 | 121 | 121 | 84 | - | - | - | - | - | - | -
BRT-04 | 2035-11-01 | 11 | 2036 | 2035 | FALL | 125 | 125 | 125 | 125 | 125 | 125 | 84 | - | - | - | - | - | - | -
BRT-04 | 2035-12-01 | 12 | 2036 | 2035 | WINTER | 129 | 129 | 129 | 129 | 129 | 129 | 84 | - | - | - | - | - | - | -
BRT-04 | 2036-01-01 | 1 | 2036 | 2036 | WINTER | 129 | 129 | 129 | 129 | 129 | 129 | 84 | - | - | - | - | - | - | -
BRT-04 | 2036-02-01 | 2 | 2036 | 2036 | WINTER | 125 | 125 | 125 | 125 | 125 | 125 | 84 | - | - | - | - | - | - | -
BRT-04 | 2036-03-01 | 3 | 2036 | 2036 | WINTER | 124 | 124 | 124 | 124 | 124 | 124 | 84 | - | - | - | - | - | - | -
BRT-04 | 2036-04-01 | 4 | 2036 | 2036 | SPRING | 120 | 120 | 120 | 120 | 120 | 120 | 84 | - | - | - | - | - | - | -
BRT-04 | 2036-05-01 | 5 | 2036 | 2036 | SPRING | 115 | 115 | 115 | 117 | 117 | 117 | 84 | - | - | - | - | - | - | -
BRT-04 | 2036-06-01 | 6 | 2036 | 2036 | SUMMER | 112 | 112 | 112 | 114 | 114 | 114 | 84 | - | - | - | - | - | - | -
BRT-04 | 2036-07-01 | 7 | 2036 | 2036 | SUMMER | 112 | 112 | 112 | 114 | 114 | 114 | 84 | - | - | - | - | - | - | -
BRT-04 | 2036-08-01 | 8 | 2036 | 2036 | SUMMER | 112 | 112 | 112 | 114 | 114 | 114 | 84 | - | - | - | - | - | - | -
BRT-04 | 2036-09-01 | 9 | 2036 | 2036 | SUMMER | 118 | 118 | 118 | 120 | 120 | 120 | 84 | - | - | - | - | - | - | -
BRT-04 | 2036-10-01 | 10 | 2037 | 2036 | FALL | 121 | 121 | 121 | 121 | 121 | 121 | 84 | - | - | - | - | - | - | -
BRT-04 | 2036-11-01 | 11 | 2037 | 2036 | FALL | 125 | 125 | 125 | 125 | 125 | 125 | 84 | - | - | - | - | - | - | -
BRT-04 | 2036-12-01 | 12 | 2037 | 2036 | WINTER | 129 | 129 | 129 | 129 | 129 | 129 | 84 | - | - | - | - | - | - | -
BRT-04 | 2037-01-01 | 1 | 2037 | 2037 | WINTER | 129 | 129 | 129 | 129 | 129 | 129 | 84 | - | - | - | - | - | - | -
BRT-04 | 2037-02-01 | 2 | 2037 | 2037 | WINTER | 125 | 125 | 125 | 125 | 125 | 125 | 84 | - | - | - | - | - | - | -
BRT-04 | 2037-03-01 | 3 | 2037 | 2037 | WINTER | 124 | 124 | 124 | 124 | 124 | 124 | 84 | - | - | - | - | - | - | -
BRT-04 | 2037-04-01 | 4 | 2037 | 2037 | SPRING | 120 | 120 | 120 | 120 | 120 | 120 | 84 | - | - | - | - | - | - | -
BRT-04 | 2037-05-01 | 5 | 2037 | 2037 | SPRING | 115 | 115 | 115 | 117 | 117 | 117 | 84 | - | - | - | - | - | - | -
BRT-04 | 2037-06-01 | 6 | 2037 | 2037 | SUMMER | 112 | 112 | 112 | 114 | 114 | 114 | 84 | - | - | - | - | - | - | -
BRT-04 | 2037-07-01 | 7 | 2037 | 2037 | SUMMER | 112 | 112 | 112 | 114 | 114 | 114 | 84 | - | - | - | - | - | - | -
BRT-04 | 2037-08-01 | 8 | 2037 | 2037 | SUMMER | 112 | 112 | 112 | 114 | 114 | 114 | 84 | - | - | - | - | - | - | -
BRT-04 | 2037-09-01 | 9 | 2037 | 2037 | SUMMER | 118 | 118 | 118 | 120 | 120 | 120 | 84 | - | - | - | - | - | - | -
BRT-04 | 2037-10-01 | 10 | 2038 | 2037 | FALL | 121 | 121 | 121 | 121 | 121 | 121 | 84 | - | - | - | - | - | - | -
BRT-04 | 2037-11-01 | 11 | 2038 | 2037 | FALL | 125 | 125 | 125 | 125 | 125 | 125 | 84 | - | - | - | - | - | - | -
BRT-04 | 2037-12-01 | 12 | 2038 | 2037 | WINTER | 129 | 129 | 129 | 129 | 129 | 129 | 84 | - | - | - | - | - | - | -
BRT-04 | 2038-01-01 | 1 | 2038 | 2038 | WINTER | 129 | 129 | 129 | 129 | 129 | 129 | 84 | - | - | - | - | - | - | -
BRT-04 | 2038-02-01 | 2 | 2038 | 2038 | WINTER | 125 | 125 | 125 | 125 | 125 | 125 | 84 | - | - | - | - | - | - | -
BRT-04 | 2038-03-01 | 3 | 2038 | 2038 | WINTER | 124 | 124 | 124 | 124 | 124 | 124 | 84 | - | - | - | - | - | - | -
BRT-04 | 2038-04-01 | 4 | 2038 | 2038 | SPRING | 120 | 120 | 120 | 120 | 120 | 120 | 84 | - | - | - | - | - | - | -
BRT-04 | 2038-05-01 | 5 | 2038 | 2038 | SPRING | 115 | 115 | 115 | 117 | 117 | 117 | 84 | - | - | - | - | - | - | -
BRT-04 | 2038-06-01 | 6 | 2038 | 2038 | SUMMER | 112 | 112 | 112 | 114 | 114 | 114 | 84 | - | - | - | - | - | - | -
BRT-04 | 2038-07-01 | 7 | 2038 | 2038 | SUMMER | 112 | 112 | 112 | 114 | 114 | 114 | 84 | - | - | - | - | - | - | -
BRT-04 | 2038-08-01 | 8 | 2038 | 2038 | SUMMER | 112 | 112 | 112 | 114 | 114 | 114 | 84 | - | - | - | - | - | - | -
BRT-04 | 2038-09-01 | 9 | 2038 | 2038 | SUMMER | 118 | 118 | 118 | 120 | 120 | 120 | 84 | - | - | - | - | - | - | -
BRT-04 | 2038-10-01 | 10 | 2039 | 2038 | FALL | 121 | 121 | 121 | 121 | 121 | 121 | 84 | - | - | - | - | - | - | -
BRT-04 | 2038-11-01 | 11 | 2039 | 2038 | FALL | 125 | 125 | 125 | 125 | 125 | 125 | 84 | - | - | - | - | - | - | -
BRT-04 | 2038-12-01 | 12 | 2039 | 2038 | WINTER | 129 | 129 | 129 | 129 | 129 | 129 | 84 | - | - | - | - | - | - | -
BRT-04 | 2039-01-01 | 1 | 2039 | 2039 | WINTER | 129 | 129 | 129 | 129 | 129 | 129 | 84 | - | - | - | - | - | - | -
BRT-04 | 2039-02-01 | 2 | 2039 | 2039 | WINTER | 125 | 125 | 125 | 125 | 125 | 125 | 84 | - | - | - | - | - | - | -
BRT-04 | 2039-03-01 | 3 | 2039 | 2039 | WINTER | 124 | 124 | 124 | 124 | 124 | 124 | 84 | - | - | - | - | - | - | -
BRT-04 | 2039-04-01 | 4 | 2039 | 2039 | SPRING | 120 | 120 | 120 | 120 | 120 | 120 | 84 | - | - | - | - | - | - | -
BRT-04 | 2039-05-01 | 5 | 2039 | 2039 | SPRING | 115 | 115 | 115 | 117 | 117 | 117 | 84 | - | - | - | - | - | - | -
BRT-04 | 2039-06-01 | 6 | 2039 | 2039 | SUMMER | 112 | 112 | 112 | 114 | 114 | 114 | 84 | - | - | - | - | - | - | -
BRT-04 | 2039-07-01 | 7 | 2039 | 2039 | SUMMER | 112 | 112 | 112 | 114 | 114 | 114 | 84 | - | - | - | - | - | - | -
BRT-04 | 2039-08-01 | 8 | 2039 | 2039 | SUMMER | 112 | 112 | 112 | 114 | 114 | 114 | 84 | - | - | - | - | - | - | -
BRT-04 | 2039-09-01 | 9 | 2039 | 2039 | SUMMER | 118 | 118 | 118 | 120 | 120 | 120 | 84 | - | - | - | - | - | - | -
BRT-04 | 2039-10-01 | 10 | 2040 | 2039 | FALL | 121 | 121 | 121 | 121 | 121 | 121 | 84 | - | - | - | - | - | - | -
BRT-04 | 2039-11-01 | 11 | 2040 | 2039 | FALL | 125 | 125 | 125 | 125 | 125 | 125 | 84 | - | - | - | - | - | - | -
BRT-04 | 2039-12-01 | 12 | 2040 | 2039 | WINTER | 129 | 129 | 129 | 129 | 129 | 129 | 84 | - | - | - | - | - | - | -
BRT-04 | 2040-01-01 | 1 | 2040 | 2040 | WINTER | 129 | 129 | 129 | 129 | 129 | 129 | 84 | - | - | - | - | - | - | -
BRT-04 | 2040-02-01 | 2 | 2040 | 2040 | WINTER | 125 | 125 | 125 | 125 | 125 | 125 | 84 | - | - | - | - | - | - | -
BRT-04 | 2040-03-01 | 3 | 2040 | 2040 | WINTER | 124 | 124 | 124 | 124 | 124 | 124 | 84 | - | - | - | - | - | - | -
BRT-04 | 2040-04-01 | 4 | 2040 | 2040 | SPRING | 120 | 120 | 120 | 120 | 120 | 120 | 84 | - | - | - | - | - | - | -
BRT-04 | 2040-05-01 | 5 | 2040 | 2040 | SPRING | 115 | 115 | 115 | 117 | 117 | 117 | 84 | - | - | - | - | - | - | -
BRT-04 | 2040-06-01 | 6 | 2040 | 2040 | SUMMER | 112 | 112 | 112 | 114 | 114 | 114 | 84 | - | - | - | - | - | - | -
BRT-04 | 2040-07-01 | 7 | 2040 | 2040 | SUMMER | 112 | 112 | 112 | 114 | 114 | 114 | 84 | - | - | - | - | - | - | -
BRT-04 | 2040-08-01 | 8 | 2040 | 2040 | SUMMER | 112 | 112 | 112 | 114 | 114 | 114 | 84 | - | - | - | - | - | - | -
BRT-04 | 2040-09-01 | 9 | 2040 | 2040 | SUMMER | 118 | 118 | 118 | 120 | 120 | 120 | 84 | - | - | - | - | - | - | -
BRT-04 | 2040-10-01 | 10 | 2041 | 2040 | FALL | 121 | 121 | 121 | 121 | 121 | 121 | 84 | - | - | - | - | - | - | -
BRT-04 | 2040-11-01 | 11 | 2041 | 2040 | FALL | 125 | 125 | 125 | 125 | 125 | 125 | 84 | - | - | - | - | - | - | -
BRT-04 | 2040-12-01 | 12 | 2041 | 2040 | WINTER | 129 | 129 | 129 | 129 | 129 | 129 | 84 | - | - | - | - | - | - | -
BRT-04 | 2041-01-01 | 1 | 2041 | 2041 | WINTER | 129 | 129 | 129 | 129 | 129 | 129 | 84 | - | - | - | - | - | - | -
BRT-04 | 2041-02-01 | 2 | 2041 | 2041 | WINTER | 125 | 125 | 125 | 125 | 125 | 125 | 84 | - | - | - | - | - | - | -
BRT-04 | 2041-03-01 | 3 | 2041 | 2041 | WINTER | 124 | 124 | 124 | 124 | 124 | 124 | 84 | - | - | - | - | - | - | -
BRT-04 | 2041-04-01 | 4 | 2041 | 2041 | SPRING | 120 | 120 | 120 | 120 | 120 | 120 | 84 | - | - | - | - | - | - | -
BRT-04 | 2041-05-01 | 5 | 2041 | 2041 | SPRING | 115 | 115 | 115 | 117 | 117 | 117 | 84 | - | - | - | - | - | - | -
BRT-04 | 2041-06-01 | 6 | 2041 | 2041 | SUMMER | 112 | 112 | 112 | 114 | 114 | 114 | 84 | - | - | - | - | - | - | -
BRT-04 | 2041-07-01 | 7 | 2041 | 2041 | SUMMER | 112 | 112 | 112 | 114 | 114 | 114 | 84 | - | - | - | - | - | - | -
BRT-04 | 2041-08-01 | 8 | 2041 | 2041 | SUMMER | 112 | 112 | 112 | 114 | 114 | 114 | 84 | - | - | - | - | - | - | -
BRT-04 | 2041-09-01 | 9 | 2041 | 2041 | SUMMER | 118 | 118 | 118 | 120 | 120 | 120 | 84 | - | - | - | - | - | - | -
BRT-04 | 2041-10-01 | 10 | 2042 | 2041 | FALL | 121 | 121 | 121 | 121 | 121 | 121 | 84 | - | - | - | - | - | - | -
BRT-04 | 2041-11-01 | 11 | 2042 | 2041 | FALL | 125 | 125 | 125 | 125 | 125 | 125 | 84 | - | - | - | - | - | - | -
BRT-04 | 2041-12-01 | 12 | 2042 | 2041 | WINTER | 129 | 129 | 129 | 129 | 129 | 129 | 84 | - | - | - | - | - | - | -
BRT-04 | 2042-01-01 | 1 | 2042 | 2042 | WINTER | 129 | 129 | 129 | 129 | 129 | 129 | 84 | - | - | - | - | - | - | -
BRT-04 | 2042-02-01 | 2 | 2042 | 2042 | WINTER | 125 | 125 | 125 | 125 | 125 | 125 | 84 | - | - | - | - | - | - | -
BRT-04 | 2042-03-01 | 3 | 2042 | 2042 | WINTER | 124 | 124 | 124 | 124 | 124 | 124 | 84 | - | - | - | - | - | - | -
BRT-04 | 2042-04-01 | 4 | 2042 | 2042 | SPRING | 120 | 120 | 120 | 120 | 120 | 120 | 84 | - | - | - | - | - | - | -
BRT-04 | 2042-05-01 | 5 | 2042 | 2042 | SPRING | 115 | 115 | 115 | 117 | 117 | 117 | 84 | - | - | - | - | - | - | -
BRT-04 | 2042-06-01 | 6 | 2042 | 2042 | SUMMER | 112 | 112 | 112 | 114 | 114 | 114 | 84 | - | - | - | - | - | - | -
BRT-04 | 2042-07-01 | 7 | 2042 | 2042 | SUMMER | 112 | 112 | 112 | 114 | 114 | 114 | 84 | - | - | - | - | - | - | -
BRT-04 | 2042-08-01 | 8 | 2042 | 2042 | SUMMER | 112 | 112 | 112 | 114 | 114 | 114 | 84 | - | - | - | - | - | - | -
BRT-04 | 2042-09-01 | 9 | 2042 | 2042 | SUMMER | 118 | 118 | 118 | 120 | 120 | 120 | 84 | - | - | - | - | - | - | -
BRT-04 | 2042-10-01 | 10 | 2043 | 2042 | FALL | 121 | 121 | 121 | 121 | 121 | 121 | 84 | - | - | - | - | - | - | -
BRT-04 | 2042-11-01 | 11 | 2043 | 2042 | FALL | 125 | 125 | 125 | 125 | 125 | 125 | 84 | - | - | - | - | - | - | -
BRT-04 | 2042-12-01 | 12 | 2043 | 2042 | WINTER | 129 | 129 | 129 | 129 | 129 | 129 | 84 | - | - | - | - | - | - | -
BRT-04 | 2043-01-01 | 1 | 2043 | 2043 | WINTER | 129 | 129 | 129 | 129 | 129 | 129 | 84 | - | - | - | - | - | - | -
BRT-04 | 2043-02-01 | 2 | 2043 | 2043 | WINTER | 125 | 125 | 125 | 125 | 125 | 125 | 84 | - | - | - | - | - | - | -
BRT-04 | 2043-03-01 | 3 | 2043 | 2043 | WINTER | 124 | 124 | 124 | 124 | 124 | 124 | 84 | - | - | - | - | - | - | -
BRT-04 | 2043-04-01 | 4 | 2043 | 2043 | SPRING | 120 | 120 | 120 | 120 | 120 | 120 | 84 | - | - | - | - | - | - | -
BRT-04 | 2043-05-01 | 5 | 2043 | 2043 | SPRING | 115 | 115 | 115 | 117 | 117 | 117 | 84 | - | - | - | - | - | - | -
BRT-04 | 2043-06-01 | 6 | 2043 | 2043 | SUMMER | 112 | 112 | 112 | 114 | 114 | 114 | 84 | - | - | - | - | - | - | -
BRT-04 | 2043-07-01 | 7 | 2043 | 2043 | SUMMER | 112 | 112 | 112 | 114 | 114 | 114 | 84 | - | - | - | - | - | - | -
BRT-04 | 2043-08-01 | 8 | 2043 | 2043 | SUMMER | 112 | 112 | 112 | 114 | 114 | 114 | 84 | - | - | - | - | - | - | -
BRT-04 | 2043-09-01 | 9 | 2043 | 2043 | SUMMER | 118 | 118 | 118 | 120 | 120 | 120 | 84 | - | - | - | - | - | - | -
BRT-04 | 2043-10-01 | 10 | 2044 | 2043 | FALL | 121 | 121 | 121 | 121 | 121 | 121 | 84 | - | - | - | - | - | - | -
BRT-04 | 2043-11-01 | 11 | 2044 | 2043 | FALL | 125 | 125 | 125 | 125 | 125 | 125 | 84 | - | - | - | - | - | - | -
BRT-04 | 2043-12-01 | 12 | 2044 | 2043 | WINTER | 129 | 129 | 129 | 129 | 129 | 129 | 84 | - | - | - | - | - | - | -
BRT-04 | 2044-01-01 | 1 | 2044 | 2044 | WINTER | 129 | 129 | 129 | 129 | 129 | 129 | 84 | - | - | - | - | - | - | -
BRT-04 | 2044-02-01 | 2 | 2044 | 2044 | WINTER | 125 | 125 | 125 | 125 | 125 | 125 | 84 | - | - | - | - | - | - | -
BRT-04 | 2044-03-01 | 3 | 2044 | 2044 | WINTER | 124 | 124 | 124 | 124 | 124 | 124 | 84 | - | - | - | - | - | - | -
BRT-04 | 2044-04-01 | 4 | 2044 | 2044 | SPRING | 120 | 120 | 120 | 120 | 120 | 120 | 84 | - | - | - | - | - | - | -
BRT-04 | 2044-05-01 | 5 | 2044 | 2044 | SPRING | 115 | 115 | 115 | 117 | 117 | 117 | 84 | - | - | - | - | - | - | -
BRT-04 | 2044-06-01 | 6 | 2044 | 2044 | SUMMER | 112 | 112 | 112 | 114 | 114 | 114 | 84 | - | - | - | - | - | - | -
BRT-04 | 2044-07-01 | 7 | 2044 | 2044 | SUMMER | 112 | 112 | 112 | 114 | 114 | 114 | 84 | - | - | - | - | - | - | -
BRT-04 | 2044-08-01 | 8 | 2044 | 2044 | SUMMER | 112 | 112 | 112 | 114 | 114 | 114 | 84 | - | - | - | - | - | - | -
BRT-04 | 2044-09-01 | 9 | 2044 | 2044 | SUMMER | 118 | 118 | 118 | 120 | 120 | 120 | 84 | - | - | - | - | - | - | -
BRT-04 | 2044-10-01 | 10 | 2045 | 2044 | FALL | 121 | 121 | 121 | 121 | 121 | 121 | 84 | - | - | - | - | - | - | -
BRT-04 | 2044-11-01 | 11 | 2045 | 2044 | FALL | 125 | 125 | 125 | 125 | 125 | 125 | 84 | - | - | - | - | - | - | -
BRT-04 | 2044-12-01 | 12 | 2045 | 2044 | WINTER | 129 | 129 | 129 | 129 | 129 | 129 | 84 | - | - | - | - | - | - | -
BRT-04 | 2045-01-01 | 1 | 2045 | 2045 | WINTER | 129 | 129 | 129 | 129 | 129 | 129 | 84 | - | - | - | - | - | - | -
BRT-04 | 2045-02-01 | 2 | 2045 | 2045 | WINTER | 125 | 125 | 125 | 125 | 125 | 125 | 84 | - | - | - | - | - | - | -
BRT-04 | 2045-03-01 | 3 | 2045 | 2045 | WINTER | 124 | 124 | 124 | 124 | 124 | 124 | 84 | - | - | - | - | - | - | -
BRT-04 | 2045-04-01 | 4 | 2045 | 2045 | SPRING | 120 | 120 | 120 | 120 | 120 | 120 | 84 | - | - | - | - | - | - | -
BRT-04 | 2045-05-01 | 5 | 2045 | 2045 | SPRING | 115 | 115 | 115 | 117 | 117 | 117 | 84 | - | - | - | - | - | - | -
BRT-04 | 2045-06-01 | 6 | 2045 | 2045 | SUMMER | 112 | 112 | 112 | 114 | 114 | 114 | 84 | - | - | - | - | - | - | -
BRT-04 | 2045-07-01 | 7 | 2045 | 2045 | SUMMER | 112 | 112 | 112 | 114 | 114 | 114 | 84 | - | - | - | - | - | - | -
BRT-04 | 2045-08-01 | 8 | 2045 | 2045 | SUMMER | 112 | 112 | 112 | 114 | 114 | 114 | 84 | - | - | - | - | - | - | -
BRT-04 | 2045-09-01 | 9 | 2045 | 2045 | SUMMER | 118 | 118 | 118 | 120 | 120 | 120 | 84 | - | - | - | - | - | - | -
BRT-04 | 2045-10-01 | 10 | 2046 | 2045 | FALL | 121 | 121 | 121 | 121 | 121 | 121 | 84 | - | - | - | - | - | - | -
BRT-04 | 2045-11-01 | 11 | 2046 | 2045 | FALL | 125 | 125 | 125 | 125 | 125 | 125 | 84 | - | - | - | - | - | - | -
BRT-04 | 2045-12-01 | 12 | 2046 | 2045 | WINTER | 129 | 129 | 129 | 129 | 129 | 129 | 84 | - | - | - | - | - | - | -
BRT-04 | 2046-01-01 | 1 | 2046 | 2046 | WINTER | 129 | 129 | 129 | 129 | 129 | 129 | 84 | - | - | - | - | - | - | -
BRT-04 | 2046-02-01 | 2 | 2046 | 2046 | WINTER | 125 | 125 | 125 | 125 | 125 | 125 | 84 | - | - | - | - | - | - | -
BRT-04 | 2046-03-01 | 3 | 2046 | 2046 | WINTER | 124 | 124 | 124 | 124 | 124 | 124 | 84 | - | - | - | - | - | - | -
BRT-04 | 2046-04-01 | 4 | 2046 | 2046 | SPRING | 120 | 120 | 120 | 120 | 120 | 120 | 84 | - | - | - | - | - | - | -
BRT-04 | 2046-05-01 | 5 | 2046 | 2046 | SPRING | 115 | 115 | 115 | 117 | 117 | 117 | 84 | - | - | - | - | - | - | -
BRT-04 | 2046-06-01 | 6 | 2046 | 2046 | SUMMER | 112 | 112 | 112 | 114 | 114 | 114 | 84 | - | - | - | - | - | - | -
BRT-04 | 2046-07-01 | 7 | 2046 | 2046 | SUMMER | 112 | 112 | 112 | 114 | 114 | 114 | 84 | - | - | - | - | - | - | -
BRT-04 | 2046-08-01 | 8 | 2046 | 2046 | SUMMER | 112 | 112 | 112 | 114 | 114 | 114 | 84 | - | - | - | - | - | - | -
BRT-04 | 2046-09-01 | 9 | 2046 | 2046 | SUMMER | 118 | 118 | 118 | 120 | 120 | 120 | 84 | - | - | - | - | - | - | -
BRT-04 | 2046-10-01 | 10 | 2047 | 2046 | FALL | 121 | 121 | 121 | 121 | 121 | 121 | 84 | - | - | - | - | - | - | -
BRT-04 | 2046-11-01 | 11 | 2047 | 2046 | FALL | 125 | 125 | 125 | 125 | 125 | 125 | 84 | - | - | - | - | - | - | -
BRT-04 | 2046-12-01 | 12 | 2047 | 2046 | WINTER | 129 | 129 | 129 | 129 | 129 | 129 | 84 | - | - | - | - | - | - | -
BRT-04 | 2047-01-01 | 1 | 2047 | 2047 | WINTER | 129 | 129 | 129 | 129 | 129 | 129 | 84 | - | - | - | - | - | - | -
BRT-04 | 2047-02-01 | 2 | 2047 | 2047 | WINTER | 125 | 125 | 125 | 125 | 125 | 125 | 84 | - | - | - | - | - | - | -
BRT-04 | 2047-03-01 | 3 | 2047 | 2047 | WINTER | 124 | 124 | 124 | 124 | 124 | 124 | 84 | - | - | - | - | - | - | -
BRT-04 | 2047-04-01 | 4 | 2047 | 2047 | SPRING | 120 | 120 | 120 | 120 | 120 | 120 | 84 | - | - | - | - | - | - | -
BRT-04 | 2047-05-01 | 5 | 2047 | 2047 | SPRING | 115 | 115 | 115 | 117 | 117 | 117 | 84 | - | - | - | - | - | - | -
BRT-04 | 2047-06-01 | 6 | 2047 | 2047 | SUMMER | 112 | 112 | 112 | 114 | 114 | 114 | 84 | - | - | - | - | - | - | -
BRT-04 | 2047-07-01 | 7 | 2047 | 2047 | SUMMER | 112 | 112 | 112 | 114 | 114 | 114 | 84 | - | - | - | - | - | - | -
BRT-04 | 2047-08-01 | 8 | 2047 | 2047 | SUMMER | 112 | 112 | 112 | 114 | 114 | 114 | 84 | - | - | - | - | - | - | -
BRT-04 | 2047-09-01 | 9 | 2047 | 2047 | SUMMER | 118 | 118 | 118 | 120 | 120 | 120 | 84 | - | - | - | - | - | - | -
COT-01 | 2016-10-01 | 10 | 2017 | 2016 | FALL | 53 | 53 | 53 | 53 | 53 | 53 | 10 | 52 | 52 | 52 | 52 | 52 | 52 | 10
COT-01 | 2016-11-01 | 11 | 2017 | 2016 | FALL | 56 | 56 | 56 | 56 | 56 | 56 | 10 | 54 | 54 | 54 | 54 | 54 | 54 | 10
COT-01 | 2016-12-01 | 12 | 2017 | 2016 | WINTER | 61 | 61 | 61 | 61 | 61 | 61 | 10 | 56 | 56 | 56 | 56 | 56 | 56 | 10
COT-01 | 2017-01-01 | 1 | 2017 | 2017 | WINTER | 61 | 61 | 61 | 61 | 61 | 61 | 10 | 56 | 56 | 56 | 56 | 56 | 56 | 10
COT-01 | 2017-02-01 | 2 | 2017 | 2017 | WINTER | 59 | 59 | 59 | 59 | 59 | 59 | 10 | 55 | 55 | 55 | 55 | 55 | 55 | 10
COT-01 | 2017-03-01 | 3 | 2017 | 2017 | WINTER | 56 | 56 | 56 | 56 | 56 | 56 | 10 | 54 | 54 | 54 | 54 | 54 | 54 | 10
COT-01 | 2017-04-01 | 4 | 2017 | 2017 | SPRING | 53 | 53 | 53 | 53 | 53 | 53 | 10 | 52 | 52 | 52 | 52 | 52 | 52 | 10
COT-01 | 2017-05-01 | 5 | 2017 | 2017 | SPRING | 49 | 49 | 49 | 49 | 49 | 49 | 10 | 50 | 50 | 50 | 50 | 50 | 50 | 10
COT-01 | 2017-06-01 | 6 | 2017 | 2017 | SUMMER | 45 | 45 | 45 | 45 | 45 | 45 | 10 | 49 | 49 | 49 | 49 | 49 | 49 | 10
COT-01 | 2017-07-01 | 7 | 2017 | 2017 | SUMMER | 45 | 45 | 45 | 45 | 45 | 45 | 10 | 48 | 48 | 48 | 48 | 48 | 48 | 10
COT-01 | 2017-08-01 | 8 | 2017 | 2017 | SUMMER | 45 | 45 | 45 | 45 | 45 | 45 | 10 | 48 | 48 | 48 | 48 | 48 | 48 | 10
COT-01 | 2017-09-01 | 9 | 2017 | 2017 | SUMMER | 49 | 49 | 49 | 49 | 49 | 49 | 10 | 49 | 49 | 49 | 49 | 49 | 49 | 10
COT-01 | 2017-10-01 | 10 | 2018 | 2017 | FALL | 53 | 53 | 53 | 53 | 53 | 53 | 10 | 52 | 52 | 52 | 52 | 52 | 52 | 10
COT-01 | 2017-11-01 | 11 | 2018 | 2017 | FALL | 56 | 56 | 56 | 56 | 56 | 56 | 10 | 54 | 54 | 54 | 54 | 54 | 54 | 10
COT-01 | 2017-12-01 | 12 | 2018 | 2017 | WINTER | 61 | 61 | 61 | 61 | 61 | 61 | 10 | 56 | 56 | 56 | 56 | 56 | 56 | 10
COT-01 | 2018-01-01 | 1 | 2018 | 2018 | WINTER | 61 | 61 | 61 | 61 | 61 | 61 | 10 | 56 | 56 | 56 | 56 | 56 | 56 | 10
COT-01 | 2018-02-01 | 2 | 2018 | 2018 | WINTER | 59 | 59 | 59 | 59 | 59 | 59 | 10 | 55 | 55 | 55 | 55 | 55 | 55 | 10
COT-01 | 2018-03-01 | 3 | 2018 | 2018 | WINTER | 56 | 56 | 56 | 56 | 56 | 56 | 10 | 54 | 54 | 54 | 54 | 54 | 54 | 10
COT-01 | 2018-04-01 | 4 | 2018 | 2018 | SPRING | 53 | 53 | 53 | 53 | 53 | 53 | 10 | 52 | 52 | 52 | 52 | 52 | 52 | 10
COT-01 | 2018-05-01 | 5 | 2018 | 2018 | SPRING | 49 | 49 | 49 | 49 | 49 | 49 | 10 | 50 | 50 | 50 | 50 | 50 | 50 | 10
COT-01 | 2018-06-01 | 6 | 2018 | 2018 | SUMMER | 45 | 45 | 45 | 45 | 45 | 45 | 10 | 49 | 49 | 49 | 49 | 49 | 49 | 10
COT-01 | 2018-07-01 | 7 | 2018 | 2018 | SUMMER | 45 | 45 | 45 | 45 | 45 | 45 | 10 | 48 | 48 | 48 | 48 | 48 | 48 | 10
COT-01 | 2018-08-01 | 8 | 2018 | 2018 | SUMMER | 45 | 45 | 45 | 45 | 45 | 45 | 10 | 48 | 48 | 48 | 48 | 48 | 48 | 10
COT-01 | 2018-09-01 | 9 | 2018 | 2018 | SUMMER | 49 | 49 | 49 | 49 | 49 | 49 | 10 | 49 | 49 | 49 | 49 | 49 | 49 | 10
COT-01 | 2018-10-01 | 10 | 2019 | 2018 | FALL | 53 | 53 | 53 | 53 | 53 | 53 | 10 | 52 | 52 | 52 | 52 | 52 | 52 | 10
COT-01 | 2018-11-01 | 11 | 2019 | 2018 | FALL | 56 | 56 | 56 | 56 | 56 | 56 | 10 | 54 | 54 | 54 | 54 | 54 | 54 | 10
COT-01 | 2018-12-01 | 12 | 2019 | 2018 | WINTER | 61 | 61 | 61 | 61 | 61 | 61 | 10 | 56 | 56 | 56 | 56 | 56 | 56 | 10
COT-01 | 2019-01-01 | 1 | 2019 | 2019 | WINTER | 61 | 61 | 61 | 61 | 61 | 61 | 10 | 56 | 56 | 56 | 56 | 56 | 56 | 10
COT-01 | 2019-02-01 | 2 | 2019 | 2019 | WINTER | 59 | 59 | 59 | 59 | 59 | 59 | 10 | 55 | 55 | 55 | 55 | 55 | 55 | 10
COT-01 | 2019-03-01 | 3 | 2019 | 2019 | WINTER | 56 | 56 | 56 | 56 | 56 | 56 | 10 | 54 | 54 | 54 | 54 | 54 | 54 | 10
COT-01 | 2019-04-01 | 4 | 2019 | 2019 | SPRING | 53 | 53 | 53 | 53 | 53 | 53 | 10 | 52 | 52 | 52 | 52 | 52 | 52 | 10
COT-01 | 2019-05-01 | 5 | 2019 | 2019 | SPRING | 49 | 49 | 49 | 49 | 49 | 49 | 10 | 50 | 50 | 50 | 50 | 50 | 50 | 10
COT-01 | 2019-06-01 | 6 | 2019 | 2019 | SUMMER | 45 | 45 | 45 | 45 | 45 | 45 | 10 | 49 | 49 | 49 | 49 | 49 | 49 | 10
COT-01 | 2019-07-01 | 7 | 2019 | 2019 | SUMMER | 45 | 45 | 45 | 45 | 45 | 45 | 10 | 48 | 48 | 48 | 48 | 48 | 48 | 10
COT-01 | 2019-08-01 | 8 | 2019 | 2019 | SUMMER | 45 | 45 | 45 | 45 | 45 | 45 | 10 | 48 | 48 | 48 | 48 | 48 | 48 | 10
COT-01 | 2019-09-01 | 9 | 2019 | 2019 | SUMMER | 49 | 49 | 49 | 49 | 49 | 49 | 10 | 49 | 49 | 49 | 49 | 49 | 49 | 10
COT-01 | 2019-10-01 | 10 | 2020 | 2019 | FALL | 53 | 53 | 53 | 53 | 53 | 53 | 10 | 52 | 52 | 52 | 52 | 52 | 52 | 10
COT-01 | 2019-11-01 | 11 | 2020 | 2019 | FALL | 56 | 56 | 56 | 56 | 56 | 56 | 10 | 54 | 54 | 54 | 54 | 54 | 54 | 10
COT-01 | 2019-12-01 | 12 | 2020 | 2019 | WINTER | 61 | 61 | 61 | 61 | 61 | 61 | 10 | 56 | 56 | 56 | 56 | 56 | 56 | 10
COT-01 | 2020-01-01 | 1 | 2020 | 2020 | WINTER | 61 | 61 | 61 | 61 | 61 | 61 | 10 | 56 | 56 | 56 | 56 | 56 | 56 | 10
COT-01 | 2020-02-01 | 2 | 2020 | 2020 | WINTER | 59 | 59 | 59 | 59 | 59 | 59 | 10 | 55 | 55 | 55 | 55 | 55 | 55 | 10
COT-01 | 2020-03-01 | 3 | 2020 | 2020 | WINTER | 56 | 56 | 56 | 56 | 56 | 56 | 10 | 54 | 54 | 54 | 54 | 54 | 54 | 10
COT-01 | 2020-04-01 | 4 | 2020 | 2020 | SPRING | 53 | 53 | 53 | 53 | 53 | 53 | 10 | 52 | 52 | 52 | 52 | 52 | 52 | 10
COT-01 | 2020-05-01 | 5 | 2020 | 2020 | SPRING | 49 | 49 | 49 | 49 | 49 | 49 | 10 | 50 | 50 | 50 | 50 | 50 | 50 | 10
COT-01 | 2020-06-01 | 6 | 2020 | 2020 | SUMMER | 45 | 45 | 45 | 45 | 45 | 45 | 10 | 49 | 49 | 49 | 49 | 49 | 49 | 10
COT-01 | 2020-07-01 | 7 | 2020 | 2020 | SUMMER | 45 | 45 | 45 | 45 | 45 | 45 | 10 | 48 | 48 | 48 | 48 | 48 | 48 | 10
COT-01 | 2020-08-01 | 8 | 2020 | 2020 | SUMMER | 45 | 45 | 45 | 45 | 45 | 45 | 10 | 48 | 48 | 48 | 48 | 48 | 48 | 10
COT-01 | 2020-09-01 | 9 | 2020 | 2020 | SUMMER | 49 | 49 | 49 | 49 | 49 | 49 | 10 | 49 | 49 | 49 | 49 | 49 | 49 | 10
COT-01 | 2020-10-01 | 10 | 2021 | 2020 | FALL | 53 | 53 | 53 | 53 | 53 | 53 | 10 | 52 | 52 | 52 | 52 | 52 | 52 | 10
COT-01 | 2020-11-01 | 11 | 2021 | 2020 | FALL | 56 | 56 | 56 | 56 | 56 | 56 | 10 | 54 | 54 | 54 | 54 | 54 | 54 | 10
COT-01 | 2020-12-01 | 12 | 2021 | 2020 | WINTER | 61 | 61 | 61 | 61 | 61 | 61 | 10 | 56 | 56 | 56 | 56 | 56 | 56 | 10
COT-01 | 2021-01-01 | 1 | 2021 | 2021 | WINTER | 61 | 61 | 61 | 61 | 61 | 61 | 10 | 56 | 56 | 56 | 56 | 56 | 56 | 10
COT-01 | 2021-02-01 | 2 | 2021 | 2021 | WINTER | 59 | 59 | 59 | 59 | 59 | 59 | 10 | 55 | 55 | 55 | 55 | 55 | 55 | 10
COT-01 | 2021-03-01 | 3 | 2021 | 2021 | WINTER | 56 | 56 | 56 | 56 | 56 | 56 | 10 | 54 | 54 | 54 | 54 | 54 | 54 | 10
COT-01 | 2021-04-01 | 4 | 2021 | 2021 | SPRING | 53 | 53 | 53 | 53 | 53 | 53 | 10 | 52 | 52 | 52 | 52 | 52 | 52 | 10
COT-01 | 2021-05-01 | 5 | 2021 | 2021 | SPRING | 49 | 49 | 49 | 49 | 49 | 49 | 10 | 50 | 50 | 50 | 50 | 50 | 50 | 10
COT-01 | 2021-06-01 | 6 | 2021 | 2021 | SUMMER | 45 | 45 | 45 | 45 | 45 | 45 | 10 | 49 | 49 | 49 | 49 | 49 | 49 | 10
COT-01 | 2021-07-01 | 7 | 2021 | 2021 | SUMMER | 45 | 45 | 45 | 45 | 45 | 45 | 10 | 48 | 48 | 48 | 48 | 48 | 48 | 10
COT-01 | 2021-08-01 | 8 | 2021 | 2021 | SUMMER | 45 | 45 | 45 | 45 | 45 | 45 | 10 | 48 | 48 | 48 | 48 | 48 | 48 | 10
COT-01 | 2021-09-01 | 9 | 2021 | 2021 | SUMMER | 49 | 49 | 49 | 49 | 49 | 49 | 10 | 49 | 49 | 49 | 49 | 49 | 49 | 10
COT-01 | 2021-10-01 | 10 | 2022 | 2021 | FALL | 53 | 53 | 53 | 53 | 53 | 53 | 10 | 52 | 52 | 52 | 52 | 52 | 52 | 10
COT-01 | 2021-11-01 | 11 | 2022 | 2021 | FALL | 56 | 56 | 56 | 56 | 56 | 56 | 10 | 54 | 54 | 54 | 54 | 54 | 54 | 10
COT-01 | 2021-12-01 | 12 | 2022 | 2021 | WINTER | 61 | 61 | 61 | 61 | 61 | 61 | 10 | 56 | 56 | 56 | 56 | 56 | 56 | 10
COT-01 | 2022-01-01 | 1 | 2022 | 2022 | WINTER | 61 | 61 | 61 | 61 | 61 | 61 | 10 | 56 | 56 | 56 | 56 | 56 | 56 | 10
COT-01 | 2022-02-01 | 2 | 2022 | 2022 | WINTER | 59 | 59 | 59 | 59 | 59 | 59 | 10 | 55 | 55 | 55 | 55 | 55 | 55 | 10
COT-01 | 2022-03-01 | 3 | 2022 | 2022 | WINTER | 56 | 56 | 56 | 56 | 56 | 56 | 10 | 54 | 54 | 54 | 54 | 54 | 54 | 10
COT-01 | 2022-04-01 | 4 | 2022 | 2022 | SPRING | 53 | 53 | 53 | 53 | 53 | 53 | 10 | 52 | 52 | 52 | 52 | 52 | 52 | 10
COT-01 | 2022-05-01 | 5 | 2022 | 2022 | SPRING | 49 | 49 | 49 | 49 | 49 | 49 | 10 | 50 | 50 | 50 | 50 | 50 | 50 | 10
COT-01 | 2022-06-01 | 6 | 2022 | 2022 | SUMMER | 45 | 45 | 45 | 45 | 45 | 45 | 10 | 49 | 49 | 49 | 49 | 49 | 49 | 10
COT-01 | 2022-07-01 | 7 | 2022 | 2022 | SUMMER | 45 | 45 | 45 | 45 | 45 | 45 | 10 | 48 | 48 | 48 | 48 | 48 | 48 | 10
COT-01 | 2022-08-01 | 8 | 2022 | 2022 | SUMMER | 45 | 45 | 45 | 45 | 45 | 45 | 10 | 48 | 48 | 48 | 48 | 48 | 48 | 10
COT-01 | 2022-09-01 | 9 | 2022 | 2022 | SUMMER | 49 | 49 | 49 | 49 | 49 | 49 | 10 | 49 | 49 | 49 | 49 | 49 | 49 | 10
COT-01 | 2022-10-01 | 10 | 2023 | 2022 | FALL | 53 | 53 | 53 | 53 | 53 | 53 | 10 | 52 | 52 | 52 | 52 | 52 | 52 | 10
COT-01 | 2022-11-01 | 11 | 2023 | 2022 | FALL | 56 | 56 | 56 | 56 | 56 | 56 | 10 | 54 | 54 | 54 | 54 | 54 | 54 | 10
COT-01 | 2022-12-01 | 12 | 2023 | 2022 | WINTER | 61 | 61 | 61 | 61 | 61 | 61 | 10 | 56 | 56 | 56 | 56 | 56 | 56 | 10
COT-01 | 2023-01-01 | 1 | 2023 | 2023 | WINTER | 61 | 61 | 61 | 61 | 61 | 61 | 10 | 56 | 56 | 56 | 56 | 56 | 56 | 10
COT-01 | 2023-02-01 | 2 | 2023 | 2023 | WINTER | 59 | 59 | 59 | 59 | 59 | 59 | 10 | 55 | 55 | 55 | 55 | 55 | 55 | 10
COT-01 | 2023-03-01 | 3 | 2023 | 2023 | WINTER | 56 | 56 | 56 | 56 | 56 | 56 | 10 | 54 | 54 | 54 | 54 | 54 | 54 | 10
COT-01 | 2023-04-01 | 4 | 2023 | 2023 | SPRING | 53 | 53 | 53 | 53 | 53 | 53 | 10 | 52 | 52 | 52 | 52 | 52 | 52 | 10
COT-01 | 2023-05-01 | 5 | 2023 | 2023 | SPRING | 49 | 49 | 49 | 49 | 49 | 49 | 10 | 50 | 50 | 50 | 50 | 50 | 50 | 10
COT-01 | 2023-06-01 | 6 | 2023 | 2023 | SUMMER | 45 | 45 | 45 | 45 | 45 | 45 | 10 | 49 | 49 | 49 | 49 | 49 | 49 | 10
COT-01 | 2023-07-01 | 7 | 2023 | 2023 | SUMMER | 45 | 45 | 45 | 45 | 45 | 45 | 10 | 48 | 48 | 48 | 48 | 48 | 48 | 10
COT-01 | 2023-08-01 | 8 | 2023 | 2023 | SUMMER | 45 | 45 | 45 | 45 | 45 | 45 | 10 | 48 | 48 | 48 | 48 | 48 | 48 | 10
COT-01 | 2023-09-01 | 9 | 2023 | 2023 | SUMMER | 49 | 49 | 49 | 49 | 49 | 49 | 10 | 49 | 49 | 49 | 49 | 49 | 49 | 10
COT-01 | 2023-10-01 | 10 | 2024 | 2023 | FALL | 53 | 53 | 53 | 53 | 53 | 53 | 10 | 52 | 52 | 52 | 52 | 52 | 52 | 10
COT-01 | 2023-11-01 | 11 | 2024 | 2023 | FALL | 56 | 56 | 56 | 56 | 56 | 56 | 10 | 54 | 54 | 54 | 54 | 54 | 54 | 10
COT-01 | 2023-12-01 | 12 | 2024 | 2023 | WINTER | 61 | 61 | 61 | 61 | 61 | 61 | 10 | 56 | 56 | 56 | 56 | 56 | 56 | 10
COT-01 | 2024-01-01 | 1 | 2024 | 2024 | WINTER | 61 | 61 | 61 | 61 | 61 | 61 | 10 | 56 | 56 | 56 | 56 | 56 | 56 | 10
COT-01 | 2024-02-01 | 2 | 2024 | 2024 | WINTER | 59 | 59 | 59 | 59 | 59 | 59 | 10 | 55 | 55 | 55 | 55 | 55 | 55 | 10
COT-01 | 2024-03-01 | 3 | 2024 | 2024 | WINTER | 56 | 56 | 56 | 56 | 56 | 56 | 10 | 54 | 54 | 54 | 54 | 54 | 54 | 10
COT-01 | 2024-04-01 | 4 | 2024 | 2024 | SPRING | 53 | 53 | 53 | 53 | 53 | 53 | 10 | 52 | 52 | 52 | 52 | 52 | 52 | 10
COT-01 | 2024-05-01 | 5 | 2024 | 2024 | SPRING | 49 | 49 | 49 | 49 | 49 | 49 | 10 | 50 | 50 | 50 | 50 | 50 | 50 | 10
COT-01 | 2024-06-01 | 6 | 2024 | 2024 | SUMMER | 45 | 45 | 45 | 45 | 45 | 45 | 10 | 49 | 49 | 49 | 49 | 49 | 49 | 10
COT-01 | 2024-07-01 | 7 | 2024 | 2024 | SUMMER | 45 | 45 | 45 | 45 | 45 | 45 | 10 | 48 | 48 | 48 | 48 | 48 | 48 | 10
COT-01 | 2024-08-01 | 8 | 2024 | 2024 | SUMMER | 45 | 45 | 45 | 45 | 45 | 45 | 10 | 48 | 48 | 48 | 48 | 48 | 48 | 10
COT-01 | 2024-09-01 | 9 | 2024 | 2024 | SUMMER | 49 | 49 | 49 | 49 | 49 | 49 | 10 | 49 | 49 | 49 | 49 | 49 | 49 | 10
COT-01 | 2024-10-01 | 10 | 2025 | 2024 | FALL | 53 | 53 | 53 | 53 | 53 | 53 | 10 | 52 | 52 | 52 | 52 | 52 | 52 | 10
COT-01 | 2024-11-01 | 11 | 2025 | 2024 | FALL | 56 | 56 | 56 | 56 | 56 | 56 | 10 | 54 | 54 | 54 | 54 | 54 | 54 | 10
COT-01 | 2024-12-01 | 12 | 2025 | 2024 | WINTER | 61 | 61 | 61 | 61 | 61 | 61 | 10 | 56 | 56 | 56 | 56 | 56 | 56 | 10
COT-01 | 2025-01-01 | 1 | 2025 | 2025 | WINTER | 61 | 61 | 61 | 61 | 61 | 61 | 10 | 56 | 56 | 56 | 56 | 56 | 56 | 10
COT-01 | 2025-02-01 | 2 | 2025 | 2025 | WINTER | 59 | 59 | 59 | 59 | 59 | 59 | 10 | 55 | 55 | 55 | 55 | 55 | 55 | 10
COT-01 | 2025-03-01 | 3 | 2025 | 2025 | WINTER | 56 | 56 | 56 | 56 | 56 | 56 | 10 | 54 | 54 | 54 | 54 | 54 | 54 | 10
COT-01 | 2025-04-01 | 4 | 2025 | 2025 | SPRING | 53 | 53 | 53 | 53 | 53 | 53 | 10 | 52 | 52 | 52 | 52 | 52 | 52 | 10
COT-01 | 2025-05-01 | 5 | 2025 | 2025 | SPRING | 49 | 49 | 49 | 49 | 49 | 49 | 10 | 50 | 50 | 50 | 50 | 50 | 50 | 10
COT-01 | 2025-06-01 | 6 | 2025 | 2025 | SUMMER | 45 | 45 | 45 | 45 | 45 | 45 | 10 | 49 | 49 | 49 | 49 | 49 | 49 | 10
COT-01 | 2025-07-01 | 7 | 2025 | 2025 | SUMMER | 45 | 45 | 45 | 45 | 45 | 45 | 10 | 48 | 48 | 48 | 48 | 48 | 48 | 10
COT-01 | 2025-08-01 | 8 | 2025 | 2025 | SUMMER | 45 | 45 | 45 | 45 | 45 | 45 | 10 | 48 | 48 | 48 | 48 | 48 | 48 | 10
COT-01 | 2025-09-01 | 9 | 2025 | 2025 | SUMMER | 49 | 49 | 49 | 49 | 49 | 49 | 10 | 49 | 49 | 49 | 49 | 49 | 49 | 10
COT-01 | 2025-10-01 | 10 | 2026 | 2025 | FALL | 53 | 53 | 53 | 53 | 53 | 53 | 10 | 52 | 52 | 52 | 52 | 52 | 52 | 10
COT-01 | 2025-11-01 | 11 | 2026 | 2025 | FALL | 56 | 56 | 56 | 56 | 56 | 56 | 10 | 54 | 54 | 54 | 54 | 54 | 54 | 10
COT-01 | 2025-12-01 | 12 | 2026 | 2025 | WINTER | 61 | 61 | 61 | 61 | 61 | 61 | 10 | 56 | 56 | 56 | 56 | 56 | 56 | 10
COT-01 | 2026-01-01 | 1 | 2026 | 2026 | WINTER | 61 | 61 | 61 | 61 | 61 | 61 | 10 | 56 | 56 | 56 | 56 | 56 | 56 | 10
COT-01 | 2026-02-01 | 2 | 2026 | 2026 | WINTER | 59 | 59 | 59 | 59 | 59 | 59 | 10 | 55 | 55 | 55 | 55 | 55 | 55 | 10
COT-01 | 2026-03-01 | 3 | 2026 | 2026 | WINTER | 56 | 56 | 56 | 56 | 56 | 56 | 10 | 54 | 54 | 54 | 54 | 54 | 54 | 10
COT-01 | 2026-04-01 | 4 | 2026 | 2026 | SPRING | 53 | 53 | 53 | 53 | 53 | 53 | 10 | 52 | 52 | 52 | 52 | 52 | 52 | 10
COT-01 | 2026-05-01 | 5 | 2026 | 2026 | SPRING | 49 | 49 | 49 | 49 | 49 | 49 | 10 | 50 | 50 | 50 | 50 | 50 | 50 | 10
COT-01 | 2026-06-01 | 6 | 2026 | 2026 | SUMMER | 45 | 45 | 45 | 45 | 45 | 45 | 10 | 49 | 49 | 49 | 49 | 49 | 49 | 10
COT-01 | 2026-07-01 | 7 | 2026 | 2026 | SUMMER | 45 | 45 | 45 | 45 | 45 | 45 | 10 | 48 | 48 | 48 | 48 | 48 | 48 | 10
COT-01 | 2026-08-01 | 8 | 2026 | 2026 | SUMMER | 45 | 45 | 45 | 45 | 45 | 45 | 10 | 48 | 48 | 48 | 48 | 48 | 48 | 10
COT-01 | 2026-09-01 | 9 | 2026 | 2026 | SUMMER | 49 | 49 | 49 | 49 | 49 | 49 | 10 | 49 | 49 | 49 | 49 | 49 | 49 | 10
COT-01 | 2026-10-01 | 10 | 2027 | 2026 | FALL | 53 | 53 | 53 | 53 | 53 | 53 | 10 | 52 | 52 | 52 | 52 | 52 | 52 | 10
COT-01 | 2026-11-01 | 11 | 2027 | 2026 | FALL | 56 | 56 | 56 | 56 | 56 | 56 | 10 | 54 | 54 | 54 | 54 | 54 | 54 | 10
COT-01 | 2026-12-01 | 12 | 2027 | 2026 | WINTER | 61 | 61 | 61 | 61 | 61 | 61 | 10 | 56 | 56 | 56 | 56 | 56 | 56 | 10
COT-01 | 2027-01-01 | 1 | 2027 | 2027 | WINTER | 61 | 61 | 61 | 61 | 61 | 61 | 10 | 56 | 56 | 56 | 56 | 56 | 56 | 10
COT-01 | 2027-02-01 | 2 | 2027 | 2027 | WINTER | 59 | 59 | 59 | 59 | 59 | 59 | 10 | 55 | 55 | 55 | 55 | 55 | 55 | 10
COT-01 | 2027-03-01 | 3 | 2027 | 2027 | WINTER | 56 | 56 | 56 | 56 | 56 | 56 | 10 | 54 | 54 | 54 | 54 | 54 | 54 | 10
COT-01 | 2027-04-01 | 4 | 2027 | 2027 | SPRING | 53 | 53 | 53 | 53 | 53 | 53 | 10 | 52 | 52 | 52 | 52 | 52 | 52 | 10
COT-01 | 2027-05-01 | 5 | 2027 | 2027 | SPRING | 49 | 49 | 49 | 49 | 49 | 49 | 10 | 50 | 50 | 50 | 50 | 50 | 50 | 10
COT-01 | 2027-06-01 | 6 | 2027 | 2027 | SUMMER | 45 | 45 | 45 | 45 | 45 | 45 | 10 | 49 | 49 | 49 | 49 | 49 | 49 | 10
COT-01 | 2027-07-01 | 7 | 2027 | 2027 | SUMMER | 45 | 45 | 45 | 45 | 45 | 45 | 10 | 48 | 48 | 48 | 48 | 48 | 48 | 10
COT-01 | 2027-08-01 | 8 | 2027 | 2027 | SUMMER | 45 | 45 | 45 | 45 | 45 | 45 | 10 | 48 | 48 | 48 | 48 | 48 | 48 | 10
COT-01 | 2027-09-01 | 9 | 2027 | 2027 | SUMMER | 49 | 49 | 49 | 49 | 49 | 49 | 10 | 49 | 49 | 49 | 49 | 49 | 49 | 10
COT-01 | 2027-10-01 | 10 | 2028 | 2027 | FALL | 53 | 53 | 53 | 53 | 53 | 53 | 10 | 52 | 52 | 52 | 52 | 52 | 52 | 10
COT-01 | 2027-11-01 | 11 | 2028 | 2027 | FALL | 56 | 56 | 56 | 56 | 56 | 56 | 10 | 54 | 54 | 54 | 54 | 54 | 54 | 10
COT-01 | 2027-12-01 | 12 | 2028 | 2027 | WINTER | 61 | 61 | 61 | 61 | 61 | 61 | 10 | 56 | 56 | 56 | 56 | 56 | 56 | 10
COT-01 | 2028-01-01 | 1 | 2028 | 2028 | WINTER | 61 | 61 | 61 | 61 | 61 | 61 | 10 | 56 | 56 | 56 | 56 | 56 | 56 | 10
COT-01 | 2028-02-01 | 2 | 2028 | 2028 | WINTER | 59 | 59 | 59 | 59 | 59 | 59 | 10 | 55 | 55 | 55 | 55 | 55 | 55 | 10
COT-01 | 2028-03-01 | 3 | 2028 | 2028 | WINTER | 56 | 56 | 56 | 56 | 56 | 56 | 10 | 54 | 54 | 54 | 54 | 54 | 54 | 10
COT-01 | 2028-04-01 | 4 | 2028 | 2028 | SPRING | 53 | 53 | 53 | 53 | 53 | 53 | 10 | 52 | 52 | 52 | 52 | 52 | 52 | 10
COT-01 | 2028-05-01 | 5 | 2028 | 2028 | SPRING | 49 | 49 | 49 | 49 | 49 | 49 | 10 | 50 | 50 | 50 | 50 | 50 | 50 | 10
COT-01 | 2028-06-01 | 6 | 2028 | 2028 | SUMMER | 45 | 45 | 45 | 45 | 45 | 45 | 10 | 49 | 49 | 49 | 49 | 49 | 49 | 10
COT-01 | 2028-07-01 | 7 | 2028 | 2028 | SUMMER | 45 | 45 | 45 | 45 | 45 | 45 | 10 | 48 | 48 | 48 | 48 | 48 | 48 | 10
COT-01 | 2028-08-01 | 8 | 2028 | 2028 | SUMMER | 45 | 45 | 45 | 45 | 45 | 45 | 10 | 48 | 48 | 48 | 48 | 48 | 48 | 10
COT-01 | 2028-09-01 | 9 | 2028 | 2028 | SUMMER | 49 | 49 | 49 | 49 | 49 | 49 | 10 | 49 | 49 | 49 | 49 | 49 | 49 | 10
COT-01 | 2028-10-01 | 10 | 2029 | 2028 | FALL | 53 | 53 | 53 | 53 | 53 | 53 | 10 | 52 | 52 | 52 | 52 | 52 | 52 | 10
COT-01 | 2028-11-01 | 11 | 2029 | 2028 | FALL | 56 | 56 | 56 | 56 | 56 | 56 | 10 | 54 | 54 | 54 | 54 | 54 | 54 | 10
COT-01 | 2028-12-01 | 12 | 2029 | 2028 | WINTER | 61 | 61 | 61 | 61 | 61 | 61 | 10 | 56 | 56 | 56 | 56 | 56 | 56 | 10
COT-01 | 2029-01-01 | 1 | 2029 | 2029 | WINTER | 61 | 61 | 61 | 61 | 61 | 61 | 10 | 56 | 56 | 56 | 56 | 56 | 56 | 10
COT-01 | 2029-02-01 | 2 | 2029 | 2029 | WINTER | 59 | 59 | 59 | 59 | 59 | 59 | 10 | 55 | 55 | 55 | 55 | 55 | 55 | 10
COT-01 | 2029-03-01 | 3 | 2029 | 2029 | WINTER | 56 | 56 | 56 | 56 | 56 | 56 | 10 | 54 | 54 | 54 | 54 | 54 | 54 | 10
COT-01 | 2029-04-01 | 4 | 2029 | 2029 | SPRING | 53 | 53 | 53 | 53 | 53 | 53 | 10 | 52 | 52 | 52 | 52 | 52 | 52 | 10
COT-01 | 2029-05-01 | 5 | 2029 | 2029 | SPRING | 49 | 49 | 49 | 49 | 49 | 49 | 10 | 50 | 50 | 50 | 50 | 50 | 50 | 10
COT-01 | 2029-06-01 | 6 | 2029 | 2029 | SUMMER | 45 | 45 | 45 | 45 | 45 | 45 | 10 | 49 | 49 | 49 | 49 | 49 | 49 | 10
COT-01 | 2029-07-01 | 7 | 2029 | 2029 | SUMMER | 45 | 45 | 45 | 45 | 45 | 45 | 10 | 48 | 48 | 48 | 48 | 48 | 48 | 10
COT-01 | 2029-08-01 | 8 | 2029 | 2029 | SUMMER | 45 | 45 | 45 | 45 | 45 | 45 | 10 | 48 | 48 | 48 | 48 | 48 | 48 | 10
COT-01 | 2029-09-01 | 9 | 2029 | 2029 | SUMMER | 49 | 49 | 49 | 49 | 49 | 49 | 10 | 49 | 49 | 49 | 49 | 49 | 49 | 10
COT-01 | 2029-10-01 | 10 | 2030 | 2029 | FALL | 53 | 53 | 53 | 53 | 53 | 53 | 10 | 52 | 52 | 52 | 52 | 52 | 52 | 10
COT-01 | 2029-11-01 | 11 | 2030 | 2029 | FALL | 56 | 56 | 56 | 56 | 56 | 56 | 10 | 54 | 54 | 54 | 54 | 54 | 54 | 10
COT-01 | 2029-12-01 | 12 | 2030 | 2029 | WINTER | 61 | 61 | 61 | 61 | 61 | 61 | 10 | 56 | 56 | 56 | 56 | 56 | 56 | 10
COT-01 | 2030-01-01 | 1 | 2030 | 2030 | WINTER | 61 | 61 | 61 | 61 | 61 | 61 | 10 | 56 | 56 | 56 | 56 | 56 | 56 | 10
COT-01 | 2030-02-01 | 2 | 2030 | 2030 | WINTER | 59 | 59 | 59 | 59 | 59 | 59 | 10 | 55 | 55 | 55 | 55 | 55 | 55 | 10
COT-01 | 2030-03-01 | 3 | 2030 | 2030 | WINTER | 56 | 56 | 56 | 56 | 56 | 56 | 10 | 54 | 54 | 54 | 54 | 54 | 54 | 10
COT-01 | 2030-04-01 | 4 | 2030 | 2030 | SPRING | 53 | 53 | 53 | 53 | 53 | 53 | 10 | 52 | 52 | 52 | 52 | 52 | 52 | 10
COT-01 | 2030-05-01 | 5 | 2030 | 2030 | SPRING | 49 | 49 | 49 | 49 | 49 | 49 | 10 | 50 | 50 | 50 | 50 | 50 | 50 | 10
COT-01 | 2030-06-01 | 6 | 2030 | 2030 | SUMMER | 45 | 45 | 45 | 45 | 45 | 45 | 10 | 49 | 49 | 49 | 49 | 49 | 49 | 10
COT-01 | 2030-07-01 | 7 | 2030 | 2030 | SUMMER | 45 | 45 | 45 | 45 | 45 | 45 | 10 | 48 | 48 | 48 | 48 | 48 | 48 | 10
COT-01 | 2030-08-01 | 8 | 2030 | 2030 | SUMMER | 45 | 45 | 45 | 45 | 45 | 45 | 10 | 48 | 48 | 48 | 48 | 48 | 48 | 10
COT-01 | 2030-09-01 | 9 | 2030 | 2030 | SUMMER | 49 | 49 | 49 | 49 | 49 | 49 | 10 | 49 | 49 | 49 | 49 | 49 | 49 | 10
COT-01 | 2030-10-01 | 10 | 2031 | 2030 | FALL | 53 | 53 | 53 | 53 | 53 | 53 | 10 | 52 | 52 | 52 | 52 | 52 | 52 | 10
COT-01 | 2030-11-01 | 11 | 2031 | 2030 | FALL | 56 | 56 | 56 | 56 | 56 | 56 | 10 | 54 | 54 | 54 | 54 | 54 | 54 | 10
COT-01 | 2030-12-01 | 12 | 2031 | 2030 | WINTER | 61 | 61 | 61 | 61 | 61 | 61 | 10 | 56 | 56 | 56 | 56 | 56 | 56 | 10
COT-01 | 2031-01-01 | 1 | 2031 | 2031 | WINTER | 61 | 61 | 61 | 61 | 61 | 61 | 10 | 56 | 56 | 56 | 56 | 56 | 56 | 10
COT-01 | 2031-02-01 | 2 | 2031 | 2031 | WINTER | 59 | 59 | 59 | 59 | 59 | 59 | 10 | 55 | 55 | 55 | 55 | 55 | 55 | 10
COT-01 | 2031-03-01 | 3 | 2031 | 2031 | WINTER | 56 | 56 | 56 | 56 | 56 | 56 | 10 | 54 | 54 | 54 | 54 | 54 | 54 | 10
COT-01 | 2031-04-01 | 4 | 2031 | 2031 | SPRING | 53 | 53 | 53 | 53 | 53 | 53 | 10 | 52 | 52 | 52 | 52 | 52 | 52 | 10
COT-01 | 2031-05-01 | 5 | 2031 | 2031 | SPRING | 49 | 49 | 49 | 49 | 49 | 49 | 10 | 50 | 50 | 50 | 50 | 50 | 50 | 10
COT-01 | 2031-06-01 | 6 | 2031 | 2031 | SUMMER | 45 | 45 | 45 | 45 | 45 | 45 | 10 | 49 | 49 | 49 | 49 | 49 | 49 | 10
COT-01 | 2031-07-01 | 7 | 2031 | 2031 | SUMMER | 45 | 45 | 45 | 45 | 45 | 45 | 10 | 48 | 48 | 48 | 48 | 48 | 48 | 10
COT-01 | 2031-08-01 | 8 | 2031 | 2031 | SUMMER | 45 | 45 | 45 | 45 | 45 | 45 | 10 | 48 | 48 | 48 | 48 | 48 | 48 | 10
COT-01 | 2031-09-01 | 9 | 2031 | 2031 | SUMMER | 49 | 49 | 49 | 49 | 49 | 49 | 10 | 49 | 49 | 49 | 49 | 49 | 49 | 10
COT-01 | 2031-10-01 | 10 | 2032 | 2031 | FALL | 53 | 53 | 53 | 53 | 53 | 53 | 10 | 52 | 52 | 52 | 52 | 52 | 52 | 10
COT-01 | 2031-11-01 | 11 | 2032 | 2031 | FALL | 56 | 56 | 56 | 56 | 56 | 56 | 10 | 54 | 54 | 54 | 54 | 54 | 54 | 10
COT-01 | 2031-12-01 | 12 | 2032 | 2031 | WINTER | 61 | 61 | 61 | 61 | 61 | 61 | 10 | 56 | 56 | 56 | 56 | 56 | 56 | 10
COT-01 | 2032-01-01 | 1 | 2032 | 2032 | WINTER | 61 | 61 | 61 | 61 | 61 | 61 | 10 | 56 | 56 | 56 | 56 | 56 | 56 | 10
COT-01 | 2032-02-01 | 2 | 2032 | 2032 | WINTER | 59 | 59 | 59 | 59 | 59 | 59 | 10 | 55 | 55 | 55 | 55 | 55 | 55 | 10
COT-01 | 2032-03-01 | 3 | 2032 | 2032 | WINTER | 56 | 56 | 56 | 56 | 56 | 56 | 10 | 54 | 54 | 54 | 54 | 54 | 54 | 10
COT-01 | 2032-04-01 | 4 | 2032 | 2032 | SPRING | 53 | 53 | 53 | 53 | 53 | 53 | 10 | 52 | 52 | 52 | 52 | 52 | 52 | 10
COT-01 | 2032-05-01 | 5 | 2032 | 2032 | SPRING | 49 | 49 | 49 | 49 | 49 | 49 | 10 | 50 | 50 | 50 | 50 | 50 | 50 | 10
COT-01 | 2032-06-01 | 6 | 2032 | 2032 | SUMMER | 45 | 45 | 45 | 45 | 45 | 45 | 10 | 49 | 49 | 49 | 49 | 49 | 49 | 10
COT-01 | 2032-07-01 | 7 | 2032 | 2032 | SUMMER | 45 | 45 | 45 | 45 | 45 | 45 | 10 | 48 | 48 | 48 | 48 | 48 | 48 | 10
COT-01 | 2032-08-01 | 8 | 2032 | 2032 | SUMMER | 45 | 45 | 45 | 45 | 45 | 45 | 10 | 48 | 48 | 48 | 48 | 48 | 48 | 10
COT-01 | 2032-09-01 | 9 | 2032 | 2032 | SUMMER | 49 | 49 | 49 | 49 | 49 | 49 | 10 | 49 | 49 | 49 | 49 | 49 | 49 | 10
COT-01 | 2032-10-01 | 10 | 2033 | 2032 | FALL | 53 | 53 | 53 | 53 | 53 | 53 | 10 | 52 | 52 | 52 | 52 | 52 | 52 | 10
COT-01 | 2032-11-01 | 11 | 2033 | 2032 | FALL | 56 | 56 | 56 | 56 | 56 | 56 | 10 | 54 | 54 | 54 | 54 | 54 | 54 | 10
COT-01 | 2032-12-01 | 12 | 2033 | 2032 | WINTER | 61 | 61 | 61 | 61 | 61 | 61 | 10 | 56 | 56 | 56 | 56 | 56 | 56 | 10
COT-01 | 2033-01-01 | 1 | 2033 | 2033 | WINTER | 61 | 61 | 61 | 61 | 61 | 61 | 10 | 56 | 56 | 56 | 56 | 56 | 56 | 10
COT-01 | 2033-02-01 | 2 | 2033 | 2033 | WINTER | 59 | 59 | 59 | 59 | 59 | 59 | 10 | 55 | 55 | 55 | 55 | 55 | 55 | 10
COT-01 | 2033-03-01 | 3 | 2033 | 2033 | WINTER | 56 | 56 | 56 | 56 | 56 | 56 | 10 | 54 | 54 | 54 | 54 | 54 | 54 | 10
COT-01 | 2033-04-01 | 4 | 2033 | 2033 | SPRING | 53 | 53 | 53 | 53 | 53 | 53 | 10 | 52 | 52 | 52 | 52 | 52 | 52 | 10
COT-01 | 2033-05-01 | 5 | 2033 | 2033 | SPRING | 49 | 49 | 49 | 49 | 49 | 49 | 10 | 50 | 50 | 50 | 50 | 50 | 50 | 10
COT-01 | 2033-06-01 | 6 | 2033 | 2033 | SUMMER | 45 | 45 | 45 | 45 | 45 | 45 | 10 | 49 | 49 | 49 | 49 | 49 | 49 | 10
COT-01 | 2033-07-01 | 7 | 2033 | 2033 | SUMMER | 45 | 45 | 45 | 45 | 45 | 45 | 10 | 48 | 48 | 48 | 48 | 48 | 48 | 10
COT-01 | 2033-08-01 | 8 | 2033 | 2033 | SUMMER | 45 | 45 | 45 | 45 | 45 | 45 | 10 | 48 | 48 | 48 | 48 | 48 | 48 | 10
COT-01 | 2033-09-01 | 9 | 2033 | 2033 | SUMMER | 49 | 49 | 49 | 49 | 49 | 49 | 10 | 49 | 49 | 49 | 49 | 49 | 49 | 10
COT-01 | 2033-10-01 | 10 | 2034 | 2033 | FALL | 53 | 53 | 53 | 53 | 53 | 53 | 10 | 52 | 52 | 52 | 52 | 52 | 52 | 10
COT-01 | 2033-11-01 | 11 | 2034 | 2033 | FALL | 56 | 56 | 56 | 56 | 56 | 56 | 10 | 54 | 54 | 54 | 54 | 54 | 54 | 10
COT-01 | 2033-12-01 | 12 | 2034 | 2033 | WINTER | 61 | 61 | 61 | 61 | 61 | 61 | 10 | 56 | 56 | 56 | 56 | 56 | 56 | 10
COT-01 | 2034-01-01 | 1 | 2034 | 2034 | WINTER | 61 | 61 | 61 | 61 | 61 | 61 | 10 | 56 | 56 | 56 | 56 | 56 | 56 | 10
COT-01 | 2034-02-01 | 2 | 2034 | 2034 | WINTER | 59 | 59 | 59 | 59 | 59 | 59 | 10 | 55 | 55 | 55 | 55 | 55 | 55 | 10
COT-01 | 2034-03-01 | 3 | 2034 | 2034 | WINTER | 56 | 56 | 56 | 56 | 56 | 56 | 10 | 54 | 54 | 54 | 54 | 54 | 54 | 10
COT-01 | 2034-04-01 | 4 | 2034 | 2034 | SPRING | 53 | 53 | 53 | 53 | 53 | 53 | 10 | 52 | 52 | 52 | 52 | 52 | 52 | 10
COT-01 | 2034-05-01 | 5 | 2034 | 2034 | SPRING | 49 | 49 | 49 | 49 | 49 | 49 | 10 | 50 | 50 | 50 | 50 | 50 | 50 | 10
COT-01 | 2034-06-01 | 6 | 2034 | 2034 | SUMMER | 45 | 45 | 45 | 45 | 45 | 45 | 10 | 49 | 49 | 49 | 49 | 49 | 49 | 10
COT-01 | 2034-07-01 | 7 | 2034 | 2034 | SUMMER | 45 | 45 | 45 | 45 | 45 | 45 | 10 | 48 | 48 | 48 | 48 | 48 | 48 | 10
COT-01 | 2034-08-01 | 8 | 2034 | 2034 | SUMMER | 45 | 45 | 45 | 45 | 45 | 45 | 10 | 48 | 48 | 48 | 48 | 48 | 48 | 10
COT-01 | 2034-09-01 | 9 | 2034 | 2034 | SUMMER | 49 | 49 | 49 | 49 | 49 | 49 | 10 | 49 | 49 | 49 | 49 | 49 | 49 | 10
COT-01 | 2034-10-01 | 10 | 2035 | 2034 | FALL | 53 | 53 | 53 | 53 | 53 | 53 | 10 | 52 | 52 | 52 | 52 | 52 | 52 | 10
COT-01 | 2034-11-01 | 11 | 2035 | 2034 | FALL | 56 | 56 | 56 | 56 | 56 | 56 | 10 | 54 | 54 | 54 | 54 | 54 | 54 | 10
COT-01 | 2034-12-01 | 12 | 2035 | 2034 | WINTER | 61 | 61 | 61 | 61 | 61 | 61 | 10 | 56 | 56 | 56 | 56 | 56 | 56 | 10
COT-01 | 2035-01-01 | 1 | 2035 | 2035 | WINTER | 61 | 61 | 61 | 61 | 61 | 61 | 10 | 56 | 56 | 56 | 56 | 56 | 56 | 10
COT-01 | 2035-02-01 | 2 | 2035 | 2035 | WINTER | 59 | 59 | 59 | 59 | 59 | 59 | 10 | 55 | 55 | 55 | 55 | 55 | 55 | 10
COT-01 | 2035-03-01 | 3 | 2035 | 2035 | WINTER | 56 | 56 | 56 | 56 | 56 | 56 | 10 | 54 | 54 | 54 | 54 | 54 | 54 | 10
COT-01 | 2035-04-01 | 4 | 2035 | 2035 | SPRING | 53 | 53 | 53 | 53 | 53 | 53 | 10 | 52 | 52 | 52 | 52 | 52 | 52 | 10
COT-01 | 2035-05-01 | 5 | 2035 | 2035 | SPRING | 49 | 49 | 49 | 49 | 49 | 49 | 10 | 50 | 50 | 50 | 50 | 50 | 50 | 10
COT-01 | 2035-06-01 | 6 | 2035 | 2035 | SUMMER | 45 | 45 | 45 | 45 | 45 | 45 | 10 | 49 | 49 | 49 | 49 | 49 | 49 | 10
COT-01 | 2035-07-01 | 7 | 2035 | 2035 | SUMMER | 45 | 45 | 45 | 45 | 45 | 45 | 10 | 48 | 48 | 48 | 48 | 48 | 48 | 10
COT-01 | 2035-08-01 | 8 | 2035 | 2035 | SUMMER | 45 | 45 | 45 | 45 | 45 | 45 | 10 | 48 | 48 | 48 | 48 | 48 | 48 | 10
COT-01 | 2035-09-01 | 9 | 2035 | 2035 | SUMMER | 49 | 49 | 49 | 49 | 49 | 49 | 10 | 49 | 49 | 49 | 49 | 49 | 49 | 10
COT-01 | 2035-10-01 | 10 | 2036 | 2035 | FALL | 53 | 53 | 53 | 53 | 53 | 53 | 10 | 52 | 52 | 52 | 52 | 52 | 52 | 10
COT-01 | 2035-11-01 | 11 | 2036 | 2035 | FALL | 56 | 56 | 56 | 56 | 56 | 56 | 10 | 54 | 54 | 54 | 54 | 54 | 54 | 10
COT-01 | 2035-12-01 | 12 | 2036 | 2035 | WINTER | 61 | 61 | 61 | 61 | 61 | 61 | 10 | 56 | 56 | 56 | 56 | 56 | 56 | 10
COT-01 | 2036-01-01 | 1 | 2036 | 2036 | WINTER | 61 | 61 | 61 | 61 | 61 | 61 | 10 | 56 | 56 | 56 | 56 | 56 | 56 | 10
COT-01 | 2036-02-01 | 2 | 2036 | 2036 | WINTER | 59 | 59 | 59 | 59 | 59 | 59 | 10 | 55 | 55 | 55 | 55 | 55 | 55 | 10
COT-01 | 2036-03-01 | 3 | 2036 | 2036 | WINTER | 56 | 56 | 56 | 56 | 56 | 56 | 10 | 54 | 54 | 54 | 54 | 54 | 54 | 10
COT-01 | 2036-04-01 | 4 | 2036 | 2036 | SPRING | 53 | 53 | 53 | 53 | 53 | 53 | 10 | 52 | 52 | 52 | 52 | 52 | 52 | 10
COT-01 | 2036-05-01 | 5 | 2036 | 2036 | SPRING | 49 | 49 | 49 | 49 | 49 | 49 | 10 | 50 | 50 | 50 | 50 | 50 | 50 | 10
COT-01 | 2036-06-01 | 6 | 2036 | 2036 | SUMMER | 45 | 45 | 45 | 45 | 45 | 45 | 10 | 49 | 49 | 49 | 49 | 49 | 49 | 10
COT-01 | 2036-07-01 | 7 | 2036 | 2036 | SUMMER | 45 | 45 | 45 | 45 | 45 | 45 | 10 | 48 | 48 | 48 | 48 | 48 | 48 | 10
COT-01 | 2036-08-01 | 8 | 2036 | 2036 | SUMMER | 45 | 45 | 45 | 45 | 45 | 45 | 10 | 48 | 48 | 48 | 48 | 48 | 48 | 10
COT-01 | 2036-09-01 | 9 | 2036 | 2036 | SUMMER | 49 | 49 | 49 | 49 | 49 | 49 | 10 | 49 | 49 | 49 | 49 | 49 | 49 | 10
COT-01 | 2036-10-01 | 10 | 2037 | 2036 | FALL | 53 | 53 | 53 | 53 | 53 | 53 | 10 | 52 | 52 | 52 | 52 | 52 | 52 | 10
COT-01 | 2036-11-01 | 11 | 2037 | 2036 | FALL | 56 | 56 | 56 | 56 | 56 | 56 | 10 | 54 | 54 | 54 | 54 | 54 | 54 | 10
COT-01 | 2036-12-01 | 12 | 2037 | 2036 | WINTER | 61 | 61 | 61 | 61 | 61 | 61 | 10 | 56 | 56 | 56 | 56 | 56 | 56 | 10
COT-01 | 2037-01-01 | 1 | 2037 | 2037 | WINTER | 61 | 61 | 61 | 61 | 61 | 61 | 10 | 56 | 56 | 56 | 56 | 56 | 56 | 10
COT-01 | 2037-02-01 | 2 | 2037 | 2037 | WINTER | 59 | 59 | 59 | 59 | 59 | 59 | 10 | 55 | 55 | 55 | 55 | 55 | 55 | 10
COT-01 | 2037-03-01 | 3 | 2037 | 2037 | WINTER | 56 | 56 | 56 | 56 | 56 | 56 | 10 | 54 | 54 | 54 | 54 | 54 | 54 | 10
COT-01 | 2037-04-01 | 4 | 2037 | 2037 | SPRING | 53 | 53 | 53 | 53 | 53 | 53 | 10 | 52 | 52 | 52 | 52 | 52 | 52 | 10
COT-01 | 2037-05-01 | 5 | 2037 | 2037 | SPRING | 49 | 49 | 49 | 49 | 49 | 49 | 10 | 50 | 50 | 50 | 50 | 50 | 50 | 10
COT-01 | 2037-06-01 | 6 | 2037 | 2037 | SUMMER | 45 | 45 | 45 | 45 | 45 | 45 | 10 | 49 | 49 | 49 | 49 | 49 | 49 | 10
COT-01 | 2037-07-01 | 7 | 2037 | 2037 | SUMMER | 45 | 45 | 45 | 45 | 45 | 45 | 10 | 48 | 48 | 48 | 48 | 48 | 48 | 10
COT-01 | 2037-08-01 | 8 | 2037 | 2037 | SUMMER | 45 | 45 | 45 | 45 | 45 | 45 | 10 | 48 | 48 | 48 | 48 | 48 | 48 | 10
COT-01 | 2037-09-01 | 9 | 2037 | 2037 | SUMMER | 49 | 49 | 49 | 49 | 49 | 49 | 10 | 49 | 49 | 49 | 49 | 49 | 49 | 10
COT-01 | 2037-10-01 | 10 | 2038 | 2037 | FALL | 53 | 53 | 53 | 53 | 53 | 53 | 10 | 52 | 52 | 52 | 52 | 52 | 52 | 10
COT-01 | 2037-11-01 | 11 | 2038 | 2037 | FALL | 56 | 56 | 56 | 56 | 56 | 56 | 10 | 54 | 54 | 54 | 54 | 54 | 54 | 10
COT-01 | 2037-12-01 | 12 | 2038 | 2037 | WINTER | 61 | 61 | 61 | 61 | 61 | 61 | 10 | 56 | 56 | 56 | 56 | 56 | 56 | 10
COT-01 | 2038-01-01 | 1 | 2038 | 2038 | WINTER | 61 | 61 | 61 | 61 | 61 | 61 | 10 | 56 | 56 | 56 | 56 | 56 | 56 | 10
COT-01 | 2038-02-01 | 2 | 2038 | 2038 | WINTER | 59 | 59 | 59 | 59 | 59 | 59 | 10 | 55 | 55 | 55 | 55 | 55 | 55 | 10
COT-01 | 2038-03-01 | 3 | 2038 | 2038 | WINTER | 56 | 56 | 56 | 56 | 56 | 56 | 10 | 54 | 54 | 54 | 54 | 54 | 54 | 10
COT-01 | 2038-04-01 | 4 | 2038 | 2038 | SPRING | 53 | 53 | 53 | 53 | 53 | 53 | 10 | 52 | 52 | 52 | 52 | 52 | 52 | 10
COT-01 | 2038-05-01 | 5 | 2038 | 2038 | SPRING | 49 | 49 | 49 | 49 | 49 | 49 | 10 | 50 | 50 | 50 | 50 | 50 | 50 | 10
COT-01 | 2038-06-01 | 6 | 2038 | 2038 | SUMMER | 45 | 45 | 45 | 45 | 45 | 45 | 10 | 49 | 49 | 49 | 49 | 49 | 49 | 10
COT-01 | 2038-07-01 | 7 | 2038 | 2038 | SUMMER | 45 | 45 | 45 | 45 | 45 | 45 | 10 | 48 | 48 | 48 | 48 | 48 | 48 | 10
COT-01 | 2038-08-01 | 8 | 2038 | 2038 | SUMMER | 45 | 45 | 45 | 45 | 45 | 45 | 10 | 48 | 48 | 48 | 48 | 48 | 48 | 10
COT-01 | 2038-09-01 | 9 | 2038 | 2038 | SUMMER | 49 | 49 | 49 | 49 | 49 | 49 | 10 | 49 | 49 | 49 | 49 | 49 | 49 | 10
COT-01 | 2038-10-01 | 10 | 2039 | 2038 | FALL | 53 | 53 | 53 | 53 | 53 | 53 | 10 | 52 | 52 | 52 | 52 | 52 | 52 | 10
COT-01 | 2038-11-01 | 11 | 2039 | 2038 | FALL | 56 | 56 | 56 | 56 | 56 | 56 | 10 | 54 | 54 | 54 | 54 | 54 | 54 | 10
COT-01 | 2038-12-01 | 12 | 2039 | 2038 | WINTER | 61 | 61 | 61 | 61 | 61 | 61 | 10 | 56 | 56 | 56 | 56 | 56 | 56 | 10
COT-01 | 2039-01-01 | 1 | 2039 | 2039 | WINTER | 61 | 61 | 61 | 61 | 61 | 61 | 10 | 56 | 56 | 56 | 56 | 56 | 56 | 10
COT-01 | 2039-02-01 | 2 | 2039 | 2039 | WINTER | 59 | 59 | 59 | 59 | 59 | 59 | 10 | 55 | 55 | 55 | 55 | 55 | 55 | 10
COT-01 | 2039-03-01 | 3 | 2039 | 2039 | WINTER | 56 | 56 | 56 | 56 | 56 | 56 | 10 | 54 | 54 | 54 | 54 | 54 | 54 | 10
COT-01 | 2039-04-01 | 4 | 2039 | 2039 | SPRING | 53 | 53 | 53 | 53 | 53 | 53 | 10 | 52 | 52 | 52 | 52 | 52 | 52 | 10
COT-01 | 2039-05-01 | 5 | 2039 | 2039 | SPRING | 49 | 49 | 49 | 49 | 49 | 49 | 10 | 50 | 50 | 50 | 50 | 50 | 50 | 10
COT-01 | 2039-06-01 | 6 | 2039 | 2039 | SUMMER | 45 | 45 | 45 | 45 | 45 | 45 | 10 | 49 | 49 | 49 | 49 | 49 | 49 | 10
COT-01 | 2039-07-01 | 7 | 2039 | 2039 | SUMMER | 45 | 45 | 45 | 45 | 45 | 45 | 10 | 48 | 48 | 48 | 48 | 48 | 48 | 10
COT-01 | 2039-08-01 | 8 | 2039 | 2039 | SUMMER | 45 | 45 | 45 | 45 | 45 | 45 | 10 | 48 | 48 | 48 | 48 | 48 | 48 | 10
COT-01 | 2039-09-01 | 9 | 2039 | 2039 | SUMMER | 49 | 49 | 49 | 49 | 49 | 49 | 10 | 49 | 49 | 49 | 49 | 49 | 49 | 10
COT-01 | 2039-10-01 | 10 | 2040 | 2039 | FALL | 53 | 53 | 53 | 53 | 53 | 53 | 10 | 52 | 52 | 52 | 52 | 52 | 52 | 10
COT-01 | 2039-11-01 | 11 | 2040 | 2039 | FALL | 56 | 56 | 56 | 56 | 56 | 56 | 10 | 54 | 54 | 54 | 54 | 54 | 54 | 10
COT-01 | 2039-12-01 | 12 | 2040 | 2039 | WINTER | 61 | 61 | 61 | 61 | 61 | 61 | 10 | 56 | 56 | 56 | 56 | 56 | 56 | 10
COT-01 | 2040-01-01 | 1 | 2040 | 2040 | WINTER | 61 | 61 | 61 | 61 | 61 | 61 | 10 | 56 | 56 | 56 | 56 | 56 | 56 | 10
COT-01 | 2040-02-01 | 2 | 2040 | 2040 | WINTER | 59 | 59 | 59 | 59 | 59 | 59 | 10 | 55 | 55 | 55 | 55 | 55 | 55 | 10
COT-01 | 2040-03-01 | 3 | 2040 | 2040 | WINTER | 56 | 56 | 56 | 56 | 56 | 56 | 10 | 54 | 54 | 54 | 54 | 54 | 54 | 10
COT-01 | 2040-04-01 | 4 | 2040 | 2040 | SPRING | 53 | 53 | 53 | 53 | 53 | 53 | 10 | 52 | 52 | 52 | 52 | 52 | 52 | 10
COT-01 | 2040-05-01 | 5 | 2040 | 2040 | SPRING | 49 | 49 | 49 | 49 | 49 | 49 | 10 | 50 | 50 | 50 | 50 | 50 | 50 | 10
COT-01 | 2040-06-01 | 6 | 2040 | 2040 | SUMMER | 45 | 45 | 45 | 45 | 45 | 45 | 10 | 49 | 49 | 49 | 49 | 49 | 49 | 10
COT-01 | 2040-07-01 | 7 | 2040 | 2040 | SUMMER | 45 | 45 | 45 | 45 | 45 | 45 | 10 | 48 | 48 | 48 | 48 | 48 | 48 | 10
COT-01 | 2040-08-01 | 8 | 2040 | 2040 | SUMMER | 45 | 45 | 45 | 45 | 45 | 45 | 10 | 48 | 48 | 48 | 48 | 48 | 48 | 10
COT-01 | 2040-09-01 | 9 | 2040 | 2040 | SUMMER | 49 | 49 | 49 | 49 | 49 | 49 | 10 | 49 | 49 | 49 | 49 | 49 | 49 | 10
COT-01 | 2040-10-01 | 10 | 2041 | 2040 | FALL | 53 | 53 | 53 | 53 | 53 | 53 | 10 | 52 | 52 | 52 | 52 | 52 | 52 | 10
COT-01 | 2040-11-01 | 11 | 2041 | 2040 | FALL | 56 | 56 | 56 | 56 | 56 | 56 | 10 | 54 | 54 | 54 | 54 | 54 | 54 | 10
COT-01 | 2040-12-01 | 12 | 2041 | 2040 | WINTER | 61 | 61 | 61 | 61 | 61 | 61 | 10 | 56 | 56 | 56 | 56 | 56 | 56 | 10
COT-01 | 2041-01-01 | 1 | 2041 | 2041 | WINTER | 61 | 61 | 61 | 61 | 61 | 61 | 10 | 56 | 56 | 56 | 56 | 56 | 56 | 10
COT-01 | 2041-02-01 | 2 | 2041 | 2041 | WINTER | 59 | 59 | 59 | 59 | 59 | 59 | 10 | 55 | 55 | 55 | 55 | 55 | 55 | 10
COT-01 | 2041-03-01 | 3 | 2041 | 2041 | WINTER | 56 | 56 | 56 | 56 | 56 | 56 | 10 | 54 | 54 | 54 | 54 | 54 | 54 | 10
COT-01 | 2041-04-01 | 4 | 2041 | 2041 | SPRING | 53 | 53 | 53 | 53 | 53 | 53 | 10 | 52 | 52 | 52 | 52 | 52 | 52 | 10
COT-01 | 2041-05-01 | 5 | 2041 | 2041 | SPRING | 49 | 49 | 49 | 49 | 49 | 49 | 10 | 50 | 50 | 50 | 50 | 50 | 50 | 10
COT-01 | 2041-06-01 | 6 | 2041 | 2041 | SUMMER | 45 | 45 | 45 | 45 | 45 | 45 | 10 | 49 | 49 | 49 | 49 | 49 | 49 | 10
COT-01 | 2041-07-01 | 7 | 2041 | 2041 | SUMMER | 45 | 45 | 45 | 45 | 45 | 45 | 10 | 48 | 48 | 48 | 48 | 48 | 48 | 10
COT-01 | 2041-08-01 | 8 | 2041 | 2041 | SUMMER | 45 | 45 | 45 | 45 | 45 | 45 | 10 | 48 | 48 | 48 | 48 | 48 | 48 | 10
COT-01 | 2041-09-01 | 9 | 2041 | 2041 | SUMMER | 49 | 49 | 49 | 49 | 49 | 49 | 10 | 49 | 49 | 49 | 49 | 49 | 49 | 10
COT-01 | 2041-10-01 | 10 | 2042 | 2041 | FALL | 53 | 53 | 53 | 53 | 53 | 53 | 10 | 52 | 52 | 52 | 52 | 52 | 52 | 10
COT-01 | 2041-11-01 | 11 | 2042 | 2041 | FALL | 56 | 56 | 56 | 56 | 56 | 56 | 10 | 54 | 54 | 54 | 54 | 54 | 54 | 10
COT-01 | 2041-12-01 | 12 | 2042 | 2041 | WINTER | 61 | 61 | 61 | 61 | 61 | 61 | 10 | 56 | 56 | 56 | 56 | 56 | 56 | 10
COT-01 | 2042-01-01 | 1 | 2042 | 2042 | WINTER | 61 | 61 | 61 | 61 | 61 | 61 | 10 | 56 | 56 | 56 | 56 | 56 | 56 | 10
COT-01 | 2042-02-01 | 2 | 2042 | 2042 | WINTER | 59 | 59 | 59 | 59 | 59 | 59 | 10 | 55 | 55 | 55 | 55 | 55 | 55 | 10
COT-01 | 2042-03-01 | 3 | 2042 | 2042 | WINTER | 56 | 56 | 56 | 56 | 56 | 56 | 10 | 54 | 54 | 54 | 54 | 54 | 54 | 10
COT-01 | 2042-04-01 | 4 | 2042 | 2042 | SPRING | 53 | 53 | 53 | 53 | 53 | 53 | 10 | 52 | 52 | 52 | 52 | 52 | 52 | 10
COT-01 | 2042-05-01 | 5 | 2042 | 2042 | SPRING | 49 | 49 | 49 | 49 | 49 | 49 | 10 | 50 | 50 | 50 | 50 | 50 | 50 | 10
COT-01 | 2042-06-01 | 6 | 2042 | 2042 | SUMMER | 45 | 45 | 45 | 45 | 45 | 45 | 10 | 49 | 49 | 49 | 49 | 49 | 49 | 10
COT-01 | 2042-07-01 | 7 | 2042 | 2042 | SUMMER | 45 | 45 | 45 | 45 | 45 | 45 | 10 | 48 | 48 | 48 | 48 | 48 | 48 | 10
COT-01 | 2042-08-01 | 8 | 2042 | 2042 | SUMMER | 45 | 45 | 45 | 45 | 45 | 45 | 10 | 48 | 48 | 48 | 48 | 48 | 48 | 10
COT-01 | 2042-09-01 | 9 | 2042 | 2042 | SUMMER | 49 | 49 | 49 | 49 | 49 | 49 | 10 | 49 | 49 | 49 | 49 | 49 | 49 | 10
COT-01 | 2042-10-01 | 10 | 2043 | 2042 | FALL | 53 | 53 | 53 | 53 | 53 | 53 | 10 | 52 | 52 | 52 | 52 | 52 | 52 | 10
COT-01 | 2042-11-01 | 11 | 2043 | 2042 | FALL | 56 | 56 | 56 | 56 | 56 | 56 | 10 | 54 | 54 | 54 | 54 | 54 | 54 | 10
COT-01 | 2042-12-01 | 12 | 2043 | 2042 | WINTER | 61 | 61 | 61 | 61 | 61 | 61 | 10 | 56 | 56 | 56 | 56 | 56 | 56 | 10
COT-01 | 2043-01-01 | 1 | 2043 | 2043 | WINTER | 61 | 61 | 61 | 61 | 61 | 61 | 10 | 56 | 56 | 56 | 56 | 56 | 56 | 10
COT-01 | 2043-02-01 | 2 | 2043 | 2043 | WINTER | 59 | 59 | 59 | 59 | 59 | 59 | 10 | 55 | 55 | 55 | 55 | 55 | 55 | 10
COT-01 | 2043-03-01 | 3 | 2043 | 2043 | WINTER | 56 | 56 | 56 | 56 | 56 | 56 | 10 | 54 | 54 | 54 | 54 | 54 | 54 | 10
COT-01 | 2043-04-01 | 4 | 2043 | 2043 | SPRING | 53 | 53 | 53 | 53 | 53 | 53 | 10 | 52 | 52 | 52 | 52 | 52 | 52 | 10
COT-01 | 2043-05-01 | 5 | 2043 | 2043 | SPRING | 49 | 49 | 49 | 49 | 49 | 49 | 10 | 50 | 50 | 50 | 50 | 50 | 50 | 10
COT-01 | 2043-06-01 | 6 | 2043 | 2043 | SUMMER | 45 | 45 | 45 | 45 | 45 | 45 | 10 | 49 | 49 | 49 | 49 | 49 | 49 | 10
COT-01 | 2043-07-01 | 7 | 2043 | 2043 | SUMMER | 45 | 45 | 45 | 45 | 45 | 45 | 10 | 48 | 48 | 48 | 48 | 48 | 48 | 10
COT-01 | 2043-08-01 | 8 | 2043 | 2043 | SUMMER | 45 | 45 | 45 | 45 | 45 | 45 | 10 | 48 | 48 | 48 | 48 | 48 | 48 | 10
COT-01 | 2043-09-01 | 9 | 2043 | 2043 | SUMMER | 49 | 49 | 49 | 49 | 49 | 49 | 10 | 49 | 49 | 49 | 49 | 49 | 49 | 10
COT-01 | 2043-10-01 | 10 | 2044 | 2043 | FALL | 53 | 53 | 53 | 53 | 53 | 53 | 10 | 52 | 52 | 52 | 52 | 52 | 52 | 10
COT-01 | 2043-11-01 | 11 | 2044 | 2043 | FALL | 56 | 56 | 56 | 56 | 56 | 56 | 10 | 54 | 54 | 54 | 54 | 54 | 54 | 10
COT-01 | 2043-12-01 | 12 | 2044 | 2043 | WINTER | 61 | 61 | 61 | 61 | 61 | 61 | 10 | 56 | 56 | 56 | 56 | 56 | 56 | 10
COT-01 | 2044-01-01 | 1 | 2044 | 2044 | WINTER | 61 | 61 | 61 | 61 | 61 | 61 | 10 | 56 | 56 | 56 | 56 | 56 | 56 | 10
COT-01 | 2044-02-01 | 2 | 2044 | 2044 | WINTER | 59 | 59 | 59 | 59 | 59 | 59 | 10 | 55 | 55 | 55 | 55 | 55 | 55 | 10
COT-01 | 2044-03-01 | 3 | 2044 | 2044 | WINTER | 56 | 56 | 56 | 56 | 56 | 56 | 10 | 54 | 54 | 54 | 54 | 54 | 54 | 10
COT-01 | 2044-04-01 | 4 | 2044 | 2044 | SPRING | 53 | 53 | 53 | 53 | 53 | 53 | 10 | 52 | 52 | 52 | 52 | 52 | 52 | 10
COT-01 | 2044-05-01 | 5 | 2044 | 2044 | SPRING | 49 | 49 | 49 | 49 | 49 | 49 | 10 | 50 | 50 | 50 | 50 | 50 | 50 | 10
COT-01 | 2044-06-01 | 6 | 2044 | 2044 | SUMMER | 45 | 45 | 45 | 45 | 45 | 45 | 10 | 49 | 49 | 49 | 49 | 49 | 49 | 10
COT-01 | 2044-07-01 | 7 | 2044 | 2044 | SUMMER | 45 | 45 | 45 | 45 | 45 | 45 | 10 | 48 | 48 | 48 | 48 | 48 | 48 | 10
COT-01 | 2044-08-01 | 8 | 2044 | 2044 | SUMMER | 45 | 45 | 45 | 45 | 45 | 45 | 10 | 48 | 48 | 48 | 48 | 48 | 48 | 10
COT-01 | 2044-09-01 | 9 | 2044 | 2044 | SUMMER | 49 | 49 | 49 | 49 | 49 | 49 | 10 | 49 | 49 | 49 | 49 | 49 | 49 | 10
COT-01 | 2044-10-01 | 10 | 2045 | 2044 | FALL | 53 | 53 | 53 | 53 | 53 | 53 | 10 | 52 | 52 | 52 | 52 | 52 | 52 | 10
COT-01 | 2044-11-01 | 11 | 2045 | 2044 | FALL | 56 | 56 | 56 | 56 | 56 | 56 | 10 | 54 | 54 | 54 | 54 | 54 | 54 | 10
COT-01 | 2044-12-01 | 12 | 2045 | 2044 | WINTER | 61 | 61 | 61 | 61 | 61 | 61 | 10 | 56 | 56 | 56 | 56 | 56 | 56 | 10
COT-01 | 2045-01-01 | 1 | 2045 | 2045 | WINTER | 61 | 61 | 61 | 61 | 61 | 61 | 10 | 56 | 56 | 56 | 56 | 56 | 56 | 10
COT-01 | 2045-02-01 | 2 | 2045 | 2045 | WINTER | 59 | 59 | 59 | 59 | 59 | 59 | 10 | 55 | 55 | 55 | 55 | 55 | 55 | 10
COT-01 | 2045-03-01 | 3 | 2045 | 2045 | WINTER | 56 | 56 | 56 | 56 | 56 | 56 | 10 | 54 | 54 | 54 | 54 | 54 | 54 | 10
COT-01 | 2045-04-01 | 4 | 2045 | 2045 | SPRING | 53 | 53 | 53 | 53 | 53 | 53 | 10 | 52 | 52 | 52 | 52 | 52 | 52 | 10
COT-01 | 2045-05-01 | 5 | 2045 | 2045 | SPRING | 49 | 49 | 49 | 49 | 49 | 49 | 10 | 50 | 50 | 50 | 50 | 50 | 50 | 10
COT-01 | 2045-06-01 | 6 | 2045 | 2045 | SUMMER | 45 | 45 | 45 | 45 | 45 | 45 | 10 | 49 | 49 | 49 | 49 | 49 | 49 | 10
COT-01 | 2045-07-01 | 7 | 2045 | 2045 | SUMMER | 45 | 45 | 45 | 45 | 45 | 45 | 10 | 48 | 48 | 48 | 48 | 48 | 48 | 10
COT-01 | 2045-08-01 | 8 | 2045 | 2045 | SUMMER | 45 | 45 | 45 | 45 | 45 | 45 | 10 | 48 | 48 | 48 | 48 | 48 | 48 | 10
COT-01 | 2045-09-01 | 9 | 2045 | 2045 | SUMMER | 49 | 49 | 49 | 49 | 49 | 49 | 10 | 49 | 49 | 49 | 49 | 49 | 49 | 10
COT-01 | 2045-10-01 | 10 | 2046 | 2045 | FALL | 53 | 53 | 53 | 53 | 53 | 53 | 10 | 52 | 52 | 52 | 52 | 52 | 52 | 10
COT-01 | 2045-11-01 | 11 | 2046 | 2045 | FALL | 56 | 56 | 56 | 56 | 56 | 56 | 10 | 54 | 54 | 54 | 54 | 54 | 54 | 10
COT-01 | 2045-12-01 | 12 | 2046 | 2045 | WINTER | 61 | 61 | 61 | 61 | 61 | 61 | 10 | 56 | 56 | 56 | 56 | 56 | 56 | 10
COT-01 | 2046-01-01 | 1 | 2046 | 2046 | WINTER | 61 | 61 | 61 | 61 | 61 | 61 | 10 | 56 | 56 | 56 | 56 | 56 | 56 | 10
COT-01 | 2046-02-01 | 2 | 2046 | 2046 | WINTER | 59 | 59 | 59 | 59 | 59 | 59 | 10 | 55 | 55 | 55 | 55 | 55 | 55 | 10
COT-01 | 2046-03-01 | 3 | 2046 | 2046 | WINTER | 56 | 56 | 56 | 56 | 56 | 56 | 10 | 54 | 54 | 54 | 54 | 54 | 54 | 10
COT-01 | 2046-04-01 | 4 | 2046 | 2046 | SPRING | 53 | 53 | 53 | 53 | 53 | 53 | 10 | 52 | 52 | 52 | 52 | 52 | 52 | 10
COT-01 | 2046-05-01 | 5 | 2046 | 2046 | SPRING | 49 | 49 | 49 | 49 | 49 | 49 | 10 | 50 | 50 | 50 | 50 | 50 | 50 | 10
COT-01 | 2046-06-01 | 6 | 2046 | 2046 | SUMMER | 45 | 45 | 45 | 45 | 45 | 45 | 10 | 49 | 49 | 49 | 49 | 49 | 49 | 10
COT-01 | 2046-07-01 | 7 | 2046 | 2046 | SUMMER | 45 | 45 | 45 | 45 | 45 | 45 | 10 | 48 | 48 | 48 | 48 | 48 | 48 | 10
COT-01 | 2046-08-01 | 8 | 2046 | 2046 | SUMMER | 45 | 45 | 45 | 45 | 45 | 45 | 10 | 48 | 48 | 48 | 48 | 48 | 48 | 10
COT-01 | 2046-09-01 | 9 | 2046 | 2046 | SUMMER | 49 | 49 | 49 | 49 | 49 | 49 | 10 | 49 | 49 | 49 | 49 | 49 | 49 | 10
COT-01 | 2046-10-01 | 10 | 2047 | 2046 | FALL | 53 | 53 | 53 | 53 | 53 | 53 | 10 | 52 | 52 | 52 | 52 | 52 | 52 | 10
COT-01 | 2046-11-01 | 11 | 2047 | 2046 | FALL | 56 | 56 | 56 | 56 | 56 | 56 | 10 | 54 | 54 | 54 | 54 | 54 | 54 | 10
COT-01 | 2046-12-01 | 12 | 2047 | 2046 | WINTER | 61 | 61 | 61 | 61 | 61 | 61 | 10 | 56 | 56 | 56 | 56 | 56 | 56 | 10
COT-01 | 2047-01-01 | 1 | 2047 | 2047 | WINTER | 61 | 61 | 61 | 61 | 61 | 61 | 10 | 56 | 56 | 56 | 56 | 56 | 56 | 10
COT-01 | 2047-02-01 | 2 | 2047 | 2047 | WINTER | 59 | 59 | 59 | 59 | 59 | 59 | 10 | 55 | 55 | 55 | 55 | 55 | 55 | 10
COT-01 | 2047-03-01 | 3 | 2047 | 2047 | WINTER | 56 | 56 | 56 | 56 | 56 | 56 | 10 | 54 | 54 | 54 | 54 | 54 | 54 | 10
COT-01 | 2047-04-01 | 4 | 2047 | 2047 | SPRING | 53 | 53 | 53 | 53 | 53 | 53 | 10 | 52 | 52 | 52 | 52 | 52 | 52 | 10
COT-01 | 2047-05-01 | 5 | 2047 | 2047 | SPRING | 49 | 49 | 49 | 49 | 49 | 49 | 10 | 50 | 50 | 50 | 50 | 50 | 50 | 10
COT-01 | 2047-06-01 | 6 | 2047 | 2047 | SUMMER | 45 | 45 | 45 | 45 | 45 | 45 | 10 | 49 | 49 | 49 | 49 | 49 | 49 | 10
COT-01 | 2047-07-01 | 7 | 2047 | 2047 | SUMMER | 45 | 45 | 45 | 45 | 45 | 45 | 10 | 48 | 48 | 48 | 48 | 48 | 48 | 10
COT-01 | 2047-08-01 | 8 | 2047 | 2047 | SUMMER | 45 | 45 | 45 | 45 | 45 | 45 | 10 | 48 | 48 | 48 | 48 | 48 | 48 | 10
COT-01 | 2047-09-01 | 9 | 2047 | 2047 | SUMMER | 49 | 49 | 49 | 49 | 49 | 49 | 10 | 49 | 49 | 49 | 49 | 49 | 49 | 10
COT-02 | 2016-10-01 | 10 | 2017 | 2016 | FALL | 53 | 53 | 53 | 53 | 53 | 53 | 10 | 52 | 52 | 52 | 52 | 52 | 52 | 10
COT-02 | 2016-11-01 | 11 | 2017 | 2016 | FALL | 56 | 56 | 56 | 56 | 56 | 56 | 10 | 54 | 54 | 54 | 54 | 54 | 54 | 10
COT-02 | 2016-12-01 | 12 | 2017 | 2016 | WINTER | 61 | 61 | 61 | 61 | 61 | 61 | 10 | 56 | 56 | 56 | 56 | 56 | 56 | 10
COT-02 | 2017-01-01 | 1 | 2017 | 2017 | WINTER | 61 | 61 | 61 | 61 | 61 | 61 | 10 | 56 | 56 | 56 | 56 | 56 | 56 | 10
COT-02 | 2017-02-01 | 2 | 2017 | 2017 | WINTER | 59 | 59 | 59 | 59 | 59 | 59 | 10 | 55 | 55 | 55 | 55 | 55 | 55 | 10
COT-02 | 2017-03-01 | 3 | 2017 | 2017 | WINTER | 56 | 56 | 56 | 56 | 56 | 56 | 10 | 54 | 54 | 54 | 54 | 54 | 54 | 10
COT-02 | 2017-04-01 | 4 | 2017 | 2017 | SPRING | 53 | 53 | 53 | 53 | 53 | 53 | 10 | 52 | 52 | 52 | 52 | 52 | 52 | 10
COT-02 | 2017-05-01 | 5 | 2017 | 2017 | SPRING | 49 | 49 | 49 | 49 | 49 | 49 | 10 | 50 | 50 | 50 | 50 | 50 | 50 | 10
COT-02 | 2017-06-01 | 6 | 2017 | 2017 | SUMMER | 45 | 45 | 45 | 45 | 45 | 45 | 10 | 49 | 49 | 49 | 49 | 49 | 49 | 10
COT-02 | 2017-07-01 | 7 | 2017 | 2017 | SUMMER | 45 | 45 | 45 | 45 | 45 | 45 | 10 | 48 | 48 | 48 | 48 | 48 | 48 | 10
COT-02 | 2017-08-01 | 8 | 2017 | 2017 | SUMMER | 45 | 45 | 45 | 45 | 45 | 45 | 10 | 48 | 48 | 48 | 48 | 48 | 48 | 10
COT-02 | 2017-09-01 | 9 | 2017 | 2017 | SUMMER | 49 | 49 | 49 | 49 | 49 | 49 | 10 | 49 | 49 | 49 | 49 | 49 | 49 | 10
COT-02 | 2017-10-01 | 10 | 2018 | 2017 | FALL | 53 | 53 | 53 | 53 | 53 | 53 | 10 | 52 | 52 | 52 | 52 | 52 | 52 | 10
COT-02 | 2017-11-01 | 11 | 2018 | 2017 | FALL | 56 | 56 | 56 | 56 | 56 | 56 | 10 | 54 | 54 | 54 | 54 | 54 | 54 | 10
COT-02 | 2017-12-01 | 12 | 2018 | 2017 | WINTER | 61 | 61 | 61 | 61 | 61 | 61 | 10 | 56 | 56 | 56 | 56 | 56 | 56 | 10
COT-02 | 2018-01-01 | 1 | 2018 | 2018 | WINTER | 61 | 61 | 61 | 61 | 61 | 61 | 10 | 56 | 56 | 56 | 56 | 56 | 56 | 10
COT-02 | 2018-02-01 | 2 | 2018 | 2018 | WINTER | 59 | 59 | 59 | 59 | 59 | 59 | 10 | 55 | 55 | 55 | 55 | 55 | 55 | 10
COT-02 | 2018-03-01 | 3 | 2018 | 2018 | WINTER | 56 | 56 | 56 | 56 | 56 | 56 | 10 | 54 | 54 | 54 | 54 | 54 | 54 | 10
COT-02 | 2018-04-01 | 4 | 2018 | 2018 | SPRING | 53 | 53 | 53 | 53 | 53 | 53 | 10 | 52 | 52 | 52 | 52 | 52 | 52 | 10
COT-02 | 2018-05-01 | 5 | 2018 | 2018 | SPRING | 49 | 49 | 49 | 49 | 49 | 49 | 10 | 50 | 50 | 50 | 50 | 50 | 50 | 10
COT-02 | 2018-06-01 | 6 | 2018 | 2018 | SUMMER | 45 | 45 | 45 | 45 | 45 | 45 | 10 | 49 | 49 | 49 | 49 | 49 | 49 | 10
COT-02 | 2018-07-01 | 7 | 2018 | 2018 | SUMMER | 45 | 45 | 45 | 45 | 45 | 45 | 10 | 48 | 48 | 48 | 48 | 48 | 48 | 10
COT-02 | 2018-08-01 | 8 | 2018 | 2018 | SUMMER | 45 | 45 | 45 | 45 | 45 | 45 | 10 | 48 | 48 | 48 | 48 | 48 | 48 | 10
COT-02 | 2018-09-01 | 9 | 2018 | 2018 | SUMMER | 49 | 49 | 49 | 49 | 49 | 49 | 10 | 49 | 49 | 49 | 49 | 49 | 49 | 10
COT-02 | 2018-10-01 | 10 | 2019 | 2018 | FALL | 53 | 53 | 53 | 53 | 53 | 53 | 10 | 52 | 52 | 52 | 52 | 52 | 52 | 10
COT-02 | 2018-11-01 | 11 | 2019 | 2018 | FALL | 56 | 56 | 56 | 56 | 56 | 56 | 10 | 54 | 54 | 54 | 54 | 54 | 54 | 10
COT-02 | 2018-12-01 | 12 | 2019 | 2018 | WINTER | 61 | 61 | 61 | 61 | 61 | 61 | 10 | 56 | 56 | 56 | 56 | 56 | 56 | 10
COT-02 | 2019-01-01 | 1 | 2019 | 2019 | WINTER | 61 | 61 | 61 | 61 | 61 | 61 | 10 | 56 | 56 | 56 | 56 | 56 | 56 | 10
COT-02 | 2019-02-01 | 2 | 2019 | 2019 | WINTER | 59 | 59 | 59 | 59 | 59 | 59 | 10 | 55 | 55 | 55 | 55 | 55 | 55 | 10
COT-02 | 2019-03-01 | 3 | 2019 | 2019 | WINTER | 56 | 56 | 56 | 56 | 56 | 56 | 10 | 54 | 54 | 54 | 54 | 54 | 54 | 10
COT-02 | 2019-04-01 | 4 | 2019 | 2019 | SPRING | 53 | 53 | 53 | 53 | 53 | 53 | 10 | 52 | 52 | 52 | 52 | 52 | 52 | 10
COT-02 | 2019-05-01 | 5 | 2019 | 2019 | SPRING | 49 | 49 | 49 | 49 | 49 | 49 | 10 | 50 | 50 | 50 | 50 | 50 | 50 | 10
COT-02 | 2019-06-01 | 6 | 2019 | 2019 | SUMMER | 45 | 45 | 45 | 45 | 45 | 45 | 10 | 49 | 49 | 49 | 49 | 49 | 49 | 10
COT-02 | 2019-07-01 | 7 | 2019 | 2019 | SUMMER | 45 | 45 | 45 | 45 | 45 | 45 | 10 | 48 | 48 | 48 | 48 | 48 | 48 | 10
COT-02 | 2019-08-01 | 8 | 2019 | 2019 | SUMMER | 45 | 45 | 45 | 45 | 45 | 45 | 10 | 48 | 48 | 48 | 48 | 48 | 48 | 10
COT-02 | 2019-09-01 | 9 | 2019 | 2019 | SUMMER | 49 | 49 | 49 | 49 | 49 | 49 | 10 | 49 | 49 | 49 | 49 | 49 | 49 | 10
COT-02 | 2019-10-01 | 10 | 2020 | 2019 | FALL | 53 | 53 | 53 | 53 | 53 | 53 | 10 | 52 | 52 | 52 | 52 | 52 | 52 | 10
COT-02 | 2019-11-01 | 11 | 2020 | 2019 | FALL | 56 | 56 | 56 | 56 | 56 | 56 | 10 | 54 | 54 | 54 | 54 | 54 | 54 | 10
COT-02 | 2019-12-01 | 12 | 2020 | 2019 | WINTER | 61 | 61 | 61 | 61 | 61 | 61 | 10 | 56 | 56 | 56 | 56 | 56 | 56 | 10
COT-02 | 2020-01-01 | 1 | 2020 | 2020 | WINTER | 61 | 61 | 61 | 61 | 61 | 61 | 10 | 56 | 56 | 56 | 56 | 56 | 56 | 10
COT-02 | 2020-02-01 | 2 | 2020 | 2020 | WINTER | 59 | 59 | 59 | 59 | 59 | 59 | 10 | 55 | 55 | 55 | 55 | 55 | 55 | 10
COT-02 | 2020-03-01 | 3 | 2020 | 2020 | WINTER | 56 | 56 | 56 | 56 | 56 | 56 | 10 | 54 | 54 | 54 | 54 | 54 | 54 | 10
COT-02 | 2020-04-01 | 4 | 2020 | 2020 | SPRING | 53 | 53 | 53 | 53 | 53 | 53 | 10 | 52 | 52 | 52 | 52 | 52 | 52 | 10
COT-02 | 2020-05-01 | 5 | 2020 | 2020 | SPRING | 49 | 49 | 49 | 49 | 49 | 49 | 10 | 50 | 50 | 50 | 50 | 50 | 50 | 10
COT-02 | 2020-06-01 | 6 | 2020 | 2020 | SUMMER | 45 | 45 | 45 | 45 | 45 | 45 | 10 | 49 | 49 | 49 | 49 | 49 | 49 | 10
COT-02 | 2020-07-01 | 7 | 2020 | 2020 | SUMMER | 45 | 45 | 45 | 45 | 45 | 45 | 10 | 48 | 48 | 48 | 48 | 48 | 48 | 10
COT-02 | 2020-08-01 | 8 | 2020 | 2020 | SUMMER | 45 | 45 | 45 | 45 | 45 | 45 | 10 | 48 | 48 | 48 | 48 | 48 | 48 | 10
COT-02 | 2020-09-01 | 9 | 2020 | 2020 | SUMMER | 49 | 49 | 49 | 49 | 49 | 49 | 10 | 49 | 49 | 49 | 49 | 49 | 49 | 10
COT-02 | 2020-10-01 | 10 | 2021 | 2020 | FALL | 53 | 53 | 53 | 53 | 53 | 53 | 10 | 52 | 52 | 52 | 52 | 52 | 52 | 10
COT-02 | 2020-11-01 | 11 | 2021 | 2020 | FALL | 56 | 56 | 56 | 56 | 56 | 56 | 10 | 54 | 54 | 54 | 54 | 54 | 54 | 10
COT-02 | 2020-12-01 | 12 | 2021 | 2020 | WINTER | 61 | 61 | 61 | 61 | 61 | 61 | 10 | 56 | 56 | 56 | 56 | 56 | 56 | 10
COT-02 | 2021-01-01 | 1 | 2021 | 2021 | WINTER | 61 | 61 | 61 | 61 | 61 | 61 | 10 | 56 | 56 | 56 | 56 | 56 | 56 | 10
COT-02 | 2021-02-01 | 2 | 2021 | 2021 | WINTER | 59 | 59 | 59 | 59 | 59 | 59 | 10 | 55 | 55 | 55 | 55 | 55 | 55 | 10
COT-02 | 2021-03-01 | 3 | 2021 | 2021 | WINTER | 56 | 56 | 56 | 56 | 56 | 56 | 10 | 54 | 54 | 54 | 54 | 54 | 54 | 10
COT-02 | 2021-04-01 | 4 | 2021 | 2021 | SPRING | 53 | 53 | 53 | 53 | 53 | 53 | 10 | 52 | 52 | 52 | 52 | 52 | 52 | 10
COT-02 | 2021-05-01 | 5 | 2021 | 2021 | SPRING | 49 | 49 | 49 | 49 | 49 | 49 | 10 | 50 | 50 | 50 | 50 | 50 | 50 | 10
COT-02 | 2021-06-01 | 6 | 2021 | 2021 | SUMMER | 45 | 45 | 45 | 45 | 45 | 45 | 10 | 49 | 49 | 49 | 49 | 49 | 49 | 10
COT-02 | 2021-07-01 | 7 | 2021 | 2021 | SUMMER | 45 | 45 | 45 | 45 | 45 | 45 | 10 | 48 | 48 | 48 | 48 | 48 | 48 | 10
COT-02 | 2021-08-01 | 8 | 2021 | 2021 | SUMMER | 45 | 45 | 45 | 45 | 45 | 45 | 10 | 48 | 48 | 48 | 48 | 48 | 48 | 10
COT-02 | 2021-09-01 | 9 | 2021 | 2021 | SUMMER | 49 | 49 | 49 | 49 | 49 | 49 | 10 | 49 | 49 | 49 | 49 | 49 | 49 | 10
COT-02 | 2021-10-01 | 10 | 2022 | 2021 | FALL | 53 | 53 | 53 | 53 | 53 | 53 | 10 | 52 | 52 | 52 | 52 | 52 | 52 | 10
COT-02 | 2021-11-01 | 11 | 2022 | 2021 | FALL | 56 | 56 | 56 | 56 | 56 | 56 | 10 | 54 | 54 | 54 | 54 | 54 | 54 | 10
COT-02 | 2021-12-01 | 12 | 2022 | 2021 | WINTER | 61 | 61 | 61 | 61 | 61 | 61 | 10 | 56 | 56 | 56 | 56 | 56 | 56 | 10
COT-02 | 2022-01-01 | 1 | 2022 | 2022 | WINTER | 61 | 61 | 61 | 61 | 61 | 61 | 10 | 56 | 56 | 56 | 56 | 56 | 56 | 10
COT-02 | 2022-02-01 | 2 | 2022 | 2022 | WINTER | 59 | 59 | 59 | 59 | 59 | 59 | 10 | 55 | 55 | 55 | 55 | 55 | 55 | 10
COT-02 | 2022-03-01 | 3 | 2022 | 2022 | WINTER | 56 | 56 | 56 | 56 | 56 | 56 | 10 | 54 | 54 | 54 | 54 | 54 | 54 | 10
COT-02 | 2022-04-01 | 4 | 2022 | 2022 | SPRING | 53 | 53 | 53 | 53 | 53 | 53 | 10 | 52 | 52 | 52 | 52 | 52 | 52 | 10
COT-02 | 2022-05-01 | 5 | 2022 | 2022 | SPRING | 49 | 49 | 49 | 49 | 49 | 49 | 10 | 50 | 50 | 50 | 50 | 50 | 50 | 10
COT-02 | 2022-06-01 | 6 | 2022 | 2022 | SUMMER | 45 | 45 | 45 | 45 | 45 | 45 | 10 | 49 | 49 | 49 | 49 | 49 | 49 | 10
COT-02 | 2022-07-01 | 7 | 2022 | 2022 | SUMMER | 45 | 45 | 45 | 45 | 45 | 45 | 10 | 48 | 48 | 48 | 48 | 48 | 48 | 10
COT-02 | 2022-08-01 | 8 | 2022 | 2022 | SUMMER | 45 | 45 | 45 | 45 | 45 | 45 | 10 | 48 | 48 | 48 | 48 | 48 | 48 | 10
COT-02 | 2022-09-01 | 9 | 2022 | 2022 | SUMMER | 49 | 49 | 49 | 49 | 49 | 49 | 10 | 49 | 49 | 49 | 49 | 49 | 49 | 10
COT-02 | 2022-10-01 | 10 | 2023 | 2022 | FALL | 53 | 53 | 53 | 53 | 53 | 53 | 10 | 52 | 52 | 52 | 52 | 52 | 52 | 10
COT-02 | 2022-11-01 | 11 | 2023 | 2022 | FALL | 56 | 56 | 56 | 56 | 56 | 56 | 10 | 54 | 54 | 54 | 54 | 54 | 54 | 10
COT-02 | 2022-12-01 | 12 | 2023 | 2022 | WINTER | 61 | 61 | 61 | 61 | 61 | 61 | 10 | 56 | 56 | 56 | 56 | 56 | 56 | 10
COT-02 | 2023-01-01 | 1 | 2023 | 2023 | WINTER | 61 | 61 | 61 | 61 | 61 | 61 | 10 | 56 | 56 | 56 | 56 | 56 | 56 | 10
COT-02 | 2023-02-01 | 2 | 2023 | 2023 | WINTER | 59 | 59 | 59 | 59 | 59 | 59 | 10 | 55 | 55 | 55 | 55 | 55 | 55 | 10
COT-02 | 2023-03-01 | 3 | 2023 | 2023 | WINTER | 56 | 56 | 56 | 56 | 56 | 56 | 10 | 54 | 54 | 54 | 54 | 54 | 54 | 10
COT-02 | 2023-04-01 | 4 | 2023 | 2023 | SPRING | 53 | 53 | 53 | 53 | 53 | 53 | 10 | 52 | 52 | 52 | 52 | 52 | 52 | 10
COT-02 | 2023-05-01 | 5 | 2023 | 2023 | SPRING | 49 | 49 | 49 | 49 | 49 | 49 | 10 | 50 | 50 | 50 | 50 | 50 | 50 | 10
COT-02 | 2023-06-01 | 6 | 2023 | 2023 | SUMMER | 45 | 45 | 45 | 45 | 45 | 45 | 10 | 49 | 49 | 49 | 49 | 49 | 49 | 10
COT-02 | 2023-07-01 | 7 | 2023 | 2023 | SUMMER | 45 | 45 | 45 | 45 | 45 | 45 | 10 | 48 | 48 | 48 | 48 | 48 | 48 | 10
COT-02 | 2023-08-01 | 8 | 2023 | 2023 | SUMMER | 45 | 45 | 45 | 45 | 45 | 45 | 10 | 48 | 48 | 48 | 48 | 48 | 48 | 10
COT-02 | 2023-09-01 | 9 | 2023 | 2023 | SUMMER | 49 | 49 | 49 | 49 | 49 | 49 | 10 | 49 | 49 | 49 | 49 | 49 | 49 | 10
COT-02 | 2023-10-01 | 10 | 2024 | 2023 | FALL | 53 | 53 | 53 | 53 | 53 | 53 | 10 | 52 | 52 | 52 | 52 | 52 | 52 | 10
COT-02 | 2023-11-01 | 11 | 2024 | 2023 | FALL | 56 | 56 | 56 | 56 | 56 | 56 | 10 | 54 | 54 | 54 | 54 | 54 | 54 | 10
COT-02 | 2023-12-01 | 12 | 2024 | 2023 | WINTER | 61 | 61 | 61 | 61 | 61 | 61 | 10 | 56 | 56 | 56 | 56 | 56 | 56 | 10
COT-02 | 2024-01-01 | 1 | 2024 | 2024 | WINTER | 61 | 61 | 61 | 61 | 61 | 61 | 10 | 56 | 56 | 56 | 56 | 56 | 56 | 10
COT-02 | 2024-02-01 | 2 | 2024 | 2024 | WINTER | 59 | 59 | 59 | 59 | 59 | 59 | 10 | 55 | 55 | 55 | 55 | 55 | 55 | 10
COT-02 | 2024-03-01 | 3 | 2024 | 2024 | WINTER | 56 | 56 | 56 | 56 | 56 | 56 | 10 | 54 | 54 | 54 | 54 | 54 | 54 | 10
COT-02 | 2024-04-01 | 4 | 2024 | 2024 | SPRING | 53 | 53 | 53 | 53 | 53 | 53 | 10 | 52 | 52 | 52 | 52 | 52 | 52 | 10
COT-02 | 2024-05-01 | 5 | 2024 | 2024 | SPRING | 49 | 49 | 49 | 49 | 49 | 49 | 10 | 50 | 50 | 50 | 50 | 50 | 50 | 10
COT-02 | 2024-06-01 | 6 | 2024 | 2024 | SUMMER | 45 | 45 | 45 | 45 | 45 | 45 | 10 | 49 | 49 | 49 | 49 | 49 | 49 | 10
COT-02 | 2024-07-01 | 7 | 2024 | 2024 | SUMMER | 45 | 45 | 45 | 45 | 45 | 45 | 10 | 48 | 48 | 48 | 48 | 48 | 48 | 10
COT-02 | 2024-08-01 | 8 | 2024 | 2024 | SUMMER | 45 | 45 | 45 | 45 | 45 | 45 | 10 | 48 | 48 | 48 | 48 | 48 | 48 | 10
COT-02 | 2024-09-01 | 9 | 2024 | 2024 | SUMMER | 49 | 49 | 49 | 49 | 49 | 49 | 10 | 49 | 49 | 49 | 49 | 49 | 49 | 10
COT-02 | 2024-10-01 | 10 | 2025 | 2024 | FALL | 53 | 53 | 53 | 53 | 53 | 53 | 10 | 52 | 52 | 52 | 52 | 52 | 52 | 10
COT-02 | 2024-11-01 | 11 | 2025 | 2024 | FALL | 56 | 56 | 56 | 56 | 56 | 56 | 10 | 54 | 54 | 54 | 54 | 54 | 54 | 10
COT-02 | 2024-12-01 | 12 | 2025 | 2024 | WINTER | 61 | 61 | 61 | 61 | 61 | 61 | 10 | 56 | 56 | 56 | 56 | 56 | 56 | 10
COT-02 | 2025-01-01 | 1 | 2025 | 2025 | WINTER | 61 | 61 | 61 | 61 | 61 | 61 | 10 | 56 | 56 | 56 | 56 | 56 | 56 | 10
COT-02 | 2025-02-01 | 2 | 2025 | 2025 | WINTER | 59 | 59 | 59 | 59 | 59 | 59 | 10 | 55 | 55 | 55 | 55 | 55 | 55 | 10
COT-02 | 2025-03-01 | 3 | 2025 | 2025 | WINTER | 56 | 56 | 56 | 56 | 56 | 56 | 10 | 54 | 54 | 54 | 54 | 54 | 54 | 10
COT-02 | 2025-04-01 | 4 | 2025 | 2025 | SPRING | 53 | 53 | 53 | 53 | 53 | 53 | 10 | 52 | 52 | 52 | 52 | 52 | 52 | 10
COT-02 | 2025-05-01 | 5 | 2025 | 2025 | SPRING | 49 | 49 | 49 | 49 | 49 | 49 | 10 | 50 | 50 | 50 | 50 | 50 | 50 | 10
COT-02 | 2025-06-01 | 6 | 2025 | 2025 | SUMMER | 45 | 45 | 45 | 45 | 45 | 45 | 10 | 49 | 49 | 49 | 49 | 49 | 49 | 10
COT-02 | 2025-07-01 | 7 | 2025 | 2025 | SUMMER | 45 | 45 | 45 | 45 | 45 | 45 | 10 | 48 | 48 | 48 | 48 | 48 | 48 | 10
COT-02 | 2025-08-01 | 8 | 2025 | 2025 | SUMMER | 45 | 45 | 45 | 45 | 45 | 45 | 10 | 48 | 48 | 48 | 48 | 48 | 48 | 10
COT-02 | 2025-09-01 | 9 | 2025 | 2025 | SUMMER | 49 | 49 | 49 | 49 | 49 | 49 | 10 | 49 | 49 | 49 | 49 | 49 | 49 | 10
COT-02 | 2025-10-01 | 10 | 2026 | 2025 | FALL | 53 | 53 | 53 | 53 | 53 | 53 | 10 | 52 | 52 | 52 | 52 | 52 | 52 | 10
COT-02 | 2025-11-01 | 11 | 2026 | 2025 | FALL | 56 | 56 | 56 | 56 | 56 | 56 | 10 | 54 | 54 | 54 | 54 | 54 | 54 | 10
COT-02 | 2025-12-01 | 12 | 2026 | 2025 | WINTER | 61 | 61 | 61 | 61 | 61 | 61 | 10 | 56 | 56 | 56 | 56 | 56 | 56 | 10
COT-02 | 2026-01-01 | 1 | 2026 | 2026 | WINTER | 61 | 61 | 61 | 61 | 61 | 61 | 10 | 56 | 56 | 56 | 56 | 56 | 56 | 10
COT-02 | 2026-02-01 | 2 | 2026 | 2026 | WINTER | 59 | 59 | 59 | 59 | 59 | 59 | 10 | 55 | 55 | 55 | 55 | 55 | 55 | 10
COT-02 | 2026-03-01 | 3 | 2026 | 2026 | WINTER | 56 | 56 | 56 | 56 | 56 | 56 | 10 | 54 | 54 | 54 | 54 | 54 | 54 | 10
COT-02 | 2026-04-01 | 4 | 2026 | 2026 | SPRING | 53 | 53 | 53 | 53 | 53 | 53 | 10 | 52 | 52 | 52 | 52 | 52 | 52 | 10
COT-02 | 2026-05-01 | 5 | 2026 | 2026 | SPRING | 49 | 49 | 49 | 49 | 49 | 49 | 10 | 50 | 50 | 50 | 50 | 50 | 50 | 10
COT-02 | 2026-06-01 | 6 | 2026 | 2026 | SUMMER | 45 | 45 | 45 | 45 | 45 | 45 | 10 | 49 | 49 | 49 | 49 | 49 | 49 | 10
COT-02 | 2026-07-01 | 7 | 2026 | 2026 | SUMMER | 45 | 45 | 45 | 45 | 45 | 45 | 10 | 48 | 48 | 48 | 48 | 48 | 48 | 10
COT-02 | 2026-08-01 | 8 | 2026 | 2026 | SUMMER | 45 | 45 | 45 | 45 | 45 | 45 | 10 | 48 | 48 | 48 | 48 | 48 | 48 | 10
COT-02 | 2026-09-01 | 9 | 2026 | 2026 | SUMMER | 49 | 49 | 49 | 49 | 49 | 49 | 10 | 49 | 49 | 49 | 49 | 49 | 49 | 10
COT-02 | 2026-10-01 | 10 | 2027 | 2026 | FALL | 53 | 53 | 53 | 53 | 53 | 53 | 10 | 52 | 52 | 52 | 52 | 52 | 52 | 10
COT-02 | 2026-11-01 | 11 | 2027 | 2026 | FALL | 56 | 56 | 56 | 56 | 56 | 56 | 10 | 54 | 54 | 54 | 54 | 54 | 54 | 10
COT-02 | 2026-12-01 | 12 | 2027 | 2026 | WINTER | 61 | 61 | 61 | 61 | 61 | 61 | 10 | 56 | 56 | 56 | 56 | 56 | 56 | 10
COT-02 | 2027-01-01 | 1 | 2027 | 2027 | WINTER | 61 | 61 | 61 | 61 | 61 | 61 | 10 | 56 | 56 | 56 | 56 | 56 | 56 | 10
COT-02 | 2027-02-01 | 2 | 2027 | 2027 | WINTER | 59 | 59 | 59 | 59 | 59 | 59 | 10 | 55 | 55 | 55 | 55 | 55 | 55 | 10
COT-02 | 2027-03-01 | 3 | 2027 | 2027 | WINTER | 56 | 56 | 56 | 56 | 56 | 56 | 10 | 54 | 54 | 54 | 54 | 54 | 54 | 10
COT-02 | 2027-04-01 | 4 | 2027 | 2027 | SPRING | 53 | 53 | 53 | 53 | 53 | 53 | 10 | 52 | 52 | 52 | 52 | 52 | 52 | 10
COT-02 | 2027-05-01 | 5 | 2027 | 2027 | SPRING | 49 | 49 | 49 | 49 | 49 | 49 | 10 | 50 | 50 | 50 | 50 | 50 | 50 | 10
COT-02 | 2027-06-01 | 6 | 2027 | 2027 | SUMMER | 45 | 45 | 45 | 45 | 45 | 45 | 10 | 49 | 49 | 49 | 49 | 49 | 49 | 10
COT-02 | 2027-07-01 | 7 | 2027 | 2027 | SUMMER | 45 | 45 | 45 | 45 | 45 | 45 | 10 | 48 | 48 | 48 | 48 | 48 | 48 | 10
COT-02 | 2027-08-01 | 8 | 2027 | 2027 | SUMMER | 45 | 45 | 45 | 45 | 45 | 45 | 10 | 48 | 48 | 48 | 48 | 48 | 48 | 10
COT-02 | 2027-09-01 | 9 | 2027 | 2027 | SUMMER | 49 | 49 | 49 | 49 | 49 | 49 | 10 | 49 | 49 | 49 | 49 | 49 | 49 | 10
COT-02 | 2027-10-01 | 10 | 2028 | 2027 | FALL | 53 | 53 | 53 | 53 | 53 | 53 | 10 | 52 | 52 | 52 | 52 | 52 | 52 | 10
COT-02 | 2027-11-01 | 11 | 2028 | 2027 | FALL | 56 | 56 | 56 | 56 | 56 | 56 | 10 | 54 | 54 | 54 | 54 | 54 | 54 | 10
COT-02 | 2027-12-01 | 12 | 2028 | 2027 | WINTER | 61 | 61 | 61 | 61 | 61 | 61 | 10 | 56 | 56 | 56 | 56 | 56 | 56 | 10
COT-02 | 2028-01-01 | 1 | 2028 | 2028 | WINTER | 61 | 61 | 61 | 61 | 61 | 61 | 10 | 56 | 56 | 56 | 56 | 56 | 56 | 10
COT-02 | 2028-02-01 | 2 | 2028 | 2028 | WINTER | 59 | 59 | 59 | 59 | 59 | 59 | 10 | 55 | 55 | 55 | 55 | 55 | 55 | 10
COT-02 | 2028-03-01 | 3 | 2028 | 2028 | WINTER | 56 | 56 | 56 | 56 | 56 | 56 | 10 | 54 | 54 | 54 | 54 | 54 | 54 | 10
COT-02 | 2028-04-01 | 4 | 2028 | 2028 | SPRING | 53 | 53 | 53 | 53 | 53 | 53 | 10 | 52 | 52 | 52 | 52 | 52 | 52 | 10
COT-02 | 2028-05-01 | 5 | 2028 | 2028 | SPRING | 49 | 49 | 49 | 49 | 49 | 49 | 10 | 50 | 50 | 50 | 50 | 50 | 50 | 10
COT-02 | 2028-06-01 | 6 | 2028 | 2028 | SUMMER | 45 | 45 | 45 | 45 | 45 | 45 | 10 | 49 | 49 | 49 | 49 | 49 | 49 | 10
COT-02 | 2028-07-01 | 7 | 2028 | 2028 | SUMMER | 45 | 45 | 45 | 45 | 45 | 45 | 10 | 48 | 48 | 48 | 48 | 48 | 48 | 10
COT-02 | 2028-08-01 | 8 | 2028 | 2028 | SUMMER | 45 | 45 | 45 | 45 | 45 | 45 | 10 | 48 | 48 | 48 | 48 | 48 | 48 | 10
COT-02 | 2028-09-01 | 9 | 2028 | 2028 | SUMMER | 49 | 49 | 49 | 49 | 49 | 49 | 10 | 49 | 49 | 49 | 49 | 49 | 49 | 10
COT-02 | 2028-10-01 | 10 | 2029 | 2028 | FALL | 53 | 53 | 53 | 53 | 53 | 53 | 10 | 52 | 52 | 52 | 52 | 52 | 52 | 10
COT-02 | 2028-11-01 | 11 | 2029 | 2028 | FALL | 56 | 56 | 56 | 56 | 56 | 56 | 10 | 54 | 54 | 54 | 54 | 54 | 54 | 10
COT-02 | 2028-12-01 | 12 | 2029 | 2028 | WINTER | 61 | 61 | 61 | 61 | 61 | 61 | 10 | 56 | 56 | 56 | 56 | 56 | 56 | 10
COT-02 | 2029-01-01 | 1 | 2029 | 2029 | WINTER | 61 | 61 | 61 | 61 | 61 | 61 | 10 | 56 | 56 | 56 | 56 | 56 | 56 | 10
COT-02 | 2029-02-01 | 2 | 2029 | 2029 | WINTER | 59 | 59 | 59 | 59 | 59 | 59 | 10 | 55 | 55 | 55 | 55 | 55 | 55 | 10
COT-02 | 2029-03-01 | 3 | 2029 | 2029 | WINTER | 56 | 56 | 56 | 56 | 56 | 56 | 10 | 54 | 54 | 54 | 54 | 54 | 54 | 10
COT-02 | 2029-04-01 | 4 | 2029 | 2029 | SPRING | 53 | 53 | 53 | 53 | 53 | 53 | 10 | 52 | 52 | 52 | 52 | 52 | 52 | 10
COT-02 | 2029-05-01 | 5 | 2029 | 2029 | SPRING | 49 | 49 | 49 | 49 | 49 | 49 | 10 | 50 | 50 | 50 | 50 | 50 | 50 | 10
COT-02 | 2029-06-01 | 6 | 2029 | 2029 | SUMMER | 45 | 45 | 45 | 45 | 45 | 45 | 10 | 49 | 49 | 49 | 49 | 49 | 49 | 10
COT-02 | 2029-07-01 | 7 | 2029 | 2029 | SUMMER | 45 | 45 | 45 | 45 | 45 | 45 | 10 | 48 | 48 | 48 | 48 | 48 | 48 | 10
COT-02 | 2029-08-01 | 8 | 2029 | 2029 | SUMMER | 45 | 45 | 45 | 45 | 45 | 45 | 10 | 48 | 48 | 48 | 48 | 48 | 48 | 10
COT-02 | 2029-09-01 | 9 | 2029 | 2029 | SUMMER | 49 | 49 | 49 | 49 | 49 | 49 | 10 | 49 | 49 | 49 | 49 | 49 | 49 | 10
COT-02 | 2029-10-01 | 10 | 2030 | 2029 | FALL | 53 | 53 | 53 | 53 | 53 | 53 | 10 | 52 | 52 | 52 | 52 | 52 | 52 | 10
COT-02 | 2029-11-01 | 11 | 2030 | 2029 | FALL | 56 | 56 | 56 | 56 | 56 | 56 | 10 | 54 | 54 | 54 | 54 | 54 | 54 | 10
COT-02 | 2029-12-01 | 12 | 2030 | 2029 | WINTER | 61 | 61 | 61 | 61 | 61 | 61 | 10 | 56 | 56 | 56 | 56 | 56 | 56 | 10
COT-02 | 2030-01-01 | 1 | 2030 | 2030 | WINTER | 61 | 61 | 61 | 61 | 61 | 61 | 10 | 56 | 56 | 56 | 56 | 56 | 56 | 10
COT-02 | 2030-02-01 | 2 | 2030 | 2030 | WINTER | 59 | 59 | 59 | 59 | 59 | 59 | 10 | 55 | 55 | 55 | 55 | 55 | 55 | 10
COT-02 | 2030-03-01 | 3 | 2030 | 2030 | WINTER | 56 | 56 | 56 | 56 | 56 | 56 | 10 | 54 | 54 | 54 | 54 | 54 | 54 | 10
COT-02 | 2030-04-01 | 4 | 2030 | 2030 | SPRING | 53 | 53 | 53 | 53 | 53 | 53 | 10 | 52 | 52 | 52 | 52 | 52 | 52 | 10
COT-02 | 2030-05-01 | 5 | 2030 | 2030 | SPRING | 49 | 49 | 49 | 49 | 49 | 49 | 10 | 50 | 50 | 50 | 50 | 50 | 50 | 10
COT-02 | 2030-06-01 | 6 | 2030 | 2030 | SUMMER | 45 | 45 | 45 | 45 | 45 | 45 | 10 | 49 | 49 | 49 | 49 | 49 | 49 | 10
COT-02 | 2030-07-01 | 7 | 2030 | 2030 | SUMMER | 45 | 45 | 45 | 45 | 45 | 45 | 10 | 48 | 48 | 48 | 48 | 48 | 48 | 10
COT-02 | 2030-08-01 | 8 | 2030 | 2030 | SUMMER | 45 | 45 | 45 | 45 | 45 | 45 | 10 | 48 | 48 | 48 | 48 | 48 | 48 | 10
COT-02 | 2030-09-01 | 9 | 2030 | 2030 | SUMMER | 49 | 49 | 49 | 49 | 49 | 49 | 10 | 49 | 49 | 49 | 49 | 49 | 49 | 10
COT-02 | 2030-10-01 | 10 | 2031 | 2030 | FALL | 53 | 53 | 53 | 53 | 53 | 53 | 10 | 52 | 52 | 52 | 52 | 52 | 52 | 10
COT-02 | 2030-11-01 | 11 | 2031 | 2030 | FALL | 56 | 56 | 56 | 56 | 56 | 56 | 10 | 54 | 54 | 54 | 54 | 54 | 54 | 10
COT-02 | 2030-12-01 | 12 | 2031 | 2030 | WINTER | 61 | 61 | 61 | 61 | 61 | 61 | 10 | 56 | 56 | 56 | 56 | 56 | 56 | 10
COT-02 | 2031-01-01 | 1 | 2031 | 2031 | WINTER | 61 | 61 | 61 | 61 | 61 | 61 | 10 | 56 | 56 | 56 | 56 | 56 | 56 | 10
COT-02 | 2031-02-01 | 2 | 2031 | 2031 | WINTER | 59 | 59 | 59 | 59 | 59 | 59 | 10 | 55 | 55 | 55 | 55 | 55 | 55 | 10
COT-02 | 2031-03-01 | 3 | 2031 | 2031 | WINTER | 56 | 56 | 56 | 56 | 56 | 56 | 10 | 54 | 54 | 54 | 54 | 54 | 54 | 10
COT-02 | 2031-04-01 | 4 | 2031 | 2031 | SPRING | 53 | 53 | 53 | 53 | 53 | 53 | 10 | 52 | 52 | 52 | 52 | 52 | 52 | 10
COT-02 | 2031-05-01 | 5 | 2031 | 2031 | SPRING | 49 | 49 | 49 | 49 | 49 | 49 | 10 | 50 | 50 | 50 | 50 | 50 | 50 | 10
COT-02 | 2031-06-01 | 6 | 2031 | 2031 | SUMMER | 45 | 45 | 45 | 45 | 45 | 45 | 10 | 49 | 49 | 49 | 49 | 49 | 49 | 10
COT-02 | 2031-07-01 | 7 | 2031 | 2031 | SUMMER | 45 | 45 | 45 | 45 | 45 | 45 | 10 | 48 | 48 | 48 | 48 | 48 | 48 | 10
COT-02 | 2031-08-01 | 8 | 2031 | 2031 | SUMMER | 45 | 45 | 45 | 45 | 45 | 45 | 10 | 48 | 48 | 48 | 48 | 48 | 48 | 10
COT-02 | 2031-09-01 | 9 | 2031 | 2031 | SUMMER | 49 | 49 | 49 | 49 | 49 | 49 | 10 | 49 | 49 | 49 | 49 | 49 | 49 | 10
COT-02 | 2031-10-01 | 10 | 2032 | 2031 | FALL | 53 | 53 | 53 | 53 | 53 | 53 | 10 | 52 | 52 | 52 | 52 | 52 | 52 | 10
COT-02 | 2031-11-01 | 11 | 2032 | 2031 | FALL | 56 | 56 | 56 | 56 | 56 | 56 | 10 | 54 | 54 | 54 | 54 | 54 | 54 | 10
COT-02 | 2031-12-01 | 12 | 2032 | 2031 | WINTER | 61 | 61 | 61 | 61 | 61 | 61 | 10 | 56 | 56 | 56 | 56 | 56 | 56 | 10
COT-02 | 2032-01-01 | 1 | 2032 | 2032 | WINTER | 61 | 61 | 61 | 61 | 61 | 61 | 10 | 56 | 56 | 56 | 56 | 56 | 56 | 10
COT-02 | 2032-02-01 | 2 | 2032 | 2032 | WINTER | 59 | 59 | 59 | 59 | 59 | 59 | 10 | 55 | 55 | 55 | 55 | 55 | 55 | 10
COT-02 | 2032-03-01 | 3 | 2032 | 2032 | WINTER | 56 | 56 | 56 | 56 | 56 | 56 | 10 | 54 | 54 | 54 | 54 | 54 | 54 | 10
COT-02 | 2032-04-01 | 4 | 2032 | 2032 | SPRING | 53 | 53 | 53 | 53 | 53 | 53 | 10 | 52 | 52 | 52 | 52 | 52 | 52 | 10
COT-02 | 2032-05-01 | 5 | 2032 | 2032 | SPRING | 49 | 49 | 49 | 49 | 49 | 49 | 10 | 50 | 50 | 50 | 50 | 50 | 50 | 10
COT-02 | 2032-06-01 | 6 | 2032 | 2032 | SUMMER | 45 | 45 | 45 | 45 | 45 | 45 | 10 | 49 | 49 | 49 | 49 | 49 | 49 | 10
COT-02 | 2032-07-01 | 7 | 2032 | 2032 | SUMMER | 45 | 45 | 45 | 45 | 45 | 45 | 10 | 48 | 48 | 48 | 48 | 48 | 48 | 10
COT-02 | 2032-08-01 | 8 | 2032 | 2032 | SUMMER | 45 | 45 | 45 | 45 | 45 | 45 | 10 | 48 | 48 | 48 | 48 | 48 | 48 | 10
COT-02 | 2032-09-01 | 9 | 2032 | 2032 | SUMMER | 49 | 49 | 49 | 49 | 49 | 49 | 10 | 49 | 49 | 49 | 49 | 49 | 49 | 10
COT-02 | 2032-10-01 | 10 | 2033 | 2032 | FALL | 53 | 53 | 53 | 53 | 53 | 53 | 10 | 52 | 52 | 52 | 52 | 52 | 52 | 10
COT-02 | 2032-11-01 | 11 | 2033 | 2032 | FALL | 56 | 56 | 56 | 56 | 56 | 56 | 10 | 54 | 54 | 54 | 54 | 54 | 54 | 10
COT-02 | 2032-12-01 | 12 | 2033 | 2032 | WINTER | 61 | 61 | 61 | 61 | 61 | 61 | 10 | 56 | 56 | 56 | 56 | 56 | 56 | 10
COT-02 | 2033-01-01 | 1 | 2033 | 2033 | WINTER | 61 | 61 | 61 | 61 | 61 | 61 | 10 | 56 | 56 | 56 | 56 | 56 | 56 | 10
COT-02 | 2033-02-01 | 2 | 2033 | 2033 | WINTER | 59 | 59 | 59 | 59 | 59 | 59 | 10 | 55 | 55 | 55 | 55 | 55 | 55 | 10
COT-02 | 2033-03-01 | 3 | 2033 | 2033 | WINTER | 56 | 56 | 56 | 56 | 56 | 56 | 10 | 54 | 54 | 54 | 54 | 54 | 54 | 10
COT-02 | 2033-04-01 | 4 | 2033 | 2033 | SPRING | 53 | 53 | 53 | 53 | 53 | 53 | 10 | 52 | 52 | 52 | 52 | 52 | 52 | 10
COT-02 | 2033-05-01 | 5 | 2033 | 2033 | SPRING | 49 | 49 | 49 | 49 | 49 | 49 | 10 | 50 | 50 | 50 | 50 | 50 | 50 | 10
COT-02 | 2033-06-01 | 6 | 2033 | 2033 | SUMMER | 45 | 45 | 45 | 45 | 45 | 45 | 10 | 49 | 49 | 49 | 49 | 49 | 49 | 10
COT-02 | 2033-07-01 | 7 | 2033 | 2033 | SUMMER | 45 | 45 | 45 | 45 | 45 | 45 | 10 | 48 | 48 | 48 | 48 | 48 | 48 | 10
COT-02 | 2033-08-01 | 8 | 2033 | 2033 | SUMMER | 45 | 45 | 45 | 45 | 45 | 45 | 10 | 48 | 48 | 48 | 48 | 48 | 48 | 10
COT-02 | 2033-09-01 | 9 | 2033 | 2033 | SUMMER | 49 | 49 | 49 | 49 | 49 | 49 | 10 | 49 | 49 | 49 | 49 | 49 | 49 | 10
COT-02 | 2033-10-01 | 10 | 2034 | 2033 | FALL | 53 | 53 | 53 | 53 | 53 | 53 | 10 | 52 | 52 | 52 | 52 | 52 | 52 | 10
COT-02 | 2033-11-01 | 11 | 2034 | 2033 | FALL | 56 | 56 | 56 | 56 | 56 | 56 | 10 | 54 | 54 | 54 | 54 | 54 | 54 | 10
COT-02 | 2033-12-01 | 12 | 2034 | 2033 | WINTER | 61 | 61 | 61 | 61 | 61 | 61 | 10 | 56 | 56 | 56 | 56 | 56 | 56 | 10
COT-02 | 2034-01-01 | 1 | 2034 | 2034 | WINTER | 61 | 61 | 61 | 61 | 61 | 61 | 10 | 56 | 56 | 56 | 56 | 56 | 56 | 10
COT-02 | 2034-02-01 | 2 | 2034 | 2034 | WINTER | 59 | 59 | 59 | 59 | 59 | 59 | 10 | 55 | 55 | 55 | 55 | 55 | 55 | 10
COT-02 | 2034-03-01 | 3 | 2034 | 2034 | WINTER | 56 | 56 | 56 | 56 | 56 | 56 | 10 | 54 | 54 | 54 | 54 | 54 | 54 | 10
COT-02 | 2034-04-01 | 4 | 2034 | 2034 | SPRING | 53 | 53 | 53 | 53 | 53 | 53 | 10 | 52 | 52 | 52 | 52 | 52 | 52 | 10
COT-02 | 2034-05-01 | 5 | 2034 | 2034 | SPRING | 49 | 49 | 49 | 49 | 49 | 49 | 10 | 50 | 50 | 50 | 50 | 50 | 50 | 10
COT-02 | 2034-06-01 | 6 | 2034 | 2034 | SUMMER | 45 | 45 | 45 | 45 | 45 | 45 | 10 | 49 | 49 | 49 | 49 | 49 | 49 | 10
COT-02 | 2034-07-01 | 7 | 2034 | 2034 | SUMMER | 45 | 45 | 45 | 45 | 45 | 45 | 10 | 48 | 48 | 48 | 48 | 48 | 48 | 10
COT-02 | 2034-08-01 | 8 | 2034 | 2034 | SUMMER | 45 | 45 | 45 | 45 | 45 | 45 | 10 | 48 | 48 | 48 | 48 | 48 | 48 | 10
COT-02 | 2034-09-01 | 9 | 2034 | 2034 | SUMMER | 49 | 49 | 49 | 49 | 49 | 49 | 10 | 49 | 49 | 49 | 49 | 49 | 49 | 10
COT-02 | 2034-10-01 | 10 | 2035 | 2034 | FALL | 53 | 53 | 53 | 53 | 53 | 53 | 10 | 52 | 52 | 52 | 52 | 52 | 52 | 10
COT-02 | 2034-11-01 | 11 | 2035 | 2034 | FALL | 56 | 56 | 56 | 56 | 56 | 56 | 10 | 54 | 54 | 54 | 54 | 54 | 54 | 10
COT-02 | 2034-12-01 | 12 | 2035 | 2034 | WINTER | 61 | 61 | 61 | 61 | 61 | 61 | 10 | 56 | 56 | 56 | 56 | 56 | 56 | 10
COT-02 | 2035-01-01 | 1 | 2035 | 2035 | WINTER | 61 | 61 | 61 | 61 | 61 | 61 | 10 | 56 | 56 | 56 | 56 | 56 | 56 | 10
COT-02 | 2035-02-01 | 2 | 2035 | 2035 | WINTER | 59 | 59 | 59 | 59 | 59 | 59 | 10 | 55 | 55 | 55 | 55 | 55 | 55 | 10
COT-02 | 2035-03-01 | 3 | 2035 | 2035 | WINTER | 56 | 56 | 56 | 56 | 56 | 56 | 10 | 54 | 54 | 54 | 54 | 54 | 54 | 10
COT-02 | 2035-04-01 | 4 | 2035 | 2035 | SPRING | 53 | 53 | 53 | 53 | 53 | 53 | 10 | 52 | 52 | 52 | 52 | 52 | 52 | 10
COT-02 | 2035-05-01 | 5 | 2035 | 2035 | SPRING | 49 | 49 | 49 | 49 | 49 | 49 | 10 | 50 | 50 | 50 | 50 | 50 | 50 | 10
COT-02 | 2035-06-01 | 6 | 2035 | 2035 | SUMMER | 45 | 45 | 45 | 45 | 45 | 45 | 10 | 49 | 49 | 49 | 49 | 49 | 49 | 10
COT-02 | 2035-07-01 | 7 | 2035 | 2035 | SUMMER | 45 | 45 | 45 | 45 | 45 | 45 | 10 | 48 | 48 | 48 | 48 | 48 | 48 | 10
COT-02 | 2035-08-01 | 8 | 2035 | 2035 | SUMMER | 45 | 45 | 45 | 45 | 45 | 45 | 10 | 48 | 48 | 48 | 48 | 48 | 48 | 10
COT-02 | 2035-09-01 | 9 | 2035 | 2035 | SUMMER | 49 | 49 | 49 | 49 | 49 | 49 | 10 | 49 | 49 | 49 | 49 | 49 | 49 | 10
COT-02 | 2035-10-01 | 10 | 2036 | 2035 | FALL | 53 | 53 | 53 | 53 | 53 | 53 | 10 | 52 | 52 | 52 | 52 | 52 | 52 | 10
COT-02 | 2035-11-01 | 11 | 2036 | 2035 | FALL | 56 | 56 | 56 | 56 | 56 | 56 | 10 | 54 | 54 | 54 | 54 | 54 | 54 | 10
COT-02 | 2035-12-01 | 12 | 2036 | 2035 | WINTER | 61 | 61 | 61 | 61 | 61 | 61 | 10 | 56 | 56 | 56 | 56 | 56 | 56 | 10
COT-02 | 2036-01-01 | 1 | 2036 | 2036 | WINTER | 61 | 61 | 61 | 61 | 61 | 61 | 10 | 56 | 56 | 56 | 56 | 56 | 56 | 10
COT-02 | 2036-02-01 | 2 | 2036 | 2036 | WINTER | 59 | 59 | 59 | 59 | 59 | 59 | 10 | 55 | 55 | 55 | 55 | 55 | 55 | 10
COT-02 | 2036-03-01 | 3 | 2036 | 2036 | WINTER | 56 | 56 | 56 | 56 | 56 | 56 | 10 | 54 | 54 | 54 | 54 | 54 | 54 | 10
COT-02 | 2036-04-01 | 4 | 2036 | 2036 | SPRING | 53 | 53 | 53 | 53 | 53 | 53 | 10 | 52 | 52 | 52 | 52 | 52 | 52 | 10
COT-02 | 2036-05-01 | 5 | 2036 | 2036 | SPRING | 49 | 49 | 49 | 49 | 49 | 49 | 10 | 50 | 50 | 50 | 50 | 50 | 50 | 10
COT-02 | 2036-06-01 | 6 | 2036 | 2036 | SUMMER | 45 | 45 | 45 | 45 | 45 | 45 | 10 | 49 | 49 | 49 | 49 | 49 | 49 | 10
COT-02 | 2036-07-01 | 7 | 2036 | 2036 | SUMMER | 45 | 45 | 45 | 45 | 45 | 45 | 10 | 48 | 48 | 48 | 48 | 48 | 48 | 10
COT-02 | 2036-08-01 | 8 | 2036 | 2036 | SUMMER | 45 | 45 | 45 | 45 | 45 | 45 | 10 | 48 | 48 | 48 | 48 | 48 | 48 | 10
COT-02 | 2036-09-01 | 9 | 2036 | 2036 | SUMMER | 49 | 49 | 49 | 49 | 49 | 49 | 10 | 49 | 49 | 49 | 49 | 49 | 49 | 10
COT-02 | 2036-10-01 | 10 | 2037 | 2036 | FALL | 53 | 53 | 53 | 53 | 53 | 53 | 10 | 52 | 52 | 52 | 52 | 52 | 52 | 10
COT-02 | 2036-11-01 | 11 | 2037 | 2036 | FALL | 56 | 56 | 56 | 56 | 56 | 56 | 10 | 54 | 54 | 54 | 54 | 54 | 54 | 10
COT-02 | 2036-12-01 | 12 | 2037 | 2036 | WINTER | 61 | 61 | 61 | 61 | 61 | 61 | 10 | 56 | 56 | 56 | 56 | 56 | 56 | 10
COT-02 | 2037-01-01 | 1 | 2037 | 2037 | WINTER | 61 | 61 | 61 | 61 | 61 | 61 | 10 | 56 | 56 | 56 | 56 | 56 | 56 | 10
COT-02 | 2037-02-01 | 2 | 2037 | 2037 | WINTER | 59 | 59 | 59 | 59 | 59 | 59 | 10 | 55 | 55 | 55 | 55 | 55 | 55 | 10
COT-02 | 2037-03-01 | 3 | 2037 | 2037 | WINTER | 56 | 56 | 56 | 56 | 56 | 56 | 10 | 54 | 54 | 54 | 54 | 54 | 54 | 10
COT-02 | 2037-04-01 | 4 | 2037 | 2037 | SPRING | 53 | 53 | 53 | 53 | 53 | 53 | 10 | 52 | 52 | 52 | 52 | 52 | 52 | 10
COT-02 | 2037-05-01 | 5 | 2037 | 2037 | SPRING | 49 | 49 | 49 | 49 | 49 | 49 | 10 | 50 | 50 | 50 | 50 | 50 | 50 | 10
COT-02 | 2037-06-01 | 6 | 2037 | 2037 | SUMMER | 45 | 45 | 45 | 45 | 45 | 45 | 10 | 49 | 49 | 49 | 49 | 49 | 49 | 10
COT-02 | 2037-07-01 | 7 | 2037 | 2037 | SUMMER | 45 | 45 | 45 | 45 | 45 | 45 | 10 | 48 | 48 | 48 | 48 | 48 | 48 | 10
COT-02 | 2037-08-01 | 8 | 2037 | 2037 | SUMMER | 45 | 45 | 45 | 45 | 45 | 45 | 10 | 48 | 48 | 48 | 48 | 48 | 48 | 10
COT-02 | 2037-09-01 | 9 | 2037 | 2037 | SUMMER | 49 | 49 | 49 | 49 | 49 | 49 | 10 | 49 | 49 | 49 | 49 | 49 | 49 | 10
COT-02 | 2037-10-01 | 10 | 2038 | 2037 | FALL | 53 | 53 | 53 | 53 | 53 | 53 | 10 | 52 | 52 | 52 | 52 | 52 | 52 | 10
COT-02 | 2037-11-01 | 11 | 2038 | 2037 | FALL | 56 | 56 | 56 | 56 | 56 | 56 | 10 | 54 | 54 | 54 | 54 | 54 | 54 | 10
COT-02 | 2037-12-01 | 12 | 2038 | 2037 | WINTER | 61 | 61 | 61 | 61 | 61 | 61 | 10 | 56 | 56 | 56 | 56 | 56 | 56 | 10
COT-02 | 2038-01-01 | 1 | 2038 | 2038 | WINTER | 61 | 61 | 61 | 61 | 61 | 61 | 10 | 56 | 56 | 56 | 56 | 56 | 56 | 10
COT-02 | 2038-02-01 | 2 | 2038 | 2038 | WINTER | 59 | 59 | 59 | 59 | 59 | 59 | 10 | 55 | 55 | 55 | 55 | 55 | 55 | 10
COT-02 | 2038-03-01 | 3 | 2038 | 2038 | WINTER | 56 | 56 | 56 | 56 | 56 | 56 | 10 | 54 | 54 | 54 | 54 | 54 | 54 | 10
COT-02 | 2038-04-01 | 4 | 2038 | 2038 | SPRING | 53 | 53 | 53 | 53 | 53 | 53 | 10 | 52 | 52 | 52 | 52 | 52 | 52 | 10
COT-02 | 2038-05-01 | 5 | 2038 | 2038 | SPRING | 49 | 49 | 49 | 49 | 49 | 49 | 10 | 50 | 50 | 50 | 50 | 50 | 50 | 10
COT-02 | 2038-06-01 | 6 | 2038 | 2038 | SUMMER | 45 | 45 | 45 | 45 | 45 | 45 | 10 | 49 | 49 | 49 | 49 | 49 | 49 | 10
COT-02 | 2038-07-01 | 7 | 2038 | 2038 | SUMMER | 45 | 45 | 45 | 45 | 45 | 45 | 10 | 48 | 48 | 48 | 48 | 48 | 48 | 10
COT-02 | 2038-08-01 | 8 | 2038 | 2038 | SUMMER | 45 | 45 | 45 | 45 | 45 | 45 | 10 | 48 | 48 | 48 | 48 | 48 | 48 | 10
COT-02 | 2038-09-01 | 9 | 2038 | 2038 | SUMMER | 49 | 49 | 49 | 49 | 49 | 49 | 10 | 49 | 49 | 49 | 49 | 49 | 49 | 10
COT-02 | 2038-10-01 | 10 | 2039 | 2038 | FALL | 53 | 53 | 53 | 53 | 53 | 53 | 10 | 52 | 52 | 52 | 52 | 52 | 52 | 10
COT-02 | 2038-11-01 | 11 | 2039 | 2038 | FALL | 56 | 56 | 56 | 56 | 56 | 56 | 10 | 54 | 54 | 54 | 54 | 54 | 54 | 10
COT-02 | 2038-12-01 | 12 | 2039 | 2038 | WINTER | 61 | 61 | 61 | 61 | 61 | 61 | 10 | 56 | 56 | 56 | 56 | 56 | 56 | 10
COT-02 | 2039-01-01 | 1 | 2039 | 2039 | WINTER | 61 | 61 | 61 | 61 | 61 | 61 | 10 | 56 | 56 | 56 | 56 | 56 | 56 | 10
COT-02 | 2039-02-01 | 2 | 2039 | 2039 | WINTER | 59 | 59 | 59 | 59 | 59 | 59 | 10 | 55 | 55 | 55 | 55 | 55 | 55 | 10
COT-02 | 2039-03-01 | 3 | 2039 | 2039 | WINTER | 56 | 56 | 56 | 56 | 56 | 56 | 10 | 54 | 54 | 54 | 54 | 54 | 54 | 10
COT-02 | 2039-04-01 | 4 | 2039 | 2039 | SPRING | 53 | 53 | 53 | 53 | 53 | 53 | 10 | 52 | 52 | 52 | 52 | 52 | 52 | 10
COT-02 | 2039-05-01 | 5 | 2039 | 2039 | SPRING | 49 | 49 | 49 | 49 | 49 | 49 | 10 | 50 | 50 | 50 | 50 | 50 | 50 | 10
COT-02 | 2039-06-01 | 6 | 2039 | 2039 | SUMMER | 45 | 45 | 45 | 45 | 45 | 45 | 10 | 49 | 49 | 49 | 49 | 49 | 49 | 10
COT-02 | 2039-07-01 | 7 | 2039 | 2039 | SUMMER | 45 | 45 | 45 | 45 | 45 | 45 | 10 | 48 | 48 | 48 | 48 | 48 | 48 | 10
COT-02 | 2039-08-01 | 8 | 2039 | 2039 | SUMMER | 45 | 45 | 45 | 45 | 45 | 45 | 10 | 48 | 48 | 48 | 48 | 48 | 48 | 10
COT-02 | 2039-09-01 | 9 | 2039 | 2039 | SUMMER | 49 | 49 | 49 | 49 | 49 | 49 | 10 | 49 | 49 | 49 | 49 | 49 | 49 | 10
COT-02 | 2039-10-01 | 10 | 2040 | 2039 | FALL | 53 | 53 | 53 | 53 | 53 | 53 | 10 | 52 | 52 | 52 | 52 | 52 | 52 | 10
COT-02 | 2039-11-01 | 11 | 2040 | 2039 | FALL | 56 | 56 | 56 | 56 | 56 | 56 | 10 | 54 | 54 | 54 | 54 | 54 | 54 | 10
COT-02 | 2039-12-01 | 12 | 2040 | 2039 | WINTER | 61 | 61 | 61 | 61 | 61 | 61 | 10 | 56 | 56 | 56 | 56 | 56 | 56 | 10
COT-02 | 2040-01-01 | 1 | 2040 | 2040 | WINTER | 61 | 61 | 61 | 61 | 61 | 61 | 10 | 56 | 56 | 56 | 56 | 56 | 56 | 10
COT-02 | 2040-02-01 | 2 | 2040 | 2040 | WINTER | 59 | 59 | 59 | 59 | 59 | 59 | 10 | 55 | 55 | 55 | 55 | 55 | 55 | 10
COT-02 | 2040-03-01 | 3 | 2040 | 2040 | WINTER | 56 | 56 | 56 | 56 | 56 | 56 | 10 | 54 | 54 | 54 | 54 | 54 | 54 | 10
COT-02 | 2040-04-01 | 4 | 2040 | 2040 | SPRING | 53 | 53 | 53 | 53 | 53 | 53 | 10 | 52 | 52 | 52 | 52 | 52 | 52 | 10
COT-02 | 2040-05-01 | 5 | 2040 | 2040 | SPRING | 49 | 49 | 49 | 49 | 49 | 49 | 10 | 50 | 50 | 50 | 50 | 50 | 50 | 10
COT-02 | 2040-06-01 | 6 | 2040 | 2040 | SUMMER | 45 | 45 | 45 | 45 | 45 | 45 | 10 | 49 | 49 | 49 | 49 | 49 | 49 | 10
COT-02 | 2040-07-01 | 7 | 2040 | 2040 | SUMMER | 45 | 45 | 45 | 45 | 45 | 45 | 10 | 48 | 48 | 48 | 48 | 48 | 48 | 10
COT-02 | 2040-08-01 | 8 | 2040 | 2040 | SUMMER | 45 | 45 | 45 | 45 | 45 | 45 | 10 | 48 | 48 | 48 | 48 | 48 | 48 | 10
COT-02 | 2040-09-01 | 9 | 2040 | 2040 | SUMMER | 49 | 49 | 49 | 49 | 49 | 49 | 10 | 49 | 49 | 49 | 49 | 49 | 49 | 10
COT-02 | 2040-10-01 | 10 | 2041 | 2040 | FALL | 53 | 53 | 53 | 53 | 53 | 53 | 10 | 52 | 52 | 52 | 52 | 52 | 52 | 10
COT-02 | 2040-11-01 | 11 | 2041 | 2040 | FALL | 56 | 56 | 56 | 56 | 56 | 56 | 10 | 54 | 54 | 54 | 54 | 54 | 54 | 10
COT-02 | 2040-12-01 | 12 | 2041 | 2040 | WINTER | 61 | 61 | 61 | 61 | 61 | 61 | 10 | 56 | 56 | 56 | 56 | 56 | 56 | 10
COT-02 | 2041-01-01 | 1 | 2041 | 2041 | WINTER | 61 | 61 | 61 | 61 | 61 | 61 | 10 | 56 | 56 | 56 | 56 | 56 | 56 | 10
COT-02 | 2041-02-01 | 2 | 2041 | 2041 | WINTER | 59 | 59 | 59 | 59 | 59 | 59 | 10 | 55 | 55 | 55 | 55 | 55 | 55 | 10
COT-02 | 2041-03-01 | 3 | 2041 | 2041 | WINTER | 56 | 56 | 56 | 56 | 56 | 56 | 10 | 54 | 54 | 54 | 54 | 54 | 54 | 10
COT-02 | 2041-04-01 | 4 | 2041 | 2041 | SPRING | 53 | 53 | 53 | 53 | 53 | 53 | 10 | 52 | 52 | 52 | 52 | 52 | 52 | 10
COT-02 | 2041-05-01 | 5 | 2041 | 2041 | SPRING | 49 | 49 | 49 | 49 | 49 | 49 | 10 | 50 | 50 | 50 | 50 | 50 | 50 | 10
COT-02 | 2041-06-01 | 6 | 2041 | 2041 | SUMMER | 45 | 45 | 45 | 45 | 45 | 45 | 10 | 49 | 49 | 49 | 49 | 49 | 49 | 10
COT-02 | 2041-07-01 | 7 | 2041 | 2041 | SUMMER | 45 | 45 | 45 | 45 | 45 | 45 | 10 | 48 | 48 | 48 | 48 | 48 | 48 | 10
COT-02 | 2041-08-01 | 8 | 2041 | 2041 | SUMMER | 45 | 45 | 45 | 45 | 45 | 45 | 10 | 48 | 48 | 48 | 48 | 48 | 48 | 10
COT-02 | 2041-09-01 | 9 | 2041 | 2041 | SUMMER | 49 | 49 | 49 | 49 | 49 | 49 | 10 | 49 | 49 | 49 | 49 | 49 | 49 | 10
COT-02 | 2041-10-01 | 10 | 2042 | 2041 | FALL | 53 | 53 | 53 | 53 | 53 | 53 | 10 | 52 | 52 | 52 | 52 | 52 | 52 | 10
COT-02 | 2041-11-01 | 11 | 2042 | 2041 | FALL | 56 | 56 | 56 | 56 | 56 | 56 | 10 | 54 | 54 | 54 | 54 | 54 | 54 | 10
COT-02 | 2041-12-01 | 12 | 2042 | 2041 | WINTER | 61 | 61 | 61 | 61 | 61 | 61 | 10 | 56 | 56 | 56 | 56 | 56 | 56 | 10
COT-02 | 2042-01-01 | 1 | 2042 | 2042 | WINTER | 61 | 61 | 61 | 61 | 61 | 61 | 10 | 56 | 56 | 56 | 56 | 56 | 56 | 10
COT-02 | 2042-02-01 | 2 | 2042 | 2042 | WINTER | 59 | 59 | 59 | 59 | 59 | 59 | 10 | 55 | 55 | 55 | 55 | 55 | 55 | 10
COT-02 | 2042-03-01 | 3 | 2042 | 2042 | WINTER | 56 | 56 | 56 | 56 | 56 | 56 | 10 | 54 | 54 | 54 | 54 | 54 | 54 | 10
COT-02 | 2042-04-01 | 4 | 2042 | 2042 | SPRING | 53 | 53 | 53 | 53 | 53 | 53 | 10 | 52 | 52 | 52 | 52 | 52 | 52 | 10
COT-02 | 2042-05-01 | 5 | 2042 | 2042 | SPRING | 49 | 49 | 49 | 49 | 49 | 49 | 10 | 50 | 50 | 50 | 50 | 50 | 50 | 10
COT-02 | 2042-06-01 | 6 | 2042 | 2042 | SUMMER | 45 | 45 | 45 | 45 | 45 | 45 | 10 | 49 | 49 | 49 | 49 | 49 | 49 | 10
COT-02 | 2042-07-01 | 7 | 2042 | 2042 | SUMMER | 45 | 45 | 45 | 45 | 45 | 45 | 10 | 48 | 48 | 48 | 48 | 48 | 48 | 10
COT-02 | 2042-08-01 | 8 | 2042 | 2042 | SUMMER | 45 | 45 | 45 | 45 | 45 | 45 | 10 | 48 | 48 | 48 | 48 | 48 | 48 | 10
COT-02 | 2042-09-01 | 9 | 2042 | 2042 | SUMMER | 49 | 49 | 49 | 49 | 49 | 49 | 10 | 49 | 49 | 49 | 49 | 49 | 49 | 10
COT-02 | 2042-10-01 | 10 | 2043 | 2042 | FALL | 53 | 53 | 53 | 53 | 53 | 53 | 10 | 52 | 52 | 52 | 52 | 52 | 52 | 10
COT-02 | 2042-11-01 | 11 | 2043 | 2042 | FALL | 56 | 56 | 56 | 56 | 56 | 56 | 10 | 54 | 54 | 54 | 54 | 54 | 54 | 10
COT-02 | 2042-12-01 | 12 | 2043 | 2042 | WINTER | 61 | 61 | 61 | 61 | 61 | 61 | 10 | 56 | 56 | 56 | 56 | 56 | 56 | 10
COT-02 | 2043-01-01 | 1 | 2043 | 2043 | WINTER | 61 | 61 | 61 | 61 | 61 | 61 | 10 | 56 | 56 | 56 | 56 | 56 | 56 | 10
COT-02 | 2043-02-01 | 2 | 2043 | 2043 | WINTER | 59 | 59 | 59 | 59 | 59 | 59 | 10 | 55 | 55 | 55 | 55 | 55 | 55 | 10
COT-02 | 2043-03-01 | 3 | 2043 | 2043 | WINTER | 56 | 56 | 56 | 56 | 56 | 56 | 10 | 54 | 54 | 54 | 54 | 54 | 54 | 10
COT-02 | 2043-04-01 | 4 | 2043 | 2043 | SPRING | 53 | 53 | 53 | 53 | 53 | 53 | 10 | 52 | 52 | 52 | 52 | 52 | 52 | 10
COT-02 | 2043-05-01 | 5 | 2043 | 2043 | SPRING | 49 | 49 | 49 | 49 | 49 | 49 | 10 | 50 | 50 | 50 | 50 | 50 | 50 | 10
COT-02 | 2043-06-01 | 6 | 2043 | 2043 | SUMMER | 45 | 45 | 45 | 45 | 45 | 45 | 10 | 49 | 49 | 49 | 49 | 49 | 49 | 10
COT-02 | 2043-07-01 | 7 | 2043 | 2043 | SUMMER | 45 | 45 | 45 | 45 | 45 | 45 | 10 | 48 | 48 | 48 | 48 | 48 | 48 | 10
COT-02 | 2043-08-01 | 8 | 2043 | 2043 | SUMMER | 45 | 45 | 45 | 45 | 45 | 45 | 10 | 48 | 48 | 48 | 48 | 48 | 48 | 10
COT-02 | 2043-09-01 | 9 | 2043 | 2043 | SUMMER | 49 | 49 | 49 | 49 | 49 | 49 | 10 | 49 | 49 | 49 | 49 | 49 | 49 | 10
COT-02 | 2043-10-01 | 10 | 2044 | 2043 | FALL | 53 | 53 | 53 | 53 | 53 | 53 | 10 | 52 | 52 | 52 | 52 | 52 | 52 | 10
COT-02 | 2043-11-01 | 11 | 2044 | 2043 | FALL | 56 | 56 | 56 | 56 | 56 | 56 | 10 | 54 | 54 | 54 | 54 | 54 | 54 | 10
COT-02 | 2043-12-01 | 12 | 2044 | 2043 | WINTER | 61 | 61 | 61 | 61 | 61 | 61 | 10 | 56 | 56 | 56 | 56 | 56 | 56 | 10
COT-02 | 2044-01-01 | 1 | 2044 | 2044 | WINTER | 61 | 61 | 61 | 61 | 61 | 61 | 10 | 56 | 56 | 56 | 56 | 56 | 56 | 10
COT-02 | 2044-02-01 | 2 | 2044 | 2044 | WINTER | 59 | 59 | 59 | 59 | 59 | 59 | 10 | 55 | 55 | 55 | 55 | 55 | 55 | 10
COT-02 | 2044-03-01 | 3 | 2044 | 2044 | WINTER | 56 | 56 | 56 | 56 | 56 | 56 | 10 | 54 | 54 | 54 | 54 | 54 | 54 | 10
COT-02 | 2044-04-01 | 4 | 2044 | 2044 | SPRING | 53 | 53 | 53 | 53 | 53 | 53 | 10 | 52 | 52 | 52 | 52 | 52 | 52 | 10
COT-02 | 2044-05-01 | 5 | 2044 | 2044 | SPRING | 49 | 49 | 49 | 49 | 49 | 49 | 10 | 50 | 50 | 50 | 50 | 50 | 50 | 10
COT-02 | 2044-06-01 | 6 | 2044 | 2044 | SUMMER | 45 | 45 | 45 | 45 | 45 | 45 | 10 | 49 | 49 | 49 | 49 | 49 | 49 | 10
COT-02 | 2044-07-01 | 7 | 2044 | 2044 | SUMMER | 45 | 45 | 45 | 45 | 45 | 45 | 10 | 48 | 48 | 48 | 48 | 48 | 48 | 10
COT-02 | 2044-08-01 | 8 | 2044 | 2044 | SUMMER | 45 | 45 | 45 | 45 | 45 | 45 | 10 | 48 | 48 | 48 | 48 | 48 | 48 | 10
COT-02 | 2044-09-01 | 9 | 2044 | 2044 | SUMMER | 49 | 49 | 49 | 49 | 49 | 49 | 10 | 49 | 49 | 49 | 49 | 49 | 49 | 10
COT-02 | 2044-10-01 | 10 | 2045 | 2044 | FALL | 53 | 53 | 53 | 53 | 53 | 53 | 10 | 52 | 52 | 52 | 52 | 52 | 52 | 10
COT-02 | 2044-11-01 | 11 | 2045 | 2044 | FALL | 56 | 56 | 56 | 56 | 56 | 56 | 10 | 54 | 54 | 54 | 54 | 54 | 54 | 10
COT-02 | 2044-12-01 | 12 | 2045 | 2044 | WINTER | 61 | 61 | 61 | 61 | 61 | 61 | 10 | 56 | 56 | 56 | 56 | 56 | 56 | 10
COT-02 | 2045-01-01 | 1 | 2045 | 2045 | WINTER | 61 | 61 | 61 | 61 | 61 | 61 | 10 | 56 | 56 | 56 | 56 | 56 | 56 | 10
COT-02 | 2045-02-01 | 2 | 2045 | 2045 | WINTER | 59 | 59 | 59 | 59 | 59 | 59 | 10 | 55 | 55 | 55 | 55 | 55 | 55 | 10
COT-02 | 2045-03-01 | 3 | 2045 | 2045 | WINTER | 56 | 56 | 56 | 56 | 56 | 56 | 10 | 54 | 54 | 54 | 54 | 54 | 54 | 10
COT-02 | 2045-04-01 | 4 | 2045 | 2045 | SPRING | 53 | 53 | 53 | 53 | 53 | 53 | 10 | 52 | 52 | 52 | 52 | 52 | 52 | 10
COT-02 | 2045-05-01 | 5 | 2045 | 2045 | SPRING | 49 | 49 | 49 | 49 | 49 | 49 | 10 | 50 | 50 | 50 | 50 | 50 | 50 | 10
COT-02 | 2045-06-01 | 6 | 2045 | 2045 | SUMMER | 45 | 45 | 45 | 45 | 45 | 45 | 10 | 49 | 49 | 49 | 49 | 49 | 49 | 10
COT-02 | 2045-07-01 | 7 | 2045 | 2045 | SUMMER | 45 | 45 | 45 | 45 | 45 | 45 | 10 | 48 | 48 | 48 | 48 | 48 | 48 | 10
COT-02 | 2045-08-01 | 8 | 2045 | 2045 | SUMMER | 45 | 45 | 45 | 45 | 45 | 45 | 10 | 48 | 48 | 48 | 48 | 48 | 48 | 10
COT-02 | 2045-09-01 | 9 | 2045 | 2045 | SUMMER | 49 | 49 | 49 | 49 | 49 | 49 | 10 | 49 | 49 | 49 | 49 | 49 | 49 | 10
COT-02 | 2045-10-01 | 10 | 2046 | 2045 | FALL | 53 | 53 | 53 | 53 | 53 | 53 | 10 | 52 | 52 | 52 | 52 | 52 | 52 | 10
COT-02 | 2045-11-01 | 11 | 2046 | 2045 | FALL | 56 | 56 | 56 | 56 | 56 | 56 | 10 | 54 | 54 | 54 | 54 | 54 | 54 | 10
COT-02 | 2045-12-01 | 12 | 2046 | 2045 | WINTER | 61 | 61 | 61 | 61 | 61 | 61 | 10 | 56 | 56 | 56 | 56 | 56 | 56 | 10
COT-02 | 2046-01-01 | 1 | 2046 | 2046 | WINTER | 61 | 61 | 61 | 61 | 61 | 61 | 10 | 56 | 56 | 56 | 56 | 56 | 56 | 10
COT-02 | 2046-02-01 | 2 | 2046 | 2046 | WINTER | 59 | 59 | 59 | 59 | 59 | 59 | 10 | 55 | 55 | 55 | 55 | 55 | 55 | 10
COT-02 | 2046-03-01 | 3 | 2046 | 2046 | WINTER | 56 | 56 | 56 | 56 | 56 | 56 | 10 | 54 | 54 | 54 | 54 | 54 | 54 | 10
COT-02 | 2046-04-01 | 4 | 2046 | 2046 | SPRING | 53 | 53 | 53 | 53 | 53 | 53 | 10 | 52 | 52 | 52 | 52 | 52 | 52 | 10
COT-02 | 2046-05-01 | 5 | 2046 | 2046 | SPRING | 49 | 49 | 49 | 49 | 49 | 49 | 10 | 50 | 50 | 50 | 50 | 50 | 50 | 10
COT-02 | 2046-06-01 | 6 | 2046 | 2046 | SUMMER | 45 | 45 | 45 | 45 | 45 | 45 | 10 | 49 | 49 | 49 | 49 | 49 | 49 | 10
COT-02 | 2046-07-01 | 7 | 2046 | 2046 | SUMMER | 45 | 45 | 45 | 45 | 45 | 45 | 10 | 48 | 48 | 48 | 48 | 48 | 48 | 10
COT-02 | 2046-08-01 | 8 | 2046 | 2046 | SUMMER | 45 | 45 | 45 | 45 | 45 | 45 | 10 | 48 | 48 | 48 | 48 | 48 | 48 | 10
COT-02 | 2046-09-01 | 9 | 2046 | 2046 | SUMMER | 49 | 49 | 49 | 49 | 49 | 49 | 10 | 49 | 49 | 49 | 49 | 49 | 49 | 10
COT-02 | 2046-10-01 | 10 | 2047 | 2046 | FALL | 53 | 53 | 53 | 53 | 53 | 53 | 10 | 52 | 52 | 52 | 52 | 52 | 52 | 10
COT-02 | 2046-11-01 | 11 | 2047 | 2046 | FALL | 56 | 56 | 56 | 56 | 56 | 56 | 10 | 54 | 54 | 54 | 54 | 54 | 54 | 10
COT-02 | 2046-12-01 | 12 | 2047 | 2046 | WINTER | 61 | 61 | 61 | 61 | 61 | 61 | 10 | 56 | 56 | 56 | 56 | 56 | 56 | 10
COT-02 | 2047-01-01 | 1 | 2047 | 2047 | WINTER | 61 | 61 | 61 | 61 | 61 | 61 | 10 | 56 | 56 | 56 | 56 | 56 | 56 | 10
COT-02 | 2047-02-01 | 2 | 2047 | 2047 | WINTER | 59 | 59 | 59 | 59 | 59 | 59 | 10 | 55 | 55 | 55 | 55 | 55 | 55 | 10
COT-02 | 2047-03-01 | 3 | 2047 | 2047 | WINTER | 56 | 56 | 56 | 56 | 56 | 56 | 10 | 54 | 54 | 54 | 54 | 54 | 54 | 10
COT-02 | 2047-04-01 | 4 | 2047 | 2047 | SPRING | 53 | 53 | 53 | 53 | 53 | 53 | 10 | 52 | 52 | 52 | 52 | 52 | 52 | 10
COT-02 | 2047-05-01 | 5 | 2047 | 2047 | SPRING | 49 | 49 | 49 | 49 | 49 | 49 | 10 | 50 | 50 | 50 | 50 | 50 | 50 | 10
COT-02 | 2047-06-01 | 6 | 2047 | 2047 | SUMMER | 45 | 45 | 45 | 45 | 45 | 45 | 10 | 49 | 49 | 49 | 49 | 49 | 49 | 10
COT-02 | 2047-07-01 | 7 | 2047 | 2047 | SUMMER | 45 | 45 | 45 | 45 | 45 | 45 | 10 | 48 | 48 | 48 | 48 | 48 | 48 | 10
COT-02 | 2047-08-01 | 8 | 2047 | 2047 | SUMMER | 45 | 45 | 45 | 45 | 45 | 45 | 10 | 48 | 48 | 48 | 48 | 48 | 48 | 10
COT-02 | 2047-09-01 | 9 | 2047 | 2047 | SUMMER | 49 | 49 | 49 | 49 | 49 | 49 | 10 | 49 | 49 | 49 | 49 | 49 | 49 | 10
COT-03 | 2016-10-01 | 10 | 2017 | 2016 | FALL | 53 | 53 | 53 | 53 | 53 | 53 | 10 | 52 | 52 | 52 | 52 | 52 | 52 | 10
COT-03 | 2016-11-01 | 11 | 2017 | 2016 | FALL | 56 | 56 | 56 | 56 | 56 | 56 | 10 | 54 | 54 | 54 | 54 | 54 | 54 | 10
COT-03 | 2016-12-01 | 12 | 2017 | 2016 | WINTER | 61 | 61 | 61 | 61 | 61 | 61 | 10 | 56 | 56 | 56 | 56 | 56 | 56 | 10
COT-03 | 2017-01-01 | 1 | 2017 | 2017 | WINTER | 61 | 61 | 61 | 61 | 61 | 61 | 10 | 56 | 56 | 56 | 56 | 56 | 56 | 10
COT-03 | 2017-02-01 | 2 | 2017 | 2017 | WINTER | 59 | 59 | 59 | 59 | 59 | 59 | 10 | 55 | 55 | 55 | 55 | 55 | 55 | 10
COT-03 | 2017-03-01 | 3 | 2017 | 2017 | WINTER | 56 | 56 | 56 | 56 | 56 | 56 | 10 | 54 | 54 | 54 | 54 | 54 | 54 | 10
COT-03 | 2017-04-01 | 4 | 2017 | 2017 | SPRING | 53 | 53 | 53 | 53 | 53 | 53 | 10 | 52 | 52 | 52 | 52 | 52 | 52 | 10
COT-03 | 2017-05-01 | 5 | 2017 | 2017 | SPRING | 49 | 49 | 49 | 49 | 49 | 49 | 10 | 50 | 50 | 50 | 50 | 50 | 50 | 10
COT-03 | 2017-06-01 | 6 | 2017 | 2017 | SUMMER | 45 | 45 | 45 | 45 | 45 | 45 | 10 | 49 | 49 | 49 | 49 | 49 | 49 | 10
COT-03 | 2017-07-01 | 7 | 2017 | 2017 | SUMMER | 45 | 45 | 45 | 45 | 45 | 45 | 10 | 48 | 48 | 48 | 48 | 48 | 48 | 10
COT-03 | 2017-08-01 | 8 | 2017 | 2017 | SUMMER | 45 | 45 | 45 | 45 | 45 | 45 | 10 | 48 | 48 | 48 | 48 | 48 | 48 | 10
COT-03 | 2017-09-01 | 9 | 2017 | 2017 | SUMMER | 49 | 49 | 49 | 49 | 49 | 49 | 10 | 49 | 49 | 49 | 49 | 49 | 49 | 10
COT-03 | 2017-10-01 | 10 | 2018 | 2017 | FALL | 53 | 53 | 53 | 53 | 53 | 53 | 10 | 52 | 52 | 52 | 52 | 52 | 52 | 10
COT-03 | 2017-11-01 | 11 | 2018 | 2017 | FALL | 56 | 56 | 56 | 56 | 56 | 56 | 10 | 54 | 54 | 54 | 54 | 54 | 54 | 10
COT-03 | 2017-12-01 | 12 | 2018 | 2017 | WINTER | 61 | 61 | 61 | 61 | 61 | 61 | 10 | 56 | 56 | 56 | 56 | 56 | 56 | 10
COT-03 | 2018-01-01 | 1 | 2018 | 2018 | WINTER | 61 | 61 | 61 | 61 | 61 | 61 | 10 | 56 | 56 | 56 | 56 | 56 | 56 | 10
COT-03 | 2018-02-01 | 2 | 2018 | 2018 | WINTER | 59 | 59 | 59 | 59 | 59 | 59 | 10 | 55 | 55 | 55 | 55 | 55 | 55 | 10
COT-03 | 2018-03-01 | 3 | 2018 | 2018 | WINTER | 56 | 56 | 56 | 56 | 56 | 56 | 10 | 54 | 54 | 54 | 54 | 54 | 54 | 10
COT-03 | 2018-04-01 | 4 | 2018 | 2018 | SPRING | 53 | 53 | 53 | 53 | 53 | 53 | 10 | 52 | 52 | 52 | 52 | 52 | 52 | 10
COT-03 | 2018-05-01 | 5 | 2018 | 2018 | SPRING | 49 | 49 | 49 | 49 | 49 | 49 | 10 | 50 | 50 | 50 | 50 | 50 | 50 | 10
COT-03 | 2018-06-01 | 6 | 2018 | 2018 | SUMMER | 45 | 45 | 45 | 45 | 45 | 45 | 10 | 49 | 49 | 49 | 49 | 49 | 49 | 10
COT-03 | 2018-07-01 | 7 | 2018 | 2018 | SUMMER | 45 | 45 | 45 | 45 | 45 | 45 | 10 | 48 | 48 | 48 | 48 | 48 | 48 | 10
COT-03 | 2018-08-01 | 8 | 2018 | 2018 | SUMMER | 45 | 45 | 45 | 45 | 45 | 45 | 10 | 48 | 48 | 48 | 48 | 48 | 48 | 10
COT-03 | 2018-09-01 | 9 | 2018 | 2018 | SUMMER | 49 | 49 | 49 | 49 | 49 | 49 | 10 | 49 | 49 | 49 | 49 | 49 | 49 | 10
COT-03 | 2018-10-01 | 10 | 2019 | 2018 | FALL | 53 | 53 | 53 | 53 | 53 | 53 | 10 | 52 | 52 | 52 | 52 | 52 | 52 | 10
COT-03 | 2018-11-01 | 11 | 2019 | 2018 | FALL | 56 | 56 | 56 | 56 | 56 | 56 | 10 | 54 | 54 | 54 | 54 | 54 | 54 | 10
COT-03 | 2018-12-01 | 12 | 2019 | 2018 | WINTER | 61 | 61 | 61 | 61 | 61 | 61 | 10 | 56 | 56 | 56 | 56 | 56 | 56 | 10
COT-03 | 2019-01-01 | 1 | 2019 | 2019 | WINTER | 61 | 61 | 61 | 61 | 61 | 61 | 10 | 56 | 56 | 56 | 56 | 56 | 56 | 10
COT-03 | 2019-02-01 | 2 | 2019 | 2019 | WINTER | 59 | 59 | 59 | 59 | 59 | 59 | 10 | 55 | 55 | 55 | 55 | 55 | 55 | 10
COT-03 | 2019-03-01 | 3 | 2019 | 2019 | WINTER | 56 | 56 | 56 | 56 | 56 | 56 | 10 | 54 | 54 | 54 | 54 | 54 | 54 | 10
COT-03 | 2019-04-01 | 4 | 2019 | 2019 | SPRING | 53 | 53 | 53 | 53 | 53 | 53 | 10 | 52 | 52 | 52 | 52 | 52 | 52 | 10
COT-03 | 2019-05-01 | 5 | 2019 | 2019 | SPRING | 49 | 49 | 49 | 49 | 49 | 49 | 10 | 50 | 50 | 50 | 50 | 50 | 50 | 10
COT-03 | 2019-06-01 | 6 | 2019 | 2019 | SUMMER | 45 | 45 | 45 | 45 | 45 | 45 | 10 | 49 | 49 | 49 | 49 | 49 | 49 | 10
COT-03 | 2019-07-01 | 7 | 2019 | 2019 | SUMMER | 45 | 45 | 45 | 45 | 45 | 45 | 10 | 48 | 48 | 48 | 48 | 48 | 48 | 10
COT-03 | 2019-08-01 | 8 | 2019 | 2019 | SUMMER | 45 | 45 | 45 | 45 | 45 | 45 | 10 | 48 | 48 | 48 | 48 | 48 | 48 | 10
COT-03 | 2019-09-01 | 9 | 2019 | 2019 | SUMMER | 49 | 49 | 49 | 49 | 49 | 49 | 10 | 49 | 49 | 49 | 49 | 49 | 49 | 10
COT-03 | 2019-10-01 | 10 | 2020 | 2019 | FALL | 53 | 53 | 53 | 53 | 53 | 53 | 10 | 52 | 52 | 52 | 52 | 52 | 52 | 10
COT-03 | 2019-11-01 | 11 | 2020 | 2019 | FALL | 56 | 56 | 56 | 56 | 56 | 56 | 10 | 54 | 54 | 54 | 54 | 54 | 54 | 10
COT-03 | 2019-12-01 | 12 | 2020 | 2019 | WINTER | 61 | 61 | 61 | 61 | 61 | 61 | 10 | 56 | 56 | 56 | 56 | 56 | 56 | 10
COT-03 | 2020-01-01 | 1 | 2020 | 2020 | WINTER | 61 | 61 | 61 | 61 | 61 | 61 | 10 | 56 | 56 | 56 | 56 | 56 | 56 | 10
COT-03 | 2020-02-01 | 2 | 2020 | 2020 | WINTER | 59 | 59 | 59 | 59 | 59 | 59 | 10 | 55 | 55 | 55 | 55 | 55 | 55 | 10
COT-03 | 2020-03-01 | 3 | 2020 | 2020 | WINTER | 56 | 56 | 56 | 56 | 56 | 56 | 10 | 54 | 54 | 54 | 54 | 54 | 54 | 10
COT-03 | 2020-04-01 | 4 | 2020 | 2020 | SPRING | 53 | 53 | 53 | 53 | 53 | 53 | 10 | 52 | 52 | 52 | 52 | 52 | 52 | 10
COT-03 | 2020-05-01 | 5 | 2020 | 2020 | SPRING | 49 | 49 | 49 | 49 | 49 | 49 | 10 | 50 | 50 | 50 | 50 | 50 | 50 | 10
COT-03 | 2020-06-01 | 6 | 2020 | 2020 | SUMMER | 45 | 45 | 45 | 45 | 45 | 45 | 10 | 49 | 49 | 49 | 49 | 49 | 49 | 10
COT-03 | 2020-07-01 | 7 | 2020 | 2020 | SUMMER | 45 | 45 | 45 | 45 | 45 | 45 | 10 | 48 | 48 | 48 | 48 | 48 | 48 | 10
COT-03 | 2020-08-01 | 8 | 2020 | 2020 | SUMMER | 45 | 45 | 45 | 45 | 45 | 45 | 10 | 48 | 48 | 48 | 48 | 48 | 48 | 10
COT-03 | 2020-09-01 | 9 | 2020 | 2020 | SUMMER | 49 | 49 | 49 | 49 | 49 | 49 | 10 | 49 | 49 | 49 | 49 | 49 | 49 | 10
COT-03 | 2020-10-01 | 10 | 2021 | 2020 | FALL | 53 | 53 | 53 | 53 | 53 | 53 | 10 | 52 | 52 | 52 | 52 | 52 | 52 | 10
COT-03 | 2020-11-01 | 11 | 2021 | 2020 | FALL | 56 | 56 | 56 | 56 | 56 | 56 | 10 | 54 | 54 | 54 | 54 | 54 | 54 | 10
COT-03 | 2020-12-01 | 12 | 2021 | 2020 | WINTER | 61 | 61 | 61 | 61 | 61 | 61 | 10 | 56 | 56 | 56 | 56 | 56 | 56 | 10
COT-03 | 2021-01-01 | 1 | 2021 | 2021 | WINTER | 61 | 61 | 61 | 61 | 61 | 61 | 10 | 56 | 56 | 56 | 56 | 56 | 56 | 10
COT-03 | 2021-02-01 | 2 | 2021 | 2021 | WINTER | 59 | 59 | 59 | 59 | 59 | 59 | 10 | 55 | 55 | 55 | 55 | 55 | 55 | 10
COT-03 | 2021-03-01 | 3 | 2021 | 2021 | WINTER | 56 | 56 | 56 | 56 | 56 | 56 | 10 | 54 | 54 | 54 | 54 | 54 | 54 | 10
COT-03 | 2021-04-01 | 4 | 2021 | 2021 | SPRING | 53 | 53 | 53 | 53 | 53 | 53 | 10 | 52 | 52 | 52 | 52 | 52 | 52 | 10
COT-03 | 2021-05-01 | 5 | 2021 | 2021 | SPRING | 49 | 49 | 49 | 49 | 49 | 49 | 10 | 50 | 50 | 50 | 50 | 50 | 50 | 10
COT-03 | 2021-06-01 | 6 | 2021 | 2021 | SUMMER | 45 | 45 | 45 | 45 | 45 | 45 | 10 | 49 | 49 | 49 | 49 | 49 | 49 | 10
COT-03 | 2021-07-01 | 7 | 2021 | 2021 | SUMMER | 45 | 45 | 45 | 45 | 45 | 45 | 10 | 48 | 48 | 48 | 48 | 48 | 48 | 10
COT-03 | 2021-08-01 | 8 | 2021 | 2021 | SUMMER | 45 | 45 | 45 | 45 | 45 | 45 | 10 | 48 | 48 | 48 | 48 | 48 | 48 | 10
COT-03 | 2021-09-01 | 9 | 2021 | 2021 | SUMMER | 49 | 49 | 49 | 49 | 49 | 49 | 10 | 49 | 49 | 49 | 49 | 49 | 49 | 10
COT-03 | 2021-10-01 | 10 | 2022 | 2021 | FALL | 53 | 53 | 53 | 53 | 53 | 53 | 10 | 52 | 52 | 52 | 52 | 52 | 52 | 10
COT-03 | 2021-11-01 | 11 | 2022 | 2021 | FALL | 56 | 56 | 56 | 56 | 56 | 56 | 10 | 54 | 54 | 54 | 54 | 54 | 54 | 10
COT-03 | 2021-12-01 | 12 | 2022 | 2021 | WINTER | 61 | 61 | 61 | 61 | 61 | 61 | 10 | 56 | 56 | 56 | 56 | 56 | 56 | 10
COT-03 | 2022-01-01 | 1 | 2022 | 2022 | WINTER | 61 | 61 | 61 | 61 | 61 | 61 | 10 | 56 | 56 | 56 | 56 | 56 | 56 | 10
COT-03 | 2022-02-01 | 2 | 2022 | 2022 | WINTER | 59 | 59 | 59 | 59 | 59 | 59 | 10 | 55 | 55 | 55 | 55 | 55 | 55 | 10
COT-03 | 2022-03-01 | 3 | 2022 | 2022 | WINTER | 56 | 56 | 56 | 56 | 56 | 56 | 10 | 54 | 54 | 54 | 54 | 54 | 54 | 10
COT-03 | 2022-04-01 | 4 | 2022 | 2022 | SPRING | 53 | 53 | 53 | 53 | 53 | 53 | 10 | 52 | 52 | 52 | 52 | 52 | 52 | 10
COT-03 | 2022-05-01 | 5 | 2022 | 2022 | SPRING | 49 | 49 | 49 | 49 | 49 | 49 | 10 | 50 | 50 | 50 | 50 | 50 | 50 | 10
COT-03 | 2022-06-01 | 6 | 2022 | 2022 | SUMMER | 45 | 45 | 45 | 45 | 45 | 45 | 10 | 49 | 49 | 49 | 49 | 49 | 49 | 10
COT-03 | 2022-07-01 | 7 | 2022 | 2022 | SUMMER | 45 | 45 | 45 | 45 | 45 | 45 | 10 | 48 | 48 | 48 | 48 | 48 | 48 | 10
COT-03 | 2022-08-01 | 8 | 2022 | 2022 | SUMMER | 45 | 45 | 45 | 45 | 45 | 45 | 10 | 48 | 48 | 48 | 48 | 48 | 48 | 10
COT-03 | 2022-09-01 | 9 | 2022 | 2022 | SUMMER | 49 | 49 | 49 | 49 | 49 | 49 | 10 | 49 | 49 | 49 | 49 | 49 | 49 | 10
COT-03 | 2022-10-01 | 10 | 2023 | 2022 | FALL | 53 | 53 | 53 | 53 | 53 | 53 | 10 | 52 | 52 | 52 | 52 | 52 | 52 | 10
COT-03 | 2022-11-01 | 11 | 2023 | 2022 | FALL | 56 | 56 | 56 | 56 | 56 | 56 | 10 | 54 | 54 | 54 | 54 | 54 | 54 | 10
COT-03 | 2022-12-01 | 12 | 2023 | 2022 | WINTER | 61 | 61 | 61 | 61 | 61 | 61 | 10 | 56 | 56 | 56 | 56 | 56 | 56 | 10
COT-03 | 2023-01-01 | 1 | 2023 | 2023 | WINTER | 61 | 61 | 61 | 61 | 61 | 61 | 10 | 56 | 56 | 56 | 56 | 56 | 56 | 10
COT-03 | 2023-02-01 | 2 | 2023 | 2023 | WINTER | 59 | 59 | 59 | 59 | 59 | 59 | 10 | 55 | 55 | 55 | 55 | 55 | 55 | 10
COT-03 | 2023-03-01 | 3 | 2023 | 2023 | WINTER | 56 | 56 | 56 | 56 | 56 | 56 | 10 | 54 | 54 | 54 | 54 | 54 | 54 | 10
COT-03 | 2023-04-01 | 4 | 2023 | 2023 | SPRING | 53 | 53 | 53 | 53 | 53 | 53 | 10 | 52 | 52 | 52 | 52 | 52 | 52 | 10
COT-03 | 2023-05-01 | 5 | 2023 | 2023 | SPRING | 49 | 49 | 49 | 49 | 49 | 49 | 10 | 50 | 50 | 50 | 50 | 50 | 50 | 10
COT-03 | 2023-06-01 | 6 | 2023 | 2023 | SUMMER | 45 | 45 | 45 | 45 | 45 | 45 | 10 | 49 | 49 | 49 | 49 | 49 | 49 | 10
COT-03 | 2023-07-01 | 7 | 2023 | 2023 | SUMMER | 45 | 45 | 45 | 45 | 45 | 45 | 10 | 48 | 48 | 48 | 48 | 48 | 48 | 10
COT-03 | 2023-08-01 | 8 | 2023 | 2023 | SUMMER | 45 | 45 | 45 | 45 | 45 | 45 | 10 | 48 | 48 | 48 | 48 | 48 | 48 | 10
COT-03 | 2023-09-01 | 9 | 2023 | 2023 | SUMMER | 49 | 49 | 49 | 49 | 49 | 49 | 10 | 49 | 49 | 49 | 49 | 49 | 49 | 10
COT-03 | 2023-10-01 | 10 | 2024 | 2023 | FALL | 53 | 53 | 53 | 53 | 53 | 53 | 10 | 52 | 52 | 52 | 52 | 52 | 52 | 10
COT-03 | 2023-11-01 | 11 | 2024 | 2023 | FALL | 56 | 56 | 56 | 56 | 56 | 56 | 10 | 54 | 54 | 54 | 54 | 54 | 54 | 10
COT-03 | 2023-12-01 | 12 | 2024 | 2023 | WINTER | 61 | 61 | 61 | 61 | 61 | 61 | 10 | 56 | 56 | 56 | 56 | 56 | 56 | 10
COT-03 | 2024-01-01 | 1 | 2024 | 2024 | WINTER | 61 | 61 | 61 | 61 | 61 | 61 | 10 | 56 | 56 | 56 | 56 | 56 | 56 | 10
COT-03 | 2024-02-01 | 2 | 2024 | 2024 | WINTER | 59 | 59 | 59 | 59 | 59 | 59 | 10 | 55 | 55 | 55 | 55 | 55 | 55 | 10
COT-03 | 2024-03-01 | 3 | 2024 | 2024 | WINTER | 56 | 56 | 56 | 56 | 56 | 56 | 10 | 54 | 54 | 54 | 54 | 54 | 54 | 10
COT-03 | 2024-04-01 | 4 | 2024 | 2024 | SPRING | 53 | 53 | 53 | 53 | 53 | 53 | 10 | 52 | 52 | 52 | 52 | 52 | 52 | 10
COT-03 | 2024-05-01 | 5 | 2024 | 2024 | SPRING | 49 | 49 | 49 | 49 | 49 | 49 | 10 | 50 | 50 | 50 | 50 | 50 | 50 | 10
COT-03 | 2024-06-01 | 6 | 2024 | 2024 | SUMMER | 45 | 45 | 45 | 45 | 45 | 45 | 10 | 49 | 49 | 49 | 49 | 49 | 49 | 10
COT-03 | 2024-07-01 | 7 | 2024 | 2024 | SUMMER | 45 | 45 | 45 | 45 | 45 | 45 | 10 | 48 | 48 | 48 | 48 | 48 | 48 | 10
COT-03 | 2024-08-01 | 8 | 2024 | 2024 | SUMMER | 45 | 45 | 45 | 45 | 45 | 45 | 10 | 48 | 48 | 48 | 48 | 48 | 48 | 10
COT-03 | 2024-09-01 | 9 | 2024 | 2024 | SUMMER | 49 | 49 | 49 | 49 | 49 | 49 | 10 | 49 | 49 | 49 | 49 | 49 | 49 | 10
COT-03 | 2024-10-01 | 10 | 2025 | 2024 | FALL | 53 | 53 | 53 | 53 | 53 | 53 | 10 | 52 | 52 | 52 | 52 | 52 | 52 | 10
COT-03 | 2024-11-01 | 11 | 2025 | 2024 | FALL | 56 | 56 | 56 | 56 | 56 | 56 | 10 | 54 | 54 | 54 | 54 | 54 | 54 | 10
COT-03 | 2024-12-01 | 12 | 2025 | 2024 | WINTER | 61 | 61 | 61 | 61 | 61 | 61 | 10 | 56 | 56 | 56 | 56 | 56 | 56 | 10
COT-03 | 2025-01-01 | 1 | 2025 | 2025 | WINTER | 61 | 61 | 61 | 61 | 61 | 61 | 10 | 56 | 56 | 56 | 56 | 56 | 56 | 10
COT-03 | 2025-02-01 | 2 | 2025 | 2025 | WINTER | 59 | 59 | 59 | 59 | 59 | 59 | 10 | 55 | 55 | 55 | 55 | 55 | 55 | 10
COT-03 | 2025-03-01 | 3 | 2025 | 2025 | WINTER | 56 | 56 | 56 | 56 | 56 | 56 | 10 | 54 | 54 | 54 | 54 | 54 | 54 | 10
COT-03 | 2025-04-01 | 4 | 2025 | 2025 | SPRING | 53 | 53 | 53 | 53 | 53 | 53 | 10 | 52 | 52 | 52 | 52 | 52 | 52 | 10
COT-03 | 2025-05-01 | 5 | 2025 | 2025 | SPRING | 49 | 49 | 49 | 49 | 49 | 49 | 10 | 50 | 50 | 50 | 50 | 50 | 50 | 10
COT-03 | 2025-06-01 | 6 | 2025 | 2025 | SUMMER | 45 | 45 | 45 | 45 | 45 | 45 | 10 | 49 | 49 | 49 | 49 | 49 | 49 | 10
COT-03 | 2025-07-01 | 7 | 2025 | 2025 | SUMMER | 45 | 45 | 45 | 45 | 45 | 45 | 10 | 48 | 48 | 48 | 48 | 48 | 48 | 10
COT-03 | 2025-08-01 | 8 | 2025 | 2025 | SUMMER | 45 | 45 | 45 | 45 | 45 | 45 | 10 | 48 | 48 | 48 | 48 | 48 | 48 | 10
COT-03 | 2025-09-01 | 9 | 2025 | 2025 | SUMMER | 49 | 49 | 49 | 49 | 49 | 49 | 10 | 49 | 49 | 49 | 49 | 49 | 49 | 10
COT-03 | 2025-10-01 | 10 | 2026 | 2025 | FALL | 53 | 53 | 53 | 53 | 53 | 53 | 10 | 52 | 52 | 52 | 52 | 52 | 52 | 10
COT-03 | 2025-11-01 | 11 | 2026 | 2025 | FALL | 56 | 56 | 56 | 56 | 56 | 56 | 10 | 54 | 54 | 54 | 54 | 54 | 54 | 10
COT-03 | 2025-12-01 | 12 | 2026 | 2025 | WINTER | 61 | 61 | 61 | 61 | 61 | 61 | 10 | 56 | 56 | 56 | 56 | 56 | 56 | 10
COT-03 | 2026-01-01 | 1 | 2026 | 2026 | WINTER | 61 | 61 | 61 | 61 | 61 | 61 | 10 | 56 | 56 | 56 | 56 | 56 | 56 | 10
COT-03 | 2026-02-01 | 2 | 2026 | 2026 | WINTER | 59 | 59 | 59 | 59 | 59 | 59 | 10 | 55 | 55 | 55 | 55 | 55 | 55 | 10
COT-03 | 2026-03-01 | 3 | 2026 | 2026 | WINTER | 56 | 56 | 56 | 56 | 56 | 56 | 10 | 54 | 54 | 54 | 54 | 54 | 54 | 10
COT-03 | 2026-04-01 | 4 | 2026 | 2026 | SPRING | 53 | 53 | 53 | 53 | 53 | 53 | 10 | 52 | 52 | 52 | 52 | 52 | 52 | 10
COT-03 | 2026-05-01 | 5 | 2026 | 2026 | SPRING | 49 | 49 | 49 | 49 | 49 | 49 | 10 | 50 | 50 | 50 | 50 | 50 | 50 | 10
COT-03 | 2026-06-01 | 6 | 2026 | 2026 | SUMMER | 45 | 45 | 45 | 45 | 45 | 45 | 10 | 49 | 49 | 49 | 49 | 49 | 49 | 10
COT-03 | 2026-07-01 | 7 | 2026 | 2026 | SUMMER | 45 | 45 | 45 | 45 | 45 | 45 | 10 | 48 | 48 | 48 | 48 | 48 | 48 | 10
COT-03 | 2026-08-01 | 8 | 2026 | 2026 | SUMMER | 45 | 45 | 45 | 45 | 45 | 45 | 10 | 48 | 48 | 48 | 48 | 48 | 48 | 10
COT-03 | 2026-09-01 | 9 | 2026 | 2026 | SUMMER | 49 | 49 | 49 | 49 | 49 | 49 | 10 | 49 | 49 | 49 | 49 | 49 | 49 | 10
COT-03 | 2026-10-01 | 10 | 2027 | 2026 | FALL | 53 | 53 | 53 | 53 | 53 | 53 | 10 | 52 | 52 | 52 | 52 | 52 | 52 | 10
COT-03 | 2026-11-01 | 11 | 2027 | 2026 | FALL | 56 | 56 | 56 | 56 | 56 | 56 | 10 | 54 | 54 | 54 | 54 | 54 | 54 | 10
COT-03 | 2026-12-01 | 12 | 2027 | 2026 | WINTER | 61 | 61 | 61 | 61 | 61 | 61 | 10 | 56 | 56 | 56 | 56 | 56 | 56 | 10
COT-03 | 2027-01-01 | 1 | 2027 | 2027 | WINTER | 61 | 61 | 61 | 61 | 61 | 61 | 10 | 56 | 56 | 56 | 56 | 56 | 56 | 10
COT-03 | 2027-02-01 | 2 | 2027 | 2027 | WINTER | 59 | 59 | 59 | 59 | 59 | 59 | 10 | 55 | 55 | 55 | 55 | 55 | 55 | 10
COT-03 | 2027-03-01 | 3 | 2027 | 2027 | WINTER | 56 | 56 | 56 | 56 | 56 | 56 | 10 | 54 | 54 | 54 | 54 | 54 | 54 | 10
COT-03 | 2027-04-01 | 4 | 2027 | 2027 | SPRING | 53 | 53 | 53 | 53 | 53 | 53 | 10 | 52 | 52 | 52 | 52 | 52 | 52 | 10
COT-03 | 2027-05-01 | 5 | 2027 | 2027 | SPRING | 49 | 49 | 49 | 49 | 49 | 49 | 10 | 50 | 50 | 50 | 50 | 50 | 50 | 10
COT-03 | 2027-06-01 | 6 | 2027 | 2027 | SUMMER | 45 | 45 | 45 | 45 | 45 | 45 | 10 | 49 | 49 | 49 | 49 | 49 | 49 | 10
COT-03 | 2027-07-01 | 7 | 2027 | 2027 | SUMMER | 45 | 45 | 45 | 45 | 45 | 45 | 10 | 48 | 48 | 48 | 48 | 48 | 48 | 10
COT-03 | 2027-08-01 | 8 | 2027 | 2027 | SUMMER | 45 | 45 | 45 | 45 | 45 | 45 | 10 | 48 | 48 | 48 | 48 | 48 | 48 | 10
COT-03 | 2027-09-01 | 9 | 2027 | 2027 | SUMMER | 49 | 49 | 49 | 49 | 49 | 49 | 10 | 49 | 49 | 49 | 49 | 49 | 49 | 10
COT-03 | 2027-10-01 | 10 | 2028 | 2027 | FALL | 53 | 53 | 53 | 53 | 53 | 53 | 10 | 52 | 52 | 52 | 52 | 52 | 52 | 10
COT-03 | 2027-11-01 | 11 | 2028 | 2027 | FALL | 56 | 56 | 56 | 56 | 56 | 56 | 10 | 54 | 54 | 54 | 54 | 54 | 54 | 10
COT-03 | 2027-12-01 | 12 | 2028 | 2027 | WINTER | 61 | 61 | 61 | 61 | 61 | 61 | 10 | 56 | 56 | 56 | 56 | 56 | 56 | 10
COT-03 | 2028-01-01 | 1 | 2028 | 2028 | WINTER | 61 | 61 | 61 | 61 | 61 | 61 | 10 | 56 | 56 | 56 | 56 | 56 | 56 | 10
COT-03 | 2028-02-01 | 2 | 2028 | 2028 | WINTER | 59 | 59 | 59 | 59 | 59 | 59 | 10 | 55 | 55 | 55 | 55 | 55 | 55 | 10
COT-03 | 2028-03-01 | 3 | 2028 | 2028 | WINTER | 56 | 56 | 56 | 56 | 56 | 56 | 10 | 54 | 54 | 54 | 54 | 54 | 54 | 10
COT-03 | 2028-04-01 | 4 | 2028 | 2028 | SPRING | 53 | 53 | 53 | 53 | 53 | 53 | 10 | 52 | 52 | 52 | 52 | 52 | 52 | 10
COT-03 | 2028-05-01 | 5 | 2028 | 2028 | SPRING | 49 | 49 | 49 | 49 | 49 | 49 | 10 | 50 | 50 | 50 | 50 | 50 | 50 | 10
COT-03 | 2028-06-01 | 6 | 2028 | 2028 | SUMMER | 45 | 45 | 45 | 45 | 45 | 45 | 10 | 49 | 49 | 49 | 49 | 49 | 49 | 10
COT-03 | 2028-07-01 | 7 | 2028 | 2028 | SUMMER | 45 | 45 | 45 | 45 | 45 | 45 | 10 | 48 | 48 | 48 | 48 | 48 | 48 | 10
COT-03 | 2028-08-01 | 8 | 2028 | 2028 | SUMMER | 45 | 45 | 45 | 45 | 45 | 45 | 10 | 48 | 48 | 48 | 48 | 48 | 48 | 10
COT-03 | 2028-09-01 | 9 | 2028 | 2028 | SUMMER | 49 | 49 | 49 | 49 | 49 | 49 | 10 | 49 | 49 | 49 | 49 | 49 | 49 | 10
COT-03 | 2028-10-01 | 10 | 2029 | 2028 | FALL | 53 | 53 | 53 | 53 | 53 | 53 | 10 | 52 | 52 | 52 | 52 | 52 | 52 | 10
COT-03 | 2028-11-01 | 11 | 2029 | 2028 | FALL | 56 | 56 | 56 | 56 | 56 | 56 | 10 | 54 | 54 | 54 | 54 | 54 | 54 | 10
COT-03 | 2028-12-01 | 12 | 2029 | 2028 | WINTER | 61 | 61 | 61 | 61 | 61 | 61 | 10 | 56 | 56 | 56 | 56 | 56 | 56 | 10
COT-03 | 2029-01-01 | 1 | 2029 | 2029 | WINTER | 61 | 61 | 61 | 61 | 61 | 61 | 10 | 56 | 56 | 56 | 56 | 56 | 56 | 10
COT-03 | 2029-02-01 | 2 | 2029 | 2029 | WINTER | 59 | 59 | 59 | 59 | 59 | 59 | 10 | 55 | 55 | 55 | 55 | 55 | 55 | 10
COT-03 | 2029-03-01 | 3 | 2029 | 2029 | WINTER | 56 | 56 | 56 | 56 | 56 | 56 | 10 | 54 | 54 | 54 | 54 | 54 | 54 | 10
COT-03 | 2029-04-01 | 4 | 2029 | 2029 | SPRING | 53 | 53 | 53 | 53 | 53 | 53 | 10 | 52 | 52 | 52 | 52 | 52 | 52 | 10
COT-03 | 2029-05-01 | 5 | 2029 | 2029 | SPRING | 49 | 49 | 49 | 49 | 49 | 49 | 10 | 50 | 50 | 50 | 50 | 50 | 50 | 10
COT-03 | 2029-06-01 | 6 | 2029 | 2029 | SUMMER | 45 | 45 | 45 | 45 | 45 | 45 | 10 | 49 | 49 | 49 | 49 | 49 | 49 | 10
COT-03 | 2029-07-01 | 7 | 2029 | 2029 | SUMMER | 45 | 45 | 45 | 45 | 45 | 45 | 10 | 48 | 48 | 48 | 48 | 48 | 48 | 10
COT-03 | 2029-08-01 | 8 | 2029 | 2029 | SUMMER | 45 | 45 | 45 | 45 | 45 | 45 | 10 | 48 | 48 | 48 | 48 | 48 | 48 | 10
COT-03 | 2029-09-01 | 9 | 2029 | 2029 | SUMMER | 49 | 49 | 49 | 49 | 49 | 49 | 10 | 49 | 49 | 49 | 49 | 49 | 49 | 10
COT-03 | 2029-10-01 | 10 | 2030 | 2029 | FALL | 53 | 53 | 53 | 53 | 53 | 53 | 10 | 52 | 52 | 52 | 52 | 52 | 52 | 10
COT-03 | 2029-11-01 | 11 | 2030 | 2029 | FALL | 56 | 56 | 56 | 56 | 56 | 56 | 10 | 54 | 54 | 54 | 54 | 54 | 54 | 10
COT-03 | 2029-12-01 | 12 | 2030 | 2029 | WINTER | 61 | 61 | 61 | 61 | 61 | 61 | 10 | 56 | 56 | 56 | 56 | 56 | 56 | 10
COT-03 | 2030-01-01 | 1 | 2030 | 2030 | WINTER | 61 | 61 | 61 | 61 | 61 | 61 | 10 | 56 | 56 | 56 | 56 | 56 | 56 | 10
COT-03 | 2030-02-01 | 2 | 2030 | 2030 | WINTER | 59 | 59 | 59 | 59 | 59 | 59 | 10 | 55 | 55 | 55 | 55 | 55 | 55 | 10
COT-03 | 2030-03-01 | 3 | 2030 | 2030 | WINTER | 56 | 56 | 56 | 56 | 56 | 56 | 10 | 54 | 54 | 54 | 54 | 54 | 54 | 10
COT-03 | 2030-04-01 | 4 | 2030 | 2030 | SPRING | 53 | 53 | 53 | 53 | 53 | 53 | 10 | 52 | 52 | 52 | 52 | 52 | 52 | 10
COT-03 | 2030-05-01 | 5 | 2030 | 2030 | SPRING | 49 | 49 | 49 | 49 | 49 | 49 | 10 | 50 | 50 | 50 | 50 | 50 | 50 | 10
COT-03 | 2030-06-01 | 6 | 2030 | 2030 | SUMMER | 45 | 45 | 45 | 45 | 45 | 45 | 10 | 49 | 49 | 49 | 49 | 49 | 49 | 10
COT-03 | 2030-07-01 | 7 | 2030 | 2030 | SUMMER | 45 | 45 | 45 | 45 | 45 | 45 | 10 | 48 | 48 | 48 | 48 | 48 | 48 | 10
COT-03 | 2030-08-01 | 8 | 2030 | 2030 | SUMMER | 45 | 45 | 45 | 45 | 45 | 45 | 10 | 48 | 48 | 48 | 48 | 48 | 48 | 10
COT-03 | 2030-09-01 | 9 | 2030 | 2030 | SUMMER | 49 | 49 | 49 | 49 | 49 | 49 | 10 | 49 | 49 | 49 | 49 | 49 | 49 | 10
COT-03 | 2030-10-01 | 10 | 2031 | 2030 | FALL | 53 | 53 | 53 | 53 | 53 | 53 | 10 | 52 | 52 | 52 | 52 | 52 | 52 | 10
COT-03 | 2030-11-01 | 11 | 2031 | 2030 | FALL | 56 | 56 | 56 | 56 | 56 | 56 | 10 | 54 | 54 | 54 | 54 | 54 | 54 | 10
COT-03 | 2030-12-01 | 12 | 2031 | 2030 | WINTER | 61 | 61 | 61 | 61 | 61 | 61 | 10 | 56 | 56 | 56 | 56 | 56 | 56 | 10
COT-03 | 2031-01-01 | 1 | 2031 | 2031 | WINTER | 61 | 61 | 61 | 61 | 61 | 61 | 10 | 56 | 56 | 56 | 56 | 56 | 56 | 10
COT-03 | 2031-02-01 | 2 | 2031 | 2031 | WINTER | 59 | 59 | 59 | 59 | 59 | 59 | 10 | 55 | 55 | 55 | 55 | 55 | 55 | 10
COT-03 | 2031-03-01 | 3 | 2031 | 2031 | WINTER | 56 | 56 | 56 | 56 | 56 | 56 | 10 | 54 | 54 | 54 | 54 | 54 | 54 | 10
COT-03 | 2031-04-01 | 4 | 2031 | 2031 | SPRING | 53 | 53 | 53 | 53 | 53 | 53 | 10 | 52 | 52 | 52 | 52 | 52 | 52 | 10
COT-03 | 2031-05-01 | 5 | 2031 | 2031 | SPRING | 49 | 49 | 49 | 49 | 49 | 49 | 10 | 50 | 50 | 50 | 50 | 50 | 50 | 10
COT-03 | 2031-06-01 | 6 | 2031 | 2031 | SUMMER | 45 | 45 | 45 | 45 | 45 | 45 | 10 | 49 | 49 | 49 | 49 | 49 | 49 | 10
COT-03 | 2031-07-01 | 7 | 2031 | 2031 | SUMMER | 45 | 45 | 45 | 45 | 45 | 45 | 10 | 48 | 48 | 48 | 48 | 48 | 48 | 10
COT-03 | 2031-08-01 | 8 | 2031 | 2031 | SUMMER | 45 | 45 | 45 | 45 | 45 | 45 | 10 | 48 | 48 | 48 | 48 | 48 | 48 | 10
COT-03 | 2031-09-01 | 9 | 2031 | 2031 | SUMMER | 49 | 49 | 49 | 49 | 49 | 49 | 10 | 49 | 49 | 49 | 49 | 49 | 49 | 10
COT-03 | 2031-10-01 | 10 | 2032 | 2031 | FALL | 53 | 53 | 53 | 53 | 53 | 53 | 10 | 52 | 52 | 52 | 52 | 52 | 52 | 10
COT-03 | 2031-11-01 | 11 | 2032 | 2031 | FALL | 56 | 56 | 56 | 56 | 56 | 56 | 10 | 54 | 54 | 54 | 54 | 54 | 54 | 10
COT-03 | 2031-12-01 | 12 | 2032 | 2031 | WINTER | 61 | 61 | 61 | 61 | 61 | 61 | 10 | 56 | 56 | 56 | 56 | 56 | 56 | 10
COT-03 | 2032-01-01 | 1 | 2032 | 2032 | WINTER | 61 | 61 | 61 | 61 | 61 | 61 | 10 | 56 | 56 | 56 | 56 | 56 | 56 | 10
COT-03 | 2032-02-01 | 2 | 2032 | 2032 | WINTER | 59 | 59 | 59 | 59 | 59 | 59 | 10 | 55 | 55 | 55 | 55 | 55 | 55 | 10
COT-03 | 2032-03-01 | 3 | 2032 | 2032 | WINTER | 56 | 56 | 56 | 56 | 56 | 56 | 10 | 54 | 54 | 54 | 54 | 54 | 54 | 10
COT-03 | 2032-04-01 | 4 | 2032 | 2032 | SPRING | 53 | 53 | 53 | 53 | 53 | 53 | 10 | 52 | 52 | 52 | 52 | 52 | 52 | 10
COT-03 | 2032-05-01 | 5 | 2032 | 2032 | SPRING | 49 | 49 | 49 | 49 | 49 | 49 | 10 | 50 | 50 | 50 | 50 | 50 | 50 | 10
COT-03 | 2032-06-01 | 6 | 2032 | 2032 | SUMMER | 45 | 45 | 45 | 45 | 45 | 45 | 10 | 49 | 49 | 49 | 49 | 49 | 49 | 10
COT-03 | 2032-07-01 | 7 | 2032 | 2032 | SUMMER | 45 | 45 | 45 | 45 | 45 | 45 | 10 | 48 | 48 | 48 | 48 | 48 | 48 | 10
COT-03 | 2032-08-01 | 8 | 2032 | 2032 | SUMMER | 45 | 45 | 45 | 45 | 45 | 45 | 10 | 48 | 48 | 48 | 48 | 48 | 48 | 10
COT-03 | 2032-09-01 | 9 | 2032 | 2032 | SUMMER | 49 | 49 | 49 | 49 | 49 | 49 | 10 | 49 | 49 | 49 | 49 | 49 | 49 | 10
COT-03 | 2032-10-01 | 10 | 2033 | 2032 | FALL | 53 | 53 | 53 | 53 | 53 | 53 | 10 | 52 | 52 | 52 | 52 | 52 | 52 | 10
COT-03 | 2032-11-01 | 11 | 2033 | 2032 | FALL | 56 | 56 | 56 | 56 | 56 | 56 | 10 | 54 | 54 | 54 | 54 | 54 | 54 | 10
COT-03 | 2032-12-01 | 12 | 2033 | 2032 | WINTER | 61 | 61 | 61 | 61 | 61 | 61 | 10 | 56 | 56 | 56 | 56 | 56 | 56 | 10
COT-03 | 2033-01-01 | 1 | 2033 | 2033 | WINTER | 61 | 61 | 61 | 61 | 61 | 61 | 10 | 56 | 56 | 56 | 56 | 56 | 56 | 10
COT-03 | 2033-02-01 | 2 | 2033 | 2033 | WINTER | 59 | 59 | 59 | 59 | 59 | 59 | 10 | 55 | 55 | 55 | 55 | 55 | 55 | 10
COT-03 | 2033-03-01 | 3 | 2033 | 2033 | WINTER | 56 | 56 | 56 | 56 | 56 | 56 | 10 | 54 | 54 | 54 | 54 | 54 | 54 | 10
COT-03 | 2033-04-01 | 4 | 2033 | 2033 | SPRING | 53 | 53 | 53 | 53 | 53 | 53 | 10 | 52 | 52 | 52 | 52 | 52 | 52 | 10
COT-03 | 2033-05-01 | 5 | 2033 | 2033 | SPRING | 49 | 49 | 49 | 49 | 49 | 49 | 10 | 50 | 50 | 50 | 50 | 50 | 50 | 10
COT-03 | 2033-06-01 | 6 | 2033 | 2033 | SUMMER | 45 | 45 | 45 | 45 | 45 | 45 | 10 | 49 | 49 | 49 | 49 | 49 | 49 | 10
COT-03 | 2033-07-01 | 7 | 2033 | 2033 | SUMMER | 45 | 45 | 45 | 45 | 45 | 45 | 10 | 48 | 48 | 48 | 48 | 48 | 48 | 10
COT-03 | 2033-08-01 | 8 | 2033 | 2033 | SUMMER | 45 | 45 | 45 | 45 | 45 | 45 | 10 | 48 | 48 | 48 | 48 | 48 | 48 | 10
COT-03 | 2033-09-01 | 9 | 2033 | 2033 | SUMMER | 49 | 49 | 49 | 49 | 49 | 49 | 10 | 49 | 49 | 49 | 49 | 49 | 49 | 10
COT-03 | 2033-10-01 | 10 | 2034 | 2033 | FALL | 53 | 53 | 53 | 53 | 53 | 53 | 10 | 52 | 52 | 52 | 52 | 52 | 52 | 10
COT-03 | 2033-11-01 | 11 | 2034 | 2033 | FALL | 56 | 56 | 56 | 56 | 56 | 56 | 10 | 54 | 54 | 54 | 54 | 54 | 54 | 10
COT-03 | 2033-12-01 | 12 | 2034 | 2033 | WINTER | 61 | 61 | 61 | 61 | 61 | 61 | 10 | 56 | 56 | 56 | 56 | 56 | 56 | 10
COT-03 | 2034-01-01 | 1 | 2034 | 2034 | WINTER | 61 | 61 | 61 | 61 | 61 | 61 | 10 | 56 | 56 | 56 | 56 | 56 | 56 | 10
COT-03 | 2034-02-01 | 2 | 2034 | 2034 | WINTER | 59 | 59 | 59 | 59 | 59 | 59 | 10 | 55 | 55 | 55 | 55 | 55 | 55 | 10
COT-03 | 2034-03-01 | 3 | 2034 | 2034 | WINTER | 56 | 56 | 56 | 56 | 56 | 56 | 10 | 54 | 54 | 54 | 54 | 54 | 54 | 10
COT-03 | 2034-04-01 | 4 | 2034 | 2034 | SPRING | 53 | 53 | 53 | 53 | 53 | 53 | 10 | 52 | 52 | 52 | 52 | 52 | 52 | 10
COT-03 | 2034-05-01 | 5 | 2034 | 2034 | SPRING | 49 | 49 | 49 | 49 | 49 | 49 | 10 | 50 | 50 | 50 | 50 | 50 | 50 | 10
COT-03 | 2034-06-01 | 6 | 2034 | 2034 | SUMMER | 45 | 45 | 45 | 45 | 45 | 45 | 10 | 49 | 49 | 49 | 49 | 49 | 49 | 10
COT-03 | 2034-07-01 | 7 | 2034 | 2034 | SUMMER | 45 | 45 | 45 | 45 | 45 | 45 | 10 | 48 | 48 | 48 | 48 | 48 | 48 | 10
COT-03 | 2034-08-01 | 8 | 2034 | 2034 | SUMMER | 45 | 45 | 45 | 45 | 45 | 45 | 10 | 48 | 48 | 48 | 48 | 48 | 48 | 10
COT-03 | 2034-09-01 | 9 | 2034 | 2034 | SUMMER | 49 | 49 | 49 | 49 | 49 | 49 | 10 | 49 | 49 | 49 | 49 | 49 | 49 | 10
COT-03 | 2034-10-01 | 10 | 2035 | 2034 | FALL | 53 | 53 | 53 | 53 | 53 | 53 | 10 | 52 | 52 | 52 | 52 | 52 | 52 | 10
COT-03 | 2034-11-01 | 11 | 2035 | 2034 | FALL | 56 | 56 | 56 | 56 | 56 | 56 | 10 | 54 | 54 | 54 | 54 | 54 | 54 | 10
COT-03 | 2034-12-01 | 12 | 2035 | 2034 | WINTER | 61 | 61 | 61 | 61 | 61 | 61 | 10 | 56 | 56 | 56 | 56 | 56 | 56 | 10
COT-03 | 2035-01-01 | 1 | 2035 | 2035 | WINTER | 61 | 61 | 61 | 61 | 61 | 61 | 10 | 56 | 56 | 56 | 56 | 56 | 56 | 10
COT-03 | 2035-02-01 | 2 | 2035 | 2035 | WINTER | 59 | 59 | 59 | 59 | 59 | 59 | 10 | 55 | 55 | 55 | 55 | 55 | 55 | 10
COT-03 | 2035-03-01 | 3 | 2035 | 2035 | WINTER | 56 | 56 | 56 | 56 | 56 | 56 | 10 | 54 | 54 | 54 | 54 | 54 | 54 | 10
COT-03 | 2035-04-01 | 4 | 2035 | 2035 | SPRING | 53 | 53 | 53 | 53 | 53 | 53 | 10 | 52 | 52 | 52 | 52 | 52 | 52 | 10
COT-03 | 2035-05-01 | 5 | 2035 | 2035 | SPRING | 49 | 49 | 49 | 49 | 49 | 49 | 10 | 50 | 50 | 50 | 50 | 50 | 50 | 10
COT-03 | 2035-06-01 | 6 | 2035 | 2035 | SUMMER | 45 | 45 | 45 | 45 | 45 | 45 | 10 | 49 | 49 | 49 | 49 | 49 | 49 | 10
COT-03 | 2035-07-01 | 7 | 2035 | 2035 | SUMMER | 45 | 45 | 45 | 45 | 45 | 45 | 10 | 48 | 48 | 48 | 48 | 48 | 48 | 10
COT-03 | 2035-08-01 | 8 | 2035 | 2035 | SUMMER | 45 | 45 | 45 | 45 | 45 | 45 | 10 | 48 | 48 | 48 | 48 | 48 | 48 | 10
COT-03 | 2035-09-01 | 9 | 2035 | 2035 | SUMMER | 49 | 49 | 49 | 49 | 49 | 49 | 10 | 49 | 49 | 49 | 49 | 49 | 49 | 10
COT-03 | 2035-10-01 | 10 | 2036 | 2035 | FALL | 53 | 53 | 53 | 53 | 53 | 53 | 10 | 52 | 52 | 52 | 52 | 52 | 52 | 10
COT-03 | 2035-11-01 | 11 | 2036 | 2035 | FALL | 56 | 56 | 56 | 56 | 56 | 56 | 10 | 54 | 54 | 54 | 54 | 54 | 54 | 10
COT-03 | 2035-12-01 | 12 | 2036 | 2035 | WINTER | 61 | 61 | 61 | 61 | 61 | 61 | 10 | 56 | 56 | 56 | 56 | 56 | 56 | 10
COT-03 | 2036-01-01 | 1 | 2036 | 2036 | WINTER | 61 | 61 | 61 | 61 | 61 | 61 | 10 | 56 | 56 | 56 | 56 | 56 | 56 | 10
COT-03 | 2036-02-01 | 2 | 2036 | 2036 | WINTER | 59 | 59 | 59 | 59 | 59 | 59 | 10 | 55 | 55 | 55 | 55 | 55 | 55 | 10
COT-03 | 2036-03-01 | 3 | 2036 | 2036 | WINTER | 56 | 56 | 56 | 56 | 56 | 56 | 10 | 54 | 54 | 54 | 54 | 54 | 54 | 10
COT-03 | 2036-04-01 | 4 | 2036 | 2036 | SPRING | 53 | 53 | 53 | 53 | 53 | 53 | 10 | 52 | 52 | 52 | 52 | 52 | 52 | 10
COT-03 | 2036-05-01 | 5 | 2036 | 2036 | SPRING | 49 | 49 | 49 | 49 | 49 | 49 | 10 | 50 | 50 | 50 | 50 | 50 | 50 | 10
COT-03 | 2036-06-01 | 6 | 2036 | 2036 | SUMMER | 45 | 45 | 45 | 45 | 45 | 45 | 10 | 49 | 49 | 49 | 49 | 49 | 49 | 10
COT-03 | 2036-07-01 | 7 | 2036 | 2036 | SUMMER | 45 | 45 | 45 | 45 | 45 | 45 | 10 | 48 | 48 | 48 | 48 | 48 | 48 | 10
COT-03 | 2036-08-01 | 8 | 2036 | 2036 | SUMMER | 45 | 45 | 45 | 45 | 45 | 45 | 10 | 48 | 48 | 48 | 48 | 48 | 48 | 10
COT-03 | 2036-09-01 | 9 | 2036 | 2036 | SUMMER | 49 | 49 | 49 | 49 | 49 | 49 | 10 | 49 | 49 | 49 | 49 | 49 | 49 | 10
COT-03 | 2036-10-01 | 10 | 2037 | 2036 | FALL | 53 | 53 | 53 | 53 | 53 | 53 | 10 | 52 | 52 | 52 | 52 | 52 | 52 | 10
COT-03 | 2036-11-01 | 11 | 2037 | 2036 | FALL | 56 | 56 | 56 | 56 | 56 | 56 | 10 | 54 | 54 | 54 | 54 | 54 | 54 | 10
COT-03 | 2036-12-01 | 12 | 2037 | 2036 | WINTER | 61 | 61 | 61 | 61 | 61 | 61 | 10 | 56 | 56 | 56 | 56 | 56 | 56 | 10
COT-03 | 2037-01-01 | 1 | 2037 | 2037 | WINTER | 61 | 61 | 61 | 61 | 61 | 61 | 10 | 56 | 56 | 56 | 56 | 56 | 56 | 10
COT-03 | 2037-02-01 | 2 | 2037 | 2037 | WINTER | 59 | 59 | 59 | 59 | 59 | 59 | 10 | 55 | 55 | 55 | 55 | 55 | 55 | 10
COT-03 | 2037-03-01 | 3 | 2037 | 2037 | WINTER | 56 | 56 | 56 | 56 | 56 | 56 | 10 | 54 | 54 | 54 | 54 | 54 | 54 | 10
COT-03 | 2037-04-01 | 4 | 2037 | 2037 | SPRING | 53 | 53 | 53 | 53 | 53 | 53 | 10 | 52 | 52 | 52 | 52 | 52 | 52 | 10
COT-03 | 2037-05-01 | 5 | 2037 | 2037 | SPRING | 49 | 49 | 49 | 49 | 49 | 49 | 10 | 50 | 50 | 50 | 50 | 50 | 50 | 10
COT-03 | 2037-06-01 | 6 | 2037 | 2037 | SUMMER | 45 | 45 | 45 | 45 | 45 | 45 | 10 | 49 | 49 | 49 | 49 | 49 | 49 | 10
COT-03 | 2037-07-01 | 7 | 2037 | 2037 | SUMMER | 45 | 45 | 45 | 45 | 45 | 45 | 10 | 48 | 48 | 48 | 48 | 48 | 48 | 10
COT-03 | 2037-08-01 | 8 | 2037 | 2037 | SUMMER | 45 | 45 | 45 | 45 | 45 | 45 | 10 | 48 | 48 | 48 | 48 | 48 | 48 | 10
COT-03 | 2037-09-01 | 9 | 2037 | 2037 | SUMMER | 49 | 49 | 49 | 49 | 49 | 49 | 10 | 49 | 49 | 49 | 49 | 49 | 49 | 10
COT-03 | 2037-10-01 | 10 | 2038 | 2037 | FALL | 53 | 53 | 53 | 53 | 53 | 53 | 10 | 52 | 52 | 52 | 52 | 52 | 52 | 10
COT-03 | 2037-11-01 | 11 | 2038 | 2037 | FALL | 56 | 56 | 56 | 56 | 56 | 56 | 10 | 54 | 54 | 54 | 54 | 54 | 54 | 10
COT-03 | 2037-12-01 | 12 | 2038 | 2037 | WINTER | 61 | 61 | 61 | 61 | 61 | 61 | 10 | 56 | 56 | 56 | 56 | 56 | 56 | 10
COT-03 | 2038-01-01 | 1 | 2038 | 2038 | WINTER | 61 | 61 | 61 | 61 | 61 | 61 | 10 | 56 | 56 | 56 | 56 | 56 | 56 | 10
COT-03 | 2038-02-01 | 2 | 2038 | 2038 | WINTER | 59 | 59 | 59 | 59 | 59 | 59 | 10 | 55 | 55 | 55 | 55 | 55 | 55 | 10
COT-03 | 2038-03-01 | 3 | 2038 | 2038 | WINTER | 56 | 56 | 56 | 56 | 56 | 56 | 10 | 54 | 54 | 54 | 54 | 54 | 54 | 10
COT-03 | 2038-04-01 | 4 | 2038 | 2038 | SPRING | 53 | 53 | 53 | 53 | 53 | 53 | 10 | 52 | 52 | 52 | 52 | 52 | 52 | 10
COT-03 | 2038-05-01 | 5 | 2038 | 2038 | SPRING | 49 | 49 | 49 | 49 | 49 | 49 | 10 | 50 | 50 | 50 | 50 | 50 | 50 | 10
COT-03 | 2038-06-01 | 6 | 2038 | 2038 | SUMMER | 45 | 45 | 45 | 45 | 45 | 45 | 10 | 49 | 49 | 49 | 49 | 49 | 49 | 10
COT-03 | 2038-07-01 | 7 | 2038 | 2038 | SUMMER | 45 | 45 | 45 | 45 | 45 | 45 | 10 | 48 | 48 | 48 | 48 | 48 | 48 | 10
COT-03 | 2038-08-01 | 8 | 2038 | 2038 | SUMMER | 45 | 45 | 45 | 45 | 45 | 45 | 10 | 48 | 48 | 48 | 48 | 48 | 48 | 10
COT-03 | 2038-09-01 | 9 | 2038 | 2038 | SUMMER | 49 | 49 | 49 | 49 | 49 | 49 | 10 | 49 | 49 | 49 | 49 | 49 | 49 | 10
COT-03 | 2038-10-01 | 10 | 2039 | 2038 | FALL | 53 | 53 | 53 | 53 | 53 | 53 | 10 | 52 | 52 | 52 | 52 | 52 | 52 | 10
COT-03 | 2038-11-01 | 11 | 2039 | 2038 | FALL | 56 | 56 | 56 | 56 | 56 | 56 | 10 | 54 | 54 | 54 | 54 | 54 | 54 | 10
COT-03 | 2038-12-01 | 12 | 2039 | 2038 | WINTER | 61 | 61 | 61 | 61 | 61 | 61 | 10 | 56 | 56 | 56 | 56 | 56 | 56 | 10
COT-03 | 2039-01-01 | 1 | 2039 | 2039 | WINTER | 61 | 61 | 61 | 61 | 61 | 61 | 10 | 56 | 56 | 56 | 56 | 56 | 56 | 10
COT-03 | 2039-02-01 | 2 | 2039 | 2039 | WINTER | 59 | 59 | 59 | 59 | 59 | 59 | 10 | 55 | 55 | 55 | 55 | 55 | 55 | 10
COT-03 | 2039-03-01 | 3 | 2039 | 2039 | WINTER | 56 | 56 | 56 | 56 | 56 | 56 | 10 | 54 | 54 | 54 | 54 | 54 | 54 | 10
COT-03 | 2039-04-01 | 4 | 2039 | 2039 | SPRING | 53 | 53 | 53 | 53 | 53 | 53 | 10 | 52 | 52 | 52 | 52 | 52 | 52 | 10
COT-03 | 2039-05-01 | 5 | 2039 | 2039 | SPRING | 49 | 49 | 49 | 49 | 49 | 49 | 10 | 50 | 50 | 50 | 50 | 50 | 50 | 10
COT-03 | 2039-06-01 | 6 | 2039 | 2039 | SUMMER | 45 | 45 | 45 | 45 | 45 | 45 | 10 | 49 | 49 | 49 | 49 | 49 | 49 | 10
COT-03 | 2039-07-01 | 7 | 2039 | 2039 | SUMMER | 45 | 45 | 45 | 45 | 45 | 45 | 10 | 48 | 48 | 48 | 48 | 48 | 48 | 10
COT-03 | 2039-08-01 | 8 | 2039 | 2039 | SUMMER | 45 | 45 | 45 | 45 | 45 | 45 | 10 | 48 | 48 | 48 | 48 | 48 | 48 | 10
COT-03 | 2039-09-01 | 9 | 2039 | 2039 | SUMMER | 49 | 49 | 49 | 49 | 49 | 49 | 10 | 49 | 49 | 49 | 49 | 49 | 49 | 10
COT-03 | 2039-10-01 | 10 | 2040 | 2039 | FALL | 53 | 53 | 53 | 53 | 53 | 53 | 10 | 52 | 52 | 52 | 52 | 52 | 52 | 10
COT-03 | 2039-11-01 | 11 | 2040 | 2039 | FALL | 56 | 56 | 56 | 56 | 56 | 56 | 10 | 54 | 54 | 54 | 54 | 54 | 54 | 10
COT-03 | 2039-12-01 | 12 | 2040 | 2039 | WINTER | 61 | 61 | 61 | 61 | 61 | 61 | 10 | 56 | 56 | 56 | 56 | 56 | 56 | 10
COT-03 | 2040-01-01 | 1 | 2040 | 2040 | WINTER | 61 | 61 | 61 | 61 | 61 | 61 | 10 | 56 | 56 | 56 | 56 | 56 | 56 | 10
COT-03 | 2040-02-01 | 2 | 2040 | 2040 | WINTER | 59 | 59 | 59 | 59 | 59 | 59 | 10 | 55 | 55 | 55 | 55 | 55 | 55 | 10
COT-03 | 2040-03-01 | 3 | 2040 | 2040 | WINTER | 56 | 56 | 56 | 56 | 56 | 56 | 10 | 54 | 54 | 54 | 54 | 54 | 54 | 10
COT-03 | 2040-04-01 | 4 | 2040 | 2040 | SPRING | 53 | 53 | 53 | 53 | 53 | 53 | 10 | 52 | 52 | 52 | 52 | 52 | 52 | 10
COT-03 | 2040-05-01 | 5 | 2040 | 2040 | SPRING | 49 | 49 | 49 | 49 | 49 | 49 | 10 | 50 | 50 | 50 | 50 | 50 | 50 | 10
COT-03 | 2040-06-01 | 6 | 2040 | 2040 | SUMMER | 45 | 45 | 45 | 45 | 45 | 45 | 10 | 49 | 49 | 49 | 49 | 49 | 49 | 10
COT-03 | 2040-07-01 | 7 | 2040 | 2040 | SUMMER | 45 | 45 | 45 | 45 | 45 | 45 | 10 | 48 | 48 | 48 | 48 | 48 | 48 | 10
COT-03 | 2040-08-01 | 8 | 2040 | 2040 | SUMMER | 45 | 45 | 45 | 45 | 45 | 45 | 10 | 48 | 48 | 48 | 48 | 48 | 48 | 10
COT-03 | 2040-09-01 | 9 | 2040 | 2040 | SUMMER | 49 | 49 | 49 | 49 | 49 | 49 | 10 | 49 | 49 | 49 | 49 | 49 | 49 | 10
COT-03 | 2040-10-01 | 10 | 2041 | 2040 | FALL | 53 | 53 | 53 | 53 | 53 | 53 | 10 | 52 | 52 | 52 | 52 | 52 | 52 | 10
COT-03 | 2040-11-01 | 11 | 2041 | 2040 | FALL | 56 | 56 | 56 | 56 | 56 | 56 | 10 | 54 | 54 | 54 | 54 | 54 | 54 | 10
COT-03 | 2040-12-01 | 12 | 2041 | 2040 | WINTER | 61 | 61 | 61 | 61 | 61 | 61 | 10 | 56 | 56 | 56 | 56 | 56 | 56 | 10
COT-03 | 2041-01-01 | 1 | 2041 | 2041 | WINTER | 61 | 61 | 61 | 61 | 61 | 61 | 10 | 56 | 56 | 56 | 56 | 56 | 56 | 10
COT-03 | 2041-02-01 | 2 | 2041 | 2041 | WINTER | 59 | 59 | 59 | 59 | 59 | 59 | 10 | 55 | 55 | 55 | 55 | 55 | 55 | 10
COT-03 | 2041-03-01 | 3 | 2041 | 2041 | WINTER | 56 | 56 | 56 | 56 | 56 | 56 | 10 | 54 | 54 | 54 | 54 | 54 | 54 | 10
COT-03 | 2041-04-01 | 4 | 2041 | 2041 | SPRING | 53 | 53 | 53 | 53 | 53 | 53 | 10 | 52 | 52 | 52 | 52 | 52 | 52 | 10
COT-03 | 2041-05-01 | 5 | 2041 | 2041 | SPRING | 49 | 49 | 49 | 49 | 49 | 49 | 10 | 50 | 50 | 50 | 50 | 50 | 50 | 10
COT-03 | 2041-06-01 | 6 | 2041 | 2041 | SUMMER | 45 | 45 | 45 | 45 | 45 | 45 | 10 | 49 | 49 | 49 | 49 | 49 | 49 | 10
COT-03 | 2041-07-01 | 7 | 2041 | 2041 | SUMMER | 45 | 45 | 45 | 45 | 45 | 45 | 10 | 48 | 48 | 48 | 48 | 48 | 48 | 10
COT-03 | 2041-08-01 | 8 | 2041 | 2041 | SUMMER | 45 | 45 | 45 | 45 | 45 | 45 | 10 | 48 | 48 | 48 | 48 | 48 | 48 | 10
COT-03 | 2041-09-01 | 9 | 2041 | 2041 | SUMMER | 49 | 49 | 49 | 49 | 49 | 49 | 10 | 49 | 49 | 49 | 49 | 49 | 49 | 10
COT-03 | 2041-10-01 | 10 | 2042 | 2041 | FALL | 53 | 53 | 53 | 53 | 53 | 53 | 10 | 52 | 52 | 52 | 52 | 52 | 52 | 10
COT-03 | 2041-11-01 | 11 | 2042 | 2041 | FALL | 56 | 56 | 56 | 56 | 56 | 56 | 10 | 54 | 54 | 54 | 54 | 54 | 54 | 10
COT-03 | 2041-12-01 | 12 | 2042 | 2041 | WINTER | 61 | 61 | 61 | 61 | 61 | 61 | 10 | 56 | 56 | 56 | 56 | 56 | 56 | 10
COT-03 | 2042-01-01 | 1 | 2042 | 2042 | WINTER | 61 | 61 | 61 | 61 | 61 | 61 | 10 | 56 | 56 | 56 | 56 | 56 | 56 | 10
COT-03 | 2042-02-01 | 2 | 2042 | 2042 | WINTER | 59 | 59 | 59 | 59 | 59 | 59 | 10 | 55 | 55 | 55 | 55 | 55 | 55 | 10
COT-03 | 2042-03-01 | 3 | 2042 | 2042 | WINTER | 56 | 56 | 56 | 56 | 56 | 56 | 10 | 54 | 54 | 54 | 54 | 54 | 54 | 10
COT-03 | 2042-04-01 | 4 | 2042 | 2042 | SPRING | 53 | 53 | 53 | 53 | 53 | 53 | 10 | 52 | 52 | 52 | 52 | 52 | 52 | 10
COT-03 | 2042-05-01 | 5 | 2042 | 2042 | SPRING | 49 | 49 | 49 | 49 | 49 | 49 | 10 | 50 | 50 | 50 | 50 | 50 | 50 | 10
COT-03 | 2042-06-01 | 6 | 2042 | 2042 | SUMMER | 45 | 45 | 45 | 45 | 45 | 45 | 10 | 49 | 49 | 49 | 49 | 49 | 49 | 10
COT-03 | 2042-07-01 | 7 | 2042 | 2042 | SUMMER | 45 | 45 | 45 | 45 | 45 | 45 | 10 | 48 | 48 | 48 | 48 | 48 | 48 | 10
COT-03 | 2042-08-01 | 8 | 2042 | 2042 | SUMMER | 45 | 45 | 45 | 45 | 45 | 45 | 10 | 48 | 48 | 48 | 48 | 48 | 48 | 10
COT-03 | 2042-09-01 | 9 | 2042 | 2042 | SUMMER | 49 | 49 | 49 | 49 | 49 | 49 | 10 | 49 | 49 | 49 | 49 | 49 | 49 | 10
COT-03 | 2042-10-01 | 10 | 2043 | 2042 | FALL | 53 | 53 | 53 | 53 | 53 | 53 | 10 | 52 | 52 | 52 | 52 | 52 | 52 | 10
COT-03 | 2042-11-01 | 11 | 2043 | 2042 | FALL | 56 | 56 | 56 | 56 | 56 | 56 | 10 | 54 | 54 | 54 | 54 | 54 | 54 | 10
COT-03 | 2042-12-01 | 12 | 2043 | 2042 | WINTER | 61 | 61 | 61 | 61 | 61 | 61 | 10 | 56 | 56 | 56 | 56 | 56 | 56 | 10
COT-03 | 2043-01-01 | 1 | 2043 | 2043 | WINTER | 61 | 61 | 61 | 61 | 61 | 61 | 10 | 56 | 56 | 56 | 56 | 56 | 56 | 10
COT-03 | 2043-02-01 | 2 | 2043 | 2043 | WINTER | 59 | 59 | 59 | 59 | 59 | 59 | 10 | 55 | 55 | 55 | 55 | 55 | 55 | 10
COT-03 | 2043-03-01 | 3 | 2043 | 2043 | WINTER | 56 | 56 | 56 | 56 | 56 | 56 | 10 | 54 | 54 | 54 | 54 | 54 | 54 | 10
COT-03 | 2043-04-01 | 4 | 2043 | 2043 | SPRING | 53 | 53 | 53 | 53 | 53 | 53 | 10 | 52 | 52 | 52 | 52 | 52 | 52 | 10
COT-03 | 2043-05-01 | 5 | 2043 | 2043 | SPRING | 49 | 49 | 49 | 49 | 49 | 49 | 10 | 50 | 50 | 50 | 50 | 50 | 50 | 10
COT-03 | 2043-06-01 | 6 | 2043 | 2043 | SUMMER | 45 | 45 | 45 | 45 | 45 | 45 | 10 | 49 | 49 | 49 | 49 | 49 | 49 | 10
COT-03 | 2043-07-01 | 7 | 2043 | 2043 | SUMMER | 45 | 45 | 45 | 45 | 45 | 45 | 10 | 48 | 48 | 48 | 48 | 48 | 48 | 10
COT-03 | 2043-08-01 | 8 | 2043 | 2043 | SUMMER | 45 | 45 | 45 | 45 | 45 | 45 | 10 | 48 | 48 | 48 | 48 | 48 | 48 | 10
COT-03 | 2043-09-01 | 9 | 2043 | 2043 | SUMMER | 49 | 49 | 49 | 49 | 49 | 49 | 10 | 49 | 49 | 49 | 49 | 49 | 49 | 10
COT-03 | 2043-10-01 | 10 | 2044 | 2043 | FALL | 53 | 53 | 53 | 53 | 53 | 53 | 10 | 52 | 52 | 52 | 52 | 52 | 52 | 10
COT-03 | 2043-11-01 | 11 | 2044 | 2043 | FALL | 56 | 56 | 56 | 56 | 56 | 56 | 10 | 54 | 54 | 54 | 54 | 54 | 54 | 10
COT-03 | 2043-12-01 | 12 | 2044 | 2043 | WINTER | 61 | 61 | 61 | 61 | 61 | 61 | 10 | 56 | 56 | 56 | 56 | 56 | 56 | 10
COT-03 | 2044-01-01 | 1 | 2044 | 2044 | WINTER | 61 | 61 | 61 | 61 | 61 | 61 | 10 | 56 | 56 | 56 | 56 | 56 | 56 | 10
COT-03 | 2044-02-01 | 2 | 2044 | 2044 | WINTER | 59 | 59 | 59 | 59 | 59 | 59 | 10 | 55 | 55 | 55 | 55 | 55 | 55 | 10
COT-03 | 2044-03-01 | 3 | 2044 | 2044 | WINTER | 56 | 56 | 56 | 56 | 56 | 56 | 10 | 54 | 54 | 54 | 54 | 54 | 54 | 10
COT-03 | 2044-04-01 | 4 | 2044 | 2044 | SPRING | 53 | 53 | 53 | 53 | 53 | 53 | 10 | 52 | 52 | 52 | 52 | 52 | 52 | 10
COT-03 | 2044-05-01 | 5 | 2044 | 2044 | SPRING | 49 | 49 | 49 | 49 | 49 | 49 | 10 | 50 | 50 | 50 | 50 | 50 | 50 | 10
COT-03 | 2044-06-01 | 6 | 2044 | 2044 | SUMMER | 45 | 45 | 45 | 45 | 45 | 45 | 10 | 49 | 49 | 49 | 49 | 49 | 49 | 10
COT-03 | 2044-07-01 | 7 | 2044 | 2044 | SUMMER | 45 | 45 | 45 | 45 | 45 | 45 | 10 | 48 | 48 | 48 | 48 | 48 | 48 | 10
COT-03 | 2044-08-01 | 8 | 2044 | 2044 | SUMMER | 45 | 45 | 45 | 45 | 45 | 45 | 10 | 48 | 48 | 48 | 48 | 48 | 48 | 10
COT-03 | 2044-09-01 | 9 | 2044 | 2044 | SUMMER | 49 | 49 | 49 | 49 | 49 | 49 | 10 | 49 | 49 | 49 | 49 | 49 | 49 | 10
COT-03 | 2044-10-01 | 10 | 2045 | 2044 | FALL | 53 | 53 | 53 | 53 | 53 | 53 | 10 | 52 | 52 | 52 | 52 | 52 | 52 | 10
COT-03 | 2044-11-01 | 11 | 2045 | 2044 | FALL | 56 | 56 | 56 | 56 | 56 | 56 | 10 | 54 | 54 | 54 | 54 | 54 | 54 | 10
COT-03 | 2044-12-01 | 12 | 2045 | 2044 | WINTER | 61 | 61 | 61 | 61 | 61 | 61 | 10 | 56 | 56 | 56 | 56 | 56 | 56 | 10
COT-03 | 2045-01-01 | 1 | 2045 | 2045 | WINTER | 61 | 61 | 61 | 61 | 61 | 61 | 10 | 56 | 56 | 56 | 56 | 56 | 56 | 10
COT-03 | 2045-02-01 | 2 | 2045 | 2045 | WINTER | 59 | 59 | 59 | 59 | 59 | 59 | 10 | 55 | 55 | 55 | 55 | 55 | 55 | 10
COT-03 | 2045-03-01 | 3 | 2045 | 2045 | WINTER | 56 | 56 | 56 | 56 | 56 | 56 | 10 | 54 | 54 | 54 | 54 | 54 | 54 | 10
COT-03 | 2045-04-01 | 4 | 2045 | 2045 | SPRING | 53 | 53 | 53 | 53 | 53 | 53 | 10 | 52 | 52 | 52 | 52 | 52 | 52 | 10
COT-03 | 2045-05-01 | 5 | 2045 | 2045 | SPRING | 49 | 49 | 49 | 49 | 49 | 49 | 10 | 50 | 50 | 50 | 50 | 50 | 50 | 10
COT-03 | 2045-06-01 | 6 | 2045 | 2045 | SUMMER | 45 | 45 | 45 | 45 | 45 | 45 | 10 | 49 | 49 | 49 | 49 | 49 | 49 | 10
COT-03 | 2045-07-01 | 7 | 2045 | 2045 | SUMMER | 45 | 45 | 45 | 45 | 45 | 45 | 10 | 48 | 48 | 48 | 48 | 48 | 48 | 10
COT-03 | 2045-08-01 | 8 | 2045 | 2045 | SUMMER | 45 | 45 | 45 | 45 | 45 | 45 | 10 | 48 | 48 | 48 | 48 | 48 | 48 | 10
COT-03 | 2045-09-01 | 9 | 2045 | 2045 | SUMMER | 49 | 49 | 49 | 49 | 49 | 49 | 10 | 49 | 49 | 49 | 49 | 49 | 49 | 10
COT-03 | 2045-10-01 | 10 | 2046 | 2045 | FALL | 53 | 53 | 53 | 53 | 53 | 53 | 10 | 52 | 52 | 52 | 52 | 52 | 52 | 10
COT-03 | 2045-11-01 | 11 | 2046 | 2045 | FALL | 56 | 56 | 56 | 56 | 56 | 56 | 10 | 54 | 54 | 54 | 54 | 54 | 54 | 10
COT-03 | 2045-12-01 | 12 | 2046 | 2045 | WINTER | 61 | 61 | 61 | 61 | 61 | 61 | 10 | 56 | 56 | 56 | 56 | 56 | 56 | 10
COT-03 | 2046-01-01 | 1 | 2046 | 2046 | WINTER | 61 | 61 | 61 | 61 | 61 | 61 | 10 | 56 | 56 | 56 | 56 | 56 | 56 | 10
COT-03 | 2046-02-01 | 2 | 2046 | 2046 | WINTER | 59 | 59 | 59 | 59 | 59 | 59 | 10 | 55 | 55 | 55 | 55 | 55 | 55 | 10
COT-03 | 2046-03-01 | 3 | 2046 | 2046 | WINTER | 56 | 56 | 56 | 56 | 56 | 56 | 10 | 54 | 54 | 54 | 54 | 54 | 54 | 10
COT-03 | 2046-04-01 | 4 | 2046 | 2046 | SPRING | 53 | 53 | 53 | 53 | 53 | 53 | 10 | 52 | 52 | 52 | 52 | 52 | 52 | 10
COT-03 | 2046-05-01 | 5 | 2046 | 2046 | SPRING | 49 | 49 | 49 | 49 | 49 | 49 | 10 | 50 | 50 | 50 | 50 | 50 | 50 | 10
COT-03 | 2046-06-01 | 6 | 2046 | 2046 | SUMMER | 45 | 45 | 45 | 45 | 45 | 45 | 10 | 49 | 49 | 49 | 49 | 49 | 49 | 10
COT-03 | 2046-07-01 | 7 | 2046 | 2046 | SUMMER | 45 | 45 | 45 | 45 | 45 | 45 | 10 | 48 | 48 | 48 | 48 | 48 | 48 | 10
COT-03 | 2046-08-01 | 8 | 2046 | 2046 | SUMMER | 45 | 45 | 45 | 45 | 45 | 45 | 10 | 48 | 48 | 48 | 48 | 48 | 48 | 10
COT-03 | 2046-09-01 | 9 | 2046 | 2046 | SUMMER | 49 | 49 | 49 | 49 | 49 | 49 | 10 | 49 | 49 | 49 | 49 | 49 | 49 | 10
COT-03 | 2046-10-01 | 10 | 2047 | 2046 | FALL | 53 | 53 | 53 | 53 | 53 | 53 | 10 | 52 | 52 | 52 | 52 | 52 | 52 | 10
COT-03 | 2046-11-01 | 11 | 2047 | 2046 | FALL | 56 | 56 | 56 | 56 | 56 | 56 | 10 | 54 | 54 | 54 | 54 | 54 | 54 | 10
COT-03 | 2046-12-01 | 12 | 2047 | 2046 | WINTER | 61 | 61 | 61 | 61 | 61 | 61 | 10 | 56 | 56 | 56 | 56 | 56 | 56 | 10
COT-03 | 2047-01-01 | 1 | 2047 | 2047 | WINTER | 61 | 61 | 61 | 61 | 61 | 61 | 10 | 56 | 56 | 56 | 56 | 56 | 56 | 10
COT-03 | 2047-02-01 | 2 | 2047 | 2047 | WINTER | 59 | 59 | 59 | 59 | 59 | 59 | 10 | 55 | 55 | 55 | 55 | 55 | 55 | 10
COT-03 | 2047-03-01 | 3 | 2047 | 2047 | WINTER | 56 | 56 | 56 | 56 | 56 | 56 | 10 | 54 | 54 | 54 | 54 | 54 | 54 | 10
COT-03 | 2047-04-01 | 4 | 2047 | 2047 | SPRING | 53 | 53 | 53 | 53 | 53 | 53 | 10 | 52 | 52 | 52 | 52 | 52 | 52 | 10
COT-03 | 2047-05-01 | 5 | 2047 | 2047 | SPRING | 49 | 49 | 49 | 49 | 49 | 49 | 10 | 50 | 50 | 50 | 50 | 50 | 50 | 10
COT-03 | 2047-06-01 | 6 | 2047 | 2047 | SUMMER | 45 | 45 | 45 | 45 | 45 | 45 | 10 | 49 | 49 | 49 | 49 | 49 | 49 | 10
COT-03 | 2047-07-01 | 7 | 2047 | 2047 | SUMMER | 45 | 45 | 45 | 45 | 45 | 45 | 10 | 48 | 48 | 48 | 48 | 48 | 48 | 10
COT-03 | 2047-08-01 | 8 | 2047 | 2047 | SUMMER | 45 | 45 | 45 | 45 | 45 | 45 | 10 | 48 | 48 | 48 | 48 | 48 | 48 | 10
COT-03 | 2047-09-01 | 9 | 2047 | 2047 | SUMMER | 49 | 49 | 49 | 49 | 49 | 49 | 10 | 49 | 49 | 49 | 49 | 49 | 49 | 10
COT-04 | 2016-10-01 | 10 | 2017 | 2016 | FALL | 53 | 53 | 53 | 53 | 53 | 53 | 10 | 52 | 52 | 52 | 52 | 52 | 52 | 10
COT-04 | 2016-11-01 | 11 | 2017 | 2016 | FALL | 56 | 56 | 56 | 56 | 56 | 56 | 10 | 54 | 54 | 54 | 54 | 54 | 54 | 10
COT-04 | 2016-12-01 | 12 | 2017 | 2016 | WINTER | 61 | 61 | 61 | 61 | 61 | 61 | 10 | 56 | 56 | 56 | 56 | 56 | 56 | 10
COT-04 | 2017-01-01 | 1 | 2017 | 2017 | WINTER | 61 | 61 | 61 | 61 | 61 | 61 | 10 | 56 | 56 | 56 | 56 | 56 | 56 | 10
COT-04 | 2017-02-01 | 2 | 2017 | 2017 | WINTER | 59 | 59 | 59 | 59 | 59 | 59 | 10 | 55 | 55 | 55 | 55 | 55 | 55 | 10
COT-04 | 2017-03-01 | 3 | 2017 | 2017 | WINTER | 56 | 56 | 56 | 56 | 56 | 56 | 10 | 54 | 54 | 54 | 54 | 54 | 54 | 10
COT-04 | 2017-04-01 | 4 | 2017 | 2017 | SPRING | 53 | 53 | 53 | 53 | 53 | 53 | 10 | 52 | 52 | 52 | 52 | 52 | 52 | 10
COT-04 | 2017-05-01 | 5 | 2017 | 2017 | SPRING | 49 | 49 | 49 | 49 | 49 | 49 | 10 | 50 | 50 | 50 | 50 | 50 | 50 | 10
COT-04 | 2017-06-01 | 6 | 2017 | 2017 | SUMMER | 45 | 45 | 45 | 45 | 45 | 45 | 10 | 49 | 49 | 49 | 49 | 49 | 49 | 10
COT-04 | 2017-07-01 | 7 | 2017 | 2017 | SUMMER | 45 | 45 | 45 | 45 | 45 | 45 | 10 | 48 | 48 | 48 | 48 | 48 | 48 | 10
COT-04 | 2017-08-01 | 8 | 2017 | 2017 | SUMMER | 45 | 45 | 45 | 45 | 45 | 45 | 10 | 48 | 48 | 48 | 48 | 48 | 48 | 10
COT-04 | 2017-09-01 | 9 | 2017 | 2017 | SUMMER | 49 | 49 | 49 | 49 | 49 | 49 | 10 | 49 | 49 | 49 | 49 | 49 | 49 | 10
COT-04 | 2017-10-01 | 10 | 2018 | 2017 | FALL | 53 | 53 | 53 | 53 | 53 | 53 | 10 | 52 | 52 | 52 | 52 | 52 | 52 | 10
COT-04 | 2017-11-01 | 11 | 2018 | 2017 | FALL | 56 | 56 | 56 | 56 | 56 | 56 | 10 | 54 | 54 | 54 | 54 | 54 | 54 | 10
COT-04 | 2017-12-01 | 12 | 2018 | 2017 | WINTER | 61 | 61 | 61 | 61 | 61 | 61 | 10 | 56 | 56 | 56 | 56 | 56 | 56 | 10
COT-04 | 2018-01-01 | 1 | 2018 | 2018 | WINTER | 61 | 61 | 61 | 61 | 61 | 61 | 10 | 56 | 56 | 56 | 56 | 56 | 56 | 10
COT-04 | 2018-02-01 | 2 | 2018 | 2018 | WINTER | 59 | 59 | 59 | 59 | 59 | 59 | 10 | 55 | 55 | 55 | 55 | 55 | 55 | 10
COT-04 | 2018-03-01 | 3 | 2018 | 2018 | WINTER | 56 | 56 | 56 | 56 | 56 | 56 | 10 | 54 | 54 | 54 | 54 | 54 | 54 | 10
COT-04 | 2018-04-01 | 4 | 2018 | 2018 | SPRING | 53 | 53 | 53 | 53 | 53 | 53 | 10 | 52 | 52 | 52 | 52 | 52 | 52 | 10
COT-04 | 2018-05-01 | 5 | 2018 | 2018 | SPRING | 49 | 49 | 49 | 49 | 49 | 49 | 10 | 50 | 50 | 50 | 50 | 50 | 50 | 10
COT-04 | 2018-06-01 | 6 | 2018 | 2018 | SUMMER | 45 | 45 | 45 | 45 | 45 | 45 | 10 | 49 | 49 | 49 | 49 | 49 | 49 | 10
COT-04 | 2018-07-01 | 7 | 2018 | 2018 | SUMMER | 45 | 45 | 45 | 45 | 45 | 45 | 10 | 48 | 48 | 48 | 48 | 48 | 48 | 10
COT-04 | 2018-08-01 | 8 | 2018 | 2018 | SUMMER | 45 | 45 | 45 | 45 | 45 | 45 | 10 | 48 | 48 | 48 | 48 | 48 | 48 | 10
COT-04 | 2018-09-01 | 9 | 2018 | 2018 | SUMMER | 49 | 49 | 49 | 49 | 49 | 49 | 10 | 49 | 49 | 49 | 49 | 49 | 49 | 10
COT-04 | 2018-10-01 | 10 | 2019 | 2018 | FALL | 53 | 53 | 53 | 53 | 53 | 53 | 10 | 52 | 52 | 52 | 52 | 52 | 52 | 10
COT-04 | 2018-11-01 | 11 | 2019 | 2018 | FALL | 56 | 56 | 56 | 56 | 56 | 56 | 10 | 54 | 54 | 54 | 54 | 54 | 54 | 10
COT-04 | 2018-12-01 | 12 | 2019 | 2018 | WINTER | 61 | 61 | 61 | 61 | 61 | 61 | 10 | 56 | 56 | 56 | 56 | 56 | 56 | 10
COT-04 | 2019-01-01 | 1 | 2019 | 2019 | WINTER | 61 | 61 | 61 | 61 | 61 | 61 | 10 | 56 | 56 | 56 | 56 | 56 | 56 | 10
COT-04 | 2019-02-01 | 2 | 2019 | 2019 | WINTER | 59 | 59 | 59 | 59 | 59 | 59 | 10 | 55 | 55 | 55 | 55 | 55 | 55 | 10
COT-04 | 2019-03-01 | 3 | 2019 | 2019 | WINTER | 56 | 56 | 56 | 56 | 56 | 56 | 10 | 54 | 54 | 54 | 54 | 54 | 54 | 10
COT-04 | 2019-04-01 | 4 | 2019 | 2019 | SPRING | 53 | 53 | 53 | 53 | 53 | 53 | 10 | 52 | 52 | 52 | 52 | 52 | 52 | 10
COT-04 | 2019-05-01 | 5 | 2019 | 2019 | SPRING | 49 | 49 | 49 | 49 | 49 | 49 | 10 | 50 | 50 | 50 | 50 | 50 | 50 | 10
COT-04 | 2019-06-01 | 6 | 2019 | 2019 | SUMMER | 45 | 45 | 45 | 45 | 45 | 45 | 10 | 49 | 49 | 49 | 49 | 49 | 49 | 10
COT-04 | 2019-07-01 | 7 | 2019 | 2019 | SUMMER | 45 | 45 | 45 | 45 | 45 | 45 | 10 | 48 | 48 | 48 | 48 | 48 | 48 | 10
COT-04 | 2019-08-01 | 8 | 2019 | 2019 | SUMMER | 45 | 45 | 45 | 45 | 45 | 45 | 10 | 48 | 48 | 48 | 48 | 48 | 48 | 10
COT-04 | 2019-09-01 | 9 | 2019 | 2019 | SUMMER | 49 | 49 | 49 | 49 | 49 | 49 | 10 | 49 | 49 | 49 | 49 | 49 | 49 | 10
COT-04 | 2019-10-01 | 10 | 2020 | 2019 | FALL | 53 | 53 | 53 | 53 | 53 | 53 | 10 | 52 | 52 | 52 | 52 | 52 | 52 | 10
COT-04 | 2019-11-01 | 11 | 2020 | 2019 | FALL | 56 | 56 | 56 | 56 | 56 | 56 | 10 | 54 | 54 | 54 | 54 | 54 | 54 | 10
COT-04 | 2019-12-01 | 12 | 2020 | 2019 | WINTER | 61 | 61 | 61 | 61 | 61 | 61 | 10 | 56 | 56 | 56 | 56 | 56 | 56 | 10
COT-04 | 2020-01-01 | 1 | 2020 | 2020 | WINTER | 61 | 61 | 61 | 61 | 61 | 61 | 10 | 56 | 56 | 56 | 56 | 56 | 56 | 10
COT-04 | 2020-02-01 | 2 | 2020 | 2020 | WINTER | 59 | 59 | 59 | 59 | 59 | 59 | 10 | 55 | 55 | 55 | 55 | 55 | 55 | 10
COT-04 | 2020-03-01 | 3 | 2020 | 2020 | WINTER | 56 | 56 | 56 | 56 | 56 | 56 | 10 | 54 | 54 | 54 | 54 | 54 | 54 | 10
COT-04 | 2020-04-01 | 4 | 2020 | 2020 | SPRING | 53 | 53 | 53 | 53 | 53 | 53 | 10 | 52 | 52 | 52 | 52 | 52 | 52 | 10
COT-04 | 2020-05-01 | 5 | 2020 | 2020 | SPRING | 49 | 49 | 49 | 49 | 49 | 49 | 10 | 50 | 50 | 50 | 50 | 50 | 50 | 10
COT-04 | 2020-06-01 | 6 | 2020 | 2020 | SUMMER | 45 | 45 | 45 | 45 | 45 | 45 | 10 | 49 | 49 | 49 | 49 | 49 | 49 | 10
COT-04 | 2020-07-01 | 7 | 2020 | 2020 | SUMMER | 45 | 45 | 45 | 45 | 45 | 45 | 10 | 48 | 48 | 48 | 48 | 48 | 48 | 10
COT-04 | 2020-08-01 | 8 | 2020 | 2020 | SUMMER | 45 | 45 | 45 | 45 | 45 | 45 | 10 | 48 | 48 | 48 | 48 | 48 | 48 | 10
COT-04 | 2020-09-01 | 9 | 2020 | 2020 | SUMMER | 49 | 49 | 49 | 49 | 49 | 49 | 10 | 49 | 49 | 49 | 49 | 49 | 49 | 10
COT-04 | 2020-10-01 | 10 | 2021 | 2020 | FALL | 53 | 53 | 53 | 53 | 53 | 53 | 10 | 52 | 52 | 52 | 52 | 52 | 52 | 10
COT-04 | 2020-11-01 | 11 | 2021 | 2020 | FALL | 56 | 56 | 56 | 56 | 56 | 56 | 10 | 54 | 54 | 54 | 54 | 54 | 54 | 10
COT-04 | 2020-12-01 | 12 | 2021 | 2020 | WINTER | 61 | 61 | 61 | 61 | 61 | 61 | 10 | 56 | 56 | 56 | 56 | 56 | 56 | 10
COT-04 | 2021-01-01 | 1 | 2021 | 2021 | WINTER | 61 | 61 | 61 | 61 | 61 | 61 | 10 | 56 | 56 | 56 | 56 | 56 | 56 | 10
COT-04 | 2021-02-01 | 2 | 2021 | 2021 | WINTER | 59 | 59 | 59 | 59 | 59 | 59 | 10 | 55 | 55 | 55 | 55 | 55 | 55 | 10
COT-04 | 2021-03-01 | 3 | 2021 | 2021 | WINTER | 56 | 56 | 56 | 56 | 56 | 56 | 10 | 54 | 54 | 54 | 54 | 54 | 54 | 10
COT-04 | 2021-04-01 | 4 | 2021 | 2021 | SPRING | 53 | 53 | 53 | 53 | 53 | 53 | 10 | 52 | 52 | 52 | 52 | 52 | 52 | 10
COT-04 | 2021-05-01 | 5 | 2021 | 2021 | SPRING | 49 | 49 | 49 | 49 | 49 | 49 | 10 | 50 | 50 | 50 | 50 | 50 | 50 | 10
COT-04 | 2021-06-01 | 6 | 2021 | 2021 | SUMMER | 45 | 45 | 45 | 45 | 45 | 45 | 10 | 49 | 49 | 49 | 49 | 49 | 49 | 10
COT-04 | 2021-07-01 | 7 | 2021 | 2021 | SUMMER | 45 | 45 | 45 | 45 | 45 | 45 | 10 | 48 | 48 | 48 | 48 | 48 | 48 | 10
COT-04 | 2021-08-01 | 8 | 2021 | 2021 | SUMMER | 45 | 45 | 45 | 45 | 45 | 45 | 10 | 48 | 48 | 48 | 48 | 48 | 48 | 10
COT-04 | 2021-09-01 | 9 | 2021 | 2021 | SUMMER | 49 | 49 | 49 | 49 | 49 | 49 | 10 | 49 | 49 | 49 | 49 | 49 | 49 | 10
COT-04 | 2021-10-01 | 10 | 2022 | 2021 | FALL | 53 | 53 | 53 | 53 | 53 | 53 | 10 | 52 | 52 | 52 | 52 | 52 | 52 | 10
COT-04 | 2021-11-01 | 11 | 2022 | 2021 | FALL | 56 | 56 | 56 | 56 | 56 | 56 | 10 | 54 | 54 | 54 | 54 | 54 | 54 | 10
COT-04 | 2021-12-01 | 12 | 2022 | 2021 | WINTER | 61 | 61 | 61 | 61 | 61 | 61 | 10 | 56 | 56 | 56 | 56 | 56 | 56 | 10
COT-04 | 2022-01-01 | 1 | 2022 | 2022 | WINTER | 61 | 61 | 61 | 61 | 61 | 61 | 10 | 56 | 56 | 56 | 56 | 56 | 56 | 10
COT-04 | 2022-02-01 | 2 | 2022 | 2022 | WINTER | 59 | 59 | 59 | 59 | 59 | 59 | 10 | 55 | 55 | 55 | 55 | 55 | 55 | 10
COT-04 | 2022-03-01 | 3 | 2022 | 2022 | WINTER | 56 | 56 | 56 | 56 | 56 | 56 | 10 | 54 | 54 | 54 | 54 | 54 | 54 | 10
COT-04 | 2022-04-01 | 4 | 2022 | 2022 | SPRING | 53 | 53 | 53 | 53 | 53 | 53 | 10 | 52 | 52 | 52 | 52 | 52 | 52 | 10
COT-04 | 2022-05-01 | 5 | 2022 | 2022 | SPRING | 49 | 49 | 49 | 49 | 49 | 49 | 10 | 50 | 50 | 50 | 50 | 50 | 50 | 10
COT-04 | 2022-06-01 | 6 | 2022 | 2022 | SUMMER | 45 | 45 | 45 | 45 | 45 | 45 | 10 | 49 | 49 | 49 | 49 | 49 | 49 | 10
COT-04 | 2022-07-01 | 7 | 2022 | 2022 | SUMMER | 45 | 45 | 45 | 45 | 45 | 45 | 10 | 48 | 48 | 48 | 48 | 48 | 48 | 10
COT-04 | 2022-08-01 | 8 | 2022 | 2022 | SUMMER | 45 | 45 | 45 | 45 | 45 | 45 | 10 | 48 | 48 | 48 | 48 | 48 | 48 | 10
COT-04 | 2022-09-01 | 9 | 2022 | 2022 | SUMMER | 49 | 49 | 49 | 49 | 49 | 49 | 10 | 49 | 49 | 49 | 49 | 49 | 49 | 10
COT-04 | 2022-10-01 | 10 | 2023 | 2022 | FALL | 53 | 53 | 53 | 53 | 53 | 53 | 10 | 52 | 52 | 52 | 52 | 52 | 52 | 10
COT-04 | 2022-11-01 | 11 | 2023 | 2022 | FALL | 56 | 56 | 56 | 56 | 56 | 56 | 10 | 54 | 54 | 54 | 54 | 54 | 54 | 10
COT-04 | 2022-12-01 | 12 | 2023 | 2022 | WINTER | 61 | 61 | 61 | 61 | 61 | 61 | 10 | 56 | 56 | 56 | 56 | 56 | 56 | 10
COT-04 | 2023-01-01 | 1 | 2023 | 2023 | WINTER | 61 | 61 | 61 | 61 | 61 | 61 | 10 | 56 | 56 | 56 | 56 | 56 | 56 | 10
COT-04 | 2023-02-01 | 2 | 2023 | 2023 | WINTER | 59 | 59 | 59 | 59 | 59 | 59 | 10 | 55 | 55 | 55 | 55 | 55 | 55 | 10
COT-04 | 2023-03-01 | 3 | 2023 | 2023 | WINTER | 56 | 56 | 56 | 56 | 56 | 56 | 10 | 54 | 54 | 54 | 54 | 54 | 54 | 10
COT-04 | 2023-04-01 | 4 | 2023 | 2023 | SPRING | 53 | 53 | 53 | 53 | 53 | 53 | 10 | 52 | 52 | 52 | 52 | 52 | 52 | 10
COT-04 | 2023-05-01 | 5 | 2023 | 2023 | SPRING | 49 | 49 | 49 | 49 | 49 | 49 | 10 | 50 | 50 | 50 | 50 | 50 | 50 | 10
COT-04 | 2023-06-01 | 6 | 2023 | 2023 | SUMMER | 45 | 45 | 45 | 45 | 45 | 45 | 10 | 49 | 49 | 49 | 49 | 49 | 49 | 10
COT-04 | 2023-07-01 | 7 | 2023 | 2023 | SUMMER | 45 | 45 | 45 | 45 | 45 | 45 | 10 | 48 | 48 | 48 | 48 | 48 | 48 | 10
COT-04 | 2023-08-01 | 8 | 2023 | 2023 | SUMMER | 45 | 45 | 45 | 45 | 45 | 45 | 10 | 48 | 48 | 48 | 48 | 48 | 48 | 10
COT-04 | 2023-09-01 | 9 | 2023 | 2023 | SUMMER | 49 | 49 | 49 | 49 | 49 | 49 | 10 | 49 | 49 | 49 | 49 | 49 | 49 | 10
COT-04 | 2023-10-01 | 10 | 2024 | 2023 | FALL | 53 | 53 | 53 | 53 | 53 | 53 | 10 | 52 | 52 | 52 | 52 | 52 | 52 | 10
COT-04 | 2023-11-01 | 11 | 2024 | 2023 | FALL | 56 | 56 | 56 | 56 | 56 | 56 | 10 | 54 | 54 | 54 | 54 | 54 | 54 | 10
COT-04 | 2023-12-01 | 12 | 2024 | 2023 | WINTER | 61 | 61 | 61 | 61 | 61 | 61 | 10 | 56 | 56 | 56 | 56 | 56 | 56 | 10
COT-04 | 2024-01-01 | 1 | 2024 | 2024 | WINTER | 61 | 61 | 61 | 61 | 61 | 61 | 10 | 56 | 56 | 56 | 56 | 56 | 56 | 10
COT-04 | 2024-02-01 | 2 | 2024 | 2024 | WINTER | 59 | 59 | 59 | 59 | 59 | 59 | 10 | 55 | 55 | 55 | 55 | 55 | 55 | 10
COT-04 | 2024-03-01 | 3 | 2024 | 2024 | WINTER | 56 | 56 | 56 | 56 | 56 | 56 | 10 | 54 | 54 | 54 | 54 | 54 | 54 | 10
COT-04 | 2024-04-01 | 4 | 2024 | 2024 | SPRING | 53 | 53 | 53 | 53 | 53 | 53 | 10 | 52 | 52 | 52 | 52 | 52 | 52 | 10
COT-04 | 2024-05-01 | 5 | 2024 | 2024 | SPRING | 49 | 49 | 49 | 49 | 49 | 49 | 10 | 50 | 50 | 50 | 50 | 50 | 50 | 10
COT-04 | 2024-06-01 | 6 | 2024 | 2024 | SUMMER | 45 | 45 | 45 | 45 | 45 | 45 | 10 | 49 | 49 | 49 | 49 | 49 | 49 | 10
COT-04 | 2024-07-01 | 7 | 2024 | 2024 | SUMMER | 45 | 45 | 45 | 45 | 45 | 45 | 10 | 48 | 48 | 48 | 48 | 48 | 48 | 10
COT-04 | 2024-08-01 | 8 | 2024 | 2024 | SUMMER | 45 | 45 | 45 | 45 | 45 | 45 | 10 | 48 | 48 | 48 | 48 | 48 | 48 | 10
COT-04 | 2024-09-01 | 9 | 2024 | 2024 | SUMMER | 49 | 49 | 49 | 49 | 49 | 49 | 10 | 49 | 49 | 49 | 49 | 49 | 49 | 10
COT-04 | 2024-10-01 | 10 | 2025 | 2024 | FALL | 53 | 53 | 53 | 53 | 53 | 53 | 10 | 52 | 52 | 52 | 52 | 52 | 52 | 10
COT-04 | 2024-11-01 | 11 | 2025 | 2024 | FALL | 56 | 56 | 56 | 56 | 56 | 56 | 10 | 54 | 54 | 54 | 54 | 54 | 54 | 10
COT-04 | 2024-12-01 | 12 | 2025 | 2024 | WINTER | 61 | 61 | 61 | 61 | 61 | 61 | 10 | 56 | 56 | 56 | 56 | 56 | 56 | 10
COT-04 | 2025-01-01 | 1 | 2025 | 2025 | WINTER | 61 | 61 | 61 | 61 | 61 | 61 | 10 | 56 | 56 | 56 | 56 | 56 | 56 | 10
COT-04 | 2025-02-01 | 2 | 2025 | 2025 | WINTER | 59 | 59 | 59 | 59 | 59 | 59 | 10 | 55 | 55 | 55 | 55 | 55 | 55 | 10
COT-04 | 2025-03-01 | 3 | 2025 | 2025 | WINTER | 56 | 56 | 56 | 56 | 56 | 56 | 10 | 54 | 54 | 54 | 54 | 54 | 54 | 10
COT-04 | 2025-04-01 | 4 | 2025 | 2025 | SPRING | 53 | 53 | 53 | 53 | 53 | 53 | 10 | 52 | 52 | 52 | 52 | 52 | 52 | 10
COT-04 | 2025-05-01 | 5 | 2025 | 2025 | SPRING | 49 | 49 | 49 | 49 | 49 | 49 | 10 | 50 | 50 | 50 | 50 | 50 | 50 | 10
COT-04 | 2025-06-01 | 6 | 2025 | 2025 | SUMMER | 45 | 45 | 45 | 45 | 45 | 45 | 10 | 49 | 49 | 49 | 49 | 49 | 49 | 10
COT-04 | 2025-07-01 | 7 | 2025 | 2025 | SUMMER | 45 | 45 | 45 | 45 | 45 | 45 | 10 | 48 | 48 | 48 | 48 | 48 | 48 | 10
COT-04 | 2025-08-01 | 8 | 2025 | 2025 | SUMMER | 45 | 45 | 45 | 45 | 45 | 45 | 10 | 48 | 48 | 48 | 48 | 48 | 48 | 10
COT-04 | 2025-09-01 | 9 | 2025 | 2025 | SUMMER | 49 | 49 | 49 | 49 | 49 | 49 | 10 | 49 | 49 | 49 | 49 | 49 | 49 | 10
COT-04 | 2025-10-01 | 10 | 2026 | 2025 | FALL | 53 | 53 | 53 | 53 | 53 | 53 | 10 | 52 | 52 | 52 | 52 | 52 | 52 | 10
COT-04 | 2025-11-01 | 11 | 2026 | 2025 | FALL | 56 | 56 | 56 | 56 | 56 | 56 | 10 | 54 | 54 | 54 | 54 | 54 | 54 | 10
COT-04 | 2025-12-01 | 12 | 2026 | 2025 | WINTER | 61 | 61 | 61 | 61 | 61 | 61 | 10 | 56 | 56 | 56 | 56 | 56 | 56 | 10
COT-04 | 2026-01-01 | 1 | 2026 | 2026 | WINTER | 61 | 61 | 61 | 61 | 61 | 61 | 10 | 56 | 56 | 56 | 56 | 56 | 56 | 10
COT-04 | 2026-02-01 | 2 | 2026 | 2026 | WINTER | 59 | 59 | 59 | 59 | 59 | 59 | 10 | 55 | 55 | 55 | 55 | 55 | 55 | 10
COT-04 | 2026-03-01 | 3 | 2026 | 2026 | WINTER | 56 | 56 | 56 | 56 | 56 | 56 | 10 | 54 | 54 | 54 | 54 | 54 | 54 | 10
COT-04 | 2026-04-01 | 4 | 2026 | 2026 | SPRING | 53 | 53 | 53 | 53 | 53 | 53 | 10 | 52 | 52 | 52 | 52 | 52 | 52 | 10
COT-04 | 2026-05-01 | 5 | 2026 | 2026 | SPRING | 49 | 49 | 49 | 49 | 49 | 49 | 10 | 50 | 50 | 50 | 50 | 50 | 50 | 10
COT-04 | 2026-06-01 | 6 | 2026 | 2026 | SUMMER | 45 | 45 | 45 | 45 | 45 | 45 | 10 | 49 | 49 | 49 | 49 | 49 | 49 | 10
COT-04 | 2026-07-01 | 7 | 2026 | 2026 | SUMMER | 45 | 45 | 45 | 45 | 45 | 45 | 10 | 48 | 48 | 48 | 48 | 48 | 48 | 10
COT-04 | 2026-08-01 | 8 | 2026 | 2026 | SUMMER | 45 | 45 | 45 | 45 | 45 | 45 | 10 | 48 | 48 | 48 | 48 | 48 | 48 | 10
COT-04 | 2026-09-01 | 9 | 2026 | 2026 | SUMMER | 49 | 49 | 49 | 49 | 49 | 49 | 10 | 49 | 49 | 49 | 49 | 49 | 49 | 10
COT-04 | 2026-10-01 | 10 | 2027 | 2026 | FALL | 53 | 53 | 53 | 53 | 53 | 53 | 10 | 52 | 52 | 52 | 52 | 52 | 52 | 10
COT-04 | 2026-11-01 | 11 | 2027 | 2026 | FALL | 56 | 56 | 56 | 56 | 56 | 56 | 10 | 54 | 54 | 54 | 54 | 54 | 54 | 10
COT-04 | 2026-12-01 | 12 | 2027 | 2026 | WINTER | 61 | 61 | 61 | 61 | 61 | 61 | 10 | 56 | 56 | 56 | 56 | 56 | 56 | 10
COT-04 | 2027-01-01 | 1 | 2027 | 2027 | WINTER | 61 | 61 | 61 | 61 | 61 | 61 | 10 | 56 | 56 | 56 | 56 | 56 | 56 | 10
COT-04 | 2027-02-01 | 2 | 2027 | 2027 | WINTER | 59 | 59 | 59 | 59 | 59 | 59 | 10 | 55 | 55 | 55 | 55 | 55 | 55 | 10
COT-04 | 2027-03-01 | 3 | 2027 | 2027 | WINTER | 56 | 56 | 56 | 56 | 56 | 56 | 10 | 54 | 54 | 54 | 54 | 54 | 54 | 10
COT-04 | 2027-04-01 | 4 | 2027 | 2027 | SPRING | 53 | 53 | 53 | 53 | 53 | 53 | 10 | 52 | 52 | 52 | 52 | 52 | 52 | 10
COT-04 | 2027-05-01 | 5 | 2027 | 2027 | SPRING | 49 | 49 | 49 | 49 | 49 | 49 | 10 | 50 | 50 | 50 | 50 | 50 | 50 | 10
COT-04 | 2027-06-01 | 6 | 2027 | 2027 | SUMMER | 45 | 45 | 45 | 45 | 45 | 45 | 10 | 49 | 49 | 49 | 49 | 49 | 49 | 10
COT-04 | 2027-07-01 | 7 | 2027 | 2027 | SUMMER | 45 | 45 | 45 | 45 | 45 | 45 | 10 | 48 | 48 | 48 | 48 | 48 | 48 | 10
COT-04 | 2027-08-01 | 8 | 2027 | 2027 | SUMMER | 45 | 45 | 45 | 45 | 45 | 45 | 10 | 48 | 48 | 48 | 48 | 48 | 48 | 10
COT-04 | 2027-09-01 | 9 | 2027 | 2027 | SUMMER | 49 | 49 | 49 | 49 | 49 | 49 | 10 | 49 | 49 | 49 | 49 | 49 | 49 | 10
COT-04 | 2027-10-01 | 10 | 2028 | 2027 | FALL | 53 | 53 | 53 | 53 | 53 | 53 | 10 | 52 | 52 | 52 | 52 | 52 | 52 | 10
COT-04 | 2027-11-01 | 11 | 2028 | 2027 | FALL | 56 | 56 | 56 | 56 | 56 | 56 | 10 | 54 | 54 | 54 | 54 | 54 | 54 | 10
COT-04 | 2027-12-01 | 12 | 2028 | 2027 | WINTER | 61 | 61 | 61 | 61 | 61 | 61 | 10 | 56 | 56 | 56 | 56 | 56 | 56 | 10
COT-04 | 2028-01-01 | 1 | 2028 | 2028 | WINTER | 61 | 61 | 61 | 61 | 61 | 61 | 10 | 56 | 56 | 56 | 56 | 56 | 56 | 10
COT-04 | 2028-02-01 | 2 | 2028 | 2028 | WINTER | 59 | 59 | 59 | 59 | 59 | 59 | 10 | 55 | 55 | 55 | 55 | 55 | 55 | 10
COT-04 | 2028-03-01 | 3 | 2028 | 2028 | WINTER | 56 | 56 | 56 | 56 | 56 | 56 | 10 | 54 | 54 | 54 | 54 | 54 | 54 | 10
COT-04 | 2028-04-01 | 4 | 2028 | 2028 | SPRING | 53 | 53 | 53 | 53 | 53 | 53 | 10 | 52 | 52 | 52 | 52 | 52 | 52 | 10
COT-04 | 2028-05-01 | 5 | 2028 | 2028 | SPRING | 49 | 49 | 49 | 49 | 49 | 49 | 10 | 50 | 50 | 50 | 50 | 50 | 50 | 10
COT-04 | 2028-06-01 | 6 | 2028 | 2028 | SUMMER | 45 | 45 | 45 | 45 | 45 | 45 | 10 | 49 | 49 | 49 | 49 | 49 | 49 | 10
COT-04 | 2028-07-01 | 7 | 2028 | 2028 | SUMMER | 45 | 45 | 45 | 45 | 45 | 45 | 10 | 48 | 48 | 48 | 48 | 48 | 48 | 10
COT-04 | 2028-08-01 | 8 | 2028 | 2028 | SUMMER | 45 | 45 | 45 | 45 | 45 | 45 | 10 | 48 | 48 | 48 | 48 | 48 | 48 | 10
COT-04 | 2028-09-01 | 9 | 2028 | 2028 | SUMMER | 49 | 49 | 49 | 49 | 49 | 49 | 10 | 49 | 49 | 49 | 49 | 49 | 49 | 10
COT-04 | 2028-10-01 | 10 | 2029 | 2028 | FALL | 53 | 53 | 53 | 53 | 53 | 53 | 10 | 52 | 52 | 52 | 52 | 52 | 52 | 10
COT-04 | 2028-11-01 | 11 | 2029 | 2028 | FALL | 56 | 56 | 56 | 56 | 56 | 56 | 10 | 54 | 54 | 54 | 54 | 54 | 54 | 10
COT-04 | 2028-12-01 | 12 | 2029 | 2028 | WINTER | 61 | 61 | 61 | 61 | 61 | 61 | 10 | 56 | 56 | 56 | 56 | 56 | 56 | 10
COT-04 | 2029-01-01 | 1 | 2029 | 2029 | WINTER | 61 | 61 | 61 | 61 | 61 | 61 | 10 | 56 | 56 | 56 | 56 | 56 | 56 | 10
COT-04 | 2029-02-01 | 2 | 2029 | 2029 | WINTER | 59 | 59 | 59 | 59 | 59 | 59 | 10 | 55 | 55 | 55 | 55 | 55 | 55 | 10
COT-04 | 2029-03-01 | 3 | 2029 | 2029 | WINTER | 56 | 56 | 56 | 56 | 56 | 56 | 10 | 54 | 54 | 54 | 54 | 54 | 54 | 10
COT-04 | 2029-04-01 | 4 | 2029 | 2029 | SPRING | 53 | 53 | 53 | 53 | 53 | 53 | 10 | 52 | 52 | 52 | 52 | 52 | 52 | 10
COT-04 | 2029-05-01 | 5 | 2029 | 2029 | SPRING | 49 | 49 | 49 | 49 | 49 | 49 | 10 | 50 | 50 | 50 | 50 | 50 | 50 | 10
COT-04 | 2029-06-01 | 6 | 2029 | 2029 | SUMMER | 45 | 45 | 45 | 45 | 45 | 45 | 10 | 49 | 49 | 49 | 49 | 49 | 49 | 10
COT-04 | 2029-07-01 | 7 | 2029 | 2029 | SUMMER | 45 | 45 | 45 | 45 | 45 | 45 | 10 | 48 | 48 | 48 | 48 | 48 | 48 | 10
COT-04 | 2029-08-01 | 8 | 2029 | 2029 | SUMMER | 45 | 45 | 45 | 45 | 45 | 45 | 10 | 48 | 48 | 48 | 48 | 48 | 48 | 10
COT-04 | 2029-09-01 | 9 | 2029 | 2029 | SUMMER | 49 | 49 | 49 | 49 | 49 | 49 | 10 | 49 | 49 | 49 | 49 | 49 | 49 | 10
COT-04 | 2029-10-01 | 10 | 2030 | 2029 | FALL | 53 | 53 | 53 | 53 | 53 | 53 | 10 | 52 | 52 | 52 | 52 | 52 | 52 | 10
COT-04 | 2029-11-01 | 11 | 2030 | 2029 | FALL | 56 | 56 | 56 | 56 | 56 | 56 | 10 | 54 | 54 | 54 | 54 | 54 | 54 | 10
COT-04 | 2029-12-01 | 12 | 2030 | 2029 | WINTER | 61 | 61 | 61 | 61 | 61 | 61 | 10 | 56 | 56 | 56 | 56 | 56 | 56 | 10
COT-04 | 2030-01-01 | 1 | 2030 | 2030 | WINTER | 61 | 61 | 61 | 61 | 61 | 61 | 10 | 56 | 56 | 56 | 56 | 56 | 56 | 10
COT-04 | 2030-02-01 | 2 | 2030 | 2030 | WINTER | 59 | 59 | 59 | 59 | 59 | 59 | 10 | 55 | 55 | 55 | 55 | 55 | 55 | 10
COT-04 | 2030-03-01 | 3 | 2030 | 2030 | WINTER | 56 | 56 | 56 | 56 | 56 | 56 | 10 | 54 | 54 | 54 | 54 | 54 | 54 | 10
COT-04 | 2030-04-01 | 4 | 2030 | 2030 | SPRING | 53 | 53 | 53 | 53 | 53 | 53 | 10 | 52 | 52 | 52 | 52 | 52 | 52 | 10
COT-04 | 2030-05-01 | 5 | 2030 | 2030 | SPRING | 49 | 49 | 49 | 49 | 49 | 49 | 10 | 50 | 50 | 50 | 50 | 50 | 50 | 10
COT-04 | 2030-06-01 | 6 | 2030 | 2030 | SUMMER | 45 | 45 | 45 | 45 | 45 | 45 | 10 | 49 | 49 | 49 | 49 | 49 | 49 | 10
COT-04 | 2030-07-01 | 7 | 2030 | 2030 | SUMMER | 45 | 45 | 45 | 45 | 45 | 45 | 10 | 48 | 48 | 48 | 48 | 48 | 48 | 10
COT-04 | 2030-08-01 | 8 | 2030 | 2030 | SUMMER | 45 | 45 | 45 | 45 | 45 | 45 | 10 | 48 | 48 | 48 | 48 | 48 | 48 | 10
COT-04 | 2030-09-01 | 9 | 2030 | 2030 | SUMMER | 49 | 49 | 49 | 49 | 49 | 49 | 10 | 49 | 49 | 49 | 49 | 49 | 49 | 10
COT-04 | 2030-10-01 | 10 | 2031 | 2030 | FALL | 53 | 53 | 53 | 53 | 53 | 53 | 10 | 52 | 52 | 52 | 52 | 52 | 52 | 10
COT-04 | 2030-11-01 | 11 | 2031 | 2030 | FALL | 56 | 56 | 56 | 56 | 56 | 56 | 10 | 54 | 54 | 54 | 54 | 54 | 54 | 10
COT-04 | 2030-12-01 | 12 | 2031 | 2030 | WINTER | 61 | 61 | 61 | 61 | 61 | 61 | 10 | 56 | 56 | 56 | 56 | 56 | 56 | 10
COT-04 | 2031-01-01 | 1 | 2031 | 2031 | WINTER | 61 | 61 | 61 | 61 | 61 | 61 | 10 | 56 | 56 | 56 | 56 | 56 | 56 | 10
COT-04 | 2031-02-01 | 2 | 2031 | 2031 | WINTER | 59 | 59 | 59 | 59 | 59 | 59 | 10 | 55 | 55 | 55 | 55 | 55 | 55 | 10
COT-04 | 2031-03-01 | 3 | 2031 | 2031 | WINTER | 56 | 56 | 56 | 56 | 56 | 56 | 10 | 54 | 54 | 54 | 54 | 54 | 54 | 10
COT-04 | 2031-04-01 | 4 | 2031 | 2031 | SPRING | 53 | 53 | 53 | 53 | 53 | 53 | 10 | 52 | 52 | 52 | 52 | 52 | 52 | 10
COT-04 | 2031-05-01 | 5 | 2031 | 2031 | SPRING | 49 | 49 | 49 | 49 | 49 | 49 | 10 | 50 | 50 | 50 | 50 | 50 | 50 | 10
COT-04 | 2031-06-01 | 6 | 2031 | 2031 | SUMMER | 45 | 45 | 45 | 45 | 45 | 45 | 10 | 49 | 49 | 49 | 49 | 49 | 49 | 10
COT-04 | 2031-07-01 | 7 | 2031 | 2031 | SUMMER | 45 | 45 | 45 | 45 | 45 | 45 | 10 | 48 | 48 | 48 | 48 | 48 | 48 | 10
COT-04 | 2031-08-01 | 8 | 2031 | 2031 | SUMMER | 45 | 45 | 45 | 45 | 45 | 45 | 10 | 48 | 48 | 48 | 48 | 48 | 48 | 10
COT-04 | 2031-09-01 | 9 | 2031 | 2031 | SUMMER | 49 | 49 | 49 | 49 | 49 | 49 | 10 | 49 | 49 | 49 | 49 | 49 | 49 | 10
COT-04 | 2031-10-01 | 10 | 2032 | 2031 | FALL | 53 | 53 | 53 | 53 | 53 | 53 | 10 | 52 | 52 | 52 | 52 | 52 | 52 | 10
COT-04 | 2031-11-01 | 11 | 2032 | 2031 | FALL | 56 | 56 | 56 | 56 | 56 | 56 | 10 | 54 | 54 | 54 | 54 | 54 | 54 | 10
COT-04 | 2031-12-01 | 12 | 2032 | 2031 | WINTER | 61 | 61 | 61 | 61 | 61 | 61 | 10 | 56 | 56 | 56 | 56 | 56 | 56 | 10
COT-04 | 2032-01-01 | 1 | 2032 | 2032 | WINTER | 61 | 61 | 61 | 61 | 61 | 61 | 10 | 56 | 56 | 56 | 56 | 56 | 56 | 10
COT-04 | 2032-02-01 | 2 | 2032 | 2032 | WINTER | 59 | 59 | 59 | 59 | 59 | 59 | 10 | 55 | 55 | 55 | 55 | 55 | 55 | 10
COT-04 | 2032-03-01 | 3 | 2032 | 2032 | WINTER | 56 | 56 | 56 | 56 | 56 | 56 | 10 | 54 | 54 | 54 | 54 | 54 | 54 | 10
COT-04 | 2032-04-01 | 4 | 2032 | 2032 | SPRING | 53 | 53 | 53 | 53 | 53 | 53 | 10 | 52 | 52 | 52 | 52 | 52 | 52 | 10
COT-04 | 2032-05-01 | 5 | 2032 | 2032 | SPRING | 49 | 49 | 49 | 49 | 49 | 49 | 10 | 50 | 50 | 50 | 50 | 50 | 50 | 10
COT-04 | 2032-06-01 | 6 | 2032 | 2032 | SUMMER | 45 | 45 | 45 | 45 | 45 | 45 | 10 | 49 | 49 | 49 | 49 | 49 | 49 | 10
COT-04 | 2032-07-01 | 7 | 2032 | 2032 | SUMMER | 45 | 45 | 45 | 45 | 45 | 45 | 10 | 48 | 48 | 48 | 48 | 48 | 48 | 10
COT-04 | 2032-08-01 | 8 | 2032 | 2032 | SUMMER | 45 | 45 | 45 | 45 | 45 | 45 | 10 | 48 | 48 | 48 | 48 | 48 | 48 | 10
COT-04 | 2032-09-01 | 9 | 2032 | 2032 | SUMMER | 49 | 49 | 49 | 49 | 49 | 49 | 10 | 49 | 49 | 49 | 49 | 49 | 49 | 10
COT-04 | 2032-10-01 | 10 | 2033 | 2032 | FALL | 53 | 53 | 53 | 53 | 53 | 53 | 10 | 52 | 52 | 52 | 52 | 52 | 52 | 10
COT-04 | 2032-11-01 | 11 | 2033 | 2032 | FALL | 56 | 56 | 56 | 56 | 56 | 56 | 10 | 54 | 54 | 54 | 54 | 54 | 54 | 10
COT-04 | 2032-12-01 | 12 | 2033 | 2032 | WINTER | 61 | 61 | 61 | 61 | 61 | 61 | 10 | 56 | 56 | 56 | 56 | 56 | 56 | 10
COT-04 | 2033-01-01 | 1 | 2033 | 2033 | WINTER | 61 | 61 | 61 | 61 | 61 | 61 | 10 | 56 | 56 | 56 | 56 | 56 | 56 | 10
COT-04 | 2033-02-01 | 2 | 2033 | 2033 | WINTER | 59 | 59 | 59 | 59 | 59 | 59 | 10 | 55 | 55 | 55 | 55 | 55 | 55 | 10
COT-04 | 2033-03-01 | 3 | 2033 | 2033 | WINTER | 56 | 56 | 56 | 56 | 56 | 56 | 10 | 54 | 54 | 54 | 54 | 54 | 54 | 10
COT-04 | 2033-04-01 | 4 | 2033 | 2033 | SPRING | 53 | 53 | 53 | 53 | 53 | 53 | 10 | 52 | 52 | 52 | 52 | 52 | 52 | 10
COT-04 | 2033-05-01 | 5 | 2033 | 2033 | SPRING | 49 | 49 | 49 | 49 | 49 | 49 | 10 | 50 | 50 | 50 | 50 | 50 | 50 | 10
COT-04 | 2033-06-01 | 6 | 2033 | 2033 | SUMMER | 45 | 45 | 45 | 45 | 45 | 45 | 10 | 49 | 49 | 49 | 49 | 49 | 49 | 10
COT-04 | 2033-07-01 | 7 | 2033 | 2033 | SUMMER | 45 | 45 | 45 | 45 | 45 | 45 | 10 | 48 | 48 | 48 | 48 | 48 | 48 | 10
COT-04 | 2033-08-01 | 8 | 2033 | 2033 | SUMMER | 45 | 45 | 45 | 45 | 45 | 45 | 10 | 48 | 48 | 48 | 48 | 48 | 48 | 10
COT-04 | 2033-09-01 | 9 | 2033 | 2033 | SUMMER | 49 | 49 | 49 | 49 | 49 | 49 | 10 | 49 | 49 | 49 | 49 | 49 | 49 | 10
COT-04 | 2033-10-01 | 10 | 2034 | 2033 | FALL | 53 | 53 | 53 | 53 | 53 | 53 | 10 | 52 | 52 | 52 | 52 | 52 | 52 | 10
COT-04 | 2033-11-01 | 11 | 2034 | 2033 | FALL | 56 | 56 | 56 | 56 | 56 | 56 | 10 | 54 | 54 | 54 | 54 | 54 | 54 | 10
COT-04 | 2033-12-01 | 12 | 2034 | 2033 | WINTER | 61 | 61 | 61 | 61 | 61 | 61 | 10 | 56 | 56 | 56 | 56 | 56 | 56 | 10
COT-04 | 2034-01-01 | 1 | 2034 | 2034 | WINTER | 61 | 61 | 61 | 61 | 61 | 61 | 10 | 56 | 56 | 56 | 56 | 56 | 56 | 10
COT-04 | 2034-02-01 | 2 | 2034 | 2034 | WINTER | 59 | 59 | 59 | 59 | 59 | 59 | 10 | 55 | 55 | 55 | 55 | 55 | 55 | 10
COT-04 | 2034-03-01 | 3 | 2034 | 2034 | WINTER | 56 | 56 | 56 | 56 | 56 | 56 | 10 | 54 | 54 | 54 | 54 | 54 | 54 | 10
COT-04 | 2034-04-01 | 4 | 2034 | 2034 | SPRING | 53 | 53 | 53 | 53 | 53 | 53 | 10 | 52 | 52 | 52 | 52 | 52 | 52 | 10
COT-04 | 2034-05-01 | 5 | 2034 | 2034 | SPRING | 49 | 49 | 49 | 49 | 49 | 49 | 10 | 50 | 50 | 50 | 50 | 50 | 50 | 10
COT-04 | 2034-06-01 | 6 | 2034 | 2034 | SUMMER | 45 | 45 | 45 | 45 | 45 | 45 | 10 | 49 | 49 | 49 | 49 | 49 | 49 | 10
COT-04 | 2034-07-01 | 7 | 2034 | 2034 | SUMMER | 45 | 45 | 45 | 45 | 45 | 45 | 10 | 48 | 48 | 48 | 48 | 48 | 48 | 10
COT-04 | 2034-08-01 | 8 | 2034 | 2034 | SUMMER | 45 | 45 | 45 | 45 | 45 | 45 | 10 | 48 | 48 | 48 | 48 | 48 | 48 | 10
COT-04 | 2034-09-01 | 9 | 2034 | 2034 | SUMMER | 49 | 49 | 49 | 49 | 49 | 49 | 10 | 49 | 49 | 49 | 49 | 49 | 49 | 10
COT-04 | 2034-10-01 | 10 | 2035 | 2034 | FALL | 53 | 53 | 53 | 53 | 53 | 53 | 10 | 52 | 52 | 52 | 52 | 52 | 52 | 10
COT-04 | 2034-11-01 | 11 | 2035 | 2034 | FALL | 56 | 56 | 56 | 56 | 56 | 56 | 10 | 54 | 54 | 54 | 54 | 54 | 54 | 10
COT-04 | 2034-12-01 | 12 | 2035 | 2034 | WINTER | 61 | 61 | 61 | 61 | 61 | 61 | 10 | 56 | 56 | 56 | 56 | 56 | 56 | 10
COT-04 | 2035-01-01 | 1 | 2035 | 2035 | WINTER | 61 | 61 | 61 | 61 | 61 | 61 | 10 | 56 | 56 | 56 | 56 | 56 | 56 | 10
COT-04 | 2035-02-01 | 2 | 2035 | 2035 | WINTER | 59 | 59 | 59 | 59 | 59 | 59 | 10 | 55 | 55 | 55 | 55 | 55 | 55 | 10
COT-04 | 2035-03-01 | 3 | 2035 | 2035 | WINTER | 56 | 56 | 56 | 56 | 56 | 56 | 10 | 54 | 54 | 54 | 54 | 54 | 54 | 10
COT-04 | 2035-04-01 | 4 | 2035 | 2035 | SPRING | 53 | 53 | 53 | 53 | 53 | 53 | 10 | 52 | 52 | 52 | 52 | 52 | 52 | 10
COT-04 | 2035-05-01 | 5 | 2035 | 2035 | SPRING | 49 | 49 | 49 | 49 | 49 | 49 | 10 | 50 | 50 | 50 | 50 | 50 | 50 | 10
COT-04 | 2035-06-01 | 6 | 2035 | 2035 | SUMMER | 45 | 45 | 45 | 45 | 45 | 45 | 10 | 49 | 49 | 49 | 49 | 49 | 49 | 10
COT-04 | 2035-07-01 | 7 | 2035 | 2035 | SUMMER | 45 | 45 | 45 | 45 | 45 | 45 | 10 | 48 | 48 | 48 | 48 | 48 | 48 | 10
COT-04 | 2035-08-01 | 8 | 2035 | 2035 | SUMMER | 45 | 45 | 45 | 45 | 45 | 45 | 10 | 48 | 48 | 48 | 48 | 48 | 48 | 10
COT-04 | 2035-09-01 | 9 | 2035 | 2035 | SUMMER | 49 | 49 | 49 | 49 | 49 | 49 | 10 | 49 | 49 | 49 | 49 | 49 | 49 | 10
COT-04 | 2035-10-01 | 10 | 2036 | 2035 | FALL | 53 | 53 | 53 | 53 | 53 | 53 | 10 | 52 | 52 | 52 | 52 | 52 | 52 | 10
COT-04 | 2035-11-01 | 11 | 2036 | 2035 | FALL | 56 | 56 | 56 | 56 | 56 | 56 | 10 | 54 | 54 | 54 | 54 | 54 | 54 | 10
COT-04 | 2035-12-01 | 12 | 2036 | 2035 | WINTER | 61 | 61 | 61 | 61 | 61 | 61 | 10 | 56 | 56 | 56 | 56 | 56 | 56 | 10
COT-04 | 2036-01-01 | 1 | 2036 | 2036 | WINTER | 61 | 61 | 61 | 61 | 61 | 61 | 10 | 56 | 56 | 56 | 56 | 56 | 56 | 10
COT-04 | 2036-02-01 | 2 | 2036 | 2036 | WINTER | 59 | 59 | 59 | 59 | 59 | 59 | 10 | 55 | 55 | 55 | 55 | 55 | 55 | 10
COT-04 | 2036-03-01 | 3 | 2036 | 2036 | WINTER | 56 | 56 | 56 | 56 | 56 | 56 | 10 | 54 | 54 | 54 | 54 | 54 | 54 | 10
COT-04 | 2036-04-01 | 4 | 2036 | 2036 | SPRING | 53 | 53 | 53 | 53 | 53 | 53 | 10 | 52 | 52 | 52 | 52 | 52 | 52 | 10
COT-04 | 2036-05-01 | 5 | 2036 | 2036 | SPRING | 49 | 49 | 49 | 49 | 49 | 49 | 10 | 50 | 50 | 50 | 50 | 50 | 50 | 10
COT-04 | 2036-06-01 | 6 | 2036 | 2036 | SUMMER | 45 | 45 | 45 | 45 | 45 | 45 | 10 | 49 | 49 | 49 | 49 | 49 | 49 | 10
COT-04 | 2036-07-01 | 7 | 2036 | 2036 | SUMMER | 45 | 45 | 45 | 45 | 45 | 45 | 10 | 48 | 48 | 48 | 48 | 48 | 48 | 10
COT-04 | 2036-08-01 | 8 | 2036 | 2036 | SUMMER | 45 | 45 | 45 | 45 | 45 | 45 | 10 | 48 | 48 | 48 | 48 | 48 | 48 | 10
COT-04 | 2036-09-01 | 9 | 2036 | 2036 | SUMMER | 49 | 49 | 49 | 49 | 49 | 49 | 10 | 49 | 49 | 49 | 49 | 49 | 49 | 10
COT-04 | 2036-10-01 | 10 | 2037 | 2036 | FALL | 53 | 53 | 53 | 53 | 53 | 53 | 10 | 52 | 52 | 52 | 52 | 52 | 52 | 10
COT-04 | 2036-11-01 | 11 | 2037 | 2036 | FALL | 56 | 56 | 56 | 56 | 56 | 56 | 10 | 54 | 54 | 54 | 54 | 54 | 54 | 10
COT-04 | 2036-12-01 | 12 | 2037 | 2036 | WINTER | 61 | 61 | 61 | 61 | 61 | 61 | 10 | 56 | 56 | 56 | 56 | 56 | 56 | 10
COT-04 | 2037-01-01 | 1 | 2037 | 2037 | WINTER | 61 | 61 | 61 | 61 | 61 | 61 | 10 | 56 | 56 | 56 | 56 | 56 | 56 | 10
COT-04 | 2037-02-01 | 2 | 2037 | 2037 | WINTER | 59 | 59 | 59 | 59 | 59 | 59 | 10 | 55 | 55 | 55 | 55 | 55 | 55 | 10
COT-04 | 2037-03-01 | 3 | 2037 | 2037 | WINTER | 56 | 56 | 56 | 56 | 56 | 56 | 10 | 54 | 54 | 54 | 54 | 54 | 54 | 10
COT-04 | 2037-04-01 | 4 | 2037 | 2037 | SPRING | 53 | 53 | 53 | 53 | 53 | 53 | 10 | 52 | 52 | 52 | 52 | 52 | 52 | 10
COT-04 | 2037-05-01 | 5 | 2037 | 2037 | SPRING | 49 | 49 | 49 | 49 | 49 | 49 | 10 | 50 | 50 | 50 | 50 | 50 | 50 | 10
COT-04 | 2037-06-01 | 6 | 2037 | 2037 | SUMMER | 45 | 45 | 45 | 45 | 45 | 45 | 10 | 49 | 49 | 49 | 49 | 49 | 49 | 10
COT-04 | 2037-07-01 | 7 | 2037 | 2037 | SUMMER | 45 | 45 | 45 | 45 | 45 | 45 | 10 | 48 | 48 | 48 | 48 | 48 | 48 | 10
COT-04 | 2037-08-01 | 8 | 2037 | 2037 | SUMMER | 45 | 45 | 45 | 45 | 45 | 45 | 10 | 48 | 48 | 48 | 48 | 48 | 48 | 10
COT-04 | 2037-09-01 | 9 | 2037 | 2037 | SUMMER | 49 | 49 | 49 | 49 | 49 | 49 | 10 | 49 | 49 | 49 | 49 | 49 | 49 | 10
COT-04 | 2037-10-01 | 10 | 2038 | 2037 | FALL | 53 | 53 | 53 | 53 | 53 | 53 | 10 | 52 | 52 | 52 | 52 | 52 | 52 | 10
COT-04 | 2037-11-01 | 11 | 2038 | 2037 | FALL | 56 | 56 | 56 | 56 | 56 | 56 | 10 | 54 | 54 | 54 | 54 | 54 | 54 | 10
COT-04 | 2037-12-01 | 12 | 2038 | 2037 | WINTER | 61 | 61 | 61 | 61 | 61 | 61 | 10 | 56 | 56 | 56 | 56 | 56 | 56 | 10
COT-04 | 2038-01-01 | 1 | 2038 | 2038 | WINTER | 61 | 61 | 61 | 61 | 61 | 61 | 10 | 56 | 56 | 56 | 56 | 56 | 56 | 10
COT-04 | 2038-02-01 | 2 | 2038 | 2038 | WINTER | 59 | 59 | 59 | 59 | 59 | 59 | 10 | 55 | 55 | 55 | 55 | 55 | 55 | 10
COT-04 | 2038-03-01 | 3 | 2038 | 2038 | WINTER | 56 | 56 | 56 | 56 | 56 | 56 | 10 | 54 | 54 | 54 | 54 | 54 | 54 | 10
COT-04 | 2038-04-01 | 4 | 2038 | 2038 | SPRING | 53 | 53 | 53 | 53 | 53 | 53 | 10 | 52 | 52 | 52 | 52 | 52 | 52 | 10
COT-04 | 2038-05-01 | 5 | 2038 | 2038 | SPRING | 49 | 49 | 49 | 49 | 49 | 49 | 10 | 50 | 50 | 50 | 50 | 50 | 50 | 10
COT-04 | 2038-06-01 | 6 | 2038 | 2038 | SUMMER | 45 | 45 | 45 | 45 | 45 | 45 | 10 | 49 | 49 | 49 | 49 | 49 | 49 | 10
COT-04 | 2038-07-01 | 7 | 2038 | 2038 | SUMMER | 45 | 45 | 45 | 45 | 45 | 45 | 10 | 48 | 48 | 48 | 48 | 48 | 48 | 10
COT-04 | 2038-08-01 | 8 | 2038 | 2038 | SUMMER | 45 | 45 | 45 | 45 | 45 | 45 | 10 | 48 | 48 | 48 | 48 | 48 | 48 | 10
COT-04 | 2038-09-01 | 9 | 2038 | 2038 | SUMMER | 49 | 49 | 49 | 49 | 49 | 49 | 10 | 49 | 49 | 49 | 49 | 49 | 49 | 10
COT-04 | 2038-10-01 | 10 | 2039 | 2038 | FALL | 53 | 53 | 53 | 53 | 53 | 53 | 10 | 52 | 52 | 52 | 52 | 52 | 52 | 10
COT-04 | 2038-11-01 | 11 | 2039 | 2038 | FALL | 56 | 56 | 56 | 56 | 56 | 56 | 10 | 54 | 54 | 54 | 54 | 54 | 54 | 10
COT-04 | 2038-12-01 | 12 | 2039 | 2038 | WINTER | 61 | 61 | 61 | 61 | 61 | 61 | 10 | 56 | 56 | 56 | 56 | 56 | 56 | 10
COT-04 | 2039-01-01 | 1 | 2039 | 2039 | WINTER | 61 | 61 | 61 | 61 | 61 | 61 | 10 | 56 | 56 | 56 | 56 | 56 | 56 | 10
COT-04 | 2039-02-01 | 2 | 2039 | 2039 | WINTER | 59 | 59 | 59 | 59 | 59 | 59 | 10 | 55 | 55 | 55 | 55 | 55 | 55 | 10
COT-04 | 2039-03-01 | 3 | 2039 | 2039 | WINTER | 56 | 56 | 56 | 56 | 56 | 56 | 10 | 54 | 54 | 54 | 54 | 54 | 54 | 10
COT-04 | 2039-04-01 | 4 | 2039 | 2039 | SPRING | 53 | 53 | 53 | 53 | 53 | 53 | 10 | 52 | 52 | 52 | 52 | 52 | 52 | 10
COT-04 | 2039-05-01 | 5 | 2039 | 2039 | SPRING | 49 | 49 | 49 | 49 | 49 | 49 | 10 | 50 | 50 | 50 | 50 | 50 | 50 | 10
COT-04 | 2039-06-01 | 6 | 2039 | 2039 | SUMMER | 45 | 45 | 45 | 45 | 45 | 45 | 10 | 49 | 49 | 49 | 49 | 49 | 49 | 10
COT-04 | 2039-07-01 | 7 | 2039 | 2039 | SUMMER | 45 | 45 | 45 | 45 | 45 | 45 | 10 | 48 | 48 | 48 | 48 | 48 | 48 | 10
COT-04 | 2039-08-01 | 8 | 2039 | 2039 | SUMMER | 45 | 45 | 45 | 45 | 45 | 45 | 10 | 48 | 48 | 48 | 48 | 48 | 48 | 10
COT-04 | 2039-09-01 | 9 | 2039 | 2039 | SUMMER | 49 | 49 | 49 | 49 | 49 | 49 | 10 | 49 | 49 | 49 | 49 | 49 | 49 | 10
COT-04 | 2039-10-01 | 10 | 2040 | 2039 | FALL | 53 | 53 | 53 | 53 | 53 | 53 | 10 | 52 | 52 | 52 | 52 | 52 | 52 | 10
COT-04 | 2039-11-01 | 11 | 2040 | 2039 | FALL | 56 | 56 | 56 | 56 | 56 | 56 | 10 | 54 | 54 | 54 | 54 | 54 | 54 | 10
COT-04 | 2039-12-01 | 12 | 2040 | 2039 | WINTER | 61 | 61 | 61 | 61 | 61 | 61 | 10 | 56 | 56 | 56 | 56 | 56 | 56 | 10
COT-04 | 2040-01-01 | 1 | 2040 | 2040 | WINTER | 61 | 61 | 61 | 61 | 61 | 61 | 10 | 56 | 56 | 56 | 56 | 56 | 56 | 10
COT-04 | 2040-02-01 | 2 | 2040 | 2040 | WINTER | 59 | 59 | 59 | 59 | 59 | 59 | 10 | 55 | 55 | 55 | 55 | 55 | 55 | 10
COT-04 | 2040-03-01 | 3 | 2040 | 2040 | WINTER | 56 | 56 | 56 | 56 | 56 | 56 | 10 | 54 | 54 | 54 | 54 | 54 | 54 | 10
COT-04 | 2040-04-01 | 4 | 2040 | 2040 | SPRING | 53 | 53 | 53 | 53 | 53 | 53 | 10 | 52 | 52 | 52 | 52 | 52 | 52 | 10
COT-04 | 2040-05-01 | 5 | 2040 | 2040 | SPRING | 49 | 49 | 49 | 49 | 49 | 49 | 10 | 50 | 50 | 50 | 50 | 50 | 50 | 10
COT-04 | 2040-06-01 | 6 | 2040 | 2040 | SUMMER | 45 | 45 | 45 | 45 | 45 | 45 | 10 | 49 | 49 | 49 | 49 | 49 | 49 | 10
COT-04 | 2040-07-01 | 7 | 2040 | 2040 | SUMMER | 45 | 45 | 45 | 45 | 45 | 45 | 10 | 48 | 48 | 48 | 48 | 48 | 48 | 10
COT-04 | 2040-08-01 | 8 | 2040 | 2040 | SUMMER | 45 | 45 | 45 | 45 | 45 | 45 | 10 | 48 | 48 | 48 | 48 | 48 | 48 | 10
COT-04 | 2040-09-01 | 9 | 2040 | 2040 | SUMMER | 49 | 49 | 49 | 49 | 49 | 49 | 10 | 49 | 49 | 49 | 49 | 49 | 49 | 10
COT-04 | 2040-10-01 | 10 | 2041 | 2040 | FALL | 53 | 53 | 53 | 53 | 53 | 53 | 10 | 52 | 52 | 52 | 52 | 52 | 52 | 10
COT-04 | 2040-11-01 | 11 | 2041 | 2040 | FALL | 56 | 56 | 56 | 56 | 56 | 56 | 10 | 54 | 54 | 54 | 54 | 54 | 54 | 10
COT-04 | 2040-12-01 | 12 | 2041 | 2040 | WINTER | 61 | 61 | 61 | 61 | 61 | 61 | 10 | 56 | 56 | 56 | 56 | 56 | 56 | 10
COT-04 | 2041-01-01 | 1 | 2041 | 2041 | WINTER | 61 | 61 | 61 | 61 | 61 | 61 | 10 | 56 | 56 | 56 | 56 | 56 | 56 | 10
COT-04 | 2041-02-01 | 2 | 2041 | 2041 | WINTER | 59 | 59 | 59 | 59 | 59 | 59 | 10 | 55 | 55 | 55 | 55 | 55 | 55 | 10
COT-04 | 2041-03-01 | 3 | 2041 | 2041 | WINTER | 56 | 56 | 56 | 56 | 56 | 56 | 10 | 54 | 54 | 54 | 54 | 54 | 54 | 10
COT-04 | 2041-04-01 | 4 | 2041 | 2041 | SPRING | 53 | 53 | 53 | 53 | 53 | 53 | 10 | 52 | 52 | 52 | 52 | 52 | 52 | 10
COT-04 | 2041-05-01 | 5 | 2041 | 2041 | SPRING | 49 | 49 | 49 | 49 | 49 | 49 | 10 | 50 | 50 | 50 | 50 | 50 | 50 | 10
COT-04 | 2041-06-01 | 6 | 2041 | 2041 | SUMMER | 45 | 45 | 45 | 45 | 45 | 45 | 10 | 49 | 49 | 49 | 49 | 49 | 49 | 10
COT-04 | 2041-07-01 | 7 | 2041 | 2041 | SUMMER | 45 | 45 | 45 | 45 | 45 | 45 | 10 | 48 | 48 | 48 | 48 | 48 | 48 | 10
COT-04 | 2041-08-01 | 8 | 2041 | 2041 | SUMMER | 45 | 45 | 45 | 45 | 45 | 45 | 10 | 48 | 48 | 48 | 48 | 48 | 48 | 10
COT-04 | 2041-09-01 | 9 | 2041 | 2041 | SUMMER | 49 | 49 | 49 | 49 | 49 | 49 | 10 | 49 | 49 | 49 | 49 | 49 | 49 | 10
COT-04 | 2041-10-01 | 10 | 2042 | 2041 | FALL | 53 | 53 | 53 | 53 | 53 | 53 | 10 | 52 | 52 | 52 | 52 | 52 | 52 | 10
COT-04 | 2041-11-01 | 11 | 2042 | 2041 | FALL | 56 | 56 | 56 | 56 | 56 | 56 | 10 | 54 | 54 | 54 | 54 | 54 | 54 | 10
COT-04 | 2041-12-01 | 12 | 2042 | 2041 | WINTER | 61 | 61 | 61 | 61 | 61 | 61 | 10 | 56 | 56 | 56 | 56 | 56 | 56 | 10
COT-04 | 2042-01-01 | 1 | 2042 | 2042 | WINTER | 61 | 61 | 61 | 61 | 61 | 61 | 10 | 56 | 56 | 56 | 56 | 56 | 56 | 10
COT-04 | 2042-02-01 | 2 | 2042 | 2042 | WINTER | 59 | 59 | 59 | 59 | 59 | 59 | 10 | 55 | 55 | 55 | 55 | 55 | 55 | 10
COT-04 | 2042-03-01 | 3 | 2042 | 2042 | WINTER | 56 | 56 | 56 | 56 | 56 | 56 | 10 | 54 | 54 | 54 | 54 | 54 | 54 | 10
COT-04 | 2042-04-01 | 4 | 2042 | 2042 | SPRING | 53 | 53 | 53 | 53 | 53 | 53 | 10 | 52 | 52 | 52 | 52 | 52 | 52 | 10
COT-04 | 2042-05-01 | 5 | 2042 | 2042 | SPRING | 49 | 49 | 49 | 49 | 49 | 49 | 10 | 50 | 50 | 50 | 50 | 50 | 50 | 10
COT-04 | 2042-06-01 | 6 | 2042 | 2042 | SUMMER | 45 | 45 | 45 | 45 | 45 | 45 | 10 | 49 | 49 | 49 | 49 | 49 | 49 | 10
COT-04 | 2042-07-01 | 7 | 2042 | 2042 | SUMMER | 45 | 45 | 45 | 45 | 45 | 45 | 10 | 48 | 48 | 48 | 48 | 48 | 48 | 10
COT-04 | 2042-08-01 | 8 | 2042 | 2042 | SUMMER | 45 | 45 | 45 | 45 | 45 | 45 | 10 | 48 | 48 | 48 | 48 | 48 | 48 | 10
COT-04 | 2042-09-01 | 9 | 2042 | 2042 | SUMMER | 49 | 49 | 49 | 49 | 49 | 49 | 10 | 49 | 49 | 49 | 49 | 49 | 49 | 10
COT-04 | 2042-10-01 | 10 | 2043 | 2042 | FALL | 53 | 53 | 53 | 53 | 53 | 53 | 10 | 52 | 52 | 52 | 52 | 52 | 52 | 10
COT-04 | 2042-11-01 | 11 | 2043 | 2042 | FALL | 56 | 56 | 56 | 56 | 56 | 56 | 10 | 54 | 54 | 54 | 54 | 54 | 54 | 10
COT-04 | 2042-12-01 | 12 | 2043 | 2042 | WINTER | 61 | 61 | 61 | 61 | 61 | 61 | 10 | 56 | 56 | 56 | 56 | 56 | 56 | 10
COT-04 | 2043-01-01 | 1 | 2043 | 2043 | WINTER | 61 | 61 | 61 | 61 | 61 | 61 | 10 | 56 | 56 | 56 | 56 | 56 | 56 | 10
COT-04 | 2043-02-01 | 2 | 2043 | 2043 | WINTER | 59 | 59 | 59 | 59 | 59 | 59 | 10 | 55 | 55 | 55 | 55 | 55 | 55 | 10
COT-04 | 2043-03-01 | 3 | 2043 | 2043 | WINTER | 56 | 56 | 56 | 56 | 56 | 56 | 10 | 54 | 54 | 54 | 54 | 54 | 54 | 10
COT-04 | 2043-04-01 | 4 | 2043 | 2043 | SPRING | 53 | 53 | 53 | 53 | 53 | 53 | 10 | 52 | 52 | 52 | 52 | 52 | 52 | 10
COT-04 | 2043-05-01 | 5 | 2043 | 2043 | SPRING | 49 | 49 | 49 | 49 | 49 | 49 | 10 | 50 | 50 | 50 | 50 | 50 | 50 | 10
COT-04 | 2043-06-01 | 6 | 2043 | 2043 | SUMMER | 45 | 45 | 45 | 45 | 45 | 45 | 10 | 49 | 49 | 49 | 49 | 49 | 49 | 10
COT-04 | 2043-07-01 | 7 | 2043 | 2043 | SUMMER | 45 | 45 | 45 | 45 | 45 | 45 | 10 | 48 | 48 | 48 | 48 | 48 | 48 | 10
COT-04 | 2043-08-01 | 8 | 2043 | 2043 | SUMMER | 45 | 45 | 45 | 45 | 45 | 45 | 10 | 48 | 48 | 48 | 48 | 48 | 48 | 10
COT-04 | 2043-09-01 | 9 | 2043 | 2043 | SUMMER | 49 | 49 | 49 | 49 | 49 | 49 | 10 | 49 | 49 | 49 | 49 | 49 | 49 | 10
COT-04 | 2043-10-01 | 10 | 2044 | 2043 | FALL | 53 | 53 | 53 | 53 | 53 | 53 | 10 | 52 | 52 | 52 | 52 | 52 | 52 | 10
COT-04 | 2043-11-01 | 11 | 2044 | 2043 | FALL | 56 | 56 | 56 | 56 | 56 | 56 | 10 | 54 | 54 | 54 | 54 | 54 | 54 | 10
COT-04 | 2043-12-01 | 12 | 2044 | 2043 | WINTER | 61 | 61 | 61 | 61 | 61 | 61 | 10 | 56 | 56 | 56 | 56 | 56 | 56 | 10
COT-04 | 2044-01-01 | 1 | 2044 | 2044 | WINTER | 61 | 61 | 61 | 61 | 61 | 61 | 10 | 56 | 56 | 56 | 56 | 56 | 56 | 10
COT-04 | 2044-02-01 | 2 | 2044 | 2044 | WINTER | 59 | 59 | 59 | 59 | 59 | 59 | 10 | 55 | 55 | 55 | 55 | 55 | 55 | 10
COT-04 | 2044-03-01 | 3 | 2044 | 2044 | WINTER | 56 | 56 | 56 | 56 | 56 | 56 | 10 | 54 | 54 | 54 | 54 | 54 | 54 | 10
COT-04 | 2044-04-01 | 4 | 2044 | 2044 | SPRING | 53 | 53 | 53 | 53 | 53 | 53 | 10 | 52 | 52 | 52 | 52 | 52 | 52 | 10
COT-04 | 2044-05-01 | 5 | 2044 | 2044 | SPRING | 49 | 49 | 49 | 49 | 49 | 49 | 10 | 50 | 50 | 50 | 50 | 50 | 50 | 10
COT-04 | 2044-06-01 | 6 | 2044 | 2044 | SUMMER | 45 | 45 | 45 | 45 | 45 | 45 | 10 | 49 | 49 | 49 | 49 | 49 | 49 | 10
COT-04 | 2044-07-01 | 7 | 2044 | 2044 | SUMMER | 45 | 45 | 45 | 45 | 45 | 45 | 10 | 48 | 48 | 48 | 48 | 48 | 48 | 10
COT-04 | 2044-08-01 | 8 | 2044 | 2044 | SUMMER | 45 | 45 | 45 | 45 | 45 | 45 | 10 | 48 | 48 | 48 | 48 | 48 | 48 | 10
COT-04 | 2044-09-01 | 9 | 2044 | 2044 | SUMMER | 49 | 49 | 49 | 49 | 49 | 49 | 10 | 49 | 49 | 49 | 49 | 49 | 49 | 10
COT-04 | 2044-10-01 | 10 | 2045 | 2044 | FALL | 53 | 53 | 53 | 53 | 53 | 53 | 10 | 52 | 52 | 52 | 52 | 52 | 52 | 10
COT-04 | 2044-11-01 | 11 | 2045 | 2044 | FALL | 56 | 56 | 56 | 56 | 56 | 56 | 10 | 54 | 54 | 54 | 54 | 54 | 54 | 10
COT-04 | 2044-12-01 | 12 | 2045 | 2044 | WINTER | 61 | 61 | 61 | 61 | 61 | 61 | 10 | 56 | 56 | 56 | 56 | 56 | 56 | 10
COT-04 | 2045-01-01 | 1 | 2045 | 2045 | WINTER | 61 | 61 | 61 | 61 | 61 | 61 | 10 | 56 | 56 | 56 | 56 | 56 | 56 | 10
COT-04 | 2045-02-01 | 2 | 2045 | 2045 | WINTER | 59 | 59 | 59 | 59 | 59 | 59 | 10 | 55 | 55 | 55 | 55 | 55 | 55 | 10
COT-04 | 2045-03-01 | 3 | 2045 | 2045 | WINTER | 56 | 56 | 56 | 56 | 56 | 56 | 10 | 54 | 54 | 54 | 54 | 54 | 54 | 10
COT-04 | 2045-04-01 | 4 | 2045 | 2045 | SPRING | 53 | 53 | 53 | 53 | 53 | 53 | 10 | 52 | 52 | 52 | 52 | 52 | 52 | 10
COT-04 | 2045-05-01 | 5 | 2045 | 2045 | SPRING | 49 | 49 | 49 | 49 | 49 | 49 | 10 | 50 | 50 | 50 | 50 | 50 | 50 | 10
COT-04 | 2045-06-01 | 6 | 2045 | 2045 | SUMMER | 45 | 45 | 45 | 45 | 45 | 45 | 10 | 49 | 49 | 49 | 49 | 49 | 49 | 10
COT-04 | 2045-07-01 | 7 | 2045 | 2045 | SUMMER | 45 | 45 | 45 | 45 | 45 | 45 | 10 | 48 | 48 | 48 | 48 | 48 | 48 | 10
COT-04 | 2045-08-01 | 8 | 2045 | 2045 | SUMMER | 45 | 45 | 45 | 45 | 45 | 45 | 10 | 48 | 48 | 48 | 48 | 48 | 48 | 10
COT-04 | 2045-09-01 | 9 | 2045 | 2045 | SUMMER | 49 | 49 | 49 | 49 | 49 | 49 | 10 | 49 | 49 | 49 | 49 | 49 | 49 | 10
COT-04 | 2045-10-01 | 10 | 2046 | 2045 | FALL | 53 | 53 | 53 | 53 | 53 | 53 | 10 | 52 | 52 | 52 | 52 | 52 | 52 | 10
COT-04 | 2045-11-01 | 11 | 2046 | 2045 | FALL | 56 | 56 | 56 | 56 | 56 | 56 | 10 | 54 | 54 | 54 | 54 | 54 | 54 | 10
COT-04 | 2045-12-01 | 12 | 2046 | 2045 | WINTER | 61 | 61 | 61 | 61 | 61 | 61 | 10 | 56 | 56 | 56 | 56 | 56 | 56 | 10
COT-04 | 2046-01-01 | 1 | 2046 | 2046 | WINTER | 61 | 61 | 61 | 61 | 61 | 61 | 10 | 56 | 56 | 56 | 56 | 56 | 56 | 10
COT-04 | 2046-02-01 | 2 | 2046 | 2046 | WINTER | 59 | 59 | 59 | 59 | 59 | 59 | 10 | 55 | 55 | 55 | 55 | 55 | 55 | 10
COT-04 | 2046-03-01 | 3 | 2046 | 2046 | WINTER | 56 | 56 | 56 | 56 | 56 | 56 | 10 | 54 | 54 | 54 | 54 | 54 | 54 | 10
COT-04 | 2046-04-01 | 4 | 2046 | 2046 | SPRING | 53 | 53 | 53 | 53 | 53 | 53 | 10 | 52 | 52 | 52 | 52 | 52 | 52 | 10
COT-04 | 2046-05-01 | 5 | 2046 | 2046 | SPRING | 49 | 49 | 49 | 49 | 49 | 49 | 10 | 50 | 50 | 50 | 50 | 50 | 50 | 10
COT-04 | 2046-06-01 | 6 | 2046 | 2046 | SUMMER | 45 | 45 | 45 | 45 | 45 | 45 | 10 | 49 | 49 | 49 | 49 | 49 | 49 | 10
COT-04 | 2046-07-01 | 7 | 2046 | 2046 | SUMMER | 45 | 45 | 45 | 45 | 45 | 45 | 10 | 48 | 48 | 48 | 48 | 48 | 48 | 10
COT-04 | 2046-08-01 | 8 | 2046 | 2046 | SUMMER | 45 | 45 | 45 | 45 | 45 | 45 | 10 | 48 | 48 | 48 | 48 | 48 | 48 | 10
COT-04 | 2046-09-01 | 9 | 2046 | 2046 | SUMMER | 49 | 49 | 49 | 49 | 49 | 49 | 10 | 49 | 49 | 49 | 49 | 49 | 49 | 10
COT-04 | 2046-10-01 | 10 | 2047 | 2046 | FALL | 53 | 53 | 53 | 53 | 53 | 53 | 10 | 52 | 52 | 52 | 52 | 52 | 52 | 10
COT-04 | 2046-11-01 | 11 | 2047 | 2046 | FALL | 56 | 56 | 56 | 56 | 56 | 56 | 10 | 54 | 54 | 54 | 54 | 54 | 54 | 10
COT-04 | 2046-12-01 | 12 | 2047 | 2046 | WINTER | 61 | 61 | 61 | 61 | 61 | 61 | 10 | 56 | 56 | 56 | 56 | 56 | 56 | 10
COT-04 | 2047-01-01 | 1 | 2047 | 2047 | WINTER | 61 | 61 | 61 | 61 | 61 | 61 | 10 | 56 | 56 | 56 | 56 | 56 | 56 | 10
COT-04 | 2047-02-01 | 2 | 2047 | 2047 | WINTER | 59 | 59 | 59 | 59 | 59 | 59 | 10 | 55 | 55 | 55 | 55 | 55 | 55 | 10
COT-04 | 2047-03-01 | 3 | 2047 | 2047 | WINTER | 56 | 56 | 56 | 56 | 56 | 56 | 10 | 54 | 54 | 54 | 54 | 54 | 54 | 10
COT-04 | 2047-04-01 | 4 | 2047 | 2047 | SPRING | 53 | 53 | 53 | 53 | 53 | 53 | 10 | 52 | 52 | 52 | 52 | 52 | 52 | 10
COT-04 | 2047-05-01 | 5 | 2047 | 2047 | SPRING | 49 | 49 | 49 | 49 | 49 | 49 | 10 | 50 | 50 | 50 | 50 | 50 | 50 | 10
COT-04 | 2047-06-01 | 6 | 2047 | 2047 | SUMMER | 45 | 45 | 45 | 45 | 45 | 45 | 10 | 49 | 49 | 49 | 49 | 49 | 49 | 10
COT-04 | 2047-07-01 | 7 | 2047 | 2047 | SUMMER | 45 | 45 | 45 | 45 | 45 | 45 | 10 | 48 | 48 | 48 | 48 | 48 | 48 | 10
COT-04 | 2047-08-01 | 8 | 2047 | 2047 | SUMMER | 45 | 45 | 45 | 45 | 45 | 45 | 10 | 48 | 48 | 48 | 48 | 48 | 48 | 10
COT-04 | 2047-09-01 | 9 | 2047 | 2047 | SUMMER | 49 | 49 | 49 | 49 | 49 | 49 | 10 | 49 | 49 | 49 | 49 | 49 | 49 | 10
COT-05 | 2016-10-01 | 10 | 2017 | 2016 | FALL | 53 | 53 | 53 | 53 | 53 | 53 | 10 | 52 | 52 | 52 | 52 | 52 | 52 | 10
COT-05 | 2016-11-01 | 11 | 2017 | 2016 | FALL | 56 | 56 | 56 | 56 | 56 | 56 | 10 | 54 | 54 | 54 | 54 | 54 | 54 | 10
COT-05 | 2016-12-01 | 12 | 2017 | 2016 | WINTER | 61 | 61 | 61 | 61 | 61 | 61 | 10 | 56 | 56 | 56 | 56 | 56 | 56 | 10
COT-05 | 2017-01-01 | 1 | 2017 | 2017 | WINTER | 61 | 61 | 61 | 61 | 61 | 61 | 10 | 56 | 56 | 56 | 56 | 56 | 56 | 10
COT-05 | 2017-02-01 | 2 | 2017 | 2017 | WINTER | 59 | 59 | 59 | 59 | 59 | 59 | 10 | 55 | 55 | 55 | 55 | 55 | 55 | 10
COT-05 | 2017-03-01 | 3 | 2017 | 2017 | WINTER | 56 | 56 | 56 | 56 | 56 | 56 | 10 | 54 | 54 | 54 | 54 | 54 | 54 | 10
COT-05 | 2017-04-01 | 4 | 2017 | 2017 | SPRING | 53 | 53 | 53 | 53 | 53 | 53 | 10 | 52 | 52 | 52 | 52 | 52 | 52 | 10
COT-05 | 2017-05-01 | 5 | 2017 | 2017 | SPRING | 49 | 49 | 49 | 49 | 49 | 49 | 10 | 50 | 50 | 50 | 50 | 50 | 50 | 10
COT-05 | 2017-06-01 | 6 | 2017 | 2017 | SUMMER | 45 | 45 | 45 | 45 | 45 | 45 | 10 | 49 | 49 | 49 | 49 | 49 | 49 | 10
COT-05 | 2017-07-01 | 7 | 2017 | 2017 | SUMMER | 45 | 45 | 45 | 45 | 45 | 45 | 10 | 48 | 48 | 48 | 48 | 48 | 48 | 10
COT-05 | 2017-08-01 | 8 | 2017 | 2017 | SUMMER | 45 | 45 | 45 | 45 | 45 | 45 | 10 | 48 | 48 | 48 | 48 | 48 | 48 | 10
COT-05 | 2017-09-01 | 9 | 2017 | 2017 | SUMMER | 49 | 49 | 49 | 49 | 49 | 49 | 10 | 49 | 49 | 49 | 49 | 49 | 49 | 10
COT-05 | 2017-10-01 | 10 | 2018 | 2017 | FALL | 53 | 53 | 53 | 53 | 53 | 53 | 10 | 52 | 52 | 52 | 52 | 52 | 52 | 10
COT-05 | 2017-11-01 | 11 | 2018 | 2017 | FALL | 56 | 56 | 56 | 56 | 56 | 56 | 10 | 54 | 54 | 54 | 54 | 54 | 54 | 10
COT-05 | 2017-12-01 | 12 | 2018 | 2017 | WINTER | 61 | 61 | 61 | 61 | 61 | 61 | 10 | 56 | 56 | 56 | 56 | 56 | 56 | 10
COT-05 | 2018-01-01 | 1 | 2018 | 2018 | WINTER | 61 | 61 | 61 | 61 | 61 | 61 | 10 | 56 | 56 | 56 | 56 | 56 | 56 | 10
COT-05 | 2018-02-01 | 2 | 2018 | 2018 | WINTER | 59 | 59 | 59 | 59 | 59 | 59 | 10 | 55 | 55 | 55 | 55 | 55 | 55 | 10
COT-05 | 2018-03-01 | 3 | 2018 | 2018 | WINTER | 56 | 56 | 56 | 56 | 56 | 56 | 10 | 54 | 54 | 54 | 54 | 54 | 54 | 10
COT-05 | 2018-04-01 | 4 | 2018 | 2018 | SPRING | 53 | 53 | 53 | 53 | 53 | 53 | 10 | 52 | 52 | 52 | 52 | 52 | 52 | 10
COT-05 | 2018-05-01 | 5 | 2018 | 2018 | SPRING | 49 | 49 | 49 | 49 | 49 | 49 | 10 | 50 | 50 | 50 | 50 | 50 | 50 | 10
COT-05 | 2018-06-01 | 6 | 2018 | 2018 | SUMMER | 45 | 45 | 45 | 45 | 45 | 45 | 10 | 49 | 49 | 49 | 49 | 49 | 49 | 10
COT-05 | 2018-07-01 | 7 | 2018 | 2018 | SUMMER | 45 | 45 | 45 | 45 | 45 | 45 | 10 | 48 | 48 | 48 | 48 | 48 | 48 | 10
COT-05 | 2018-08-01 | 8 | 2018 | 2018 | SUMMER | 45 | 45 | 45 | 45 | 45 | 45 | 10 | 48 | 48 | 48 | 48 | 48 | 48 | 10
COT-05 | 2018-09-01 | 9 | 2018 | 2018 | SUMMER | 49 | 49 | 49 | 49 | 49 | 49 | 10 | 49 | 49 | 49 | 49 | 49 | 49 | 10
COT-05 | 2018-10-01 | 10 | 2019 | 2018 | FALL | 53 | 53 | 53 | 53 | 53 | 53 | 10 | 52 | 52 | 52 | 52 | 52 | 52 | 10
COT-05 | 2018-11-01 | 11 | 2019 | 2018 | FALL | 56 | 56 | 56 | 56 | 56 | 56 | 10 | 54 | 54 | 54 | 54 | 54 | 54 | 10
COT-05 | 2018-12-01 | 12 | 2019 | 2018 | WINTER | 61 | 61 | 61 | 61 | 61 | 61 | 10 | 56 | 56 | 56 | 56 | 56 | 56 | 10
COT-05 | 2019-01-01 | 1 | 2019 | 2019 | WINTER | 61 | 61 | 61 | 61 | 61 | 61 | 10 | 56 | 56 | 56 | 56 | 56 | 56 | 10
COT-05 | 2019-02-01 | 2 | 2019 | 2019 | WINTER | 59 | 59 | 59 | 59 | 59 | 59 | 10 | 55 | 55 | 55 | 55 | 55 | 55 | 10
COT-05 | 2019-03-01 | 3 | 2019 | 2019 | WINTER | 56 | 56 | 56 | 56 | 56 | 56 | 10 | 54 | 54 | 54 | 54 | 54 | 54 | 10
COT-05 | 2019-04-01 | 4 | 2019 | 2019 | SPRING | 53 | 53 | 53 | 53 | 53 | 53 | 10 | 52 | 52 | 52 | 52 | 52 | 52 | 10
COT-05 | 2019-05-01 | 5 | 2019 | 2019 | SPRING | 49 | 49 | 49 | 49 | 49 | 49 | 10 | 50 | 50 | 50 | 50 | 50 | 50 | 10
COT-05 | 2019-06-01 | 6 | 2019 | 2019 | SUMMER | 45 | 45 | 45 | 45 | 45 | 45 | 10 | 49 | 49 | 49 | 49 | 49 | 49 | 10
COT-05 | 2019-07-01 | 7 | 2019 | 2019 | SUMMER | 45 | 45 | 45 | 45 | 45 | 45 | 10 | 48 | 48 | 48 | 48 | 48 | 48 | 10
COT-05 | 2019-08-01 | 8 | 2019 | 2019 | SUMMER | 45 | 45 | 45 | 45 | 45 | 45 | 10 | 48 | 48 | 48 | 48 | 48 | 48 | 10
COT-05 | 2019-09-01 | 9 | 2019 | 2019 | SUMMER | 49 | 49 | 49 | 49 | 49 | 49 | 10 | 49 | 49 | 49 | 49 | 49 | 49 | 10
COT-05 | 2019-10-01 | 10 | 2020 | 2019 | FALL | 53 | 53 | 53 | 53 | 53 | 53 | 10 | 52 | 52 | 52 | 52 | 52 | 52 | 10
COT-05 | 2019-11-01 | 11 | 2020 | 2019 | FALL | 56 | 56 | 56 | 56 | 56 | 56 | 10 | 54 | 54 | 54 | 54 | 54 | 54 | 10
COT-05 | 2019-12-01 | 12 | 2020 | 2019 | WINTER | 61 | 61 | 61 | 61 | 61 | 61 | 10 | 56 | 56 | 56 | 56 | 56 | 56 | 10
COT-05 | 2020-01-01 | 1 | 2020 | 2020 | WINTER | 61 | 61 | 61 | 61 | 61 | 61 | 10 | 56 | 56 | 56 | 56 | 56 | 56 | 10
COT-05 | 2020-02-01 | 2 | 2020 | 2020 | WINTER | 59 | 59 | 59 | 59 | 59 | 59 | 10 | 55 | 55 | 55 | 55 | 55 | 55 | 10
COT-05 | 2020-03-01 | 3 | 2020 | 2020 | WINTER | 56 | 56 | 56 | 56 | 56 | 56 | 10 | 54 | 54 | 54 | 54 | 54 | 54 | 10
COT-05 | 2020-04-01 | 4 | 2020 | 2020 | SPRING | 53 | 53 | 53 | 53 | 53 | 53 | 10 | 52 | 52 | 52 | 52 | 52 | 52 | 10
COT-05 | 2020-05-01 | 5 | 2020 | 2020 | SPRING | 49 | 49 | 49 | 49 | 49 | 49 | 10 | 50 | 50 | 50 | 50 | 50 | 50 | 10
COT-05 | 2020-06-01 | 6 | 2020 | 2020 | SUMMER | 45 | 45 | 45 | 45 | 45 | 45 | 10 | 49 | 49 | 49 | 49 | 49 | 49 | 10
COT-05 | 2020-07-01 | 7 | 2020 | 2020 | SUMMER | 45 | 45 | 45 | 45 | 45 | 45 | 10 | 48 | 48 | 48 | 48 | 48 | 48 | 10
COT-05 | 2020-08-01 | 8 | 2020 | 2020 | SUMMER | 45 | 45 | 45 | 45 | 45 | 45 | 10 | 48 | 48 | 48 | 48 | 48 | 48 | 10
COT-05 | 2020-09-01 | 9 | 2020 | 2020 | SUMMER | 49 | 49 | 49 | 49 | 49 | 49 | 10 | 49 | 49 | 49 | 49 | 49 | 49 | 10
COT-05 | 2020-10-01 | 10 | 2021 | 2020 | FALL | 53 | 53 | 53 | 53 | 53 | 53 | 10 | 52 | 52 | 52 | 52 | 52 | 52 | 10
COT-05 | 2020-11-01 | 11 | 2021 | 2020 | FALL | 56 | 56 | 56 | 56 | 56 | 56 | 10 | 54 | 54 | 54 | 54 | 54 | 54 | 10
COT-05 | 2020-12-01 | 12 | 2021 | 2020 | WINTER | 61 | 61 | 61 | 61 | 61 | 61 | 10 | 56 | 56 | 56 | 56 | 56 | 56 | 10
COT-05 | 2021-01-01 | 1 | 2021 | 2021 | WINTER | 61 | 61 | 61 | 61 | 61 | 61 | 10 | 56 | 56 | 56 | 56 | 56 | 56 | 10
COT-05 | 2021-02-01 | 2 | 2021 | 2021 | WINTER | 59 | 59 | 59 | 59 | 59 | 59 | 10 | 55 | 55 | 55 | 55 | 55 | 55 | 10
COT-05 | 2021-03-01 | 3 | 2021 | 2021 | WINTER | 56 | 56 | 56 | 56 | 56 | 56 | 10 | 54 | 54 | 54 | 54 | 54 | 54 | 10
COT-05 | 2021-04-01 | 4 | 2021 | 2021 | SPRING | 53 | 53 | 53 | 53 | 53 | 53 | 10 | 52 | 52 | 52 | 52 | 52 | 52 | 10
COT-05 | 2021-05-01 | 5 | 2021 | 2021 | SPRING | 49 | 49 | 49 | 49 | 49 | 49 | 10 | 50 | 50 | 50 | 50 | 50 | 50 | 10
COT-05 | 2021-06-01 | 6 | 2021 | 2021 | SUMMER | 45 | 45 | 45 | 45 | 45 | 45 | 10 | 49 | 49 | 49 | 49 | 49 | 49 | 10
COT-05 | 2021-07-01 | 7 | 2021 | 2021 | SUMMER | 45 | 45 | 45 | 45 | 45 | 45 | 10 | 48 | 48 | 48 | 48 | 48 | 48 | 10
COT-05 | 2021-08-01 | 8 | 2021 | 2021 | SUMMER | 45 | 45 | 45 | 45 | 45 | 45 | 10 | 48 | 48 | 48 | 48 | 48 | 48 | 10
COT-05 | 2021-09-01 | 9 | 2021 | 2021 | SUMMER | 49 | 49 | 49 | 49 | 49 | 49 | 10 | 49 | 49 | 49 | 49 | 49 | 49 | 10
COT-05 | 2021-10-01 | 10 | 2022 | 2021 | FALL | 53 | 53 | 53 | 53 | 53 | 53 | 10 | 52 | 52 | 52 | 52 | 52 | 52 | 10
COT-05 | 2021-11-01 | 11 | 2022 | 2021 | FALL | 56 | 56 | 56 | 56 | 56 | 56 | 10 | 54 | 54 | 54 | 54 | 54 | 54 | 10
COT-05 | 2021-12-01 | 12 | 2022 | 2021 | WINTER | 61 | 61 | 61 | 61 | 61 | 61 | 10 | 56 | 56 | 56 | 56 | 56 | 56 | 10
COT-05 | 2022-01-01 | 1 | 2022 | 2022 | WINTER | 61 | 61 | 61 | 61 | 61 | 61 | 10 | 56 | 56 | 56 | 56 | 56 | 56 | 10
COT-05 | 2022-02-01 | 2 | 2022 | 2022 | WINTER | 59 | 59 | 59 | 59 | 59 | 59 | 10 | 55 | 55 | 55 | 55 | 55 | 55 | 10
COT-05 | 2022-03-01 | 3 | 2022 | 2022 | WINTER | 56 | 56 | 56 | 56 | 56 | 56 | 10 | 54 | 54 | 54 | 54 | 54 | 54 | 10
COT-05 | 2022-04-01 | 4 | 2022 | 2022 | SPRING | 53 | 53 | 53 | 53 | 53 | 53 | 10 | 52 | 52 | 52 | 52 | 52 | 52 | 10
COT-05 | 2022-05-01 | 5 | 2022 | 2022 | SPRING | 49 | 49 | 49 | 49 | 49 | 49 | 10 | 50 | 50 | 50 | 50 | 50 | 50 | 10
COT-05 | 2022-06-01 | 6 | 2022 | 2022 | SUMMER | 45 | 45 | 45 | 45 | 45 | 45 | 10 | 49 | 49 | 49 | 49 | 49 | 49 | 10
COT-05 | 2022-07-01 | 7 | 2022 | 2022 | SUMMER | 45 | 45 | 45 | 45 | 45 | 45 | 10 | 48 | 48 | 48 | 48 | 48 | 48 | 10
COT-05 | 2022-08-01 | 8 | 2022 | 2022 | SUMMER | 45 | 45 | 45 | 45 | 45 | 45 | 10 | 48 | 48 | 48 | 48 | 48 | 48 | 10
COT-05 | 2022-09-01 | 9 | 2022 | 2022 | SUMMER | 49 | 49 | 49 | 49 | 49 | 49 | 10 | 49 | 49 | 49 | 49 | 49 | 49 | 10
COT-05 | 2022-10-01 | 10 | 2023 | 2022 | FALL | 53 | 53 | 53 | 53 | 53 | 53 | 10 | 52 | 52 | 52 | 52 | 52 | 52 | 10
COT-05 | 2022-11-01 | 11 | 2023 | 2022 | FALL | 56 | 56 | 56 | 56 | 56 | 56 | 10 | 54 | 54 | 54 | 54 | 54 | 54 | 10
COT-05 | 2022-12-01 | 12 | 2023 | 2022 | WINTER | 61 | 61 | 61 | 61 | 61 | 61 | 10 | 56 | 56 | 56 | 56 | 56 | 56 | 10
COT-05 | 2023-01-01 | 1 | 2023 | 2023 | WINTER | 61 | 61 | 61 | 61 | 61 | 61 | 10 | 56 | 56 | 56 | 56 | 56 | 56 | 10
COT-05 | 2023-02-01 | 2 | 2023 | 2023 | WINTER | 59 | 59 | 59 | 59 | 59 | 59 | 10 | 55 | 55 | 55 | 55 | 55 | 55 | 10
COT-05 | 2023-03-01 | 3 | 2023 | 2023 | WINTER | 56 | 56 | 56 | 56 | 56 | 56 | 10 | 54 | 54 | 54 | 54 | 54 | 54 | 10
COT-05 | 2023-04-01 | 4 | 2023 | 2023 | SPRING | 53 | 53 | 53 | 53 | 53 | 53 | 10 | 52 | 52 | 52 | 52 | 52 | 52 | 10
COT-05 | 2023-05-01 | 5 | 2023 | 2023 | SPRING | 49 | 49 | 49 | 49 | 49 | 49 | 10 | 50 | 50 | 50 | 50 | 50 | 50 | 10
COT-05 | 2023-06-01 | 6 | 2023 | 2023 | SUMMER | 45 | 45 | 45 | 45 | 45 | 45 | 10 | 49 | 49 | 49 | 49 | 49 | 49 | 10
COT-05 | 2023-07-01 | 7 | 2023 | 2023 | SUMMER | 45 | 45 | 45 | 45 | 45 | 45 | 10 | 48 | 48 | 48 | 48 | 48 | 48 | 10
COT-05 | 2023-08-01 | 8 | 2023 | 2023 | SUMMER | 45 | 45 | 45 | 45 | 45 | 45 | 10 | 48 | 48 | 48 | 48 | 48 | 48 | 10
COT-05 | 2023-09-01 | 9 | 2023 | 2023 | SUMMER | 49 | 49 | 49 | 49 | 49 | 49 | 10 | 49 | 49 | 49 | 49 | 49 | 49 | 10
COT-05 | 2023-10-01 | 10 | 2024 | 2023 | FALL | 53 | 53 | 53 | 53 | 53 | 53 | 10 | 52 | 52 | 52 | 52 | 52 | 52 | 10
COT-05 | 2023-11-01 | 11 | 2024 | 2023 | FALL | 56 | 56 | 56 | 56 | 56 | 56 | 10 | 54 | 54 | 54 | 54 | 54 | 54 | 10
COT-05 | 2023-12-01 | 12 | 2024 | 2023 | WINTER | 61 | 61 | 61 | 61 | 61 | 61 | 10 | 56 | 56 | 56 | 56 | 56 | 56 | 10
COT-05 | 2024-01-01 | 1 | 2024 | 2024 | WINTER | 61 | 61 | 61 | 61 | 61 | 61 | 10 | 56 | 56 | 56 | 56 | 56 | 56 | 10
COT-05 | 2024-02-01 | 2 | 2024 | 2024 | WINTER | 59 | 59 | 59 | 59 | 59 | 59 | 10 | 55 | 55 | 55 | 55 | 55 | 55 | 10
COT-05 | 2024-03-01 | 3 | 2024 | 2024 | WINTER | 56 | 56 | 56 | 56 | 56 | 56 | 10 | 54 | 54 | 54 | 54 | 54 | 54 | 10
COT-05 | 2024-04-01 | 4 | 2024 | 2024 | SPRING | 53 | 53 | 53 | 53 | 53 | 53 | 10 | 52 | 52 | 52 | 52 | 52 | 52 | 10
COT-05 | 2024-05-01 | 5 | 2024 | 2024 | SPRING | 49 | 49 | 49 | 49 | 49 | 49 | 10 | 50 | 50 | 50 | 50 | 50 | 50 | 10
COT-05 | 2024-06-01 | 6 | 2024 | 2024 | SUMMER | 45 | 45 | 45 | 45 | 45 | 45 | 10 | 49 | 49 | 49 | 49 | 49 | 49 | 10
COT-05 | 2024-07-01 | 7 | 2024 | 2024 | SUMMER | 45 | 45 | 45 | 45 | 45 | 45 | 10 | 48 | 48 | 48 | 48 | 48 | 48 | 10
COT-05 | 2024-08-01 | 8 | 2024 | 2024 | SUMMER | 45 | 45 | 45 | 45 | 45 | 45 | 10 | 48 | 48 | 48 | 48 | 48 | 48 | 10
COT-05 | 2024-09-01 | 9 | 2024 | 2024 | SUMMER | 49 | 49 | 49 | 49 | 49 | 49 | 10 | 49 | 49 | 49 | 49 | 49 | 49 | 10
COT-05 | 2024-10-01 | 10 | 2025 | 2024 | FALL | 53 | 53 | 53 | 53 | 53 | 53 | 10 | 52 | 52 | 52 | 52 | 52 | 52 | 10
COT-05 | 2024-11-01 | 11 | 2025 | 2024 | FALL | 56 | 56 | 56 | 56 | 56 | 56 | 10 | 54 | 54 | 54 | 54 | 54 | 54 | 10
COT-05 | 2024-12-01 | 12 | 2025 | 2024 | WINTER | 61 | 61 | 61 | 61 | 61 | 61 | 10 | 56 | 56 | 56 | 56 | 56 | 56 | 10
COT-05 | 2025-01-01 | 1 | 2025 | 2025 | WINTER | 61 | 61 | 61 | 61 | 61 | 61 | 10 | 56 | 56 | 56 | 56 | 56 | 56 | 10
COT-05 | 2025-02-01 | 2 | 2025 | 2025 | WINTER | 59 | 59 | 59 | 59 | 59 | 59 | 10 | 55 | 55 | 55 | 55 | 55 | 55 | 10
COT-05 | 2025-03-01 | 3 | 2025 | 2025 | WINTER | 56 | 56 | 56 | 56 | 56 | 56 | 10 | 54 | 54 | 54 | 54 | 54 | 54 | 10
COT-05 | 2025-04-01 | 4 | 2025 | 2025 | SPRING | 53 | 53 | 53 | 53 | 53 | 53 | 10 | 52 | 52 | 52 | 52 | 52 | 52 | 10
COT-05 | 2025-05-01 | 5 | 2025 | 2025 | SPRING | 49 | 49 | 49 | 49 | 49 | 49 | 10 | 50 | 50 | 50 | 50 | 50 | 50 | 10
COT-05 | 2025-06-01 | 6 | 2025 | 2025 | SUMMER | 45 | 45 | 45 | 45 | 45 | 45 | 10 | 49 | 49 | 49 | 49 | 49 | 49 | 10
COT-05 | 2025-07-01 | 7 | 2025 | 2025 | SUMMER | 45 | 45 | 45 | 45 | 45 | 45 | 10 | 48 | 48 | 48 | 48 | 48 | 48 | 10
COT-05 | 2025-08-01 | 8 | 2025 | 2025 | SUMMER | 45 | 45 | 45 | 45 | 45 | 45 | 10 | 48 | 48 | 48 | 48 | 48 | 48 | 10
COT-05 | 2025-09-01 | 9 | 2025 | 2025 | SUMMER | 49 | 49 | 49 | 49 | 49 | 49 | 10 | 49 | 49 | 49 | 49 | 49 | 49 | 10
COT-05 | 2025-10-01 | 10 | 2026 | 2025 | FALL | 53 | 53 | 53 | 53 | 53 | 53 | 10 | 52 | 52 | 52 | 52 | 52 | 52 | 10
COT-05 | 2025-11-01 | 11 | 2026 | 2025 | FALL | 56 | 56 | 56 | 56 | 56 | 56 | 10 | 54 | 54 | 54 | 54 | 54 | 54 | 10
COT-05 | 2025-12-01 | 12 | 2026 | 2025 | WINTER | 61 | 61 | 61 | 61 | 61 | 61 | 10 | 56 | 56 | 56 | 56 | 56 | 56 | 10
COT-05 | 2026-01-01 | 1 | 2026 | 2026 | WINTER | 61 | 61 | 61 | 61 | 61 | 61 | 10 | 56 | 56 | 56 | 56 | 56 | 56 | 10
COT-05 | 2026-02-01 | 2 | 2026 | 2026 | WINTER | 59 | 59 | 59 | 59 | 59 | 59 | 10 | 55 | 55 | 55 | 55 | 55 | 55 | 10
COT-05 | 2026-03-01 | 3 | 2026 | 2026 | WINTER | 56 | 56 | 56 | 56 | 56 | 56 | 10 | 54 | 54 | 54 | 54 | 54 | 54 | 10
COT-05 | 2026-04-01 | 4 | 2026 | 2026 | SPRING | 53 | 53 | 53 | 53 | 53 | 53 | 10 | 52 | 52 | 52 | 52 | 52 | 52 | 10
COT-05 | 2026-05-01 | 5 | 2026 | 2026 | SPRING | 49 | 49 | 49 | 49 | 49 | 49 | 10 | 50 | 50 | 50 | 50 | 50 | 50 | 10
COT-05 | 2026-06-01 | 6 | 2026 | 2026 | SUMMER | 45 | 45 | 45 | 45 | 45 | 45 | 10 | 49 | 49 | 49 | 49 | 49 | 49 | 10
COT-05 | 2026-07-01 | 7 | 2026 | 2026 | SUMMER | 45 | 45 | 45 | 45 | 45 | 45 | 10 | 48 | 48 | 48 | 48 | 48 | 48 | 10
COT-05 | 2026-08-01 | 8 | 2026 | 2026 | SUMMER | 45 | 45 | 45 | 45 | 45 | 45 | 10 | 48 | 48 | 48 | 48 | 48 | 48 | 10
COT-05 | 2026-09-01 | 9 | 2026 | 2026 | SUMMER | 49 | 49 | 49 | 49 | 49 | 49 | 10 | 49 | 49 | 49 | 49 | 49 | 49 | 10
COT-05 | 2026-10-01 | 10 | 2027 | 2026 | FALL | 53 | 53 | 53 | 53 | 53 | 53 | 10 | 52 | 52 | 52 | 52 | 52 | 52 | 10
COT-05 | 2026-11-01 | 11 | 2027 | 2026 | FALL | 56 | 56 | 56 | 56 | 56 | 56 | 10 | 54 | 54 | 54 | 54 | 54 | 54 | 10
COT-05 | 2026-12-01 | 12 | 2027 | 2026 | WINTER | 61 | 61 | 61 | 61 | 61 | 61 | 10 | 56 | 56 | 56 | 56 | 56 | 56 | 10
COT-05 | 2027-01-01 | 1 | 2027 | 2027 | WINTER | 61 | 61 | 61 | 61 | 61 | 61 | 10 | 56 | 56 | 56 | 56 | 56 | 56 | 10
COT-05 | 2027-02-01 | 2 | 2027 | 2027 | WINTER | 59 | 59 | 59 | 59 | 59 | 59 | 10 | 55 | 55 | 55 | 55 | 55 | 55 | 10
COT-05 | 2027-03-01 | 3 | 2027 | 2027 | WINTER | 56 | 56 | 56 | 56 | 56 | 56 | 10 | 54 | 54 | 54 | 54 | 54 | 54 | 10
COT-05 | 2027-04-01 | 4 | 2027 | 2027 | SPRING | 53 | 53 | 53 | 53 | 53 | 53 | 10 | 52 | 52 | 52 | 52 | 52 | 52 | 10
COT-05 | 2027-05-01 | 5 | 2027 | 2027 | SPRING | 49 | 49 | 49 | 49 | 49 | 49 | 10 | 50 | 50 | 50 | 50 | 50 | 50 | 10
COT-05 | 2027-06-01 | 6 | 2027 | 2027 | SUMMER | 45 | 45 | 45 | 45 | 45 | 45 | 10 | 49 | 49 | 49 | 49 | 49 | 49 | 10
COT-05 | 2027-07-01 | 7 | 2027 | 2027 | SUMMER | 45 | 45 | 45 | 45 | 45 | 45 | 10 | 48 | 48 | 48 | 48 | 48 | 48 | 10
COT-05 | 2027-08-01 | 8 | 2027 | 2027 | SUMMER | 45 | 45 | 45 | 45 | 45 | 45 | 10 | 48 | 48 | 48 | 48 | 48 | 48 | 10
COT-05 | 2027-09-01 | 9 | 2027 | 2027 | SUMMER | 49 | 49 | 49 | 49 | 49 | 49 | 10 | 49 | 49 | 49 | 49 | 49 | 49 | 10
COT-05 | 2027-10-01 | 10 | 2028 | 2027 | FALL | 53 | 53 | 53 | 53 | 53 | 53 | 10 | 52 | 52 | 52 | 52 | 52 | 52 | 10
COT-05 | 2027-11-01 | 11 | 2028 | 2027 | FALL | 56 | 56 | 56 | 56 | 56 | 56 | 10 | 54 | 54 | 54 | 54 | 54 | 54 | 10
COT-05 | 2027-12-01 | 12 | 2028 | 2027 | WINTER | 61 | 61 | 61 | 61 | 61 | 61 | 10 | 56 | 56 | 56 | 56 | 56 | 56 | 10
COT-05 | 2028-01-01 | 1 | 2028 | 2028 | WINTER | 61 | 61 | 61 | 61 | 61 | 61 | 10 | 56 | 56 | 56 | 56 | 56 | 56 | 10
COT-05 | 2028-02-01 | 2 | 2028 | 2028 | WINTER | 59 | 59 | 59 | 59 | 59 | 59 | 10 | 55 | 55 | 55 | 55 | 55 | 55 | 10
COT-05 | 2028-03-01 | 3 | 2028 | 2028 | WINTER | 56 | 56 | 56 | 56 | 56 | 56 | 10 | 54 | 54 | 54 | 54 | 54 | 54 | 10
COT-05 | 2028-04-01 | 4 | 2028 | 2028 | SPRING | 53 | 53 | 53 | 53 | 53 | 53 | 10 | 52 | 52 | 52 | 52 | 52 | 52 | 10
COT-05 | 2028-05-01 | 5 | 2028 | 2028 | SPRING | 49 | 49 | 49 | 49 | 49 | 49 | 10 | 50 | 50 | 50 | 50 | 50 | 50 | 10
COT-05 | 2028-06-01 | 6 | 2028 | 2028 | SUMMER | 45 | 45 | 45 | 45 | 45 | 45 | 10 | 49 | 49 | 49 | 49 | 49 | 49 | 10
COT-05 | 2028-07-01 | 7 | 2028 | 2028 | SUMMER | 45 | 45 | 45 | 45 | 45 | 45 | 10 | 48 | 48 | 48 | 48 | 48 | 48 | 10
COT-05 | 2028-08-01 | 8 | 2028 | 2028 | SUMMER | 45 | 45 | 45 | 45 | 45 | 45 | 10 | 48 | 48 | 48 | 48 | 48 | 48 | 10
COT-05 | 2028-09-01 | 9 | 2028 | 2028 | SUMMER | 49 | 49 | 49 | 49 | 49 | 49 | 10 | 49 | 49 | 49 | 49 | 49 | 49 | 10
COT-05 | 2028-10-01 | 10 | 2029 | 2028 | FALL | 53 | 53 | 53 | 53 | 53 | 53 | 10 | 52 | 52 | 52 | 52 | 52 | 52 | 10
COT-05 | 2028-11-01 | 11 | 2029 | 2028 | FALL | 56 | 56 | 56 | 56 | 56 | 56 | 10 | 54 | 54 | 54 | 54 | 54 | 54 | 10
COT-05 | 2028-12-01 | 12 | 2029 | 2028 | WINTER | 61 | 61 | 61 | 61 | 61 | 61 | 10 | 56 | 56 | 56 | 56 | 56 | 56 | 10
COT-05 | 2029-01-01 | 1 | 2029 | 2029 | WINTER | 61 | 61 | 61 | 61 | 61 | 61 | 10 | 56 | 56 | 56 | 56 | 56 | 56 | 10
COT-05 | 2029-02-01 | 2 | 2029 | 2029 | WINTER | 59 | 59 | 59 | 59 | 59 | 59 | 10 | 55 | 55 | 55 | 55 | 55 | 55 | 10
COT-05 | 2029-03-01 | 3 | 2029 | 2029 | WINTER | 56 | 56 | 56 | 56 | 56 | 56 | 10 | 54 | 54 | 54 | 54 | 54 | 54 | 10
COT-05 | 2029-04-01 | 4 | 2029 | 2029 | SPRING | 53 | 53 | 53 | 53 | 53 | 53 | 10 | 52 | 52 | 52 | 52 | 52 | 52 | 10
COT-05 | 2029-05-01 | 5 | 2029 | 2029 | SPRING | 49 | 49 | 49 | 49 | 49 | 49 | 10 | 50 | 50 | 50 | 50 | 50 | 50 | 10
COT-05 | 2029-06-01 | 6 | 2029 | 2029 | SUMMER | 45 | 45 | 45 | 45 | 45 | 45 | 10 | 49 | 49 | 49 | 49 | 49 | 49 | 10
COT-05 | 2029-07-01 | 7 | 2029 | 2029 | SUMMER | 45 | 45 | 45 | 45 | 45 | 45 | 10 | 48 | 48 | 48 | 48 | 48 | 48 | 10
COT-05 | 2029-08-01 | 8 | 2029 | 2029 | SUMMER | 45 | 45 | 45 | 45 | 45 | 45 | 10 | 48 | 48 | 48 | 48 | 48 | 48 | 10
COT-05 | 2029-09-01 | 9 | 2029 | 2029 | SUMMER | 49 | 49 | 49 | 49 | 49 | 49 | 10 | 49 | 49 | 49 | 49 | 49 | 49 | 10
COT-05 | 2029-10-01 | 10 | 2030 | 2029 | FALL | 53 | 53 | 53 | 53 | 53 | 53 | 10 | 52 | 52 | 52 | 52 | 52 | 52 | 10
COT-05 | 2029-11-01 | 11 | 2030 | 2029 | FALL | 56 | 56 | 56 | 56 | 56 | 56 | 10 | 54 | 54 | 54 | 54 | 54 | 54 | 10
COT-05 | 2029-12-01 | 12 | 2030 | 2029 | WINTER | 61 | 61 | 61 | 61 | 61 | 61 | 10 | 56 | 56 | 56 | 56 | 56 | 56 | 10
COT-05 | 2030-01-01 | 1 | 2030 | 2030 | WINTER | 61 | 61 | 61 | 61 | 61 | 61 | 10 | 56 | 56 | 56 | 56 | 56 | 56 | 10
COT-05 | 2030-02-01 | 2 | 2030 | 2030 | WINTER | 59 | 59 | 59 | 59 | 59 | 59 | 10 | 55 | 55 | 55 | 55 | 55 | 55 | 10
COT-05 | 2030-03-01 | 3 | 2030 | 2030 | WINTER | 56 | 56 | 56 | 56 | 56 | 56 | 10 | 54 | 54 | 54 | 54 | 54 | 54 | 10
COT-05 | 2030-04-01 | 4 | 2030 | 2030 | SPRING | 53 | 53 | 53 | 53 | 53 | 53 | 10 | 52 | 52 | 52 | 52 | 52 | 52 | 10
COT-05 | 2030-05-01 | 5 | 2030 | 2030 | SPRING | 49 | 49 | 49 | 49 | 49 | 49 | 10 | 50 | 50 | 50 | 50 | 50 | 50 | 10
COT-05 | 2030-06-01 | 6 | 2030 | 2030 | SUMMER | 45 | 45 | 45 | 45 | 45 | 45 | 10 | 49 | 49 | 49 | 49 | 49 | 49 | 10
COT-05 | 2030-07-01 | 7 | 2030 | 2030 | SUMMER | 45 | 45 | 45 | 45 | 45 | 45 | 10 | 48 | 48 | 48 | 48 | 48 | 48 | 10
COT-05 | 2030-08-01 | 8 | 2030 | 2030 | SUMMER | 45 | 45 | 45 | 45 | 45 | 45 | 10 | 48 | 48 | 48 | 48 | 48 | 48 | 10
COT-05 | 2030-09-01 | 9 | 2030 | 2030 | SUMMER | 49 | 49 | 49 | 49 | 49 | 49 | 10 | 49 | 49 | 49 | 49 | 49 | 49 | 10
COT-05 | 2030-10-01 | 10 | 2031 | 2030 | FALL | 53 | 53 | 53 | 53 | 53 | 53 | 10 | 52 | 52 | 52 | 52 | 52 | 52 | 10
COT-05 | 2030-11-01 | 11 | 2031 | 2030 | FALL | 56 | 56 | 56 | 56 | 56 | 56 | 10 | 54 | 54 | 54 | 54 | 54 | 54 | 10
COT-05 | 2030-12-01 | 12 | 2031 | 2030 | WINTER | 61 | 61 | 61 | 61 | 61 | 61 | 10 | 56 | 56 | 56 | 56 | 56 | 56 | 10
COT-05 | 2031-01-01 | 1 | 2031 | 2031 | WINTER | 61 | 61 | 61 | 61 | 61 | 61 | 10 | 56 | 56 | 56 | 56 | 56 | 56 | 10
COT-05 | 2031-02-01 | 2 | 2031 | 2031 | WINTER | 59 | 59 | 59 | 59 | 59 | 59 | 10 | 55 | 55 | 55 | 55 | 55 | 55 | 10
COT-05 | 2031-03-01 | 3 | 2031 | 2031 | WINTER | 56 | 56 | 56 | 56 | 56 | 56 | 10 | 54 | 54 | 54 | 54 | 54 | 54 | 10
COT-05 | 2031-04-01 | 4 | 2031 | 2031 | SPRING | 53 | 53 | 53 | 53 | 53 | 53 | 10 | 52 | 52 | 52 | 52 | 52 | 52 | 10
COT-05 | 2031-05-01 | 5 | 2031 | 2031 | SPRING | 49 | 49 | 49 | 49 | 49 | 49 | 10 | 50 | 50 | 50 | 50 | 50 | 50 | 10
COT-05 | 2031-06-01 | 6 | 2031 | 2031 | SUMMER | 45 | 45 | 45 | 45 | 45 | 45 | 10 | 49 | 49 | 49 | 49 | 49 | 49 | 10
COT-05 | 2031-07-01 | 7 | 2031 | 2031 | SUMMER | 45 | 45 | 45 | 45 | 45 | 45 | 10 | 48 | 48 | 48 | 48 | 48 | 48 | 10
COT-05 | 2031-08-01 | 8 | 2031 | 2031 | SUMMER | 45 | 45 | 45 | 45 | 45 | 45 | 10 | 48 | 48 | 48 | 48 | 48 | 48 | 10
COT-05 | 2031-09-01 | 9 | 2031 | 2031 | SUMMER | 49 | 49 | 49 | 49 | 49 | 49 | 10 | 49 | 49 | 49 | 49 | 49 | 49 | 10
COT-05 | 2031-10-01 | 10 | 2032 | 2031 | FALL | 53 | 53 | 53 | 53 | 53 | 53 | 10 | 52 | 52 | 52 | 52 | 52 | 52 | 10
COT-05 | 2031-11-01 | 11 | 2032 | 2031 | FALL | 56 | 56 | 56 | 56 | 56 | 56 | 10 | 54 | 54 | 54 | 54 | 54 | 54 | 10
COT-05 | 2031-12-01 | 12 | 2032 | 2031 | WINTER | 61 | 61 | 61 | 61 | 61 | 61 | 10 | 56 | 56 | 56 | 56 | 56 | 56 | 10
COT-05 | 2032-01-01 | 1 | 2032 | 2032 | WINTER | 61 | 61 | 61 | 61 | 61 | 61 | 10 | 56 | 56 | 56 | 56 | 56 | 56 | 10
COT-05 | 2032-02-01 | 2 | 2032 | 2032 | WINTER | 59 | 59 | 59 | 59 | 59 | 59 | 10 | 55 | 55 | 55 | 55 | 55 | 55 | 10
COT-05 | 2032-03-01 | 3 | 2032 | 2032 | WINTER | 56 | 56 | 56 | 56 | 56 | 56 | 10 | 54 | 54 | 54 | 54 | 54 | 54 | 10
COT-05 | 2032-04-01 | 4 | 2032 | 2032 | SPRING | 53 | 53 | 53 | 53 | 53 | 53 | 10 | 52 | 52 | 52 | 52 | 52 | 52 | 10
COT-05 | 2032-05-01 | 5 | 2032 | 2032 | SPRING | 49 | 49 | 49 | 49 | 49 | 49 | 10 | 50 | 50 | 50 | 50 | 50 | 50 | 10
COT-05 | 2032-06-01 | 6 | 2032 | 2032 | SUMMER | 45 | 45 | 45 | 45 | 45 | 45 | 10 | 49 | 49 | 49 | 49 | 49 | 49 | 10
COT-05 | 2032-07-01 | 7 | 2032 | 2032 | SUMMER | 45 | 45 | 45 | 45 | 45 | 45 | 10 | 48 | 48 | 48 | 48 | 48 | 48 | 10
COT-05 | 2032-08-01 | 8 | 2032 | 2032 | SUMMER | 45 | 45 | 45 | 45 | 45 | 45 | 10 | 48 | 48 | 48 | 48 | 48 | 48 | 10
COT-05 | 2032-09-01 | 9 | 2032 | 2032 | SUMMER | 49 | 49 | 49 | 49 | 49 | 49 | 10 | 49 | 49 | 49 | 49 | 49 | 49 | 10
COT-05 | 2032-10-01 | 10 | 2033 | 2032 | FALL | 53 | 53 | 53 | 53 | 53 | 53 | 10 | 52 | 52 | 52 | 52 | 52 | 52 | 10
COT-05 | 2032-11-01 | 11 | 2033 | 2032 | FALL | 56 | 56 | 56 | 56 | 56 | 56 | 10 | 54 | 54 | 54 | 54 | 54 | 54 | 10
COT-05 | 2032-12-01 | 12 | 2033 | 2032 | WINTER | 61 | 61 | 61 | 61 | 61 | 61 | 10 | 56 | 56 | 56 | 56 | 56 | 56 | 10
COT-05 | 2033-01-01 | 1 | 2033 | 2033 | WINTER | 61 | 61 | 61 | 61 | 61 | 61 | 10 | 56 | 56 | 56 | 56 | 56 | 56 | 10
COT-05 | 2033-02-01 | 2 | 2033 | 2033 | WINTER | 59 | 59 | 59 | 59 | 59 | 59 | 10 | 55 | 55 | 55 | 55 | 55 | 55 | 10
COT-05 | 2033-03-01 | 3 | 2033 | 2033 | WINTER | 56 | 56 | 56 | 56 | 56 | 56 | 10 | 54 | 54 | 54 | 54 | 54 | 54 | 10
COT-05 | 2033-04-01 | 4 | 2033 | 2033 | SPRING | 53 | 53 | 53 | 53 | 53 | 53 | 10 | 52 | 52 | 52 | 52 | 52 | 52 | 10
COT-05 | 2033-05-01 | 5 | 2033 | 2033 | SPRING | 49 | 49 | 49 | 49 | 49 | 49 | 10 | 50 | 50 | 50 | 50 | 50 | 50 | 10
COT-05 | 2033-06-01 | 6 | 2033 | 2033 | SUMMER | 45 | 45 | 45 | 45 | 45 | 45 | 10 | 49 | 49 | 49 | 49 | 49 | 49 | 10
COT-05 | 2033-07-01 | 7 | 2033 | 2033 | SUMMER | 45 | 45 | 45 | 45 | 45 | 45 | 10 | 48 | 48 | 48 | 48 | 48 | 48 | 10
COT-05 | 2033-08-01 | 8 | 2033 | 2033 | SUMMER | 45 | 45 | 45 | 45 | 45 | 45 | 10 | 48 | 48 | 48 | 48 | 48 | 48 | 10
COT-05 | 2033-09-01 | 9 | 2033 | 2033 | SUMMER | 49 | 49 | 49 | 49 | 49 | 49 | 10 | 49 | 49 | 49 | 49 | 49 | 49 | 10
COT-05 | 2033-10-01 | 10 | 2034 | 2033 | FALL | 53 | 53 | 53 | 53 | 53 | 53 | 10 | 52 | 52 | 52 | 52 | 52 | 52 | 10
COT-05 | 2033-11-01 | 11 | 2034 | 2033 | FALL | 56 | 56 | 56 | 56 | 56 | 56 | 10 | 54 | 54 | 54 | 54 | 54 | 54 | 10
COT-05 | 2033-12-01 | 12 | 2034 | 2033 | WINTER | 61 | 61 | 61 | 61 | 61 | 61 | 10 | 56 | 56 | 56 | 56 | 56 | 56 | 10
COT-05 | 2034-01-01 | 1 | 2034 | 2034 | WINTER | 61 | 61 | 61 | 61 | 61 | 61 | 10 | 56 | 56 | 56 | 56 | 56 | 56 | 10
COT-05 | 2034-02-01 | 2 | 2034 | 2034 | WINTER | 59 | 59 | 59 | 59 | 59 | 59 | 10 | 55 | 55 | 55 | 55 | 55 | 55 | 10
COT-05 | 2034-03-01 | 3 | 2034 | 2034 | WINTER | 56 | 56 | 56 | 56 | 56 | 56 | 10 | 54 | 54 | 54 | 54 | 54 | 54 | 10
COT-05 | 2034-04-01 | 4 | 2034 | 2034 | SPRING | 53 | 53 | 53 | 53 | 53 | 53 | 10 | 52 | 52 | 52 | 52 | 52 | 52 | 10
COT-05 | 2034-05-01 | 5 | 2034 | 2034 | SPRING | 49 | 49 | 49 | 49 | 49 | 49 | 10 | 50 | 50 | 50 | 50 | 50 | 50 | 10
COT-05 | 2034-06-01 | 6 | 2034 | 2034 | SUMMER | 45 | 45 | 45 | 45 | 45 | 45 | 10 | 49 | 49 | 49 | 49 | 49 | 49 | 10
COT-05 | 2034-07-01 | 7 | 2034 | 2034 | SUMMER | 45 | 45 | 45 | 45 | 45 | 45 | 10 | 48 | 48 | 48 | 48 | 48 | 48 | 10
COT-05 | 2034-08-01 | 8 | 2034 | 2034 | SUMMER | 45 | 45 | 45 | 45 | 45 | 45 | 10 | 48 | 48 | 48 | 48 | 48 | 48 | 10
COT-05 | 2034-09-01 | 9 | 2034 | 2034 | SUMMER | 49 | 49 | 49 | 49 | 49 | 49 | 10 | 49 | 49 | 49 | 49 | 49 | 49 | 10
COT-05 | 2034-10-01 | 10 | 2035 | 2034 | FALL | 53 | 53 | 53 | 53 | 53 | 53 | 10 | 52 | 52 | 52 | 52 | 52 | 52 | 10
COT-05 | 2034-11-01 | 11 | 2035 | 2034 | FALL | 56 | 56 | 56 | 56 | 56 | 56 | 10 | 54 | 54 | 54 | 54 | 54 | 54 | 10
COT-05 | 2034-12-01 | 12 | 2035 | 2034 | WINTER | 61 | 61 | 61 | 61 | 61 | 61 | 10 | 56 | 56 | 56 | 56 | 56 | 56 | 10
COT-05 | 2035-01-01 | 1 | 2035 | 2035 | WINTER | 61 | 61 | 61 | 61 | 61 | 61 | 10 | 56 | 56 | 56 | 56 | 56 | 56 | 10
COT-05 | 2035-02-01 | 2 | 2035 | 2035 | WINTER | 59 | 59 | 59 | 59 | 59 | 59 | 10 | 55 | 55 | 55 | 55 | 55 | 55 | 10
COT-05 | 2035-03-01 | 3 | 2035 | 2035 | WINTER | 56 | 56 | 56 | 56 | 56 | 56 | 10 | 54 | 54 | 54 | 54 | 54 | 54 | 10
COT-05 | 2035-04-01 | 4 | 2035 | 2035 | SPRING | 53 | 53 | 53 | 53 | 53 | 53 | 10 | 52 | 52 | 52 | 52 | 52 | 52 | 10
COT-05 | 2035-05-01 | 5 | 2035 | 2035 | SPRING | 49 | 49 | 49 | 49 | 49 | 49 | 10 | 50 | 50 | 50 | 50 | 50 | 50 | 10
COT-05 | 2035-06-01 | 6 | 2035 | 2035 | SUMMER | 45 | 45 | 45 | 45 | 45 | 45 | 10 | 49 | 49 | 49 | 49 | 49 | 49 | 10
COT-05 | 2035-07-01 | 7 | 2035 | 2035 | SUMMER | 45 | 45 | 45 | 45 | 45 | 45 | 10 | 48 | 48 | 48 | 48 | 48 | 48 | 10
COT-05 | 2035-08-01 | 8 | 2035 | 2035 | SUMMER | 45 | 45 | 45 | 45 | 45 | 45 | 10 | 48 | 48 | 48 | 48 | 48 | 48 | 10
COT-05 | 2035-09-01 | 9 | 2035 | 2035 | SUMMER | 49 | 49 | 49 | 49 | 49 | 49 | 10 | 49 | 49 | 49 | 49 | 49 | 49 | 10
COT-05 | 2035-10-01 | 10 | 2036 | 2035 | FALL | 53 | 53 | 53 | 53 | 53 | 53 | 10 | 52 | 52 | 52 | 52 | 52 | 52 | 10
COT-05 | 2035-11-01 | 11 | 2036 | 2035 | FALL | 56 | 56 | 56 | 56 | 56 | 56 | 10 | 54 | 54 | 54 | 54 | 54 | 54 | 10
COT-05 | 2035-12-01 | 12 | 2036 | 2035 | WINTER | 61 | 61 | 61 | 61 | 61 | 61 | 10 | 56 | 56 | 56 | 56 | 56 | 56 | 10
COT-05 | 2036-01-01 | 1 | 2036 | 2036 | WINTER | 61 | 61 | 61 | 61 | 61 | 61 | 10 | 56 | 56 | 56 | 56 | 56 | 56 | 10
COT-05 | 2036-02-01 | 2 | 2036 | 2036 | WINTER | 59 | 59 | 59 | 59 | 59 | 59 | 10 | 55 | 55 | 55 | 55 | 55 | 55 | 10
COT-05 | 2036-03-01 | 3 | 2036 | 2036 | WINTER | 56 | 56 | 56 | 56 | 56 | 56 | 10 | 54 | 54 | 54 | 54 | 54 | 54 | 10
COT-05 | 2036-04-01 | 4 | 2036 | 2036 | SPRING | 53 | 53 | 53 | 53 | 53 | 53 | 10 | 52 | 52 | 52 | 52 | 52 | 52 | 10
COT-05 | 2036-05-01 | 5 | 2036 | 2036 | SPRING | 49 | 49 | 49 | 49 | 49 | 49 | 10 | 50 | 50 | 50 | 50 | 50 | 50 | 10
COT-05 | 2036-06-01 | 6 | 2036 | 2036 | SUMMER | 45 | 45 | 45 | 45 | 45 | 45 | 10 | 49 | 49 | 49 | 49 | 49 | 49 | 10
COT-05 | 2036-07-01 | 7 | 2036 | 2036 | SUMMER | 45 | 45 | 45 | 45 | 45 | 45 | 10 | 48 | 48 | 48 | 48 | 48 | 48 | 10
COT-05 | 2036-08-01 | 8 | 2036 | 2036 | SUMMER | 45 | 45 | 45 | 45 | 45 | 45 | 10 | 48 | 48 | 48 | 48 | 48 | 48 | 10
COT-05 | 2036-09-01 | 9 | 2036 | 2036 | SUMMER | 49 | 49 | 49 | 49 | 49 | 49 | 10 | 49 | 49 | 49 | 49 | 49 | 49 | 10
COT-05 | 2036-10-01 | 10 | 2037 | 2036 | FALL | 53 | 53 | 53 | 53 | 53 | 53 | 10 | 52 | 52 | 52 | 52 | 52 | 52 | 10
COT-05 | 2036-11-01 | 11 | 2037 | 2036 | FALL | 56 | 56 | 56 | 56 | 56 | 56 | 10 | 54 | 54 | 54 | 54 | 54 | 54 | 10
COT-05 | 2036-12-01 | 12 | 2037 | 2036 | WINTER | 61 | 61 | 61 | 61 | 61 | 61 | 10 | 56 | 56 | 56 | 56 | 56 | 56 | 10
COT-05 | 2037-01-01 | 1 | 2037 | 2037 | WINTER | 61 | 61 | 61 | 61 | 61 | 61 | 10 | 56 | 56 | 56 | 56 | 56 | 56 | 10
COT-05 | 2037-02-01 | 2 | 2037 | 2037 | WINTER | 59 | 59 | 59 | 59 | 59 | 59 | 10 | 55 | 55 | 55 | 55 | 55 | 55 | 10
COT-05 | 2037-03-01 | 3 | 2037 | 2037 | WINTER | 56 | 56 | 56 | 56 | 56 | 56 | 10 | 54 | 54 | 54 | 54 | 54 | 54 | 10
COT-05 | 2037-04-01 | 4 | 2037 | 2037 | SPRING | 53 | 53 | 53 | 53 | 53 | 53 | 10 | 52 | 52 | 52 | 52 | 52 | 52 | 10
COT-05 | 2037-05-01 | 5 | 2037 | 2037 | SPRING | 49 | 49 | 49 | 49 | 49 | 49 | 10 | 50 | 50 | 50 | 50 | 50 | 50 | 10
COT-05 | 2037-06-01 | 6 | 2037 | 2037 | SUMMER | 45 | 45 | 45 | 45 | 45 | 45 | 10 | 49 | 49 | 49 | 49 | 49 | 49 | 10
COT-05 | 2037-07-01 | 7 | 2037 | 2037 | SUMMER | 45 | 45 | 45 | 45 | 45 | 45 | 10 | 48 | 48 | 48 | 48 | 48 | 48 | 10
COT-05 | 2037-08-01 | 8 | 2037 | 2037 | SUMMER | 45 | 45 | 45 | 45 | 45 | 45 | 10 | 48 | 48 | 48 | 48 | 48 | 48 | 10
COT-05 | 2037-09-01 | 9 | 2037 | 2037 | SUMMER | 49 | 49 | 49 | 49 | 49 | 49 | 10 | 49 | 49 | 49 | 49 | 49 | 49 | 10
COT-05 | 2037-10-01 | 10 | 2038 | 2037 | FALL | 53 | 53 | 53 | 53 | 53 | 53 | 10 | 52 | 52 | 52 | 52 | 52 | 52 | 10
COT-05 | 2037-11-01 | 11 | 2038 | 2037 | FALL | 56 | 56 | 56 | 56 | 56 | 56 | 10 | 54 | 54 | 54 | 54 | 54 | 54 | 10
COT-05 | 2037-12-01 | 12 | 2038 | 2037 | WINTER | 61 | 61 | 61 | 61 | 61 | 61 | 10 | 56 | 56 | 56 | 56 | 56 | 56 | 10
COT-05 | 2038-01-01 | 1 | 2038 | 2038 | WINTER | 61 | 61 | 61 | 61 | 61 | 61 | 10 | 56 | 56 | 56 | 56 | 56 | 56 | 10
COT-05 | 2038-02-01 | 2 | 2038 | 2038 | WINTER | 59 | 59 | 59 | 59 | 59 | 59 | 10 | 55 | 55 | 55 | 55 | 55 | 55 | 10
COT-05 | 2038-03-01 | 3 | 2038 | 2038 | WINTER | 56 | 56 | 56 | 56 | 56 | 56 | 10 | 54 | 54 | 54 | 54 | 54 | 54 | 10
COT-05 | 2038-04-01 | 4 | 2038 | 2038 | SPRING | 53 | 53 | 53 | 53 | 53 | 53 | 10 | 52 | 52 | 52 | 52 | 52 | 52 | 10
COT-05 | 2038-05-01 | 5 | 2038 | 2038 | SPRING | 49 | 49 | 49 | 49 | 49 | 49 | 10 | 50 | 50 | 50 | 50 | 50 | 50 | 10
COT-05 | 2038-06-01 | 6 | 2038 | 2038 | SUMMER | 45 | 45 | 45 | 45 | 45 | 45 | 10 | 49 | 49 | 49 | 49 | 49 | 49 | 10
COT-05 | 2038-07-01 | 7 | 2038 | 2038 | SUMMER | 45 | 45 | 45 | 45 | 45 | 45 | 10 | 48 | 48 | 48 | 48 | 48 | 48 | 10
COT-05 | 2038-08-01 | 8 | 2038 | 2038 | SUMMER | 45 | 45 | 45 | 45 | 45 | 45 | 10 | 48 | 48 | 48 | 48 | 48 | 48 | 10
COT-05 | 2038-09-01 | 9 | 2038 | 2038 | SUMMER | 49 | 49 | 49 | 49 | 49 | 49 | 10 | 49 | 49 | 49 | 49 | 49 | 49 | 10
COT-05 | 2038-10-01 | 10 | 2039 | 2038 | FALL | 53 | 53 | 53 | 53 | 53 | 53 | 10 | 52 | 52 | 52 | 52 | 52 | 52 | 10
COT-05 | 2038-11-01 | 11 | 2039 | 2038 | FALL | 56 | 56 | 56 | 56 | 56 | 56 | 10 | 54 | 54 | 54 | 54 | 54 | 54 | 10
COT-05 | 2038-12-01 | 12 | 2039 | 2038 | WINTER | 61 | 61 | 61 | 61 | 61 | 61 | 10 | 56 | 56 | 56 | 56 | 56 | 56 | 10
COT-05 | 2039-01-01 | 1 | 2039 | 2039 | WINTER | 61 | 61 | 61 | 61 | 61 | 61 | 10 | 56 | 56 | 56 | 56 | 56 | 56 | 10
COT-05 | 2039-02-01 | 2 | 2039 | 2039 | WINTER | 59 | 59 | 59 | 59 | 59 | 59 | 10 | 55 | 55 | 55 | 55 | 55 | 55 | 10
COT-05 | 2039-03-01 | 3 | 2039 | 2039 | WINTER | 56 | 56 | 56 | 56 | 56 | 56 | 10 | 54 | 54 | 54 | 54 | 54 | 54 | 10
COT-05 | 2039-04-01 | 4 | 2039 | 2039 | SPRING | 53 | 53 | 53 | 53 | 53 | 53 | 10 | 52 | 52 | 52 | 52 | 52 | 52 | 10
COT-05 | 2039-05-01 | 5 | 2039 | 2039 | SPRING | 49 | 49 | 49 | 49 | 49 | 49 | 10 | 50 | 50 | 50 | 50 | 50 | 50 | 10
COT-05 | 2039-06-01 | 6 | 2039 | 2039 | SUMMER | 45 | 45 | 45 | 45 | 45 | 45 | 10 | 49 | 49 | 49 | 49 | 49 | 49 | 10
COT-05 | 2039-07-01 | 7 | 2039 | 2039 | SUMMER | 45 | 45 | 45 | 45 | 45 | 45 | 10 | 48 | 48 | 48 | 48 | 48 | 48 | 10
COT-05 | 2039-08-01 | 8 | 2039 | 2039 | SUMMER | 45 | 45 | 45 | 45 | 45 | 45 | 10 | 48 | 48 | 48 | 48 | 48 | 48 | 10
COT-05 | 2039-09-01 | 9 | 2039 | 2039 | SUMMER | 49 | 49 | 49 | 49 | 49 | 49 | 10 | 49 | 49 | 49 | 49 | 49 | 49 | 10
COT-05 | 2039-10-01 | 10 | 2040 | 2039 | FALL | 53 | 53 | 53 | 53 | 53 | 53 | 10 | 52 | 52 | 52 | 52 | 52 | 52 | 10
COT-05 | 2039-11-01 | 11 | 2040 | 2039 | FALL | 56 | 56 | 56 | 56 | 56 | 56 | 10 | 54 | 54 | 54 | 54 | 54 | 54 | 10
COT-05 | 2039-12-01 | 12 | 2040 | 2039 | WINTER | 61 | 61 | 61 | 61 | 61 | 61 | 10 | 56 | 56 | 56 | 56 | 56 | 56 | 10
COT-05 | 2040-01-01 | 1 | 2040 | 2040 | WINTER | 61 | 61 | 61 | 61 | 61 | 61 | 10 | 56 | 56 | 56 | 56 | 56 | 56 | 10
COT-05 | 2040-02-01 | 2 | 2040 | 2040 | WINTER | 59 | 59 | 59 | 59 | 59 | 59 | 10 | 55 | 55 | 55 | 55 | 55 | 55 | 10
COT-05 | 2040-03-01 | 3 | 2040 | 2040 | WINTER | 56 | 56 | 56 | 56 | 56 | 56 | 10 | 54 | 54 | 54 | 54 | 54 | 54 | 10
COT-05 | 2040-04-01 | 4 | 2040 | 2040 | SPRING | 53 | 53 | 53 | 53 | 53 | 53 | 10 | 52 | 52 | 52 | 52 | 52 | 52 | 10
COT-05 | 2040-05-01 | 5 | 2040 | 2040 | SPRING | 49 | 49 | 49 | 49 | 49 | 49 | 10 | 50 | 50 | 50 | 50 | 50 | 50 | 10
COT-05 | 2040-06-01 | 6 | 2040 | 2040 | SUMMER | 45 | 45 | 45 | 45 | 45 | 45 | 10 | 49 | 49 | 49 | 49 | 49 | 49 | 10
COT-05 | 2040-07-01 | 7 | 2040 | 2040 | SUMMER | 45 | 45 | 45 | 45 | 45 | 45 | 10 | 48 | 48 | 48 | 48 | 48 | 48 | 10
COT-05 | 2040-08-01 | 8 | 2040 | 2040 | SUMMER | 45 | 45 | 45 | 45 | 45 | 45 | 10 | 48 | 48 | 48 | 48 | 48 | 48 | 10
COT-05 | 2040-09-01 | 9 | 2040 | 2040 | SUMMER | 49 | 49 | 49 | 49 | 49 | 49 | 10 | 49 | 49 | 49 | 49 | 49 | 49 | 10
COT-05 | 2040-10-01 | 10 | 2041 | 2040 | FALL | 53 | 53 | 53 | 53 | 53 | 53 | 10 | 52 | 52 | 52 | 52 | 52 | 52 | 10
COT-05 | 2040-11-01 | 11 | 2041 | 2040 | FALL | 56 | 56 | 56 | 56 | 56 | 56 | 10 | 54 | 54 | 54 | 54 | 54 | 54 | 10
COT-05 | 2040-12-01 | 12 | 2041 | 2040 | WINTER | 61 | 61 | 61 | 61 | 61 | 61 | 10 | 56 | 56 | 56 | 56 | 56 | 56 | 10
COT-05 | 2041-01-01 | 1 | 2041 | 2041 | WINTER | 61 | 61 | 61 | 61 | 61 | 61 | 10 | 56 | 56 | 56 | 56 | 56 | 56 | 10
COT-05 | 2041-02-01 | 2 | 2041 | 2041 | WINTER | 59 | 59 | 59 | 59 | 59 | 59 | 10 | 55 | 55 | 55 | 55 | 55 | 55 | 10
COT-05 | 2041-03-01 | 3 | 2041 | 2041 | WINTER | 56 | 56 | 56 | 56 | 56 | 56 | 10 | 54 | 54 | 54 | 54 | 54 | 54 | 10
COT-05 | 2041-04-01 | 4 | 2041 | 2041 | SPRING | 53 | 53 | 53 | 53 | 53 | 53 | 10 | 52 | 52 | 52 | 52 | 52 | 52 | 10
COT-05 | 2041-05-01 | 5 | 2041 | 2041 | SPRING | 49 | 49 | 49 | 49 | 49 | 49 | 10 | 50 | 50 | 50 | 50 | 50 | 50 | 10
COT-05 | 2041-06-01 | 6 | 2041 | 2041 | SUMMER | 45 | 45 | 45 | 45 | 45 | 45 | 10 | 49 | 49 | 49 | 49 | 49 | 49 | 10
COT-05 | 2041-07-01 | 7 | 2041 | 2041 | SUMMER | 45 | 45 | 45 | 45 | 45 | 45 | 10 | 48 | 48 | 48 | 48 | 48 | 48 | 10
COT-05 | 2041-08-01 | 8 | 2041 | 2041 | SUMMER | 45 | 45 | 45 | 45 | 45 | 45 | 10 | 48 | 48 | 48 | 48 | 48 | 48 | 10
COT-05 | 2041-09-01 | 9 | 2041 | 2041 | SUMMER | 49 | 49 | 49 | 49 | 49 | 49 | 10 | 49 | 49 | 49 | 49 | 49 | 49 | 10
COT-05 | 2041-10-01 | 10 | 2042 | 2041 | FALL | 53 | 53 | 53 | 53 | 53 | 53 | 10 | 52 | 52 | 52 | 52 | 52 | 52 | 10
COT-05 | 2041-11-01 | 11 | 2042 | 2041 | FALL | 56 | 56 | 56 | 56 | 56 | 56 | 10 | 54 | 54 | 54 | 54 | 54 | 54 | 10
COT-05 | 2041-12-01 | 12 | 2042 | 2041 | WINTER | 61 | 61 | 61 | 61 | 61 | 61 | 10 | 56 | 56 | 56 | 56 | 56 | 56 | 10
COT-05 | 2042-01-01 | 1 | 2042 | 2042 | WINTER | 61 | 61 | 61 | 61 | 61 | 61 | 10 | 56 | 56 | 56 | 56 | 56 | 56 | 10
COT-05 | 2042-02-01 | 2 | 2042 | 2042 | WINTER | 59 | 59 | 59 | 59 | 59 | 59 | 10 | 55 | 55 | 55 | 55 | 55 | 55 | 10
COT-05 | 2042-03-01 | 3 | 2042 | 2042 | WINTER | 56 | 56 | 56 | 56 | 56 | 56 | 10 | 54 | 54 | 54 | 54 | 54 | 54 | 10
COT-05 | 2042-04-01 | 4 | 2042 | 2042 | SPRING | 53 | 53 | 53 | 53 | 53 | 53 | 10 | 52 | 52 | 52 | 52 | 52 | 52 | 10
COT-05 | 2042-05-01 | 5 | 2042 | 2042 | SPRING | 49 | 49 | 49 | 49 | 49 | 49 | 10 | 50 | 50 | 50 | 50 | 50 | 50 | 10
COT-05 | 2042-06-01 | 6 | 2042 | 2042 | SUMMER | 45 | 45 | 45 | 45 | 45 | 45 | 10 | 49 | 49 | 49 | 49 | 49 | 49 | 10
COT-05 | 2042-07-01 | 7 | 2042 | 2042 | SUMMER | 45 | 45 | 45 | 45 | 45 | 45 | 10 | 48 | 48 | 48 | 48 | 48 | 48 | 10
COT-05 | 2042-08-01 | 8 | 2042 | 2042 | SUMMER | 45 | 45 | 45 | 45 | 45 | 45 | 10 | 48 | 48 | 48 | 48 | 48 | 48 | 10
COT-05 | 2042-09-01 | 9 | 2042 | 2042 | SUMMER | 49 | 49 | 49 | 49 | 49 | 49 | 10 | 49 | 49 | 49 | 49 | 49 | 49 | 10
COT-05 | 2042-10-01 | 10 | 2043 | 2042 | FALL | 53 | 53 | 53 | 53 | 53 | 53 | 10 | 52 | 52 | 52 | 52 | 52 | 52 | 10
COT-05 | 2042-11-01 | 11 | 2043 | 2042 | FALL | 56 | 56 | 56 | 56 | 56 | 56 | 10 | 54 | 54 | 54 | 54 | 54 | 54 | 10
COT-05 | 2042-12-01 | 12 | 2043 | 2042 | WINTER | 61 | 61 | 61 | 61 | 61 | 61 | 10 | 56 | 56 | 56 | 56 | 56 | 56 | 10
COT-05 | 2043-01-01 | 1 | 2043 | 2043 | WINTER | 61 | 61 | 61 | 61 | 61 | 61 | 10 | 56 | 56 | 56 | 56 | 56 | 56 | 10
COT-05 | 2043-02-01 | 2 | 2043 | 2043 | WINTER | 59 | 59 | 59 | 59 | 59 | 59 | 10 | 55 | 55 | 55 | 55 | 55 | 55 | 10
COT-05 | 2043-03-01 | 3 | 2043 | 2043 | WINTER | 56 | 56 | 56 | 56 | 56 | 56 | 10 | 54 | 54 | 54 | 54 | 54 | 54 | 10
COT-05 | 2043-04-01 | 4 | 2043 | 2043 | SPRING | 53 | 53 | 53 | 53 | 53 | 53 | 10 | 52 | 52 | 52 | 52 | 52 | 52 | 10
COT-05 | 2043-05-01 | 5 | 2043 | 2043 | SPRING | 49 | 49 | 49 | 49 | 49 | 49 | 10 | 50 | 50 | 50 | 50 | 50 | 50 | 10
COT-05 | 2043-06-01 | 6 | 2043 | 2043 | SUMMER | 45 | 45 | 45 | 45 | 45 | 45 | 10 | 49 | 49 | 49 | 49 | 49 | 49 | 10
COT-05 | 2043-07-01 | 7 | 2043 | 2043 | SUMMER | 45 | 45 | 45 | 45 | 45 | 45 | 10 | 48 | 48 | 48 | 48 | 48 | 48 | 10
COT-05 | 2043-08-01 | 8 | 2043 | 2043 | SUMMER | 45 | 45 | 45 | 45 | 45 | 45 | 10 | 48 | 48 | 48 | 48 | 48 | 48 | 10
COT-05 | 2043-09-01 | 9 | 2043 | 2043 | SUMMER | 49 | 49 | 49 | 49 | 49 | 49 | 10 | 49 | 49 | 49 | 49 | 49 | 49 | 10
COT-05 | 2043-10-01 | 10 | 2044 | 2043 | FALL | 53 | 53 | 53 | 53 | 53 | 53 | 10 | 52 | 52 | 52 | 52 | 52 | 52 | 10
COT-05 | 2043-11-01 | 11 | 2044 | 2043 | FALL | 56 | 56 | 56 | 56 | 56 | 56 | 10 | 54 | 54 | 54 | 54 | 54 | 54 | 10
COT-05 | 2043-12-01 | 12 | 2044 | 2043 | WINTER | 61 | 61 | 61 | 61 | 61 | 61 | 10 | 56 | 56 | 56 | 56 | 56 | 56 | 10
COT-05 | 2044-01-01 | 1 | 2044 | 2044 | WINTER | 61 | 61 | 61 | 61 | 61 | 61 | 10 | 56 | 56 | 56 | 56 | 56 | 56 | 10
COT-05 | 2044-02-01 | 2 | 2044 | 2044 | WINTER | 59 | 59 | 59 | 59 | 59 | 59 | 10 | 55 | 55 | 55 | 55 | 55 | 55 | 10
COT-05 | 2044-03-01 | 3 | 2044 | 2044 | WINTER | 56 | 56 | 56 | 56 | 56 | 56 | 10 | 54 | 54 | 54 | 54 | 54 | 54 | 10
COT-05 | 2044-04-01 | 4 | 2044 | 2044 | SPRING | 53 | 53 | 53 | 53 | 53 | 53 | 10 | 52 | 52 | 52 | 52 | 52 | 52 | 10
COT-05 | 2044-05-01 | 5 | 2044 | 2044 | SPRING | 49 | 49 | 49 | 49 | 49 | 49 | 10 | 50 | 50 | 50 | 50 | 50 | 50 | 10
COT-05 | 2044-06-01 | 6 | 2044 | 2044 | SUMMER | 45 | 45 | 45 | 45 | 45 | 45 | 10 | 49 | 49 | 49 | 49 | 49 | 49 | 10
COT-05 | 2044-07-01 | 7 | 2044 | 2044 | SUMMER | 45 | 45 | 45 | 45 | 45 | 45 | 10 | 48 | 48 | 48 | 48 | 48 | 48 | 10
COT-05 | 2044-08-01 | 8 | 2044 | 2044 | SUMMER | 45 | 45 | 45 | 45 | 45 | 45 | 10 | 48 | 48 | 48 | 48 | 48 | 48 | 10
COT-05 | 2044-09-01 | 9 | 2044 | 2044 | SUMMER | 49 | 49 | 49 | 49 | 49 | 49 | 10 | 49 | 49 | 49 | 49 | 49 | 49 | 10
COT-05 | 2044-10-01 | 10 | 2045 | 2044 | FALL | 53 | 53 | 53 | 53 | 53 | 53 | 10 | 52 | 52 | 52 | 52 | 52 | 52 | 10
COT-05 | 2044-11-01 | 11 | 2045 | 2044 | FALL | 56 | 56 | 56 | 56 | 56 | 56 | 10 | 54 | 54 | 54 | 54 | 54 | 54 | 10
COT-05 | 2044-12-01 | 12 | 2045 | 2044 | WINTER | 61 | 61 | 61 | 61 | 61 | 61 | 10 | 56 | 56 | 56 | 56 | 56 | 56 | 10
COT-05 | 2045-01-01 | 1 | 2045 | 2045 | WINTER | 61 | 61 | 61 | 61 | 61 | 61 | 10 | 56 | 56 | 56 | 56 | 56 | 56 | 10
COT-05 | 2045-02-01 | 2 | 2045 | 2045 | WINTER | 59 | 59 | 59 | 59 | 59 | 59 | 10 | 55 | 55 | 55 | 55 | 55 | 55 | 10
COT-05 | 2045-03-01 | 3 | 2045 | 2045 | WINTER | 56 | 56 | 56 | 56 | 56 | 56 | 10 | 54 | 54 | 54 | 54 | 54 | 54 | 10
COT-05 | 2045-04-01 | 4 | 2045 | 2045 | SPRING | 53 | 53 | 53 | 53 | 53 | 53 | 10 | 52 | 52 | 52 | 52 | 52 | 52 | 10
COT-05 | 2045-05-01 | 5 | 2045 | 2045 | SPRING | 49 | 49 | 49 | 49 | 49 | 49 | 10 | 50 | 50 | 50 | 50 | 50 | 50 | 10
COT-05 | 2045-06-01 | 6 | 2045 | 2045 | SUMMER | 45 | 45 | 45 | 45 | 45 | 45 | 10 | 49 | 49 | 49 | 49 | 49 | 49 | 10
COT-05 | 2045-07-01 | 7 | 2045 | 2045 | SUMMER | 45 | 45 | 45 | 45 | 45 | 45 | 10 | 48 | 48 | 48 | 48 | 48 | 48 | 10
COT-05 | 2045-08-01 | 8 | 2045 | 2045 | SUMMER | 45 | 45 | 45 | 45 | 45 | 45 | 10 | 48 | 48 | 48 | 48 | 48 | 48 | 10
COT-05 | 2045-09-01 | 9 | 2045 | 2045 | SUMMER | 49 | 49 | 49 | 49 | 49 | 49 | 10 | 49 | 49 | 49 | 49 | 49 | 49 | 10
COT-05 | 2045-10-01 | 10 | 2046 | 2045 | FALL | 53 | 53 | 53 | 53 | 53 | 53 | 10 | 52 | 52 | 52 | 52 | 52 | 52 | 10
COT-05 | 2045-11-01 | 11 | 2046 | 2045 | FALL | 56 | 56 | 56 | 56 | 56 | 56 | 10 | 54 | 54 | 54 | 54 | 54 | 54 | 10
COT-05 | 2045-12-01 | 12 | 2046 | 2045 | WINTER | 61 | 61 | 61 | 61 | 61 | 61 | 10 | 56 | 56 | 56 | 56 | 56 | 56 | 10
COT-05 | 2046-01-01 | 1 | 2046 | 2046 | WINTER | 61 | 61 | 61 | 61 | 61 | 61 | 10 | 56 | 56 | 56 | 56 | 56 | 56 | 10
COT-05 | 2046-02-01 | 2 | 2046 | 2046 | WINTER | 59 | 59 | 59 | 59 | 59 | 59 | 10 | 55 | 55 | 55 | 55 | 55 | 55 | 10
COT-05 | 2046-03-01 | 3 | 2046 | 2046 | WINTER | 56 | 56 | 56 | 56 | 56 | 56 | 10 | 54 | 54 | 54 | 54 | 54 | 54 | 10
COT-05 | 2046-04-01 | 4 | 2046 | 2046 | SPRING | 53 | 53 | 53 | 53 | 53 | 53 | 10 | 52 | 52 | 52 | 52 | 52 | 52 | 10
COT-05 | 2046-05-01 | 5 | 2046 | 2046 | SPRING | 49 | 49 | 49 | 49 | 49 | 49 | 10 | 50 | 50 | 50 | 50 | 50 | 50 | 10
COT-05 | 2046-06-01 | 6 | 2046 | 2046 | SUMMER | 45 | 45 | 45 | 45 | 45 | 45 | 10 | 49 | 49 | 49 | 49 | 49 | 49 | 10
COT-05 | 2046-07-01 | 7 | 2046 | 2046 | SUMMER | 45 | 45 | 45 | 45 | 45 | 45 | 10 | 48 | 48 | 48 | 48 | 48 | 48 | 10
COT-05 | 2046-08-01 | 8 | 2046 | 2046 | SUMMER | 45 | 45 | 45 | 45 | 45 | 45 | 10 | 48 | 48 | 48 | 48 | 48 | 48 | 10
COT-05 | 2046-09-01 | 9 | 2046 | 2046 | SUMMER | 49 | 49 | 49 | 49 | 49 | 49 | 10 | 49 | 49 | 49 | 49 | 49 | 49 | 10
COT-05 | 2046-10-01 | 10 | 2047 | 2046 | FALL | 53 | 53 | 53 | 53 | 53 | 53 | 10 | 52 | 52 | 52 | 52 | 52 | 52 | 10
COT-05 | 2046-11-01 | 11 | 2047 | 2046 | FALL | 56 | 56 | 56 | 56 | 56 | 56 | 10 | 54 | 54 | 54 | 54 | 54 | 54 | 10
COT-05 | 2046-12-01 | 12 | 2047 | 2046 | WINTER | 61 | 61 | 61 | 61 | 61 | 61 | 10 | 56 | 56 | 56 | 56 | 56 | 56 | 10
COT-05 | 2047-01-01 | 1 | 2047 | 2047 | WINTER | 61 | 61 | 61 | 61 | 61 | 61 | 10 | 56 | 56 | 56 | 56 | 56 | 56 | 10
COT-05 | 2047-02-01 | 2 | 2047 | 2047 | WINTER | 59 | 59 | 59 | 59 | 59 | 59 | 10 | 55 | 55 | 55 | 55 | 55 | 55 | 10
COT-05 | 2047-03-01 | 3 | 2047 | 2047 | WINTER | 56 | 56 | 56 | 56 | 56 | 56 | 10 | 54 | 54 | 54 | 54 | 54 | 54 | 10
COT-05 | 2047-04-01 | 4 | 2047 | 2047 | SPRING | 53 | 53 | 53 | 53 | 53 | 53 | 10 | 52 | 52 | 52 | 52 | 52 | 52 | 10
COT-05 | 2047-05-01 | 5 | 2047 | 2047 | SPRING | 49 | 49 | 49 | 49 | 49 | 49 | 10 | 50 | 50 | 50 | 50 | 50 | 50 | 10
COT-05 | 2047-06-01 | 6 | 2047 | 2047 | SUMMER | 45 | 45 | 45 | 45 | 45 | 45 | 10 | 49 | 49 | 49 | 49 | 49 | 49 | 10
COT-05 | 2047-07-01 | 7 | 2047 | 2047 | SUMMER | 45 | 45 | 45 | 45 | 45 | 45 | 10 | 48 | 48 | 48 | 48 | 48 | 48 | 10
COT-05 | 2047-08-01 | 8 | 2047 | 2047 | SUMMER | 45 | 45 | 45 | 45 | 45 | 45 | 10 | 48 | 48 | 48 | 48 | 48 | 48 | 10
COT-05 | 2047-09-01 | 9 | 2047 | 2047 | SUMMER | 49 | 49 | 49 | 49 | 49 | 49 | 10 | 49 | 49 | 49 | 49 | 49 | 49 | 10
COT-06 | 2016-10-01 | 10 | 2017 | 2016 | FALL | 53 | 53 | 53 | 53 | 53 | 53 | 10 | 52 | 52 | 52 | 52 | 52 | 52 | 10
COT-06 | 2016-11-01 | 11 | 2017 | 2016 | FALL | 56 | 56 | 56 | 56 | 56 | 56 | 10 | 54 | 54 | 54 | 54 | 54 | 54 | 10
COT-06 | 2016-12-01 | 12 | 2017 | 2016 | WINTER | 61 | 61 | 61 | 61 | 61 | 61 | 10 | 56 | 56 | 56 | 56 | 56 | 56 | 10
COT-06 | 2017-01-01 | 1 | 2017 | 2017 | WINTER | 61 | 61 | 61 | 61 | 61 | 61 | 10 | 56 | 56 | 56 | 56 | 56 | 56 | 10
COT-06 | 2017-02-01 | 2 | 2017 | 2017 | WINTER | 59 | 59 | 59 | 59 | 59 | 59 | 10 | 55 | 55 | 55 | 55 | 55 | 55 | 10
COT-06 | 2017-03-01 | 3 | 2017 | 2017 | WINTER | 56 | 56 | 56 | 56 | 56 | 56 | 10 | 54 | 54 | 54 | 54 | 54 | 54 | 10
COT-06 | 2017-04-01 | 4 | 2017 | 2017 | SPRING | 53 | 53 | 53 | 53 | 53 | 53 | 10 | 52 | 52 | 52 | 52 | 52 | 52 | 10
COT-06 | 2017-05-01 | 5 | 2017 | 2017 | SPRING | 49 | 49 | 49 | 49 | 49 | 49 | 10 | 50 | 50 | 50 | 50 | 50 | 50 | 10
COT-06 | 2017-06-01 | 6 | 2017 | 2017 | SUMMER | 45 | 45 | 45 | 45 | 45 | 45 | 10 | 49 | 49 | 49 | 49 | 49 | 49 | 10
COT-06 | 2017-07-01 | 7 | 2017 | 2017 | SUMMER | 45 | 45 | 45 | 45 | 45 | 45 | 10 | 48 | 48 | 48 | 48 | 48 | 48 | 10
COT-06 | 2017-08-01 | 8 | 2017 | 2017 | SUMMER | 45 | 45 | 45 | 45 | 45 | 45 | 10 | 48 | 48 | 48 | 48 | 48 | 48 | 10
COT-06 | 2017-09-01 | 9 | 2017 | 2017 | SUMMER | 49 | 49 | 49 | 49 | 49 | 49 | 10 | 49 | 49 | 49 | 49 | 49 | 49 | 10
COT-06 | 2017-10-01 | 10 | 2018 | 2017 | FALL | 53 | 53 | 53 | 53 | 53 | 53 | 10 | 52 | 52 | 52 | 52 | 52 | 52 | 10
COT-06 | 2017-11-01 | 11 | 2018 | 2017 | FALL | 56 | 56 | 56 | 56 | 56 | 56 | 10 | 54 | 54 | 54 | 54 | 54 | 54 | 10
COT-06 | 2017-12-01 | 12 | 2018 | 2017 | WINTER | 61 | 61 | 61 | 61 | 61 | 61 | 10 | 56 | 56 | 56 | 56 | 56 | 56 | 10
COT-06 | 2018-01-01 | 1 | 2018 | 2018 | WINTER | 61 | 61 | 61 | 61 | 61 | 61 | 10 | 56 | 56 | 56 | 56 | 56 | 56 | 10
COT-06 | 2018-02-01 | 2 | 2018 | 2018 | WINTER | 59 | 59 | 59 | 59 | 59 | 59 | 10 | 55 | 55 | 55 | 55 | 55 | 55 | 10
COT-06 | 2018-03-01 | 3 | 2018 | 2018 | WINTER | 56 | 56 | 56 | 56 | 56 | 56 | 10 | 54 | 54 | 54 | 54 | 54 | 54 | 10
COT-06 | 2018-04-01 | 4 | 2018 | 2018 | SPRING | 53 | 53 | 53 | 53 | 53 | 53 | 10 | 52 | 52 | 52 | 52 | 52 | 52 | 10
COT-06 | 2018-05-01 | 5 | 2018 | 2018 | SPRING | 49 | 49 | 49 | 49 | 49 | 49 | 10 | 50 | 50 | 50 | 50 | 50 | 50 | 10
COT-06 | 2018-06-01 | 6 | 2018 | 2018 | SUMMER | 45 | 45 | 45 | 45 | 45 | 45 | 10 | 49 | 49 | 49 | 49 | 49 | 49 | 10
COT-06 | 2018-07-01 | 7 | 2018 | 2018 | SUMMER | 45 | 45 | 45 | 45 | 45 | 45 | 10 | 48 | 48 | 48 | 48 | 48 | 48 | 10
COT-06 | 2018-08-01 | 8 | 2018 | 2018 | SUMMER | 45 | 45 | 45 | 45 | 45 | 45 | 10 | 48 | 48 | 48 | 48 | 48 | 48 | 10
COT-06 | 2018-09-01 | 9 | 2018 | 2018 | SUMMER | 49 | 49 | 49 | 49 | 49 | 49 | 10 | 49 | 49 | 49 | 49 | 49 | 49 | 10
COT-06 | 2018-10-01 | 10 | 2019 | 2018 | FALL | 53 | 53 | 53 | 53 | 53 | 53 | 10 | 52 | 52 | 52 | 52 | 52 | 52 | 10
COT-06 | 2018-11-01 | 11 | 2019 | 2018 | FALL | 56 | 56 | 56 | 56 | 56 | 56 | 10 | 54 | 54 | 54 | 54 | 54 | 54 | 10
COT-06 | 2018-12-01 | 12 | 2019 | 2018 | WINTER | 61 | 61 | 61 | 61 | 61 | 61 | 10 | 56 | 56 | 56 | 56 | 56 | 56 | 10
COT-06 | 2019-01-01 | 1 | 2019 | 2019 | WINTER | 61 | 61 | 61 | 61 | 61 | 61 | 10 | 56 | 56 | 56 | 56 | 56 | 56 | 10
COT-06 | 2019-02-01 | 2 | 2019 | 2019 | WINTER | 59 | 59 | 59 | 59 | 59 | 59 | 10 | 55 | 55 | 55 | 55 | 55 | 55 | 10
COT-06 | 2019-03-01 | 3 | 2019 | 2019 | WINTER | 56 | 56 | 56 | 56 | 56 | 56 | 10 | 54 | 54 | 54 | 54 | 54 | 54 | 10
COT-06 | 2019-04-01 | 4 | 2019 | 2019 | SPRING | 53 | 53 | 53 | 53 | 53 | 53 | 10 | 52 | 52 | 52 | 52 | 52 | 52 | 10
COT-06 | 2019-05-01 | 5 | 2019 | 2019 | SPRING | 49 | 49 | 49 | 49 | 49 | 49 | 10 | 50 | 50 | 50 | 50 | 50 | 50 | 10
COT-06 | 2019-06-01 | 6 | 2019 | 2019 | SUMMER | 45 | 45 | 45 | 45 | 45 | 45 | 10 | 49 | 49 | 49 | 49 | 49 | 49 | 10
COT-06 | 2019-07-01 | 7 | 2019 | 2019 | SUMMER | 45 | 45 | 45 | 45 | 45 | 45 | 10 | 48 | 48 | 48 | 48 | 48 | 48 | 10
COT-06 | 2019-08-01 | 8 | 2019 | 2019 | SUMMER | 45 | 45 | 45 | 45 | 45 | 45 | 10 | 48 | 48 | 48 | 48 | 48 | 48 | 10
COT-06 | 2019-09-01 | 9 | 2019 | 2019 | SUMMER | 49 | 49 | 49 | 49 | 49 | 49 | 10 | 49 | 49 | 49 | 49 | 49 | 49 | 10
COT-06 | 2019-10-01 | 10 | 2020 | 2019 | FALL | 53 | 53 | 53 | 53 | 53 | 53 | 10 | 52 | 52 | 52 | 52 | 52 | 52 | 10
COT-06 | 2019-11-01 | 11 | 2020 | 2019 | FALL | 56 | 56 | 56 | 56 | 56 | 56 | 10 | 54 | 54 | 54 | 54 | 54 | 54 | 10
COT-06 | 2019-12-01 | 12 | 2020 | 2019 | WINTER | 61 | 61 | 61 | 61 | 61 | 61 | 10 | 56 | 56 | 56 | 56 | 56 | 56 | 10
COT-06 | 2020-01-01 | 1 | 2020 | 2020 | WINTER | 61 | 61 | 61 | 61 | 61 | 61 | 10 | 56 | 56 | 56 | 56 | 56 | 56 | 10
COT-06 | 2020-02-01 | 2 | 2020 | 2020 | WINTER | 59 | 59 | 59 | 59 | 59 | 59 | 10 | 55 | 55 | 55 | 55 | 55 | 55 | 10
COT-06 | 2020-03-01 | 3 | 2020 | 2020 | WINTER | 56 | 56 | 56 | 56 | 56 | 56 | 10 | 54 | 54 | 54 | 54 | 54 | 54 | 10
COT-06 | 2020-04-01 | 4 | 2020 | 2020 | SPRING | 53 | 53 | 53 | 53 | 53 | 53 | 10 | 52 | 52 | 52 | 52 | 52 | 52 | 10
COT-06 | 2020-05-01 | 5 | 2020 | 2020 | SPRING | 49 | 49 | 49 | 49 | 49 | 49 | 10 | 50 | 50 | 50 | 50 | 50 | 50 | 10
COT-06 | 2020-06-01 | 6 | 2020 | 2020 | SUMMER | 45 | 45 | 45 | 45 | 45 | 45 | 10 | 49 | 49 | 49 | 49 | 49 | 49 | 10
COT-06 | 2020-07-01 | 7 | 2020 | 2020 | SUMMER | 45 | 45 | 45 | 45 | 45 | 45 | 10 | 48 | 48 | 48 | 48 | 48 | 48 | 10
COT-06 | 2020-08-01 | 8 | 2020 | 2020 | SUMMER | 45 | 45 | 45 | 45 | 45 | 45 | 10 | 48 | 48 | 48 | 48 | 48 | 48 | 10
COT-06 | 2020-09-01 | 9 | 2020 | 2020 | SUMMER | 49 | 49 | 49 | 49 | 49 | 49 | 10 | 49 | 49 | 49 | 49 | 49 | 49 | 10
COT-06 | 2020-10-01 | 10 | 2021 | 2020 | FALL | 53 | 53 | 53 | 53 | 53 | 53 | 10 | 52 | 52 | 52 | 52 | 52 | 52 | 10
COT-06 | 2020-11-01 | 11 | 2021 | 2020 | FALL | 56 | 56 | 56 | 56 | 56 | 56 | 10 | 54 | 54 | 54 | 54 | 54 | 54 | 10
COT-06 | 2020-12-01 | 12 | 2021 | 2020 | WINTER | 61 | 61 | 61 | 61 | 61 | 61 | 10 | 56 | 56 | 56 | 56 | 56 | 56 | 10
COT-06 | 2021-01-01 | 1 | 2021 | 2021 | WINTER | 61 | 61 | 61 | 61 | 61 | 61 | 10 | 56 | 56 | 56 | 56 | 56 | 56 | 10
COT-06 | 2021-02-01 | 2 | 2021 | 2021 | WINTER | 59 | 59 | 59 | 59 | 59 | 59 | 10 | 55 | 55 | 55 | 55 | 55 | 55 | 10
COT-06 | 2021-03-01 | 3 | 2021 | 2021 | WINTER | 56 | 56 | 56 | 56 | 56 | 56 | 10 | 54 | 54 | 54 | 54 | 54 | 54 | 10
COT-06 | 2021-04-01 | 4 | 2021 | 2021 | SPRING | 53 | 53 | 53 | 53 | 53 | 53 | 10 | 52 | 52 | 52 | 52 | 52 | 52 | 10
COT-06 | 2021-05-01 | 5 | 2021 | 2021 | SPRING | 49 | 49 | 49 | 49 | 49 | 49 | 10 | 50 | 50 | 50 | 50 | 50 | 50 | 10
COT-06 | 2021-06-01 | 6 | 2021 | 2021 | SUMMER | 45 | 45 | 45 | 45 | 45 | 45 | 10 | 49 | 49 | 49 | 49 | 49 | 49 | 10
COT-06 | 2021-07-01 | 7 | 2021 | 2021 | SUMMER | 45 | 45 | 45 | 45 | 45 | 45 | 10 | 48 | 48 | 48 | 48 | 48 | 48 | 10
COT-06 | 2021-08-01 | 8 | 2021 | 2021 | SUMMER | 45 | 45 | 45 | 45 | 45 | 45 | 10 | 48 | 48 | 48 | 48 | 48 | 48 | 10
COT-06 | 2021-09-01 | 9 | 2021 | 2021 | SUMMER | 49 | 49 | 49 | 49 | 49 | 49 | 10 | 49 | 49 | 49 | 49 | 49 | 49 | 10
COT-06 | 2021-10-01 | 10 | 2022 | 2021 | FALL | 53 | 53 | 53 | 53 | 53 | 53 | 10 | 52 | 52 | 52 | 52 | 52 | 52 | 10
COT-06 | 2021-11-01 | 11 | 2022 | 2021 | FALL | 56 | 56 | 56 | 56 | 56 | 56 | 10 | 54 | 54 | 54 | 54 | 54 | 54 | 10
COT-06 | 2021-12-01 | 12 | 2022 | 2021 | WINTER | 61 | 61 | 61 | 61 | 61 | 61 | 10 | 56 | 56 | 56 | 56 | 56 | 56 | 10
COT-06 | 2022-01-01 | 1 | 2022 | 2022 | WINTER | 61 | 61 | 61 | 61 | 61 | 61 | 10 | 56 | 56 | 56 | 56 | 56 | 56 | 10
COT-06 | 2022-02-01 | 2 | 2022 | 2022 | WINTER | 59 | 59 | 59 | 59 | 59 | 59 | 10 | 55 | 55 | 55 | 55 | 55 | 55 | 10
COT-06 | 2022-03-01 | 3 | 2022 | 2022 | WINTER | 56 | 56 | 56 | 56 | 56 | 56 | 10 | 54 | 54 | 54 | 54 | 54 | 54 | 10
COT-06 | 2022-04-01 | 4 | 2022 | 2022 | SPRING | 53 | 53 | 53 | 53 | 53 | 53 | 10 | 52 | 52 | 52 | 52 | 52 | 52 | 10
COT-06 | 2022-05-01 | 5 | 2022 | 2022 | SPRING | 49 | 49 | 49 | 49 | 49 | 49 | 10 | 50 | 50 | 50 | 50 | 50 | 50 | 10
COT-06 | 2022-06-01 | 6 | 2022 | 2022 | SUMMER | 45 | 45 | 45 | 45 | 45 | 45 | 10 | 49 | 49 | 49 | 49 | 49 | 49 | 10
COT-06 | 2022-07-01 | 7 | 2022 | 2022 | SUMMER | 45 | 45 | 45 | 45 | 45 | 45 | 10 | 48 | 48 | 48 | 48 | 48 | 48 | 10
COT-06 | 2022-08-01 | 8 | 2022 | 2022 | SUMMER | 45 | 45 | 45 | 45 | 45 | 45 | 10 | 48 | 48 | 48 | 48 | 48 | 48 | 10
COT-06 | 2022-09-01 | 9 | 2022 | 2022 | SUMMER | 49 | 49 | 49 | 49 | 49 | 49 | 10 | 49 | 49 | 49 | 49 | 49 | 49 | 10
COT-06 | 2022-10-01 | 10 | 2023 | 2022 | FALL | 53 | 53 | 53 | 53 | 53 | 53 | 10 | 52 | 52 | 52 | 52 | 52 | 52 | 10
COT-06 | 2022-11-01 | 11 | 2023 | 2022 | FALL | 56 | 56 | 56 | 56 | 56 | 56 | 10 | 54 | 54 | 54 | 54 | 54 | 54 | 10
COT-06 | 2022-12-01 | 12 | 2023 | 2022 | WINTER | 61 | 61 | 61 | 61 | 61 | 61 | 10 | 56 | 56 | 56 | 56 | 56 | 56 | 10
COT-06 | 2023-01-01 | 1 | 2023 | 2023 | WINTER | 61 | 61 | 61 | 61 | 61 | 61 | 10 | 56 | 56 | 56 | 56 | 56 | 56 | 10
COT-06 | 2023-02-01 | 2 | 2023 | 2023 | WINTER | 59 | 59 | 59 | 59 | 59 | 59 | 10 | 55 | 55 | 55 | 55 | 55 | 55 | 10
COT-06 | 2023-03-01 | 3 | 2023 | 2023 | WINTER | 56 | 56 | 56 | 56 | 56 | 56 | 10 | 54 | 54 | 54 | 54 | 54 | 54 | 10
COT-06 | 2023-04-01 | 4 | 2023 | 2023 | SPRING | 53 | 53 | 53 | 53 | 53 | 53 | 10 | 52 | 52 | 52 | 52 | 52 | 52 | 10
COT-06 | 2023-05-01 | 5 | 2023 | 2023 | SPRING | 49 | 49 | 49 | 49 | 49 | 49 | 10 | 50 | 50 | 50 | 50 | 50 | 50 | 10
COT-06 | 2023-06-01 | 6 | 2023 | 2023 | SUMMER | 45 | 45 | 45 | 45 | 45 | 45 | 10 | 49 | 49 | 49 | 49 | 49 | 49 | 10
COT-06 | 2023-07-01 | 7 | 2023 | 2023 | SUMMER | 45 | 45 | 45 | 45 | 45 | 45 | 10 | 48 | 48 | 48 | 48 | 48 | 48 | 10
COT-06 | 2023-08-01 | 8 | 2023 | 2023 | SUMMER | 45 | 45 | 45 | 45 | 45 | 45 | 10 | 48 | 48 | 48 | 48 | 48 | 48 | 10
COT-06 | 2023-09-01 | 9 | 2023 | 2023 | SUMMER | 49 | 49 | 49 | 49 | 49 | 49 | 10 | 49 | 49 | 49 | 49 | 49 | 49 | 10
COT-06 | 2023-10-01 | 10 | 2024 | 2023 | FALL | 53 | 53 | 53 | 53 | 53 | 53 | 10 | 52 | 52 | 52 | 52 | 52 | 52 | 10
COT-06 | 2023-11-01 | 11 | 2024 | 2023 | FALL | 56 | 56 | 56 | 56 | 56 | 56 | 10 | 54 | 54 | 54 | 54 | 54 | 54 | 10
COT-06 | 2023-12-01 | 12 | 2024 | 2023 | WINTER | 61 | 61 | 61 | 61 | 61 | 61 | 10 | 56 | 56 | 56 | 56 | 56 | 56 | 10
COT-06 | 2024-01-01 | 1 | 2024 | 2024 | WINTER | 61 | 61 | 61 | 61 | 61 | 61 | 10 | 56 | 56 | 56 | 56 | 56 | 56 | 10
COT-06 | 2024-02-01 | 2 | 2024 | 2024 | WINTER | 59 | 59 | 59 | 59 | 59 | 59 | 10 | 55 | 55 | 55 | 55 | 55 | 55 | 10
COT-06 | 2024-03-01 | 3 | 2024 | 2024 | WINTER | 56 | 56 | 56 | 56 | 56 | 56 | 10 | 54 | 54 | 54 | 54 | 54 | 54 | 10
COT-06 | 2024-04-01 | 4 | 2024 | 2024 | SPRING | 53 | 53 | 53 | 53 | 53 | 53 | 10 | 52 | 52 | 52 | 52 | 52 | 52 | 10
COT-06 | 2024-05-01 | 5 | 2024 | 2024 | SPRING | 49 | 49 | 49 | 49 | 49 | 49 | 10 | 50 | 50 | 50 | 50 | 50 | 50 | 10
COT-06 | 2024-06-01 | 6 | 2024 | 2024 | SUMMER | 45 | 45 | 45 | 45 | 45 | 45 | 10 | 49 | 49 | 49 | 49 | 49 | 49 | 10
COT-06 | 2024-07-01 | 7 | 2024 | 2024 | SUMMER | 45 | 45 | 45 | 45 | 45 | 45 | 10 | 48 | 48 | 48 | 48 | 48 | 48 | 10
COT-06 | 2024-08-01 | 8 | 2024 | 2024 | SUMMER | 45 | 45 | 45 | 45 | 45 | 45 | 10 | 48 | 48 | 48 | 48 | 48 | 48 | 10
COT-06 | 2024-09-01 | 9 | 2024 | 2024 | SUMMER | 49 | 49 | 49 | 49 | 49 | 49 | 10 | 49 | 49 | 49 | 49 | 49 | 49 | 10
COT-06 | 2024-10-01 | 10 | 2025 | 2024 | FALL | 53 | 53 | 53 | 53 | 53 | 53 | 10 | 52 | 52 | 52 | 52 | 52 | 52 | 10
COT-06 | 2024-11-01 | 11 | 2025 | 2024 | FALL | 56 | 56 | 56 | 56 | 56 | 56 | 10 | 54 | 54 | 54 | 54 | 54 | 54 | 10
COT-06 | 2024-12-01 | 12 | 2025 | 2024 | WINTER | 61 | 61 | 61 | 61 | 61 | 61 | 10 | 56 | 56 | 56 | 56 | 56 | 56 | 10
COT-06 | 2025-01-01 | 1 | 2025 | 2025 | WINTER | 61 | 61 | 61 | 61 | 61 | 61 | 10 | 56 | 56 | 56 | 56 | 56 | 56 | 10
COT-06 | 2025-02-01 | 2 | 2025 | 2025 | WINTER | 59 | 59 | 59 | 59 | 59 | 59 | 10 | 55 | 55 | 55 | 55 | 55 | 55 | 10
COT-06 | 2025-03-01 | 3 | 2025 | 2025 | WINTER | 56 | 56 | 56 | 56 | 56 | 56 | 10 | 54 | 54 | 54 | 54 | 54 | 54 | 10
COT-06 | 2025-04-01 | 4 | 2025 | 2025 | SPRING | 53 | 53 | 53 | 53 | 53 | 53 | 10 | 52 | 52 | 52 | 52 | 52 | 52 | 10
COT-06 | 2025-05-01 | 5 | 2025 | 2025 | SPRING | 49 | 49 | 49 | 49 | 49 | 49 | 10 | 50 | 50 | 50 | 50 | 50 | 50 | 10
COT-06 | 2025-06-01 | 6 | 2025 | 2025 | SUMMER | 45 | 45 | 45 | 45 | 45 | 45 | 10 | 49 | 49 | 49 | 49 | 49 | 49 | 10
COT-06 | 2025-07-01 | 7 | 2025 | 2025 | SUMMER | 45 | 45 | 45 | 45 | 45 | 45 | 10 | 48 | 48 | 48 | 48 | 48 | 48 | 10
COT-06 | 2025-08-01 | 8 | 2025 | 2025 | SUMMER | 45 | 45 | 45 | 45 | 45 | 45 | 10 | 48 | 48 | 48 | 48 | 48 | 48 | 10
COT-06 | 2025-09-01 | 9 | 2025 | 2025 | SUMMER | 49 | 49 | 49 | 49 | 49 | 49 | 10 | 49 | 49 | 49 | 49 | 49 | 49 | 10
COT-06 | 2025-10-01 | 10 | 2026 | 2025 | FALL | 53 | 53 | 53 | 53 | 53 | 53 | 10 | 52 | 52 | 52 | 52 | 52 | 52 | 10
COT-06 | 2025-11-01 | 11 | 2026 | 2025 | FALL | 56 | 56 | 56 | 56 | 56 | 56 | 10 | 54 | 54 | 54 | 54 | 54 | 54 | 10
COT-06 | 2025-12-01 | 12 | 2026 | 2025 | WINTER | 61 | 61 | 61 | 61 | 61 | 61 | 10 | 56 | 56 | 56 | 56 | 56 | 56 | 10
COT-06 | 2026-01-01 | 1 | 2026 | 2026 | WINTER | 61 | 61 | 61 | 61 | 61 | 61 | 10 | 56 | 56 | 56 | 56 | 56 | 56 | 10
COT-06 | 2026-02-01 | 2 | 2026 | 2026 | WINTER | 59 | 59 | 59 | 59 | 59 | 59 | 10 | 55 | 55 | 55 | 55 | 55 | 55 | 10
COT-06 | 2026-03-01 | 3 | 2026 | 2026 | WINTER | 56 | 56 | 56 | 56 | 56 | 56 | 10 | 54 | 54 | 54 | 54 | 54 | 54 | 10
COT-06 | 2026-04-01 | 4 | 2026 | 2026 | SPRING | 53 | 53 | 53 | 53 | 53 | 53 | 10 | 52 | 52 | 52 | 52 | 52 | 52 | 10
COT-06 | 2026-05-01 | 5 | 2026 | 2026 | SPRING | 49 | 49 | 49 | 49 | 49 | 49 | 10 | 50 | 50 | 50 | 50 | 50 | 50 | 10
COT-06 | 2026-06-01 | 6 | 2026 | 2026 | SUMMER | 45 | 45 | 45 | 45 | 45 | 45 | 10 | 49 | 49 | 49 | 49 | 49 | 49 | 10
COT-06 | 2026-07-01 | 7 | 2026 | 2026 | SUMMER | 45 | 45 | 45 | 45 | 45 | 45 | 10 | 48 | 48 | 48 | 48 | 48 | 48 | 10
COT-06 | 2026-08-01 | 8 | 2026 | 2026 | SUMMER | 45 | 45 | 45 | 45 | 45 | 45 | 10 | 48 | 48 | 48 | 48 | 48 | 48 | 10
COT-06 | 2026-09-01 | 9 | 2026 | 2026 | SUMMER | 49 | 49 | 49 | 49 | 49 | 49 | 10 | 49 | 49 | 49 | 49 | 49 | 49 | 10
COT-06 | 2026-10-01 | 10 | 2027 | 2026 | FALL | 53 | 53 | 53 | 53 | 53 | 53 | 10 | 52 | 52 | 52 | 52 | 52 | 52 | 10
COT-06 | 2026-11-01 | 11 | 2027 | 2026 | FALL | 56 | 56 | 56 | 56 | 56 | 56 | 10 | 54 | 54 | 54 | 54 | 54 | 54 | 10
COT-06 | 2026-12-01 | 12 | 2027 | 2026 | WINTER | 61 | 61 | 61 | 61 | 61 | 61 | 10 | 56 | 56 | 56 | 56 | 56 | 56 | 10
COT-06 | 2027-01-01 | 1 | 2027 | 2027 | WINTER | 61 | 61 | 61 | 61 | 61 | 61 | 10 | 56 | 56 | 56 | 56 | 56 | 56 | 10
COT-06 | 2027-02-01 | 2 | 2027 | 2027 | WINTER | 59 | 59 | 59 | 59 | 59 | 59 | 10 | 55 | 55 | 55 | 55 | 55 | 55 | 10
COT-06 | 2027-03-01 | 3 | 2027 | 2027 | WINTER | 56 | 56 | 56 | 56 | 56 | 56 | 10 | 54 | 54 | 54 | 54 | 54 | 54 | 10
COT-06 | 2027-04-01 | 4 | 2027 | 2027 | SPRING | 53 | 53 | 53 | 53 | 53 | 53 | 10 | 52 | 52 | 52 | 52 | 52 | 52 | 10
COT-06 | 2027-05-01 | 5 | 2027 | 2027 | SPRING | 49 | 49 | 49 | 49 | 49 | 49 | 10 | 50 | 50 | 50 | 50 | 50 | 50 | 10
COT-06 | 2027-06-01 | 6 | 2027 | 2027 | SUMMER | 45 | 45 | 45 | 45 | 45 | 45 | 10 | 49 | 49 | 49 | 49 | 49 | 49 | 10
COT-06 | 2027-07-01 | 7 | 2027 | 2027 | SUMMER | 45 | 45 | 45 | 45 | 45 | 45 | 10 | 48 | 48 | 48 | 48 | 48 | 48 | 10
COT-06 | 2027-08-01 | 8 | 2027 | 2027 | SUMMER | 45 | 45 | 45 | 45 | 45 | 45 | 10 | 48 | 48 | 48 | 48 | 48 | 48 | 10
COT-06 | 2027-09-01 | 9 | 2027 | 2027 | SUMMER | 49 | 49 | 49 | 49 | 49 | 49 | 10 | 49 | 49 | 49 | 49 | 49 | 49 | 10
COT-06 | 2027-10-01 | 10 | 2028 | 2027 | FALL | 53 | 53 | 53 | 53 | 53 | 53 | 10 | 52 | 52 | 52 | 52 | 52 | 52 | 10
COT-06 | 2027-11-01 | 11 | 2028 | 2027 | FALL | 56 | 56 | 56 | 56 | 56 | 56 | 10 | 54 | 54 | 54 | 54 | 54 | 54 | 10
COT-06 | 2027-12-01 | 12 | 2028 | 2027 | WINTER | 61 | 61 | 61 | 61 | 61 | 61 | 10 | 56 | 56 | 56 | 56 | 56 | 56 | 10
COT-06 | 2028-01-01 | 1 | 2028 | 2028 | WINTER | 61 | 61 | 61 | 61 | 61 | 61 | 10 | 56 | 56 | 56 | 56 | 56 | 56 | 10
COT-06 | 2028-02-01 | 2 | 2028 | 2028 | WINTER | 59 | 59 | 59 | 59 | 59 | 59 | 10 | 55 | 55 | 55 | 55 | 55 | 55 | 10
COT-06 | 2028-03-01 | 3 | 2028 | 2028 | WINTER | 56 | 56 | 56 | 56 | 56 | 56 | 10 | 54 | 54 | 54 | 54 | 54 | 54 | 10
COT-06 | 2028-04-01 | 4 | 2028 | 2028 | SPRING | 53 | 53 | 53 | 53 | 53 | 53 | 10 | 52 | 52 | 52 | 52 | 52 | 52 | 10
COT-06 | 2028-05-01 | 5 | 2028 | 2028 | SPRING | 49 | 49 | 49 | 49 | 49 | 49 | 10 | 50 | 50 | 50 | 50 | 50 | 50 | 10
COT-06 | 2028-06-01 | 6 | 2028 | 2028 | SUMMER | 45 | 45 | 45 | 45 | 45 | 45 | 10 | 49 | 49 | 49 | 49 | 49 | 49 | 10
COT-06 | 2028-07-01 | 7 | 2028 | 2028 | SUMMER | 45 | 45 | 45 | 45 | 45 | 45 | 10 | 48 | 48 | 48 | 48 | 48 | 48 | 10
COT-06 | 2028-08-01 | 8 | 2028 | 2028 | SUMMER | 45 | 45 | 45 | 45 | 45 | 45 | 10 | 48 | 48 | 48 | 48 | 48 | 48 | 10
COT-06 | 2028-09-01 | 9 | 2028 | 2028 | SUMMER | 49 | 49 | 49 | 49 | 49 | 49 | 10 | 49 | 49 | 49 | 49 | 49 | 49 | 10
COT-06 | 2028-10-01 | 10 | 2029 | 2028 | FALL | 53 | 53 | 53 | 53 | 53 | 53 | 10 | 52 | 52 | 52 | 52 | 52 | 52 | 10
COT-06 | 2028-11-01 | 11 | 2029 | 2028 | FALL | 56 | 56 | 56 | 56 | 56 | 56 | 10 | 54 | 54 | 54 | 54 | 54 | 54 | 10
COT-06 | 2028-12-01 | 12 | 2029 | 2028 | WINTER | 61 | 61 | 61 | 61 | 61 | 61 | 10 | 56 | 56 | 56 | 56 | 56 | 56 | 10
COT-06 | 2029-01-01 | 1 | 2029 | 2029 | WINTER | 61 | 61 | 61 | 61 | 61 | 61 | 10 | 56 | 56 | 56 | 56 | 56 | 56 | 10
COT-06 | 2029-02-01 | 2 | 2029 | 2029 | WINTER | 59 | 59 | 59 | 59 | 59 | 59 | 10 | 55 | 55 | 55 | 55 | 55 | 55 | 10
COT-06 | 2029-03-01 | 3 | 2029 | 2029 | WINTER | 56 | 56 | 56 | 56 | 56 | 56 | 10 | 54 | 54 | 54 | 54 | 54 | 54 | 10
COT-06 | 2029-04-01 | 4 | 2029 | 2029 | SPRING | 53 | 53 | 53 | 53 | 53 | 53 | 10 | 52 | 52 | 52 | 52 | 52 | 52 | 10
COT-06 | 2029-05-01 | 5 | 2029 | 2029 | SPRING | 49 | 49 | 49 | 49 | 49 | 49 | 10 | 50 | 50 | 50 | 50 | 50 | 50 | 10
COT-06 | 2029-06-01 | 6 | 2029 | 2029 | SUMMER | 45 | 45 | 45 | 45 | 45 | 45 | 10 | 49 | 49 | 49 | 49 | 49 | 49 | 10
COT-06 | 2029-07-01 | 7 | 2029 | 2029 | SUMMER | 45 | 45 | 45 | 45 | 45 | 45 | 10 | 48 | 48 | 48 | 48 | 48 | 48 | 10
COT-06 | 2029-08-01 | 8 | 2029 | 2029 | SUMMER | 45 | 45 | 45 | 45 | 45 | 45 | 10 | 48 | 48 | 48 | 48 | 48 | 48 | 10
COT-06 | 2029-09-01 | 9 | 2029 | 2029 | SUMMER | 49 | 49 | 49 | 49 | 49 | 49 | 10 | 49 | 49 | 49 | 49 | 49 | 49 | 10
COT-06 | 2029-10-01 | 10 | 2030 | 2029 | FALL | 53 | 53 | 53 | 53 | 53 | 53 | 10 | 52 | 52 | 52 | 52 | 52 | 52 | 10
COT-06 | 2029-11-01 | 11 | 2030 | 2029 | FALL | 56 | 56 | 56 | 56 | 56 | 56 | 10 | 54 | 54 | 54 | 54 | 54 | 54 | 10
COT-06 | 2029-12-01 | 12 | 2030 | 2029 | WINTER | 61 | 61 | 61 | 61 | 61 | 61 | 10 | 56 | 56 | 56 | 56 | 56 | 56 | 10
COT-06 | 2030-01-01 | 1 | 2030 | 2030 | WINTER | 61 | 61 | 61 | 61 | 61 | 61 | 10 | 56 | 56 | 56 | 56 | 56 | 56 | 10
COT-06 | 2030-02-01 | 2 | 2030 | 2030 | WINTER | 59 | 59 | 59 | 59 | 59 | 59 | 10 | 55 | 55 | 55 | 55 | 55 | 55 | 10
COT-06 | 2030-03-01 | 3 | 2030 | 2030 | WINTER | 56 | 56 | 56 | 56 | 56 | 56 | 10 | 54 | 54 | 54 | 54 | 54 | 54 | 10
COT-06 | 2030-04-01 | 4 | 2030 | 2030 | SPRING | 53 | 53 | 53 | 53 | 53 | 53 | 10 | 52 | 52 | 52 | 52 | 52 | 52 | 10
COT-06 | 2030-05-01 | 5 | 2030 | 2030 | SPRING | 49 | 49 | 49 | 49 | 49 | 49 | 10 | 50 | 50 | 50 | 50 | 50 | 50 | 10
COT-06 | 2030-06-01 | 6 | 2030 | 2030 | SUMMER | 45 | 45 | 45 | 45 | 45 | 45 | 10 | 49 | 49 | 49 | 49 | 49 | 49 | 10
COT-06 | 2030-07-01 | 7 | 2030 | 2030 | SUMMER | 45 | 45 | 45 | 45 | 45 | 45 | 10 | 48 | 48 | 48 | 48 | 48 | 48 | 10
COT-06 | 2030-08-01 | 8 | 2030 | 2030 | SUMMER | 45 | 45 | 45 | 45 | 45 | 45 | 10 | 48 | 48 | 48 | 48 | 48 | 48 | 10
COT-06 | 2030-09-01 | 9 | 2030 | 2030 | SUMMER | 49 | 49 | 49 | 49 | 49 | 49 | 10 | 49 | 49 | 49 | 49 | 49 | 49 | 10
COT-06 | 2030-10-01 | 10 | 2031 | 2030 | FALL | 53 | 53 | 53 | 53 | 53 | 53 | 10 | 52 | 52 | 52 | 52 | 52 | 52 | 10
COT-06 | 2030-11-01 | 11 | 2031 | 2030 | FALL | 56 | 56 | 56 | 56 | 56 | 56 | 10 | 54 | 54 | 54 | 54 | 54 | 54 | 10
COT-06 | 2030-12-01 | 12 | 2031 | 2030 | WINTER | 61 | 61 | 61 | 61 | 61 | 61 | 10 | 56 | 56 | 56 | 56 | 56 | 56 | 10
COT-06 | 2031-01-01 | 1 | 2031 | 2031 | WINTER | 61 | 61 | 61 | 61 | 61 | 61 | 10 | 56 | 56 | 56 | 56 | 56 | 56 | 10
COT-06 | 2031-02-01 | 2 | 2031 | 2031 | WINTER | 59 | 59 | 59 | 59 | 59 | 59 | 10 | 55 | 55 | 55 | 55 | 55 | 55 | 10
COT-06 | 2031-03-01 | 3 | 2031 | 2031 | WINTER | 56 | 56 | 56 | 56 | 56 | 56 | 10 | 54 | 54 | 54 | 54 | 54 | 54 | 10
COT-06 | 2031-04-01 | 4 | 2031 | 2031 | SPRING | 53 | 53 | 53 | 53 | 53 | 53 | 10 | 52 | 52 | 52 | 52 | 52 | 52 | 10
COT-06 | 2031-05-01 | 5 | 2031 | 2031 | SPRING | 49 | 49 | 49 | 49 | 49 | 49 | 10 | 50 | 50 | 50 | 50 | 50 | 50 | 10
COT-06 | 2031-06-01 | 6 | 2031 | 2031 | SUMMER | 45 | 45 | 45 | 45 | 45 | 45 | 10 | 49 | 49 | 49 | 49 | 49 | 49 | 10
COT-06 | 2031-07-01 | 7 | 2031 | 2031 | SUMMER | 45 | 45 | 45 | 45 | 45 | 45 | 10 | 48 | 48 | 48 | 48 | 48 | 48 | 10
COT-06 | 2031-08-01 | 8 | 2031 | 2031 | SUMMER | 45 | 45 | 45 | 45 | 45 | 45 | 10 | 48 | 48 | 48 | 48 | 48 | 48 | 10
COT-06 | 2031-09-01 | 9 | 2031 | 2031 | SUMMER | 49 | 49 | 49 | 49 | 49 | 49 | 10 | 49 | 49 | 49 | 49 | 49 | 49 | 10
COT-06 | 2031-10-01 | 10 | 2032 | 2031 | FALL | 53 | 53 | 53 | 53 | 53 | 53 | 10 | 52 | 52 | 52 | 52 | 52 | 52 | 10
COT-06 | 2031-11-01 | 11 | 2032 | 2031 | FALL | 56 | 56 | 56 | 56 | 56 | 56 | 10 | 54 | 54 | 54 | 54 | 54 | 54 | 10
COT-06 | 2031-12-01 | 12 | 2032 | 2031 | WINTER | 61 | 61 | 61 | 61 | 61 | 61 | 10 | 56 | 56 | 56 | 56 | 56 | 56 | 10
COT-06 | 2032-01-01 | 1 | 2032 | 2032 | WINTER | 61 | 61 | 61 | 61 | 61 | 61 | 10 | 56 | 56 | 56 | 56 | 56 | 56 | 10
COT-06 | 2032-02-01 | 2 | 2032 | 2032 | WINTER | 59 | 59 | 59 | 59 | 59 | 59 | 10 | 55 | 55 | 55 | 55 | 55 | 55 | 10
COT-06 | 2032-03-01 | 3 | 2032 | 2032 | WINTER | 56 | 56 | 56 | 56 | 56 | 56 | 10 | 54 | 54 | 54 | 54 | 54 | 54 | 10
COT-06 | 2032-04-01 | 4 | 2032 | 2032 | SPRING | 53 | 53 | 53 | 53 | 53 | 53 | 10 | 52 | 52 | 52 | 52 | 52 | 52 | 10
COT-06 | 2032-05-01 | 5 | 2032 | 2032 | SPRING | 49 | 49 | 49 | 49 | 49 | 49 | 10 | 50 | 50 | 50 | 50 | 50 | 50 | 10
COT-06 | 2032-06-01 | 6 | 2032 | 2032 | SUMMER | 45 | 45 | 45 | 45 | 45 | 45 | 10 | 49 | 49 | 49 | 49 | 49 | 49 | 10
COT-06 | 2032-07-01 | 7 | 2032 | 2032 | SUMMER | 45 | 45 | 45 | 45 | 45 | 45 | 10 | 48 | 48 | 48 | 48 | 48 | 48 | 10
COT-06 | 2032-08-01 | 8 | 2032 | 2032 | SUMMER | 45 | 45 | 45 | 45 | 45 | 45 | 10 | 48 | 48 | 48 | 48 | 48 | 48 | 10
COT-06 | 2032-09-01 | 9 | 2032 | 2032 | SUMMER | 49 | 49 | 49 | 49 | 49 | 49 | 10 | 49 | 49 | 49 | 49 | 49 | 49 | 10
COT-06 | 2032-10-01 | 10 | 2033 | 2032 | FALL | 53 | 53 | 53 | 53 | 53 | 53 | 10 | 52 | 52 | 52 | 52 | 52 | 52 | 10
COT-06 | 2032-11-01 | 11 | 2033 | 2032 | FALL | 56 | 56 | 56 | 56 | 56 | 56 | 10 | 54 | 54 | 54 | 54 | 54 | 54 | 10
COT-06 | 2032-12-01 | 12 | 2033 | 2032 | WINTER | 61 | 61 | 61 | 61 | 61 | 61 | 10 | 56 | 56 | 56 | 56 | 56 | 56 | 10
COT-06 | 2033-01-01 | 1 | 2033 | 2033 | WINTER | 61 | 61 | 61 | 61 | 61 | 61 | 10 | 56 | 56 | 56 | 56 | 56 | 56 | 10
COT-06 | 2033-02-01 | 2 | 2033 | 2033 | WINTER | 59 | 59 | 59 | 59 | 59 | 59 | 10 | 55 | 55 | 55 | 55 | 55 | 55 | 10
COT-06 | 2033-03-01 | 3 | 2033 | 2033 | WINTER | 56 | 56 | 56 | 56 | 56 | 56 | 10 | 54 | 54 | 54 | 54 | 54 | 54 | 10
COT-06 | 2033-04-01 | 4 | 2033 | 2033 | SPRING | 53 | 53 | 53 | 53 | 53 | 53 | 10 | 52 | 52 | 52 | 52 | 52 | 52 | 10
COT-06 | 2033-05-01 | 5 | 2033 | 2033 | SPRING | 49 | 49 | 49 | 49 | 49 | 49 | 10 | 50 | 50 | 50 | 50 | 50 | 50 | 10
COT-06 | 2033-06-01 | 6 | 2033 | 2033 | SUMMER | 45 | 45 | 45 | 45 | 45 | 45 | 10 | 49 | 49 | 49 | 49 | 49 | 49 | 10
COT-06 | 2033-07-01 | 7 | 2033 | 2033 | SUMMER | 45 | 45 | 45 | 45 | 45 | 45 | 10 | 48 | 48 | 48 | 48 | 48 | 48 | 10
COT-06 | 2033-08-01 | 8 | 2033 | 2033 | SUMMER | 45 | 45 | 45 | 45 | 45 | 45 | 10 | 48 | 48 | 48 | 48 | 48 | 48 | 10
COT-06 | 2033-09-01 | 9 | 2033 | 2033 | SUMMER | 49 | 49 | 49 | 49 | 49 | 49 | 10 | 49 | 49 | 49 | 49 | 49 | 49 | 10
COT-06 | 2033-10-01 | 10 | 2034 | 2033 | FALL | 53 | 53 | 53 | 53 | 53 | 53 | 10 | 52 | 52 | 52 | 52 | 52 | 52 | 10
COT-06 | 2033-11-01 | 11 | 2034 | 2033 | FALL | 56 | 56 | 56 | 56 | 56 | 56 | 10 | 54 | 54 | 54 | 54 | 54 | 54 | 10
COT-06 | 2033-12-01 | 12 | 2034 | 2033 | WINTER | 61 | 61 | 61 | 61 | 61 | 61 | 10 | 56 | 56 | 56 | 56 | 56 | 56 | 10
COT-06 | 2034-01-01 | 1 | 2034 | 2034 | WINTER | 61 | 61 | 61 | 61 | 61 | 61 | 10 | 56 | 56 | 56 | 56 | 56 | 56 | 10
COT-06 | 2034-02-01 | 2 | 2034 | 2034 | WINTER | 59 | 59 | 59 | 59 | 59 | 59 | 10 | 55 | 55 | 55 | 55 | 55 | 55 | 10
COT-06 | 2034-03-01 | 3 | 2034 | 2034 | WINTER | 56 | 56 | 56 | 56 | 56 | 56 | 10 | 54 | 54 | 54 | 54 | 54 | 54 | 10
COT-06 | 2034-04-01 | 4 | 2034 | 2034 | SPRING | 53 | 53 | 53 | 53 | 53 | 53 | 10 | 52 | 52 | 52 | 52 | 52 | 52 | 10
COT-06 | 2034-05-01 | 5 | 2034 | 2034 | SPRING | 49 | 49 | 49 | 49 | 49 | 49 | 10 | 50 | 50 | 50 | 50 | 50 | 50 | 10
COT-06 | 2034-06-01 | 6 | 2034 | 2034 | SUMMER | 45 | 45 | 45 | 45 | 45 | 45 | 10 | 49 | 49 | 49 | 49 | 49 | 49 | 10
COT-06 | 2034-07-01 | 7 | 2034 | 2034 | SUMMER | 45 | 45 | 45 | 45 | 45 | 45 | 10 | 48 | 48 | 48 | 48 | 48 | 48 | 10
COT-06 | 2034-08-01 | 8 | 2034 | 2034 | SUMMER | 45 | 45 | 45 | 45 | 45 | 45 | 10 | 48 | 48 | 48 | 48 | 48 | 48 | 10
COT-06 | 2034-09-01 | 9 | 2034 | 2034 | SUMMER | 49 | 49 | 49 | 49 | 49 | 49 | 10 | 49 | 49 | 49 | 49 | 49 | 49 | 10
COT-06 | 2034-10-01 | 10 | 2035 | 2034 | FALL | 53 | 53 | 53 | 53 | 53 | 53 | 10 | 52 | 52 | 52 | 52 | 52 | 52 | 10
COT-06 | 2034-11-01 | 11 | 2035 | 2034 | FALL | 56 | 56 | 56 | 56 | 56 | 56 | 10 | 54 | 54 | 54 | 54 | 54 | 54 | 10
COT-06 | 2034-12-01 | 12 | 2035 | 2034 | WINTER | 61 | 61 | 61 | 61 | 61 | 61 | 10 | 56 | 56 | 56 | 56 | 56 | 56 | 10
COT-06 | 2035-01-01 | 1 | 2035 | 2035 | WINTER | 61 | 61 | 61 | 61 | 61 | 61 | 10 | 56 | 56 | 56 | 56 | 56 | 56 | 10
COT-06 | 2035-02-01 | 2 | 2035 | 2035 | WINTER | 59 | 59 | 59 | 59 | 59 | 59 | 10 | 55 | 55 | 55 | 55 | 55 | 55 | 10
COT-06 | 2035-03-01 | 3 | 2035 | 2035 | WINTER | 56 | 56 | 56 | 56 | 56 | 56 | 10 | 54 | 54 | 54 | 54 | 54 | 54 | 10
COT-06 | 2035-04-01 | 4 | 2035 | 2035 | SPRING | 53 | 53 | 53 | 53 | 53 | 53 | 10 | 52 | 52 | 52 | 52 | 52 | 52 | 10
COT-06 | 2035-05-01 | 5 | 2035 | 2035 | SPRING | 49 | 49 | 49 | 49 | 49 | 49 | 10 | 50 | 50 | 50 | 50 | 50 | 50 | 10
COT-06 | 2035-06-01 | 6 | 2035 | 2035 | SUMMER | 45 | 45 | 45 | 45 | 45 | 45 | 10 | 49 | 49 | 49 | 49 | 49 | 49 | 10
COT-06 | 2035-07-01 | 7 | 2035 | 2035 | SUMMER | 45 | 45 | 45 | 45 | 45 | 45 | 10 | 48 | 48 | 48 | 48 | 48 | 48 | 10
COT-06 | 2035-08-01 | 8 | 2035 | 2035 | SUMMER | 45 | 45 | 45 | 45 | 45 | 45 | 10 | 48 | 48 | 48 | 48 | 48 | 48 | 10
COT-06 | 2035-09-01 | 9 | 2035 | 2035 | SUMMER | 49 | 49 | 49 | 49 | 49 | 49 | 10 | 49 | 49 | 49 | 49 | 49 | 49 | 10
COT-06 | 2035-10-01 | 10 | 2036 | 2035 | FALL | 53 | 53 | 53 | 53 | 53 | 53 | 10 | 52 | 52 | 52 | 52 | 52 | 52 | 10
COT-06 | 2035-11-01 | 11 | 2036 | 2035 | FALL | 56 | 56 | 56 | 56 | 56 | 56 | 10 | 54 | 54 | 54 | 54 | 54 | 54 | 10
COT-06 | 2035-12-01 | 12 | 2036 | 2035 | WINTER | 61 | 61 | 61 | 61 | 61 | 61 | 10 | 56 | 56 | 56 | 56 | 56 | 56 | 10
COT-06 | 2036-01-01 | 1 | 2036 | 2036 | WINTER | 61 | 61 | 61 | 61 | 61 | 61 | 10 | 56 | 56 | 56 | 56 | 56 | 56 | 10
COT-06 | 2036-02-01 | 2 | 2036 | 2036 | WINTER | 59 | 59 | 59 | 59 | 59 | 59 | 10 | 55 | 55 | 55 | 55 | 55 | 55 | 10
COT-06 | 2036-03-01 | 3 | 2036 | 2036 | WINTER | 56 | 56 | 56 | 56 | 56 | 56 | 10 | 54 | 54 | 54 | 54 | 54 | 54 | 10
COT-06 | 2036-04-01 | 4 | 2036 | 2036 | SPRING | 53 | 53 | 53 | 53 | 53 | 53 | 10 | 52 | 52 | 52 | 52 | 52 | 52 | 10
COT-06 | 2036-05-01 | 5 | 2036 | 2036 | SPRING | 49 | 49 | 49 | 49 | 49 | 49 | 10 | 50 | 50 | 50 | 50 | 50 | 50 | 10
COT-06 | 2036-06-01 | 6 | 2036 | 2036 | SUMMER | 45 | 45 | 45 | 45 | 45 | 45 | 10 | 49 | 49 | 49 | 49 | 49 | 49 | 10
COT-06 | 2036-07-01 | 7 | 2036 | 2036 | SUMMER | 45 | 45 | 45 | 45 | 45 | 45 | 10 | 48 | 48 | 48 | 48 | 48 | 48 | 10
COT-06 | 2036-08-01 | 8 | 2036 | 2036 | SUMMER | 45 | 45 | 45 | 45 | 45 | 45 | 10 | 48 | 48 | 48 | 48 | 48 | 48 | 10
COT-06 | 2036-09-01 | 9 | 2036 | 2036 | SUMMER | 49 | 49 | 49 | 49 | 49 | 49 | 10 | 49 | 49 | 49 | 49 | 49 | 49 | 10
COT-06 | 2036-10-01 | 10 | 2037 | 2036 | FALL | 53 | 53 | 53 | 53 | 53 | 53 | 10 | 52 | 52 | 52 | 52 | 52 | 52 | 10
COT-06 | 2036-11-01 | 11 | 2037 | 2036 | FALL | 56 | 56 | 56 | 56 | 56 | 56 | 10 | 54 | 54 | 54 | 54 | 54 | 54 | 10
COT-06 | 2036-12-01 | 12 | 2037 | 2036 | WINTER | 61 | 61 | 61 | 61 | 61 | 61 | 10 | 56 | 56 | 56 | 56 | 56 | 56 | 10
COT-06 | 2037-01-01 | 1 | 2037 | 2037 | WINTER | 61 | 61 | 61 | 61 | 61 | 61 | 10 | 56 | 56 | 56 | 56 | 56 | 56 | 10
COT-06 | 2037-02-01 | 2 | 2037 | 2037 | WINTER | 59 | 59 | 59 | 59 | 59 | 59 | 10 | 55 | 55 | 55 | 55 | 55 | 55 | 10
COT-06 | 2037-03-01 | 3 | 2037 | 2037 | WINTER | 56 | 56 | 56 | 56 | 56 | 56 | 10 | 54 | 54 | 54 | 54 | 54 | 54 | 10
COT-06 | 2037-04-01 | 4 | 2037 | 2037 | SPRING | 53 | 53 | 53 | 53 | 53 | 53 | 10 | 52 | 52 | 52 | 52 | 52 | 52 | 10
COT-06 | 2037-05-01 | 5 | 2037 | 2037 | SPRING | 49 | 49 | 49 | 49 | 49 | 49 | 10 | 50 | 50 | 50 | 50 | 50 | 50 | 10
COT-06 | 2037-06-01 | 6 | 2037 | 2037 | SUMMER | 45 | 45 | 45 | 45 | 45 | 45 | 10 | 49 | 49 | 49 | 49 | 49 | 49 | 10
COT-06 | 2037-07-01 | 7 | 2037 | 2037 | SUMMER | 45 | 45 | 45 | 45 | 45 | 45 | 10 | 48 | 48 | 48 | 48 | 48 | 48 | 10
COT-06 | 2037-08-01 | 8 | 2037 | 2037 | SUMMER | 45 | 45 | 45 | 45 | 45 | 45 | 10 | 48 | 48 | 48 | 48 | 48 | 48 | 10
COT-06 | 2037-09-01 | 9 | 2037 | 2037 | SUMMER | 49 | 49 | 49 | 49 | 49 | 49 | 10 | 49 | 49 | 49 | 49 | 49 | 49 | 10
COT-06 | 2037-10-01 | 10 | 2038 | 2037 | FALL | 53 | 53 | 53 | 53 | 53 | 53 | 10 | 52 | 52 | 52 | 52 | 52 | 52 | 10
COT-06 | 2037-11-01 | 11 | 2038 | 2037 | FALL | 56 | 56 | 56 | 56 | 56 | 56 | 10 | 54 | 54 | 54 | 54 | 54 | 54 | 10
COT-06 | 2037-12-01 | 12 | 2038 | 2037 | WINTER | 61 | 61 | 61 | 61 | 61 | 61 | 10 | 56 | 56 | 56 | 56 | 56 | 56 | 10
COT-06 | 2038-01-01 | 1 | 2038 | 2038 | WINTER | 61 | 61 | 61 | 61 | 61 | 61 | 10 | 56 | 56 | 56 | 56 | 56 | 56 | 10
COT-06 | 2038-02-01 | 2 | 2038 | 2038 | WINTER | 59 | 59 | 59 | 59 | 59 | 59 | 10 | 55 | 55 | 55 | 55 | 55 | 55 | 10
COT-06 | 2038-03-01 | 3 | 2038 | 2038 | WINTER | 56 | 56 | 56 | 56 | 56 | 56 | 10 | 54 | 54 | 54 | 54 | 54 | 54 | 10
COT-06 | 2038-04-01 | 4 | 2038 | 2038 | SPRING | 53 | 53 | 53 | 53 | 53 | 53 | 10 | 52 | 52 | 52 | 52 | 52 | 52 | 10
COT-06 | 2038-05-01 | 5 | 2038 | 2038 | SPRING | 49 | 49 | 49 | 49 | 49 | 49 | 10 | 50 | 50 | 50 | 50 | 50 | 50 | 10
COT-06 | 2038-06-01 | 6 | 2038 | 2038 | SUMMER | 45 | 45 | 45 | 45 | 45 | 45 | 10 | 49 | 49 | 49 | 49 | 49 | 49 | 10
COT-06 | 2038-07-01 | 7 | 2038 | 2038 | SUMMER | 45 | 45 | 45 | 45 | 45 | 45 | 10 | 48 | 48 | 48 | 48 | 48 | 48 | 10
COT-06 | 2038-08-01 | 8 | 2038 | 2038 | SUMMER | 45 | 45 | 45 | 45 | 45 | 45 | 10 | 48 | 48 | 48 | 48 | 48 | 48 | 10
COT-06 | 2038-09-01 | 9 | 2038 | 2038 | SUMMER | 49 | 49 | 49 | 49 | 49 | 49 | 10 | 49 | 49 | 49 | 49 | 49 | 49 | 10
COT-06 | 2038-10-01 | 10 | 2039 | 2038 | FALL | 53 | 53 | 53 | 53 | 53 | 53 | 10 | 52 | 52 | 52 | 52 | 52 | 52 | 10
COT-06 | 2038-11-01 | 11 | 2039 | 2038 | FALL | 56 | 56 | 56 | 56 | 56 | 56 | 10 | 54 | 54 | 54 | 54 | 54 | 54 | 10
COT-06 | 2038-12-01 | 12 | 2039 | 2038 | WINTER | 61 | 61 | 61 | 61 | 61 | 61 | 10 | 56 | 56 | 56 | 56 | 56 | 56 | 10
COT-06 | 2039-01-01 | 1 | 2039 | 2039 | WINTER | 61 | 61 | 61 | 61 | 61 | 61 | 10 | 56 | 56 | 56 | 56 | 56 | 56 | 10
COT-06 | 2039-02-01 | 2 | 2039 | 2039 | WINTER | 59 | 59 | 59 | 59 | 59 | 59 | 10 | 55 | 55 | 55 | 55 | 55 | 55 | 10
COT-06 | 2039-03-01 | 3 | 2039 | 2039 | WINTER | 56 | 56 | 56 | 56 | 56 | 56 | 10 | 54 | 54 | 54 | 54 | 54 | 54 | 10
COT-06 | 2039-04-01 | 4 | 2039 | 2039 | SPRING | 53 | 53 | 53 | 53 | 53 | 53 | 10 | 52 | 52 | 52 | 52 | 52 | 52 | 10
COT-06 | 2039-05-01 | 5 | 2039 | 2039 | SPRING | 49 | 49 | 49 | 49 | 49 | 49 | 10 | 50 | 50 | 50 | 50 | 50 | 50 | 10
COT-06 | 2039-06-01 | 6 | 2039 | 2039 | SUMMER | 45 | 45 | 45 | 45 | 45 | 45 | 10 | 49 | 49 | 49 | 49 | 49 | 49 | 10
COT-06 | 2039-07-01 | 7 | 2039 | 2039 | SUMMER | 45 | 45 | 45 | 45 | 45 | 45 | 10 | 48 | 48 | 48 | 48 | 48 | 48 | 10
COT-06 | 2039-08-01 | 8 | 2039 | 2039 | SUMMER | 45 | 45 | 45 | 45 | 45 | 45 | 10 | 48 | 48 | 48 | 48 | 48 | 48 | 10
COT-06 | 2039-09-01 | 9 | 2039 | 2039 | SUMMER | 49 | 49 | 49 | 49 | 49 | 49 | 10 | 49 | 49 | 49 | 49 | 49 | 49 | 10
COT-06 | 2039-10-01 | 10 | 2040 | 2039 | FALL | 53 | 53 | 53 | 53 | 53 | 53 | 10 | 52 | 52 | 52 | 52 | 52 | 52 | 10
COT-06 | 2039-11-01 | 11 | 2040 | 2039 | FALL | 56 | 56 | 56 | 56 | 56 | 56 | 10 | 54 | 54 | 54 | 54 | 54 | 54 | 10
COT-06 | 2039-12-01 | 12 | 2040 | 2039 | WINTER | 61 | 61 | 61 | 61 | 61 | 61 | 10 | 56 | 56 | 56 | 56 | 56 | 56 | 10
COT-06 | 2040-01-01 | 1 | 2040 | 2040 | WINTER | 61 | 61 | 61 | 61 | 61 | 61 | 10 | 56 | 56 | 56 | 56 | 56 | 56 | 10
COT-06 | 2040-02-01 | 2 | 2040 | 2040 | WINTER | 59 | 59 | 59 | 59 | 59 | 59 | 10 | 55 | 55 | 55 | 55 | 55 | 55 | 10
COT-06 | 2040-03-01 | 3 | 2040 | 2040 | WINTER | 56 | 56 | 56 | 56 | 56 | 56 | 10 | 54 | 54 | 54 | 54 | 54 | 54 | 10
COT-06 | 2040-04-01 | 4 | 2040 | 2040 | SPRING | 53 | 53 | 53 | 53 | 53 | 53 | 10 | 52 | 52 | 52 | 52 | 52 | 52 | 10
COT-06 | 2040-05-01 | 5 | 2040 | 2040 | SPRING | 49 | 49 | 49 | 49 | 49 | 49 | 10 | 50 | 50 | 50 | 50 | 50 | 50 | 10
COT-06 | 2040-06-01 | 6 | 2040 | 2040 | SUMMER | 45 | 45 | 45 | 45 | 45 | 45 | 10 | 49 | 49 | 49 | 49 | 49 | 49 | 10
COT-06 | 2040-07-01 | 7 | 2040 | 2040 | SUMMER | 45 | 45 | 45 | 45 | 45 | 45 | 10 | 48 | 48 | 48 | 48 | 48 | 48 | 10
COT-06 | 2040-08-01 | 8 | 2040 | 2040 | SUMMER | 45 | 45 | 45 | 45 | 45 | 45 | 10 | 48 | 48 | 48 | 48 | 48 | 48 | 10
COT-06 | 2040-09-01 | 9 | 2040 | 2040 | SUMMER | 49 | 49 | 49 | 49 | 49 | 49 | 10 | 49 | 49 | 49 | 49 | 49 | 49 | 10
COT-06 | 2040-10-01 | 10 | 2041 | 2040 | FALL | 53 | 53 | 53 | 53 | 53 | 53 | 10 | 52 | 52 | 52 | 52 | 52 | 52 | 10
COT-06 | 2040-11-01 | 11 | 2041 | 2040 | FALL | 56 | 56 | 56 | 56 | 56 | 56 | 10 | 54 | 54 | 54 | 54 | 54 | 54 | 10
COT-06 | 2040-12-01 | 12 | 2041 | 2040 | WINTER | 61 | 61 | 61 | 61 | 61 | 61 | 10 | 56 | 56 | 56 | 56 | 56 | 56 | 10
COT-06 | 2041-01-01 | 1 | 2041 | 2041 | WINTER | 61 | 61 | 61 | 61 | 61 | 61 | 10 | 56 | 56 | 56 | 56 | 56 | 56 | 10
COT-06 | 2041-02-01 | 2 | 2041 | 2041 | WINTER | 59 | 59 | 59 | 59 | 59 | 59 | 10 | 55 | 55 | 55 | 55 | 55 | 55 | 10
COT-06 | 2041-03-01 | 3 | 2041 | 2041 | WINTER | 56 | 56 | 56 | 56 | 56 | 56 | 10 | 54 | 54 | 54 | 54 | 54 | 54 | 10
COT-06 | 2041-04-01 | 4 | 2041 | 2041 | SPRING | 53 | 53 | 53 | 53 | 53 | 53 | 10 | 52 | 52 | 52 | 52 | 52 | 52 | 10
COT-06 | 2041-05-01 | 5 | 2041 | 2041 | SPRING | 49 | 49 | 49 | 49 | 49 | 49 | 10 | 50 | 50 | 50 | 50 | 50 | 50 | 10
COT-06 | 2041-06-01 | 6 | 2041 | 2041 | SUMMER | 45 | 45 | 45 | 45 | 45 | 45 | 10 | 49 | 49 | 49 | 49 | 49 | 49 | 10
COT-06 | 2041-07-01 | 7 | 2041 | 2041 | SUMMER | 45 | 45 | 45 | 45 | 45 | 45 | 10 | 48 | 48 | 48 | 48 | 48 | 48 | 10
COT-06 | 2041-08-01 | 8 | 2041 | 2041 | SUMMER | 45 | 45 | 45 | 45 | 45 | 45 | 10 | 48 | 48 | 48 | 48 | 48 | 48 | 10
COT-06 | 2041-09-01 | 9 | 2041 | 2041 | SUMMER | 49 | 49 | 49 | 49 | 49 | 49 | 10 | 49 | 49 | 49 | 49 | 49 | 49 | 10
COT-06 | 2041-10-01 | 10 | 2042 | 2041 | FALL | 53 | 53 | 53 | 53 | 53 | 53 | 10 | 52 | 52 | 52 | 52 | 52 | 52 | 10
COT-06 | 2041-11-01 | 11 | 2042 | 2041 | FALL | 56 | 56 | 56 | 56 | 56 | 56 | 10 | 54 | 54 | 54 | 54 | 54 | 54 | 10
COT-06 | 2041-12-01 | 12 | 2042 | 2041 | WINTER | 61 | 61 | 61 | 61 | 61 | 61 | 10 | 56 | 56 | 56 | 56 | 56 | 56 | 10
COT-06 | 2042-01-01 | 1 | 2042 | 2042 | WINTER | 61 | 61 | 61 | 61 | 61 | 61 | 10 | 56 | 56 | 56 | 56 | 56 | 56 | 10
COT-06 | 2042-02-01 | 2 | 2042 | 2042 | WINTER | 59 | 59 | 59 | 59 | 59 | 59 | 10 | 55 | 55 | 55 | 55 | 55 | 55 | 10
COT-06 | 2042-03-01 | 3 | 2042 | 2042 | WINTER | 56 | 56 | 56 | 56 | 56 | 56 | 10 | 54 | 54 | 54 | 54 | 54 | 54 | 10
COT-06 | 2042-04-01 | 4 | 2042 | 2042 | SPRING | 53 | 53 | 53 | 53 | 53 | 53 | 10 | 52 | 52 | 52 | 52 | 52 | 52 | 10
COT-06 | 2042-05-01 | 5 | 2042 | 2042 | SPRING | 49 | 49 | 49 | 49 | 49 | 49 | 10 | 50 | 50 | 50 | 50 | 50 | 50 | 10
COT-06 | 2042-06-01 | 6 | 2042 | 2042 | SUMMER | 45 | 45 | 45 | 45 | 45 | 45 | 10 | 49 | 49 | 49 | 49 | 49 | 49 | 10
COT-06 | 2042-07-01 | 7 | 2042 | 2042 | SUMMER | 45 | 45 | 45 | 45 | 45 | 45 | 10 | 48 | 48 | 48 | 48 | 48 | 48 | 10
COT-06 | 2042-08-01 | 8 | 2042 | 2042 | SUMMER | 45 | 45 | 45 | 45 | 45 | 45 | 10 | 48 | 48 | 48 | 48 | 48 | 48 | 10
COT-06 | 2042-09-01 | 9 | 2042 | 2042 | SUMMER | 49 | 49 | 49 | 49 | 49 | 49 | 10 | 49 | 49 | 49 | 49 | 49 | 49 | 10
COT-06 | 2042-10-01 | 10 | 2043 | 2042 | FALL | 53 | 53 | 53 | 53 | 53 | 53 | 10 | 52 | 52 | 52 | 52 | 52 | 52 | 10
COT-06 | 2042-11-01 | 11 | 2043 | 2042 | FALL | 56 | 56 | 56 | 56 | 56 | 56 | 10 | 54 | 54 | 54 | 54 | 54 | 54 | 10
COT-06 | 2042-12-01 | 12 | 2043 | 2042 | WINTER | 61 | 61 | 61 | 61 | 61 | 61 | 10 | 56 | 56 | 56 | 56 | 56 | 56 | 10
COT-06 | 2043-01-01 | 1 | 2043 | 2043 | WINTER | 61 | 61 | 61 | 61 | 61 | 61 | 10 | 56 | 56 | 56 | 56 | 56 | 56 | 10
COT-06 | 2043-02-01 | 2 | 2043 | 2043 | WINTER | 59 | 59 | 59 | 59 | 59 | 59 | 10 | 55 | 55 | 55 | 55 | 55 | 55 | 10
COT-06 | 2043-03-01 | 3 | 2043 | 2043 | WINTER | 56 | 56 | 56 | 56 | 56 | 56 | 10 | 54 | 54 | 54 | 54 | 54 | 54 | 10
COT-06 | 2043-04-01 | 4 | 2043 | 2043 | SPRING | 53 | 53 | 53 | 53 | 53 | 53 | 10 | 52 | 52 | 52 | 52 | 52 | 52 | 10
COT-06 | 2043-05-01 | 5 | 2043 | 2043 | SPRING | 49 | 49 | 49 | 49 | 49 | 49 | 10 | 50 | 50 | 50 | 50 | 50 | 50 | 10
COT-06 | 2043-06-01 | 6 | 2043 | 2043 | SUMMER | 45 | 45 | 45 | 45 | 45 | 45 | 10 | 49 | 49 | 49 | 49 | 49 | 49 | 10
COT-06 | 2043-07-01 | 7 | 2043 | 2043 | SUMMER | 45 | 45 | 45 | 45 | 45 | 45 | 10 | 48 | 48 | 48 | 48 | 48 | 48 | 10
COT-06 | 2043-08-01 | 8 | 2043 | 2043 | SUMMER | 45 | 45 | 45 | 45 | 45 | 45 | 10 | 48 | 48 | 48 | 48 | 48 | 48 | 10
COT-06 | 2043-09-01 | 9 | 2043 | 2043 | SUMMER | 49 | 49 | 49 | 49 | 49 | 49 | 10 | 49 | 49 | 49 | 49 | 49 | 49 | 10
COT-06 | 2043-10-01 | 10 | 2044 | 2043 | FALL | 53 | 53 | 53 | 53 | 53 | 53 | 10 | 52 | 52 | 52 | 52 | 52 | 52 | 10
COT-06 | 2043-11-01 | 11 | 2044 | 2043 | FALL | 56 | 56 | 56 | 56 | 56 | 56 | 10 | 54 | 54 | 54 | 54 | 54 | 54 | 10
COT-06 | 2043-12-01 | 12 | 2044 | 2043 | WINTER | 61 | 61 | 61 | 61 | 61 | 61 | 10 | 56 | 56 | 56 | 56 | 56 | 56 | 10
COT-06 | 2044-01-01 | 1 | 2044 | 2044 | WINTER | 61 | 61 | 61 | 61 | 61 | 61 | 10 | 56 | 56 | 56 | 56 | 56 | 56 | 10
COT-06 | 2044-02-01 | 2 | 2044 | 2044 | WINTER | 59 | 59 | 59 | 59 | 59 | 59 | 10 | 55 | 55 | 55 | 55 | 55 | 55 | 10
COT-06 | 2044-03-01 | 3 | 2044 | 2044 | WINTER | 56 | 56 | 56 | 56 | 56 | 56 | 10 | 54 | 54 | 54 | 54 | 54 | 54 | 10
COT-06 | 2044-04-01 | 4 | 2044 | 2044 | SPRING | 53 | 53 | 53 | 53 | 53 | 53 | 10 | 52 | 52 | 52 | 52 | 52 | 52 | 10
COT-06 | 2044-05-01 | 5 | 2044 | 2044 | SPRING | 49 | 49 | 49 | 49 | 49 | 49 | 10 | 50 | 50 | 50 | 50 | 50 | 50 | 10
COT-06 | 2044-06-01 | 6 | 2044 | 2044 | SUMMER | 45 | 45 | 45 | 45 | 45 | 45 | 10 | 49 | 49 | 49 | 49 | 49 | 49 | 10
COT-06 | 2044-07-01 | 7 | 2044 | 2044 | SUMMER | 45 | 45 | 45 | 45 | 45 | 45 | 10 | 48 | 48 | 48 | 48 | 48 | 48 | 10
COT-06 | 2044-08-01 | 8 | 2044 | 2044 | SUMMER | 45 | 45 | 45 | 45 | 45 | 45 | 10 | 48 | 48 | 48 | 48 | 48 | 48 | 10
COT-06 | 2044-09-01 | 9 | 2044 | 2044 | SUMMER | 49 | 49 | 49 | 49 | 49 | 49 | 10 | 49 | 49 | 49 | 49 | 49 | 49 | 10
COT-06 | 2044-10-01 | 10 | 2045 | 2044 | FALL | 53 | 53 | 53 | 53 | 53 | 53 | 10 | 52 | 52 | 52 | 52 | 52 | 52 | 10
COT-06 | 2044-11-01 | 11 | 2045 | 2044 | FALL | 56 | 56 | 56 | 56 | 56 | 56 | 10 | 54 | 54 | 54 | 54 | 54 | 54 | 10
COT-06 | 2044-12-01 | 12 | 2045 | 2044 | WINTER | 61 | 61 | 61 | 61 | 61 | 61 | 10 | 56 | 56 | 56 | 56 | 56 | 56 | 10
COT-06 | 2045-01-01 | 1 | 2045 | 2045 | WINTER | 61 | 61 | 61 | 61 | 61 | 61 | 10 | 56 | 56 | 56 | 56 | 56 | 56 | 10
COT-06 | 2045-02-01 | 2 | 2045 | 2045 | WINTER | 59 | 59 | 59 | 59 | 59 | 59 | 10 | 55 | 55 | 55 | 55 | 55 | 55 | 10
COT-06 | 2045-03-01 | 3 | 2045 | 2045 | WINTER | 56 | 56 | 56 | 56 | 56 | 56 | 10 | 54 | 54 | 54 | 54 | 54 | 54 | 10
COT-06 | 2045-04-01 | 4 | 2045 | 2045 | SPRING | 53 | 53 | 53 | 53 | 53 | 53 | 10 | 52 | 52 | 52 | 52 | 52 | 52 | 10
COT-06 | 2045-05-01 | 5 | 2045 | 2045 | SPRING | 49 | 49 | 49 | 49 | 49 | 49 | 10 | 50 | 50 | 50 | 50 | 50 | 50 | 10
COT-06 | 2045-06-01 | 6 | 2045 | 2045 | SUMMER | 45 | 45 | 45 | 45 | 45 | 45 | 10 | 49 | 49 | 49 | 49 | 49 | 49 | 10
COT-06 | 2045-07-01 | 7 | 2045 | 2045 | SUMMER | 45 | 45 | 45 | 45 | 45 | 45 | 10 | 48 | 48 | 48 | 48 | 48 | 48 | 10
COT-06 | 2045-08-01 | 8 | 2045 | 2045 | SUMMER | 45 | 45 | 45 | 45 | 45 | 45 | 10 | 48 | 48 | 48 | 48 | 48 | 48 | 10
COT-06 | 2045-09-01 | 9 | 2045 | 2045 | SUMMER | 49 | 49 | 49 | 49 | 49 | 49 | 10 | 49 | 49 | 49 | 49 | 49 | 49 | 10
COT-06 | 2045-10-01 | 10 | 2046 | 2045 | FALL | 53 | 53 | 53 | 53 | 53 | 53 | 10 | 52 | 52 | 52 | 52 | 52 | 52 | 10
COT-06 | 2045-11-01 | 11 | 2046 | 2045 | FALL | 56 | 56 | 56 | 56 | 56 | 56 | 10 | 54 | 54 | 54 | 54 | 54 | 54 | 10
COT-06 | 2045-12-01 | 12 | 2046 | 2045 | WINTER | 61 | 61 | 61 | 61 | 61 | 61 | 10 | 56 | 56 | 56 | 56 | 56 | 56 | 10
COT-06 | 2046-01-01 | 1 | 2046 | 2046 | WINTER | 61 | 61 | 61 | 61 | 61 | 61 | 10 | 56 | 56 | 56 | 56 | 56 | 56 | 10
COT-06 | 2046-02-01 | 2 | 2046 | 2046 | WINTER | 59 | 59 | 59 | 59 | 59 | 59 | 10 | 55 | 55 | 55 | 55 | 55 | 55 | 10
COT-06 | 2046-03-01 | 3 | 2046 | 2046 | WINTER | 56 | 56 | 56 | 56 | 56 | 56 | 10 | 54 | 54 | 54 | 54 | 54 | 54 | 10
COT-06 | 2046-04-01 | 4 | 2046 | 2046 | SPRING | 53 | 53 | 53 | 53 | 53 | 53 | 10 | 52 | 52 | 52 | 52 | 52 | 52 | 10
COT-06 | 2046-05-01 | 5 | 2046 | 2046 | SPRING | 49 | 49 | 49 | 49 | 49 | 49 | 10 | 50 | 50 | 50 | 50 | 50 | 50 | 10
COT-06 | 2046-06-01 | 6 | 2046 | 2046 | SUMMER | 45 | 45 | 45 | 45 | 45 | 45 | 10 | 49 | 49 | 49 | 49 | 49 | 49 | 10
COT-06 | 2046-07-01 | 7 | 2046 | 2046 | SUMMER | 45 | 45 | 45 | 45 | 45 | 45 | 10 | 48 | 48 | 48 | 48 | 48 | 48 | 10
COT-06 | 2046-08-01 | 8 | 2046 | 2046 | SUMMER | 45 | 45 | 45 | 45 | 45 | 45 | 10 | 48 | 48 | 48 | 48 | 48 | 48 | 10
COT-06 | 2046-09-01 | 9 | 2046 | 2046 | SUMMER | 49 | 49 | 49 | 49 | 49 | 49 | 10 | 49 | 49 | 49 | 49 | 49 | 49 | 10
COT-06 | 2046-10-01 | 10 | 2047 | 2046 | FALL | 53 | 53 | 53 | 53 | 53 | 53 | 10 | 52 | 52 | 52 | 52 | 52 | 52 | 10
COT-06 | 2046-11-01 | 11 | 2047 | 2046 | FALL | 56 | 56 | 56 | 56 | 56 | 56 | 10 | 54 | 54 | 54 | 54 | 54 | 54 | 10
COT-06 | 2046-12-01 | 12 | 2047 | 2046 | WINTER | 61 | 61 | 61 | 61 | 61 | 61 | 10 | 56 | 56 | 56 | 56 | 56 | 56 | 10
COT-06 | 2047-01-01 | 1 | 2047 | 2047 | WINTER | 61 | 61 | 61 | 61 | 61 | 61 | 10 | 56 | 56 | 56 | 56 | 56 | 56 | 10
COT-06 | 2047-02-01 | 2 | 2047 | 2047 | WINTER | 59 | 59 | 59 | 59 | 59 | 59 | 10 | 55 | 55 | 55 | 55 | 55 | 55 | 10
COT-06 | 2047-03-01 | 3 | 2047 | 2047 | WINTER | 56 | 56 | 56 | 56 | 56 | 56 | 10 | 54 | 54 | 54 | 54 | 54 | 54 | 10
COT-06 | 2047-04-01 | 4 | 2047 | 2047 | SPRING | 53 | 53 | 53 | 53 | 53 | 53 | 10 | 52 | 52 | 52 | 52 | 52 | 52 | 10
COT-06 | 2047-05-01 | 5 | 2047 | 2047 | SPRING | 49 | 49 | 49 | 49 | 49 | 49 | 10 | 50 | 50 | 50 | 50 | 50 | 50 | 10
COT-06 | 2047-06-01 | 6 | 2047 | 2047 | SUMMER | 45 | 45 | 45 | 45 | 45 | 45 | 10 | 49 | 49 | 49 | 49 | 49 | 49 | 10
COT-06 | 2047-07-01 | 7 | 2047 | 2047 | SUMMER | 45 | 45 | 45 | 45 | 45 | 45 | 10 | 48 | 48 | 48 | 48 | 48 | 48 | 10
COT-06 | 2047-08-01 | 8 | 2047 | 2047 | SUMMER | 45 | 45 | 45 | 45 | 45 | 45 | 10 | 48 | 48 | 48 | 48 | 48 | 48 | 10
COT-06 | 2047-09-01 | 9 | 2047 | 2047 | SUMMER | 49 | 49 | 49 | 49 | 49 | 49 | 10 | 49 | 49 | 49 | 49 | 49 | 49 | 10
COT-07 | 2016-10-01 | 10 | 2017 | 2016 | FALL | 53 | 53 | 53 | 53 | 53 | 53 | 10 | 52 | 52 | 52 | 52 | 52 | 52 | 10
COT-07 | 2016-11-01 | 11 | 2017 | 2016 | FALL | 56 | 56 | 56 | 56 | 56 | 56 | 10 | 54 | 54 | 54 | 54 | 54 | 54 | 10
COT-07 | 2016-12-01 | 12 | 2017 | 2016 | WINTER | 61 | 61 | 61 | 61 | 61 | 61 | 10 | 56 | 56 | 56 | 56 | 56 | 56 | 10
COT-07 | 2017-01-01 | 1 | 2017 | 2017 | WINTER | 61 | 61 | 61 | 61 | 61 | 61 | 10 | 56 | 56 | 56 | 56 | 56 | 56 | 10
COT-07 | 2017-02-01 | 2 | 2017 | 2017 | WINTER | 59 | 59 | 59 | 59 | 59 | 59 | 10 | 55 | 55 | 55 | 55 | 55 | 55 | 10
COT-07 | 2017-03-01 | 3 | 2017 | 2017 | WINTER | 56 | 56 | 56 | 56 | 56 | 56 | 10 | 54 | 54 | 54 | 54 | 54 | 54 | 10
COT-07 | 2017-04-01 | 4 | 2017 | 2017 | SPRING | 53 | 53 | 53 | 53 | 53 | 53 | 10 | 52 | 52 | 52 | 52 | 52 | 52 | 10
COT-07 | 2017-05-01 | 5 | 2017 | 2017 | SPRING | 49 | 49 | 49 | 49 | 49 | 49 | 10 | 50 | 50 | 50 | 50 | 50 | 50 | 10
COT-07 | 2017-06-01 | 6 | 2017 | 2017 | SUMMER | 45 | 45 | 45 | 45 | 45 | 45 | 10 | 49 | 49 | 49 | 49 | 49 | 49 | 10
COT-07 | 2017-07-01 | 7 | 2017 | 2017 | SUMMER | 45 | 45 | 45 | 45 | 45 | 45 | 10 | 48 | 48 | 48 | 48 | 48 | 48 | 10
COT-07 | 2017-08-01 | 8 | 2017 | 2017 | SUMMER | 45 | 45 | 45 | 45 | 45 | 45 | 10 | 48 | 48 | 48 | 48 | 48 | 48 | 10
COT-07 | 2017-09-01 | 9 | 2017 | 2017 | SUMMER | 49 | 49 | 49 | 49 | 49 | 49 | 10 | 49 | 49 | 49 | 49 | 49 | 49 | 10
COT-07 | 2017-10-01 | 10 | 2018 | 2017 | FALL | 53 | 53 | 53 | 53 | 53 | 53 | 10 | 52 | 52 | 52 | 52 | 52 | 52 | 10
COT-07 | 2017-11-01 | 11 | 2018 | 2017 | FALL | 56 | 56 | 56 | 56 | 56 | 56 | 10 | 54 | 54 | 54 | 54 | 54 | 54 | 10
COT-07 | 2017-12-01 | 12 | 2018 | 2017 | WINTER | 61 | 61 | 61 | 61 | 61 | 61 | 10 | 56 | 56 | 56 | 56 | 56 | 56 | 10
COT-07 | 2018-01-01 | 1 | 2018 | 2018 | WINTER | 61 | 61 | 61 | 61 | 61 | 61 | 10 | 56 | 56 | 56 | 56 | 56 | 56 | 10
COT-07 | 2018-02-01 | 2 | 2018 | 2018 | WINTER | 59 | 59 | 59 | 59 | 59 | 59 | 10 | 55 | 55 | 55 | 55 | 55 | 55 | 10
COT-07 | 2018-03-01 | 3 | 2018 | 2018 | WINTER | 56 | 56 | 56 | 56 | 56 | 56 | 10 | 54 | 54 | 54 | 54 | 54 | 54 | 10
COT-07 | 2018-04-01 | 4 | 2018 | 2018 | SPRING | 53 | 53 | 53 | 53 | 53 | 53 | 10 | 52 | 52 | 52 | 52 | 52 | 52 | 10
COT-07 | 2018-05-01 | 5 | 2018 | 2018 | SPRING | 49 | 49 | 49 | 49 | 49 | 49 | 10 | 50 | 50 | 50 | 50 | 50 | 50 | 10
COT-07 | 2018-06-01 | 6 | 2018 | 2018 | SUMMER | 45 | 45 | 45 | 45 | 45 | 45 | 10 | 49 | 49 | 49 | 49 | 49 | 49 | 10
COT-07 | 2018-07-01 | 7 | 2018 | 2018 | SUMMER | 45 | 45 | 45 | 45 | 45 | 45 | 10 | 48 | 48 | 48 | 48 | 48 | 48 | 10
COT-07 | 2018-08-01 | 8 | 2018 | 2018 | SUMMER | 45 | 45 | 45 | 45 | 45 | 45 | 10 | 48 | 48 | 48 | 48 | 48 | 48 | 10
COT-07 | 2018-09-01 | 9 | 2018 | 2018 | SUMMER | 49 | 49 | 49 | 49 | 49 | 49 | 10 | 49 | 49 | 49 | 49 | 49 | 49 | 10
COT-07 | 2018-10-01 | 10 | 2019 | 2018 | FALL | 53 | 53 | 53 | 53 | 53 | 53 | 10 | 52 | 52 | 52 | 52 | 52 | 52 | 10
COT-07 | 2018-11-01 | 11 | 2019 | 2018 | FALL | 56 | 56 | 56 | 56 | 56 | 56 | 10 | 54 | 54 | 54 | 54 | 54 | 54 | 10
COT-07 | 2018-12-01 | 12 | 2019 | 2018 | WINTER | 61 | 61 | 61 | 61 | 61 | 61 | 10 | 56 | 56 | 56 | 56 | 56 | 56 | 10
COT-07 | 2019-01-01 | 1 | 2019 | 2019 | WINTER | 61 | 61 | 61 | 61 | 61 | 61 | 10 | 56 | 56 | 56 | 56 | 56 | 56 | 10
COT-07 | 2019-02-01 | 2 | 2019 | 2019 | WINTER | 59 | 59 | 59 | 59 | 59 | 59 | 10 | 55 | 55 | 55 | 55 | 55 | 55 | 10
COT-07 | 2019-03-01 | 3 | 2019 | 2019 | WINTER | 56 | 56 | 56 | 56 | 56 | 56 | 10 | 54 | 54 | 54 | 54 | 54 | 54 | 10
COT-07 | 2019-04-01 | 4 | 2019 | 2019 | SPRING | 53 | 53 | 53 | 53 | 53 | 53 | 10 | 52 | 52 | 52 | 52 | 52 | 52 | 10
COT-07 | 2019-05-01 | 5 | 2019 | 2019 | SPRING | 49 | 49 | 49 | 49 | 49 | 49 | 10 | 50 | 50 | 50 | 50 | 50 | 50 | 10
COT-07 | 2019-06-01 | 6 | 2019 | 2019 | SUMMER | 45 | 45 | 45 | 45 | 45 | 45 | 10 | 49 | 49 | 49 | 49 | 49 | 49 | 10
COT-07 | 2019-07-01 | 7 | 2019 | 2019 | SUMMER | 45 | 45 | 45 | 45 | 45 | 45 | 10 | 48 | 48 | 48 | 48 | 48 | 48 | 10
COT-07 | 2019-08-01 | 8 | 2019 | 2019 | SUMMER | 45 | 45 | 45 | 45 | 45 | 45 | 10 | 48 | 48 | 48 | 48 | 48 | 48 | 10
COT-07 | 2019-09-01 | 9 | 2019 | 2019 | SUMMER | 49 | 49 | 49 | 49 | 49 | 49 | 10 | 49 | 49 | 49 | 49 | 49 | 49 | 10
COT-07 | 2019-10-01 | 10 | 2020 | 2019 | FALL | 53 | 53 | 53 | 53 | 53 | 53 | 10 | 52 | 52 | 52 | 52 | 52 | 52 | 10
COT-07 | 2019-11-01 | 11 | 2020 | 2019 | FALL | 56 | 56 | 56 | 56 | 56 | 56 | 10 | 54 | 54 | 54 | 54 | 54 | 54 | 10
COT-07 | 2019-12-01 | 12 | 2020 | 2019 | WINTER | 61 | 61 | 61 | 61 | 61 | 61 | 10 | 56 | 56 | 56 | 56 | 56 | 56 | 10
COT-07 | 2020-01-01 | 1 | 2020 | 2020 | WINTER | 61 | 61 | 61 | 61 | 61 | 61 | 10 | 56 | 56 | 56 | 56 | 56 | 56 | 10
COT-07 | 2020-02-01 | 2 | 2020 | 2020 | WINTER | 59 | 59 | 59 | 59 | 59 | 59 | 10 | 55 | 55 | 55 | 55 | 55 | 55 | 10
COT-07 | 2020-03-01 | 3 | 2020 | 2020 | WINTER | 56 | 56 | 56 | 56 | 56 | 56 | 10 | 54 | 54 | 54 | 54 | 54 | 54 | 10
COT-07 | 2020-04-01 | 4 | 2020 | 2020 | SPRING | 53 | 53 | 53 | 53 | 53 | 53 | 10 | 52 | 52 | 52 | 52 | 52 | 52 | 10
COT-07 | 2020-05-01 | 5 | 2020 | 2020 | SPRING | 49 | 49 | 49 | 49 | 49 | 49 | 10 | 50 | 50 | 50 | 50 | 50 | 50 | 10
COT-07 | 2020-06-01 | 6 | 2020 | 2020 | SUMMER | 45 | 45 | 45 | 45 | 45 | 45 | 10 | 49 | 49 | 49 | 49 | 49 | 49 | 10
COT-07 | 2020-07-01 | 7 | 2020 | 2020 | SUMMER | 45 | 45 | 45 | 45 | 45 | 45 | 10 | 48 | 48 | 48 | 48 | 48 | 48 | 10
COT-07 | 2020-08-01 | 8 | 2020 | 2020 | SUMMER | 45 | 45 | 45 | 45 | 45 | 45 | 10 | 48 | 48 | 48 | 48 | 48 | 48 | 10
COT-07 | 2020-09-01 | 9 | 2020 | 2020 | SUMMER | 49 | 49 | 49 | 49 | 49 | 49 | 10 | 49 | 49 | 49 | 49 | 49 | 49 | 10
COT-07 | 2020-10-01 | 10 | 2021 | 2020 | FALL | 53 | 53 | 53 | 53 | 53 | 53 | 10 | 52 | 52 | 52 | 52 | 52 | 52 | 10
COT-07 | 2020-11-01 | 11 | 2021 | 2020 | FALL | 56 | 56 | 56 | 56 | 56 | 56 | 10 | 54 | 54 | 54 | 54 | 54 | 54 | 10
COT-07 | 2020-12-01 | 12 | 2021 | 2020 | WINTER | 61 | 61 | 61 | 61 | 61 | 61 | 10 | 56 | 56 | 56 | 56 | 56 | 56 | 10
COT-07 | 2021-01-01 | 1 | 2021 | 2021 | WINTER | 61 | 61 | 61 | 61 | 61 | 61 | 10 | 56 | 56 | 56 | 56 | 56 | 56 | 10
COT-07 | 2021-02-01 | 2 | 2021 | 2021 | WINTER | 59 | 59 | 59 | 59 | 59 | 59 | 10 | 55 | 55 | 55 | 55 | 55 | 55 | 10
COT-07 | 2021-03-01 | 3 | 2021 | 2021 | WINTER | 56 | 56 | 56 | 56 | 56 | 56 | 10 | 54 | 54 | 54 | 54 | 54 | 54 | 10
COT-07 | 2021-04-01 | 4 | 2021 | 2021 | SPRING | 53 | 53 | 53 | 53 | 53 | 53 | 10 | 52 | 52 | 52 | 52 | 52 | 52 | 10
COT-07 | 2021-05-01 | 5 | 2021 | 2021 | SPRING | 49 | 49 | 49 | 49 | 49 | 49 | 10 | 50 | 50 | 50 | 50 | 50 | 50 | 10
COT-07 | 2021-06-01 | 6 | 2021 | 2021 | SUMMER | 45 | 45 | 45 | 45 | 45 | 45 | 10 | 49 | 49 | 49 | 49 | 49 | 49 | 10
COT-07 | 2021-07-01 | 7 | 2021 | 2021 | SUMMER | 45 | 45 | 45 | 45 | 45 | 45 | 10 | 48 | 48 | 48 | 48 | 48 | 48 | 10
COT-07 | 2021-08-01 | 8 | 2021 | 2021 | SUMMER | 45 | 45 | 45 | 45 | 45 | 45 | 10 | 48 | 48 | 48 | 48 | 48 | 48 | 10
COT-07 | 2021-09-01 | 9 | 2021 | 2021 | SUMMER | 49 | 49 | 49 | 49 | 49 | 49 | 10 | 49 | 49 | 49 | 49 | 49 | 49 | 10
COT-07 | 2021-10-01 | 10 | 2022 | 2021 | FALL | 53 | 53 | 53 | 53 | 53 | 53 | 10 | 52 | 52 | 52 | 52 | 52 | 52 | 10
COT-07 | 2021-11-01 | 11 | 2022 | 2021 | FALL | 56 | 56 | 56 | 56 | 56 | 56 | 10 | 54 | 54 | 54 | 54 | 54 | 54 | 10
COT-07 | 2021-12-01 | 12 | 2022 | 2021 | WINTER | 61 | 61 | 61 | 61 | 61 | 61 | 10 | 56 | 56 | 56 | 56 | 56 | 56 | 10
COT-07 | 2022-01-01 | 1 | 2022 | 2022 | WINTER | 61 | 61 | 61 | 61 | 61 | 61 | 10 | 56 | 56 | 56 | 56 | 56 | 56 | 10
COT-07 | 2022-02-01 | 2 | 2022 | 2022 | WINTER | 59 | 59 | 59 | 59 | 59 | 59 | 10 | 55 | 55 | 55 | 55 | 55 | 55 | 10
COT-07 | 2022-03-01 | 3 | 2022 | 2022 | WINTER | 56 | 56 | 56 | 56 | 56 | 56 | 10 | 54 | 54 | 54 | 54 | 54 | 54 | 10
COT-07 | 2022-04-01 | 4 | 2022 | 2022 | SPRING | 53 | 53 | 53 | 53 | 53 | 53 | 10 | 52 | 52 | 52 | 52 | 52 | 52 | 10
COT-07 | 2022-05-01 | 5 | 2022 | 2022 | SPRING | 49 | 49 | 49 | 49 | 49 | 49 | 10 | 50 | 50 | 50 | 50 | 50 | 50 | 10
COT-07 | 2022-06-01 | 6 | 2022 | 2022 | SUMMER | 45 | 45 | 45 | 45 | 45 | 45 | 10 | 49 | 49 | 49 | 49 | 49 | 49 | 10
COT-07 | 2022-07-01 | 7 | 2022 | 2022 | SUMMER | 45 | 45 | 45 | 45 | 45 | 45 | 10 | 48 | 48 | 48 | 48 | 48 | 48 | 10
COT-07 | 2022-08-01 | 8 | 2022 | 2022 | SUMMER | 45 | 45 | 45 | 45 | 45 | 45 | 10 | 48 | 48 | 48 | 48 | 48 | 48 | 10
COT-07 | 2022-09-01 | 9 | 2022 | 2022 | SUMMER | 49 | 49 | 49 | 49 | 49 | 49 | 10 | 49 | 49 | 49 | 49 | 49 | 49 | 10
COT-07 | 2022-10-01 | 10 | 2023 | 2022 | FALL | 53 | 53 | 53 | 53 | 53 | 53 | 10 | 52 | 52 | 52 | 52 | 52 | 52 | 10
COT-07 | 2022-11-01 | 11 | 2023 | 2022 | FALL | 56 | 56 | 56 | 56 | 56 | 56 | 10 | 54 | 54 | 54 | 54 | 54 | 54 | 10
COT-07 | 2022-12-01 | 12 | 2023 | 2022 | WINTER | 61 | 61 | 61 | 61 | 61 | 61 | 10 | 56 | 56 | 56 | 56 | 56 | 56 | 10
COT-07 | 2023-01-01 | 1 | 2023 | 2023 | WINTER | 61 | 61 | 61 | 61 | 61 | 61 | 10 | 56 | 56 | 56 | 56 | 56 | 56 | 10
COT-07 | 2023-02-01 | 2 | 2023 | 2023 | WINTER | 59 | 59 | 59 | 59 | 59 | 59 | 10 | 55 | 55 | 55 | 55 | 55 | 55 | 10
COT-07 | 2023-03-01 | 3 | 2023 | 2023 | WINTER | 56 | 56 | 56 | 56 | 56 | 56 | 10 | 54 | 54 | 54 | 54 | 54 | 54 | 10
COT-07 | 2023-04-01 | 4 | 2023 | 2023 | SPRING | 53 | 53 | 53 | 53 | 53 | 53 | 10 | 52 | 52 | 52 | 52 | 52 | 52 | 10
COT-07 | 2023-05-01 | 5 | 2023 | 2023 | SPRING | 49 | 49 | 49 | 49 | 49 | 49 | 10 | 50 | 50 | 50 | 50 | 50 | 50 | 10
COT-07 | 2023-06-01 | 6 | 2023 | 2023 | SUMMER | 45 | 45 | 45 | 45 | 45 | 45 | 10 | 49 | 49 | 49 | 49 | 49 | 49 | 10
COT-07 | 2023-07-01 | 7 | 2023 | 2023 | SUMMER | 45 | 45 | 45 | 45 | 45 | 45 | 10 | 48 | 48 | 48 | 48 | 48 | 48 | 10
COT-07 | 2023-08-01 | 8 | 2023 | 2023 | SUMMER | 45 | 45 | 45 | 45 | 45 | 45 | 10 | 48 | 48 | 48 | 48 | 48 | 48 | 10
COT-07 | 2023-09-01 | 9 | 2023 | 2023 | SUMMER | 49 | 49 | 49 | 49 | 49 | 49 | 10 | 49 | 49 | 49 | 49 | 49 | 49 | 10
COT-07 | 2023-10-01 | 10 | 2024 | 2023 | FALL | 53 | 53 | 53 | 53 | 53 | 53 | 10 | 52 | 52 | 52 | 52 | 52 | 52 | 10
COT-07 | 2023-11-01 | 11 | 2024 | 2023 | FALL | 56 | 56 | 56 | 56 | 56 | 56 | 10 | 54 | 54 | 54 | 54 | 54 | 54 | 10
COT-07 | 2023-12-01 | 12 | 2024 | 2023 | WINTER | 61 | 61 | 61 | 61 | 61 | 61 | 10 | 56 | 56 | 56 | 56 | 56 | 56 | 10
COT-07 | 2024-01-01 | 1 | 2024 | 2024 | WINTER | 61 | 61 | 61 | 61 | 61 | 61 | 10 | 56 | 56 | 56 | 56 | 56 | 56 | 10
COT-07 | 2024-02-01 | 2 | 2024 | 2024 | WINTER | 59 | 59 | 59 | 59 | 59 | 59 | 10 | 55 | 55 | 55 | 55 | 55 | 55 | 10
COT-07 | 2024-03-01 | 3 | 2024 | 2024 | WINTER | 56 | 56 | 56 | 56 | 56 | 56 | 10 | 54 | 54 | 54 | 54 | 54 | 54 | 10
COT-07 | 2024-04-01 | 4 | 2024 | 2024 | SPRING | 53 | 53 | 53 | 53 | 53 | 53 | 10 | 52 | 52 | 52 | 52 | 52 | 52 | 10
COT-07 | 2024-05-01 | 5 | 2024 | 2024 | SPRING | 49 | 49 | 49 | 49 | 49 | 49 | 10 | 50 | 50 | 50 | 50 | 50 | 50 | 10
COT-07 | 2024-06-01 | 6 | 2024 | 2024 | SUMMER | 45 | 45 | 45 | 45 | 45 | 45 | 10 | 49 | 49 | 49 | 49 | 49 | 49 | 10
COT-07 | 2024-07-01 | 7 | 2024 | 2024 | SUMMER | 45 | 45 | 45 | 45 | 45 | 45 | 10 | 48 | 48 | 48 | 48 | 48 | 48 | 10
COT-07 | 2024-08-01 | 8 | 2024 | 2024 | SUMMER | 45 | 45 | 45 | 45 | 45 | 45 | 10 | 48 | 48 | 48 | 48 | 48 | 48 | 10
COT-07 | 2024-09-01 | 9 | 2024 | 2024 | SUMMER | 49 | 49 | 49 | 49 | 49 | 49 | 10 | 49 | 49 | 49 | 49 | 49 | 49 | 10
COT-07 | 2024-10-01 | 10 | 2025 | 2024 | FALL | 53 | 53 | 53 | 53 | 53 | 53 | 10 | 52 | 52 | 52 | 52 | 52 | 52 | 10
COT-07 | 2024-11-01 | 11 | 2025 | 2024 | FALL | 56 | 56 | 56 | 56 | 56 | 56 | 10 | 54 | 54 | 54 | 54 | 54 | 54 | 10
COT-07 | 2024-12-01 | 12 | 2025 | 2024 | WINTER | 61 | 61 | 61 | 61 | 61 | 61 | 10 | 56 | 56 | 56 | 56 | 56 | 56 | 10
COT-07 | 2025-01-01 | 1 | 2025 | 2025 | WINTER | 61 | 61 | 61 | 61 | 61 | 61 | 10 | 56 | 56 | 56 | 56 | 56 | 56 | 10
COT-07 | 2025-02-01 | 2 | 2025 | 2025 | WINTER | 59 | 59 | 59 | 59 | 59 | 59 | 10 | 55 | 55 | 55 | 55 | 55 | 55 | 10
COT-07 | 2025-03-01 | 3 | 2025 | 2025 | WINTER | 56 | 56 | 56 | 56 | 56 | 56 | 10 | 54 | 54 | 54 | 54 | 54 | 54 | 10
COT-07 | 2025-04-01 | 4 | 2025 | 2025 | SPRING | 53 | 53 | 53 | 53 | 53 | 53 | 10 | 52 | 52 | 52 | 52 | 52 | 52 | 10
COT-07 | 2025-05-01 | 5 | 2025 | 2025 | SPRING | 49 | 49 | 49 | 49 | 49 | 49 | 10 | 50 | 50 | 50 | 50 | 50 | 50 | 10
COT-07 | 2025-06-01 | 6 | 2025 | 2025 | SUMMER | 45 | 45 | 45 | 45 | 45 | 45 | 10 | 49 | 49 | 49 | 49 | 49 | 49 | 10
COT-07 | 2025-07-01 | 7 | 2025 | 2025 | SUMMER | 45 | 45 | 45 | 45 | 45 | 45 | 10 | 48 | 48 | 48 | 48 | 48 | 48 | 10
COT-07 | 2025-08-01 | 8 | 2025 | 2025 | SUMMER | 45 | 45 | 45 | 45 | 45 | 45 | 10 | 48 | 48 | 48 | 48 | 48 | 48 | 10
COT-07 | 2025-09-01 | 9 | 2025 | 2025 | SUMMER | 49 | 49 | 49 | 49 | 49 | 49 | 10 | 49 | 49 | 49 | 49 | 49 | 49 | 10
COT-07 | 2025-10-01 | 10 | 2026 | 2025 | FALL | 53 | 53 | 53 | 53 | 53 | 53 | 10 | 52 | 52 | 52 | 52 | 52 | 52 | 10
COT-07 | 2025-11-01 | 11 | 2026 | 2025 | FALL | 56 | 56 | 56 | 56 | 56 | 56 | 10 | 54 | 54 | 54 | 54 | 54 | 54 | 10
COT-07 | 2025-12-01 | 12 | 2026 | 2025 | WINTER | 61 | 61 | 61 | 61 | 61 | 61 | 10 | 56 | 56 | 56 | 56 | 56 | 56 | 10
COT-07 | 2026-01-01 | 1 | 2026 | 2026 | WINTER | 61 | 61 | 61 | 61 | 61 | 61 | 10 | 56 | 56 | 56 | 56 | 56 | 56 | 10
COT-07 | 2026-02-01 | 2 | 2026 | 2026 | WINTER | 59 | 59 | 59 | 59 | 59 | 59 | 10 | 55 | 55 | 55 | 55 | 55 | 55 | 10
COT-07 | 2026-03-01 | 3 | 2026 | 2026 | WINTER | 56 | 56 | 56 | 56 | 56 | 56 | 10 | 54 | 54 | 54 | 54 | 54 | 54 | 10
COT-07 | 2026-04-01 | 4 | 2026 | 2026 | SPRING | 53 | 53 | 53 | 53 | 53 | 53 | 10 | 52 | 52 | 52 | 52 | 52 | 52 | 10
COT-07 | 2026-05-01 | 5 | 2026 | 2026 | SPRING | 49 | 49 | 49 | 49 | 49 | 49 | 10 | 50 | 50 | 50 | 50 | 50 | 50 | 10
COT-07 | 2026-06-01 | 6 | 2026 | 2026 | SUMMER | 45 | 45 | 45 | 45 | 45 | 45 | 10 | 49 | 49 | 49 | 49 | 49 | 49 | 10
COT-07 | 2026-07-01 | 7 | 2026 | 2026 | SUMMER | 45 | 45 | 45 | 45 | 45 | 45 | 10 | 48 | 48 | 48 | 48 | 48 | 48 | 10
COT-07 | 2026-08-01 | 8 | 2026 | 2026 | SUMMER | 45 | 45 | 45 | 45 | 45 | 45 | 10 | 48 | 48 | 48 | 48 | 48 | 48 | 10
COT-07 | 2026-09-01 | 9 | 2026 | 2026 | SUMMER | 49 | 49 | 49 | 49 | 49 | 49 | 10 | 49 | 49 | 49 | 49 | 49 | 49 | 10
COT-07 | 2026-10-01 | 10 | 2027 | 2026 | FALL | 53 | 53 | 53 | 53 | 53 | 53 | 10 | 52 | 52 | 52 | 52 | 52 | 52 | 10
COT-07 | 2026-11-01 | 11 | 2027 | 2026 | FALL | 56 | 56 | 56 | 56 | 56 | 56 | 10 | 54 | 54 | 54 | 54 | 54 | 54 | 10
COT-07 | 2026-12-01 | 12 | 2027 | 2026 | WINTER | 61 | 61 | 61 | 61 | 61 | 61 | 10 | 56 | 56 | 56 | 56 | 56 | 56 | 10
COT-07 | 2027-01-01 | 1 | 2027 | 2027 | WINTER | 61 | 61 | 61 | 61 | 61 | 61 | 10 | 56 | 56 | 56 | 56 | 56 | 56 | 10
COT-07 | 2027-02-01 | 2 | 2027 | 2027 | WINTER | 59 | 59 | 59 | 59 | 59 | 59 | 10 | 55 | 55 | 55 | 55 | 55 | 55 | 10
COT-07 | 2027-03-01 | 3 | 2027 | 2027 | WINTER | 56 | 56 | 56 | 56 | 56 | 56 | 10 | 54 | 54 | 54 | 54 | 54 | 54 | 10
COT-07 | 2027-04-01 | 4 | 2027 | 2027 | SPRING | 53 | 53 | 53 | 53 | 53 | 53 | 10 | 52 | 52 | 52 | 52 | 52 | 52 | 10
COT-07 | 2027-05-01 | 5 | 2027 | 2027 | SPRING | 49 | 49 | 49 | 49 | 49 | 49 | 10 | 50 | 50 | 50 | 50 | 50 | 50 | 10
COT-07 | 2027-06-01 | 6 | 2027 | 2027 | SUMMER | 45 | 45 | 45 | 45 | 45 | 45 | 10 | 49 | 49 | 49 | 49 | 49 | 49 | 10
COT-07 | 2027-07-01 | 7 | 2027 | 2027 | SUMMER | 45 | 45 | 45 | 45 | 45 | 45 | 10 | 48 | 48 | 48 | 48 | 48 | 48 | 10
COT-07 | 2027-08-01 | 8 | 2027 | 2027 | SUMMER | 45 | 45 | 45 | 45 | 45 | 45 | 10 | 48 | 48 | 48 | 48 | 48 | 48 | 10
COT-07 | 2027-09-01 | 9 | 2027 | 2027 | SUMMER | 49 | 49 | 49 | 49 | 49 | 49 | 10 | 49 | 49 | 49 | 49 | 49 | 49 | 10
COT-07 | 2027-10-01 | 10 | 2028 | 2027 | FALL | 53 | 53 | 53 | 53 | 53 | 53 | 10 | 52 | 52 | 52 | 52 | 52 | 52 | 10
COT-07 | 2027-11-01 | 11 | 2028 | 2027 | FALL | 56 | 56 | 56 | 56 | 56 | 56 | 10 | 54 | 54 | 54 | 54 | 54 | 54 | 10
COT-07 | 2027-12-01 | 12 | 2028 | 2027 | WINTER | 61 | 61 | 61 | 61 | 61 | 61 | 10 | 56 | 56 | 56 | 56 | 56 | 56 | 10
COT-07 | 2028-01-01 | 1 | 2028 | 2028 | WINTER | 61 | 61 | 61 | 61 | 61 | 61 | 10 | 56 | 56 | 56 | 56 | 56 | 56 | 10
COT-07 | 2028-02-01 | 2 | 2028 | 2028 | WINTER | 59 | 59 | 59 | 59 | 59 | 59 | 10 | 55 | 55 | 55 | 55 | 55 | 55 | 10
COT-07 | 2028-03-01 | 3 | 2028 | 2028 | WINTER | 56 | 56 | 56 | 56 | 56 | 56 | 10 | 54 | 54 | 54 | 54 | 54 | 54 | 10
COT-07 | 2028-04-01 | 4 | 2028 | 2028 | SPRING | 53 | 53 | 53 | 53 | 53 | 53 | 10 | 52 | 52 | 52 | 52 | 52 | 52 | 10
COT-07 | 2028-05-01 | 5 | 2028 | 2028 | SPRING | 49 | 49 | 49 | 49 | 49 | 49 | 10 | 50 | 50 | 50 | 50 | 50 | 50 | 10
COT-07 | 2028-06-01 | 6 | 2028 | 2028 | SUMMER | 45 | 45 | 45 | 45 | 45 | 45 | 10 | 49 | 49 | 49 | 49 | 49 | 49 | 10
COT-07 | 2028-07-01 | 7 | 2028 | 2028 | SUMMER | 45 | 45 | 45 | 45 | 45 | 45 | 10 | 48 | 48 | 48 | 48 | 48 | 48 | 10
COT-07 | 2028-08-01 | 8 | 2028 | 2028 | SUMMER | 45 | 45 | 45 | 45 | 45 | 45 | 10 | 48 | 48 | 48 | 48 | 48 | 48 | 10
COT-07 | 2028-09-01 | 9 | 2028 | 2028 | SUMMER | 49 | 49 | 49 | 49 | 49 | 49 | 10 | 49 | 49 | 49 | 49 | 49 | 49 | 10
COT-07 | 2028-10-01 | 10 | 2029 | 2028 | FALL | 53 | 53 | 53 | 53 | 53 | 53 | 10 | 52 | 52 | 52 | 52 | 52 | 52 | 10
COT-07 | 2028-11-01 | 11 | 2029 | 2028 | FALL | 56 | 56 | 56 | 56 | 56 | 56 | 10 | 54 | 54 | 54 | 54 | 54 | 54 | 10
COT-07 | 2028-12-01 | 12 | 2029 | 2028 | WINTER | 61 | 61 | 61 | 61 | 61 | 61 | 10 | 56 | 56 | 56 | 56 | 56 | 56 | 10
COT-07 | 2029-01-01 | 1 | 2029 | 2029 | WINTER | 61 | 61 | 61 | 61 | 61 | 61 | 10 | 56 | 56 | 56 | 56 | 56 | 56 | 10
COT-07 | 2029-02-01 | 2 | 2029 | 2029 | WINTER | 59 | 59 | 59 | 59 | 59 | 59 | 10 | 55 | 55 | 55 | 55 | 55 | 55 | 10
COT-07 | 2029-03-01 | 3 | 2029 | 2029 | WINTER | 56 | 56 | 56 | 56 | 56 | 56 | 10 | 54 | 54 | 54 | 54 | 54 | 54 | 10
COT-07 | 2029-04-01 | 4 | 2029 | 2029 | SPRING | 53 | 53 | 53 | 53 | 53 | 53 | 10 | 52 | 52 | 52 | 52 | 52 | 52 | 10
COT-07 | 2029-05-01 | 5 | 2029 | 2029 | SPRING | 49 | 49 | 49 | 49 | 49 | 49 | 10 | 50 | 50 | 50 | 50 | 50 | 50 | 10
COT-07 | 2029-06-01 | 6 | 2029 | 2029 | SUMMER | 45 | 45 | 45 | 45 | 45 | 45 | 10 | 49 | 49 | 49 | 49 | 49 | 49 | 10
COT-07 | 2029-07-01 | 7 | 2029 | 2029 | SUMMER | 45 | 45 | 45 | 45 | 45 | 45 | 10 | 48 | 48 | 48 | 48 | 48 | 48 | 10
COT-07 | 2029-08-01 | 8 | 2029 | 2029 | SUMMER | 45 | 45 | 45 | 45 | 45 | 45 | 10 | 48 | 48 | 48 | 48 | 48 | 48 | 10
COT-07 | 2029-09-01 | 9 | 2029 | 2029 | SUMMER | 49 | 49 | 49 | 49 | 49 | 49 | 10 | 49 | 49 | 49 | 49 | 49 | 49 | 10
COT-07 | 2029-10-01 | 10 | 2030 | 2029 | FALL | 53 | 53 | 53 | 53 | 53 | 53 | 10 | 52 | 52 | 52 | 52 | 52 | 52 | 10
COT-07 | 2029-11-01 | 11 | 2030 | 2029 | FALL | 56 | 56 | 56 | 56 | 56 | 56 | 10 | 54 | 54 | 54 | 54 | 54 | 54 | 10
COT-07 | 2029-12-01 | 12 | 2030 | 2029 | WINTER | 61 | 61 | 61 | 61 | 61 | 61 | 10 | 56 | 56 | 56 | 56 | 56 | 56 | 10
COT-07 | 2030-01-01 | 1 | 2030 | 2030 | WINTER | 61 | 61 | 61 | 61 | 61 | 61 | 10 | 56 | 56 | 56 | 56 | 56 | 56 | 10
COT-07 | 2030-02-01 | 2 | 2030 | 2030 | WINTER | 59 | 59 | 59 | 59 | 59 | 59 | 10 | 55 | 55 | 55 | 55 | 55 | 55 | 10
COT-07 | 2030-03-01 | 3 | 2030 | 2030 | WINTER | 56 | 56 | 56 | 56 | 56 | 56 | 10 | 54 | 54 | 54 | 54 | 54 | 54 | 10
COT-07 | 2030-04-01 | 4 | 2030 | 2030 | SPRING | 53 | 53 | 53 | 53 | 53 | 53 | 10 | 52 | 52 | 52 | 52 | 52 | 52 | 10
COT-07 | 2030-05-01 | 5 | 2030 | 2030 | SPRING | 49 | 49 | 49 | 49 | 49 | 49 | 10 | 50 | 50 | 50 | 50 | 50 | 50 | 10
COT-07 | 2030-06-01 | 6 | 2030 | 2030 | SUMMER | 45 | 45 | 45 | 45 | 45 | 45 | 10 | 49 | 49 | 49 | 49 | 49 | 49 | 10
COT-07 | 2030-07-01 | 7 | 2030 | 2030 | SUMMER | 45 | 45 | 45 | 45 | 45 | 45 | 10 | 48 | 48 | 48 | 48 | 48 | 48 | 10
COT-07 | 2030-08-01 | 8 | 2030 | 2030 | SUMMER | 45 | 45 | 45 | 45 | 45 | 45 | 10 | 48 | 48 | 48 | 48 | 48 | 48 | 10
COT-07 | 2030-09-01 | 9 | 2030 | 2030 | SUMMER | 49 | 49 | 49 | 49 | 49 | 49 | 10 | 49 | 49 | 49 | 49 | 49 | 49 | 10
COT-07 | 2030-10-01 | 10 | 2031 | 2030 | FALL | 53 | 53 | 53 | 53 | 53 | 53 | 10 | 52 | 52 | 52 | 52 | 52 | 52 | 10
COT-07 | 2030-11-01 | 11 | 2031 | 2030 | FALL | 56 | 56 | 56 | 56 | 56 | 56 | 10 | 54 | 54 | 54 | 54 | 54 | 54 | 10
COT-07 | 2030-12-01 | 12 | 2031 | 2030 | WINTER | 61 | 61 | 61 | 61 | 61 | 61 | 10 | 56 | 56 | 56 | 56 | 56 | 56 | 10
COT-07 | 2031-01-01 | 1 | 2031 | 2031 | WINTER | 61 | 61 | 61 | 61 | 61 | 61 | 10 | 56 | 56 | 56 | 56 | 56 | 56 | 10
COT-07 | 2031-02-01 | 2 | 2031 | 2031 | WINTER | 59 | 59 | 59 | 59 | 59 | 59 | 10 | 55 | 55 | 55 | 55 | 55 | 55 | 10
COT-07 | 2031-03-01 | 3 | 2031 | 2031 | WINTER | 56 | 56 | 56 | 56 | 56 | 56 | 10 | 54 | 54 | 54 | 54 | 54 | 54 | 10
COT-07 | 2031-04-01 | 4 | 2031 | 2031 | SPRING | 53 | 53 | 53 | 53 | 53 | 53 | 10 | 52 | 52 | 52 | 52 | 52 | 52 | 10
COT-07 | 2031-05-01 | 5 | 2031 | 2031 | SPRING | 49 | 49 | 49 | 49 | 49 | 49 | 10 | 50 | 50 | 50 | 50 | 50 | 50 | 10
COT-07 | 2031-06-01 | 6 | 2031 | 2031 | SUMMER | 45 | 45 | 45 | 45 | 45 | 45 | 10 | 49 | 49 | 49 | 49 | 49 | 49 | 10
COT-07 | 2031-07-01 | 7 | 2031 | 2031 | SUMMER | 45 | 45 | 45 | 45 | 45 | 45 | 10 | 48 | 48 | 48 | 48 | 48 | 48 | 10
COT-07 | 2031-08-01 | 8 | 2031 | 2031 | SUMMER | 45 | 45 | 45 | 45 | 45 | 45 | 10 | 48 | 48 | 48 | 48 | 48 | 48 | 10
COT-07 | 2031-09-01 | 9 | 2031 | 2031 | SUMMER | 49 | 49 | 49 | 49 | 49 | 49 | 10 | 49 | 49 | 49 | 49 | 49 | 49 | 10
COT-07 | 2031-10-01 | 10 | 2032 | 2031 | FALL | 53 | 53 | 53 | 53 | 53 | 53 | 10 | 52 | 52 | 52 | 52 | 52 | 52 | 10
COT-07 | 2031-11-01 | 11 | 2032 | 2031 | FALL | 56 | 56 | 56 | 56 | 56 | 56 | 10 | 54 | 54 | 54 | 54 | 54 | 54 | 10
COT-07 | 2031-12-01 | 12 | 2032 | 2031 | WINTER | 61 | 61 | 61 | 61 | 61 | 61 | 10 | 56 | 56 | 56 | 56 | 56 | 56 | 10
COT-07 | 2032-01-01 | 1 | 2032 | 2032 | WINTER | 61 | 61 | 61 | 61 | 61 | 61 | 10 | 56 | 56 | 56 | 56 | 56 | 56 | 10
COT-07 | 2032-02-01 | 2 | 2032 | 2032 | WINTER | 59 | 59 | 59 | 59 | 59 | 59 | 10 | 55 | 55 | 55 | 55 | 55 | 55 | 10
COT-07 | 2032-03-01 | 3 | 2032 | 2032 | WINTER | 56 | 56 | 56 | 56 | 56 | 56 | 10 | 54 | 54 | 54 | 54 | 54 | 54 | 10
COT-07 | 2032-04-01 | 4 | 2032 | 2032 | SPRING | 53 | 53 | 53 | 53 | 53 | 53 | 10 | 52 | 52 | 52 | 52 | 52 | 52 | 10
COT-07 | 2032-05-01 | 5 | 2032 | 2032 | SPRING | 49 | 49 | 49 | 49 | 49 | 49 | 10 | 50 | 50 | 50 | 50 | 50 | 50 | 10
COT-07 | 2032-06-01 | 6 | 2032 | 2032 | SUMMER | 45 | 45 | 45 | 45 | 45 | 45 | 10 | 49 | 49 | 49 | 49 | 49 | 49 | 10
COT-07 | 2032-07-01 | 7 | 2032 | 2032 | SUMMER | 45 | 45 | 45 | 45 | 45 | 45 | 10 | 48 | 48 | 48 | 48 | 48 | 48 | 10
COT-07 | 2032-08-01 | 8 | 2032 | 2032 | SUMMER | 45 | 45 | 45 | 45 | 45 | 45 | 10 | 48 | 48 | 48 | 48 | 48 | 48 | 10
COT-07 | 2032-09-01 | 9 | 2032 | 2032 | SUMMER | 49 | 49 | 49 | 49 | 49 | 49 | 10 | 49 | 49 | 49 | 49 | 49 | 49 | 10
COT-07 | 2032-10-01 | 10 | 2033 | 2032 | FALL | 53 | 53 | 53 | 53 | 53 | 53 | 10 | 52 | 52 | 52 | 52 | 52 | 52 | 10
COT-07 | 2032-11-01 | 11 | 2033 | 2032 | FALL | 56 | 56 | 56 | 56 | 56 | 56 | 10 | 54 | 54 | 54 | 54 | 54 | 54 | 10
COT-07 | 2032-12-01 | 12 | 2033 | 2032 | WINTER | 61 | 61 | 61 | 61 | 61 | 61 | 10 | 56 | 56 | 56 | 56 | 56 | 56 | 10
COT-07 | 2033-01-01 | 1 | 2033 | 2033 | WINTER | 61 | 61 | 61 | 61 | 61 | 61 | 10 | 56 | 56 | 56 | 56 | 56 | 56 | 10
COT-07 | 2033-02-01 | 2 | 2033 | 2033 | WINTER | 59 | 59 | 59 | 59 | 59 | 59 | 10 | 55 | 55 | 55 | 55 | 55 | 55 | 10
COT-07 | 2033-03-01 | 3 | 2033 | 2033 | WINTER | 56 | 56 | 56 | 56 | 56 | 56 | 10 | 54 | 54 | 54 | 54 | 54 | 54 | 10
COT-07 | 2033-04-01 | 4 | 2033 | 2033 | SPRING | 53 | 53 | 53 | 53 | 53 | 53 | 10 | 52 | 52 | 52 | 52 | 52 | 52 | 10
COT-07 | 2033-05-01 | 5 | 2033 | 2033 | SPRING | 49 | 49 | 49 | 49 | 49 | 49 | 10 | 50 | 50 | 50 | 50 | 50 | 50 | 10
COT-07 | 2033-06-01 | 6 | 2033 | 2033 | SUMMER | 45 | 45 | 45 | 45 | 45 | 45 | 10 | 49 | 49 | 49 | 49 | 49 | 49 | 10
COT-07 | 2033-07-01 | 7 | 2033 | 2033 | SUMMER | 45 | 45 | 45 | 45 | 45 | 45 | 10 | 48 | 48 | 48 | 48 | 48 | 48 | 10
COT-07 | 2033-08-01 | 8 | 2033 | 2033 | SUMMER | 45 | 45 | 45 | 45 | 45 | 45 | 10 | 48 | 48 | 48 | 48 | 48 | 48 | 10
COT-07 | 2033-09-01 | 9 | 2033 | 2033 | SUMMER | 49 | 49 | 49 | 49 | 49 | 49 | 10 | 49 | 49 | 49 | 49 | 49 | 49 | 10
COT-07 | 2033-10-01 | 10 | 2034 | 2033 | FALL | 53 | 53 | 53 | 53 | 53 | 53 | 10 | 52 | 52 | 52 | 52 | 52 | 52 | 10
COT-07 | 2033-11-01 | 11 | 2034 | 2033 | FALL | 56 | 56 | 56 | 56 | 56 | 56 | 10 | 54 | 54 | 54 | 54 | 54 | 54 | 10
COT-07 | 2033-12-01 | 12 | 2034 | 2033 | WINTER | 61 | 61 | 61 | 61 | 61 | 61 | 10 | 56 | 56 | 56 | 56 | 56 | 56 | 10
COT-07 | 2034-01-01 | 1 | 2034 | 2034 | WINTER | 61 | 61 | 61 | 61 | 61 | 61 | 10 | 56 | 56 | 56 | 56 | 56 | 56 | 10
COT-07 | 2034-02-01 | 2 | 2034 | 2034 | WINTER | 59 | 59 | 59 | 59 | 59 | 59 | 10 | 55 | 55 | 55 | 55 | 55 | 55 | 10
COT-07 | 2034-03-01 | 3 | 2034 | 2034 | WINTER | 56 | 56 | 56 | 56 | 56 | 56 | 10 | 54 | 54 | 54 | 54 | 54 | 54 | 10
COT-07 | 2034-04-01 | 4 | 2034 | 2034 | SPRING | 53 | 53 | 53 | 53 | 53 | 53 | 10 | 52 | 52 | 52 | 52 | 52 | 52 | 10
COT-07 | 2034-05-01 | 5 | 2034 | 2034 | SPRING | 49 | 49 | 49 | 49 | 49 | 49 | 10 | 50 | 50 | 50 | 50 | 50 | 50 | 10
COT-07 | 2034-06-01 | 6 | 2034 | 2034 | SUMMER | 45 | 45 | 45 | 45 | 45 | 45 | 10 | 49 | 49 | 49 | 49 | 49 | 49 | 10
COT-07 | 2034-07-01 | 7 | 2034 | 2034 | SUMMER | 45 | 45 | 45 | 45 | 45 | 45 | 10 | 48 | 48 | 48 | 48 | 48 | 48 | 10
COT-07 | 2034-08-01 | 8 | 2034 | 2034 | SUMMER | 45 | 45 | 45 | 45 | 45 | 45 | 10 | 48 | 48 | 48 | 48 | 48 | 48 | 10
COT-07 | 2034-09-01 | 9 | 2034 | 2034 | SUMMER | 49 | 49 | 49 | 49 | 49 | 49 | 10 | 49 | 49 | 49 | 49 | 49 | 49 | 10
COT-07 | 2034-10-01 | 10 | 2035 | 2034 | FALL | 53 | 53 | 53 | 53 | 53 | 53 | 10 | 52 | 52 | 52 | 52 | 52 | 52 | 10
COT-07 | 2034-11-01 | 11 | 2035 | 2034 | FALL | 56 | 56 | 56 | 56 | 56 | 56 | 10 | 54 | 54 | 54 | 54 | 54 | 54 | 10
COT-07 | 2034-12-01 | 12 | 2035 | 2034 | WINTER | 61 | 61 | 61 | 61 | 61 | 61 | 10 | 56 | 56 | 56 | 56 | 56 | 56 | 10
COT-07 | 2035-01-01 | 1 | 2035 | 2035 | WINTER | 61 | 61 | 61 | 61 | 61 | 61 | 10 | 56 | 56 | 56 | 56 | 56 | 56 | 10
COT-07 | 2035-02-01 | 2 | 2035 | 2035 | WINTER | 59 | 59 | 59 | 59 | 59 | 59 | 10 | 55 | 55 | 55 | 55 | 55 | 55 | 10
COT-07 | 2035-03-01 | 3 | 2035 | 2035 | WINTER | 56 | 56 | 56 | 56 | 56 | 56 | 10 | 54 | 54 | 54 | 54 | 54 | 54 | 10
COT-07 | 2035-04-01 | 4 | 2035 | 2035 | SPRING | 53 | 53 | 53 | 53 | 53 | 53 | 10 | 52 | 52 | 52 | 52 | 52 | 52 | 10
COT-07 | 2035-05-01 | 5 | 2035 | 2035 | SPRING | 49 | 49 | 49 | 49 | 49 | 49 | 10 | 50 | 50 | 50 | 50 | 50 | 50 | 10
COT-07 | 2035-06-01 | 6 | 2035 | 2035 | SUMMER | 45 | 45 | 45 | 45 | 45 | 45 | 10 | 49 | 49 | 49 | 49 | 49 | 49 | 10
COT-07 | 2035-07-01 | 7 | 2035 | 2035 | SUMMER | 45 | 45 | 45 | 45 | 45 | 45 | 10 | 48 | 48 | 48 | 48 | 48 | 48 | 10
COT-07 | 2035-08-01 | 8 | 2035 | 2035 | SUMMER | 45 | 45 | 45 | 45 | 45 | 45 | 10 | 48 | 48 | 48 | 48 | 48 | 48 | 10
COT-07 | 2035-09-01 | 9 | 2035 | 2035 | SUMMER | 49 | 49 | 49 | 49 | 49 | 49 | 10 | 49 | 49 | 49 | 49 | 49 | 49 | 10
COT-07 | 2035-10-01 | 10 | 2036 | 2035 | FALL | 53 | 53 | 53 | 53 | 53 | 53 | 10 | 52 | 52 | 52 | 52 | 52 | 52 | 10
COT-07 | 2035-11-01 | 11 | 2036 | 2035 | FALL | 56 | 56 | 56 | 56 | 56 | 56 | 10 | 54 | 54 | 54 | 54 | 54 | 54 | 10
COT-07 | 2035-12-01 | 12 | 2036 | 2035 | WINTER | 61 | 61 | 61 | 61 | 61 | 61 | 10 | 56 | 56 | 56 | 56 | 56 | 56 | 10
COT-07 | 2036-01-01 | 1 | 2036 | 2036 | WINTER | 61 | 61 | 61 | 61 | 61 | 61 | 10 | 56 | 56 | 56 | 56 | 56 | 56 | 10
COT-07 | 2036-02-01 | 2 | 2036 | 2036 | WINTER | 59 | 59 | 59 | 59 | 59 | 59 | 10 | 55 | 55 | 55 | 55 | 55 | 55 | 10
COT-07 | 2036-03-01 | 3 | 2036 | 2036 | WINTER | 56 | 56 | 56 | 56 | 56 | 56 | 10 | 54 | 54 | 54 | 54 | 54 | 54 | 10
COT-07 | 2036-04-01 | 4 | 2036 | 2036 | SPRING | 53 | 53 | 53 | 53 | 53 | 53 | 10 | 52 | 52 | 52 | 52 | 52 | 52 | 10
COT-07 | 2036-05-01 | 5 | 2036 | 2036 | SPRING | 49 | 49 | 49 | 49 | 49 | 49 | 10 | 50 | 50 | 50 | 50 | 50 | 50 | 10
COT-07 | 2036-06-01 | 6 | 2036 | 2036 | SUMMER | 45 | 45 | 45 | 45 | 45 | 45 | 10 | 49 | 49 | 49 | 49 | 49 | 49 | 10
COT-07 | 2036-07-01 | 7 | 2036 | 2036 | SUMMER | 45 | 45 | 45 | 45 | 45 | 45 | 10 | 48 | 48 | 48 | 48 | 48 | 48 | 10
COT-07 | 2036-08-01 | 8 | 2036 | 2036 | SUMMER | 45 | 45 | 45 | 45 | 45 | 45 | 10 | 48 | 48 | 48 | 48 | 48 | 48 | 10
COT-07 | 2036-09-01 | 9 | 2036 | 2036 | SUMMER | 49 | 49 | 49 | 49 | 49 | 49 | 10 | 49 | 49 | 49 | 49 | 49 | 49 | 10
COT-07 | 2036-10-01 | 10 | 2037 | 2036 | FALL | 53 | 53 | 53 | 53 | 53 | 53 | 10 | 52 | 52 | 52 | 52 | 52 | 52 | 10
COT-07 | 2036-11-01 | 11 | 2037 | 2036 | FALL | 56 | 56 | 56 | 56 | 56 | 56 | 10 | 54 | 54 | 54 | 54 | 54 | 54 | 10
COT-07 | 2036-12-01 | 12 | 2037 | 2036 | WINTER | 61 | 61 | 61 | 61 | 61 | 61 | 10 | 56 | 56 | 56 | 56 | 56 | 56 | 10
COT-07 | 2037-01-01 | 1 | 2037 | 2037 | WINTER | 61 | 61 | 61 | 61 | 61 | 61 | 10 | 56 | 56 | 56 | 56 | 56 | 56 | 10
COT-07 | 2037-02-01 | 2 | 2037 | 2037 | WINTER | 59 | 59 | 59 | 59 | 59 | 59 | 10 | 55 | 55 | 55 | 55 | 55 | 55 | 10
COT-07 | 2037-03-01 | 3 | 2037 | 2037 | WINTER | 56 | 56 | 56 | 56 | 56 | 56 | 10 | 54 | 54 | 54 | 54 | 54 | 54 | 10
COT-07 | 2037-04-01 | 4 | 2037 | 2037 | SPRING | 53 | 53 | 53 | 53 | 53 | 53 | 10 | 52 | 52 | 52 | 52 | 52 | 52 | 10
COT-07 | 2037-05-01 | 5 | 2037 | 2037 | SPRING | 49 | 49 | 49 | 49 | 49 | 49 | 10 | 50 | 50 | 50 | 50 | 50 | 50 | 10
COT-07 | 2037-06-01 | 6 | 2037 | 2037 | SUMMER | 45 | 45 | 45 | 45 | 45 | 45 | 10 | 49 | 49 | 49 | 49 | 49 | 49 | 10
COT-07 | 2037-07-01 | 7 | 2037 | 2037 | SUMMER | 45 | 45 | 45 | 45 | 45 | 45 | 10 | 48 | 48 | 48 | 48 | 48 | 48 | 10
COT-07 | 2037-08-01 | 8 | 2037 | 2037 | SUMMER | 45 | 45 | 45 | 45 | 45 | 45 | 10 | 48 | 48 | 48 | 48 | 48 | 48 | 10
COT-07 | 2037-09-01 | 9 | 2037 | 2037 | SUMMER | 49 | 49 | 49 | 49 | 49 | 49 | 10 | 49 | 49 | 49 | 49 | 49 | 49 | 10
COT-07 | 2037-10-01 | 10 | 2038 | 2037 | FALL | 53 | 53 | 53 | 53 | 53 | 53 | 10 | 52 | 52 | 52 | 52 | 52 | 52 | 10
COT-07 | 2037-11-01 | 11 | 2038 | 2037 | FALL | 56 | 56 | 56 | 56 | 56 | 56 | 10 | 54 | 54 | 54 | 54 | 54 | 54 | 10
COT-07 | 2037-12-01 | 12 | 2038 | 2037 | WINTER | 61 | 61 | 61 | 61 | 61 | 61 | 10 | 56 | 56 | 56 | 56 | 56 | 56 | 10
COT-07 | 2038-01-01 | 1 | 2038 | 2038 | WINTER | 61 | 61 | 61 | 61 | 61 | 61 | 10 | 56 | 56 | 56 | 56 | 56 | 56 | 10
COT-07 | 2038-02-01 | 2 | 2038 | 2038 | WINTER | 59 | 59 | 59 | 59 | 59 | 59 | 10 | 55 | 55 | 55 | 55 | 55 | 55 | 10
COT-07 | 2038-03-01 | 3 | 2038 | 2038 | WINTER | 56 | 56 | 56 | 56 | 56 | 56 | 10 | 54 | 54 | 54 | 54 | 54 | 54 | 10
COT-07 | 2038-04-01 | 4 | 2038 | 2038 | SPRING | 53 | 53 | 53 | 53 | 53 | 53 | 10 | 52 | 52 | 52 | 52 | 52 | 52 | 10
COT-07 | 2038-05-01 | 5 | 2038 | 2038 | SPRING | 49 | 49 | 49 | 49 | 49 | 49 | 10 | 50 | 50 | 50 | 50 | 50 | 50 | 10
COT-07 | 2038-06-01 | 6 | 2038 | 2038 | SUMMER | 45 | 45 | 45 | 45 | 45 | 45 | 10 | 49 | 49 | 49 | 49 | 49 | 49 | 10
COT-07 | 2038-07-01 | 7 | 2038 | 2038 | SUMMER | 45 | 45 | 45 | 45 | 45 | 45 | 10 | 48 | 48 | 48 | 48 | 48 | 48 | 10
COT-07 | 2038-08-01 | 8 | 2038 | 2038 | SUMMER | 45 | 45 | 45 | 45 | 45 | 45 | 10 | 48 | 48 | 48 | 48 | 48 | 48 | 10
COT-07 | 2038-09-01 | 9 | 2038 | 2038 | SUMMER | 49 | 49 | 49 | 49 | 49 | 49 | 10 | 49 | 49 | 49 | 49 | 49 | 49 | 10
COT-07 | 2038-10-01 | 10 | 2039 | 2038 | FALL | 53 | 53 | 53 | 53 | 53 | 53 | 10 | 52 | 52 | 52 | 52 | 52 | 52 | 10
COT-07 | 2038-11-01 | 11 | 2039 | 2038 | FALL | 56 | 56 | 56 | 56 | 56 | 56 | 10 | 54 | 54 | 54 | 54 | 54 | 54 | 10
COT-07 | 2038-12-01 | 12 | 2039 | 2038 | WINTER | 61 | 61 | 61 | 61 | 61 | 61 | 10 | 56 | 56 | 56 | 56 | 56 | 56 | 10
COT-07 | 2039-01-01 | 1 | 2039 | 2039 | WINTER | 61 | 61 | 61 | 61 | 61 | 61 | 10 | 56 | 56 | 56 | 56 | 56 | 56 | 10
COT-07 | 2039-02-01 | 2 | 2039 | 2039 | WINTER | 59 | 59 | 59 | 59 | 59 | 59 | 10 | 55 | 55 | 55 | 55 | 55 | 55 | 10
COT-07 | 2039-03-01 | 3 | 2039 | 2039 | WINTER | 56 | 56 | 56 | 56 | 56 | 56 | 10 | 54 | 54 | 54 | 54 | 54 | 54 | 10
COT-07 | 2039-04-01 | 4 | 2039 | 2039 | SPRING | 53 | 53 | 53 | 53 | 53 | 53 | 10 | 52 | 52 | 52 | 52 | 52 | 52 | 10
COT-07 | 2039-05-01 | 5 | 2039 | 2039 | SPRING | 49 | 49 | 49 | 49 | 49 | 49 | 10 | 50 | 50 | 50 | 50 | 50 | 50 | 10
COT-07 | 2039-06-01 | 6 | 2039 | 2039 | SUMMER | 45 | 45 | 45 | 45 | 45 | 45 | 10 | 49 | 49 | 49 | 49 | 49 | 49 | 10
COT-07 | 2039-07-01 | 7 | 2039 | 2039 | SUMMER | 45 | 45 | 45 | 45 | 45 | 45 | 10 | 48 | 48 | 48 | 48 | 48 | 48 | 10
COT-07 | 2039-08-01 | 8 | 2039 | 2039 | SUMMER | 45 | 45 | 45 | 45 | 45 | 45 | 10 | 48 | 48 | 48 | 48 | 48 | 48 | 10
COT-07 | 2039-09-01 | 9 | 2039 | 2039 | SUMMER | 49 | 49 | 49 | 49 | 49 | 49 | 10 | 49 | 49 | 49 | 49 | 49 | 49 | 10
COT-07 | 2039-10-01 | 10 | 2040 | 2039 | FALL | 53 | 53 | 53 | 53 | 53 | 53 | 10 | 52 | 52 | 52 | 52 | 52 | 52 | 10
COT-07 | 2039-11-01 | 11 | 2040 | 2039 | FALL | 56 | 56 | 56 | 56 | 56 | 56 | 10 | 54 | 54 | 54 | 54 | 54 | 54 | 10
COT-07 | 2039-12-01 | 12 | 2040 | 2039 | WINTER | 61 | 61 | 61 | 61 | 61 | 61 | 10 | 56 | 56 | 56 | 56 | 56 | 56 | 10
COT-07 | 2040-01-01 | 1 | 2040 | 2040 | WINTER | 61 | 61 | 61 | 61 | 61 | 61 | 10 | 56 | 56 | 56 | 56 | 56 | 56 | 10
COT-07 | 2040-02-01 | 2 | 2040 | 2040 | WINTER | 59 | 59 | 59 | 59 | 59 | 59 | 10 | 55 | 55 | 55 | 55 | 55 | 55 | 10
COT-07 | 2040-03-01 | 3 | 2040 | 2040 | WINTER | 56 | 56 | 56 | 56 | 56 | 56 | 10 | 54 | 54 | 54 | 54 | 54 | 54 | 10
COT-07 | 2040-04-01 | 4 | 2040 | 2040 | SPRING | 53 | 53 | 53 | 53 | 53 | 53 | 10 | 52 | 52 | 52 | 52 | 52 | 52 | 10
COT-07 | 2040-05-01 | 5 | 2040 | 2040 | SPRING | 49 | 49 | 49 | 49 | 49 | 49 | 10 | 50 | 50 | 50 | 50 | 50 | 50 | 10
COT-07 | 2040-06-01 | 6 | 2040 | 2040 | SUMMER | 45 | 45 | 45 | 45 | 45 | 45 | 10 | 49 | 49 | 49 | 49 | 49 | 49 | 10
COT-07 | 2040-07-01 | 7 | 2040 | 2040 | SUMMER | 45 | 45 | 45 | 45 | 45 | 45 | 10 | 48 | 48 | 48 | 48 | 48 | 48 | 10
COT-07 | 2040-08-01 | 8 | 2040 | 2040 | SUMMER | 45 | 45 | 45 | 45 | 45 | 45 | 10 | 48 | 48 | 48 | 48 | 48 | 48 | 10
COT-07 | 2040-09-01 | 9 | 2040 | 2040 | SUMMER | 49 | 49 | 49 | 49 | 49 | 49 | 10 | 49 | 49 | 49 | 49 | 49 | 49 | 10
COT-07 | 2040-10-01 | 10 | 2041 | 2040 | FALL | 53 | 53 | 53 | 53 | 53 | 53 | 10 | 52 | 52 | 52 | 52 | 52 | 52 | 10
COT-07 | 2040-11-01 | 11 | 2041 | 2040 | FALL | 56 | 56 | 56 | 56 | 56 | 56 | 10 | 54 | 54 | 54 | 54 | 54 | 54 | 10
COT-07 | 2040-12-01 | 12 | 2041 | 2040 | WINTER | 61 | 61 | 61 | 61 | 61 | 61 | 10 | 56 | 56 | 56 | 56 | 56 | 56 | 10
COT-07 | 2041-01-01 | 1 | 2041 | 2041 | WINTER | 61 | 61 | 61 | 61 | 61 | 61 | 10 | 56 | 56 | 56 | 56 | 56 | 56 | 10
COT-07 | 2041-02-01 | 2 | 2041 | 2041 | WINTER | 59 | 59 | 59 | 59 | 59 | 59 | 10 | 55 | 55 | 55 | 55 | 55 | 55 | 10
COT-07 | 2041-03-01 | 3 | 2041 | 2041 | WINTER | 56 | 56 | 56 | 56 | 56 | 56 | 10 | 54 | 54 | 54 | 54 | 54 | 54 | 10
COT-07 | 2041-04-01 | 4 | 2041 | 2041 | SPRING | 53 | 53 | 53 | 53 | 53 | 53 | 10 | 52 | 52 | 52 | 52 | 52 | 52 | 10
COT-07 | 2041-05-01 | 5 | 2041 | 2041 | SPRING | 49 | 49 | 49 | 49 | 49 | 49 | 10 | 50 | 50 | 50 | 50 | 50 | 50 | 10
COT-07 | 2041-06-01 | 6 | 2041 | 2041 | SUMMER | 45 | 45 | 45 | 45 | 45 | 45 | 10 | 49 | 49 | 49 | 49 | 49 | 49 | 10
COT-07 | 2041-07-01 | 7 | 2041 | 2041 | SUMMER | 45 | 45 | 45 | 45 | 45 | 45 | 10 | 48 | 48 | 48 | 48 | 48 | 48 | 10
COT-07 | 2041-08-01 | 8 | 2041 | 2041 | SUMMER | 45 | 45 | 45 | 45 | 45 | 45 | 10 | 48 | 48 | 48 | 48 | 48 | 48 | 10
COT-07 | 2041-09-01 | 9 | 2041 | 2041 | SUMMER | 49 | 49 | 49 | 49 | 49 | 49 | 10 | 49 | 49 | 49 | 49 | 49 | 49 | 10
COT-07 | 2041-10-01 | 10 | 2042 | 2041 | FALL | 53 | 53 | 53 | 53 | 53 | 53 | 10 | 52 | 52 | 52 | 52 | 52 | 52 | 10
COT-07 | 2041-11-01 | 11 | 2042 | 2041 | FALL | 56 | 56 | 56 | 56 | 56 | 56 | 10 | 54 | 54 | 54 | 54 | 54 | 54 | 10
COT-07 | 2041-12-01 | 12 | 2042 | 2041 | WINTER | 61 | 61 | 61 | 61 | 61 | 61 | 10 | 56 | 56 | 56 | 56 | 56 | 56 | 10
COT-07 | 2042-01-01 | 1 | 2042 | 2042 | WINTER | 61 | 61 | 61 | 61 | 61 | 61 | 10 | 56 | 56 | 56 | 56 | 56 | 56 | 10
COT-07 | 2042-02-01 | 2 | 2042 | 2042 | WINTER | 59 | 59 | 59 | 59 | 59 | 59 | 10 | 55 | 55 | 55 | 55 | 55 | 55 | 10
COT-07 | 2042-03-01 | 3 | 2042 | 2042 | WINTER | 56 | 56 | 56 | 56 | 56 | 56 | 10 | 54 | 54 | 54 | 54 | 54 | 54 | 10
COT-07 | 2042-04-01 | 4 | 2042 | 2042 | SPRING | 53 | 53 | 53 | 53 | 53 | 53 | 10 | 52 | 52 | 52 | 52 | 52 | 52 | 10
COT-07 | 2042-05-01 | 5 | 2042 | 2042 | SPRING | 49 | 49 | 49 | 49 | 49 | 49 | 10 | 50 | 50 | 50 | 50 | 50 | 50 | 10
COT-07 | 2042-06-01 | 6 | 2042 | 2042 | SUMMER | 45 | 45 | 45 | 45 | 45 | 45 | 10 | 49 | 49 | 49 | 49 | 49 | 49 | 10
COT-07 | 2042-07-01 | 7 | 2042 | 2042 | SUMMER | 45 | 45 | 45 | 45 | 45 | 45 | 10 | 48 | 48 | 48 | 48 | 48 | 48 | 10
COT-07 | 2042-08-01 | 8 | 2042 | 2042 | SUMMER | 45 | 45 | 45 | 45 | 45 | 45 | 10 | 48 | 48 | 48 | 48 | 48 | 48 | 10
COT-07 | 2042-09-01 | 9 | 2042 | 2042 | SUMMER | 49 | 49 | 49 | 49 | 49 | 49 | 10 | 49 | 49 | 49 | 49 | 49 | 49 | 10
COT-07 | 2042-10-01 | 10 | 2043 | 2042 | FALL | 53 | 53 | 53 | 53 | 53 | 53 | 10 | 52 | 52 | 52 | 52 | 52 | 52 | 10
COT-07 | 2042-11-01 | 11 | 2043 | 2042 | FALL | 56 | 56 | 56 | 56 | 56 | 56 | 10 | 54 | 54 | 54 | 54 | 54 | 54 | 10
COT-07 | 2042-12-01 | 12 | 2043 | 2042 | WINTER | 61 | 61 | 61 | 61 | 61 | 61 | 10 | 56 | 56 | 56 | 56 | 56 | 56 | 10
COT-07 | 2043-01-01 | 1 | 2043 | 2043 | WINTER | 61 | 61 | 61 | 61 | 61 | 61 | 10 | 56 | 56 | 56 | 56 | 56 | 56 | 10
COT-07 | 2043-02-01 | 2 | 2043 | 2043 | WINTER | 59 | 59 | 59 | 59 | 59 | 59 | 10 | 55 | 55 | 55 | 55 | 55 | 55 | 10
COT-07 | 2043-03-01 | 3 | 2043 | 2043 | WINTER | 56 | 56 | 56 | 56 | 56 | 56 | 10 | 54 | 54 | 54 | 54 | 54 | 54 | 10
COT-07 | 2043-04-01 | 4 | 2043 | 2043 | SPRING | 53 | 53 | 53 | 53 | 53 | 53 | 10 | 52 | 52 | 52 | 52 | 52 | 52 | 10
COT-07 | 2043-05-01 | 5 | 2043 | 2043 | SPRING | 49 | 49 | 49 | 49 | 49 | 49 | 10 | 50 | 50 | 50 | 50 | 50 | 50 | 10
COT-07 | 2043-06-01 | 6 | 2043 | 2043 | SUMMER | 45 | 45 | 45 | 45 | 45 | 45 | 10 | 49 | 49 | 49 | 49 | 49 | 49 | 10
COT-07 | 2043-07-01 | 7 | 2043 | 2043 | SUMMER | 45 | 45 | 45 | 45 | 45 | 45 | 10 | 48 | 48 | 48 | 48 | 48 | 48 | 10
COT-07 | 2043-08-01 | 8 | 2043 | 2043 | SUMMER | 45 | 45 | 45 | 45 | 45 | 45 | 10 | 48 | 48 | 48 | 48 | 48 | 48 | 10
COT-07 | 2043-09-01 | 9 | 2043 | 2043 | SUMMER | 49 | 49 | 49 | 49 | 49 | 49 | 10 | 49 | 49 | 49 | 49 | 49 | 49 | 10
COT-07 | 2043-10-01 | 10 | 2044 | 2043 | FALL | 53 | 53 | 53 | 53 | 53 | 53 | 10 | 52 | 52 | 52 | 52 | 52 | 52 | 10
COT-07 | 2043-11-01 | 11 | 2044 | 2043 | FALL | 56 | 56 | 56 | 56 | 56 | 56 | 10 | 54 | 54 | 54 | 54 | 54 | 54 | 10
COT-07 | 2043-12-01 | 12 | 2044 | 2043 | WINTER | 61 | 61 | 61 | 61 | 61 | 61 | 10 | 56 | 56 | 56 | 56 | 56 | 56 | 10
COT-07 | 2044-01-01 | 1 | 2044 | 2044 | WINTER | 61 | 61 | 61 | 61 | 61 | 61 | 10 | 56 | 56 | 56 | 56 | 56 | 56 | 10
COT-07 | 2044-02-01 | 2 | 2044 | 2044 | WINTER | 59 | 59 | 59 | 59 | 59 | 59 | 10 | 55 | 55 | 55 | 55 | 55 | 55 | 10
COT-07 | 2044-03-01 | 3 | 2044 | 2044 | WINTER | 56 | 56 | 56 | 56 | 56 | 56 | 10 | 54 | 54 | 54 | 54 | 54 | 54 | 10
COT-07 | 2044-04-01 | 4 | 2044 | 2044 | SPRING | 53 | 53 | 53 | 53 | 53 | 53 | 10 | 52 | 52 | 52 | 52 | 52 | 52 | 10
COT-07 | 2044-05-01 | 5 | 2044 | 2044 | SPRING | 49 | 49 | 49 | 49 | 49 | 49 | 10 | 50 | 50 | 50 | 50 | 50 | 50 | 10
COT-07 | 2044-06-01 | 6 | 2044 | 2044 | SUMMER | 45 | 45 | 45 | 45 | 45 | 45 | 10 | 49 | 49 | 49 | 49 | 49 | 49 | 10
COT-07 | 2044-07-01 | 7 | 2044 | 2044 | SUMMER | 45 | 45 | 45 | 45 | 45 | 45 | 10 | 48 | 48 | 48 | 48 | 48 | 48 | 10
COT-07 | 2044-08-01 | 8 | 2044 | 2044 | SUMMER | 45 | 45 | 45 | 45 | 45 | 45 | 10 | 48 | 48 | 48 | 48 | 48 | 48 | 10
COT-07 | 2044-09-01 | 9 | 2044 | 2044 | SUMMER | 49 | 49 | 49 | 49 | 49 | 49 | 10 | 49 | 49 | 49 | 49 | 49 | 49 | 10
COT-07 | 2044-10-01 | 10 | 2045 | 2044 | FALL | 53 | 53 | 53 | 53 | 53 | 53 | 10 | 52 | 52 | 52 | 52 | 52 | 52 | 10
COT-07 | 2044-11-01 | 11 | 2045 | 2044 | FALL | 56 | 56 | 56 | 56 | 56 | 56 | 10 | 54 | 54 | 54 | 54 | 54 | 54 | 10
COT-07 | 2044-12-01 | 12 | 2045 | 2044 | WINTER | 61 | 61 | 61 | 61 | 61 | 61 | 10 | 56 | 56 | 56 | 56 | 56 | 56 | 10
COT-07 | 2045-01-01 | 1 | 2045 | 2045 | WINTER | 61 | 61 | 61 | 61 | 61 | 61 | 10 | 56 | 56 | 56 | 56 | 56 | 56 | 10
COT-07 | 2045-02-01 | 2 | 2045 | 2045 | WINTER | 59 | 59 | 59 | 59 | 59 | 59 | 10 | 55 | 55 | 55 | 55 | 55 | 55 | 10
COT-07 | 2045-03-01 | 3 | 2045 | 2045 | WINTER | 56 | 56 | 56 | 56 | 56 | 56 | 10 | 54 | 54 | 54 | 54 | 54 | 54 | 10
COT-07 | 2045-04-01 | 4 | 2045 | 2045 | SPRING | 53 | 53 | 53 | 53 | 53 | 53 | 10 | 52 | 52 | 52 | 52 | 52 | 52 | 10
COT-07 | 2045-05-01 | 5 | 2045 | 2045 | SPRING | 49 | 49 | 49 | 49 | 49 | 49 | 10 | 50 | 50 | 50 | 50 | 50 | 50 | 10
COT-07 | 2045-06-01 | 6 | 2045 | 2045 | SUMMER | 45 | 45 | 45 | 45 | 45 | 45 | 10 | 49 | 49 | 49 | 49 | 49 | 49 | 10
COT-07 | 2045-07-01 | 7 | 2045 | 2045 | SUMMER | 45 | 45 | 45 | 45 | 45 | 45 | 10 | 48 | 48 | 48 | 48 | 48 | 48 | 10
COT-07 | 2045-08-01 | 8 | 2045 | 2045 | SUMMER | 45 | 45 | 45 | 45 | 45 | 45 | 10 | 48 | 48 | 48 | 48 | 48 | 48 | 10
COT-07 | 2045-09-01 | 9 | 2045 | 2045 | SUMMER | 49 | 49 | 49 | 49 | 49 | 49 | 10 | 49 | 49 | 49 | 49 | 49 | 49 | 10
COT-07 | 2045-10-01 | 10 | 2046 | 2045 | FALL | 53 | 53 | 53 | 53 | 53 | 53 | 10 | 52 | 52 | 52 | 52 | 52 | 52 | 10
COT-07 | 2045-11-01 | 11 | 2046 | 2045 | FALL | 56 | 56 | 56 | 56 | 56 | 56 | 10 | 54 | 54 | 54 | 54 | 54 | 54 | 10
COT-07 | 2045-12-01 | 12 | 2046 | 2045 | WINTER | 61 | 61 | 61 | 61 | 61 | 61 | 10 | 56 | 56 | 56 | 56 | 56 | 56 | 10
COT-07 | 2046-01-01 | 1 | 2046 | 2046 | WINTER | 61 | 61 | 61 | 61 | 61 | 61 | 10 | 56 | 56 | 56 | 56 | 56 | 56 | 10
COT-07 | 2046-02-01 | 2 | 2046 | 2046 | WINTER | 59 | 59 | 59 | 59 | 59 | 59 | 10 | 55 | 55 | 55 | 55 | 55 | 55 | 10
COT-07 | 2046-03-01 | 3 | 2046 | 2046 | WINTER | 56 | 56 | 56 | 56 | 56 | 56 | 10 | 54 | 54 | 54 | 54 | 54 | 54 | 10
COT-07 | 2046-04-01 | 4 | 2046 | 2046 | SPRING | 53 | 53 | 53 | 53 | 53 | 53 | 10 | 52 | 52 | 52 | 52 | 52 | 52 | 10
COT-07 | 2046-05-01 | 5 | 2046 | 2046 | SPRING | 49 | 49 | 49 | 49 | 49 | 49 | 10 | 50 | 50 | 50 | 50 | 50 | 50 | 10
COT-07 | 2046-06-01 | 6 | 2046 | 2046 | SUMMER | 45 | 45 | 45 | 45 | 45 | 45 | 10 | 49 | 49 | 49 | 49 | 49 | 49 | 10
COT-07 | 2046-07-01 | 7 | 2046 | 2046 | SUMMER | 45 | 45 | 45 | 45 | 45 | 45 | 10 | 48 | 48 | 48 | 48 | 48 | 48 | 10
COT-07 | 2046-08-01 | 8 | 2046 | 2046 | SUMMER | 45 | 45 | 45 | 45 | 45 | 45 | 10 | 48 | 48 | 48 | 48 | 48 | 48 | 10
COT-07 | 2046-09-01 | 9 | 2046 | 2046 | SUMMER | 49 | 49 | 49 | 49 | 49 | 49 | 10 | 49 | 49 | 49 | 49 | 49 | 49 | 10
COT-07 | 2046-10-01 | 10 | 2047 | 2046 | FALL | 53 | 53 | 53 | 53 | 53 | 53 | 10 | 52 | 52 | 52 | 52 | 52 | 52 | 10
COT-07 | 2046-11-01 | 11 | 2047 | 2046 | FALL | 56 | 56 | 56 | 56 | 56 | 56 | 10 | 54 | 54 | 54 | 54 | 54 | 54 | 10
COT-07 | 2046-12-01 | 12 | 2047 | 2046 | WINTER | 61 | 61 | 61 | 61 | 61 | 61 | 10 | 56 | 56 | 56 | 56 | 56 | 56 | 10
COT-07 | 2047-01-01 | 1 | 2047 | 2047 | WINTER | 61 | 61 | 61 | 61 | 61 | 61 | 10 | 56 | 56 | 56 | 56 | 56 | 56 | 10
COT-07 | 2047-02-01 | 2 | 2047 | 2047 | WINTER | 59 | 59 | 59 | 59 | 59 | 59 | 10 | 55 | 55 | 55 | 55 | 55 | 55 | 10
COT-07 | 2047-03-01 | 3 | 2047 | 2047 | WINTER | 56 | 56 | 56 | 56 | 56 | 56 | 10 | 54 | 54 | 54 | 54 | 54 | 54 | 10
COT-07 | 2047-04-01 | 4 | 2047 | 2047 | SPRING | 53 | 53 | 53 | 53 | 53 | 53 | 10 | 52 | 52 | 52 | 52 | 52 | 52 | 10
COT-07 | 2047-05-01 | 5 | 2047 | 2047 | SPRING | 49 | 49 | 49 | 49 | 49 | 49 | 10 | 50 | 50 | 50 | 50 | 50 | 50 | 10
COT-07 | 2047-06-01 | 6 | 2047 | 2047 | SUMMER | 45 | 45 | 45 | 45 | 45 | 45 | 10 | 49 | 49 | 49 | 49 | 49 | 49 | 10
COT-07 | 2047-07-01 | 7 | 2047 | 2047 | SUMMER | 45 | 45 | 45 | 45 | 45 | 45 | 10 | 48 | 48 | 48 | 48 | 48 | 48 | 10
COT-07 | 2047-08-01 | 8 | 2047 | 2047 | SUMMER | 45 | 45 | 45 | 45 | 45 | 45 | 10 | 48 | 48 | 48 | 48 | 48 | 48 | 10
COT-07 | 2047-09-01 | 9 | 2047 | 2047 | SUMMER | 49 | 49 | 49 | 49 | 49 | 49 | 10 | 49 | 49 | 49 | 49 | 49 | 49 | 10
COT-08 | 2016-10-01 | 10 | 2017 | 2016 | FALL | 53 | 53 | 53 | 53 | 53 | 53 | 10 | 52 | 52 | 52 | 52 | 52 | 52 | 10
COT-08 | 2016-11-01 | 11 | 2017 | 2016 | FALL | 56 | 56 | 56 | 56 | 56 | 56 | 10 | 54 | 54 | 54 | 54 | 54 | 54 | 10
COT-08 | 2016-12-01 | 12 | 2017 | 2016 | WINTER | 61 | 61 | 61 | 61 | 61 | 61 | 10 | 56 | 56 | 56 | 56 | 56 | 56 | 10
COT-08 | 2017-01-01 | 1 | 2017 | 2017 | WINTER | 61 | 61 | 61 | 61 | 61 | 61 | 10 | 56 | 56 | 56 | 56 | 56 | 56 | 10
COT-08 | 2017-02-01 | 2 | 2017 | 2017 | WINTER | 59 | 59 | 59 | 59 | 59 | 59 | 10 | 55 | 55 | 55 | 55 | 55 | 55 | 10
COT-08 | 2017-03-01 | 3 | 2017 | 2017 | WINTER | 56 | 56 | 56 | 56 | 56 | 56 | 10 | 54 | 54 | 54 | 54 | 54 | 54 | 10
COT-08 | 2017-04-01 | 4 | 2017 | 2017 | SPRING | 53 | 53 | 53 | 53 | 53 | 53 | 10 | 52 | 52 | 52 | 52 | 52 | 52 | 10
COT-08 | 2017-05-01 | 5 | 2017 | 2017 | SPRING | 49 | 49 | 49 | 49 | 49 | 49 | 10 | 50 | 50 | 50 | 50 | 50 | 50 | 10
COT-08 | 2017-06-01 | 6 | 2017 | 2017 | SUMMER | 45 | 45 | 45 | 45 | 45 | 45 | 10 | 49 | 49 | 49 | 49 | 49 | 49 | 10
COT-08 | 2017-07-01 | 7 | 2017 | 2017 | SUMMER | 45 | 45 | 45 | 45 | 45 | 45 | 10 | 48 | 48 | 48 | 48 | 48 | 48 | 10
COT-08 | 2017-08-01 | 8 | 2017 | 2017 | SUMMER | 45 | 45 | 45 | 45 | 45 | 45 | 10 | 48 | 48 | 48 | 48 | 48 | 48 | 10
COT-08 | 2017-09-01 | 9 | 2017 | 2017 | SUMMER | 49 | 49 | 49 | 49 | 49 | 49 | 10 | 49 | 49 | 49 | 49 | 49 | 49 | 10
COT-08 | 2017-10-01 | 10 | 2018 | 2017 | FALL | 53 | 53 | 53 | 53 | 53 | 53 | 10 | 52 | 52 | 52 | 52 | 52 | 52 | 10
COT-08 | 2017-11-01 | 11 | 2018 | 2017 | FALL | 56 | 56 | 56 | 56 | 56 | 56 | 10 | 54 | 54 | 54 | 54 | 54 | 54 | 10
COT-08 | 2017-12-01 | 12 | 2018 | 2017 | WINTER | 61 | 61 | 61 | 61 | 61 | 61 | 10 | 56 | 56 | 56 | 56 | 56 | 56 | 10
COT-08 | 2018-01-01 | 1 | 2018 | 2018 | WINTER | 61 | 61 | 61 | 61 | 61 | 61 | 10 | 56 | 56 | 56 | 56 | 56 | 56 | 10
COT-08 | 2018-02-01 | 2 | 2018 | 2018 | WINTER | 59 | 59 | 59 | 59 | 59 | 59 | 10 | 55 | 55 | 55 | 55 | 55 | 55 | 10
COT-08 | 2018-03-01 | 3 | 2018 | 2018 | WINTER | 56 | 56 | 56 | 56 | 56 | 56 | 10 | 54 | 54 | 54 | 54 | 54 | 54 | 10
COT-08 | 2018-04-01 | 4 | 2018 | 2018 | SPRING | 53 | 53 | 53 | 53 | 53 | 53 | 10 | 52 | 52 | 52 | 52 | 52 | 52 | 10
COT-08 | 2018-05-01 | 5 | 2018 | 2018 | SPRING | 49 | 49 | 49 | 49 | 49 | 49 | 10 | 50 | 50 | 50 | 50 | 50 | 50 | 10
COT-08 | 2018-06-01 | 6 | 2018 | 2018 | SUMMER | 45 | 45 | 45 | 45 | 45 | 45 | 10 | 49 | 49 | 49 | 49 | 49 | 49 | 10
COT-08 | 2018-07-01 | 7 | 2018 | 2018 | SUMMER | 45 | 45 | 45 | 45 | 45 | 45 | 10 | 48 | 48 | 48 | 48 | 48 | 48 | 10
COT-08 | 2018-08-01 | 8 | 2018 | 2018 | SUMMER | 45 | 45 | 45 | 45 | 45 | 45 | 10 | 48 | 48 | 48 | 48 | 48 | 48 | 10
COT-08 | 2018-09-01 | 9 | 2018 | 2018 | SUMMER | 49 | 49 | 49 | 49 | 49 | 49 | 10 | 49 | 49 | 49 | 49 | 49 | 49 | 10
COT-08 | 2018-10-01 | 10 | 2019 | 2018 | FALL | 53 | 53 | 53 | 53 | 53 | 53 | 10 | 52 | 52 | 52 | 52 | 52 | 52 | 10
COT-08 | 2018-11-01 | 11 | 2019 | 2018 | FALL | 56 | 56 | 56 | 56 | 56 | 56 | 10 | 54 | 54 | 54 | 54 | 54 | 54 | 10
COT-08 | 2018-12-01 | 12 | 2019 | 2018 | WINTER | 61 | 61 | 61 | 61 | 61 | 61 | 10 | 56 | 56 | 56 | 56 | 56 | 56 | 10
COT-08 | 2019-01-01 | 1 | 2019 | 2019 | WINTER | 61 | 61 | 61 | 61 | 61 | 61 | 10 | 56 | 56 | 56 | 56 | 56 | 56 | 10
COT-08 | 2019-02-01 | 2 | 2019 | 2019 | WINTER | 59 | 59 | 59 | 59 | 59 | 59 | 10 | 55 | 55 | 55 | 55 | 55 | 55 | 10
COT-08 | 2019-03-01 | 3 | 2019 | 2019 | WINTER | 56 | 56 | 56 | 56 | 56 | 56 | 10 | 54 | 54 | 54 | 54 | 54 | 54 | 10
COT-08 | 2019-04-01 | 4 | 2019 | 2019 | SPRING | 53 | 53 | 53 | 53 | 53 | 53 | 10 | 52 | 52 | 52 | 52 | 52 | 52 | 10
COT-08 | 2019-05-01 | 5 | 2019 | 2019 | SPRING | 49 | 49 | 49 | 49 | 49 | 49 | 10 | 50 | 50 | 50 | 50 | 50 | 50 | 10
COT-08 | 2019-06-01 | 6 | 2019 | 2019 | SUMMER | 45 | 45 | 45 | 45 | 45 | 45 | 10 | 49 | 49 | 49 | 49 | 49 | 49 | 10
COT-08 | 2019-07-01 | 7 | 2019 | 2019 | SUMMER | 45 | 45 | 45 | 45 | 45 | 45 | 10 | 48 | 48 | 48 | 48 | 48 | 48 | 10
COT-08 | 2019-08-01 | 8 | 2019 | 2019 | SUMMER | 45 | 45 | 45 | 45 | 45 | 45 | 10 | 48 | 48 | 48 | 48 | 48 | 48 | 10
COT-08 | 2019-09-01 | 9 | 2019 | 2019 | SUMMER | 49 | 49 | 49 | 49 | 49 | 49 | 10 | 49 | 49 | 49 | 49 | 49 | 49 | 10
COT-08 | 2019-10-01 | 10 | 2020 | 2019 | FALL | 53 | 53 | 53 | 53 | 53 | 53 | 10 | 52 | 52 | 52 | 52 | 52 | 52 | 10
COT-08 | 2019-11-01 | 11 | 2020 | 2019 | FALL | 56 | 56 | 56 | 56 | 56 | 56 | 10 | 54 | 54 | 54 | 54 | 54 | 54 | 10
COT-08 | 2019-12-01 | 12 | 2020 | 2019 | WINTER | 61 | 61 | 61 | 61 | 61 | 61 | 10 | 56 | 56 | 56 | 56 | 56 | 56 | 10
COT-08 | 2020-01-01 | 1 | 2020 | 2020 | WINTER | 61 | 61 | 61 | 61 | 61 | 61 | 10 | 56 | 56 | 56 | 56 | 56 | 56 | 10
COT-08 | 2020-02-01 | 2 | 2020 | 2020 | WINTER | 59 | 59 | 59 | 59 | 59 | 59 | 10 | 55 | 55 | 55 | 55 | 55 | 55 | 10
COT-08 | 2020-03-01 | 3 | 2020 | 2020 | WINTER | 56 | 56 | 56 | 56 | 56 | 56 | 10 | 54 | 54 | 54 | 54 | 54 | 54 | 10
COT-08 | 2020-04-01 | 4 | 2020 | 2020 | SPRING | 53 | 53 | 53 | 53 | 53 | 53 | 10 | 52 | 52 | 52 | 52 | 52 | 52 | 10
COT-08 | 2020-05-01 | 5 | 2020 | 2020 | SPRING | 49 | 49 | 49 | 49 | 49 | 49 | 10 | 50 | 50 | 50 | 50 | 50 | 50 | 10
COT-08 | 2020-06-01 | 6 | 2020 | 2020 | SUMMER | 45 | 45 | 45 | 45 | 45 | 45 | 10 | 49 | 49 | 49 | 49 | 49 | 49 | 10
COT-08 | 2020-07-01 | 7 | 2020 | 2020 | SUMMER | 45 | 45 | 45 | 45 | 45 | 45 | 10 | 48 | 48 | 48 | 48 | 48 | 48 | 10
COT-08 | 2020-08-01 | 8 | 2020 | 2020 | SUMMER | 45 | 45 | 45 | 45 | 45 | 45 | 10 | 48 | 48 | 48 | 48 | 48 | 48 | 10
COT-08 | 2020-09-01 | 9 | 2020 | 2020 | SUMMER | 49 | 49 | 49 | 49 | 49 | 49 | 10 | 49 | 49 | 49 | 49 | 49 | 49 | 10
COT-08 | 2020-10-01 | 10 | 2021 | 2020 | FALL | 53 | 53 | 53 | 53 | 53 | 53 | 10 | 52 | 52 | 52 | 52 | 52 | 52 | 10
COT-08 | 2020-11-01 | 11 | 2021 | 2020 | FALL | 56 | 56 | 56 | 56 | 56 | 56 | 10 | 54 | 54 | 54 | 54 | 54 | 54 | 10
COT-08 | 2020-12-01 | 12 | 2021 | 2020 | WINTER | 61 | 61 | 61 | 61 | 61 | 61 | 10 | 56 | 56 | 56 | 56 | 56 | 56 | 10
COT-08 | 2021-01-01 | 1 | 2021 | 2021 | WINTER | 61 | 61 | 61 | 61 | 61 | 61 | 10 | 56 | 56 | 56 | 56 | 56 | 56 | 10
COT-08 | 2021-02-01 | 2 | 2021 | 2021 | WINTER | 59 | 59 | 59 | 59 | 59 | 59 | 10 | 55 | 55 | 55 | 55 | 55 | 55 | 10
COT-08 | 2021-03-01 | 3 | 2021 | 2021 | WINTER | 56 | 56 | 56 | 56 | 56 | 56 | 10 | 54 | 54 | 54 | 54 | 54 | 54 | 10
COT-08 | 2021-04-01 | 4 | 2021 | 2021 | SPRING | 53 | 53 | 53 | 53 | 53 | 53 | 10 | 52 | 52 | 52 | 52 | 52 | 52 | 10
COT-08 | 2021-05-01 | 5 | 2021 | 2021 | SPRING | 49 | 49 | 49 | 49 | 49 | 49 | 10 | 50 | 50 | 50 | 50 | 50 | 50 | 10
COT-08 | 2021-06-01 | 6 | 2021 | 2021 | SUMMER | 45 | 45 | 45 | 45 | 45 | 45 | 10 | 49 | 49 | 49 | 49 | 49 | 49 | 10
COT-08 | 2021-07-01 | 7 | 2021 | 2021 | SUMMER | 45 | 45 | 45 | 45 | 45 | 45 | 10 | 48 | 48 | 48 | 48 | 48 | 48 | 10
COT-08 | 2021-08-01 | 8 | 2021 | 2021 | SUMMER | 45 | 45 | 45 | 45 | 45 | 45 | 10 | 48 | 48 | 48 | 48 | 48 | 48 | 10
COT-08 | 2021-09-01 | 9 | 2021 | 2021 | SUMMER | 49 | 49 | 49 | 49 | 49 | 49 | 10 | 49 | 49 | 49 | 49 | 49 | 49 | 10
COT-08 | 2021-10-01 | 10 | 2022 | 2021 | FALL | 53 | 53 | 53 | 53 | 53 | 53 | 10 | 52 | 52 | 52 | 52 | 52 | 52 | 10
COT-08 | 2021-11-01 | 11 | 2022 | 2021 | FALL | 56 | 56 | 56 | 56 | 56 | 56 | 10 | 54 | 54 | 54 | 54 | 54 | 54 | 10
COT-08 | 2021-12-01 | 12 | 2022 | 2021 | WINTER | 61 | 61 | 61 | 61 | 61 | 61 | 10 | 56 | 56 | 56 | 56 | 56 | 56 | 10
COT-08 | 2022-01-01 | 1 | 2022 | 2022 | WINTER | 61 | 61 | 61 | 61 | 61 | 61 | 10 | 56 | 56 | 56 | 56 | 56 | 56 | 10
COT-08 | 2022-02-01 | 2 | 2022 | 2022 | WINTER | 59 | 59 | 59 | 59 | 59 | 59 | 10 | 55 | 55 | 55 | 55 | 55 | 55 | 10
COT-08 | 2022-03-01 | 3 | 2022 | 2022 | WINTER | 56 | 56 | 56 | 56 | 56 | 56 | 10 | 54 | 54 | 54 | 54 | 54 | 54 | 10
COT-08 | 2022-04-01 | 4 | 2022 | 2022 | SPRING | 53 | 53 | 53 | 53 | 53 | 53 | 10 | 52 | 52 | 52 | 52 | 52 | 52 | 10
COT-08 | 2022-05-01 | 5 | 2022 | 2022 | SPRING | 49 | 49 | 49 | 49 | 49 | 49 | 10 | 50 | 50 | 50 | 50 | 50 | 50 | 10
COT-08 | 2022-06-01 | 6 | 2022 | 2022 | SUMMER | 45 | 45 | 45 | 45 | 45 | 45 | 10 | 49 | 49 | 49 | 49 | 49 | 49 | 10
COT-08 | 2022-07-01 | 7 | 2022 | 2022 | SUMMER | 45 | 45 | 45 | 45 | 45 | 45 | 10 | 48 | 48 | 48 | 48 | 48 | 48 | 10
COT-08 | 2022-08-01 | 8 | 2022 | 2022 | SUMMER | 45 | 45 | 45 | 45 | 45 | 45 | 10 | 48 | 48 | 48 | 48 | 48 | 48 | 10
COT-08 | 2022-09-01 | 9 | 2022 | 2022 | SUMMER | 49 | 49 | 49 | 49 | 49 | 49 | 10 | 49 | 49 | 49 | 49 | 49 | 49 | 10
COT-08 | 2022-10-01 | 10 | 2023 | 2022 | FALL | 53 | 53 | 53 | 53 | 53 | 53 | 10 | 52 | 52 | 52 | 52 | 52 | 52 | 10
COT-08 | 2022-11-01 | 11 | 2023 | 2022 | FALL | 56 | 56 | 56 | 56 | 56 | 56 | 10 | 54 | 54 | 54 | 54 | 54 | 54 | 10
COT-08 | 2022-12-01 | 12 | 2023 | 2022 | WINTER | 61 | 61 | 61 | 61 | 61 | 61 | 10 | 56 | 56 | 56 | 56 | 56 | 56 | 10
COT-08 | 2023-01-01 | 1 | 2023 | 2023 | WINTER | 61 | 61 | 61 | 61 | 61 | 61 | 10 | 56 | 56 | 56 | 56 | 56 | 56 | 10
COT-08 | 2023-02-01 | 2 | 2023 | 2023 | WINTER | 59 | 59 | 59 | 59 | 59 | 59 | 10 | 55 | 55 | 55 | 55 | 55 | 55 | 10
COT-08 | 2023-03-01 | 3 | 2023 | 2023 | WINTER | 56 | 56 | 56 | 56 | 56 | 56 | 10 | 54 | 54 | 54 | 54 | 54 | 54 | 10
COT-08 | 2023-04-01 | 4 | 2023 | 2023 | SPRING | 53 | 53 | 53 | 53 | 53 | 53 | 10 | 52 | 52 | 52 | 52 | 52 | 52 | 10
COT-08 | 2023-05-01 | 5 | 2023 | 2023 | SPRING | 49 | 49 | 49 | 49 | 49 | 49 | 10 | 50 | 50 | 50 | 50 | 50 | 50 | 10
COT-08 | 2023-06-01 | 6 | 2023 | 2023 | SUMMER | 45 | 45 | 45 | 45 | 45 | 45 | 10 | 49 | 49 | 49 | 49 | 49 | 49 | 10
COT-08 | 2023-07-01 | 7 | 2023 | 2023 | SUMMER | 45 | 45 | 45 | 45 | 45 | 45 | 10 | 48 | 48 | 48 | 48 | 48 | 48 | 10
COT-08 | 2023-08-01 | 8 | 2023 | 2023 | SUMMER | 45 | 45 | 45 | 45 | 45 | 45 | 10 | 48 | 48 | 48 | 48 | 48 | 48 | 10
COT-08 | 2023-09-01 | 9 | 2023 | 2023 | SUMMER | 49 | 49 | 49 | 49 | 49 | 49 | 10 | 49 | 49 | 49 | 49 | 49 | 49 | 10
COT-08 | 2023-10-01 | 10 | 2024 | 2023 | FALL | 53 | 53 | 53 | 53 | 53 | 53 | 10 | 52 | 52 | 52 | 52 | 52 | 52 | 10
COT-08 | 2023-11-01 | 11 | 2024 | 2023 | FALL | 56 | 56 | 56 | 56 | 56 | 56 | 10 | 54 | 54 | 54 | 54 | 54 | 54 | 10
COT-08 | 2023-12-01 | 12 | 2024 | 2023 | WINTER | 61 | 61 | 61 | 61 | 61 | 61 | 10 | 56 | 56 | 56 | 56 | 56 | 56 | 10
COT-08 | 2024-01-01 | 1 | 2024 | 2024 | WINTER | 61 | 61 | 61 | 61 | 61 | 61 | 10 | 56 | 56 | 56 | 56 | 56 | 56 | 10
COT-08 | 2024-02-01 | 2 | 2024 | 2024 | WINTER | 59 | 59 | 59 | 59 | 59 | 59 | 10 | 55 | 55 | 55 | 55 | 55 | 55 | 10
COT-08 | 2024-03-01 | 3 | 2024 | 2024 | WINTER | 56 | 56 | 56 | 56 | 56 | 56 | 10 | 54 | 54 | 54 | 54 | 54 | 54 | 10
COT-08 | 2024-04-01 | 4 | 2024 | 2024 | SPRING | 53 | 53 | 53 | 53 | 53 | 53 | 10 | 52 | 52 | 52 | 52 | 52 | 52 | 10
COT-08 | 2024-05-01 | 5 | 2024 | 2024 | SPRING | 49 | 49 | 49 | 49 | 49 | 49 | 10 | 50 | 50 | 50 | 50 | 50 | 50 | 10
COT-08 | 2024-06-01 | 6 | 2024 | 2024 | SUMMER | 45 | 45 | 45 | 45 | 45 | 45 | 10 | 49 | 49 | 49 | 49 | 49 | 49 | 10
COT-08 | 2024-07-01 | 7 | 2024 | 2024 | SUMMER | 45 | 45 | 45 | 45 | 45 | 45 | 10 | 48 | 48 | 48 | 48 | 48 | 48 | 10
COT-08 | 2024-08-01 | 8 | 2024 | 2024 | SUMMER | 45 | 45 | 45 | 45 | 45 | 45 | 10 | 48 | 48 | 48 | 48 | 48 | 48 | 10
COT-08 | 2024-09-01 | 9 | 2024 | 2024 | SUMMER | 49 | 49 | 49 | 49 | 49 | 49 | 10 | 49 | 49 | 49 | 49 | 49 | 49 | 10
COT-08 | 2024-10-01 | 10 | 2025 | 2024 | FALL | 53 | 53 | 53 | 53 | 53 | 53 | 10 | 52 | 52 | 52 | 52 | 52 | 52 | 10
COT-08 | 2024-11-01 | 11 | 2025 | 2024 | FALL | 56 | 56 | 56 | 56 | 56 | 56 | 10 | 54 | 54 | 54 | 54 | 54 | 54 | 10
COT-08 | 2024-12-01 | 12 | 2025 | 2024 | WINTER | 61 | 61 | 61 | 61 | 61 | 61 | 10 | 56 | 56 | 56 | 56 | 56 | 56 | 10
COT-08 | 2025-01-01 | 1 | 2025 | 2025 | WINTER | 61 | 61 | 61 | 61 | 61 | 61 | 10 | 56 | 56 | 56 | 56 | 56 | 56 | 10
COT-08 | 2025-02-01 | 2 | 2025 | 2025 | WINTER | 59 | 59 | 59 | 59 | 59 | 59 | 10 | 55 | 55 | 55 | 55 | 55 | 55 | 10
COT-08 | 2025-03-01 | 3 | 2025 | 2025 | WINTER | 56 | 56 | 56 | 56 | 56 | 56 | 10 | 54 | 54 | 54 | 54 | 54 | 54 | 10
COT-08 | 2025-04-01 | 4 | 2025 | 2025 | SPRING | 53 | 53 | 53 | 53 | 53 | 53 | 10 | 52 | 52 | 52 | 52 | 52 | 52 | 10
COT-08 | 2025-05-01 | 5 | 2025 | 2025 | SPRING | 49 | 49 | 49 | 49 | 49 | 49 | 10 | 50 | 50 | 50 | 50 | 50 | 50 | 10
COT-08 | 2025-06-01 | 6 | 2025 | 2025 | SUMMER | 45 | 45 | 45 | 45 | 45 | 45 | 10 | 49 | 49 | 49 | 49 | 49 | 49 | 10
COT-08 | 2025-07-01 | 7 | 2025 | 2025 | SUMMER | 45 | 45 | 45 | 45 | 45 | 45 | 10 | 48 | 48 | 48 | 48 | 48 | 48 | 10
COT-08 | 2025-08-01 | 8 | 2025 | 2025 | SUMMER | 45 | 45 | 45 | 45 | 45 | 45 | 10 | 48 | 48 | 48 | 48 | 48 | 48 | 10
COT-08 | 2025-09-01 | 9 | 2025 | 2025 | SUMMER | 49 | 49 | 49 | 49 | 49 | 49 | 10 | 49 | 49 | 49 | 49 | 49 | 49 | 10
COT-08 | 2025-10-01 | 10 | 2026 | 2025 | FALL | 53 | 53 | 53 | 53 | 53 | 53 | 10 | 52 | 52 | 52 | 52 | 52 | 52 | 10
COT-08 | 2025-11-01 | 11 | 2026 | 2025 | FALL | 56 | 56 | 56 | 56 | 56 | 56 | 10 | 54 | 54 | 54 | 54 | 54 | 54 | 10
COT-08 | 2025-12-01 | 12 | 2026 | 2025 | WINTER | 61 | 61 | 61 | 61 | 61 | 61 | 10 | 56 | 56 | 56 | 56 | 56 | 56 | 10
COT-08 | 2026-01-01 | 1 | 2026 | 2026 | WINTER | 61 | 61 | 61 | 61 | 61 | 61 | 10 | 56 | 56 | 56 | 56 | 56 | 56 | 10
COT-08 | 2026-02-01 | 2 | 2026 | 2026 | WINTER | 59 | 59 | 59 | 59 | 59 | 59 | 10 | 55 | 55 | 55 | 55 | 55 | 55 | 10
COT-08 | 2026-03-01 | 3 | 2026 | 2026 | WINTER | 56 | 56 | 56 | 56 | 56 | 56 | 10 | 54 | 54 | 54 | 54 | 54 | 54 | 10
COT-08 | 2026-04-01 | 4 | 2026 | 2026 | SPRING | 53 | 53 | 53 | 53 | 53 | 53 | 10 | 52 | 52 | 52 | 52 | 52 | 52 | 10
COT-08 | 2026-05-01 | 5 | 2026 | 2026 | SPRING | 49 | 49 | 49 | 49 | 49 | 49 | 10 | 50 | 50 | 50 | 50 | 50 | 50 | 10
COT-08 | 2026-06-01 | 6 | 2026 | 2026 | SUMMER | 45 | 45 | 45 | 45 | 45 | 45 | 10 | 49 | 49 | 49 | 49 | 49 | 49 | 10
COT-08 | 2026-07-01 | 7 | 2026 | 2026 | SUMMER | 45 | 45 | 45 | 45 | 45 | 45 | 10 | 48 | 48 | 48 | 48 | 48 | 48 | 10
COT-08 | 2026-08-01 | 8 | 2026 | 2026 | SUMMER | 45 | 45 | 45 | 45 | 45 | 45 | 10 | 48 | 48 | 48 | 48 | 48 | 48 | 10
COT-08 | 2026-09-01 | 9 | 2026 | 2026 | SUMMER | 49 | 49 | 49 | 49 | 49 | 49 | 10 | 49 | 49 | 49 | 49 | 49 | 49 | 10
COT-08 | 2026-10-01 | 10 | 2027 | 2026 | FALL | 53 | 53 | 53 | 53 | 53 | 53 | 10 | 52 | 52 | 52 | 52 | 52 | 52 | 10
COT-08 | 2026-11-01 | 11 | 2027 | 2026 | FALL | 56 | 56 | 56 | 56 | 56 | 56 | 10 | 54 | 54 | 54 | 54 | 54 | 54 | 10
COT-08 | 2026-12-01 | 12 | 2027 | 2026 | WINTER | 61 | 61 | 61 | 61 | 61 | 61 | 10 | 56 | 56 | 56 | 56 | 56 | 56 | 10
COT-08 | 2027-01-01 | 1 | 2027 | 2027 | WINTER | 61 | 61 | 61 | 61 | 61 | 61 | 10 | 56 | 56 | 56 | 56 | 56 | 56 | 10
COT-08 | 2027-02-01 | 2 | 2027 | 2027 | WINTER | 59 | 59 | 59 | 59 | 59 | 59 | 10 | 55 | 55 | 55 | 55 | 55 | 55 | 10
COT-08 | 2027-03-01 | 3 | 2027 | 2027 | WINTER | 56 | 56 | 56 | 56 | 56 | 56 | 10 | 54 | 54 | 54 | 54 | 54 | 54 | 10
COT-08 | 2027-04-01 | 4 | 2027 | 2027 | SPRING | 53 | 53 | 53 | 53 | 53 | 53 | 10 | 52 | 52 | 52 | 52 | 52 | 52 | 10
COT-08 | 2027-05-01 | 5 | 2027 | 2027 | SPRING | 49 | 49 | 49 | 49 | 49 | 49 | 10 | 50 | 50 | 50 | 50 | 50 | 50 | 10
COT-08 | 2027-06-01 | 6 | 2027 | 2027 | SUMMER | 45 | 45 | 45 | 45 | 45 | 45 | 10 | 49 | 49 | 49 | 49 | 49 | 49 | 10
COT-08 | 2027-07-01 | 7 | 2027 | 2027 | SUMMER | 45 | 45 | 45 | 45 | 45 | 45 | 10 | 48 | 48 | 48 | 48 | 48 | 48 | 10
COT-08 | 2027-08-01 | 8 | 2027 | 2027 | SUMMER | 45 | 45 | 45 | 45 | 45 | 45 | 10 | 48 | 48 | 48 | 48 | 48 | 48 | 10
COT-08 | 2027-09-01 | 9 | 2027 | 2027 | SUMMER | 49 | 49 | 49 | 49 | 49 | 49 | 10 | 49 | 49 | 49 | 49 | 49 | 49 | 10
COT-08 | 2027-10-01 | 10 | 2028 | 2027 | FALL | 53 | 53 | 53 | 53 | 53 | 53 | 10 | 52 | 52 | 52 | 52 | 52 | 52 | 10
COT-08 | 2027-11-01 | 11 | 2028 | 2027 | FALL | 56 | 56 | 56 | 56 | 56 | 56 | 10 | 54 | 54 | 54 | 54 | 54 | 54 | 10
COT-08 | 2027-12-01 | 12 | 2028 | 2027 | WINTER | 61 | 61 | 61 | 61 | 61 | 61 | 10 | 56 | 56 | 56 | 56 | 56 | 56 | 10
COT-08 | 2028-01-01 | 1 | 2028 | 2028 | WINTER | 61 | 61 | 61 | 61 | 61 | 61 | 10 | 56 | 56 | 56 | 56 | 56 | 56 | 10
COT-08 | 2028-02-01 | 2 | 2028 | 2028 | WINTER | 59 | 59 | 59 | 59 | 59 | 59 | 10 | 55 | 55 | 55 | 55 | 55 | 55 | 10
COT-08 | 2028-03-01 | 3 | 2028 | 2028 | WINTER | 56 | 56 | 56 | 56 | 56 | 56 | 10 | 54 | 54 | 54 | 54 | 54 | 54 | 10
COT-08 | 2028-04-01 | 4 | 2028 | 2028 | SPRING | 53 | 53 | 53 | 53 | 53 | 53 | 10 | 52 | 52 | 52 | 52 | 52 | 52 | 10
COT-08 | 2028-05-01 | 5 | 2028 | 2028 | SPRING | 49 | 49 | 49 | 49 | 49 | 49 | 10 | 50 | 50 | 50 | 50 | 50 | 50 | 10
COT-08 | 2028-06-01 | 6 | 2028 | 2028 | SUMMER | 45 | 45 | 45 | 45 | 45 | 45 | 10 | 49 | 49 | 49 | 49 | 49 | 49 | 10
COT-08 | 2028-07-01 | 7 | 2028 | 2028 | SUMMER | 45 | 45 | 45 | 45 | 45 | 45 | 10 | 48 | 48 | 48 | 48 | 48 | 48 | 10
COT-08 | 2028-08-01 | 8 | 2028 | 2028 | SUMMER | 45 | 45 | 45 | 45 | 45 | 45 | 10 | 48 | 48 | 48 | 48 | 48 | 48 | 10
COT-08 | 2028-09-01 | 9 | 2028 | 2028 | SUMMER | 49 | 49 | 49 | 49 | 49 | 49 | 10 | 49 | 49 | 49 | 49 | 49 | 49 | 10
COT-08 | 2028-10-01 | 10 | 2029 | 2028 | FALL | 53 | 53 | 53 | 53 | 53 | 53 | 10 | 52 | 52 | 52 | 52 | 52 | 52 | 10
COT-08 | 2028-11-01 | 11 | 2029 | 2028 | FALL | 56 | 56 | 56 | 56 | 56 | 56 | 10 | 54 | 54 | 54 | 54 | 54 | 54 | 10
COT-08 | 2028-12-01 | 12 | 2029 | 2028 | WINTER | 61 | 61 | 61 | 61 | 61 | 61 | 10 | 56 | 56 | 56 | 56 | 56 | 56 | 10
COT-08 | 2029-01-01 | 1 | 2029 | 2029 | WINTER | 61 | 61 | 61 | 61 | 61 | 61 | 10 | 56 | 56 | 56 | 56 | 56 | 56 | 10
COT-08 | 2029-02-01 | 2 | 2029 | 2029 | WINTER | 59 | 59 | 59 | 59 | 59 | 59 | 10 | 55 | 55 | 55 | 55 | 55 | 55 | 10
COT-08 | 2029-03-01 | 3 | 2029 | 2029 | WINTER | 56 | 56 | 56 | 56 | 56 | 56 | 10 | 54 | 54 | 54 | 54 | 54 | 54 | 10
COT-08 | 2029-04-01 | 4 | 2029 | 2029 | SPRING | 53 | 53 | 53 | 53 | 53 | 53 | 10 | 52 | 52 | 52 | 52 | 52 | 52 | 10
COT-08 | 2029-05-01 | 5 | 2029 | 2029 | SPRING | 49 | 49 | 49 | 49 | 49 | 49 | 10 | 50 | 50 | 50 | 50 | 50 | 50 | 10
COT-08 | 2029-06-01 | 6 | 2029 | 2029 | SUMMER | 45 | 45 | 45 | 45 | 45 | 45 | 10 | 49 | 49 | 49 | 49 | 49 | 49 | 10
COT-08 | 2029-07-01 | 7 | 2029 | 2029 | SUMMER | 45 | 45 | 45 | 45 | 45 | 45 | 10 | 48 | 48 | 48 | 48 | 48 | 48 | 10
COT-08 | 2029-08-01 | 8 | 2029 | 2029 | SUMMER | 45 | 45 | 45 | 45 | 45 | 45 | 10 | 48 | 48 | 48 | 48 | 48 | 48 | 10
COT-08 | 2029-09-01 | 9 | 2029 | 2029 | SUMMER | 49 | 49 | 49 | 49 | 49 | 49 | 10 | 49 | 49 | 49 | 49 | 49 | 49 | 10
COT-08 | 2029-10-01 | 10 | 2030 | 2029 | FALL | 53 | 53 | 53 | 53 | 53 | 53 | 10 | 52 | 52 | 52 | 52 | 52 | 52 | 10
COT-08 | 2029-11-01 | 11 | 2030 | 2029 | FALL | 56 | 56 | 56 | 56 | 56 | 56 | 10 | 54 | 54 | 54 | 54 | 54 | 54 | 10
COT-08 | 2029-12-01 | 12 | 2030 | 2029 | WINTER | 61 | 61 | 61 | 61 | 61 | 61 | 10 | 56 | 56 | 56 | 56 | 56 | 56 | 10
COT-08 | 2030-01-01 | 1 | 2030 | 2030 | WINTER | 61 | 61 | 61 | 61 | 61 | 61 | 10 | 56 | 56 | 56 | 56 | 56 | 56 | 10
COT-08 | 2030-02-01 | 2 | 2030 | 2030 | WINTER | 59 | 59 | 59 | 59 | 59 | 59 | 10 | 55 | 55 | 55 | 55 | 55 | 55 | 10
COT-08 | 2030-03-01 | 3 | 2030 | 2030 | WINTER | 56 | 56 | 56 | 56 | 56 | 56 | 10 | 54 | 54 | 54 | 54 | 54 | 54 | 10
COT-08 | 2030-04-01 | 4 | 2030 | 2030 | SPRING | 53 | 53 | 53 | 53 | 53 | 53 | 10 | 52 | 52 | 52 | 52 | 52 | 52 | 10
COT-08 | 2030-05-01 | 5 | 2030 | 2030 | SPRING | 49 | 49 | 49 | 49 | 49 | 49 | 10 | 50 | 50 | 50 | 50 | 50 | 50 | 10
COT-08 | 2030-06-01 | 6 | 2030 | 2030 | SUMMER | 45 | 45 | 45 | 45 | 45 | 45 | 10 | 49 | 49 | 49 | 49 | 49 | 49 | 10
COT-08 | 2030-07-01 | 7 | 2030 | 2030 | SUMMER | 45 | 45 | 45 | 45 | 45 | 45 | 10 | 48 | 48 | 48 | 48 | 48 | 48 | 10
COT-08 | 2030-08-01 | 8 | 2030 | 2030 | SUMMER | 45 | 45 | 45 | 45 | 45 | 45 | 10 | 48 | 48 | 48 | 48 | 48 | 48 | 10
COT-08 | 2030-09-01 | 9 | 2030 | 2030 | SUMMER | 49 | 49 | 49 | 49 | 49 | 49 | 10 | 49 | 49 | 49 | 49 | 49 | 49 | 10
COT-08 | 2030-10-01 | 10 | 2031 | 2030 | FALL | 53 | 53 | 53 | 53 | 53 | 53 | 10 | 52 | 52 | 52 | 52 | 52 | 52 | 10
COT-08 | 2030-11-01 | 11 | 2031 | 2030 | FALL | 56 | 56 | 56 | 56 | 56 | 56 | 10 | 54 | 54 | 54 | 54 | 54 | 54 | 10
COT-08 | 2030-12-01 | 12 | 2031 | 2030 | WINTER | 61 | 61 | 61 | 61 | 61 | 61 | 10 | 56 | 56 | 56 | 56 | 56 | 56 | 10
COT-08 | 2031-01-01 | 1 | 2031 | 2031 | WINTER | 61 | 61 | 61 | 61 | 61 | 61 | 10 | 56 | 56 | 56 | 56 | 56 | 56 | 10
COT-08 | 2031-02-01 | 2 | 2031 | 2031 | WINTER | 59 | 59 | 59 | 59 | 59 | 59 | 10 | 55 | 55 | 55 | 55 | 55 | 55 | 10
COT-08 | 2031-03-01 | 3 | 2031 | 2031 | WINTER | 56 | 56 | 56 | 56 | 56 | 56 | 10 | 54 | 54 | 54 | 54 | 54 | 54 | 10
COT-08 | 2031-04-01 | 4 | 2031 | 2031 | SPRING | 53 | 53 | 53 | 53 | 53 | 53 | 10 | 52 | 52 | 52 | 52 | 52 | 52 | 10
COT-08 | 2031-05-01 | 5 | 2031 | 2031 | SPRING | 49 | 49 | 49 | 49 | 49 | 49 | 10 | 50 | 50 | 50 | 50 | 50 | 50 | 10
COT-08 | 2031-06-01 | 6 | 2031 | 2031 | SUMMER | 45 | 45 | 45 | 45 | 45 | 45 | 10 | 49 | 49 | 49 | 49 | 49 | 49 | 10
COT-08 | 2031-07-01 | 7 | 2031 | 2031 | SUMMER | 45 | 45 | 45 | 45 | 45 | 45 | 10 | 48 | 48 | 48 | 48 | 48 | 48 | 10
COT-08 | 2031-08-01 | 8 | 2031 | 2031 | SUMMER | 45 | 45 | 45 | 45 | 45 | 45 | 10 | 48 | 48 | 48 | 48 | 48 | 48 | 10
COT-08 | 2031-09-01 | 9 | 2031 | 2031 | SUMMER | 49 | 49 | 49 | 49 | 49 | 49 | 10 | 49 | 49 | 49 | 49 | 49 | 49 | 10
COT-08 | 2031-10-01 | 10 | 2032 | 2031 | FALL | 53 | 53 | 53 | 53 | 53 | 53 | 10 | 52 | 52 | 52 | 52 | 52 | 52 | 10
COT-08 | 2031-11-01 | 11 | 2032 | 2031 | FALL | 56 | 56 | 56 | 56 | 56 | 56 | 10 | 54 | 54 | 54 | 54 | 54 | 54 | 10
COT-08 | 2031-12-01 | 12 | 2032 | 2031 | WINTER | 61 | 61 | 61 | 61 | 61 | 61 | 10 | 56 | 56 | 56 | 56 | 56 | 56 | 10
COT-08 | 2032-01-01 | 1 | 2032 | 2032 | WINTER | 61 | 61 | 61 | 61 | 61 | 61 | 10 | 56 | 56 | 56 | 56 | 56 | 56 | 10
COT-08 | 2032-02-01 | 2 | 2032 | 2032 | WINTER | 59 | 59 | 59 | 59 | 59 | 59 | 10 | 55 | 55 | 55 | 55 | 55 | 55 | 10
COT-08 | 2032-03-01 | 3 | 2032 | 2032 | WINTER | 56 | 56 | 56 | 56 | 56 | 56 | 10 | 54 | 54 | 54 | 54 | 54 | 54 | 10
COT-08 | 2032-04-01 | 4 | 2032 | 2032 | SPRING | 53 | 53 | 53 | 53 | 53 | 53 | 10 | 52 | 52 | 52 | 52 | 52 | 52 | 10
COT-08 | 2032-05-01 | 5 | 2032 | 2032 | SPRING | 49 | 49 | 49 | 49 | 49 | 49 | 10 | 50 | 50 | 50 | 50 | 50 | 50 | 10
COT-08 | 2032-06-01 | 6 | 2032 | 2032 | SUMMER | 45 | 45 | 45 | 45 | 45 | 45 | 10 | 49 | 49 | 49 | 49 | 49 | 49 | 10
COT-08 | 2032-07-01 | 7 | 2032 | 2032 | SUMMER | 45 | 45 | 45 | 45 | 45 | 45 | 10 | 48 | 48 | 48 | 48 | 48 | 48 | 10
COT-08 | 2032-08-01 | 8 | 2032 | 2032 | SUMMER | 45 | 45 | 45 | 45 | 45 | 45 | 10 | 48 | 48 | 48 | 48 | 48 | 48 | 10
COT-08 | 2032-09-01 | 9 | 2032 | 2032 | SUMMER | 49 | 49 | 49 | 49 | 49 | 49 | 10 | 49 | 49 | 49 | 49 | 49 | 49 | 10
COT-08 | 2032-10-01 | 10 | 2033 | 2032 | FALL | 53 | 53 | 53 | 53 | 53 | 53 | 10 | 52 | 52 | 52 | 52 | 52 | 52 | 10
COT-08 | 2032-11-01 | 11 | 2033 | 2032 | FALL | 56 | 56 | 56 | 56 | 56 | 56 | 10 | 54 | 54 | 54 | 54 | 54 | 54 | 10
COT-08 | 2032-12-01 | 12 | 2033 | 2032 | WINTER | 61 | 61 | 61 | 61 | 61 | 61 | 10 | 56 | 56 | 56 | 56 | 56 | 56 | 10
COT-08 | 2033-01-01 | 1 | 2033 | 2033 | WINTER | 61 | 61 | 61 | 61 | 61 | 61 | 10 | 56 | 56 | 56 | 56 | 56 | 56 | 10
COT-08 | 2033-02-01 | 2 | 2033 | 2033 | WINTER | 59 | 59 | 59 | 59 | 59 | 59 | 10 | 55 | 55 | 55 | 55 | 55 | 55 | 10
COT-08 | 2033-03-01 | 3 | 2033 | 2033 | WINTER | 56 | 56 | 56 | 56 | 56 | 56 | 10 | 54 | 54 | 54 | 54 | 54 | 54 | 10
COT-08 | 2033-04-01 | 4 | 2033 | 2033 | SPRING | 53 | 53 | 53 | 53 | 53 | 53 | 10 | 52 | 52 | 52 | 52 | 52 | 52 | 10
COT-08 | 2033-05-01 | 5 | 2033 | 2033 | SPRING | 49 | 49 | 49 | 49 | 49 | 49 | 10 | 50 | 50 | 50 | 50 | 50 | 50 | 10
COT-08 | 2033-06-01 | 6 | 2033 | 2033 | SUMMER | 45 | 45 | 45 | 45 | 45 | 45 | 10 | 49 | 49 | 49 | 49 | 49 | 49 | 10
COT-08 | 2033-07-01 | 7 | 2033 | 2033 | SUMMER | 45 | 45 | 45 | 45 | 45 | 45 | 10 | 48 | 48 | 48 | 48 | 48 | 48 | 10
COT-08 | 2033-08-01 | 8 | 2033 | 2033 | SUMMER | 45 | 45 | 45 | 45 | 45 | 45 | 10 | 48 | 48 | 48 | 48 | 48 | 48 | 10
COT-08 | 2033-09-01 | 9 | 2033 | 2033 | SUMMER | 49 | 49 | 49 | 49 | 49 | 49 | 10 | 49 | 49 | 49 | 49 | 49 | 49 | 10
COT-08 | 2033-10-01 | 10 | 2034 | 2033 | FALL | 53 | 53 | 53 | 53 | 53 | 53 | 10 | 52 | 52 | 52 | 52 | 52 | 52 | 10
COT-08 | 2033-11-01 | 11 | 2034 | 2033 | FALL | 56 | 56 | 56 | 56 | 56 | 56 | 10 | 54 | 54 | 54 | 54 | 54 | 54 | 10
COT-08 | 2033-12-01 | 12 | 2034 | 2033 | WINTER | 61 | 61 | 61 | 61 | 61 | 61 | 10 | 56 | 56 | 56 | 56 | 56 | 56 | 10
COT-08 | 2034-01-01 | 1 | 2034 | 2034 | WINTER | 61 | 61 | 61 | 61 | 61 | 61 | 10 | 56 | 56 | 56 | 56 | 56 | 56 | 10
COT-08 | 2034-02-01 | 2 | 2034 | 2034 | WINTER | 59 | 59 | 59 | 59 | 59 | 59 | 10 | 55 | 55 | 55 | 55 | 55 | 55 | 10
COT-08 | 2034-03-01 | 3 | 2034 | 2034 | WINTER | 56 | 56 | 56 | 56 | 56 | 56 | 10 | 54 | 54 | 54 | 54 | 54 | 54 | 10
COT-08 | 2034-04-01 | 4 | 2034 | 2034 | SPRING | 53 | 53 | 53 | 53 | 53 | 53 | 10 | 52 | 52 | 52 | 52 | 52 | 52 | 10
COT-08 | 2034-05-01 | 5 | 2034 | 2034 | SPRING | 49 | 49 | 49 | 49 | 49 | 49 | 10 | 50 | 50 | 50 | 50 | 50 | 50 | 10
COT-08 | 2034-06-01 | 6 | 2034 | 2034 | SUMMER | 45 | 45 | 45 | 45 | 45 | 45 | 10 | 49 | 49 | 49 | 49 | 49 | 49 | 10
COT-08 | 2034-07-01 | 7 | 2034 | 2034 | SUMMER | 45 | 45 | 45 | 45 | 45 | 45 | 10 | 48 | 48 | 48 | 48 | 48 | 48 | 10
COT-08 | 2034-08-01 | 8 | 2034 | 2034 | SUMMER | 45 | 45 | 45 | 45 | 45 | 45 | 10 | 48 | 48 | 48 | 48 | 48 | 48 | 10
COT-08 | 2034-09-01 | 9 | 2034 | 2034 | SUMMER | 49 | 49 | 49 | 49 | 49 | 49 | 10 | 49 | 49 | 49 | 49 | 49 | 49 | 10
COT-08 | 2034-10-01 | 10 | 2035 | 2034 | FALL | 53 | 53 | 53 | 53 | 53 | 53 | 10 | 52 | 52 | 52 | 52 | 52 | 52 | 10
COT-08 | 2034-11-01 | 11 | 2035 | 2034 | FALL | 56 | 56 | 56 | 56 | 56 | 56 | 10 | 54 | 54 | 54 | 54 | 54 | 54 | 10
COT-08 | 2034-12-01 | 12 | 2035 | 2034 | WINTER | 61 | 61 | 61 | 61 | 61 | 61 | 10 | 56 | 56 | 56 | 56 | 56 | 56 | 10
COT-08 | 2035-01-01 | 1 | 2035 | 2035 | WINTER | 61 | 61 | 61 | 61 | 61 | 61 | 10 | 56 | 56 | 56 | 56 | 56 | 56 | 10
COT-08 | 2035-02-01 | 2 | 2035 | 2035 | WINTER | 59 | 59 | 59 | 59 | 59 | 59 | 10 | 55 | 55 | 55 | 55 | 55 | 55 | 10
COT-08 | 2035-03-01 | 3 | 2035 | 2035 | WINTER | 56 | 56 | 56 | 56 | 56 | 56 | 10 | 54 | 54 | 54 | 54 | 54 | 54 | 10
COT-08 | 2035-04-01 | 4 | 2035 | 2035 | SPRING | 53 | 53 | 53 | 53 | 53 | 53 | 10 | 52 | 52 | 52 | 52 | 52 | 52 | 10
COT-08 | 2035-05-01 | 5 | 2035 | 2035 | SPRING | 49 | 49 | 49 | 49 | 49 | 49 | 10 | 50 | 50 | 50 | 50 | 50 | 50 | 10
COT-08 | 2035-06-01 | 6 | 2035 | 2035 | SUMMER | 45 | 45 | 45 | 45 | 45 | 45 | 10 | 49 | 49 | 49 | 49 | 49 | 49 | 10
COT-08 | 2035-07-01 | 7 | 2035 | 2035 | SUMMER | 45 | 45 | 45 | 45 | 45 | 45 | 10 | 48 | 48 | 48 | 48 | 48 | 48 | 10
COT-08 | 2035-08-01 | 8 | 2035 | 2035 | SUMMER | 45 | 45 | 45 | 45 | 45 | 45 | 10 | 48 | 48 | 48 | 48 | 48 | 48 | 10
COT-08 | 2035-09-01 | 9 | 2035 | 2035 | SUMMER | 49 | 49 | 49 | 49 | 49 | 49 | 10 | 49 | 49 | 49 | 49 | 49 | 49 | 10
COT-08 | 2035-10-01 | 10 | 2036 | 2035 | FALL | 53 | 53 | 53 | 53 | 53 | 53 | 10 | 52 | 52 | 52 | 52 | 52 | 52 | 10
COT-08 | 2035-11-01 | 11 | 2036 | 2035 | FALL | 56 | 56 | 56 | 56 | 56 | 56 | 10 | 54 | 54 | 54 | 54 | 54 | 54 | 10
COT-08 | 2035-12-01 | 12 | 2036 | 2035 | WINTER | 61 | 61 | 61 | 61 | 61 | 61 | 10 | 56 | 56 | 56 | 56 | 56 | 56 | 10
COT-08 | 2036-01-01 | 1 | 2036 | 2036 | WINTER | 61 | 61 | 61 | 61 | 61 | 61 | 10 | 56 | 56 | 56 | 56 | 56 | 56 | 10
COT-08 | 2036-02-01 | 2 | 2036 | 2036 | WINTER | 59 | 59 | 59 | 59 | 59 | 59 | 10 | 55 | 55 | 55 | 55 | 55 | 55 | 10
COT-08 | 2036-03-01 | 3 | 2036 | 2036 | WINTER | 56 | 56 | 56 | 56 | 56 | 56 | 10 | 54 | 54 | 54 | 54 | 54 | 54 | 10
COT-08 | 2036-04-01 | 4 | 2036 | 2036 | SPRING | 53 | 53 | 53 | 53 | 53 | 53 | 10 | 52 | 52 | 52 | 52 | 52 | 52 | 10
COT-08 | 2036-05-01 | 5 | 2036 | 2036 | SPRING | 49 | 49 | 49 | 49 | 49 | 49 | 10 | 50 | 50 | 50 | 50 | 50 | 50 | 10
COT-08 | 2036-06-01 | 6 | 2036 | 2036 | SUMMER | 45 | 45 | 45 | 45 | 45 | 45 | 10 | 49 | 49 | 49 | 49 | 49 | 49 | 10
COT-08 | 2036-07-01 | 7 | 2036 | 2036 | SUMMER | 45 | 45 | 45 | 45 | 45 | 45 | 10 | 48 | 48 | 48 | 48 | 48 | 48 | 10
COT-08 | 2036-08-01 | 8 | 2036 | 2036 | SUMMER | 45 | 45 | 45 | 45 | 45 | 45 | 10 | 48 | 48 | 48 | 48 | 48 | 48 | 10
COT-08 | 2036-09-01 | 9 | 2036 | 2036 | SUMMER | 49 | 49 | 49 | 49 | 49 | 49 | 10 | 49 | 49 | 49 | 49 | 49 | 49 | 10
COT-08 | 2036-10-01 | 10 | 2037 | 2036 | FALL | 53 | 53 | 53 | 53 | 53 | 53 | 10 | 52 | 52 | 52 | 52 | 52 | 52 | 10
COT-08 | 2036-11-01 | 11 | 2037 | 2036 | FALL | 56 | 56 | 56 | 56 | 56 | 56 | 10 | 54 | 54 | 54 | 54 | 54 | 54 | 10
COT-08 | 2036-12-01 | 12 | 2037 | 2036 | WINTER | 61 | 61 | 61 | 61 | 61 | 61 | 10 | 56 | 56 | 56 | 56 | 56 | 56 | 10
COT-08 | 2037-01-01 | 1 | 2037 | 2037 | WINTER | 61 | 61 | 61 | 61 | 61 | 61 | 10 | 56 | 56 | 56 | 56 | 56 | 56 | 10
COT-08 | 2037-02-01 | 2 | 2037 | 2037 | WINTER | 59 | 59 | 59 | 59 | 59 | 59 | 10 | 55 | 55 | 55 | 55 | 55 | 55 | 10
COT-08 | 2037-03-01 | 3 | 2037 | 2037 | WINTER | 56 | 56 | 56 | 56 | 56 | 56 | 10 | 54 | 54 | 54 | 54 | 54 | 54 | 10
COT-08 | 2037-04-01 | 4 | 2037 | 2037 | SPRING | 53 | 53 | 53 | 53 | 53 | 53 | 10 | 52 | 52 | 52 | 52 | 52 | 52 | 10
COT-08 | 2037-05-01 | 5 | 2037 | 2037 | SPRING | 49 | 49 | 49 | 49 | 49 | 49 | 10 | 50 | 50 | 50 | 50 | 50 | 50 | 10
COT-08 | 2037-06-01 | 6 | 2037 | 2037 | SUMMER | 45 | 45 | 45 | 45 | 45 | 45 | 10 | 49 | 49 | 49 | 49 | 49 | 49 | 10
COT-08 | 2037-07-01 | 7 | 2037 | 2037 | SUMMER | 45 | 45 | 45 | 45 | 45 | 45 | 10 | 48 | 48 | 48 | 48 | 48 | 48 | 10
COT-08 | 2037-08-01 | 8 | 2037 | 2037 | SUMMER | 45 | 45 | 45 | 45 | 45 | 45 | 10 | 48 | 48 | 48 | 48 | 48 | 48 | 10
COT-08 | 2037-09-01 | 9 | 2037 | 2037 | SUMMER | 49 | 49 | 49 | 49 | 49 | 49 | 10 | 49 | 49 | 49 | 49 | 49 | 49 | 10
COT-08 | 2037-10-01 | 10 | 2038 | 2037 | FALL | 53 | 53 | 53 | 53 | 53 | 53 | 10 | 52 | 52 | 52 | 52 | 52 | 52 | 10
COT-08 | 2037-11-01 | 11 | 2038 | 2037 | FALL | 56 | 56 | 56 | 56 | 56 | 56 | 10 | 54 | 54 | 54 | 54 | 54 | 54 | 10
COT-08 | 2037-12-01 | 12 | 2038 | 2037 | WINTER | 61 | 61 | 61 | 61 | 61 | 61 | 10 | 56 | 56 | 56 | 56 | 56 | 56 | 10
COT-08 | 2038-01-01 | 1 | 2038 | 2038 | WINTER | 61 | 61 | 61 | 61 | 61 | 61 | 10 | 56 | 56 | 56 | 56 | 56 | 56 | 10
COT-08 | 2038-02-01 | 2 | 2038 | 2038 | WINTER | 59 | 59 | 59 | 59 | 59 | 59 | 10 | 55 | 55 | 55 | 55 | 55 | 55 | 10
COT-08 | 2038-03-01 | 3 | 2038 | 2038 | WINTER | 56 | 56 | 56 | 56 | 56 | 56 | 10 | 54 | 54 | 54 | 54 | 54 | 54 | 10
COT-08 | 2038-04-01 | 4 | 2038 | 2038 | SPRING | 53 | 53 | 53 | 53 | 53 | 53 | 10 | 52 | 52 | 52 | 52 | 52 | 52 | 10
COT-08 | 2038-05-01 | 5 | 2038 | 2038 | SPRING | 49 | 49 | 49 | 49 | 49 | 49 | 10 | 50 | 50 | 50 | 50 | 50 | 50 | 10
COT-08 | 2038-06-01 | 6 | 2038 | 2038 | SUMMER | 45 | 45 | 45 | 45 | 45 | 45 | 10 | 49 | 49 | 49 | 49 | 49 | 49 | 10
COT-08 | 2038-07-01 | 7 | 2038 | 2038 | SUMMER | 45 | 45 | 45 | 45 | 45 | 45 | 10 | 48 | 48 | 48 | 48 | 48 | 48 | 10
COT-08 | 2038-08-01 | 8 | 2038 | 2038 | SUMMER | 45 | 45 | 45 | 45 | 45 | 45 | 10 | 48 | 48 | 48 | 48 | 48 | 48 | 10
COT-08 | 2038-09-01 | 9 | 2038 | 2038 | SUMMER | 49 | 49 | 49 | 49 | 49 | 49 | 10 | 49 | 49 | 49 | 49 | 49 | 49 | 10
COT-08 | 2038-10-01 | 10 | 2039 | 2038 | FALL | 53 | 53 | 53 | 53 | 53 | 53 | 10 | 52 | 52 | 52 | 52 | 52 | 52 | 10
COT-08 | 2038-11-01 | 11 | 2039 | 2038 | FALL | 56 | 56 | 56 | 56 | 56 | 56 | 10 | 54 | 54 | 54 | 54 | 54 | 54 | 10
COT-08 | 2038-12-01 | 12 | 2039 | 2038 | WINTER | 61 | 61 | 61 | 61 | 61 | 61 | 10 | 56 | 56 | 56 | 56 | 56 | 56 | 10
COT-08 | 2039-01-01 | 1 | 2039 | 2039 | WINTER | 61 | 61 | 61 | 61 | 61 | 61 | 10 | 56 | 56 | 56 | 56 | 56 | 56 | 10
COT-08 | 2039-02-01 | 2 | 2039 | 2039 | WINTER | 59 | 59 | 59 | 59 | 59 | 59 | 10 | 55 | 55 | 55 | 55 | 55 | 55 | 10
COT-08 | 2039-03-01 | 3 | 2039 | 2039 | WINTER | 56 | 56 | 56 | 56 | 56 | 56 | 10 | 54 | 54 | 54 | 54 | 54 | 54 | 10
COT-08 | 2039-04-01 | 4 | 2039 | 2039 | SPRING | 53 | 53 | 53 | 53 | 53 | 53 | 10 | 52 | 52 | 52 | 52 | 52 | 52 | 10
COT-08 | 2039-05-01 | 5 | 2039 | 2039 | SPRING | 49 | 49 | 49 | 49 | 49 | 49 | 10 | 50 | 50 | 50 | 50 | 50 | 50 | 10
COT-08 | 2039-06-01 | 6 | 2039 | 2039 | SUMMER | 45 | 45 | 45 | 45 | 45 | 45 | 10 | 49 | 49 | 49 | 49 | 49 | 49 | 10
COT-08 | 2039-07-01 | 7 | 2039 | 2039 | SUMMER | 45 | 45 | 45 | 45 | 45 | 45 | 10 | 48 | 48 | 48 | 48 | 48 | 48 | 10
COT-08 | 2039-08-01 | 8 | 2039 | 2039 | SUMMER | 45 | 45 | 45 | 45 | 45 | 45 | 10 | 48 | 48 | 48 | 48 | 48 | 48 | 10
COT-08 | 2039-09-01 | 9 | 2039 | 2039 | SUMMER | 49 | 49 | 49 | 49 | 49 | 49 | 10 | 49 | 49 | 49 | 49 | 49 | 49 | 10
COT-08 | 2039-10-01 | 10 | 2040 | 2039 | FALL | 53 | 53 | 53 | 53 | 53 | 53 | 10 | 52 | 52 | 52 | 52 | 52 | 52 | 10
COT-08 | 2039-11-01 | 11 | 2040 | 2039 | FALL | 56 | 56 | 56 | 56 | 56 | 56 | 10 | 54 | 54 | 54 | 54 | 54 | 54 | 10
COT-08 | 2039-12-01 | 12 | 2040 | 2039 | WINTER | 61 | 61 | 61 | 61 | 61 | 61 | 10 | 56 | 56 | 56 | 56 | 56 | 56 | 10
COT-08 | 2040-01-01 | 1 | 2040 | 2040 | WINTER | 61 | 61 | 61 | 61 | 61 | 61 | 10 | 56 | 56 | 56 | 56 | 56 | 56 | 10
COT-08 | 2040-02-01 | 2 | 2040 | 2040 | WINTER | 59 | 59 | 59 | 59 | 59 | 59 | 10 | 55 | 55 | 55 | 55 | 55 | 55 | 10
COT-08 | 2040-03-01 | 3 | 2040 | 2040 | WINTER | 56 | 56 | 56 | 56 | 56 | 56 | 10 | 54 | 54 | 54 | 54 | 54 | 54 | 10
COT-08 | 2040-04-01 | 4 | 2040 | 2040 | SPRING | 53 | 53 | 53 | 53 | 53 | 53 | 10 | 52 | 52 | 52 | 52 | 52 | 52 | 10
COT-08 | 2040-05-01 | 5 | 2040 | 2040 | SPRING | 49 | 49 | 49 | 49 | 49 | 49 | 10 | 50 | 50 | 50 | 50 | 50 | 50 | 10
COT-08 | 2040-06-01 | 6 | 2040 | 2040 | SUMMER | 45 | 45 | 45 | 45 | 45 | 45 | 10 | 49 | 49 | 49 | 49 | 49 | 49 | 10
COT-08 | 2040-07-01 | 7 | 2040 | 2040 | SUMMER | 45 | 45 | 45 | 45 | 45 | 45 | 10 | 48 | 48 | 48 | 48 | 48 | 48 | 10
COT-08 | 2040-08-01 | 8 | 2040 | 2040 | SUMMER | 45 | 45 | 45 | 45 | 45 | 45 | 10 | 48 | 48 | 48 | 48 | 48 | 48 | 10
COT-08 | 2040-09-01 | 9 | 2040 | 2040 | SUMMER | 49 | 49 | 49 | 49 | 49 | 49 | 10 | 49 | 49 | 49 | 49 | 49 | 49 | 10
COT-08 | 2040-10-01 | 10 | 2041 | 2040 | FALL | 53 | 53 | 53 | 53 | 53 | 53 | 10 | 52 | 52 | 52 | 52 | 52 | 52 | 10
COT-08 | 2040-11-01 | 11 | 2041 | 2040 | FALL | 56 | 56 | 56 | 56 | 56 | 56 | 10 | 54 | 54 | 54 | 54 | 54 | 54 | 10
COT-08 | 2040-12-01 | 12 | 2041 | 2040 | WINTER | 61 | 61 | 61 | 61 | 61 | 61 | 10 | 56 | 56 | 56 | 56 | 56 | 56 | 10
COT-08 | 2041-01-01 | 1 | 2041 | 2041 | WINTER | 61 | 61 | 61 | 61 | 61 | 61 | 10 | 56 | 56 | 56 | 56 | 56 | 56 | 10
COT-08 | 2041-02-01 | 2 | 2041 | 2041 | WINTER | 59 | 59 | 59 | 59 | 59 | 59 | 10 | 55 | 55 | 55 | 55 | 55 | 55 | 10
COT-08 | 2041-03-01 | 3 | 2041 | 2041 | WINTER | 56 | 56 | 56 | 56 | 56 | 56 | 10 | 54 | 54 | 54 | 54 | 54 | 54 | 10
COT-08 | 2041-04-01 | 4 | 2041 | 2041 | SPRING | 53 | 53 | 53 | 53 | 53 | 53 | 10 | 52 | 52 | 52 | 52 | 52 | 52 | 10
COT-08 | 2041-05-01 | 5 | 2041 | 2041 | SPRING | 49 | 49 | 49 | 49 | 49 | 49 | 10 | 50 | 50 | 50 | 50 | 50 | 50 | 10
COT-08 | 2041-06-01 | 6 | 2041 | 2041 | SUMMER | 45 | 45 | 45 | 45 | 45 | 45 | 10 | 49 | 49 | 49 | 49 | 49 | 49 | 10
COT-08 | 2041-07-01 | 7 | 2041 | 2041 | SUMMER | 45 | 45 | 45 | 45 | 45 | 45 | 10 | 48 | 48 | 48 | 48 | 48 | 48 | 10
COT-08 | 2041-08-01 | 8 | 2041 | 2041 | SUMMER | 45 | 45 | 45 | 45 | 45 | 45 | 10 | 48 | 48 | 48 | 48 | 48 | 48 | 10
COT-08 | 2041-09-01 | 9 | 2041 | 2041 | SUMMER | 49 | 49 | 49 | 49 | 49 | 49 | 10 | 49 | 49 | 49 | 49 | 49 | 49 | 10
COT-08 | 2041-10-01 | 10 | 2042 | 2041 | FALL | 53 | 53 | 53 | 53 | 53 | 53 | 10 | 52 | 52 | 52 | 52 | 52 | 52 | 10
COT-08 | 2041-11-01 | 11 | 2042 | 2041 | FALL | 56 | 56 | 56 | 56 | 56 | 56 | 10 | 54 | 54 | 54 | 54 | 54 | 54 | 10
COT-08 | 2041-12-01 | 12 | 2042 | 2041 | WINTER | 61 | 61 | 61 | 61 | 61 | 61 | 10 | 56 | 56 | 56 | 56 | 56 | 56 | 10
COT-08 | 2042-01-01 | 1 | 2042 | 2042 | WINTER | 61 | 61 | 61 | 61 | 61 | 61 | 10 | 56 | 56 | 56 | 56 | 56 | 56 | 10
COT-08 | 2042-02-01 | 2 | 2042 | 2042 | WINTER | 59 | 59 | 59 | 59 | 59 | 59 | 10 | 55 | 55 | 55 | 55 | 55 | 55 | 10
COT-08 | 2042-03-01 | 3 | 2042 | 2042 | WINTER | 56 | 56 | 56 | 56 | 56 | 56 | 10 | 54 | 54 | 54 | 54 | 54 | 54 | 10
COT-08 | 2042-04-01 | 4 | 2042 | 2042 | SPRING | 53 | 53 | 53 | 53 | 53 | 53 | 10 | 52 | 52 | 52 | 52 | 52 | 52 | 10
COT-08 | 2042-05-01 | 5 | 2042 | 2042 | SPRING | 49 | 49 | 49 | 49 | 49 | 49 | 10 | 50 | 50 | 50 | 50 | 50 | 50 | 10
COT-08 | 2042-06-01 | 6 | 2042 | 2042 | SUMMER | 45 | 45 | 45 | 45 | 45 | 45 | 10 | 49 | 49 | 49 | 49 | 49 | 49 | 10
COT-08 | 2042-07-01 | 7 | 2042 | 2042 | SUMMER | 45 | 45 | 45 | 45 | 45 | 45 | 10 | 48 | 48 | 48 | 48 | 48 | 48 | 10
COT-08 | 2042-08-01 | 8 | 2042 | 2042 | SUMMER | 45 | 45 | 45 | 45 | 45 | 45 | 10 | 48 | 48 | 48 | 48 | 48 | 48 | 10
COT-08 | 2042-09-01 | 9 | 2042 | 2042 | SUMMER | 49 | 49 | 49 | 49 | 49 | 49 | 10 | 49 | 49 | 49 | 49 | 49 | 49 | 10
COT-08 | 2042-10-01 | 10 | 2043 | 2042 | FALL | 53 | 53 | 53 | 53 | 53 | 53 | 10 | 52 | 52 | 52 | 52 | 52 | 52 | 10
COT-08 | 2042-11-01 | 11 | 2043 | 2042 | FALL | 56 | 56 | 56 | 56 | 56 | 56 | 10 | 54 | 54 | 54 | 54 | 54 | 54 | 10
COT-08 | 2042-12-01 | 12 | 2043 | 2042 | WINTER | 61 | 61 | 61 | 61 | 61 | 61 | 10 | 56 | 56 | 56 | 56 | 56 | 56 | 10
COT-08 | 2043-01-01 | 1 | 2043 | 2043 | WINTER | 61 | 61 | 61 | 61 | 61 | 61 | 10 | 56 | 56 | 56 | 56 | 56 | 56 | 10
COT-08 | 2043-02-01 | 2 | 2043 | 2043 | WINTER | 59 | 59 | 59 | 59 | 59 | 59 | 10 | 55 | 55 | 55 | 55 | 55 | 55 | 10
COT-08 | 2043-03-01 | 3 | 2043 | 2043 | WINTER | 56 | 56 | 56 | 56 | 56 | 56 | 10 | 54 | 54 | 54 | 54 | 54 | 54 | 10
COT-08 | 2043-04-01 | 4 | 2043 | 2043 | SPRING | 53 | 53 | 53 | 53 | 53 | 53 | 10 | 52 | 52 | 52 | 52 | 52 | 52 | 10
COT-08 | 2043-05-01 | 5 | 2043 | 2043 | SPRING | 49 | 49 | 49 | 49 | 49 | 49 | 10 | 50 | 50 | 50 | 50 | 50 | 50 | 10
COT-08 | 2043-06-01 | 6 | 2043 | 2043 | SUMMER | 45 | 45 | 45 | 45 | 45 | 45 | 10 | 49 | 49 | 49 | 49 | 49 | 49 | 10
COT-08 | 2043-07-01 | 7 | 2043 | 2043 | SUMMER | 45 | 45 | 45 | 45 | 45 | 45 | 10 | 48 | 48 | 48 | 48 | 48 | 48 | 10
COT-08 | 2043-08-01 | 8 | 2043 | 2043 | SUMMER | 45 | 45 | 45 | 45 | 45 | 45 | 10 | 48 | 48 | 48 | 48 | 48 | 48 | 10
COT-08 | 2043-09-01 | 9 | 2043 | 2043 | SUMMER | 49 | 49 | 49 | 49 | 49 | 49 | 10 | 49 | 49 | 49 | 49 | 49 | 49 | 10
COT-08 | 2043-10-01 | 10 | 2044 | 2043 | FALL | 53 | 53 | 53 | 53 | 53 | 53 | 10 | 52 | 52 | 52 | 52 | 52 | 52 | 10
COT-08 | 2043-11-01 | 11 | 2044 | 2043 | FALL | 56 | 56 | 56 | 56 | 56 | 56 | 10 | 54 | 54 | 54 | 54 | 54 | 54 | 10
COT-08 | 2043-12-01 | 12 | 2044 | 2043 | WINTER | 61 | 61 | 61 | 61 | 61 | 61 | 10 | 56 | 56 | 56 | 56 | 56 | 56 | 10
COT-08 | 2044-01-01 | 1 | 2044 | 2044 | WINTER | 61 | 61 | 61 | 61 | 61 | 61 | 10 | 56 | 56 | 56 | 56 | 56 | 56 | 10
COT-08 | 2044-02-01 | 2 | 2044 | 2044 | WINTER | 59 | 59 | 59 | 59 | 59 | 59 | 10 | 55 | 55 | 55 | 55 | 55 | 55 | 10
COT-08 | 2044-03-01 | 3 | 2044 | 2044 | WINTER | 56 | 56 | 56 | 56 | 56 | 56 | 10 | 54 | 54 | 54 | 54 | 54 | 54 | 10
COT-08 | 2044-04-01 | 4 | 2044 | 2044 | SPRING | 53 | 53 | 53 | 53 | 53 | 53 | 10 | 52 | 52 | 52 | 52 | 52 | 52 | 10
COT-08 | 2044-05-01 | 5 | 2044 | 2044 | SPRING | 49 | 49 | 49 | 49 | 49 | 49 | 10 | 50 | 50 | 50 | 50 | 50 | 50 | 10
COT-08 | 2044-06-01 | 6 | 2044 | 2044 | SUMMER | 45 | 45 | 45 | 45 | 45 | 45 | 10 | 49 | 49 | 49 | 49 | 49 | 49 | 10
COT-08 | 2044-07-01 | 7 | 2044 | 2044 | SUMMER | 45 | 45 | 45 | 45 | 45 | 45 | 10 | 48 | 48 | 48 | 48 | 48 | 48 | 10
COT-08 | 2044-08-01 | 8 | 2044 | 2044 | SUMMER | 45 | 45 | 45 | 45 | 45 | 45 | 10 | 48 | 48 | 48 | 48 | 48 | 48 | 10
COT-08 | 2044-09-01 | 9 | 2044 | 2044 | SUMMER | 49 | 49 | 49 | 49 | 49 | 49 | 10 | 49 | 49 | 49 | 49 | 49 | 49 | 10
COT-08 | 2044-10-01 | 10 | 2045 | 2044 | FALL | 53 | 53 | 53 | 53 | 53 | 53 | 10 | 52 | 52 | 52 | 52 | 52 | 52 | 10
COT-08 | 2044-11-01 | 11 | 2045 | 2044 | FALL | 56 | 56 | 56 | 56 | 56 | 56 | 10 | 54 | 54 | 54 | 54 | 54 | 54 | 10
COT-08 | 2044-12-01 | 12 | 2045 | 2044 | WINTER | 61 | 61 | 61 | 61 | 61 | 61 | 10 | 56 | 56 | 56 | 56 | 56 | 56 | 10
COT-08 | 2045-01-01 | 1 | 2045 | 2045 | WINTER | 61 | 61 | 61 | 61 | 61 | 61 | 10 | 56 | 56 | 56 | 56 | 56 | 56 | 10
COT-08 | 2045-02-01 | 2 | 2045 | 2045 | WINTER | 59 | 59 | 59 | 59 | 59 | 59 | 10 | 55 | 55 | 55 | 55 | 55 | 55 | 10
COT-08 | 2045-03-01 | 3 | 2045 | 2045 | WINTER | 56 | 56 | 56 | 56 | 56 | 56 | 10 | 54 | 54 | 54 | 54 | 54 | 54 | 10
COT-08 | 2045-04-01 | 4 | 2045 | 2045 | SPRING | 53 | 53 | 53 | 53 | 53 | 53 | 10 | 52 | 52 | 52 | 52 | 52 | 52 | 10
COT-08 | 2045-05-01 | 5 | 2045 | 2045 | SPRING | 49 | 49 | 49 | 49 | 49 | 49 | 10 | 50 | 50 | 50 | 50 | 50 | 50 | 10
COT-08 | 2045-06-01 | 6 | 2045 | 2045 | SUMMER | 45 | 45 | 45 | 45 | 45 | 45 | 10 | 49 | 49 | 49 | 49 | 49 | 49 | 10
COT-08 | 2045-07-01 | 7 | 2045 | 2045 | SUMMER | 45 | 45 | 45 | 45 | 45 | 45 | 10 | 48 | 48 | 48 | 48 | 48 | 48 | 10
COT-08 | 2045-08-01 | 8 | 2045 | 2045 | SUMMER | 45 | 45 | 45 | 45 | 45 | 45 | 10 | 48 | 48 | 48 | 48 | 48 | 48 | 10
COT-08 | 2045-09-01 | 9 | 2045 | 2045 | SUMMER | 49 | 49 | 49 | 49 | 49 | 49 | 10 | 49 | 49 | 49 | 49 | 49 | 49 | 10
COT-08 | 2045-10-01 | 10 | 2046 | 2045 | FALL | 53 | 53 | 53 | 53 | 53 | 53 | 10 | 52 | 52 | 52 | 52 | 52 | 52 | 10
COT-08 | 2045-11-01 | 11 | 2046 | 2045 | FALL | 56 | 56 | 56 | 56 | 56 | 56 | 10 | 54 | 54 | 54 | 54 | 54 | 54 | 10
COT-08 | 2045-12-01 | 12 | 2046 | 2045 | WINTER | 61 | 61 | 61 | 61 | 61 | 61 | 10 | 56 | 56 | 56 | 56 | 56 | 56 | 10
COT-08 | 2046-01-01 | 1 | 2046 | 2046 | WINTER | 61 | 61 | 61 | 61 | 61 | 61 | 10 | 56 | 56 | 56 | 56 | 56 | 56 | 10
COT-08 | 2046-02-01 | 2 | 2046 | 2046 | WINTER | 59 | 59 | 59 | 59 | 59 | 59 | 10 | 55 | 55 | 55 | 55 | 55 | 55 | 10
COT-08 | 2046-03-01 | 3 | 2046 | 2046 | WINTER | 56 | 56 | 56 | 56 | 56 | 56 | 10 | 54 | 54 | 54 | 54 | 54 | 54 | 10
COT-08 | 2046-04-01 | 4 | 2046 | 2046 | SPRING | 53 | 53 | 53 | 53 | 53 | 53 | 10 | 52 | 52 | 52 | 52 | 52 | 52 | 10
COT-08 | 2046-05-01 | 5 | 2046 | 2046 | SPRING | 49 | 49 | 49 | 49 | 49 | 49 | 10 | 50 | 50 | 50 | 50 | 50 | 50 | 10
COT-08 | 2046-06-01 | 6 | 2046 | 2046 | SUMMER | 45 | 45 | 45 | 45 | 45 | 45 | 10 | 49 | 49 | 49 | 49 | 49 | 49 | 10
COT-08 | 2046-07-01 | 7 | 2046 | 2046 | SUMMER | 45 | 45 | 45 | 45 | 45 | 45 | 10 | 48 | 48 | 48 | 48 | 48 | 48 | 10
COT-08 | 2046-08-01 | 8 | 2046 | 2046 | SUMMER | 45 | 45 | 45 | 45 | 45 | 45 | 10 | 48 | 48 | 48 | 48 | 48 | 48 | 10
COT-08 | 2046-09-01 | 9 | 2046 | 2046 | SUMMER | 49 | 49 | 49 | 49 | 49 | 49 | 10 | 49 | 49 | 49 | 49 | 49 | 49 | 10
COT-08 | 2046-10-01 | 10 | 2047 | 2046 | FALL | 53 | 53 | 53 | 53 | 53 | 53 | 10 | 52 | 52 | 52 | 52 | 52 | 52 | 10
COT-08 | 2046-11-01 | 11 | 2047 | 2046 | FALL | 56 | 56 | 56 | 56 | 56 | 56 | 10 | 54 | 54 | 54 | 54 | 54 | 54 | 10
COT-08 | 2046-12-01 | 12 | 2047 | 2046 | WINTER | 61 | 61 | 61 | 61 | 61 | 61 | 10 | 56 | 56 | 56 | 56 | 56 | 56 | 10
COT-08 | 2047-01-01 | 1 | 2047 | 2047 | WINTER | 61 | 61 | 61 | 61 | 61 | 61 | 10 | 56 | 56 | 56 | 56 | 56 | 56 | 10
COT-08 | 2047-02-01 | 2 | 2047 | 2047 | WINTER | 59 | 59 | 59 | 59 | 59 | 59 | 10 | 55 | 55 | 55 | 55 | 55 | 55 | 10
COT-08 | 2047-03-01 | 3 | 2047 | 2047 | WINTER | 56 | 56 | 56 | 56 | 56 | 56 | 10 | 54 | 54 | 54 | 54 | 54 | 54 | 10
COT-08 | 2047-04-01 | 4 | 2047 | 2047 | SPRING | 53 | 53 | 53 | 53 | 53 | 53 | 10 | 52 | 52 | 52 | 52 | 52 | 52 | 10
COT-08 | 2047-05-01 | 5 | 2047 | 2047 | SPRING | 49 | 49 | 49 | 49 | 49 | 49 | 10 | 50 | 50 | 50 | 50 | 50 | 50 | 10
COT-08 | 2047-06-01 | 6 | 2047 | 2047 | SUMMER | 45 | 45 | 45 | 45 | 45 | 45 | 10 | 49 | 49 | 49 | 49 | 49 | 49 | 10
COT-08 | 2047-07-01 | 7 | 2047 | 2047 | SUMMER | 45 | 45 | 45 | 45 | 45 | 45 | 10 | 48 | 48 | 48 | 48 | 48 | 48 | 10
COT-08 | 2047-08-01 | 8 | 2047 | 2047 | SUMMER | 45 | 45 | 45 | 45 | 45 | 45 | 10 | 48 | 48 | 48 | 48 | 48 | 48 | 10
COT-08 | 2047-09-01 | 9 | 2047 | 2047 | SUMMER | 49 | 49 | 49 | 49 | 49 | 49 | 10 | 49 | 49 | 49 | 49 | 49 | 49 | 10
GAT-01 | 2016-10-01 | 10 | 2017 | 2016 | FALL | 78 | 78 | 78 | 78 | 78 | 78 | 10 | 77 | 77 | 77 | 77 | 77 | 77 | 10
GAT-01 | 2016-11-01 | 11 | 2017 | 2016 | FALL | 82 | 82 | 82 | 82 | 82 | 82 | 10 | 80 | 80 | 80 | 80 | 80 | 80 | 10
GAT-01 | 2016-12-01 | 12 | 2017 | 2016 | WINTER | 89 | 89 | 89 | 89 | 89 | 89 | 10 | 83 | 83 | 83 | 83 | 83 | 83 | 10
GAT-01 | 2017-01-01 | 1 | 2017 | 2017 | WINTER | 89 | 89 | 89 | 89 | 89 | 89 | 10 | 84 | 84 | 84 | 84 | 84 | 84 | 10
GAT-01 | 2017-02-01 | 2 | 2017 | 2017 | WINTER | 86 | 86 | 86 | 86 | 86 | 86 | 10 | 82 | 82 | 82 | 82 | 82 | 82 | 10
GAT-01 | 2017-03-01 | 3 | 2017 | 2017 | WINTER | 82 | 82 | 82 | 82 | 82 | 82 | 10 | 80 | 80 | 80 | 80 | 80 | 80 | 10
GAT-01 | 2017-04-01 | 4 | 2017 | 2017 | SPRING | 78 | 78 | 78 | 78 | 78 | 78 | 10 | 77 | 77 | 77 | 77 | 77 | 77 | 10
GAT-01 | 2017-05-01 | 5 | 2017 | 2017 | SPRING | 75 | 75 | 75 | 75 | 75 | 75 | 10 | 75 | 75 | 75 | 75 | 75 | 75 | 10
GAT-01 | 2017-06-01 | 6 | 2017 | 2017 | SUMMER | 72 | 72 | 72 | 72 | 72 | 72 | 10 | 72 | 72 | 72 | 72 | 72 | 72 | 10
GAT-01 | 2017-07-01 | 7 | 2017 | 2017 | SUMMER | 72 | 72 | 72 | 72 | 72 | 72 | 10 | 71 | 71 | 71 | 71 | 71 | 71 | 10
GAT-01 | 2017-08-01 | 8 | 2017 | 2017 | SUMMER | 72 | 72 | 72 | 72 | 72 | 72 | 10 | 71 | 71 | 71 | 71 | 71 | 71 | 10
GAT-01 | 2017-09-01 | 9 | 2017 | 2017 | SUMMER | 75 | 75 | 75 | 75 | 75 | 75 | 10 | 73 | 73 | 73 | 73 | 73 | 73 | 10
GAT-01 | 2017-10-01 | 10 | 2018 | 2017 | FALL | 78 | 78 | 78 | 78 | 78 | 78 | 10 | 77 | 77 | 77 | 77 | 77 | 77 | 10
GAT-01 | 2017-11-01 | 11 | 2018 | 2017 | FALL | 82 | 82 | 82 | 82 | 82 | 82 | 10 | 80 | 80 | 80 | 80 | 80 | 80 | 10
GAT-01 | 2017-12-01 | 12 | 2018 | 2017 | WINTER | 89 | 89 | 89 | 89 | 89 | 89 | 10 | 83 | 83 | 83 | 83 | 83 | 83 | 10
GAT-01 | 2018-01-01 | 1 | 2018 | 2018 | WINTER | 89 | 89 | 89 | 89 | 89 | 89 | 10 | 84 | 84 | 84 | 84 | 84 | 84 | 10
GAT-01 | 2018-02-01 | 2 | 2018 | 2018 | WINTER | 86 | 86 | 86 | 86 | 86 | 86 | 10 | 82 | 82 | 82 | 82 | 82 | 82 | 10
GAT-01 | 2018-03-01 | 3 | 2018 | 2018 | WINTER | 82 | 82 | 82 | 82 | 82 | 82 | 10 | 80 | 80 | 80 | 80 | 80 | 80 | 10
GAT-01 | 2018-04-01 | 4 | 2018 | 2018 | SPRING | 78 | 78 | 78 | 78 | 78 | 78 | 10 | 77 | 77 | 77 | 77 | 77 | 77 | 10
GAT-01 | 2018-05-01 | 5 | 2018 | 2018 | SPRING | 75 | 75 | 75 | 75 | 75 | 75 | 10 | 75 | 75 | 75 | 75 | 75 | 75 | 10
GAT-01 | 2018-06-01 | 6 | 2018 | 2018 | SUMMER | 72 | 72 | 72 | 72 | 72 | 72 | 10 | 72 | 72 | 72 | 72 | 72 | 72 | 10
GAT-01 | 2018-07-01 | 7 | 2018 | 2018 | SUMMER | 72 | 72 | 72 | 72 | 72 | 72 | 10 | 71 | 71 | 71 | 71 | 71 | 71 | 10
GAT-01 | 2018-08-01 | 8 | 2018 | 2018 | SUMMER | 72 | 72 | 72 | 72 | 72 | 72 | 10 | 71 | 71 | 71 | 71 | 71 | 71 | 10
GAT-01 | 2018-09-01 | 9 | 2018 | 2018 | SUMMER | 75 | 75 | 75 | 75 | 75 | 75 | 10 | 73 | 73 | 73 | 73 | 73 | 73 | 10
GAT-01 | 2018-10-01 | 10 | 2019 | 2018 | FALL | 78 | 78 | 78 | 78 | 78 | 78 | 10 | 77 | 77 | 77 | 77 | 77 | 77 | 10
GAT-01 | 2018-11-01 | 11 | 2019 | 2018 | FALL | 82 | 82 | 82 | 82 | 82 | 82 | 10 | 80 | 80 | 80 | 80 | 80 | 80 | 10
GAT-01 | 2018-12-01 | 12 | 2019 | 2018 | WINTER | 89 | 89 | 89 | 89 | 89 | 89 | 10 | 83 | 83 | 83 | 83 | 83 | 83 | 10
GAT-01 | 2019-01-01 | 1 | 2019 | 2019 | WINTER | 89 | 89 | 89 | 89 | 89 | 89 | 10 | 84 | 84 | 84 | 84 | 84 | 84 | 10
GAT-01 | 2019-02-01 | 2 | 2019 | 2019 | WINTER | 86 | 86 | 86 | 86 | 86 | 86 | 10 | 82 | 82 | 82 | 82 | 82 | 82 | 10
GAT-01 | 2019-03-01 | 3 | 2019 | 2019 | WINTER | 82 | 82 | 82 | 82 | 82 | 82 | 10 | 80 | 80 | 80 | 80 | 80 | 80 | 10
GAT-01 | 2019-04-01 | 4 | 2019 | 2019 | SPRING | 78 | 78 | 78 | 78 | 78 | 78 | 10 | 77 | 77 | 77 | 77 | 77 | 77 | 10
GAT-01 | 2019-05-01 | 5 | 2019 | 2019 | SPRING | 75 | 75 | 75 | 75 | 75 | 75 | 10 | 75 | 75 | 75 | 75 | 75 | 75 | 10
GAT-01 | 2019-06-01 | 6 | 2019 | 2019 | SUMMER | 72 | 72 | 72 | 72 | 72 | 72 | 10 | 72 | 72 | 72 | 72 | 72 | 72 | 10
GAT-01 | 2019-07-01 | 7 | 2019 | 2019 | SUMMER | 72 | 72 | 72 | 72 | 72 | 72 | 10 | 71 | 71 | 71 | 71 | 71 | 71 | 10
GAT-01 | 2019-08-01 | 8 | 2019 | 2019 | SUMMER | 72 | 72 | 72 | 72 | 72 | 72 | 10 | 71 | 71 | 71 | 71 | 71 | 71 | 10
GAT-01 | 2019-09-01 | 9 | 2019 | 2019 | SUMMER | 75 | 75 | 75 | 75 | 75 | 75 | 10 | 73 | 73 | 73 | 73 | 73 | 73 | 10
GAT-01 | 2019-10-01 | 10 | 2020 | 2019 | FALL | 78 | 78 | 78 | 78 | 78 | 78 | 10 | 77 | 77 | 77 | 77 | 77 | 77 | 10
GAT-01 | 2019-11-01 | 11 | 2020 | 2019 | FALL | 82 | 82 | 82 | 82 | 82 | 82 | 10 | 80 | 80 | 80 | 80 | 80 | 80 | 10
GAT-01 | 2019-12-01 | 12 | 2020 | 2019 | WINTER | 89 | 89 | 89 | 89 | 89 | 89 | 10 | 83 | 83 | 83 | 83 | 83 | 83 | 10
GAT-01 | 2020-01-01 | 1 | 2020 | 2020 | WINTER | 89 | 89 | 89 | 89 | 89 | 89 | 10 | 84 | 84 | 84 | 84 | 84 | 84 | 10
GAT-01 | 2020-02-01 | 2 | 2020 | 2020 | WINTER | 86 | 86 | 86 | 86 | 86 | 86 | 10 | 82 | 82 | 82 | 82 | 82 | 82 | 10
GAT-01 | 2020-03-01 | 3 | 2020 | 2020 | WINTER | 82 | 82 | 82 | 82 | 82 | 82 | 10 | 80 | 80 | 80 | 80 | 80 | 80 | 10
GAT-01 | 2020-04-01 | 4 | 2020 | 2020 | SPRING | 78 | 78 | 78 | 78 | 78 | 78 | 10 | 77 | 77 | 77 | 77 | 77 | 77 | 10
GAT-01 | 2020-05-01 | 5 | 2020 | 2020 | SPRING | 75 | 75 | 75 | 75 | 75 | 75 | 10 | 75 | 75 | 75 | 75 | 75 | 75 | 10
GAT-01 | 2020-06-01 | 6 | 2020 | 2020 | SUMMER | 72 | 72 | 72 | 72 | 72 | 72 | 10 | 72 | 72 | 72 | 72 | 72 | 72 | 10
GAT-01 | 2020-07-01 | 7 | 2020 | 2020 | SUMMER | 72 | 72 | 72 | 72 | 72 | 72 | 10 | 71 | 71 | 71 | 71 | 71 | 71 | 10
GAT-01 | 2020-08-01 | 8 | 2020 | 2020 | SUMMER | 72 | 72 | 72 | 72 | 72 | 72 | 10 | 71 | 71 | 71 | 71 | 71 | 71 | 10
GAT-01 | 2020-09-01 | 9 | 2020 | 2020 | SUMMER | 75 | 75 | 75 | 75 | 75 | 75 | 10 | 73 | 73 | 73 | 73 | 73 | 73 | 10
GAT-01 | 2020-10-01 | 10 | 2021 | 2020 | FALL | 78 | 78 | 78 | 78 | 78 | 78 | 10 | 77 | 77 | 77 | 77 | 77 | 77 | 10
GAT-01 | 2020-11-01 | 11 | 2021 | 2020 | FALL | 82 | 82 | 82 | 82 | 82 | 82 | 10 | 80 | 80 | 80 | 80 | 80 | 80 | 10
GAT-01 | 2020-12-01 | 12 | 2021 | 2020 | WINTER | 89 | 89 | 89 | 89 | 89 | 89 | 10 | 83 | 83 | 83 | 83 | 83 | 83 | 10
GAT-01 | 2021-01-01 | 1 | 2021 | 2021 | WINTER | 89 | 89 | 89 | 89 | 89 | 89 | 10 | 84 | 84 | 84 | 84 | 84 | 84 | 10
GAT-01 | 2021-02-01 | 2 | 2021 | 2021 | WINTER | 86 | 86 | 86 | 86 | 86 | 86 | 10 | 82 | 82 | 82 | 82 | 82 | 82 | 10
GAT-01 | 2021-03-01 | 3 | 2021 | 2021 | WINTER | 82 | 82 | 82 | 82 | 82 | 82 | 10 | 80 | 80 | 80 | 80 | 80 | 80 | 10
GAT-01 | 2021-04-01 | 4 | 2021 | 2021 | SPRING | 78 | 78 | 78 | 78 | 78 | 78 | 10 | 77 | 77 | 77 | 77 | 77 | 77 | 10
GAT-01 | 2021-05-01 | 5 | 2021 | 2021 | SPRING | 75 | 75 | 75 | 75 | 75 | 75 | 10 | 75 | 75 | 75 | 75 | 75 | 75 | 10
GAT-01 | 2021-06-01 | 6 | 2021 | 2021 | SUMMER | 72 | 72 | 72 | 72 | 72 | 72 | 10 | 72 | 72 | 72 | 72 | 72 | 72 | 10
GAT-01 | 2021-07-01 | 7 | 2021 | 2021 | SUMMER | 72 | 72 | 72 | 72 | 72 | 72 | 10 | 71 | 71 | 71 | 71 | 71 | 71 | 10
GAT-01 | 2021-08-01 | 8 | 2021 | 2021 | SUMMER | 72 | 72 | 72 | 72 | 72 | 72 | 10 | 71 | 71 | 71 | 71 | 71 | 71 | 10
GAT-01 | 2021-09-01 | 9 | 2021 | 2021 | SUMMER | 75 | 75 | 75 | 75 | 75 | 75 | 10 | 73 | 73 | 73 | 73 | 73 | 73 | 10
GAT-01 | 2021-10-01 | 10 | 2022 | 2021 | FALL | 78 | 78 | 78 | 78 | 78 | 78 | 10 | 77 | 77 | 77 | 77 | 77 | 77 | 10
GAT-01 | 2021-11-01 | 11 | 2022 | 2021 | FALL | 82 | 82 | 82 | 82 | 82 | 82 | 10 | 80 | 80 | 80 | 80 | 80 | 80 | 10
GAT-01 | 2021-12-01 | 12 | 2022 | 2021 | WINTER | 89 | 89 | 89 | 89 | 89 | 89 | 10 | 83 | 83 | 83 | 83 | 83 | 83 | 10
GAT-01 | 2022-01-01 | 1 | 2022 | 2022 | WINTER | 89 | 89 | 89 | 89 | 89 | 89 | 10 | 84 | 84 | 84 | 84 | 84 | 84 | 10
GAT-01 | 2022-02-01 | 2 | 2022 | 2022 | WINTER | 86 | 86 | 86 | 86 | 86 | 86 | 10 | 82 | 82 | 82 | 82 | 82 | 82 | 10
GAT-01 | 2022-03-01 | 3 | 2022 | 2022 | WINTER | 82 | 82 | 82 | 82 | 82 | 82 | 10 | 80 | 80 | 80 | 80 | 80 | 80 | 10
GAT-01 | 2022-04-01 | 4 | 2022 | 2022 | SPRING | 78 | 78 | 78 | 78 | 78 | 78 | 10 | 77 | 77 | 77 | 77 | 77 | 77 | 10
GAT-01 | 2022-05-01 | 5 | 2022 | 2022 | SPRING | 75 | 75 | 75 | 75 | 75 | 75 | 10 | 75 | 75 | 75 | 75 | 75 | 75 | 10
GAT-01 | 2022-06-01 | 6 | 2022 | 2022 | SUMMER | 72 | 72 | 72 | 72 | 72 | 72 | 10 | 72 | 72 | 72 | 72 | 72 | 72 | 10
GAT-01 | 2022-07-01 | 7 | 2022 | 2022 | SUMMER | 72 | 72 | 72 | 72 | 72 | 72 | 10 | 71 | 71 | 71 | 71 | 71 | 71 | 10
GAT-01 | 2022-08-01 | 8 | 2022 | 2022 | SUMMER | 72 | 72 | 72 | 72 | 72 | 72 | 10 | 71 | 71 | 71 | 71 | 71 | 71 | 10
GAT-01 | 2022-09-01 | 9 | 2022 | 2022 | SUMMER | 75 | 75 | 75 | 75 | 75 | 75 | 10 | 73 | 73 | 73 | 73 | 73 | 73 | 10
GAT-01 | 2022-10-01 | 10 | 2023 | 2022 | FALL | 78 | 78 | 78 | 78 | 78 | 78 | 10 | 77 | 77 | 77 | 77 | 77 | 77 | 10
GAT-01 | 2022-11-01 | 11 | 2023 | 2022 | FALL | 82 | 82 | 82 | 82 | 82 | 82 | 10 | 80 | 80 | 80 | 80 | 80 | 80 | 10
GAT-01 | 2022-12-01 | 12 | 2023 | 2022 | WINTER | 89 | 89 | 89 | 89 | 89 | 89 | 10 | 83 | 83 | 83 | 83 | 83 | 83 | 10
GAT-01 | 2023-01-01 | 1 | 2023 | 2023 | WINTER | 89 | 89 | 89 | 89 | 89 | 89 | 10 | 84 | 84 | 84 | 84 | 84 | 84 | 10
GAT-01 | 2023-02-01 | 2 | 2023 | 2023 | WINTER | 86 | 86 | 86 | 86 | 86 | 86 | 10 | 82 | 82 | 82 | 82 | 82 | 82 | 10
GAT-01 | 2023-03-01 | 3 | 2023 | 2023 | WINTER | 82 | 82 | 82 | 82 | 82 | 82 | 10 | 80 | 80 | 80 | 80 | 80 | 80 | 10
GAT-01 | 2023-04-01 | 4 | 2023 | 2023 | SPRING | 78 | 78 | 78 | 78 | 78 | 78 | 10 | 77 | 77 | 77 | 77 | 77 | 77 | 10
GAT-01 | 2023-05-01 | 5 | 2023 | 2023 | SPRING | 75 | 75 | 75 | 75 | 75 | 75 | 10 | 75 | 75 | 75 | 75 | 75 | 75 | 10
GAT-01 | 2023-06-01 | 6 | 2023 | 2023 | SUMMER | 72 | 72 | 72 | 72 | 72 | 72 | 10 | 72 | 72 | 72 | 72 | 72 | 72 | 10
GAT-01 | 2023-07-01 | 7 | 2023 | 2023 | SUMMER | 72 | 72 | 72 | 72 | 72 | 72 | 10 | 71 | 71 | 71 | 71 | 71 | 71 | 10
GAT-01 | 2023-08-01 | 8 | 2023 | 2023 | SUMMER | 72 | 72 | 72 | 72 | 72 | 72 | 10 | 71 | 71 | 71 | 71 | 71 | 71 | 10
GAT-01 | 2023-09-01 | 9 | 2023 | 2023 | SUMMER | 75 | 75 | 75 | 75 | 75 | 75 | 10 | 73 | 73 | 73 | 73 | 73 | 73 | 10
GAT-01 | 2023-10-01 | 10 | 2024 | 2023 | FALL | 78 | 78 | 78 | 78 | 78 | 78 | 10 | 77 | 77 | 77 | 77 | 77 | 77 | 10
GAT-01 | 2023-11-01 | 11 | 2024 | 2023 | FALL | 82 | 82 | 82 | 82 | 82 | 82 | 10 | 80 | 80 | 80 | 80 | 80 | 80 | 10
GAT-01 | 2023-12-01 | 12 | 2024 | 2023 | WINTER | 89 | 89 | 89 | 89 | 89 | 89 | 10 | 83 | 83 | 83 | 83 | 83 | 83 | 10
GAT-01 | 2024-01-01 | 1 | 2024 | 2024 | WINTER | 89 | 89 | 89 | 89 | 89 | 89 | 10 | 84 | 84 | 84 | 84 | 84 | 84 | 10
GAT-01 | 2024-02-01 | 2 | 2024 | 2024 | WINTER | 86 | 86 | 86 | 86 | 86 | 86 | 10 | 82 | 82 | 82 | 82 | 82 | 82 | 10
GAT-01 | 2024-03-01 | 3 | 2024 | 2024 | WINTER | 82 | 82 | 82 | 82 | 82 | 82 | 10 | 80 | 80 | 80 | 80 | 80 | 80 | 10
GAT-01 | 2024-04-01 | 4 | 2024 | 2024 | SPRING | 78 | 78 | 78 | 78 | 78 | 78 | 10 | 77 | 77 | 77 | 77 | 77 | 77 | 10
GAT-01 | 2024-05-01 | 5 | 2024 | 2024 | SPRING | 75 | 75 | 75 | 75 | 75 | 75 | 10 | 75 | 75 | 75 | 75 | 75 | 75 | 10
GAT-01 | 2024-06-01 | 6 | 2024 | 2024 | SUMMER | 72 | 72 | 72 | 72 | 72 | 72 | 10 | 72 | 72 | 72 | 72 | 72 | 72 | 10
GAT-01 | 2024-07-01 | 7 | 2024 | 2024 | SUMMER | 72 | 72 | 72 | 72 | 72 | 72 | 10 | 71 | 71 | 71 | 71 | 71 | 71 | 10
GAT-01 | 2024-08-01 | 8 | 2024 | 2024 | SUMMER | 72 | 72 | 72 | 72 | 72 | 72 | 10 | 71 | 71 | 71 | 71 | 71 | 71 | 10
GAT-01 | 2024-09-01 | 9 | 2024 | 2024 | SUMMER | 75 | 75 | 75 | 75 | 75 | 75 | 10 | 73 | 73 | 73 | 73 | 73 | 73 | 10
GAT-01 | 2024-10-01 | 10 | 2025 | 2024 | FALL | 78 | 78 | 78 | 78 | 78 | 78 | 10 | 77 | 77 | 77 | 77 | 77 | 77 | 10
GAT-01 | 2024-11-01 | 11 | 2025 | 2024 | FALL | 82 | 82 | 82 | 82 | 82 | 82 | 10 | 80 | 80 | 80 | 80 | 80 | 80 | 10
GAT-01 | 2024-12-01 | 12 | 2025 | 2024 | WINTER | 89 | 89 | 89 | 89 | 89 | 89 | 10 | 83 | 83 | 83 | 83 | 83 | 83 | 10
GAT-01 | 2025-01-01 | 1 | 2025 | 2025 | WINTER | 89 | 89 | 89 | 89 | 89 | 89 | 10 | 84 | 84 | 84 | 84 | 84 | 84 | 10
GAT-01 | 2025-02-01 | 2 | 2025 | 2025 | WINTER | 86 | 86 | 86 | 86 | 86 | 86 | 10 | 82 | 82 | 82 | 82 | 82 | 82 | 10
GAT-01 | 2025-03-01 | 3 | 2025 | 2025 | WINTER | 82 | 82 | 82 | 82 | 82 | 82 | 10 | 80 | 80 | 80 | 80 | 80 | 80 | 10
GAT-01 | 2025-04-01 | 4 | 2025 | 2025 | SPRING | 78 | 78 | 78 | 78 | 78 | 78 | 10 | 77 | 77 | 77 | 77 | 77 | 77 | 10
GAT-01 | 2025-05-01 | 5 | 2025 | 2025 | SPRING | 75 | 75 | 75 | 75 | 75 | 75 | 10 | 75 | 75 | 75 | 75 | 75 | 75 | 10
GAT-01 | 2025-06-01 | 6 | 2025 | 2025 | SUMMER | 72 | 72 | 72 | 72 | 72 | 72 | 10 | 72 | 72 | 72 | 72 | 72 | 72 | 10
GAT-01 | 2025-07-01 | 7 | 2025 | 2025 | SUMMER | 72 | 72 | 72 | 72 | 72 | 72 | 10 | 71 | 71 | 71 | 71 | 71 | 71 | 10
GAT-01 | 2025-08-01 | 8 | 2025 | 2025 | SUMMER | 72 | 72 | 72 | 72 | 72 | 72 | 10 | 71 | 71 | 71 | 71 | 71 | 71 | 10
GAT-01 | 2025-09-01 | 9 | 2025 | 2025 | SUMMER | 75 | 75 | 75 | 75 | 75 | 75 | 10 | 73 | 73 | 73 | 73 | 73 | 73 | 10
GAT-01 | 2025-10-01 | 10 | 2026 | 2025 | FALL | 78 | 78 | 78 | 78 | 78 | 78 | 10 | 77 | 77 | 77 | 77 | 77 | 77 | 10
GAT-01 | 2025-11-01 | 11 | 2026 | 2025 | FALL | 82 | 82 | 82 | 82 | 82 | 82 | 10 | 80 | 80 | 80 | 80 | 80 | 80 | 10
GAT-01 | 2025-12-01 | 12 | 2026 | 2025 | WINTER | 89 | 89 | 89 | 89 | 89 | 89 | 10 | 83 | 83 | 83 | 83 | 83 | 83 | 10
GAT-01 | 2026-01-01 | 1 | 2026 | 2026 | WINTER | 89 | 89 | 89 | 89 | 89 | 89 | 10 | 84 | 84 | 84 | 84 | 84 | 84 | 10
GAT-01 | 2026-02-01 | 2 | 2026 | 2026 | WINTER | 86 | 86 | 86 | 86 | 86 | 86 | 10 | 82 | 82 | 82 | 82 | 82 | 82 | 10
GAT-01 | 2026-03-01 | 3 | 2026 | 2026 | WINTER | 82 | 82 | 82 | 82 | 82 | 82 | 10 | 80 | 80 | 80 | 80 | 80 | 80 | 10
GAT-01 | 2026-04-01 | 4 | 2026 | 2026 | SPRING | 78 | 78 | 78 | 78 | 78 | 78 | 10 | 77 | 77 | 77 | 77 | 77 | 77 | 10
GAT-01 | 2026-05-01 | 5 | 2026 | 2026 | SPRING | 75 | 75 | 75 | 75 | 75 | 75 | 10 | 75 | 75 | 75 | 75 | 75 | 75 | 10
GAT-01 | 2026-06-01 | 6 | 2026 | 2026 | SUMMER | 72 | 72 | 72 | 72 | 72 | 72 | 10 | 72 | 72 | 72 | 72 | 72 | 72 | 10
GAT-01 | 2026-07-01 | 7 | 2026 | 2026 | SUMMER | 72 | 72 | 72 | 72 | 72 | 72 | 10 | 71 | 71 | 71 | 71 | 71 | 71 | 10
GAT-01 | 2026-08-01 | 8 | 2026 | 2026 | SUMMER | 72 | 72 | 72 | 72 | 72 | 72 | 10 | 71 | 71 | 71 | 71 | 71 | 71 | 10
GAT-01 | 2026-09-01 | 9 | 2026 | 2026 | SUMMER | 75 | 75 | 75 | 75 | 75 | 75 | 10 | 73 | 73 | 73 | 73 | 73 | 73 | 10
GAT-01 | 2026-10-01 | 10 | 2027 | 2026 | FALL | 78 | 78 | 78 | 78 | 78 | 78 | 10 | 77 | 77 | 77 | 77 | 77 | 77 | 10
GAT-01 | 2026-11-01 | 11 | 2027 | 2026 | FALL | 82 | 82 | 82 | 82 | 82 | 82 | 10 | 80 | 80 | 80 | 80 | 80 | 80 | 10
GAT-01 | 2026-12-01 | 12 | 2027 | 2026 | WINTER | 89 | 89 | 89 | 89 | 89 | 89 | 10 | 83 | 83 | 83 | 83 | 83 | 83 | 10
GAT-01 | 2027-01-01 | 1 | 2027 | 2027 | WINTER | 89 | 89 | 89 | 89 | 89 | 89 | 10 | 84 | 84 | 84 | 84 | 84 | 84 | 10
GAT-01 | 2027-02-01 | 2 | 2027 | 2027 | WINTER | 86 | 86 | 86 | 86 | 86 | 86 | 10 | 82 | 82 | 82 | 82 | 82 | 82 | 10
GAT-01 | 2027-03-01 | 3 | 2027 | 2027 | WINTER | 82 | 82 | 82 | 82 | 82 | 82 | 10 | 80 | 80 | 80 | 80 | 80 | 80 | 10
GAT-01 | 2027-04-01 | 4 | 2027 | 2027 | SPRING | 78 | 78 | 78 | 78 | 78 | 78 | 10 | 77 | 77 | 77 | 77 | 77 | 77 | 10
GAT-01 | 2027-05-01 | 5 | 2027 | 2027 | SPRING | 75 | 75 | 75 | 75 | 75 | 75 | 10 | 75 | 75 | 75 | 75 | 75 | 75 | 10
GAT-01 | 2027-06-01 | 6 | 2027 | 2027 | SUMMER | 72 | 72 | 72 | 72 | 72 | 72 | 10 | 72 | 72 | 72 | 72 | 72 | 72 | 10
GAT-01 | 2027-07-01 | 7 | 2027 | 2027 | SUMMER | 72 | 72 | 72 | 72 | 72 | 72 | 10 | 71 | 71 | 71 | 71 | 71 | 71 | 10
GAT-01 | 2027-08-01 | 8 | 2027 | 2027 | SUMMER | 72 | 72 | 72 | 72 | 72 | 72 | 10 | 71 | 71 | 71 | 71 | 71 | 71 | 10
GAT-01 | 2027-09-01 | 9 | 2027 | 2027 | SUMMER | 75 | 75 | 75 | 75 | 75 | 75 | 10 | 73 | 73 | 73 | 73 | 73 | 73 | 10
GAT-01 | 2027-10-01 | 10 | 2028 | 2027 | FALL | 78 | 78 | 78 | 78 | 78 | 78 | 10 | 77 | 77 | 77 | 77 | 77 | 77 | 10
GAT-01 | 2027-11-01 | 11 | 2028 | 2027 | FALL | 82 | 82 | 82 | 82 | 82 | 82 | 10 | 80 | 80 | 80 | 80 | 80 | 80 | 10
GAT-01 | 2027-12-01 | 12 | 2028 | 2027 | WINTER | 89 | 89 | 89 | 89 | 89 | 89 | 10 | 83 | 83 | 83 | 83 | 83 | 83 | 10
GAT-01 | 2028-01-01 | 1 | 2028 | 2028 | WINTER | 89 | 89 | 89 | 89 | 89 | 89 | 10 | 84 | 84 | 84 | 84 | 84 | 84 | 10
GAT-01 | 2028-02-01 | 2 | 2028 | 2028 | WINTER | 86 | 86 | 86 | 86 | 86 | 86 | 10 | 82 | 82 | 82 | 82 | 82 | 82 | 10
GAT-01 | 2028-03-01 | 3 | 2028 | 2028 | WINTER | 82 | 82 | 82 | 82 | 82 | 82 | 10 | 80 | 80 | 80 | 80 | 80 | 80 | 10
GAT-01 | 2028-04-01 | 4 | 2028 | 2028 | SPRING | 78 | 78 | 78 | 78 | 78 | 78 | 10 | 77 | 77 | 77 | 77 | 77 | 77 | 10
GAT-01 | 2028-05-01 | 5 | 2028 | 2028 | SPRING | 75 | 75 | 75 | 75 | 75 | 75 | 10 | 75 | 75 | 75 | 75 | 75 | 75 | 10
GAT-01 | 2028-06-01 | 6 | 2028 | 2028 | SUMMER | 72 | 72 | 72 | 72 | 72 | 72 | 10 | 72 | 72 | 72 | 72 | 72 | 72 | 10
GAT-01 | 2028-07-01 | 7 | 2028 | 2028 | SUMMER | 72 | 72 | 72 | 72 | 72 | 72 | 10 | 71 | 71 | 71 | 71 | 71 | 71 | 10
GAT-01 | 2028-08-01 | 8 | 2028 | 2028 | SUMMER | 72 | 72 | 72 | 72 | 72 | 72 | 10 | 71 | 71 | 71 | 71 | 71 | 71 | 10
GAT-01 | 2028-09-01 | 9 | 2028 | 2028 | SUMMER | 75 | 75 | 75 | 75 | 75 | 75 | 10 | 73 | 73 | 73 | 73 | 73 | 73 | 10
GAT-01 | 2028-10-01 | 10 | 2029 | 2028 | FALL | 78 | 78 | 78 | 78 | 78 | 78 | 10 | 77 | 77 | 77 | 77 | 77 | 77 | 10
GAT-01 | 2028-11-01 | 11 | 2029 | 2028 | FALL | 82 | 82 | 82 | 82 | 82 | 82 | 10 | 80 | 80 | 80 | 80 | 80 | 80 | 10
GAT-01 | 2028-12-01 | 12 | 2029 | 2028 | WINTER | 89 | 89 | 89 | 89 | 89 | 89 | 10 | 83 | 83 | 83 | 83 | 83 | 83 | 10
GAT-01 | 2029-01-01 | 1 | 2029 | 2029 | WINTER | 89 | 89 | 89 | 89 | 89 | 89 | 10 | 84 | 84 | 84 | 84 | 84 | 84 | 10
GAT-01 | 2029-02-01 | 2 | 2029 | 2029 | WINTER | 86 | 86 | 86 | 86 | 86 | 86 | 10 | 82 | 82 | 82 | 82 | 82 | 82 | 10
GAT-01 | 2029-03-01 | 3 | 2029 | 2029 | WINTER | 82 | 82 | 82 | 82 | 82 | 82 | 10 | 80 | 80 | 80 | 80 | 80 | 80 | 10
GAT-01 | 2029-04-01 | 4 | 2029 | 2029 | SPRING | 78 | 78 | 78 | 78 | 78 | 78 | 10 | 77 | 77 | 77 | 77 | 77 | 77 | 10
GAT-01 | 2029-05-01 | 5 | 2029 | 2029 | SPRING | 75 | 75 | 75 | 75 | 75 | 75 | 10 | 75 | 75 | 75 | 75 | 75 | 75 | 10
GAT-01 | 2029-06-01 | 6 | 2029 | 2029 | SUMMER | 72 | 72 | 72 | 72 | 72 | 72 | 10 | 72 | 72 | 72 | 72 | 72 | 72 | 10
GAT-01 | 2029-07-01 | 7 | 2029 | 2029 | SUMMER | 72 | 72 | 72 | 72 | 72 | 72 | 10 | 71 | 71 | 71 | 71 | 71 | 71 | 10
GAT-01 | 2029-08-01 | 8 | 2029 | 2029 | SUMMER | 72 | 72 | 72 | 72 | 72 | 72 | 10 | 71 | 71 | 71 | 71 | 71 | 71 | 10
GAT-01 | 2029-09-01 | 9 | 2029 | 2029 | SUMMER | 75 | 75 | 75 | 75 | 75 | 75 | 10 | 73 | 73 | 73 | 73 | 73 | 73 | 10
GAT-01 | 2029-10-01 | 10 | 2030 | 2029 | FALL | 78 | 78 | 78 | 78 | 78 | 78 | 10 | 77 | 77 | 77 | 77 | 77 | 77 | 10
GAT-01 | 2029-11-01 | 11 | 2030 | 2029 | FALL | 82 | 82 | 82 | 82 | 82 | 82 | 10 | 80 | 80 | 80 | 80 | 80 | 80 | 10
GAT-01 | 2029-12-01 | 12 | 2030 | 2029 | WINTER | 89 | 89 | 89 | 89 | 89 | 89 | 10 | 83 | 83 | 83 | 83 | 83 | 83 | 10
GAT-01 | 2030-01-01 | 1 | 2030 | 2030 | WINTER | 89 | 89 | 89 | 89 | 89 | 89 | 10 | 84 | 84 | 84 | 84 | 84 | 84 | 10
GAT-01 | 2030-02-01 | 2 | 2030 | 2030 | WINTER | 86 | 86 | 86 | 86 | 86 | 86 | 10 | 82 | 82 | 82 | 82 | 82 | 82 | 10
GAT-01 | 2030-03-01 | 3 | 2030 | 2030 | WINTER | 82 | 82 | 82 | 82 | 82 | 82 | 10 | 80 | 80 | 80 | 80 | 80 | 80 | 10
GAT-01 | 2030-04-01 | 4 | 2030 | 2030 | SPRING | 78 | 78 | 78 | 78 | 78 | 78 | 10 | 77 | 77 | 77 | 77 | 77 | 77 | 10
GAT-01 | 2030-05-01 | 5 | 2030 | 2030 | SPRING | 75 | 75 | 75 | 75 | 75 | 75 | 10 | 75 | 75 | 75 | 75 | 75 | 75 | 10
GAT-01 | 2030-06-01 | 6 | 2030 | 2030 | SUMMER | 72 | 72 | 72 | 72 | 72 | 72 | 10 | 72 | 72 | 72 | 72 | 72 | 72 | 10
GAT-01 | 2030-07-01 | 7 | 2030 | 2030 | SUMMER | 72 | 72 | 72 | 72 | 72 | 72 | 10 | 71 | 71 | 71 | 71 | 71 | 71 | 10
GAT-01 | 2030-08-01 | 8 | 2030 | 2030 | SUMMER | 72 | 72 | 72 | 72 | 72 | 72 | 10 | 71 | 71 | 71 | 71 | 71 | 71 | 10
GAT-01 | 2030-09-01 | 9 | 2030 | 2030 | SUMMER | 75 | 75 | 75 | 75 | 75 | 75 | 10 | 73 | 73 | 73 | 73 | 73 | 73 | 10
GAT-01 | 2030-10-01 | 10 | 2031 | 2030 | FALL | 78 | 78 | 78 | 78 | 78 | 78 | 10 | 77 | 77 | 77 | 77 | 77 | 77 | 10
GAT-01 | 2030-11-01 | 11 | 2031 | 2030 | FALL | 82 | 82 | 82 | 82 | 82 | 82 | 10 | 80 | 80 | 80 | 80 | 80 | 80 | 10
GAT-01 | 2030-12-01 | 12 | 2031 | 2030 | WINTER | 89 | 89 | 89 | 89 | 89 | 89 | 10 | 83 | 83 | 83 | 83 | 83 | 83 | 10
GAT-01 | 2031-01-01 | 1 | 2031 | 2031 | WINTER | 89 | 89 | 89 | 89 | 89 | 89 | 10 | 84 | 84 | 84 | 84 | 84 | 84 | 10
GAT-01 | 2031-02-01 | 2 | 2031 | 2031 | WINTER | 86 | 86 | 86 | 86 | 86 | 86 | 10 | 82 | 82 | 82 | 82 | 82 | 82 | 10
GAT-01 | 2031-03-01 | 3 | 2031 | 2031 | WINTER | 82 | 82 | 82 | 82 | 82 | 82 | 10 | 80 | 80 | 80 | 80 | 80 | 80 | 10
GAT-01 | 2031-04-01 | 4 | 2031 | 2031 | SPRING | 78 | 78 | 78 | 78 | 78 | 78 | 10 | 77 | 77 | 77 | 77 | 77 | 77 | 10
GAT-01 | 2031-05-01 | 5 | 2031 | 2031 | SPRING | 75 | 75 | 75 | 75 | 75 | 75 | 10 | 75 | 75 | 75 | 75 | 75 | 75 | 10
GAT-01 | 2031-06-01 | 6 | 2031 | 2031 | SUMMER | 72 | 72 | 72 | 72 | 72 | 72 | 10 | 72 | 72 | 72 | 72 | 72 | 72 | 10
GAT-01 | 2031-07-01 | 7 | 2031 | 2031 | SUMMER | 72 | 72 | 72 | 72 | 72 | 72 | 10 | 71 | 71 | 71 | 71 | 71 | 71 | 10
GAT-01 | 2031-08-01 | 8 | 2031 | 2031 | SUMMER | 72 | 72 | 72 | 72 | 72 | 72 | 10 | 71 | 71 | 71 | 71 | 71 | 71 | 10
GAT-01 | 2031-09-01 | 9 | 2031 | 2031 | SUMMER | 75 | 75 | 75 | 75 | 75 | 75 | 10 | 73 | 73 | 73 | 73 | 73 | 73 | 10
GAT-01 | 2031-10-01 | 10 | 2032 | 2031 | FALL | 78 | 78 | 78 | 78 | 78 | 78 | 10 | 77 | 77 | 77 | 77 | 77 | 77 | 10
GAT-01 | 2031-11-01 | 11 | 2032 | 2031 | FALL | 82 | 82 | 82 | 82 | 82 | 82 | 10 | 80 | 80 | 80 | 80 | 80 | 80 | 10
GAT-01 | 2031-12-01 | 12 | 2032 | 2031 | WINTER | 89 | 89 | 89 | 89 | 89 | 89 | 10 | 83 | 83 | 83 | 83 | 83 | 83 | 10
GAT-01 | 2032-01-01 | 1 | 2032 | 2032 | WINTER | 89 | 89 | 89 | 89 | 89 | 89 | 10 | 84 | 84 | 84 | 84 | 84 | 84 | 10
GAT-01 | 2032-02-01 | 2 | 2032 | 2032 | WINTER | 86 | 86 | 86 | 86 | 86 | 86 | 10 | 82 | 82 | 82 | 82 | 82 | 82 | 10
GAT-01 | 2032-03-01 | 3 | 2032 | 2032 | WINTER | 82 | 82 | 82 | 82 | 82 | 82 | 10 | 80 | 80 | 80 | 80 | 80 | 80 | 10
GAT-01 | 2032-04-01 | 4 | 2032 | 2032 | SPRING | 78 | 78 | 78 | 78 | 78 | 78 | 10 | 77 | 77 | 77 | 77 | 77 | 77 | 10
GAT-01 | 2032-05-01 | 5 | 2032 | 2032 | SPRING | 75 | 75 | 75 | 75 | 75 | 75 | 10 | 75 | 75 | 75 | 75 | 75 | 75 | 10
GAT-01 | 2032-06-01 | 6 | 2032 | 2032 | SUMMER | 72 | 72 | 72 | 72 | 72 | 72 | 10 | 72 | 72 | 72 | 72 | 72 | 72 | 10
GAT-01 | 2032-07-01 | 7 | 2032 | 2032 | SUMMER | 72 | 72 | 72 | 72 | 72 | 72 | 10 | 71 | 71 | 71 | 71 | 71 | 71 | 10
GAT-01 | 2032-08-01 | 8 | 2032 | 2032 | SUMMER | 72 | 72 | 72 | 72 | 72 | 72 | 10 | 71 | 71 | 71 | 71 | 71 | 71 | 10
GAT-01 | 2032-09-01 | 9 | 2032 | 2032 | SUMMER | 75 | 75 | 75 | 75 | 75 | 75 | 10 | 73 | 73 | 73 | 73 | 73 | 73 | 10
GAT-01 | 2032-10-01 | 10 | 2033 | 2032 | FALL | 78 | 78 | 78 | 78 | 78 | 78 | 10 | 77 | 77 | 77 | 77 | 77 | 77 | 10
GAT-01 | 2032-11-01 | 11 | 2033 | 2032 | FALL | 82 | 82 | 82 | 82 | 82 | 82 | 10 | 80 | 80 | 80 | 80 | 80 | 80 | 10
GAT-01 | 2032-12-01 | 12 | 2033 | 2032 | WINTER | 89 | 89 | 89 | 89 | 89 | 89 | 10 | 83 | 83 | 83 | 83 | 83 | 83 | 10
GAT-01 | 2033-01-01 | 1 | 2033 | 2033 | WINTER | 89 | 89 | 89 | 89 | 89 | 89 | 10 | 84 | 84 | 84 | 84 | 84 | 84 | 10
GAT-01 | 2033-02-01 | 2 | 2033 | 2033 | WINTER | 86 | 86 | 86 | 86 | 86 | 86 | 10 | 82 | 82 | 82 | 82 | 82 | 82 | 10
GAT-01 | 2033-03-01 | 3 | 2033 | 2033 | WINTER | 82 | 82 | 82 | 82 | 82 | 82 | 10 | 80 | 80 | 80 | 80 | 80 | 80 | 10
GAT-01 | 2033-04-01 | 4 | 2033 | 2033 | SPRING | 78 | 78 | 78 | 78 | 78 | 78 | 10 | 77 | 77 | 77 | 77 | 77 | 77 | 10
GAT-01 | 2033-05-01 | 5 | 2033 | 2033 | SPRING | 75 | 75 | 75 | 75 | 75 | 75 | 10 | 75 | 75 | 75 | 75 | 75 | 75 | 10
GAT-01 | 2033-06-01 | 6 | 2033 | 2033 | SUMMER | 72 | 72 | 72 | 72 | 72 | 72 | 10 | 72 | 72 | 72 | 72 | 72 | 72 | 10
GAT-01 | 2033-07-01 | 7 | 2033 | 2033 | SUMMER | 72 | 72 | 72 | 72 | 72 | 72 | 10 | 71 | 71 | 71 | 71 | 71 | 71 | 10
GAT-01 | 2033-08-01 | 8 | 2033 | 2033 | SUMMER | 72 | 72 | 72 | 72 | 72 | 72 | 10 | 71 | 71 | 71 | 71 | 71 | 71 | 10
GAT-01 | 2033-09-01 | 9 | 2033 | 2033 | SUMMER | 75 | 75 | 75 | 75 | 75 | 75 | 10 | 73 | 73 | 73 | 73 | 73 | 73 | 10
GAT-01 | 2033-10-01 | 10 | 2034 | 2033 | FALL | 78 | 78 | 78 | 78 | 78 | 78 | 10 | 77 | 77 | 77 | 77 | 77 | 77 | 10
GAT-01 | 2033-11-01 | 11 | 2034 | 2033 | FALL | 82 | 82 | 82 | 82 | 82 | 82 | 10 | 80 | 80 | 80 | 80 | 80 | 80 | 10
GAT-01 | 2033-12-01 | 12 | 2034 | 2033 | WINTER | 89 | 89 | 89 | 89 | 89 | 89 | 10 | 83 | 83 | 83 | 83 | 83 | 83 | 10
GAT-01 | 2034-01-01 | 1 | 2034 | 2034 | WINTER | 89 | 89 | 89 | 89 | 89 | 89 | 10 | 84 | 84 | 84 | 84 | 84 | 84 | 10
GAT-01 | 2034-02-01 | 2 | 2034 | 2034 | WINTER | 86 | 86 | 86 | 86 | 86 | 86 | 10 | 82 | 82 | 82 | 82 | 82 | 82 | 10
GAT-01 | 2034-03-01 | 3 | 2034 | 2034 | WINTER | 82 | 82 | 82 | 82 | 82 | 82 | 10 | 80 | 80 | 80 | 80 | 80 | 80 | 10
GAT-01 | 2034-04-01 | 4 | 2034 | 2034 | SPRING | 78 | 78 | 78 | 78 | 78 | 78 | 10 | 77 | 77 | 77 | 77 | 77 | 77 | 10
GAT-01 | 2034-05-01 | 5 | 2034 | 2034 | SPRING | 75 | 75 | 75 | 75 | 75 | 75 | 10 | 75 | 75 | 75 | 75 | 75 | 75 | 10
GAT-01 | 2034-06-01 | 6 | 2034 | 2034 | SUMMER | 72 | 72 | 72 | 72 | 72 | 72 | 10 | 72 | 72 | 72 | 72 | 72 | 72 | 10
GAT-01 | 2034-07-01 | 7 | 2034 | 2034 | SUMMER | 72 | 72 | 72 | 72 | 72 | 72 | 10 | 71 | 71 | 71 | 71 | 71 | 71 | 10
GAT-01 | 2034-08-01 | 8 | 2034 | 2034 | SUMMER | 72 | 72 | 72 | 72 | 72 | 72 | 10 | 71 | 71 | 71 | 71 | 71 | 71 | 10
GAT-01 | 2034-09-01 | 9 | 2034 | 2034 | SUMMER | 75 | 75 | 75 | 75 | 75 | 75 | 10 | 73 | 73 | 73 | 73 | 73 | 73 | 10
GAT-01 | 2034-10-01 | 10 | 2035 | 2034 | FALL | 78 | 78 | 78 | 78 | 78 | 78 | 10 | 77 | 77 | 77 | 77 | 77 | 77 | 10
GAT-01 | 2034-11-01 | 11 | 2035 | 2034 | FALL | 82 | 82 | 82 | 82 | 82 | 82 | 10 | 80 | 80 | 80 | 80 | 80 | 80 | 10
GAT-01 | 2034-12-01 | 12 | 2035 | 2034 | WINTER | 89 | 89 | 89 | 89 | 89 | 89 | 10 | 83 | 83 | 83 | 83 | 83 | 83 | 10
GAT-01 | 2035-01-01 | 1 | 2035 | 2035 | WINTER | 89 | 89 | 89 | 89 | 89 | 89 | 10 | 84 | 84 | 84 | 84 | 84 | 84 | 10
GAT-01 | 2035-02-01 | 2 | 2035 | 2035 | WINTER | 86 | 86 | 86 | 86 | 86 | 86 | 10 | 82 | 82 | 82 | 82 | 82 | 82 | 10
GAT-01 | 2035-03-01 | 3 | 2035 | 2035 | WINTER | 82 | 82 | 82 | 82 | 82 | 82 | 10 | 80 | 80 | 80 | 80 | 80 | 80 | 10
GAT-01 | 2035-04-01 | 4 | 2035 | 2035 | SPRING | 78 | 78 | 78 | 78 | 78 | 78 | 10 | 77 | 77 | 77 | 77 | 77 | 77 | 10
GAT-01 | 2035-05-01 | 5 | 2035 | 2035 | SPRING | 75 | 75 | 75 | 75 | 75 | 75 | 10 | 75 | 75 | 75 | 75 | 75 | 75 | 10
GAT-01 | 2035-06-01 | 6 | 2035 | 2035 | SUMMER | 72 | 72 | 72 | 72 | 72 | 72 | 10 | 72 | 72 | 72 | 72 | 72 | 72 | 10
GAT-01 | 2035-07-01 | 7 | 2035 | 2035 | SUMMER | 72 | 72 | 72 | 72 | 72 | 72 | 10 | 71 | 71 | 71 | 71 | 71 | 71 | 10
GAT-01 | 2035-08-01 | 8 | 2035 | 2035 | SUMMER | 72 | 72 | 72 | 72 | 72 | 72 | 10 | 71 | 71 | 71 | 71 | 71 | 71 | 10
GAT-01 | 2035-09-01 | 9 | 2035 | 2035 | SUMMER | 75 | 75 | 75 | 75 | 75 | 75 | 10 | 73 | 73 | 73 | 73 | 73 | 73 | 10
GAT-01 | 2035-10-01 | 10 | 2036 | 2035 | FALL | 78 | 78 | 78 | 78 | 78 | 78 | 10 | 77 | 77 | 77 | 77 | 77 | 77 | 10
GAT-01 | 2035-11-01 | 11 | 2036 | 2035 | FALL | 82 | 82 | 82 | 82 | 82 | 82 | 10 | 80 | 80 | 80 | 80 | 80 | 80 | 10
GAT-01 | 2035-12-01 | 12 | 2036 | 2035 | WINTER | 89 | 89 | 89 | 89 | 89 | 89 | 10 | 83 | 83 | 83 | 83 | 83 | 83 | 10
GAT-01 | 2036-01-01 | 1 | 2036 | 2036 | WINTER | 89 | 89 | 89 | 89 | 89 | 89 | 10 | 84 | 84 | 84 | 84 | 84 | 84 | 10
GAT-01 | 2036-02-01 | 2 | 2036 | 2036 | WINTER | 86 | 86 | 86 | 86 | 86 | 86 | 10 | 82 | 82 | 82 | 82 | 82 | 82 | 10
GAT-01 | 2036-03-01 | 3 | 2036 | 2036 | WINTER | 82 | 82 | 82 | 82 | 82 | 82 | 10 | 80 | 80 | 80 | 80 | 80 | 80 | 10
GAT-01 | 2036-04-01 | 4 | 2036 | 2036 | SPRING | 78 | 78 | 78 | 78 | 78 | 78 | 10 | 77 | 77 | 77 | 77 | 77 | 77 | 10
GAT-01 | 2036-05-01 | 5 | 2036 | 2036 | SPRING | 75 | 75 | 75 | 75 | 75 | 75 | 10 | 75 | 75 | 75 | 75 | 75 | 75 | 10
GAT-01 | 2036-06-01 | 6 | 2036 | 2036 | SUMMER | 72 | 72 | 72 | 72 | 72 | 72 | 10 | 72 | 72 | 72 | 72 | 72 | 72 | 10
GAT-01 | 2036-07-01 | 7 | 2036 | 2036 | SUMMER | 72 | 72 | 72 | 72 | 72 | 72 | 10 | 71 | 71 | 71 | 71 | 71 | 71 | 10
GAT-01 | 2036-08-01 | 8 | 2036 | 2036 | SUMMER | 72 | 72 | 72 | 72 | 72 | 72 | 10 | 71 | 71 | 71 | 71 | 71 | 71 | 10
GAT-01 | 2036-09-01 | 9 | 2036 | 2036 | SUMMER | 75 | 75 | 75 | 75 | 75 | 75 | 10 | 73 | 73 | 73 | 73 | 73 | 73 | 10
GAT-01 | 2036-10-01 | 10 | 2037 | 2036 | FALL | 78 | 78 | 78 | 78 | 78 | 78 | 10 | 77 | 77 | 77 | 77 | 77 | 77 | 10
GAT-01 | 2036-11-01 | 11 | 2037 | 2036 | FALL | 82 | 82 | 82 | 82 | 82 | 82 | 10 | 80 | 80 | 80 | 80 | 80 | 80 | 10
GAT-01 | 2036-12-01 | 12 | 2037 | 2036 | WINTER | 89 | 89 | 89 | 89 | 89 | 89 | 10 | 83 | 83 | 83 | 83 | 83 | 83 | 10
GAT-01 | 2037-01-01 | 1 | 2037 | 2037 | WINTER | 89 | 89 | 89 | 89 | 89 | 89 | 10 | 84 | 84 | 84 | 84 | 84 | 84 | 10
GAT-01 | 2037-02-01 | 2 | 2037 | 2037 | WINTER | 86 | 86 | 86 | 86 | 86 | 86 | 10 | 82 | 82 | 82 | 82 | 82 | 82 | 10
GAT-01 | 2037-03-01 | 3 | 2037 | 2037 | WINTER | 82 | 82 | 82 | 82 | 82 | 82 | 10 | 80 | 80 | 80 | 80 | 80 | 80 | 10
GAT-01 | 2037-04-01 | 4 | 2037 | 2037 | SPRING | 78 | 78 | 78 | 78 | 78 | 78 | 10 | 77 | 77 | 77 | 77 | 77 | 77 | 10
GAT-01 | 2037-05-01 | 5 | 2037 | 2037 | SPRING | 75 | 75 | 75 | 75 | 75 | 75 | 10 | 75 | 75 | 75 | 75 | 75 | 75 | 10
GAT-01 | 2037-06-01 | 6 | 2037 | 2037 | SUMMER | 72 | 72 | 72 | 72 | 72 | 72 | 10 | 72 | 72 | 72 | 72 | 72 | 72 | 10
GAT-01 | 2037-07-01 | 7 | 2037 | 2037 | SUMMER | 72 | 72 | 72 | 72 | 72 | 72 | 10 | 71 | 71 | 71 | 71 | 71 | 71 | 10
GAT-01 | 2037-08-01 | 8 | 2037 | 2037 | SUMMER | 72 | 72 | 72 | 72 | 72 | 72 | 10 | 71 | 71 | 71 | 71 | 71 | 71 | 10
GAT-01 | 2037-09-01 | 9 | 2037 | 2037 | SUMMER | 75 | 75 | 75 | 75 | 75 | 75 | 10 | 73 | 73 | 73 | 73 | 73 | 73 | 10
GAT-01 | 2037-10-01 | 10 | 2038 | 2037 | FALL | 78 | 78 | 78 | 78 | 78 | 78 | 10 | 77 | 77 | 77 | 77 | 77 | 77 | 10
GAT-01 | 2037-11-01 | 11 | 2038 | 2037 | FALL | 82 | 82 | 82 | 82 | 82 | 82 | 10 | 80 | 80 | 80 | 80 | 80 | 80 | 10
GAT-01 | 2037-12-01 | 12 | 2038 | 2037 | WINTER | 89 | 89 | 89 | 89 | 89 | 89 | 10 | 83 | 83 | 83 | 83 | 83 | 83 | 10
GAT-01 | 2038-01-01 | 1 | 2038 | 2038 | WINTER | 89 | 89 | 89 | 89 | 89 | 89 | 10 | 84 | 84 | 84 | 84 | 84 | 84 | 10
GAT-01 | 2038-02-01 | 2 | 2038 | 2038 | WINTER | 86 | 86 | 86 | 86 | 86 | 86 | 10 | 82 | 82 | 82 | 82 | 82 | 82 | 10
GAT-01 | 2038-03-01 | 3 | 2038 | 2038 | WINTER | 82 | 82 | 82 | 82 | 82 | 82 | 10 | 80 | 80 | 80 | 80 | 80 | 80 | 10
GAT-01 | 2038-04-01 | 4 | 2038 | 2038 | SPRING | 78 | 78 | 78 | 78 | 78 | 78 | 10 | 77 | 77 | 77 | 77 | 77 | 77 | 10
GAT-01 | 2038-05-01 | 5 | 2038 | 2038 | SPRING | 75 | 75 | 75 | 75 | 75 | 75 | 10 | 75 | 75 | 75 | 75 | 75 | 75 | 10
GAT-01 | 2038-06-01 | 6 | 2038 | 2038 | SUMMER | 72 | 72 | 72 | 72 | 72 | 72 | 10 | 72 | 72 | 72 | 72 | 72 | 72 | 10
GAT-01 | 2038-07-01 | 7 | 2038 | 2038 | SUMMER | 72 | 72 | 72 | 72 | 72 | 72 | 10 | 71 | 71 | 71 | 71 | 71 | 71 | 10
GAT-01 | 2038-08-01 | 8 | 2038 | 2038 | SUMMER | 72 | 72 | 72 | 72 | 72 | 72 | 10 | 71 | 71 | 71 | 71 | 71 | 71 | 10
GAT-01 | 2038-09-01 | 9 | 2038 | 2038 | SUMMER | 75 | 75 | 75 | 75 | 75 | 75 | 10 | 73 | 73 | 73 | 73 | 73 | 73 | 10
GAT-01 | 2038-10-01 | 10 | 2039 | 2038 | FALL | 78 | 78 | 78 | 78 | 78 | 78 | 10 | 77 | 77 | 77 | 77 | 77 | 77 | 10
GAT-01 | 2038-11-01 | 11 | 2039 | 2038 | FALL | 82 | 82 | 82 | 82 | 82 | 82 | 10 | 80 | 80 | 80 | 80 | 80 | 80 | 10
GAT-01 | 2038-12-01 | 12 | 2039 | 2038 | WINTER | 89 | 89 | 89 | 89 | 89 | 89 | 10 | 83 | 83 | 83 | 83 | 83 | 83 | 10
GAT-01 | 2039-01-01 | 1 | 2039 | 2039 | WINTER | 89 | 89 | 89 | 89 | 89 | 89 | 10 | 84 | 84 | 84 | 84 | 84 | 84 | 10
GAT-01 | 2039-02-01 | 2 | 2039 | 2039 | WINTER | 86 | 86 | 86 | 86 | 86 | 86 | 10 | 82 | 82 | 82 | 82 | 82 | 82 | 10
GAT-01 | 2039-03-01 | 3 | 2039 | 2039 | WINTER | 82 | 82 | 82 | 82 | 82 | 82 | 10 | 80 | 80 | 80 | 80 | 80 | 80 | 10
GAT-01 | 2039-04-01 | 4 | 2039 | 2039 | SPRING | 78 | 78 | 78 | 78 | 78 | 78 | 10 | 77 | 77 | 77 | 77 | 77 | 77 | 10
GAT-01 | 2039-05-01 | 5 | 2039 | 2039 | SPRING | 75 | 75 | 75 | 75 | 75 | 75 | 10 | 75 | 75 | 75 | 75 | 75 | 75 | 10
GAT-01 | 2039-06-01 | 6 | 2039 | 2039 | SUMMER | 72 | 72 | 72 | 72 | 72 | 72 | 10 | 72 | 72 | 72 | 72 | 72 | 72 | 10
GAT-01 | 2039-07-01 | 7 | 2039 | 2039 | SUMMER | 72 | 72 | 72 | 72 | 72 | 72 | 10 | 71 | 71 | 71 | 71 | 71 | 71 | 10
GAT-01 | 2039-08-01 | 8 | 2039 | 2039 | SUMMER | 72 | 72 | 72 | 72 | 72 | 72 | 10 | 71 | 71 | 71 | 71 | 71 | 71 | 10
GAT-01 | 2039-09-01 | 9 | 2039 | 2039 | SUMMER | 75 | 75 | 75 | 75 | 75 | 75 | 10 | 73 | 73 | 73 | 73 | 73 | 73 | 10
GAT-01 | 2039-10-01 | 10 | 2040 | 2039 | FALL | 78 | 78 | 78 | 78 | 78 | 78 | 10 | 77 | 77 | 77 | 77 | 77 | 77 | 10
GAT-01 | 2039-11-01 | 11 | 2040 | 2039 | FALL | 82 | 82 | 82 | 82 | 82 | 82 | 10 | 80 | 80 | 80 | 80 | 80 | 80 | 10
GAT-01 | 2039-12-01 | 12 | 2040 | 2039 | WINTER | 89 | 89 | 89 | 89 | 89 | 89 | 10 | 83 | 83 | 83 | 83 | 83 | 83 | 10
GAT-01 | 2040-01-01 | 1 | 2040 | 2040 | WINTER | 89 | 89 | 89 | 89 | 89 | 89 | 10 | 84 | 84 | 84 | 84 | 84 | 84 | 10
GAT-01 | 2040-02-01 | 2 | 2040 | 2040 | WINTER | 86 | 86 | 86 | 86 | 86 | 86 | 10 | 82 | 82 | 82 | 82 | 82 | 82 | 10
GAT-01 | 2040-03-01 | 3 | 2040 | 2040 | WINTER | 82 | 82 | 82 | 82 | 82 | 82 | 10 | 80 | 80 | 80 | 80 | 80 | 80 | 10
GAT-01 | 2040-04-01 | 4 | 2040 | 2040 | SPRING | 78 | 78 | 78 | 78 | 78 | 78 | 10 | 77 | 77 | 77 | 77 | 77 | 77 | 10
GAT-01 | 2040-05-01 | 5 | 2040 | 2040 | SPRING | 75 | 75 | 75 | 75 | 75 | 75 | 10 | 75 | 75 | 75 | 75 | 75 | 75 | 10
GAT-01 | 2040-06-01 | 6 | 2040 | 2040 | SUMMER | 72 | 72 | 72 | 72 | 72 | 72 | 10 | 72 | 72 | 72 | 72 | 72 | 72 | 10
GAT-01 | 2040-07-01 | 7 | 2040 | 2040 | SUMMER | 72 | 72 | 72 | 72 | 72 | 72 | 10 | 71 | 71 | 71 | 71 | 71 | 71 | 10
GAT-01 | 2040-08-01 | 8 | 2040 | 2040 | SUMMER | 72 | 72 | 72 | 72 | 72 | 72 | 10 | 71 | 71 | 71 | 71 | 71 | 71 | 10
GAT-01 | 2040-09-01 | 9 | 2040 | 2040 | SUMMER | 75 | 75 | 75 | 75 | 75 | 75 | 10 | 73 | 73 | 73 | 73 | 73 | 73 | 10
GAT-01 | 2040-10-01 | 10 | 2041 | 2040 | FALL | 78 | 78 | 78 | 78 | 78 | 78 | 10 | 77 | 77 | 77 | 77 | 77 | 77 | 10
GAT-01 | 2040-11-01 | 11 | 2041 | 2040 | FALL | 82 | 82 | 82 | 82 | 82 | 82 | 10 | 80 | 80 | 80 | 80 | 80 | 80 | 10
GAT-01 | 2040-12-01 | 12 | 2041 | 2040 | WINTER | 89 | 89 | 89 | 89 | 89 | 89 | 10 | 83 | 83 | 83 | 83 | 83 | 83 | 10
GAT-01 | 2041-01-01 | 1 | 2041 | 2041 | WINTER | 89 | 89 | 89 | 89 | 89 | 89 | 10 | 84 | 84 | 84 | 84 | 84 | 84 | 10
GAT-01 | 2041-02-01 | 2 | 2041 | 2041 | WINTER | 86 | 86 | 86 | 86 | 86 | 86 | 10 | 82 | 82 | 82 | 82 | 82 | 82 | 10
GAT-01 | 2041-03-01 | 3 | 2041 | 2041 | WINTER | 82 | 82 | 82 | 82 | 82 | 82 | 10 | 80 | 80 | 80 | 80 | 80 | 80 | 10
GAT-01 | 2041-04-01 | 4 | 2041 | 2041 | SPRING | 78 | 78 | 78 | 78 | 78 | 78 | 10 | 77 | 77 | 77 | 77 | 77 | 77 | 10
GAT-01 | 2041-05-01 | 5 | 2041 | 2041 | SPRING | 75 | 75 | 75 | 75 | 75 | 75 | 10 | 75 | 75 | 75 | 75 | 75 | 75 | 10
GAT-01 | 2041-06-01 | 6 | 2041 | 2041 | SUMMER | 72 | 72 | 72 | 72 | 72 | 72 | 10 | 72 | 72 | 72 | 72 | 72 | 72 | 10
GAT-01 | 2041-07-01 | 7 | 2041 | 2041 | SUMMER | 72 | 72 | 72 | 72 | 72 | 72 | 10 | 71 | 71 | 71 | 71 | 71 | 71 | 10
GAT-01 | 2041-08-01 | 8 | 2041 | 2041 | SUMMER | 72 | 72 | 72 | 72 | 72 | 72 | 10 | 71 | 71 | 71 | 71 | 71 | 71 | 10
GAT-01 | 2041-09-01 | 9 | 2041 | 2041 | SUMMER | 75 | 75 | 75 | 75 | 75 | 75 | 10 | 73 | 73 | 73 | 73 | 73 | 73 | 10
GAT-01 | 2041-10-01 | 10 | 2042 | 2041 | FALL | 78 | 78 | 78 | 78 | 78 | 78 | 10 | 77 | 77 | 77 | 77 | 77 | 77 | 10
GAT-01 | 2041-11-01 | 11 | 2042 | 2041 | FALL | 82 | 82 | 82 | 82 | 82 | 82 | 10 | 80 | 80 | 80 | 80 | 80 | 80 | 10
GAT-01 | 2041-12-01 | 12 | 2042 | 2041 | WINTER | 89 | 89 | 89 | 89 | 89 | 89 | 10 | 83 | 83 | 83 | 83 | 83 | 83 | 10
GAT-01 | 2042-01-01 | 1 | 2042 | 2042 | WINTER | 89 | 89 | 89 | 89 | 89 | 89 | 10 | 84 | 84 | 84 | 84 | 84 | 84 | 10
GAT-01 | 2042-02-01 | 2 | 2042 | 2042 | WINTER | 86 | 86 | 86 | 86 | 86 | 86 | 10 | 82 | 82 | 82 | 82 | 82 | 82 | 10
GAT-01 | 2042-03-01 | 3 | 2042 | 2042 | WINTER | 82 | 82 | 82 | 82 | 82 | 82 | 10 | 80 | 80 | 80 | 80 | 80 | 80 | 10
GAT-01 | 2042-04-01 | 4 | 2042 | 2042 | SPRING | 78 | 78 | 78 | 78 | 78 | 78 | 10 | 77 | 77 | 77 | 77 | 77 | 77 | 10
GAT-01 | 2042-05-01 | 5 | 2042 | 2042 | SPRING | 75 | 75 | 75 | 75 | 75 | 75 | 10 | 75 | 75 | 75 | 75 | 75 | 75 | 10
GAT-01 | 2042-06-01 | 6 | 2042 | 2042 | SUMMER | 72 | 72 | 72 | 72 | 72 | 72 | 10 | 72 | 72 | 72 | 72 | 72 | 72 | 10
GAT-01 | 2042-07-01 | 7 | 2042 | 2042 | SUMMER | 72 | 72 | 72 | 72 | 72 | 72 | 10 | 71 | 71 | 71 | 71 | 71 | 71 | 10
GAT-01 | 2042-08-01 | 8 | 2042 | 2042 | SUMMER | 72 | 72 | 72 | 72 | 72 | 72 | 10 | 71 | 71 | 71 | 71 | 71 | 71 | 10
GAT-01 | 2042-09-01 | 9 | 2042 | 2042 | SUMMER | 75 | 75 | 75 | 75 | 75 | 75 | 10 | 73 | 73 | 73 | 73 | 73 | 73 | 10
GAT-01 | 2042-10-01 | 10 | 2043 | 2042 | FALL | 78 | 78 | 78 | 78 | 78 | 78 | 10 | 77 | 77 | 77 | 77 | 77 | 77 | 10
GAT-01 | 2042-11-01 | 11 | 2043 | 2042 | FALL | 82 | 82 | 82 | 82 | 82 | 82 | 10 | 80 | 80 | 80 | 80 | 80 | 80 | 10
GAT-01 | 2042-12-01 | 12 | 2043 | 2042 | WINTER | 89 | 89 | 89 | 89 | 89 | 89 | 10 | 83 | 83 | 83 | 83 | 83 | 83 | 10
GAT-01 | 2043-01-01 | 1 | 2043 | 2043 | WINTER | 89 | 89 | 89 | 89 | 89 | 89 | 10 | 84 | 84 | 84 | 84 | 84 | 84 | 10
GAT-01 | 2043-02-01 | 2 | 2043 | 2043 | WINTER | 86 | 86 | 86 | 86 | 86 | 86 | 10 | 82 | 82 | 82 | 82 | 82 | 82 | 10
GAT-01 | 2043-03-01 | 3 | 2043 | 2043 | WINTER | 82 | 82 | 82 | 82 | 82 | 82 | 10 | 80 | 80 | 80 | 80 | 80 | 80 | 10
GAT-01 | 2043-04-01 | 4 | 2043 | 2043 | SPRING | 78 | 78 | 78 | 78 | 78 | 78 | 10 | 77 | 77 | 77 | 77 | 77 | 77 | 10
GAT-01 | 2043-05-01 | 5 | 2043 | 2043 | SPRING | 75 | 75 | 75 | 75 | 75 | 75 | 10 | 75 | 75 | 75 | 75 | 75 | 75 | 10
GAT-01 | 2043-06-01 | 6 | 2043 | 2043 | SUMMER | 72 | 72 | 72 | 72 | 72 | 72 | 10 | 72 | 72 | 72 | 72 | 72 | 72 | 10
GAT-01 | 2043-07-01 | 7 | 2043 | 2043 | SUMMER | 72 | 72 | 72 | 72 | 72 | 72 | 10 | 71 | 71 | 71 | 71 | 71 | 71 | 10
GAT-01 | 2043-08-01 | 8 | 2043 | 2043 | SUMMER | 72 | 72 | 72 | 72 | 72 | 72 | 10 | 71 | 71 | 71 | 71 | 71 | 71 | 10
GAT-01 | 2043-09-01 | 9 | 2043 | 2043 | SUMMER | 75 | 75 | 75 | 75 | 75 | 75 | 10 | 73 | 73 | 73 | 73 | 73 | 73 | 10
GAT-01 | 2043-10-01 | 10 | 2044 | 2043 | FALL | 78 | 78 | 78 | 78 | 78 | 78 | 10 | 77 | 77 | 77 | 77 | 77 | 77 | 10
GAT-01 | 2043-11-01 | 11 | 2044 | 2043 | FALL | 82 | 82 | 82 | 82 | 82 | 82 | 10 | 80 | 80 | 80 | 80 | 80 | 80 | 10
GAT-01 | 2043-12-01 | 12 | 2044 | 2043 | WINTER | 89 | 89 | 89 | 89 | 89 | 89 | 10 | 83 | 83 | 83 | 83 | 83 | 83 | 10
GAT-01 | 2044-01-01 | 1 | 2044 | 2044 | WINTER | 89 | 89 | 89 | 89 | 89 | 89 | 10 | 84 | 84 | 84 | 84 | 84 | 84 | 10
GAT-01 | 2044-02-01 | 2 | 2044 | 2044 | WINTER | 86 | 86 | 86 | 86 | 86 | 86 | 10 | 82 | 82 | 82 | 82 | 82 | 82 | 10
GAT-01 | 2044-03-01 | 3 | 2044 | 2044 | WINTER | 82 | 82 | 82 | 82 | 82 | 82 | 10 | 80 | 80 | 80 | 80 | 80 | 80 | 10
GAT-01 | 2044-04-01 | 4 | 2044 | 2044 | SPRING | 78 | 78 | 78 | 78 | 78 | 78 | 10 | 77 | 77 | 77 | 77 | 77 | 77 | 10
GAT-01 | 2044-05-01 | 5 | 2044 | 2044 | SPRING | 75 | 75 | 75 | 75 | 75 | 75 | 10 | 75 | 75 | 75 | 75 | 75 | 75 | 10
GAT-01 | 2044-06-01 | 6 | 2044 | 2044 | SUMMER | 72 | 72 | 72 | 72 | 72 | 72 | 10 | 72 | 72 | 72 | 72 | 72 | 72 | 10
GAT-01 | 2044-07-01 | 7 | 2044 | 2044 | SUMMER | 72 | 72 | 72 | 72 | 72 | 72 | 10 | 71 | 71 | 71 | 71 | 71 | 71 | 10
GAT-01 | 2044-08-01 | 8 | 2044 | 2044 | SUMMER | 72 | 72 | 72 | 72 | 72 | 72 | 10 | 71 | 71 | 71 | 71 | 71 | 71 | 10
GAT-01 | 2044-09-01 | 9 | 2044 | 2044 | SUMMER | 75 | 75 | 75 | 75 | 75 | 75 | 10 | 73 | 73 | 73 | 73 | 73 | 73 | 10
GAT-01 | 2044-10-01 | 10 | 2045 | 2044 | FALL | 78 | 78 | 78 | 78 | 78 | 78 | 10 | 77 | 77 | 77 | 77 | 77 | 77 | 10
GAT-01 | 2044-11-01 | 11 | 2045 | 2044 | FALL | 82 | 82 | 82 | 82 | 82 | 82 | 10 | 80 | 80 | 80 | 80 | 80 | 80 | 10
GAT-01 | 2044-12-01 | 12 | 2045 | 2044 | WINTER | 89 | 89 | 89 | 89 | 89 | 89 | 10 | 83 | 83 | 83 | 83 | 83 | 83 | 10
GAT-01 | 2045-01-01 | 1 | 2045 | 2045 | WINTER | 89 | 89 | 89 | 89 | 89 | 89 | 10 | 84 | 84 | 84 | 84 | 84 | 84 | 10
GAT-01 | 2045-02-01 | 2 | 2045 | 2045 | WINTER | 86 | 86 | 86 | 86 | 86 | 86 | 10 | 82 | 82 | 82 | 82 | 82 | 82 | 10
GAT-01 | 2045-03-01 | 3 | 2045 | 2045 | WINTER | 82 | 82 | 82 | 82 | 82 | 82 | 10 | 80 | 80 | 80 | 80 | 80 | 80 | 10
GAT-01 | 2045-04-01 | 4 | 2045 | 2045 | SPRING | 78 | 78 | 78 | 78 | 78 | 78 | 10 | 77 | 77 | 77 | 77 | 77 | 77 | 10
GAT-01 | 2045-05-01 | 5 | 2045 | 2045 | SPRING | 75 | 75 | 75 | 75 | 75 | 75 | 10 | 75 | 75 | 75 | 75 | 75 | 75 | 10
GAT-01 | 2045-06-01 | 6 | 2045 | 2045 | SUMMER | 72 | 72 | 72 | 72 | 72 | 72 | 10 | 72 | 72 | 72 | 72 | 72 | 72 | 10
GAT-01 | 2045-07-01 | 7 | 2045 | 2045 | SUMMER | 72 | 72 | 72 | 72 | 72 | 72 | 10 | 71 | 71 | 71 | 71 | 71 | 71 | 10
GAT-01 | 2045-08-01 | 8 | 2045 | 2045 | SUMMER | 72 | 72 | 72 | 72 | 72 | 72 | 10 | 71 | 71 | 71 | 71 | 71 | 71 | 10
GAT-01 | 2045-09-01 | 9 | 2045 | 2045 | SUMMER | 75 | 75 | 75 | 75 | 75 | 75 | 10 | 73 | 73 | 73 | 73 | 73 | 73 | 10
GAT-01 | 2045-10-01 | 10 | 2046 | 2045 | FALL | 78 | 78 | 78 | 78 | 78 | 78 | 10 | 77 | 77 | 77 | 77 | 77 | 77 | 10
GAT-01 | 2045-11-01 | 11 | 2046 | 2045 | FALL | 82 | 82 | 82 | 82 | 82 | 82 | 10 | 80 | 80 | 80 | 80 | 80 | 80 | 10
GAT-01 | 2045-12-01 | 12 | 2046 | 2045 | WINTER | 89 | 89 | 89 | 89 | 89 | 89 | 10 | 83 | 83 | 83 | 83 | 83 | 83 | 10
GAT-01 | 2046-01-01 | 1 | 2046 | 2046 | WINTER | 89 | 89 | 89 | 89 | 89 | 89 | 10 | 84 | 84 | 84 | 84 | 84 | 84 | 10
GAT-01 | 2046-02-01 | 2 | 2046 | 2046 | WINTER | 86 | 86 | 86 | 86 | 86 | 86 | 10 | 82 | 82 | 82 | 82 | 82 | 82 | 10
GAT-01 | 2046-03-01 | 3 | 2046 | 2046 | WINTER | 82 | 82 | 82 | 82 | 82 | 82 | 10 | 80 | 80 | 80 | 80 | 80 | 80 | 10
GAT-01 | 2046-04-01 | 4 | 2046 | 2046 | SPRING | 78 | 78 | 78 | 78 | 78 | 78 | 10 | 77 | 77 | 77 | 77 | 77 | 77 | 10
GAT-01 | 2046-05-01 | 5 | 2046 | 2046 | SPRING | 75 | 75 | 75 | 75 | 75 | 75 | 10 | 75 | 75 | 75 | 75 | 75 | 75 | 10
GAT-01 | 2046-06-01 | 6 | 2046 | 2046 | SUMMER | 72 | 72 | 72 | 72 | 72 | 72 | 10 | 72 | 72 | 72 | 72 | 72 | 72 | 10
GAT-01 | 2046-07-01 | 7 | 2046 | 2046 | SUMMER | 72 | 72 | 72 | 72 | 72 | 72 | 10 | 71 | 71 | 71 | 71 | 71 | 71 | 10
GAT-01 | 2046-08-01 | 8 | 2046 | 2046 | SUMMER | 72 | 72 | 72 | 72 | 72 | 72 | 10 | 71 | 71 | 71 | 71 | 71 | 71 | 10
GAT-01 | 2046-09-01 | 9 | 2046 | 2046 | SUMMER | 75 | 75 | 75 | 75 | 75 | 75 | 10 | 73 | 73 | 73 | 73 | 73 | 73 | 10
GAT-01 | 2046-10-01 | 10 | 2047 | 2046 | FALL | 78 | 78 | 78 | 78 | 78 | 78 | 10 | 77 | 77 | 77 | 77 | 77 | 77 | 10
GAT-01 | 2046-11-01 | 11 | 2047 | 2046 | FALL | 82 | 82 | 82 | 82 | 82 | 82 | 10 | 80 | 80 | 80 | 80 | 80 | 80 | 10
GAT-01 | 2046-12-01 | 12 | 2047 | 2046 | WINTER | 89 | 89 | 89 | 89 | 89 | 89 | 10 | 83 | 83 | 83 | 83 | 83 | 83 | 10
GAT-01 | 2047-01-01 | 1 | 2047 | 2047 | WINTER | 89 | 89 | 89 | 89 | 89 | 89 | 10 | 84 | 84 | 84 | 84 | 84 | 84 | 10
GAT-01 | 2047-02-01 | 2 | 2047 | 2047 | WINTER | 86 | 86 | 86 | 86 | 86 | 86 | 10 | 82 | 82 | 82 | 82 | 82 | 82 | 10
GAT-01 | 2047-03-01 | 3 | 2047 | 2047 | WINTER | 82 | 82 | 82 | 82 | 82 | 82 | 10 | 80 | 80 | 80 | 80 | 80 | 80 | 10
GAT-01 | 2047-04-01 | 4 | 2047 | 2047 | SPRING | 78 | 78 | 78 | 78 | 78 | 78 | 10 | 77 | 77 | 77 | 77 | 77 | 77 | 10
GAT-01 | 2047-05-01 | 5 | 2047 | 2047 | SPRING | 75 | 75 | 75 | 75 | 75 | 75 | 10 | 75 | 75 | 75 | 75 | 75 | 75 | 10
GAT-01 | 2047-06-01 | 6 | 2047 | 2047 | SUMMER | 72 | 72 | 72 | 72 | 72 | 72 | 10 | 72 | 72 | 72 | 72 | 72 | 72 | 10
GAT-01 | 2047-07-01 | 7 | 2047 | 2047 | SUMMER | 72 | 72 | 72 | 72 | 72 | 72 | 10 | 71 | 71 | 71 | 71 | 71 | 71 | 10
GAT-01 | 2047-08-01 | 8 | 2047 | 2047 | SUMMER | 72 | 72 | 72 | 72 | 72 | 72 | 10 | 71 | 71 | 71 | 71 | 71 | 71 | 10
GAT-01 | 2047-09-01 | 9 | 2047 | 2047 | SUMMER | 75 | 75 | 75 | 75 | 75 | 75 | 10 | 73 | 73 | 73 | 73 | 73 | 73 | 10
GAT-02 | 2016-10-01 | 10 | 2017 | 2016 | FALL | 78 | 78 | 78 | 78 | 78 | 78 | 10 | 77 | 77 | 77 | 77 | 77 | 77 | 10
GAT-02 | 2016-11-01 | 11 | 2017 | 2016 | FALL | 82 | 82 | 82 | 82 | 82 | 82 | 10 | 80 | 80 | 80 | 80 | 80 | 80 | 10
GAT-02 | 2016-12-01 | 12 | 2017 | 2016 | WINTER | 89 | 89 | 89 | 89 | 89 | 89 | 10 | 83 | 83 | 83 | 83 | 83 | 83 | 10
GAT-02 | 2017-01-01 | 1 | 2017 | 2017 | WINTER | 89 | 89 | 89 | 89 | 89 | 89 | 10 | 84 | 84 | 84 | 84 | 84 | 84 | 10
GAT-02 | 2017-02-01 | 2 | 2017 | 2017 | WINTER | 86 | 86 | 86 | 86 | 86 | 86 | 10 | 82 | 82 | 82 | 82 | 82 | 82 | 10
GAT-02 | 2017-03-01 | 3 | 2017 | 2017 | WINTER | 82 | 82 | 82 | 82 | 82 | 82 | 10 | 80 | 80 | 80 | 80 | 80 | 80 | 10
GAT-02 | 2017-04-01 | 4 | 2017 | 2017 | SPRING | 78 | 78 | 78 | 78 | 78 | 78 | 10 | 77 | 77 | 77 | 77 | 77 | 77 | 10
GAT-02 | 2017-05-01 | 5 | 2017 | 2017 | SPRING | 75 | 75 | 75 | 75 | 75 | 75 | 10 | 75 | 75 | 75 | 75 | 75 | 75 | 10
GAT-02 | 2017-06-01 | 6 | 2017 | 2017 | SUMMER | 72 | 72 | 72 | 72 | 72 | 72 | 10 | 72 | 72 | 72 | 72 | 72 | 72 | 10
GAT-02 | 2017-07-01 | 7 | 2017 | 2017 | SUMMER | 72 | 72 | 72 | 72 | 72 | 72 | 10 | 71 | 71 | 71 | 71 | 71 | 71 | 10
GAT-02 | 2017-08-01 | 8 | 2017 | 2017 | SUMMER | 72 | 72 | 72 | 72 | 72 | 72 | 10 | 71 | 71 | 71 | 71 | 71 | 71 | 10
GAT-02 | 2017-09-01 | 9 | 2017 | 2017 | SUMMER | 75 | 75 | 75 | 75 | 75 | 75 | 10 | 73 | 73 | 73 | 73 | 73 | 73 | 10
GAT-02 | 2017-10-01 | 10 | 2018 | 2017 | FALL | 78 | 78 | 78 | 78 | 78 | 78 | 10 | 77 | 77 | 77 | 77 | 77 | 77 | 10
GAT-02 | 2017-11-01 | 11 | 2018 | 2017 | FALL | 82 | 82 | 82 | 82 | 82 | 82 | 10 | 80 | 80 | 80 | 80 | 80 | 80 | 10
GAT-02 | 2017-12-01 | 12 | 2018 | 2017 | WINTER | 89 | 89 | 89 | 89 | 89 | 89 | 10 | 83 | 83 | 83 | 83 | 83 | 83 | 10
GAT-02 | 2018-01-01 | 1 | 2018 | 2018 | WINTER | 89 | 89 | 89 | 89 | 89 | 89 | 10 | 84 | 84 | 84 | 84 | 84 | 84 | 10
GAT-02 | 2018-02-01 | 2 | 2018 | 2018 | WINTER | 86 | 86 | 86 | 86 | 86 | 86 | 10 | 82 | 82 | 82 | 82 | 82 | 82 | 10
GAT-02 | 2018-03-01 | 3 | 2018 | 2018 | WINTER | 82 | 82 | 82 | 82 | 82 | 82 | 10 | 80 | 80 | 80 | 80 | 80 | 80 | 10
GAT-02 | 2018-04-01 | 4 | 2018 | 2018 | SPRING | 78 | 78 | 78 | 78 | 78 | 78 | 10 | 77 | 77 | 77 | 77 | 77 | 77 | 10
GAT-02 | 2018-05-01 | 5 | 2018 | 2018 | SPRING | 75 | 75 | 75 | 75 | 75 | 75 | 10 | 75 | 75 | 75 | 75 | 75 | 75 | 10
GAT-02 | 2018-06-01 | 6 | 2018 | 2018 | SUMMER | 72 | 72 | 72 | 72 | 72 | 72 | 10 | 72 | 72 | 72 | 72 | 72 | 72 | 10
GAT-02 | 2018-07-01 | 7 | 2018 | 2018 | SUMMER | 72 | 72 | 72 | 72 | 72 | 72 | 10 | 71 | 71 | 71 | 71 | 71 | 71 | 10
GAT-02 | 2018-08-01 | 8 | 2018 | 2018 | SUMMER | 72 | 72 | 72 | 72 | 72 | 72 | 10 | 71 | 71 | 71 | 71 | 71 | 71 | 10
GAT-02 | 2018-09-01 | 9 | 2018 | 2018 | SUMMER | 75 | 75 | 75 | 75 | 75 | 75 | 10 | 73 | 73 | 73 | 73 | 73 | 73 | 10
GAT-02 | 2018-10-01 | 10 | 2019 | 2018 | FALL | 78 | 78 | 78 | 78 | 78 | 78 | 10 | 77 | 77 | 77 | 77 | 77 | 77 | 10
GAT-02 | 2018-11-01 | 11 | 2019 | 2018 | FALL | 82 | 82 | 82 | 82 | 82 | 82 | 10 | 80 | 80 | 80 | 80 | 80 | 80 | 10
GAT-02 | 2018-12-01 | 12 | 2019 | 2018 | WINTER | 89 | 89 | 89 | 89 | 89 | 89 | 10 | 83 | 83 | 83 | 83 | 83 | 83 | 10
GAT-02 | 2019-01-01 | 1 | 2019 | 2019 | WINTER | 89 | 89 | 89 | 89 | 89 | 89 | 10 | 84 | 84 | 84 | 84 | 84 | 84 | 10
GAT-02 | 2019-02-01 | 2 | 2019 | 2019 | WINTER | 86 | 86 | 86 | 86 | 86 | 86 | 10 | 82 | 82 | 82 | 82 | 82 | 82 | 10
GAT-02 | 2019-03-01 | 3 | 2019 | 2019 | WINTER | 82 | 82 | 82 | 82 | 82 | 82 | 10 | 80 | 80 | 80 | 80 | 80 | 80 | 10
GAT-02 | 2019-04-01 | 4 | 2019 | 2019 | SPRING | 78 | 78 | 78 | 78 | 78 | 78 | 10 | 77 | 77 | 77 | 77 | 77 | 77 | 10
GAT-02 | 2019-05-01 | 5 | 2019 | 2019 | SPRING | 75 | 75 | 75 | 75 | 75 | 75 | 10 | 75 | 75 | 75 | 75 | 75 | 75 | 10
GAT-02 | 2019-06-01 | 6 | 2019 | 2019 | SUMMER | 72 | 72 | 72 | 72 | 72 | 72 | 10 | 72 | 72 | 72 | 72 | 72 | 72 | 10
GAT-02 | 2019-07-01 | 7 | 2019 | 2019 | SUMMER | 72 | 72 | 72 | 72 | 72 | 72 | 10 | 71 | 71 | 71 | 71 | 71 | 71 | 10
GAT-02 | 2019-08-01 | 8 | 2019 | 2019 | SUMMER | 72 | 72 | 72 | 72 | 72 | 72 | 10 | 71 | 71 | 71 | 71 | 71 | 71 | 10
GAT-02 | 2019-09-01 | 9 | 2019 | 2019 | SUMMER | 75 | 75 | 75 | 75 | 75 | 75 | 10 | 73 | 73 | 73 | 73 | 73 | 73 | 10
GAT-02 | 2019-10-01 | 10 | 2020 | 2019 | FALL | 78 | 78 | 78 | 78 | 78 | 78 | 10 | 77 | 77 | 77 | 77 | 77 | 77 | 10
GAT-02 | 2019-11-01 | 11 | 2020 | 2019 | FALL | 82 | 82 | 82 | 82 | 82 | 82 | 10 | 80 | 80 | 80 | 80 | 80 | 80 | 10
GAT-02 | 2019-12-01 | 12 | 2020 | 2019 | WINTER | 89 | 89 | 89 | 89 | 89 | 89 | 10 | 83 | 83 | 83 | 83 | 83 | 83 | 10
GAT-02 | 2020-01-01 | 1 | 2020 | 2020 | WINTER | 89 | 89 | 89 | 89 | 89 | 89 | 10 | 84 | 84 | 84 | 84 | 84 | 84 | 10
GAT-02 | 2020-02-01 | 2 | 2020 | 2020 | WINTER | 86 | 86 | 86 | 86 | 86 | 86 | 10 | 82 | 82 | 82 | 82 | 82 | 82 | 10
GAT-02 | 2020-03-01 | 3 | 2020 | 2020 | WINTER | 82 | 82 | 82 | 82 | 82 | 82 | 10 | 80 | 80 | 80 | 80 | 80 | 80 | 10
GAT-02 | 2020-04-01 | 4 | 2020 | 2020 | SPRING | 78 | 78 | 78 | 78 | 78 | 78 | 10 | 77 | 77 | 77 | 77 | 77 | 77 | 10
GAT-02 | 2020-05-01 | 5 | 2020 | 2020 | SPRING | 75 | 75 | 75 | 75 | 75 | 75 | 10 | 75 | 75 | 75 | 75 | 75 | 75 | 10
GAT-02 | 2020-06-01 | 6 | 2020 | 2020 | SUMMER | 72 | 72 | 72 | 72 | 72 | 72 | 10 | 72 | 72 | 72 | 72 | 72 | 72 | 10
GAT-02 | 2020-07-01 | 7 | 2020 | 2020 | SUMMER | 72 | 72 | 72 | 72 | 72 | 72 | 10 | 71 | 71 | 71 | 71 | 71 | 71 | 10
GAT-02 | 2020-08-01 | 8 | 2020 | 2020 | SUMMER | 72 | 72 | 72 | 72 | 72 | 72 | 10 | 71 | 71 | 71 | 71 | 71 | 71 | 10
GAT-02 | 2020-09-01 | 9 | 2020 | 2020 | SUMMER | 75 | 75 | 75 | 75 | 75 | 75 | 10 | 73 | 73 | 73 | 73 | 73 | 73 | 10
GAT-02 | 2020-10-01 | 10 | 2021 | 2020 | FALL | 78 | 78 | 78 | 78 | 78 | 78 | 10 | 77 | 77 | 77 | 77 | 77 | 77 | 10
GAT-02 | 2020-11-01 | 11 | 2021 | 2020 | FALL | 82 | 82 | 82 | 82 | 82 | 82 | 10 | 80 | 80 | 80 | 80 | 80 | 80 | 10
GAT-02 | 2020-12-01 | 12 | 2021 | 2020 | WINTER | 89 | 89 | 89 | 89 | 89 | 89 | 10 | 83 | 83 | 83 | 83 | 83 | 83 | 10
GAT-02 | 2021-01-01 | 1 | 2021 | 2021 | WINTER | 89 | 89 | 89 | 89 | 89 | 89 | 10 | 84 | 84 | 84 | 84 | 84 | 84 | 10
GAT-02 | 2021-02-01 | 2 | 2021 | 2021 | WINTER | 86 | 86 | 86 | 86 | 86 | 86 | 10 | 82 | 82 | 82 | 82 | 82 | 82 | 10
GAT-02 | 2021-03-01 | 3 | 2021 | 2021 | WINTER | 82 | 82 | 82 | 82 | 82 | 82 | 10 | 80 | 80 | 80 | 80 | 80 | 80 | 10
GAT-02 | 2021-04-01 | 4 | 2021 | 2021 | SPRING | 78 | 78 | 78 | 78 | 78 | 78 | 10 | 77 | 77 | 77 | 77 | 77 | 77 | 10
GAT-02 | 2021-05-01 | 5 | 2021 | 2021 | SPRING | 75 | 75 | 75 | 75 | 75 | 75 | 10 | 75 | 75 | 75 | 75 | 75 | 75 | 10
GAT-02 | 2021-06-01 | 6 | 2021 | 2021 | SUMMER | 72 | 72 | 72 | 72 | 72 | 72 | 10 | 72 | 72 | 72 | 72 | 72 | 72 | 10
GAT-02 | 2021-07-01 | 7 | 2021 | 2021 | SUMMER | 72 | 72 | 72 | 72 | 72 | 72 | 10 | 71 | 71 | 71 | 71 | 71 | 71 | 10
GAT-02 | 2021-08-01 | 8 | 2021 | 2021 | SUMMER | 72 | 72 | 72 | 72 | 72 | 72 | 10 | 71 | 71 | 71 | 71 | 71 | 71 | 10
GAT-02 | 2021-09-01 | 9 | 2021 | 2021 | SUMMER | 75 | 75 | 75 | 75 | 75 | 75 | 10 | 73 | 73 | 73 | 73 | 73 | 73 | 10
GAT-02 | 2021-10-01 | 10 | 2022 | 2021 | FALL | 78 | 78 | 78 | 78 | 78 | 78 | 10 | 77 | 77 | 77 | 77 | 77 | 77 | 10
GAT-02 | 2021-11-01 | 11 | 2022 | 2021 | FALL | 82 | 82 | 82 | 82 | 82 | 82 | 10 | 80 | 80 | 80 | 80 | 80 | 80 | 10
GAT-02 | 2021-12-01 | 12 | 2022 | 2021 | WINTER | 89 | 89 | 89 | 89 | 89 | 89 | 10 | 83 | 83 | 83 | 83 | 83 | 83 | 10
GAT-02 | 2022-01-01 | 1 | 2022 | 2022 | WINTER | 89 | 89 | 89 | 89 | 89 | 89 | 10 | 84 | 84 | 84 | 84 | 84 | 84 | 10
GAT-02 | 2022-02-01 | 2 | 2022 | 2022 | WINTER | 86 | 86 | 86 | 86 | 86 | 86 | 10 | 82 | 82 | 82 | 82 | 82 | 82 | 10
GAT-02 | 2022-03-01 | 3 | 2022 | 2022 | WINTER | 82 | 82 | 82 | 82 | 82 | 82 | 10 | 80 | 80 | 80 | 80 | 80 | 80 | 10
GAT-02 | 2022-04-01 | 4 | 2022 | 2022 | SPRING | 78 | 78 | 78 | 78 | 78 | 78 | 10 | 77 | 77 | 77 | 77 | 77 | 77 | 10
GAT-02 | 2022-05-01 | 5 | 2022 | 2022 | SPRING | 75 | 75 | 75 | 75 | 75 | 75 | 10 | 75 | 75 | 75 | 75 | 75 | 75 | 10
GAT-02 | 2022-06-01 | 6 | 2022 | 2022 | SUMMER | 72 | 72 | 72 | 72 | 72 | 72 | 10 | 72 | 72 | 72 | 72 | 72 | 72 | 10
GAT-02 | 2022-07-01 | 7 | 2022 | 2022 | SUMMER | 72 | 72 | 72 | 72 | 72 | 72 | 10 | 71 | 71 | 71 | 71 | 71 | 71 | 10
GAT-02 | 2022-08-01 | 8 | 2022 | 2022 | SUMMER | 72 | 72 | 72 | 72 | 72 | 72 | 10 | 71 | 71 | 71 | 71 | 71 | 71 | 10
GAT-02 | 2022-09-01 | 9 | 2022 | 2022 | SUMMER | 75 | 75 | 75 | 75 | 75 | 75 | 10 | 73 | 73 | 73 | 73 | 73 | 73 | 10
GAT-02 | 2022-10-01 | 10 | 2023 | 2022 | FALL | 78 | 78 | 78 | 78 | 78 | 78 | 10 | 77 | 77 | 77 | 77 | 77 | 77 | 10
GAT-02 | 2022-11-01 | 11 | 2023 | 2022 | FALL | 82 | 82 | 82 | 82 | 82 | 82 | 10 | 80 | 80 | 80 | 80 | 80 | 80 | 10
GAT-02 | 2022-12-01 | 12 | 2023 | 2022 | WINTER | 89 | 89 | 89 | 89 | 89 | 89 | 10 | 83 | 83 | 83 | 83 | 83 | 83 | 10
GAT-02 | 2023-01-01 | 1 | 2023 | 2023 | WINTER | 89 | 89 | 89 | 89 | 89 | 89 | 10 | 84 | 84 | 84 | 84 | 84 | 84 | 10
GAT-02 | 2023-02-01 | 2 | 2023 | 2023 | WINTER | 86 | 86 | 86 | 86 | 86 | 86 | 10 | 82 | 82 | 82 | 82 | 82 | 82 | 10
GAT-02 | 2023-03-01 | 3 | 2023 | 2023 | WINTER | 82 | 82 | 82 | 82 | 82 | 82 | 10 | 80 | 80 | 80 | 80 | 80 | 80 | 10
GAT-02 | 2023-04-01 | 4 | 2023 | 2023 | SPRING | 78 | 78 | 78 | 78 | 78 | 78 | 10 | 77 | 77 | 77 | 77 | 77 | 77 | 10
GAT-02 | 2023-05-01 | 5 | 2023 | 2023 | SPRING | 75 | 75 | 75 | 75 | 75 | 75 | 10 | 75 | 75 | 75 | 75 | 75 | 75 | 10
GAT-02 | 2023-06-01 | 6 | 2023 | 2023 | SUMMER | 72 | 72 | 72 | 72 | 72 | 72 | 10 | 72 | 72 | 72 | 72 | 72 | 72 | 10
GAT-02 | 2023-07-01 | 7 | 2023 | 2023 | SUMMER | 72 | 72 | 72 | 72 | 72 | 72 | 10 | 71 | 71 | 71 | 71 | 71 | 71 | 10
GAT-02 | 2023-08-01 | 8 | 2023 | 2023 | SUMMER | 72 | 72 | 72 | 72 | 72 | 72 | 10 | 71 | 71 | 71 | 71 | 71 | 71 | 10
GAT-02 | 2023-09-01 | 9 | 2023 | 2023 | SUMMER | 75 | 75 | 75 | 75 | 75 | 75 | 10 | 73 | 73 | 73 | 73 | 73 | 73 | 10
GAT-02 | 2023-10-01 | 10 | 2024 | 2023 | FALL | 78 | 78 | 78 | 78 | 78 | 78 | 10 | 77 | 77 | 77 | 77 | 77 | 77 | 10
GAT-02 | 2023-11-01 | 11 | 2024 | 2023 | FALL | 82 | 82 | 82 | 82 | 82 | 82 | 10 | 80 | 80 | 80 | 80 | 80 | 80 | 10
GAT-02 | 2023-12-01 | 12 | 2024 | 2023 | WINTER | 89 | 89 | 89 | 89 | 89 | 89 | 10 | 83 | 83 | 83 | 83 | 83 | 83 | 10
GAT-02 | 2024-01-01 | 1 | 2024 | 2024 | WINTER | 89 | 89 | 89 | 89 | 89 | 89 | 10 | 84 | 84 | 84 | 84 | 84 | 84 | 10
GAT-02 | 2024-02-01 | 2 | 2024 | 2024 | WINTER | 86 | 86 | 86 | 86 | 86 | 86 | 10 | 82 | 82 | 82 | 82 | 82 | 82 | 10
GAT-02 | 2024-03-01 | 3 | 2024 | 2024 | WINTER | 82 | 82 | 82 | 82 | 82 | 82 | 10 | 80 | 80 | 80 | 80 | 80 | 80 | 10
GAT-02 | 2024-04-01 | 4 | 2024 | 2024 | SPRING | 78 | 78 | 78 | 78 | 78 | 78 | 10 | 77 | 77 | 77 | 77 | 77 | 77 | 10
GAT-02 | 2024-05-01 | 5 | 2024 | 2024 | SPRING | 75 | 75 | 75 | 75 | 75 | 75 | 10 | 75 | 75 | 75 | 75 | 75 | 75 | 10
GAT-02 | 2024-06-01 | 6 | 2024 | 2024 | SUMMER | 72 | 72 | 72 | 72 | 72 | 72 | 10 | 72 | 72 | 72 | 72 | 72 | 72 | 10
GAT-02 | 2024-07-01 | 7 | 2024 | 2024 | SUMMER | 72 | 72 | 72 | 72 | 72 | 72 | 10 | 71 | 71 | 71 | 71 | 71 | 71 | 10
GAT-02 | 2024-08-01 | 8 | 2024 | 2024 | SUMMER | 72 | 72 | 72 | 72 | 72 | 72 | 10 | 71 | 71 | 71 | 71 | 71 | 71 | 10
GAT-02 | 2024-09-01 | 9 | 2024 | 2024 | SUMMER | 75 | 75 | 75 | 75 | 75 | 75 | 10 | 73 | 73 | 73 | 73 | 73 | 73 | 10
GAT-02 | 2024-10-01 | 10 | 2025 | 2024 | FALL | 78 | 78 | 78 | 78 | 78 | 78 | 10 | 77 | 77 | 77 | 77 | 77 | 77 | 10
GAT-02 | 2024-11-01 | 11 | 2025 | 2024 | FALL | 82 | 82 | 82 | 82 | 82 | 82 | 10 | 80 | 80 | 80 | 80 | 80 | 80 | 10
GAT-02 | 2024-12-01 | 12 | 2025 | 2024 | WINTER | 89 | 89 | 89 | 89 | 89 | 89 | 10 | 83 | 83 | 83 | 83 | 83 | 83 | 10
GAT-02 | 2025-01-01 | 1 | 2025 | 2025 | WINTER | 89 | 89 | 89 | 89 | 89 | 89 | 10 | 84 | 84 | 84 | 84 | 84 | 84 | 10
GAT-02 | 2025-02-01 | 2 | 2025 | 2025 | WINTER | 86 | 86 | 86 | 86 | 86 | 86 | 10 | 82 | 82 | 82 | 82 | 82 | 82 | 10
GAT-02 | 2025-03-01 | 3 | 2025 | 2025 | WINTER | 82 | 82 | 82 | 82 | 82 | 82 | 10 | 80 | 80 | 80 | 80 | 80 | 80 | 10
GAT-02 | 2025-04-01 | 4 | 2025 | 2025 | SPRING | 78 | 78 | 78 | 78 | 78 | 78 | 10 | 77 | 77 | 77 | 77 | 77 | 77 | 10
GAT-02 | 2025-05-01 | 5 | 2025 | 2025 | SPRING | 75 | 75 | 75 | 75 | 75 | 75 | 10 | 75 | 75 | 75 | 75 | 75 | 75 | 10
GAT-02 | 2025-06-01 | 6 | 2025 | 2025 | SUMMER | 72 | 72 | 72 | 72 | 72 | 72 | 10 | 72 | 72 | 72 | 72 | 72 | 72 | 10
GAT-02 | 2025-07-01 | 7 | 2025 | 2025 | SUMMER | 72 | 72 | 72 | 72 | 72 | 72 | 10 | 71 | 71 | 71 | 71 | 71 | 71 | 10
GAT-02 | 2025-08-01 | 8 | 2025 | 2025 | SUMMER | 72 | 72 | 72 | 72 | 72 | 72 | 10 | 71 | 71 | 71 | 71 | 71 | 71 | 10
GAT-02 | 2025-09-01 | 9 | 2025 | 2025 | SUMMER | 75 | 75 | 75 | 75 | 75 | 75 | 10 | 73 | 73 | 73 | 73 | 73 | 73 | 10
GAT-02 | 2025-10-01 | 10 | 2026 | 2025 | FALL | 78 | 78 | 78 | 78 | 78 | 78 | 10 | 77 | 77 | 77 | 77 | 77 | 77 | 10
GAT-02 | 2025-11-01 | 11 | 2026 | 2025 | FALL | 82 | 82 | 82 | 82 | 82 | 82 | 10 | 80 | 80 | 80 | 80 | 80 | 80 | 10
GAT-02 | 2025-12-01 | 12 | 2026 | 2025 | WINTER | 89 | 89 | 89 | 89 | 89 | 89 | 10 | 83 | 83 | 83 | 83 | 83 | 83 | 10
GAT-02 | 2026-01-01 | 1 | 2026 | 2026 | WINTER | 89 | 89 | 89 | 89 | 89 | 89 | 10 | 84 | 84 | 84 | 84 | 84 | 84 | 10
GAT-02 | 2026-02-01 | 2 | 2026 | 2026 | WINTER | 86 | 86 | 86 | 86 | 86 | 86 | 10 | 82 | 82 | 82 | 82 | 82 | 82 | 10
GAT-02 | 2026-03-01 | 3 | 2026 | 2026 | WINTER | 82 | 82 | 82 | 82 | 82 | 82 | 10 | 80 | 80 | 80 | 80 | 80 | 80 | 10
GAT-02 | 2026-04-01 | 4 | 2026 | 2026 | SPRING | 78 | 78 | 78 | 78 | 78 | 78 | 10 | 77 | 77 | 77 | 77 | 77 | 77 | 10
GAT-02 | 2026-05-01 | 5 | 2026 | 2026 | SPRING | 75 | 75 | 75 | 75 | 75 | 75 | 10 | 75 | 75 | 75 | 75 | 75 | 75 | 10
GAT-02 | 2026-06-01 | 6 | 2026 | 2026 | SUMMER | 72 | 72 | 72 | 72 | 72 | 72 | 10 | 72 | 72 | 72 | 72 | 72 | 72 | 10
GAT-02 | 2026-07-01 | 7 | 2026 | 2026 | SUMMER | 72 | 72 | 72 | 72 | 72 | 72 | 10 | 71 | 71 | 71 | 71 | 71 | 71 | 10
GAT-02 | 2026-08-01 | 8 | 2026 | 2026 | SUMMER | 72 | 72 | 72 | 72 | 72 | 72 | 10 | 71 | 71 | 71 | 71 | 71 | 71 | 10
GAT-02 | 2026-09-01 | 9 | 2026 | 2026 | SUMMER | 75 | 75 | 75 | 75 | 75 | 75 | 10 | 73 | 73 | 73 | 73 | 73 | 73 | 10
GAT-02 | 2026-10-01 | 10 | 2027 | 2026 | FALL | 78 | 78 | 78 | 78 | 78 | 78 | 10 | 77 | 77 | 77 | 77 | 77 | 77 | 10
GAT-02 | 2026-11-01 | 11 | 2027 | 2026 | FALL | 82 | 82 | 82 | 82 | 82 | 82 | 10 | 80 | 80 | 80 | 80 | 80 | 80 | 10
GAT-02 | 2026-12-01 | 12 | 2027 | 2026 | WINTER | 89 | 89 | 89 | 89 | 89 | 89 | 10 | 83 | 83 | 83 | 83 | 83 | 83 | 10
GAT-02 | 2027-01-01 | 1 | 2027 | 2027 | WINTER | 89 | 89 | 89 | 89 | 89 | 89 | 10 | 84 | 84 | 84 | 84 | 84 | 84 | 10
GAT-02 | 2027-02-01 | 2 | 2027 | 2027 | WINTER | 86 | 86 | 86 | 86 | 86 | 86 | 10 | 82 | 82 | 82 | 82 | 82 | 82 | 10
GAT-02 | 2027-03-01 | 3 | 2027 | 2027 | WINTER | 82 | 82 | 82 | 82 | 82 | 82 | 10 | 80 | 80 | 80 | 80 | 80 | 80 | 10
GAT-02 | 2027-04-01 | 4 | 2027 | 2027 | SPRING | 78 | 78 | 78 | 78 | 78 | 78 | 10 | 77 | 77 | 77 | 77 | 77 | 77 | 10
GAT-02 | 2027-05-01 | 5 | 2027 | 2027 | SPRING | 75 | 75 | 75 | 75 | 75 | 75 | 10 | 75 | 75 | 75 | 75 | 75 | 75 | 10
GAT-02 | 2027-06-01 | 6 | 2027 | 2027 | SUMMER | 72 | 72 | 72 | 72 | 72 | 72 | 10 | 72 | 72 | 72 | 72 | 72 | 72 | 10
GAT-02 | 2027-07-01 | 7 | 2027 | 2027 | SUMMER | 72 | 72 | 72 | 72 | 72 | 72 | 10 | 71 | 71 | 71 | 71 | 71 | 71 | 10
GAT-02 | 2027-08-01 | 8 | 2027 | 2027 | SUMMER | 72 | 72 | 72 | 72 | 72 | 72 | 10 | 71 | 71 | 71 | 71 | 71 | 71 | 10
GAT-02 | 2027-09-01 | 9 | 2027 | 2027 | SUMMER | 75 | 75 | 75 | 75 | 75 | 75 | 10 | 73 | 73 | 73 | 73 | 73 | 73 | 10
GAT-02 | 2027-10-01 | 10 | 2028 | 2027 | FALL | 78 | 78 | 78 | 78 | 78 | 78 | 10 | 77 | 77 | 77 | 77 | 77 | 77 | 10
GAT-02 | 2027-11-01 | 11 | 2028 | 2027 | FALL | 82 | 82 | 82 | 82 | 82 | 82 | 10 | 80 | 80 | 80 | 80 | 80 | 80 | 10
GAT-02 | 2027-12-01 | 12 | 2028 | 2027 | WINTER | 89 | 89 | 89 | 89 | 89 | 89 | 10 | 83 | 83 | 83 | 83 | 83 | 83 | 10
GAT-02 | 2028-01-01 | 1 | 2028 | 2028 | WINTER | 89 | 89 | 89 | 89 | 89 | 89 | 10 | 84 | 84 | 84 | 84 | 84 | 84 | 10
GAT-02 | 2028-02-01 | 2 | 2028 | 2028 | WINTER | 86 | 86 | 86 | 86 | 86 | 86 | 10 | 82 | 82 | 82 | 82 | 82 | 82 | 10
GAT-02 | 2028-03-01 | 3 | 2028 | 2028 | WINTER | 82 | 82 | 82 | 82 | 82 | 82 | 10 | 80 | 80 | 80 | 80 | 80 | 80 | 10
GAT-02 | 2028-04-01 | 4 | 2028 | 2028 | SPRING | 78 | 78 | 78 | 78 | 78 | 78 | 10 | 77 | 77 | 77 | 77 | 77 | 77 | 10
GAT-02 | 2028-05-01 | 5 | 2028 | 2028 | SPRING | 75 | 75 | 75 | 75 | 75 | 75 | 10 | 75 | 75 | 75 | 75 | 75 | 75 | 10
GAT-02 | 2028-06-01 | 6 | 2028 | 2028 | SUMMER | 72 | 72 | 72 | 72 | 72 | 72 | 10 | 72 | 72 | 72 | 72 | 72 | 72 | 10
GAT-02 | 2028-07-01 | 7 | 2028 | 2028 | SUMMER | 72 | 72 | 72 | 72 | 72 | 72 | 10 | 71 | 71 | 71 | 71 | 71 | 71 | 10
GAT-02 | 2028-08-01 | 8 | 2028 | 2028 | SUMMER | 72 | 72 | 72 | 72 | 72 | 72 | 10 | 71 | 71 | 71 | 71 | 71 | 71 | 10
GAT-02 | 2028-09-01 | 9 | 2028 | 2028 | SUMMER | 75 | 75 | 75 | 75 | 75 | 75 | 10 | 73 | 73 | 73 | 73 | 73 | 73 | 10
GAT-02 | 2028-10-01 | 10 | 2029 | 2028 | FALL | 78 | 78 | 78 | 78 | 78 | 78 | 10 | 77 | 77 | 77 | 77 | 77 | 77 | 10
GAT-02 | 2028-11-01 | 11 | 2029 | 2028 | FALL | 82 | 82 | 82 | 82 | 82 | 82 | 10 | 80 | 80 | 80 | 80 | 80 | 80 | 10
GAT-02 | 2028-12-01 | 12 | 2029 | 2028 | WINTER | 89 | 89 | 89 | 89 | 89 | 89 | 10 | 83 | 83 | 83 | 83 | 83 | 83 | 10
GAT-02 | 2029-01-01 | 1 | 2029 | 2029 | WINTER | 89 | 89 | 89 | 89 | 89 | 89 | 10 | 84 | 84 | 84 | 84 | 84 | 84 | 10
GAT-02 | 2029-02-01 | 2 | 2029 | 2029 | WINTER | 86 | 86 | 86 | 86 | 86 | 86 | 10 | 82 | 82 | 82 | 82 | 82 | 82 | 10
GAT-02 | 2029-03-01 | 3 | 2029 | 2029 | WINTER | 82 | 82 | 82 | 82 | 82 | 82 | 10 | 80 | 80 | 80 | 80 | 80 | 80 | 10
GAT-02 | 2029-04-01 | 4 | 2029 | 2029 | SPRING | 78 | 78 | 78 | 78 | 78 | 78 | 10 | 77 | 77 | 77 | 77 | 77 | 77 | 10
GAT-02 | 2029-05-01 | 5 | 2029 | 2029 | SPRING | 75 | 75 | 75 | 75 | 75 | 75 | 10 | 75 | 75 | 75 | 75 | 75 | 75 | 10
GAT-02 | 2029-06-01 | 6 | 2029 | 2029 | SUMMER | 72 | 72 | 72 | 72 | 72 | 72 | 10 | 72 | 72 | 72 | 72 | 72 | 72 | 10
GAT-02 | 2029-07-01 | 7 | 2029 | 2029 | SUMMER | 72 | 72 | 72 | 72 | 72 | 72 | 10 | 71 | 71 | 71 | 71 | 71 | 71 | 10
GAT-02 | 2029-08-01 | 8 | 2029 | 2029 | SUMMER | 72 | 72 | 72 | 72 | 72 | 72 | 10 | 71 | 71 | 71 | 71 | 71 | 71 | 10
GAT-02 | 2029-09-01 | 9 | 2029 | 2029 | SUMMER | 75 | 75 | 75 | 75 | 75 | 75 | 10 | 73 | 73 | 73 | 73 | 73 | 73 | 10
GAT-02 | 2029-10-01 | 10 | 2030 | 2029 | FALL | 78 | 78 | 78 | 78 | 78 | 78 | 10 | 77 | 77 | 77 | 77 | 77 | 77 | 10
GAT-02 | 2029-11-01 | 11 | 2030 | 2029 | FALL | 82 | 82 | 82 | 82 | 82 | 82 | 10 | 80 | 80 | 80 | 80 | 80 | 80 | 10
GAT-02 | 2029-12-01 | 12 | 2030 | 2029 | WINTER | 89 | 89 | 89 | 89 | 89 | 89 | 10 | 83 | 83 | 83 | 83 | 83 | 83 | 10
GAT-02 | 2030-01-01 | 1 | 2030 | 2030 | WINTER | 89 | 89 | 89 | 89 | 89 | 89 | 10 | 84 | 84 | 84 | 84 | 84 | 84 | 10
GAT-02 | 2030-02-01 | 2 | 2030 | 2030 | WINTER | 86 | 86 | 86 | 86 | 86 | 86 | 10 | 82 | 82 | 82 | 82 | 82 | 82 | 10
GAT-02 | 2030-03-01 | 3 | 2030 | 2030 | WINTER | 82 | 82 | 82 | 82 | 82 | 82 | 10 | 80 | 80 | 80 | 80 | 80 | 80 | 10
GAT-02 | 2030-04-01 | 4 | 2030 | 2030 | SPRING | 78 | 78 | 78 | 78 | 78 | 78 | 10 | 77 | 77 | 77 | 77 | 77 | 77 | 10
GAT-02 | 2030-05-01 | 5 | 2030 | 2030 | SPRING | 75 | 75 | 75 | 75 | 75 | 75 | 10 | 75 | 75 | 75 | 75 | 75 | 75 | 10
GAT-02 | 2030-06-01 | 6 | 2030 | 2030 | SUMMER | 72 | 72 | 72 | 72 | 72 | 72 | 10 | 72 | 72 | 72 | 72 | 72 | 72 | 10
GAT-02 | 2030-07-01 | 7 | 2030 | 2030 | SUMMER | 72 | 72 | 72 | 72 | 72 | 72 | 10 | 71 | 71 | 71 | 71 | 71 | 71 | 10
GAT-02 | 2030-08-01 | 8 | 2030 | 2030 | SUMMER | 72 | 72 | 72 | 72 | 72 | 72 | 10 | 71 | 71 | 71 | 71 | 71 | 71 | 10
GAT-02 | 2030-09-01 | 9 | 2030 | 2030 | SUMMER | 75 | 75 | 75 | 75 | 75 | 75 | 10 | 73 | 73 | 73 | 73 | 73 | 73 | 10
GAT-02 | 2030-10-01 | 10 | 2031 | 2030 | FALL | 78 | 78 | 78 | 78 | 78 | 78 | 10 | 77 | 77 | 77 | 77 | 77 | 77 | 10
GAT-02 | 2030-11-01 | 11 | 2031 | 2030 | FALL | 82 | 82 | 82 | 82 | 82 | 82 | 10 | 80 | 80 | 80 | 80 | 80 | 80 | 10
GAT-02 | 2030-12-01 | 12 | 2031 | 2030 | WINTER | 89 | 89 | 89 | 89 | 89 | 89 | 10 | 83 | 83 | 83 | 83 | 83 | 83 | 10
GAT-02 | 2031-01-01 | 1 | 2031 | 2031 | WINTER | 89 | 89 | 89 | 89 | 89 | 89 | 10 | 84 | 84 | 84 | 84 | 84 | 84 | 10
GAT-02 | 2031-02-01 | 2 | 2031 | 2031 | WINTER | 86 | 86 | 86 | 86 | 86 | 86 | 10 | 82 | 82 | 82 | 82 | 82 | 82 | 10
GAT-02 | 2031-03-01 | 3 | 2031 | 2031 | WINTER | 82 | 82 | 82 | 82 | 82 | 82 | 10 | 80 | 80 | 80 | 80 | 80 | 80 | 10
GAT-02 | 2031-04-01 | 4 | 2031 | 2031 | SPRING | 78 | 78 | 78 | 78 | 78 | 78 | 10 | 77 | 77 | 77 | 77 | 77 | 77 | 10
GAT-02 | 2031-05-01 | 5 | 2031 | 2031 | SPRING | 75 | 75 | 75 | 75 | 75 | 75 | 10 | 75 | 75 | 75 | 75 | 75 | 75 | 10
GAT-02 | 2031-06-01 | 6 | 2031 | 2031 | SUMMER | 72 | 72 | 72 | 72 | 72 | 72 | 10 | 72 | 72 | 72 | 72 | 72 | 72 | 10
GAT-02 | 2031-07-01 | 7 | 2031 | 2031 | SUMMER | 72 | 72 | 72 | 72 | 72 | 72 | 10 | 71 | 71 | 71 | 71 | 71 | 71 | 10
GAT-02 | 2031-08-01 | 8 | 2031 | 2031 | SUMMER | 72 | 72 | 72 | 72 | 72 | 72 | 10 | 71 | 71 | 71 | 71 | 71 | 71 | 10
GAT-02 | 2031-09-01 | 9 | 2031 | 2031 | SUMMER | 75 | 75 | 75 | 75 | 75 | 75 | 10 | 73 | 73 | 73 | 73 | 73 | 73 | 10
GAT-02 | 2031-10-01 | 10 | 2032 | 2031 | FALL | 78 | 78 | 78 | 78 | 78 | 78 | 10 | 77 | 77 | 77 | 77 | 77 | 77 | 10
GAT-02 | 2031-11-01 | 11 | 2032 | 2031 | FALL | 82 | 82 | 82 | 82 | 82 | 82 | 10 | 80 | 80 | 80 | 80 | 80 | 80 | 10
GAT-02 | 2031-12-01 | 12 | 2032 | 2031 | WINTER | 89 | 89 | 89 | 89 | 89 | 89 | 10 | 83 | 83 | 83 | 83 | 83 | 83 | 10
GAT-02 | 2032-01-01 | 1 | 2032 | 2032 | WINTER | 89 | 89 | 89 | 89 | 89 | 89 | 10 | 84 | 84 | 84 | 84 | 84 | 84 | 10
GAT-02 | 2032-02-01 | 2 | 2032 | 2032 | WINTER | 86 | 86 | 86 | 86 | 86 | 86 | 10 | 82 | 82 | 82 | 82 | 82 | 82 | 10
GAT-02 | 2032-03-01 | 3 | 2032 | 2032 | WINTER | 82 | 82 | 82 | 82 | 82 | 82 | 10 | 80 | 80 | 80 | 80 | 80 | 80 | 10
GAT-02 | 2032-04-01 | 4 | 2032 | 2032 | SPRING | 78 | 78 | 78 | 78 | 78 | 78 | 10 | 77 | 77 | 77 | 77 | 77 | 77 | 10
GAT-02 | 2032-05-01 | 5 | 2032 | 2032 | SPRING | 75 | 75 | 75 | 75 | 75 | 75 | 10 | 75 | 75 | 75 | 75 | 75 | 75 | 10
GAT-02 | 2032-06-01 | 6 | 2032 | 2032 | SUMMER | 72 | 72 | 72 | 72 | 72 | 72 | 10 | 72 | 72 | 72 | 72 | 72 | 72 | 10
GAT-02 | 2032-07-01 | 7 | 2032 | 2032 | SUMMER | 72 | 72 | 72 | 72 | 72 | 72 | 10 | 71 | 71 | 71 | 71 | 71 | 71 | 10
GAT-02 | 2032-08-01 | 8 | 2032 | 2032 | SUMMER | 72 | 72 | 72 | 72 | 72 | 72 | 10 | 71 | 71 | 71 | 71 | 71 | 71 | 10
GAT-02 | 2032-09-01 | 9 | 2032 | 2032 | SUMMER | 75 | 75 | 75 | 75 | 75 | 75 | 10 | 73 | 73 | 73 | 73 | 73 | 73 | 10
GAT-02 | 2032-10-01 | 10 | 2033 | 2032 | FALL | 78 | 78 | 78 | 78 | 78 | 78 | 10 | 77 | 77 | 77 | 77 | 77 | 77 | 10
GAT-02 | 2032-11-01 | 11 | 2033 | 2032 | FALL | 82 | 82 | 82 | 82 | 82 | 82 | 10 | 80 | 80 | 80 | 80 | 80 | 80 | 10
GAT-02 | 2032-12-01 | 12 | 2033 | 2032 | WINTER | 89 | 89 | 89 | 89 | 89 | 89 | 10 | 83 | 83 | 83 | 83 | 83 | 83 | 10
GAT-02 | 2033-01-01 | 1 | 2033 | 2033 | WINTER | 89 | 89 | 89 | 89 | 89 | 89 | 10 | 84 | 84 | 84 | 84 | 84 | 84 | 10
GAT-02 | 2033-02-01 | 2 | 2033 | 2033 | WINTER | 86 | 86 | 86 | 86 | 86 | 86 | 10 | 82 | 82 | 82 | 82 | 82 | 82 | 10
GAT-02 | 2033-03-01 | 3 | 2033 | 2033 | WINTER | 82 | 82 | 82 | 82 | 82 | 82 | 10 | 80 | 80 | 80 | 80 | 80 | 80 | 10
GAT-02 | 2033-04-01 | 4 | 2033 | 2033 | SPRING | 78 | 78 | 78 | 78 | 78 | 78 | 10 | 77 | 77 | 77 | 77 | 77 | 77 | 10
GAT-02 | 2033-05-01 | 5 | 2033 | 2033 | SPRING | 75 | 75 | 75 | 75 | 75 | 75 | 10 | 75 | 75 | 75 | 75 | 75 | 75 | 10
GAT-02 | 2033-06-01 | 6 | 2033 | 2033 | SUMMER | 72 | 72 | 72 | 72 | 72 | 72 | 10 | 72 | 72 | 72 | 72 | 72 | 72 | 10
GAT-02 | 2033-07-01 | 7 | 2033 | 2033 | SUMMER | 72 | 72 | 72 | 72 | 72 | 72 | 10 | 71 | 71 | 71 | 71 | 71 | 71 | 10
GAT-02 | 2033-08-01 | 8 | 2033 | 2033 | SUMMER | 72 | 72 | 72 | 72 | 72 | 72 | 10 | 71 | 71 | 71 | 71 | 71 | 71 | 10
GAT-02 | 2033-09-01 | 9 | 2033 | 2033 | SUMMER | 75 | 75 | 75 | 75 | 75 | 75 | 10 | 73 | 73 | 73 | 73 | 73 | 73 | 10
GAT-02 | 2033-10-01 | 10 | 2034 | 2033 | FALL | 78 | 78 | 78 | 78 | 78 | 78 | 10 | 77 | 77 | 77 | 77 | 77 | 77 | 10
GAT-02 | 2033-11-01 | 11 | 2034 | 2033 | FALL | 82 | 82 | 82 | 82 | 82 | 82 | 10 | 80 | 80 | 80 | 80 | 80 | 80 | 10
GAT-02 | 2033-12-01 | 12 | 2034 | 2033 | WINTER | 89 | 89 | 89 | 89 | 89 | 89 | 10 | 83 | 83 | 83 | 83 | 83 | 83 | 10
GAT-02 | 2034-01-01 | 1 | 2034 | 2034 | WINTER | 89 | 89 | 89 | 89 | 89 | 89 | 10 | 84 | 84 | 84 | 84 | 84 | 84 | 10
GAT-02 | 2034-02-01 | 2 | 2034 | 2034 | WINTER | 86 | 86 | 86 | 86 | 86 | 86 | 10 | 82 | 82 | 82 | 82 | 82 | 82 | 10
GAT-02 | 2034-03-01 | 3 | 2034 | 2034 | WINTER | 82 | 82 | 82 | 82 | 82 | 82 | 10 | 80 | 80 | 80 | 80 | 80 | 80 | 10
GAT-02 | 2034-04-01 | 4 | 2034 | 2034 | SPRING | 78 | 78 | 78 | 78 | 78 | 78 | 10 | 77 | 77 | 77 | 77 | 77 | 77 | 10
GAT-02 | 2034-05-01 | 5 | 2034 | 2034 | SPRING | 75 | 75 | 75 | 75 | 75 | 75 | 10 | 75 | 75 | 75 | 75 | 75 | 75 | 10
GAT-02 | 2034-06-01 | 6 | 2034 | 2034 | SUMMER | 72 | 72 | 72 | 72 | 72 | 72 | 10 | 72 | 72 | 72 | 72 | 72 | 72 | 10
GAT-02 | 2034-07-01 | 7 | 2034 | 2034 | SUMMER | 72 | 72 | 72 | 72 | 72 | 72 | 10 | 71 | 71 | 71 | 71 | 71 | 71 | 10
GAT-02 | 2034-08-01 | 8 | 2034 | 2034 | SUMMER | 72 | 72 | 72 | 72 | 72 | 72 | 10 | 71 | 71 | 71 | 71 | 71 | 71 | 10
GAT-02 | 2034-09-01 | 9 | 2034 | 2034 | SUMMER | 75 | 75 | 75 | 75 | 75 | 75 | 10 | 73 | 73 | 73 | 73 | 73 | 73 | 10
GAT-02 | 2034-10-01 | 10 | 2035 | 2034 | FALL | 78 | 78 | 78 | 78 | 78 | 78 | 10 | 77 | 77 | 77 | 77 | 77 | 77 | 10
GAT-02 | 2034-11-01 | 11 | 2035 | 2034 | FALL | 82 | 82 | 82 | 82 | 82 | 82 | 10 | 80 | 80 | 80 | 80 | 80 | 80 | 10
GAT-02 | 2034-12-01 | 12 | 2035 | 2034 | WINTER | 89 | 89 | 89 | 89 | 89 | 89 | 10 | 83 | 83 | 83 | 83 | 83 | 83 | 10
GAT-02 | 2035-01-01 | 1 | 2035 | 2035 | WINTER | 89 | 89 | 89 | 89 | 89 | 89 | 10 | 84 | 84 | 84 | 84 | 84 | 84 | 10
GAT-02 | 2035-02-01 | 2 | 2035 | 2035 | WINTER | 86 | 86 | 86 | 86 | 86 | 86 | 10 | 82 | 82 | 82 | 82 | 82 | 82 | 10
GAT-02 | 2035-03-01 | 3 | 2035 | 2035 | WINTER | 82 | 82 | 82 | 82 | 82 | 82 | 10 | 80 | 80 | 80 | 80 | 80 | 80 | 10
GAT-02 | 2035-04-01 | 4 | 2035 | 2035 | SPRING | 78 | 78 | 78 | 78 | 78 | 78 | 10 | 77 | 77 | 77 | 77 | 77 | 77 | 10
GAT-02 | 2035-05-01 | 5 | 2035 | 2035 | SPRING | 75 | 75 | 75 | 75 | 75 | 75 | 10 | 75 | 75 | 75 | 75 | 75 | 75 | 10
GAT-02 | 2035-06-01 | 6 | 2035 | 2035 | SUMMER | 72 | 72 | 72 | 72 | 72 | 72 | 10 | 72 | 72 | 72 | 72 | 72 | 72 | 10
GAT-02 | 2035-07-01 | 7 | 2035 | 2035 | SUMMER | 72 | 72 | 72 | 72 | 72 | 72 | 10 | 71 | 71 | 71 | 71 | 71 | 71 | 10
GAT-02 | 2035-08-01 | 8 | 2035 | 2035 | SUMMER | 72 | 72 | 72 | 72 | 72 | 72 | 10 | 71 | 71 | 71 | 71 | 71 | 71 | 10
GAT-02 | 2035-09-01 | 9 | 2035 | 2035 | SUMMER | 75 | 75 | 75 | 75 | 75 | 75 | 10 | 73 | 73 | 73 | 73 | 73 | 73 | 10
GAT-02 | 2035-10-01 | 10 | 2036 | 2035 | FALL | 78 | 78 | 78 | 78 | 78 | 78 | 10 | 77 | 77 | 77 | 77 | 77 | 77 | 10
GAT-02 | 2035-11-01 | 11 | 2036 | 2035 | FALL | 82 | 82 | 82 | 82 | 82 | 82 | 10 | 80 | 80 | 80 | 80 | 80 | 80 | 10
GAT-02 | 2035-12-01 | 12 | 2036 | 2035 | WINTER | 89 | 89 | 89 | 89 | 89 | 89 | 10 | 83 | 83 | 83 | 83 | 83 | 83 | 10
GAT-02 | 2036-01-01 | 1 | 2036 | 2036 | WINTER | 89 | 89 | 89 | 89 | 89 | 89 | 10 | 84 | 84 | 84 | 84 | 84 | 84 | 10
GAT-02 | 2036-02-01 | 2 | 2036 | 2036 | WINTER | 86 | 86 | 86 | 86 | 86 | 86 | 10 | 82 | 82 | 82 | 82 | 82 | 82 | 10
GAT-02 | 2036-03-01 | 3 | 2036 | 2036 | WINTER | 82 | 82 | 82 | 82 | 82 | 82 | 10 | 80 | 80 | 80 | 80 | 80 | 80 | 10
GAT-02 | 2036-04-01 | 4 | 2036 | 2036 | SPRING | 78 | 78 | 78 | 78 | 78 | 78 | 10 | 77 | 77 | 77 | 77 | 77 | 77 | 10
GAT-02 | 2036-05-01 | 5 | 2036 | 2036 | SPRING | 75 | 75 | 75 | 75 | 75 | 75 | 10 | 75 | 75 | 75 | 75 | 75 | 75 | 10
GAT-02 | 2036-06-01 | 6 | 2036 | 2036 | SUMMER | 72 | 72 | 72 | 72 | 72 | 72 | 10 | 72 | 72 | 72 | 72 | 72 | 72 | 10
GAT-02 | 2036-07-01 | 7 | 2036 | 2036 | SUMMER | 72 | 72 | 72 | 72 | 72 | 72 | 10 | 71 | 71 | 71 | 71 | 71 | 71 | 10
GAT-02 | 2036-08-01 | 8 | 2036 | 2036 | SUMMER | 72 | 72 | 72 | 72 | 72 | 72 | 10 | 71 | 71 | 71 | 71 | 71 | 71 | 10
GAT-02 | 2036-09-01 | 9 | 2036 | 2036 | SUMMER | 75 | 75 | 75 | 75 | 75 | 75 | 10 | 73 | 73 | 73 | 73 | 73 | 73 | 10
GAT-02 | 2036-10-01 | 10 | 2037 | 2036 | FALL | 78 | 78 | 78 | 78 | 78 | 78 | 10 | 77 | 77 | 77 | 77 | 77 | 77 | 10
GAT-02 | 2036-11-01 | 11 | 2037 | 2036 | FALL | 82 | 82 | 82 | 82 | 82 | 82 | 10 | 80 | 80 | 80 | 80 | 80 | 80 | 10
GAT-02 | 2036-12-01 | 12 | 2037 | 2036 | WINTER | 89 | 89 | 89 | 89 | 89 | 89 | 10 | 83 | 83 | 83 | 83 | 83 | 83 | 10
GAT-02 | 2037-01-01 | 1 | 2037 | 2037 | WINTER | 89 | 89 | 89 | 89 | 89 | 89 | 10 | 84 | 84 | 84 | 84 | 84 | 84 | 10
GAT-02 | 2037-02-01 | 2 | 2037 | 2037 | WINTER | 86 | 86 | 86 | 86 | 86 | 86 | 10 | 82 | 82 | 82 | 82 | 82 | 82 | 10
GAT-02 | 2037-03-01 | 3 | 2037 | 2037 | WINTER | 82 | 82 | 82 | 82 | 82 | 82 | 10 | 80 | 80 | 80 | 80 | 80 | 80 | 10
GAT-02 | 2037-04-01 | 4 | 2037 | 2037 | SPRING | 78 | 78 | 78 | 78 | 78 | 78 | 10 | 77 | 77 | 77 | 77 | 77 | 77 | 10
GAT-02 | 2037-05-01 | 5 | 2037 | 2037 | SPRING | 75 | 75 | 75 | 75 | 75 | 75 | 10 | 75 | 75 | 75 | 75 | 75 | 75 | 10
GAT-02 | 2037-06-01 | 6 | 2037 | 2037 | SUMMER | 72 | 72 | 72 | 72 | 72 | 72 | 10 | 72 | 72 | 72 | 72 | 72 | 72 | 10
GAT-02 | 2037-07-01 | 7 | 2037 | 2037 | SUMMER | 72 | 72 | 72 | 72 | 72 | 72 | 10 | 71 | 71 | 71 | 71 | 71 | 71 | 10
GAT-02 | 2037-08-01 | 8 | 2037 | 2037 | SUMMER | 72 | 72 | 72 | 72 | 72 | 72 | 10 | 71 | 71 | 71 | 71 | 71 | 71 | 10
GAT-02 | 2037-09-01 | 9 | 2037 | 2037 | SUMMER | 75 | 75 | 75 | 75 | 75 | 75 | 10 | 73 | 73 | 73 | 73 | 73 | 73 | 10
GAT-02 | 2037-10-01 | 10 | 2038 | 2037 | FALL | 78 | 78 | 78 | 78 | 78 | 78 | 10 | 77 | 77 | 77 | 77 | 77 | 77 | 10
GAT-02 | 2037-11-01 | 11 | 2038 | 2037 | FALL | 82 | 82 | 82 | 82 | 82 | 82 | 10 | 80 | 80 | 80 | 80 | 80 | 80 | 10
GAT-02 | 2037-12-01 | 12 | 2038 | 2037 | WINTER | 89 | 89 | 89 | 89 | 89 | 89 | 10 | 83 | 83 | 83 | 83 | 83 | 83 | 10
GAT-02 | 2038-01-01 | 1 | 2038 | 2038 | WINTER | 89 | 89 | 89 | 89 | 89 | 89 | 10 | 84 | 84 | 84 | 84 | 84 | 84 | 10
GAT-02 | 2038-02-01 | 2 | 2038 | 2038 | WINTER | 86 | 86 | 86 | 86 | 86 | 86 | 10 | 82 | 82 | 82 | 82 | 82 | 82 | 10
GAT-02 | 2038-03-01 | 3 | 2038 | 2038 | WINTER | 82 | 82 | 82 | 82 | 82 | 82 | 10 | 80 | 80 | 80 | 80 | 80 | 80 | 10
GAT-02 | 2038-04-01 | 4 | 2038 | 2038 | SPRING | 78 | 78 | 78 | 78 | 78 | 78 | 10 | 77 | 77 | 77 | 77 | 77 | 77 | 10
GAT-02 | 2038-05-01 | 5 | 2038 | 2038 | SPRING | 75 | 75 | 75 | 75 | 75 | 75 | 10 | 75 | 75 | 75 | 75 | 75 | 75 | 10
GAT-02 | 2038-06-01 | 6 | 2038 | 2038 | SUMMER | 72 | 72 | 72 | 72 | 72 | 72 | 10 | 72 | 72 | 72 | 72 | 72 | 72 | 10
GAT-02 | 2038-07-01 | 7 | 2038 | 2038 | SUMMER | 72 | 72 | 72 | 72 | 72 | 72 | 10 | 71 | 71 | 71 | 71 | 71 | 71 | 10
GAT-02 | 2038-08-01 | 8 | 2038 | 2038 | SUMMER | 72 | 72 | 72 | 72 | 72 | 72 | 10 | 71 | 71 | 71 | 71 | 71 | 71 | 10
GAT-02 | 2038-09-01 | 9 | 2038 | 2038 | SUMMER | 75 | 75 | 75 | 75 | 75 | 75 | 10 | 73 | 73 | 73 | 73 | 73 | 73 | 10
GAT-02 | 2038-10-01 | 10 | 2039 | 2038 | FALL | 78 | 78 | 78 | 78 | 78 | 78 | 10 | 77 | 77 | 77 | 77 | 77 | 77 | 10
GAT-02 | 2038-11-01 | 11 | 2039 | 2038 | FALL | 82 | 82 | 82 | 82 | 82 | 82 | 10 | 80 | 80 | 80 | 80 | 80 | 80 | 10
GAT-02 | 2038-12-01 | 12 | 2039 | 2038 | WINTER | 89 | 89 | 89 | 89 | 89 | 89 | 10 | 83 | 83 | 83 | 83 | 83 | 83 | 10
GAT-02 | 2039-01-01 | 1 | 2039 | 2039 | WINTER | 89 | 89 | 89 | 89 | 89 | 89 | 10 | 84 | 84 | 84 | 84 | 84 | 84 | 10
GAT-02 | 2039-02-01 | 2 | 2039 | 2039 | WINTER | 86 | 86 | 86 | 86 | 86 | 86 | 10 | 82 | 82 | 82 | 82 | 82 | 82 | 10
GAT-02 | 2039-03-01 | 3 | 2039 | 2039 | WINTER | 82 | 82 | 82 | 82 | 82 | 82 | 10 | 80 | 80 | 80 | 80 | 80 | 80 | 10
GAT-02 | 2039-04-01 | 4 | 2039 | 2039 | SPRING | 78 | 78 | 78 | 78 | 78 | 78 | 10 | 77 | 77 | 77 | 77 | 77 | 77 | 10
GAT-02 | 2039-05-01 | 5 | 2039 | 2039 | SPRING | 75 | 75 | 75 | 75 | 75 | 75 | 10 | 75 | 75 | 75 | 75 | 75 | 75 | 10
GAT-02 | 2039-06-01 | 6 | 2039 | 2039 | SUMMER | 72 | 72 | 72 | 72 | 72 | 72 | 10 | 72 | 72 | 72 | 72 | 72 | 72 | 10
GAT-02 | 2039-07-01 | 7 | 2039 | 2039 | SUMMER | 72 | 72 | 72 | 72 | 72 | 72 | 10 | 71 | 71 | 71 | 71 | 71 | 71 | 10
GAT-02 | 2039-08-01 | 8 | 2039 | 2039 | SUMMER | 72 | 72 | 72 | 72 | 72 | 72 | 10 | 71 | 71 | 71 | 71 | 71 | 71 | 10
GAT-02 | 2039-09-01 | 9 | 2039 | 2039 | SUMMER | 75 | 75 | 75 | 75 | 75 | 75 | 10 | 73 | 73 | 73 | 73 | 73 | 73 | 10
GAT-02 | 2039-10-01 | 10 | 2040 | 2039 | FALL | 78 | 78 | 78 | 78 | 78 | 78 | 10 | 77 | 77 | 77 | 77 | 77 | 77 | 10
GAT-02 | 2039-11-01 | 11 | 2040 | 2039 | FALL | 82 | 82 | 82 | 82 | 82 | 82 | 10 | 80 | 80 | 80 | 80 | 80 | 80 | 10
GAT-02 | 2039-12-01 | 12 | 2040 | 2039 | WINTER | 89 | 89 | 89 | 89 | 89 | 89 | 10 | 83 | 83 | 83 | 83 | 83 | 83 | 10
GAT-02 | 2040-01-01 | 1 | 2040 | 2040 | WINTER | 89 | 89 | 89 | 89 | 89 | 89 | 10 | 84 | 84 | 84 | 84 | 84 | 84 | 10
GAT-02 | 2040-02-01 | 2 | 2040 | 2040 | WINTER | 86 | 86 | 86 | 86 | 86 | 86 | 10 | 82 | 82 | 82 | 82 | 82 | 82 | 10
GAT-02 | 2040-03-01 | 3 | 2040 | 2040 | WINTER | 82 | 82 | 82 | 82 | 82 | 82 | 10 | 80 | 80 | 80 | 80 | 80 | 80 | 10
GAT-02 | 2040-04-01 | 4 | 2040 | 2040 | SPRING | 78 | 78 | 78 | 78 | 78 | 78 | 10 | 77 | 77 | 77 | 77 | 77 | 77 | 10
GAT-02 | 2040-05-01 | 5 | 2040 | 2040 | SPRING | 75 | 75 | 75 | 75 | 75 | 75 | 10 | 75 | 75 | 75 | 75 | 75 | 75 | 10
GAT-02 | 2040-06-01 | 6 | 2040 | 2040 | SUMMER | 72 | 72 | 72 | 72 | 72 | 72 | 10 | 72 | 72 | 72 | 72 | 72 | 72 | 10
GAT-02 | 2040-07-01 | 7 | 2040 | 2040 | SUMMER | 72 | 72 | 72 | 72 | 72 | 72 | 10 | 71 | 71 | 71 | 71 | 71 | 71 | 10
GAT-02 | 2040-08-01 | 8 | 2040 | 2040 | SUMMER | 72 | 72 | 72 | 72 | 72 | 72 | 10 | 71 | 71 | 71 | 71 | 71 | 71 | 10
GAT-02 | 2040-09-01 | 9 | 2040 | 2040 | SUMMER | 75 | 75 | 75 | 75 | 75 | 75 | 10 | 73 | 73 | 73 | 73 | 73 | 73 | 10
GAT-02 | 2040-10-01 | 10 | 2041 | 2040 | FALL | 78 | 78 | 78 | 78 | 78 | 78 | 10 | 77 | 77 | 77 | 77 | 77 | 77 | 10
GAT-02 | 2040-11-01 | 11 | 2041 | 2040 | FALL | 82 | 82 | 82 | 82 | 82 | 82 | 10 | 80 | 80 | 80 | 80 | 80 | 80 | 10
GAT-02 | 2040-12-01 | 12 | 2041 | 2040 | WINTER | 89 | 89 | 89 | 89 | 89 | 89 | 10 | 83 | 83 | 83 | 83 | 83 | 83 | 10
GAT-02 | 2041-01-01 | 1 | 2041 | 2041 | WINTER | 89 | 89 | 89 | 89 | 89 | 89 | 10 | 84 | 84 | 84 | 84 | 84 | 84 | 10
GAT-02 | 2041-02-01 | 2 | 2041 | 2041 | WINTER | 86 | 86 | 86 | 86 | 86 | 86 | 10 | 82 | 82 | 82 | 82 | 82 | 82 | 10
GAT-02 | 2041-03-01 | 3 | 2041 | 2041 | WINTER | 82 | 82 | 82 | 82 | 82 | 82 | 10 | 80 | 80 | 80 | 80 | 80 | 80 | 10
GAT-02 | 2041-04-01 | 4 | 2041 | 2041 | SPRING | 78 | 78 | 78 | 78 | 78 | 78 | 10 | 77 | 77 | 77 | 77 | 77 | 77 | 10
GAT-02 | 2041-05-01 | 5 | 2041 | 2041 | SPRING | 75 | 75 | 75 | 75 | 75 | 75 | 10 | 75 | 75 | 75 | 75 | 75 | 75 | 10
GAT-02 | 2041-06-01 | 6 | 2041 | 2041 | SUMMER | 72 | 72 | 72 | 72 | 72 | 72 | 10 | 72 | 72 | 72 | 72 | 72 | 72 | 10
GAT-02 | 2041-07-01 | 7 | 2041 | 2041 | SUMMER | 72 | 72 | 72 | 72 | 72 | 72 | 10 | 71 | 71 | 71 | 71 | 71 | 71 | 10
GAT-02 | 2041-08-01 | 8 | 2041 | 2041 | SUMMER | 72 | 72 | 72 | 72 | 72 | 72 | 10 | 71 | 71 | 71 | 71 | 71 | 71 | 10
GAT-02 | 2041-09-01 | 9 | 2041 | 2041 | SUMMER | 75 | 75 | 75 | 75 | 75 | 75 | 10 | 73 | 73 | 73 | 73 | 73 | 73 | 10
GAT-02 | 2041-10-01 | 10 | 2042 | 2041 | FALL | 78 | 78 | 78 | 78 | 78 | 78 | 10 | 77 | 77 | 77 | 77 | 77 | 77 | 10
GAT-02 | 2041-11-01 | 11 | 2042 | 2041 | FALL | 82 | 82 | 82 | 82 | 82 | 82 | 10 | 80 | 80 | 80 | 80 | 80 | 80 | 10
GAT-02 | 2041-12-01 | 12 | 2042 | 2041 | WINTER | 89 | 89 | 89 | 89 | 89 | 89 | 10 | 83 | 83 | 83 | 83 | 83 | 83 | 10
GAT-02 | 2042-01-01 | 1 | 2042 | 2042 | WINTER | 89 | 89 | 89 | 89 | 89 | 89 | 10 | 84 | 84 | 84 | 84 | 84 | 84 | 10
GAT-02 | 2042-02-01 | 2 | 2042 | 2042 | WINTER | 86 | 86 | 86 | 86 | 86 | 86 | 10 | 82 | 82 | 82 | 82 | 82 | 82 | 10
GAT-02 | 2042-03-01 | 3 | 2042 | 2042 | WINTER | 82 | 82 | 82 | 82 | 82 | 82 | 10 | 80 | 80 | 80 | 80 | 80 | 80 | 10
GAT-02 | 2042-04-01 | 4 | 2042 | 2042 | SPRING | 78 | 78 | 78 | 78 | 78 | 78 | 10 | 77 | 77 | 77 | 77 | 77 | 77 | 10
GAT-02 | 2042-05-01 | 5 | 2042 | 2042 | SPRING | 75 | 75 | 75 | 75 | 75 | 75 | 10 | 75 | 75 | 75 | 75 | 75 | 75 | 10
GAT-02 | 2042-06-01 | 6 | 2042 | 2042 | SUMMER | 72 | 72 | 72 | 72 | 72 | 72 | 10 | 72 | 72 | 72 | 72 | 72 | 72 | 10
GAT-02 | 2042-07-01 | 7 | 2042 | 2042 | SUMMER | 72 | 72 | 72 | 72 | 72 | 72 | 10 | 71 | 71 | 71 | 71 | 71 | 71 | 10
GAT-02 | 2042-08-01 | 8 | 2042 | 2042 | SUMMER | 72 | 72 | 72 | 72 | 72 | 72 | 10 | 71 | 71 | 71 | 71 | 71 | 71 | 10
GAT-02 | 2042-09-01 | 9 | 2042 | 2042 | SUMMER | 75 | 75 | 75 | 75 | 75 | 75 | 10 | 73 | 73 | 73 | 73 | 73 | 73 | 10
GAT-02 | 2042-10-01 | 10 | 2043 | 2042 | FALL | 78 | 78 | 78 | 78 | 78 | 78 | 10 | 77 | 77 | 77 | 77 | 77 | 77 | 10
GAT-02 | 2042-11-01 | 11 | 2043 | 2042 | FALL | 82 | 82 | 82 | 82 | 82 | 82 | 10 | 80 | 80 | 80 | 80 | 80 | 80 | 10
GAT-02 | 2042-12-01 | 12 | 2043 | 2042 | WINTER | 89 | 89 | 89 | 89 | 89 | 89 | 10 | 83 | 83 | 83 | 83 | 83 | 83 | 10
GAT-02 | 2043-01-01 | 1 | 2043 | 2043 | WINTER | 89 | 89 | 89 | 89 | 89 | 89 | 10 | 84 | 84 | 84 | 84 | 84 | 84 | 10
GAT-02 | 2043-02-01 | 2 | 2043 | 2043 | WINTER | 86 | 86 | 86 | 86 | 86 | 86 | 10 | 82 | 82 | 82 | 82 | 82 | 82 | 10
GAT-02 | 2043-03-01 | 3 | 2043 | 2043 | WINTER | 82 | 82 | 82 | 82 | 82 | 82 | 10 | 80 | 80 | 80 | 80 | 80 | 80 | 10
GAT-02 | 2043-04-01 | 4 | 2043 | 2043 | SPRING | 78 | 78 | 78 | 78 | 78 | 78 | 10 | 77 | 77 | 77 | 77 | 77 | 77 | 10
GAT-02 | 2043-05-01 | 5 | 2043 | 2043 | SPRING | 75 | 75 | 75 | 75 | 75 | 75 | 10 | 75 | 75 | 75 | 75 | 75 | 75 | 10
GAT-02 | 2043-06-01 | 6 | 2043 | 2043 | SUMMER | 72 | 72 | 72 | 72 | 72 | 72 | 10 | 72 | 72 | 72 | 72 | 72 | 72 | 10
GAT-02 | 2043-07-01 | 7 | 2043 | 2043 | SUMMER | 72 | 72 | 72 | 72 | 72 | 72 | 10 | 71 | 71 | 71 | 71 | 71 | 71 | 10
GAT-02 | 2043-08-01 | 8 | 2043 | 2043 | SUMMER | 72 | 72 | 72 | 72 | 72 | 72 | 10 | 71 | 71 | 71 | 71 | 71 | 71 | 10
GAT-02 | 2043-09-01 | 9 | 2043 | 2043 | SUMMER | 75 | 75 | 75 | 75 | 75 | 75 | 10 | 73 | 73 | 73 | 73 | 73 | 73 | 10
GAT-02 | 2043-10-01 | 10 | 2044 | 2043 | FALL | 78 | 78 | 78 | 78 | 78 | 78 | 10 | 77 | 77 | 77 | 77 | 77 | 77 | 10
GAT-02 | 2043-11-01 | 11 | 2044 | 2043 | FALL | 82 | 82 | 82 | 82 | 82 | 82 | 10 | 80 | 80 | 80 | 80 | 80 | 80 | 10
GAT-02 | 2043-12-01 | 12 | 2044 | 2043 | WINTER | 89 | 89 | 89 | 89 | 89 | 89 | 10 | 83 | 83 | 83 | 83 | 83 | 83 | 10
GAT-02 | 2044-01-01 | 1 | 2044 | 2044 | WINTER | 89 | 89 | 89 | 89 | 89 | 89 | 10 | 84 | 84 | 84 | 84 | 84 | 84 | 10
GAT-02 | 2044-02-01 | 2 | 2044 | 2044 | WINTER | 86 | 86 | 86 | 86 | 86 | 86 | 10 | 82 | 82 | 82 | 82 | 82 | 82 | 10
GAT-02 | 2044-03-01 | 3 | 2044 | 2044 | WINTER | 82 | 82 | 82 | 82 | 82 | 82 | 10 | 80 | 80 | 80 | 80 | 80 | 80 | 10
GAT-02 | 2044-04-01 | 4 | 2044 | 2044 | SPRING | 78 | 78 | 78 | 78 | 78 | 78 | 10 | 77 | 77 | 77 | 77 | 77 | 77 | 10
GAT-02 | 2044-05-01 | 5 | 2044 | 2044 | SPRING | 75 | 75 | 75 | 75 | 75 | 75 | 10 | 75 | 75 | 75 | 75 | 75 | 75 | 10
GAT-02 | 2044-06-01 | 6 | 2044 | 2044 | SUMMER | 72 | 72 | 72 | 72 | 72 | 72 | 10 | 72 | 72 | 72 | 72 | 72 | 72 | 10
GAT-02 | 2044-07-01 | 7 | 2044 | 2044 | SUMMER | 72 | 72 | 72 | 72 | 72 | 72 | 10 | 71 | 71 | 71 | 71 | 71 | 71 | 10
GAT-02 | 2044-08-01 | 8 | 2044 | 2044 | SUMMER | 72 | 72 | 72 | 72 | 72 | 72 | 10 | 71 | 71 | 71 | 71 | 71 | 71 | 10
GAT-02 | 2044-09-01 | 9 | 2044 | 2044 | SUMMER | 75 | 75 | 75 | 75 | 75 | 75 | 10 | 73 | 73 | 73 | 73 | 73 | 73 | 10
GAT-02 | 2044-10-01 | 10 | 2045 | 2044 | FALL | 78 | 78 | 78 | 78 | 78 | 78 | 10 | 77 | 77 | 77 | 77 | 77 | 77 | 10
GAT-02 | 2044-11-01 | 11 | 2045 | 2044 | FALL | 82 | 82 | 82 | 82 | 82 | 82 | 10 | 80 | 80 | 80 | 80 | 80 | 80 | 10
GAT-02 | 2044-12-01 | 12 | 2045 | 2044 | WINTER | 89 | 89 | 89 | 89 | 89 | 89 | 10 | 83 | 83 | 83 | 83 | 83 | 83 | 10
GAT-02 | 2045-01-01 | 1 | 2045 | 2045 | WINTER | 89 | 89 | 89 | 89 | 89 | 89 | 10 | 84 | 84 | 84 | 84 | 84 | 84 | 10
GAT-02 | 2045-02-01 | 2 | 2045 | 2045 | WINTER | 86 | 86 | 86 | 86 | 86 | 86 | 10 | 82 | 82 | 82 | 82 | 82 | 82 | 10
GAT-02 | 2045-03-01 | 3 | 2045 | 2045 | WINTER | 82 | 82 | 82 | 82 | 82 | 82 | 10 | 80 | 80 | 80 | 80 | 80 | 80 | 10
GAT-02 | 2045-04-01 | 4 | 2045 | 2045 | SPRING | 78 | 78 | 78 | 78 | 78 | 78 | 10 | 77 | 77 | 77 | 77 | 77 | 77 | 10
GAT-02 | 2045-05-01 | 5 | 2045 | 2045 | SPRING | 75 | 75 | 75 | 75 | 75 | 75 | 10 | 75 | 75 | 75 | 75 | 75 | 75 | 10
GAT-02 | 2045-06-01 | 6 | 2045 | 2045 | SUMMER | 72 | 72 | 72 | 72 | 72 | 72 | 10 | 72 | 72 | 72 | 72 | 72 | 72 | 10
GAT-02 | 2045-07-01 | 7 | 2045 | 2045 | SUMMER | 72 | 72 | 72 | 72 | 72 | 72 | 10 | 71 | 71 | 71 | 71 | 71 | 71 | 10
GAT-02 | 2045-08-01 | 8 | 2045 | 2045 | SUMMER | 72 | 72 | 72 | 72 | 72 | 72 | 10 | 71 | 71 | 71 | 71 | 71 | 71 | 10
GAT-02 | 2045-09-01 | 9 | 2045 | 2045 | SUMMER | 75 | 75 | 75 | 75 | 75 | 75 | 10 | 73 | 73 | 73 | 73 | 73 | 73 | 10
GAT-02 | 2045-10-01 | 10 | 2046 | 2045 | FALL | 78 | 78 | 78 | 78 | 78 | 78 | 10 | 77 | 77 | 77 | 77 | 77 | 77 | 10
GAT-02 | 2045-11-01 | 11 | 2046 | 2045 | FALL | 82 | 82 | 82 | 82 | 82 | 82 | 10 | 80 | 80 | 80 | 80 | 80 | 80 | 10
GAT-02 | 2045-12-01 | 12 | 2046 | 2045 | WINTER | 89 | 89 | 89 | 89 | 89 | 89 | 10 | 83 | 83 | 83 | 83 | 83 | 83 | 10
GAT-02 | 2046-01-01 | 1 | 2046 | 2046 | WINTER | 89 | 89 | 89 | 89 | 89 | 89 | 10 | 84 | 84 | 84 | 84 | 84 | 84 | 10
GAT-02 | 2046-02-01 | 2 | 2046 | 2046 | WINTER | 86 | 86 | 86 | 86 | 86 | 86 | 10 | 82 | 82 | 82 | 82 | 82 | 82 | 10
GAT-02 | 2046-03-01 | 3 | 2046 | 2046 | WINTER | 82 | 82 | 82 | 82 | 82 | 82 | 10 | 80 | 80 | 80 | 80 | 80 | 80 | 10
GAT-02 | 2046-04-01 | 4 | 2046 | 2046 | SPRING | 78 | 78 | 78 | 78 | 78 | 78 | 10 | 77 | 77 | 77 | 77 | 77 | 77 | 10
GAT-02 | 2046-05-01 | 5 | 2046 | 2046 | SPRING | 75 | 75 | 75 | 75 | 75 | 75 | 10 | 75 | 75 | 75 | 75 | 75 | 75 | 10
GAT-02 | 2046-06-01 | 6 | 2046 | 2046 | SUMMER | 72 | 72 | 72 | 72 | 72 | 72 | 10 | 72 | 72 | 72 | 72 | 72 | 72 | 10
GAT-02 | 2046-07-01 | 7 | 2046 | 2046 | SUMMER | 72 | 72 | 72 | 72 | 72 | 72 | 10 | 71 | 71 | 71 | 71 | 71 | 71 | 10
GAT-02 | 2046-08-01 | 8 | 2046 | 2046 | SUMMER | 72 | 72 | 72 | 72 | 72 | 72 | 10 | 71 | 71 | 71 | 71 | 71 | 71 | 10
GAT-02 | 2046-09-01 | 9 | 2046 | 2046 | SUMMER | 75 | 75 | 75 | 75 | 75 | 75 | 10 | 73 | 73 | 73 | 73 | 73 | 73 | 10
GAT-02 | 2046-10-01 | 10 | 2047 | 2046 | FALL | 78 | 78 | 78 | 78 | 78 | 78 | 10 | 77 | 77 | 77 | 77 | 77 | 77 | 10
GAT-02 | 2046-11-01 | 11 | 2047 | 2046 | FALL | 82 | 82 | 82 | 82 | 82 | 82 | 10 | 80 | 80 | 80 | 80 | 80 | 80 | 10
GAT-02 | 2046-12-01 | 12 | 2047 | 2046 | WINTER | 89 | 89 | 89 | 89 | 89 | 89 | 10 | 83 | 83 | 83 | 83 | 83 | 83 | 10
GAT-02 | 2047-01-01 | 1 | 2047 | 2047 | WINTER | 89 | 89 | 89 | 89 | 89 | 89 | 10 | 84 | 84 | 84 | 84 | 84 | 84 | 10
GAT-02 | 2047-02-01 | 2 | 2047 | 2047 | WINTER | 86 | 86 | 86 | 86 | 86 | 86 | 10 | 82 | 82 | 82 | 82 | 82 | 82 | 10
GAT-02 | 2047-03-01 | 3 | 2047 | 2047 | WINTER | 82 | 82 | 82 | 82 | 82 | 82 | 10 | 80 | 80 | 80 | 80 | 80 | 80 | 10
GAT-02 | 2047-04-01 | 4 | 2047 | 2047 | SPRING | 78 | 78 | 78 | 78 | 78 | 78 | 10 | 77 | 77 | 77 | 77 | 77 | 77 | 10
GAT-02 | 2047-05-01 | 5 | 2047 | 2047 | SPRING | 75 | 75 | 75 | 75 | 75 | 75 | 10 | 75 | 75 | 75 | 75 | 75 | 75 | 10
GAT-02 | 2047-06-01 | 6 | 2047 | 2047 | SUMMER | 72 | 72 | 72 | 72 | 72 | 72 | 10 | 72 | 72 | 72 | 72 | 72 | 72 | 10
GAT-02 | 2047-07-01 | 7 | 2047 | 2047 | SUMMER | 72 | 72 | 72 | 72 | 72 | 72 | 10 | 71 | 71 | 71 | 71 | 71 | 71 | 10
GAT-02 | 2047-08-01 | 8 | 2047 | 2047 | SUMMER | 72 | 72 | 72 | 72 | 72 | 72 | 10 | 71 | 71 | 71 | 71 | 71 | 71 | 10
GAT-02 | 2047-09-01 | 9 | 2047 | 2047 | SUMMER | 75 | 75 | 75 | 75 | 75 | 75 | 10 | 73 | 73 | 73 | 73 | 73 | 73 | 10
GAT-03 | 2016-10-01 | 10 | 2017 | 2016 | FALL | 78 | 78 | 78 | 78 | 78 | 78 | 10 | 77 | 77 | 77 | 77 | 77 | 77 | 10
GAT-03 | 2016-11-01 | 11 | 2017 | 2016 | FALL | 82 | 82 | 82 | 82 | 82 | 82 | 10 | 80 | 80 | 80 | 80 | 80 | 80 | 10
GAT-03 | 2016-12-01 | 12 | 2017 | 2016 | WINTER | 89 | 89 | 89 | 89 | 89 | 89 | 10 | 83 | 83 | 83 | 83 | 83 | 83 | 10
GAT-03 | 2017-01-01 | 1 | 2017 | 2017 | WINTER | 89 | 89 | 89 | 89 | 89 | 89 | 10 | 84 | 84 | 84 | 84 | 84 | 84 | 10
GAT-03 | 2017-02-01 | 2 | 2017 | 2017 | WINTER | 86 | 86 | 86 | 86 | 86 | 86 | 10 | 82 | 82 | 82 | 82 | 82 | 82 | 10
GAT-03 | 2017-03-01 | 3 | 2017 | 2017 | WINTER | 82 | 82 | 82 | 82 | 82 | 82 | 10 | 80 | 80 | 80 | 80 | 80 | 80 | 10
GAT-03 | 2017-04-01 | 4 | 2017 | 2017 | SPRING | 78 | 78 | 78 | 78 | 78 | 78 | 10 | 77 | 77 | 77 | 77 | 77 | 77 | 10
GAT-03 | 2017-05-01 | 5 | 2017 | 2017 | SPRING | 75 | 75 | 75 | 75 | 75 | 75 | 10 | 75 | 75 | 75 | 75 | 75 | 75 | 10
GAT-03 | 2017-06-01 | 6 | 2017 | 2017 | SUMMER | 72 | 72 | 72 | 72 | 72 | 72 | 10 | 72 | 72 | 72 | 72 | 72 | 72 | 10
GAT-03 | 2017-07-01 | 7 | 2017 | 2017 | SUMMER | 72 | 72 | 72 | 72 | 72 | 72 | 10 | 71 | 71 | 71 | 71 | 71 | 71 | 10
GAT-03 | 2017-08-01 | 8 | 2017 | 2017 | SUMMER | 72 | 72 | 72 | 72 | 72 | 72 | 10 | 71 | 71 | 71 | 71 | 71 | 71 | 10
GAT-03 | 2017-09-01 | 9 | 2017 | 2017 | SUMMER | 75 | 75 | 75 | 75 | 75 | 75 | 10 | 73 | 73 | 73 | 73 | 73 | 73 | 10
GAT-03 | 2017-10-01 | 10 | 2018 | 2017 | FALL | 78 | 78 | 78 | 78 | 78 | 78 | 10 | 77 | 77 | 77 | 77 | 77 | 77 | 10
GAT-03 | 2017-11-01 | 11 | 2018 | 2017 | FALL | 82 | 82 | 82 | 82 | 82 | 82 | 10 | 80 | 80 | 80 | 80 | 80 | 80 | 10
GAT-03 | 2017-12-01 | 12 | 2018 | 2017 | WINTER | 89 | 89 | 89 | 89 | 89 | 89 | 10 | 83 | 83 | 83 | 83 | 83 | 83 | 10
GAT-03 | 2018-01-01 | 1 | 2018 | 2018 | WINTER | 89 | 89 | 89 | 89 | 89 | 89 | 10 | 84 | 84 | 84 | 84 | 84 | 84 | 10
GAT-03 | 2018-02-01 | 2 | 2018 | 2018 | WINTER | 86 | 86 | 86 | 86 | 86 | 86 | 10 | 82 | 82 | 82 | 82 | 82 | 82 | 10
GAT-03 | 2018-03-01 | 3 | 2018 | 2018 | WINTER | 82 | 82 | 82 | 82 | 82 | 82 | 10 | 80 | 80 | 80 | 80 | 80 | 80 | 10
GAT-03 | 2018-04-01 | 4 | 2018 | 2018 | SPRING | 78 | 78 | 78 | 78 | 78 | 78 | 10 | 77 | 77 | 77 | 77 | 77 | 77 | 10
GAT-03 | 2018-05-01 | 5 | 2018 | 2018 | SPRING | 75 | 75 | 75 | 75 | 75 | 75 | 10 | 75 | 75 | 75 | 75 | 75 | 75 | 10
GAT-03 | 2018-06-01 | 6 | 2018 | 2018 | SUMMER | 72 | 72 | 72 | 72 | 72 | 72 | 10 | 72 | 72 | 72 | 72 | 72 | 72 | 10
GAT-03 | 2018-07-01 | 7 | 2018 | 2018 | SUMMER | 72 | 72 | 72 | 72 | 72 | 72 | 10 | 71 | 71 | 71 | 71 | 71 | 71 | 10
GAT-03 | 2018-08-01 | 8 | 2018 | 2018 | SUMMER | 72 | 72 | 72 | 72 | 72 | 72 | 10 | 71 | 71 | 71 | 71 | 71 | 71 | 10
GAT-03 | 2018-09-01 | 9 | 2018 | 2018 | SUMMER | 75 | 75 | 75 | 75 | 75 | 75 | 10 | 73 | 73 | 73 | 73 | 73 | 73 | 10
GAT-03 | 2018-10-01 | 10 | 2019 | 2018 | FALL | 78 | 78 | 78 | 78 | 78 | 78 | 10 | 77 | 77 | 77 | 77 | 77 | 77 | 10
GAT-03 | 2018-11-01 | 11 | 2019 | 2018 | FALL | 82 | 82 | 82 | 82 | 82 | 82 | 10 | 80 | 80 | 80 | 80 | 80 | 80 | 10
GAT-03 | 2018-12-01 | 12 | 2019 | 2018 | WINTER | 89 | 89 | 89 | 89 | 89 | 89 | 10 | 83 | 83 | 83 | 83 | 83 | 83 | 10
GAT-03 | 2019-01-01 | 1 | 2019 | 2019 | WINTER | 89 | 89 | 89 | 89 | 89 | 89 | 10 | 84 | 84 | 84 | 84 | 84 | 84 | 10
GAT-03 | 2019-02-01 | 2 | 2019 | 2019 | WINTER | 86 | 86 | 86 | 86 | 86 | 86 | 10 | 82 | 82 | 82 | 82 | 82 | 82 | 10
GAT-03 | 2019-03-01 | 3 | 2019 | 2019 | WINTER | 82 | 82 | 82 | 82 | 82 | 82 | 10 | 80 | 80 | 80 | 80 | 80 | 80 | 10
GAT-03 | 2019-04-01 | 4 | 2019 | 2019 | SPRING | 78 | 78 | 78 | 78 | 78 | 78 | 10 | 77 | 77 | 77 | 77 | 77 | 77 | 10
GAT-03 | 2019-05-01 | 5 | 2019 | 2019 | SPRING | 75 | 75 | 75 | 75 | 75 | 75 | 10 | 75 | 75 | 75 | 75 | 75 | 75 | 10
GAT-03 | 2019-06-01 | 6 | 2019 | 2019 | SUMMER | 72 | 72 | 72 | 72 | 72 | 72 | 10 | 72 | 72 | 72 | 72 | 72 | 72 | 10
GAT-03 | 2019-07-01 | 7 | 2019 | 2019 | SUMMER | 72 | 72 | 72 | 72 | 72 | 72 | 10 | 71 | 71 | 71 | 71 | 71 | 71 | 10
GAT-03 | 2019-08-01 | 8 | 2019 | 2019 | SUMMER | 72 | 72 | 72 | 72 | 72 | 72 | 10 | 71 | 71 | 71 | 71 | 71 | 71 | 10
GAT-03 | 2019-09-01 | 9 | 2019 | 2019 | SUMMER | 75 | 75 | 75 | 75 | 75 | 75 | 10 | 73 | 73 | 73 | 73 | 73 | 73 | 10
GAT-03 | 2019-10-01 | 10 | 2020 | 2019 | FALL | 78 | 78 | 78 | 78 | 78 | 78 | 10 | 77 | 77 | 77 | 77 | 77 | 77 | 10
GAT-03 | 2019-11-01 | 11 | 2020 | 2019 | FALL | 82 | 82 | 82 | 82 | 82 | 82 | 10 | 80 | 80 | 80 | 80 | 80 | 80 | 10
GAT-03 | 2019-12-01 | 12 | 2020 | 2019 | WINTER | 89 | 89 | 89 | 89 | 89 | 89 | 10 | 83 | 83 | 83 | 83 | 83 | 83 | 10
GAT-03 | 2020-01-01 | 1 | 2020 | 2020 | WINTER | 89 | 89 | 89 | 89 | 89 | 89 | 10 | 84 | 84 | 84 | 84 | 84 | 84 | 10
GAT-03 | 2020-02-01 | 2 | 2020 | 2020 | WINTER | 86 | 86 | 86 | 86 | 86 | 86 | 10 | 82 | 82 | 82 | 82 | 82 | 82 | 10
GAT-03 | 2020-03-01 | 3 | 2020 | 2020 | WINTER | 82 | 82 | 82 | 82 | 82 | 82 | 10 | 80 | 80 | 80 | 80 | 80 | 80 | 10
GAT-03 | 2020-04-01 | 4 | 2020 | 2020 | SPRING | 78 | 78 | 78 | 78 | 78 | 78 | 10 | 77 | 77 | 77 | 77 | 77 | 77 | 10
GAT-03 | 2020-05-01 | 5 | 2020 | 2020 | SPRING | 75 | 75 | 75 | 75 | 75 | 75 | 10 | 75 | 75 | 75 | 75 | 75 | 75 | 10
GAT-03 | 2020-06-01 | 6 | 2020 | 2020 | SUMMER | 72 | 72 | 72 | 72 | 72 | 72 | 10 | 72 | 72 | 72 | 72 | 72 | 72 | 10
GAT-03 | 2020-07-01 | 7 | 2020 | 2020 | SUMMER | 72 | 72 | 72 | 72 | 72 | 72 | 10 | 71 | 71 | 71 | 71 | 71 | 71 | 10
GAT-03 | 2020-08-01 | 8 | 2020 | 2020 | SUMMER | 72 | 72 | 72 | 72 | 72 | 72 | 10 | 71 | 71 | 71 | 71 | 71 | 71 | 10
GAT-03 | 2020-09-01 | 9 | 2020 | 2020 | SUMMER | 75 | 75 | 75 | 75 | 75 | 75 | 10 | 73 | 73 | 73 | 73 | 73 | 73 | 10
GAT-03 | 2020-10-01 | 10 | 2021 | 2020 | FALL | 78 | 78 | 78 | 78 | 78 | 78 | 10 | 77 | 77 | 77 | 77 | 77 | 77 | 10
GAT-03 | 2020-11-01 | 11 | 2021 | 2020 | FALL | 82 | 82 | 82 | 82 | 82 | 82 | 10 | 80 | 80 | 80 | 80 | 80 | 80 | 10
GAT-03 | 2020-12-01 | 12 | 2021 | 2020 | WINTER | 89 | 89 | 89 | 89 | 89 | 89 | 10 | 83 | 83 | 83 | 83 | 83 | 83 | 10
GAT-03 | 2021-01-01 | 1 | 2021 | 2021 | WINTER | 89 | 89 | 89 | 89 | 89 | 89 | 10 | 84 | 84 | 84 | 84 | 84 | 84 | 10
GAT-03 | 2021-02-01 | 2 | 2021 | 2021 | WINTER | 86 | 86 | 86 | 86 | 86 | 86 | 10 | 82 | 82 | 82 | 82 | 82 | 82 | 10
GAT-03 | 2021-03-01 | 3 | 2021 | 2021 | WINTER | 82 | 82 | 82 | 82 | 82 | 82 | 10 | 80 | 80 | 80 | 80 | 80 | 80 | 10
GAT-03 | 2021-04-01 | 4 | 2021 | 2021 | SPRING | 78 | 78 | 78 | 78 | 78 | 78 | 10 | 77 | 77 | 77 | 77 | 77 | 77 | 10
GAT-03 | 2021-05-01 | 5 | 2021 | 2021 | SPRING | 75 | 75 | 75 | 75 | 75 | 75 | 10 | 75 | 75 | 75 | 75 | 75 | 75 | 10
GAT-03 | 2021-06-01 | 6 | 2021 | 2021 | SUMMER | 72 | 72 | 72 | 72 | 72 | 72 | 10 | 72 | 72 | 72 | 72 | 72 | 72 | 10
GAT-03 | 2021-07-01 | 7 | 2021 | 2021 | SUMMER | 72 | 72 | 72 | 72 | 72 | 72 | 10 | 71 | 71 | 71 | 71 | 71 | 71 | 10
GAT-03 | 2021-08-01 | 8 | 2021 | 2021 | SUMMER | 72 | 72 | 72 | 72 | 72 | 72 | 10 | 71 | 71 | 71 | 71 | 71 | 71 | 10
GAT-03 | 2021-09-01 | 9 | 2021 | 2021 | SUMMER | 75 | 75 | 75 | 75 | 75 | 75 | 10 | 73 | 73 | 73 | 73 | 73 | 73 | 10
GAT-03 | 2021-10-01 | 10 | 2022 | 2021 | FALL | 78 | 78 | 78 | 78 | 78 | 78 | 10 | 77 | 77 | 77 | 77 | 77 | 77 | 10
GAT-03 | 2021-11-01 | 11 | 2022 | 2021 | FALL | 82 | 82 | 82 | 82 | 82 | 82 | 10 | 80 | 80 | 80 | 80 | 80 | 80 | 10
GAT-03 | 2021-12-01 | 12 | 2022 | 2021 | WINTER | 89 | 89 | 89 | 89 | 89 | 89 | 10 | 83 | 83 | 83 | 83 | 83 | 83 | 10
GAT-03 | 2022-01-01 | 1 | 2022 | 2022 | WINTER | 89 | 89 | 89 | 89 | 89 | 89 | 10 | 84 | 84 | 84 | 84 | 84 | 84 | 10
GAT-03 | 2022-02-01 | 2 | 2022 | 2022 | WINTER | 86 | 86 | 86 | 86 | 86 | 86 | 10 | 82 | 82 | 82 | 82 | 82 | 82 | 10
GAT-03 | 2022-03-01 | 3 | 2022 | 2022 | WINTER | 82 | 82 | 82 | 82 | 82 | 82 | 10 | 80 | 80 | 80 | 80 | 80 | 80 | 10
GAT-03 | 2022-04-01 | 4 | 2022 | 2022 | SPRING | 78 | 78 | 78 | 78 | 78 | 78 | 10 | 77 | 77 | 77 | 77 | 77 | 77 | 10
GAT-03 | 2022-05-01 | 5 | 2022 | 2022 | SPRING | 75 | 75 | 75 | 75 | 75 | 75 | 10 | 75 | 75 | 75 | 75 | 75 | 75 | 10
GAT-03 | 2022-06-01 | 6 | 2022 | 2022 | SUMMER | 72 | 72 | 72 | 72 | 72 | 72 | 10 | 72 | 72 | 72 | 72 | 72 | 72 | 10
GAT-03 | 2022-07-01 | 7 | 2022 | 2022 | SUMMER | 72 | 72 | 72 | 72 | 72 | 72 | 10 | 71 | 71 | 71 | 71 | 71 | 71 | 10
GAT-03 | 2022-08-01 | 8 | 2022 | 2022 | SUMMER | 72 | 72 | 72 | 72 | 72 | 72 | 10 | 71 | 71 | 71 | 71 | 71 | 71 | 10
GAT-03 | 2022-09-01 | 9 | 2022 | 2022 | SUMMER | 75 | 75 | 75 | 75 | 75 | 75 | 10 | 73 | 73 | 73 | 73 | 73 | 73 | 10
GAT-03 | 2022-10-01 | 10 | 2023 | 2022 | FALL | 78 | 78 | 78 | 78 | 78 | 78 | 10 | 77 | 77 | 77 | 77 | 77 | 77 | 10
GAT-03 | 2022-11-01 | 11 | 2023 | 2022 | FALL | 82 | 82 | 82 | 82 | 82 | 82 | 10 | 80 | 80 | 80 | 80 | 80 | 80 | 10
GAT-03 | 2022-12-01 | 12 | 2023 | 2022 | WINTER | 89 | 89 | 89 | 89 | 89 | 89 | 10 | 83 | 83 | 83 | 83 | 83 | 83 | 10
GAT-03 | 2023-01-01 | 1 | 2023 | 2023 | WINTER | 89 | 89 | 89 | 89 | 89 | 89 | 10 | 84 | 84 | 84 | 84 | 84 | 84 | 10
GAT-03 | 2023-02-01 | 2 | 2023 | 2023 | WINTER | 86 | 86 | 86 | 86 | 86 | 86 | 10 | 82 | 82 | 82 | 82 | 82 | 82 | 10
GAT-03 | 2023-03-01 | 3 | 2023 | 2023 | WINTER | 82 | 82 | 82 | 82 | 82 | 82 | 10 | 80 | 80 | 80 | 80 | 80 | 80 | 10
GAT-03 | 2023-04-01 | 4 | 2023 | 2023 | SPRING | 78 | 78 | 78 | 78 | 78 | 78 | 10 | 77 | 77 | 77 | 77 | 77 | 77 | 10
GAT-03 | 2023-05-01 | 5 | 2023 | 2023 | SPRING | 75 | 75 | 75 | 75 | 75 | 75 | 10 | 75 | 75 | 75 | 75 | 75 | 75 | 10
GAT-03 | 2023-06-01 | 6 | 2023 | 2023 | SUMMER | 72 | 72 | 72 | 72 | 72 | 72 | 10 | 72 | 72 | 72 | 72 | 72 | 72 | 10
GAT-03 | 2023-07-01 | 7 | 2023 | 2023 | SUMMER | 72 | 72 | 72 | 72 | 72 | 72 | 10 | 71 | 71 | 71 | 71 | 71 | 71 | 10
GAT-03 | 2023-08-01 | 8 | 2023 | 2023 | SUMMER | 72 | 72 | 72 | 72 | 72 | 72 | 10 | 71 | 71 | 71 | 71 | 71 | 71 | 10
GAT-03 | 2023-09-01 | 9 | 2023 | 2023 | SUMMER | 75 | 75 | 75 | 75 | 75 | 75 | 10 | 73 | 73 | 73 | 73 | 73 | 73 | 10
GAT-03 | 2023-10-01 | 10 | 2024 | 2023 | FALL | 78 | 78 | 78 | 78 | 78 | 78 | 10 | 77 | 77 | 77 | 77 | 77 | 77 | 10
GAT-03 | 2023-11-01 | 11 | 2024 | 2023 | FALL | 82 | 82 | 82 | 82 | 82 | 82 | 10 | 80 | 80 | 80 | 80 | 80 | 80 | 10
GAT-03 | 2023-12-01 | 12 | 2024 | 2023 | WINTER | 89 | 89 | 89 | 89 | 89 | 89 | 10 | 83 | 83 | 83 | 83 | 83 | 83 | 10
GAT-03 | 2024-01-01 | 1 | 2024 | 2024 | WINTER | 89 | 89 | 89 | 89 | 89 | 89 | 10 | 84 | 84 | 84 | 84 | 84 | 84 | 10
GAT-03 | 2024-02-01 | 2 | 2024 | 2024 | WINTER | 86 | 86 | 86 | 86 | 86 | 86 | 10 | 82 | 82 | 82 | 82 | 82 | 82 | 10
GAT-03 | 2024-03-01 | 3 | 2024 | 2024 | WINTER | 82 | 82 | 82 | 82 | 82 | 82 | 10 | 80 | 80 | 80 | 80 | 80 | 80 | 10
GAT-03 | 2024-04-01 | 4 | 2024 | 2024 | SPRING | 78 | 78 | 78 | 78 | 78 | 78 | 10 | 77 | 77 | 77 | 77 | 77 | 77 | 10
GAT-03 | 2024-05-01 | 5 | 2024 | 2024 | SPRING | 75 | 75 | 75 | 75 | 75 | 75 | 10 | 75 | 75 | 75 | 75 | 75 | 75 | 10
GAT-03 | 2024-06-01 | 6 | 2024 | 2024 | SUMMER | 72 | 72 | 72 | 72 | 72 | 72 | 10 | 72 | 72 | 72 | 72 | 72 | 72 | 10
GAT-03 | 2024-07-01 | 7 | 2024 | 2024 | SUMMER | 72 | 72 | 72 | 72 | 72 | 72 | 10 | 71 | 71 | 71 | 71 | 71 | 71 | 10
GAT-03 | 2024-08-01 | 8 | 2024 | 2024 | SUMMER | 72 | 72 | 72 | 72 | 72 | 72 | 10 | 71 | 71 | 71 | 71 | 71 | 71 | 10
GAT-03 | 2024-09-01 | 9 | 2024 | 2024 | SUMMER | 75 | 75 | 75 | 75 | 75 | 75 | 10 | 73 | 73 | 73 | 73 | 73 | 73 | 10
GAT-03 | 2024-10-01 | 10 | 2025 | 2024 | FALL | 78 | 78 | 78 | 78 | 78 | 78 | 10 | 77 | 77 | 77 | 77 | 77 | 77 | 10
GAT-03 | 2024-11-01 | 11 | 2025 | 2024 | FALL | 82 | 82 | 82 | 82 | 82 | 82 | 10 | 80 | 80 | 80 | 80 | 80 | 80 | 10
GAT-03 | 2024-12-01 | 12 | 2025 | 2024 | WINTER | 89 | 89 | 89 | 89 | 89 | 89 | 10 | 83 | 83 | 83 | 83 | 83 | 83 | 10
GAT-03 | 2025-01-01 | 1 | 2025 | 2025 | WINTER | 89 | 89 | 89 | 89 | 89 | 89 | 10 | 84 | 84 | 84 | 84 | 84 | 84 | 10
GAT-03 | 2025-02-01 | 2 | 2025 | 2025 | WINTER | 86 | 86 | 86 | 86 | 86 | 86 | 10 | 82 | 82 | 82 | 82 | 82 | 82 | 10
GAT-03 | 2025-03-01 | 3 | 2025 | 2025 | WINTER | 82 | 82 | 82 | 82 | 82 | 82 | 10 | 80 | 80 | 80 | 80 | 80 | 80 | 10
GAT-03 | 2025-04-01 | 4 | 2025 | 2025 | SPRING | 78 | 78 | 78 | 78 | 78 | 78 | 10 | 77 | 77 | 77 | 77 | 77 | 77 | 10
GAT-03 | 2025-05-01 | 5 | 2025 | 2025 | SPRING | 75 | 75 | 75 | 75 | 75 | 75 | 10 | 75 | 75 | 75 | 75 | 75 | 75 | 10
GAT-03 | 2025-06-01 | 6 | 2025 | 2025 | SUMMER | 72 | 72 | 72 | 72 | 72 | 72 | 10 | 72 | 72 | 72 | 72 | 72 | 72 | 10
GAT-03 | 2025-07-01 | 7 | 2025 | 2025 | SUMMER | 72 | 72 | 72 | 72 | 72 | 72 | 10 | 71 | 71 | 71 | 71 | 71 | 71 | 10
GAT-03 | 2025-08-01 | 8 | 2025 | 2025 | SUMMER | 72 | 72 | 72 | 72 | 72 | 72 | 10 | 71 | 71 | 71 | 71 | 71 | 71 | 10
GAT-03 | 2025-09-01 | 9 | 2025 | 2025 | SUMMER | 75 | 75 | 75 | 75 | 75 | 75 | 10 | 73 | 73 | 73 | 73 | 73 | 73 | 10
GAT-03 | 2025-10-01 | 10 | 2026 | 2025 | FALL | 78 | 78 | 78 | 78 | 78 | 78 | 10 | 77 | 77 | 77 | 77 | 77 | 77 | 10
GAT-03 | 2025-11-01 | 11 | 2026 | 2025 | FALL | 82 | 82 | 82 | 82 | 82 | 82 | 10 | 80 | 80 | 80 | 80 | 80 | 80 | 10
GAT-03 | 2025-12-01 | 12 | 2026 | 2025 | WINTER | 89 | 89 | 89 | 89 | 89 | 89 | 10 | 83 | 83 | 83 | 83 | 83 | 83 | 10
GAT-03 | 2026-01-01 | 1 | 2026 | 2026 | WINTER | 89 | 89 | 89 | 89 | 89 | 89 | 10 | 84 | 84 | 84 | 84 | 84 | 84 | 10
GAT-03 | 2026-02-01 | 2 | 2026 | 2026 | WINTER | 86 | 86 | 86 | 86 | 86 | 86 | 10 | 82 | 82 | 82 | 82 | 82 | 82 | 10
GAT-03 | 2026-03-01 | 3 | 2026 | 2026 | WINTER | 82 | 82 | 82 | 82 | 82 | 82 | 10 | 80 | 80 | 80 | 80 | 80 | 80 | 10
GAT-03 | 2026-04-01 | 4 | 2026 | 2026 | SPRING | 78 | 78 | 78 | 78 | 78 | 78 | 10 | 77 | 77 | 77 | 77 | 77 | 77 | 10
GAT-03 | 2026-05-01 | 5 | 2026 | 2026 | SPRING | 75 | 75 | 75 | 75 | 75 | 75 | 10 | 75 | 75 | 75 | 75 | 75 | 75 | 10
GAT-03 | 2026-06-01 | 6 | 2026 | 2026 | SUMMER | 72 | 72 | 72 | 72 | 72 | 72 | 10 | 72 | 72 | 72 | 72 | 72 | 72 | 10
GAT-03 | 2026-07-01 | 7 | 2026 | 2026 | SUMMER | 72 | 72 | 72 | 72 | 72 | 72 | 10 | 71 | 71 | 71 | 71 | 71 | 71 | 10
GAT-03 | 2026-08-01 | 8 | 2026 | 2026 | SUMMER | 72 | 72 | 72 | 72 | 72 | 72 | 10 | 71 | 71 | 71 | 71 | 71 | 71 | 10
GAT-03 | 2026-09-01 | 9 | 2026 | 2026 | SUMMER | 75 | 75 | 75 | 75 | 75 | 75 | 10 | 73 | 73 | 73 | 73 | 73 | 73 | 10
GAT-03 | 2026-10-01 | 10 | 2027 | 2026 | FALL | 78 | 78 | 78 | 78 | 78 | 78 | 10 | 77 | 77 | 77 | 77 | 77 | 77 | 10
GAT-03 | 2026-11-01 | 11 | 2027 | 2026 | FALL | 82 | 82 | 82 | 82 | 82 | 82 | 10 | 80 | 80 | 80 | 80 | 80 | 80 | 10
GAT-03 | 2026-12-01 | 12 | 2027 | 2026 | WINTER | 89 | 89 | 89 | 89 | 89 | 89 | 10 | 83 | 83 | 83 | 83 | 83 | 83 | 10
GAT-03 | 2027-01-01 | 1 | 2027 | 2027 | WINTER | 89 | 89 | 89 | 89 | 89 | 89 | 10 | 84 | 84 | 84 | 84 | 84 | 84 | 10
GAT-03 | 2027-02-01 | 2 | 2027 | 2027 | WINTER | 86 | 86 | 86 | 86 | 86 | 86 | 10 | 82 | 82 | 82 | 82 | 82 | 82 | 10
GAT-03 | 2027-03-01 | 3 | 2027 | 2027 | WINTER | 82 | 82 | 82 | 82 | 82 | 82 | 10 | 80 | 80 | 80 | 80 | 80 | 80 | 10
GAT-03 | 2027-04-01 | 4 | 2027 | 2027 | SPRING | 78 | 78 | 78 | 78 | 78 | 78 | 10 | 77 | 77 | 77 | 77 | 77 | 77 | 10
GAT-03 | 2027-05-01 | 5 | 2027 | 2027 | SPRING | 75 | 75 | 75 | 75 | 75 | 75 | 10 | 75 | 75 | 75 | 75 | 75 | 75 | 10
GAT-03 | 2027-06-01 | 6 | 2027 | 2027 | SUMMER | 72 | 72 | 72 | 72 | 72 | 72 | 10 | 72 | 72 | 72 | 72 | 72 | 72 | 10
GAT-03 | 2027-07-01 | 7 | 2027 | 2027 | SUMMER | 72 | 72 | 72 | 72 | 72 | 72 | 10 | 71 | 71 | 71 | 71 | 71 | 71 | 10
GAT-03 | 2027-08-01 | 8 | 2027 | 2027 | SUMMER | 72 | 72 | 72 | 72 | 72 | 72 | 10 | 71 | 71 | 71 | 71 | 71 | 71 | 10
GAT-03 | 2027-09-01 | 9 | 2027 | 2027 | SUMMER | 75 | 75 | 75 | 75 | 75 | 75 | 10 | 73 | 73 | 73 | 73 | 73 | 73 | 10
GAT-03 | 2027-10-01 | 10 | 2028 | 2027 | FALL | 78 | 78 | 78 | 78 | 78 | 78 | 10 | 77 | 77 | 77 | 77 | 77 | 77 | 10
GAT-03 | 2027-11-01 | 11 | 2028 | 2027 | FALL | 82 | 82 | 82 | 82 | 82 | 82 | 10 | 80 | 80 | 80 | 80 | 80 | 80 | 10
GAT-03 | 2027-12-01 | 12 | 2028 | 2027 | WINTER | 89 | 89 | 89 | 89 | 89 | 89 | 10 | 83 | 83 | 83 | 83 | 83 | 83 | 10
GAT-03 | 2028-01-01 | 1 | 2028 | 2028 | WINTER | 89 | 89 | 89 | 89 | 89 | 89 | 10 | 84 | 84 | 84 | 84 | 84 | 84 | 10
GAT-03 | 2028-02-01 | 2 | 2028 | 2028 | WINTER | 86 | 86 | 86 | 86 | 86 | 86 | 10 | 82 | 82 | 82 | 82 | 82 | 82 | 10
GAT-03 | 2028-03-01 | 3 | 2028 | 2028 | WINTER | 82 | 82 | 82 | 82 | 82 | 82 | 10 | 80 | 80 | 80 | 80 | 80 | 80 | 10
GAT-03 | 2028-04-01 | 4 | 2028 | 2028 | SPRING | 78 | 78 | 78 | 78 | 78 | 78 | 10 | 77 | 77 | 77 | 77 | 77 | 77 | 10
GAT-03 | 2028-05-01 | 5 | 2028 | 2028 | SPRING | 75 | 75 | 75 | 75 | 75 | 75 | 10 | 75 | 75 | 75 | 75 | 75 | 75 | 10
GAT-03 | 2028-06-01 | 6 | 2028 | 2028 | SUMMER | 72 | 72 | 72 | 72 | 72 | 72 | 10 | 72 | 72 | 72 | 72 | 72 | 72 | 10
GAT-03 | 2028-07-01 | 7 | 2028 | 2028 | SUMMER | 72 | 72 | 72 | 72 | 72 | 72 | 10 | 71 | 71 | 71 | 71 | 71 | 71 | 10
GAT-03 | 2028-08-01 | 8 | 2028 | 2028 | SUMMER | 72 | 72 | 72 | 72 | 72 | 72 | 10 | 71 | 71 | 71 | 71 | 71 | 71 | 10
GAT-03 | 2028-09-01 | 9 | 2028 | 2028 | SUMMER | 75 | 75 | 75 | 75 | 75 | 75 | 10 | 73 | 73 | 73 | 73 | 73 | 73 | 10
GAT-03 | 2028-10-01 | 10 | 2029 | 2028 | FALL | 78 | 78 | 78 | 78 | 78 | 78 | 10 | 77 | 77 | 77 | 77 | 77 | 77 | 10
GAT-03 | 2028-11-01 | 11 | 2029 | 2028 | FALL | 82 | 82 | 82 | 82 | 82 | 82 | 10 | 80 | 80 | 80 | 80 | 80 | 80 | 10
GAT-03 | 2028-12-01 | 12 | 2029 | 2028 | WINTER | 89 | 89 | 89 | 89 | 89 | 89 | 10 | 83 | 83 | 83 | 83 | 83 | 83 | 10
GAT-03 | 2029-01-01 | 1 | 2029 | 2029 | WINTER | 89 | 89 | 89 | 89 | 89 | 89 | 10 | 84 | 84 | 84 | 84 | 84 | 84 | 10
GAT-03 | 2029-02-01 | 2 | 2029 | 2029 | WINTER | 86 | 86 | 86 | 86 | 86 | 86 | 10 | 82 | 82 | 82 | 82 | 82 | 82 | 10
GAT-03 | 2029-03-01 | 3 | 2029 | 2029 | WINTER | 82 | 82 | 82 | 82 | 82 | 82 | 10 | 80 | 80 | 80 | 80 | 80 | 80 | 10
GAT-03 | 2029-04-01 | 4 | 2029 | 2029 | SPRING | 78 | 78 | 78 | 78 | 78 | 78 | 10 | 77 | 77 | 77 | 77 | 77 | 77 | 10
GAT-03 | 2029-05-01 | 5 | 2029 | 2029 | SPRING | 75 | 75 | 75 | 75 | 75 | 75 | 10 | 75 | 75 | 75 | 75 | 75 | 75 | 10
GAT-03 | 2029-06-01 | 6 | 2029 | 2029 | SUMMER | 72 | 72 | 72 | 72 | 72 | 72 | 10 | 72 | 72 | 72 | 72 | 72 | 72 | 10
GAT-03 | 2029-07-01 | 7 | 2029 | 2029 | SUMMER | 72 | 72 | 72 | 72 | 72 | 72 | 10 | 71 | 71 | 71 | 71 | 71 | 71 | 10
GAT-03 | 2029-08-01 | 8 | 2029 | 2029 | SUMMER | 72 | 72 | 72 | 72 | 72 | 72 | 10 | 71 | 71 | 71 | 71 | 71 | 71 | 10
GAT-03 | 2029-09-01 | 9 | 2029 | 2029 | SUMMER | 75 | 75 | 75 | 75 | 75 | 75 | 10 | 73 | 73 | 73 | 73 | 73 | 73 | 10
GAT-03 | 2029-10-01 | 10 | 2030 | 2029 | FALL | 78 | 78 | 78 | 78 | 78 | 78 | 10 | 77 | 77 | 77 | 77 | 77 | 77 | 10
GAT-03 | 2029-11-01 | 11 | 2030 | 2029 | FALL | 82 | 82 | 82 | 82 | 82 | 82 | 10 | 80 | 80 | 80 | 80 | 80 | 80 | 10
GAT-03 | 2029-12-01 | 12 | 2030 | 2029 | WINTER | 89 | 89 | 89 | 89 | 89 | 89 | 10 | 83 | 83 | 83 | 83 | 83 | 83 | 10
GAT-03 | 2030-01-01 | 1 | 2030 | 2030 | WINTER | 89 | 89 | 89 | 89 | 89 | 89 | 10 | 84 | 84 | 84 | 84 | 84 | 84 | 10
GAT-03 | 2030-02-01 | 2 | 2030 | 2030 | WINTER | 86 | 86 | 86 | 86 | 86 | 86 | 10 | 82 | 82 | 82 | 82 | 82 | 82 | 10
GAT-03 | 2030-03-01 | 3 | 2030 | 2030 | WINTER | 82 | 82 | 82 | 82 | 82 | 82 | 10 | 80 | 80 | 80 | 80 | 80 | 80 | 10
GAT-03 | 2030-04-01 | 4 | 2030 | 2030 | SPRING | 78 | 78 | 78 | 78 | 78 | 78 | 10 | 77 | 77 | 77 | 77 | 77 | 77 | 10
GAT-03 | 2030-05-01 | 5 | 2030 | 2030 | SPRING | 75 | 75 | 75 | 75 | 75 | 75 | 10 | 75 | 75 | 75 | 75 | 75 | 75 | 10
GAT-03 | 2030-06-01 | 6 | 2030 | 2030 | SUMMER | 72 | 72 | 72 | 72 | 72 | 72 | 10 | 72 | 72 | 72 | 72 | 72 | 72 | 10
GAT-03 | 2030-07-01 | 7 | 2030 | 2030 | SUMMER | 72 | 72 | 72 | 72 | 72 | 72 | 10 | 71 | 71 | 71 | 71 | 71 | 71 | 10
GAT-03 | 2030-08-01 | 8 | 2030 | 2030 | SUMMER | 72 | 72 | 72 | 72 | 72 | 72 | 10 | 71 | 71 | 71 | 71 | 71 | 71 | 10
GAT-03 | 2030-09-01 | 9 | 2030 | 2030 | SUMMER | 75 | 75 | 75 | 75 | 75 | 75 | 10 | 73 | 73 | 73 | 73 | 73 | 73 | 10
GAT-03 | 2030-10-01 | 10 | 2031 | 2030 | FALL | 78 | 78 | 78 | 78 | 78 | 78 | 10 | 77 | 77 | 77 | 77 | 77 | 77 | 10
GAT-03 | 2030-11-01 | 11 | 2031 | 2030 | FALL | 82 | 82 | 82 | 82 | 82 | 82 | 10 | 80 | 80 | 80 | 80 | 80 | 80 | 10
GAT-03 | 2030-12-01 | 12 | 2031 | 2030 | WINTER | 89 | 89 | 89 | 89 | 89 | 89 | 10 | 83 | 83 | 83 | 83 | 83 | 83 | 10
GAT-03 | 2031-01-01 | 1 | 2031 | 2031 | WINTER | 89 | 89 | 89 | 89 | 89 | 89 | 10 | 84 | 84 | 84 | 84 | 84 | 84 | 10
GAT-03 | 2031-02-01 | 2 | 2031 | 2031 | WINTER | 86 | 86 | 86 | 86 | 86 | 86 | 10 | 82 | 82 | 82 | 82 | 82 | 82 | 10
GAT-03 | 2031-03-01 | 3 | 2031 | 2031 | WINTER | 82 | 82 | 82 | 82 | 82 | 82 | 10 | 80 | 80 | 80 | 80 | 80 | 80 | 10
GAT-03 | 2031-04-01 | 4 | 2031 | 2031 | SPRING | 78 | 78 | 78 | 78 | 78 | 78 | 10 | 77 | 77 | 77 | 77 | 77 | 77 | 10
GAT-03 | 2031-05-01 | 5 | 2031 | 2031 | SPRING | 75 | 75 | 75 | 75 | 75 | 75 | 10 | 75 | 75 | 75 | 75 | 75 | 75 | 10
GAT-03 | 2031-06-01 | 6 | 2031 | 2031 | SUMMER | 72 | 72 | 72 | 72 | 72 | 72 | 10 | 72 | 72 | 72 | 72 | 72 | 72 | 10
GAT-03 | 2031-07-01 | 7 | 2031 | 2031 | SUMMER | 72 | 72 | 72 | 72 | 72 | 72 | 10 | 71 | 71 | 71 | 71 | 71 | 71 | 10
GAT-03 | 2031-08-01 | 8 | 2031 | 2031 | SUMMER | 72 | 72 | 72 | 72 | 72 | 72 | 10 | 71 | 71 | 71 | 71 | 71 | 71 | 10
GAT-03 | 2031-09-01 | 9 | 2031 | 2031 | SUMMER | 75 | 75 | 75 | 75 | 75 | 75 | 10 | 73 | 73 | 73 | 73 | 73 | 73 | 10
GAT-03 | 2031-10-01 | 10 | 2032 | 2031 | FALL | 78 | 78 | 78 | 78 | 78 | 78 | 10 | 77 | 77 | 77 | 77 | 77 | 77 | 10
GAT-03 | 2031-11-01 | 11 | 2032 | 2031 | FALL | 82 | 82 | 82 | 82 | 82 | 82 | 10 | 80 | 80 | 80 | 80 | 80 | 80 | 10
GAT-03 | 2031-12-01 | 12 | 2032 | 2031 | WINTER | 89 | 89 | 89 | 89 | 89 | 89 | 10 | 83 | 83 | 83 | 83 | 83 | 83 | 10
GAT-03 | 2032-01-01 | 1 | 2032 | 2032 | WINTER | 89 | 89 | 89 | 89 | 89 | 89 | 10 | 84 | 84 | 84 | 84 | 84 | 84 | 10
GAT-03 | 2032-02-01 | 2 | 2032 | 2032 | WINTER | 86 | 86 | 86 | 86 | 86 | 86 | 10 | 82 | 82 | 82 | 82 | 82 | 82 | 10
GAT-03 | 2032-03-01 | 3 | 2032 | 2032 | WINTER | 82 | 82 | 82 | 82 | 82 | 82 | 10 | 80 | 80 | 80 | 80 | 80 | 80 | 10
GAT-03 | 2032-04-01 | 4 | 2032 | 2032 | SPRING | 78 | 78 | 78 | 78 | 78 | 78 | 10 | 77 | 77 | 77 | 77 | 77 | 77 | 10
GAT-03 | 2032-05-01 | 5 | 2032 | 2032 | SPRING | 75 | 75 | 75 | 75 | 75 | 75 | 10 | 75 | 75 | 75 | 75 | 75 | 75 | 10
GAT-03 | 2032-06-01 | 6 | 2032 | 2032 | SUMMER | 72 | 72 | 72 | 72 | 72 | 72 | 10 | 72 | 72 | 72 | 72 | 72 | 72 | 10
GAT-03 | 2032-07-01 | 7 | 2032 | 2032 | SUMMER | 72 | 72 | 72 | 72 | 72 | 72 | 10 | 71 | 71 | 71 | 71 | 71 | 71 | 10
GAT-03 | 2032-08-01 | 8 | 2032 | 2032 | SUMMER | 72 | 72 | 72 | 72 | 72 | 72 | 10 | 71 | 71 | 71 | 71 | 71 | 71 | 10
GAT-03 | 2032-09-01 | 9 | 2032 | 2032 | SUMMER | 75 | 75 | 75 | 75 | 75 | 75 | 10 | 73 | 73 | 73 | 73 | 73 | 73 | 10
GAT-03 | 2032-10-01 | 10 | 2033 | 2032 | FALL | 78 | 78 | 78 | 78 | 78 | 78 | 10 | 77 | 77 | 77 | 77 | 77 | 77 | 10
GAT-03 | 2032-11-01 | 11 | 2033 | 2032 | FALL | 82 | 82 | 82 | 82 | 82 | 82 | 10 | 80 | 80 | 80 | 80 | 80 | 80 | 10
GAT-03 | 2032-12-01 | 12 | 2033 | 2032 | WINTER | 89 | 89 | 89 | 89 | 89 | 89 | 10 | 83 | 83 | 83 | 83 | 83 | 83 | 10
GAT-03 | 2033-01-01 | 1 | 2033 | 2033 | WINTER | 89 | 89 | 89 | 89 | 89 | 89 | 10 | 84 | 84 | 84 | 84 | 84 | 84 | 10
GAT-03 | 2033-02-01 | 2 | 2033 | 2033 | WINTER | 86 | 86 | 86 | 86 | 86 | 86 | 10 | 82 | 82 | 82 | 82 | 82 | 82 | 10
GAT-03 | 2033-03-01 | 3 | 2033 | 2033 | WINTER | 82 | 82 | 82 | 82 | 82 | 82 | 10 | 80 | 80 | 80 | 80 | 80 | 80 | 10
GAT-03 | 2033-04-01 | 4 | 2033 | 2033 | SPRING | 78 | 78 | 78 | 78 | 78 | 78 | 10 | 77 | 77 | 77 | 77 | 77 | 77 | 10
GAT-03 | 2033-05-01 | 5 | 2033 | 2033 | SPRING | 75 | 75 | 75 | 75 | 75 | 75 | 10 | 75 | 75 | 75 | 75 | 75 | 75 | 10
GAT-03 | 2033-06-01 | 6 | 2033 | 2033 | SUMMER | 72 | 72 | 72 | 72 | 72 | 72 | 10 | 72 | 72 | 72 | 72 | 72 | 72 | 10
GAT-03 | 2033-07-01 | 7 | 2033 | 2033 | SUMMER | 72 | 72 | 72 | 72 | 72 | 72 | 10 | 71 | 71 | 71 | 71 | 71 | 71 | 10
GAT-03 | 2033-08-01 | 8 | 2033 | 2033 | SUMMER | 72 | 72 | 72 | 72 | 72 | 72 | 10 | 71 | 71 | 71 | 71 | 71 | 71 | 10
GAT-03 | 2033-09-01 | 9 | 2033 | 2033 | SUMMER | 75 | 75 | 75 | 75 | 75 | 75 | 10 | 73 | 73 | 73 | 73 | 73 | 73 | 10
GAT-03 | 2033-10-01 | 10 | 2034 | 2033 | FALL | 78 | 78 | 78 | 78 | 78 | 78 | 10 | 77 | 77 | 77 | 77 | 77 | 77 | 10
GAT-03 | 2033-11-01 | 11 | 2034 | 2033 | FALL | 82 | 82 | 82 | 82 | 82 | 82 | 10 | 80 | 80 | 80 | 80 | 80 | 80 | 10
GAT-03 | 2033-12-01 | 12 | 2034 | 2033 | WINTER | 89 | 89 | 89 | 89 | 89 | 89 | 10 | 83 | 83 | 83 | 83 | 83 | 83 | 10
GAT-03 | 2034-01-01 | 1 | 2034 | 2034 | WINTER | 89 | 89 | 89 | 89 | 89 | 89 | 10 | 84 | 84 | 84 | 84 | 84 | 84 | 10
GAT-03 | 2034-02-01 | 2 | 2034 | 2034 | WINTER | 86 | 86 | 86 | 86 | 86 | 86 | 10 | 82 | 82 | 82 | 82 | 82 | 82 | 10
GAT-03 | 2034-03-01 | 3 | 2034 | 2034 | WINTER | 82 | 82 | 82 | 82 | 82 | 82 | 10 | 80 | 80 | 80 | 80 | 80 | 80 | 10
GAT-03 | 2034-04-01 | 4 | 2034 | 2034 | SPRING | 78 | 78 | 78 | 78 | 78 | 78 | 10 | 77 | 77 | 77 | 77 | 77 | 77 | 10
GAT-03 | 2034-05-01 | 5 | 2034 | 2034 | SPRING | 75 | 75 | 75 | 75 | 75 | 75 | 10 | 75 | 75 | 75 | 75 | 75 | 75 | 10
GAT-03 | 2034-06-01 | 6 | 2034 | 2034 | SUMMER | 72 | 72 | 72 | 72 | 72 | 72 | 10 | 72 | 72 | 72 | 72 | 72 | 72 | 10
GAT-03 | 2034-07-01 | 7 | 2034 | 2034 | SUMMER | 72 | 72 | 72 | 72 | 72 | 72 | 10 | 71 | 71 | 71 | 71 | 71 | 71 | 10
GAT-03 | 2034-08-01 | 8 | 2034 | 2034 | SUMMER | 72 | 72 | 72 | 72 | 72 | 72 | 10 | 71 | 71 | 71 | 71 | 71 | 71 | 10
GAT-03 | 2034-09-01 | 9 | 2034 | 2034 | SUMMER | 75 | 75 | 75 | 75 | 75 | 75 | 10 | 73 | 73 | 73 | 73 | 73 | 73 | 10
GAT-03 | 2034-10-01 | 10 | 2035 | 2034 | FALL | 78 | 78 | 78 | 78 | 78 | 78 | 10 | 77 | 77 | 77 | 77 | 77 | 77 | 10
GAT-03 | 2034-11-01 | 11 | 2035 | 2034 | FALL | 82 | 82 | 82 | 82 | 82 | 82 | 10 | 80 | 80 | 80 | 80 | 80 | 80 | 10
GAT-03 | 2034-12-01 | 12 | 2035 | 2034 | WINTER | 89 | 89 | 89 | 89 | 89 | 89 | 10 | 83 | 83 | 83 | 83 | 83 | 83 | 10
GAT-03 | 2035-01-01 | 1 | 2035 | 2035 | WINTER | 89 | 89 | 89 | 89 | 89 | 89 | 10 | 84 | 84 | 84 | 84 | 84 | 84 | 10
GAT-03 | 2035-02-01 | 2 | 2035 | 2035 | WINTER | 86 | 86 | 86 | 86 | 86 | 86 | 10 | 82 | 82 | 82 | 82 | 82 | 82 | 10
GAT-03 | 2035-03-01 | 3 | 2035 | 2035 | WINTER | 82 | 82 | 82 | 82 | 82 | 82 | 10 | 80 | 80 | 80 | 80 | 80 | 80 | 10
GAT-03 | 2035-04-01 | 4 | 2035 | 2035 | SPRING | 78 | 78 | 78 | 78 | 78 | 78 | 10 | 77 | 77 | 77 | 77 | 77 | 77 | 10
GAT-03 | 2035-05-01 | 5 | 2035 | 2035 | SPRING | 75 | 75 | 75 | 75 | 75 | 75 | 10 | 75 | 75 | 75 | 75 | 75 | 75 | 10
GAT-03 | 2035-06-01 | 6 | 2035 | 2035 | SUMMER | 72 | 72 | 72 | 72 | 72 | 72 | 10 | 72 | 72 | 72 | 72 | 72 | 72 | 10
GAT-03 | 2035-07-01 | 7 | 2035 | 2035 | SUMMER | 72 | 72 | 72 | 72 | 72 | 72 | 10 | 71 | 71 | 71 | 71 | 71 | 71 | 10
GAT-03 | 2035-08-01 | 8 | 2035 | 2035 | SUMMER | 72 | 72 | 72 | 72 | 72 | 72 | 10 | 71 | 71 | 71 | 71 | 71 | 71 | 10
GAT-03 | 2035-09-01 | 9 | 2035 | 2035 | SUMMER | 75 | 75 | 75 | 75 | 75 | 75 | 10 | 73 | 73 | 73 | 73 | 73 | 73 | 10
GAT-03 | 2035-10-01 | 10 | 2036 | 2035 | FALL | 78 | 78 | 78 | 78 | 78 | 78 | 10 | 77 | 77 | 77 | 77 | 77 | 77 | 10
GAT-03 | 2035-11-01 | 11 | 2036 | 2035 | FALL | 82 | 82 | 82 | 82 | 82 | 82 | 10 | 80 | 80 | 80 | 80 | 80 | 80 | 10
GAT-03 | 2035-12-01 | 12 | 2036 | 2035 | WINTER | 89 | 89 | 89 | 89 | 89 | 89 | 10 | 83 | 83 | 83 | 83 | 83 | 83 | 10
GAT-03 | 2036-01-01 | 1 | 2036 | 2036 | WINTER | 89 | 89 | 89 | 89 | 89 | 89 | 10 | 84 | 84 | 84 | 84 | 84 | 84 | 10
GAT-03 | 2036-02-01 | 2 | 2036 | 2036 | WINTER | 86 | 86 | 86 | 86 | 86 | 86 | 10 | 82 | 82 | 82 | 82 | 82 | 82 | 10
GAT-03 | 2036-03-01 | 3 | 2036 | 2036 | WINTER | 82 | 82 | 82 | 82 | 82 | 82 | 10 | 80 | 80 | 80 | 80 | 80 | 80 | 10
GAT-03 | 2036-04-01 | 4 | 2036 | 2036 | SPRING | 78 | 78 | 78 | 78 | 78 | 78 | 10 | 77 | 77 | 77 | 77 | 77 | 77 | 10
GAT-03 | 2036-05-01 | 5 | 2036 | 2036 | SPRING | 75 | 75 | 75 | 75 | 75 | 75 | 10 | 75 | 75 | 75 | 75 | 75 | 75 | 10
GAT-03 | 2036-06-01 | 6 | 2036 | 2036 | SUMMER | 72 | 72 | 72 | 72 | 72 | 72 | 10 | 72 | 72 | 72 | 72 | 72 | 72 | 10
GAT-03 | 2036-07-01 | 7 | 2036 | 2036 | SUMMER | 72 | 72 | 72 | 72 | 72 | 72 | 10 | 71 | 71 | 71 | 71 | 71 | 71 | 10
GAT-03 | 2036-08-01 | 8 | 2036 | 2036 | SUMMER | 72 | 72 | 72 | 72 | 72 | 72 | 10 | 71 | 71 | 71 | 71 | 71 | 71 | 10
GAT-03 | 2036-09-01 | 9 | 2036 | 2036 | SUMMER | 75 | 75 | 75 | 75 | 75 | 75 | 10 | 73 | 73 | 73 | 73 | 73 | 73 | 10
GAT-03 | 2036-10-01 | 10 | 2037 | 2036 | FALL | 78 | 78 | 78 | 78 | 78 | 78 | 10 | 77 | 77 | 77 | 77 | 77 | 77 | 10
GAT-03 | 2036-11-01 | 11 | 2037 | 2036 | FALL | 82 | 82 | 82 | 82 | 82 | 82 | 10 | 80 | 80 | 80 | 80 | 80 | 80 | 10
GAT-03 | 2036-12-01 | 12 | 2037 | 2036 | WINTER | 89 | 89 | 89 | 89 | 89 | 89 | 10 | 83 | 83 | 83 | 83 | 83 | 83 | 10
GAT-03 | 2037-01-01 | 1 | 2037 | 2037 | WINTER | 89 | 89 | 89 | 89 | 89 | 89 | 10 | 84 | 84 | 84 | 84 | 84 | 84 | 10
GAT-03 | 2037-02-01 | 2 | 2037 | 2037 | WINTER | 86 | 86 | 86 | 86 | 86 | 86 | 10 | 82 | 82 | 82 | 82 | 82 | 82 | 10
GAT-03 | 2037-03-01 | 3 | 2037 | 2037 | WINTER | 82 | 82 | 82 | 82 | 82 | 82 | 10 | 80 | 80 | 80 | 80 | 80 | 80 | 10
GAT-03 | 2037-04-01 | 4 | 2037 | 2037 | SPRING | 78 | 78 | 78 | 78 | 78 | 78 | 10 | 77 | 77 | 77 | 77 | 77 | 77 | 10
GAT-03 | 2037-05-01 | 5 | 2037 | 2037 | SPRING | 75 | 75 | 75 | 75 | 75 | 75 | 10 | 75 | 75 | 75 | 75 | 75 | 75 | 10
GAT-03 | 2037-06-01 | 6 | 2037 | 2037 | SUMMER | 72 | 72 | 72 | 72 | 72 | 72 | 10 | 72 | 72 | 72 | 72 | 72 | 72 | 10
GAT-03 | 2037-07-01 | 7 | 2037 | 2037 | SUMMER | 72 | 72 | 72 | 72 | 72 | 72 | 10 | 71 | 71 | 71 | 71 | 71 | 71 | 10
GAT-03 | 2037-08-01 | 8 | 2037 | 2037 | SUMMER | 72 | 72 | 72 | 72 | 72 | 72 | 10 | 71 | 71 | 71 | 71 | 71 | 71 | 10
GAT-03 | 2037-09-01 | 9 | 2037 | 2037 | SUMMER | 75 | 75 | 75 | 75 | 75 | 75 | 10 | 73 | 73 | 73 | 73 | 73 | 73 | 10
GAT-03 | 2037-10-01 | 10 | 2038 | 2037 | FALL | 78 | 78 | 78 | 78 | 78 | 78 | 10 | 77 | 77 | 77 | 77 | 77 | 77 | 10
GAT-03 | 2037-11-01 | 11 | 2038 | 2037 | FALL | 82 | 82 | 82 | 82 | 82 | 82 | 10 | 80 | 80 | 80 | 80 | 80 | 80 | 10
GAT-03 | 2037-12-01 | 12 | 2038 | 2037 | WINTER | 89 | 89 | 89 | 89 | 89 | 89 | 10 | 83 | 83 | 83 | 83 | 83 | 83 | 10
GAT-03 | 2038-01-01 | 1 | 2038 | 2038 | WINTER | 89 | 89 | 89 | 89 | 89 | 89 | 10 | 84 | 84 | 84 | 84 | 84 | 84 | 10
GAT-03 | 2038-02-01 | 2 | 2038 | 2038 | WINTER | 86 | 86 | 86 | 86 | 86 | 86 | 10 | 82 | 82 | 82 | 82 | 82 | 82 | 10
GAT-03 | 2038-03-01 | 3 | 2038 | 2038 | WINTER | 82 | 82 | 82 | 82 | 82 | 82 | 10 | 80 | 80 | 80 | 80 | 80 | 80 | 10
GAT-03 | 2038-04-01 | 4 | 2038 | 2038 | SPRING | 78 | 78 | 78 | 78 | 78 | 78 | 10 | 77 | 77 | 77 | 77 | 77 | 77 | 10
GAT-03 | 2038-05-01 | 5 | 2038 | 2038 | SPRING | 75 | 75 | 75 | 75 | 75 | 75 | 10 | 75 | 75 | 75 | 75 | 75 | 75 | 10
GAT-03 | 2038-06-01 | 6 | 2038 | 2038 | SUMMER | 72 | 72 | 72 | 72 | 72 | 72 | 10 | 72 | 72 | 72 | 72 | 72 | 72 | 10
GAT-03 | 2038-07-01 | 7 | 2038 | 2038 | SUMMER | 72 | 72 | 72 | 72 | 72 | 72 | 10 | 71 | 71 | 71 | 71 | 71 | 71 | 10
GAT-03 | 2038-08-01 | 8 | 2038 | 2038 | SUMMER | 72 | 72 | 72 | 72 | 72 | 72 | 10 | 71 | 71 | 71 | 71 | 71 | 71 | 10
GAT-03 | 2038-09-01 | 9 | 2038 | 2038 | SUMMER | 75 | 75 | 75 | 75 | 75 | 75 | 10 | 73 | 73 | 73 | 73 | 73 | 73 | 10
GAT-03 | 2038-10-01 | 10 | 2039 | 2038 | FALL | 78 | 78 | 78 | 78 | 78 | 78 | 10 | 77 | 77 | 77 | 77 | 77 | 77 | 10
GAT-03 | 2038-11-01 | 11 | 2039 | 2038 | FALL | 82 | 82 | 82 | 82 | 82 | 82 | 10 | 80 | 80 | 80 | 80 | 80 | 80 | 10
GAT-03 | 2038-12-01 | 12 | 2039 | 2038 | WINTER | 89 | 89 | 89 | 89 | 89 | 89 | 10 | 83 | 83 | 83 | 83 | 83 | 83 | 10
GAT-03 | 2039-01-01 | 1 | 2039 | 2039 | WINTER | 89 | 89 | 89 | 89 | 89 | 89 | 10 | 84 | 84 | 84 | 84 | 84 | 84 | 10
GAT-03 | 2039-02-01 | 2 | 2039 | 2039 | WINTER | 86 | 86 | 86 | 86 | 86 | 86 | 10 | 82 | 82 | 82 | 82 | 82 | 82 | 10
GAT-03 | 2039-03-01 | 3 | 2039 | 2039 | WINTER | 82 | 82 | 82 | 82 | 82 | 82 | 10 | 80 | 80 | 80 | 80 | 80 | 80 | 10
GAT-03 | 2039-04-01 | 4 | 2039 | 2039 | SPRING | 78 | 78 | 78 | 78 | 78 | 78 | 10 | 77 | 77 | 77 | 77 | 77 | 77 | 10
GAT-03 | 2039-05-01 | 5 | 2039 | 2039 | SPRING | 75 | 75 | 75 | 75 | 75 | 75 | 10 | 75 | 75 | 75 | 75 | 75 | 75 | 10
GAT-03 | 2039-06-01 | 6 | 2039 | 2039 | SUMMER | 72 | 72 | 72 | 72 | 72 | 72 | 10 | 72 | 72 | 72 | 72 | 72 | 72 | 10
GAT-03 | 2039-07-01 | 7 | 2039 | 2039 | SUMMER | 72 | 72 | 72 | 72 | 72 | 72 | 10 | 71 | 71 | 71 | 71 | 71 | 71 | 10
GAT-03 | 2039-08-01 | 8 | 2039 | 2039 | SUMMER | 72 | 72 | 72 | 72 | 72 | 72 | 10 | 71 | 71 | 71 | 71 | 71 | 71 | 10
GAT-03 | 2039-09-01 | 9 | 2039 | 2039 | SUMMER | 75 | 75 | 75 | 75 | 75 | 75 | 10 | 73 | 73 | 73 | 73 | 73 | 73 | 10
GAT-03 | 2039-10-01 | 10 | 2040 | 2039 | FALL | 78 | 78 | 78 | 78 | 78 | 78 | 10 | 77 | 77 | 77 | 77 | 77 | 77 | 10
GAT-03 | 2039-11-01 | 11 | 2040 | 2039 | FALL | 82 | 82 | 82 | 82 | 82 | 82 | 10 | 80 | 80 | 80 | 80 | 80 | 80 | 10
GAT-03 | 2039-12-01 | 12 | 2040 | 2039 | WINTER | 89 | 89 | 89 | 89 | 89 | 89 | 10 | 83 | 83 | 83 | 83 | 83 | 83 | 10
GAT-03 | 2040-01-01 | 1 | 2040 | 2040 | WINTER | 89 | 89 | 89 | 89 | 89 | 89 | 10 | 84 | 84 | 84 | 84 | 84 | 84 | 10
GAT-03 | 2040-02-01 | 2 | 2040 | 2040 | WINTER | 86 | 86 | 86 | 86 | 86 | 86 | 10 | 82 | 82 | 82 | 82 | 82 | 82 | 10
GAT-03 | 2040-03-01 | 3 | 2040 | 2040 | WINTER | 82 | 82 | 82 | 82 | 82 | 82 | 10 | 80 | 80 | 80 | 80 | 80 | 80 | 10
GAT-03 | 2040-04-01 | 4 | 2040 | 2040 | SPRING | 78 | 78 | 78 | 78 | 78 | 78 | 10 | 77 | 77 | 77 | 77 | 77 | 77 | 10
GAT-03 | 2040-05-01 | 5 | 2040 | 2040 | SPRING | 75 | 75 | 75 | 75 | 75 | 75 | 10 | 75 | 75 | 75 | 75 | 75 | 75 | 10
GAT-03 | 2040-06-01 | 6 | 2040 | 2040 | SUMMER | 72 | 72 | 72 | 72 | 72 | 72 | 10 | 72 | 72 | 72 | 72 | 72 | 72 | 10
GAT-03 | 2040-07-01 | 7 | 2040 | 2040 | SUMMER | 72 | 72 | 72 | 72 | 72 | 72 | 10 | 71 | 71 | 71 | 71 | 71 | 71 | 10
GAT-03 | 2040-08-01 | 8 | 2040 | 2040 | SUMMER | 72 | 72 | 72 | 72 | 72 | 72 | 10 | 71 | 71 | 71 | 71 | 71 | 71 | 10
GAT-03 | 2040-09-01 | 9 | 2040 | 2040 | SUMMER | 75 | 75 | 75 | 75 | 75 | 75 | 10 | 73 | 73 | 73 | 73 | 73 | 73 | 10
GAT-03 | 2040-10-01 | 10 | 2041 | 2040 | FALL | 78 | 78 | 78 | 78 | 78 | 78 | 10 | 77 | 77 | 77 | 77 | 77 | 77 | 10
GAT-03 | 2040-11-01 | 11 | 2041 | 2040 | FALL | 82 | 82 | 82 | 82 | 82 | 82 | 10 | 80 | 80 | 80 | 80 | 80 | 80 | 10
GAT-03 | 2040-12-01 | 12 | 2041 | 2040 | WINTER | 89 | 89 | 89 | 89 | 89 | 89 | 10 | 83 | 83 | 83 | 83 | 83 | 83 | 10
GAT-03 | 2041-01-01 | 1 | 2041 | 2041 | WINTER | 89 | 89 | 89 | 89 | 89 | 89 | 10 | 84 | 84 | 84 | 84 | 84 | 84 | 10
GAT-03 | 2041-02-01 | 2 | 2041 | 2041 | WINTER | 86 | 86 | 86 | 86 | 86 | 86 | 10 | 82 | 82 | 82 | 82 | 82 | 82 | 10
GAT-03 | 2041-03-01 | 3 | 2041 | 2041 | WINTER | 82 | 82 | 82 | 82 | 82 | 82 | 10 | 80 | 80 | 80 | 80 | 80 | 80 | 10
GAT-03 | 2041-04-01 | 4 | 2041 | 2041 | SPRING | 78 | 78 | 78 | 78 | 78 | 78 | 10 | 77 | 77 | 77 | 77 | 77 | 77 | 10
GAT-03 | 2041-05-01 | 5 | 2041 | 2041 | SPRING | 75 | 75 | 75 | 75 | 75 | 75 | 10 | 75 | 75 | 75 | 75 | 75 | 75 | 10
GAT-03 | 2041-06-01 | 6 | 2041 | 2041 | SUMMER | 72 | 72 | 72 | 72 | 72 | 72 | 10 | 72 | 72 | 72 | 72 | 72 | 72 | 10
GAT-03 | 2041-07-01 | 7 | 2041 | 2041 | SUMMER | 72 | 72 | 72 | 72 | 72 | 72 | 10 | 71 | 71 | 71 | 71 | 71 | 71 | 10
GAT-03 | 2041-08-01 | 8 | 2041 | 2041 | SUMMER | 72 | 72 | 72 | 72 | 72 | 72 | 10 | 71 | 71 | 71 | 71 | 71 | 71 | 10
GAT-03 | 2041-09-01 | 9 | 2041 | 2041 | SUMMER | 75 | 75 | 75 | 75 | 75 | 75 | 10 | 73 | 73 | 73 | 73 | 73 | 73 | 10
GAT-03 | 2041-10-01 | 10 | 2042 | 2041 | FALL | 78 | 78 | 78 | 78 | 78 | 78 | 10 | 77 | 77 | 77 | 77 | 77 | 77 | 10
GAT-03 | 2041-11-01 | 11 | 2042 | 2041 | FALL | 82 | 82 | 82 | 82 | 82 | 82 | 10 | 80 | 80 | 80 | 80 | 80 | 80 | 10
GAT-03 | 2041-12-01 | 12 | 2042 | 2041 | WINTER | 89 | 89 | 89 | 89 | 89 | 89 | 10 | 83 | 83 | 83 | 83 | 83 | 83 | 10
GAT-03 | 2042-01-01 | 1 | 2042 | 2042 | WINTER | 89 | 89 | 89 | 89 | 89 | 89 | 10 | 84 | 84 | 84 | 84 | 84 | 84 | 10
GAT-03 | 2042-02-01 | 2 | 2042 | 2042 | WINTER | 86 | 86 | 86 | 86 | 86 | 86 | 10 | 82 | 82 | 82 | 82 | 82 | 82 | 10
GAT-03 | 2042-03-01 | 3 | 2042 | 2042 | WINTER | 82 | 82 | 82 | 82 | 82 | 82 | 10 | 80 | 80 | 80 | 80 | 80 | 80 | 10
GAT-03 | 2042-04-01 | 4 | 2042 | 2042 | SPRING | 78 | 78 | 78 | 78 | 78 | 78 | 10 | 77 | 77 | 77 | 77 | 77 | 77 | 10
GAT-03 | 2042-05-01 | 5 | 2042 | 2042 | SPRING | 75 | 75 | 75 | 75 | 75 | 75 | 10 | 75 | 75 | 75 | 75 | 75 | 75 | 10
GAT-03 | 2042-06-01 | 6 | 2042 | 2042 | SUMMER | 72 | 72 | 72 | 72 | 72 | 72 | 10 | 72 | 72 | 72 | 72 | 72 | 72 | 10
GAT-03 | 2042-07-01 | 7 | 2042 | 2042 | SUMMER | 72 | 72 | 72 | 72 | 72 | 72 | 10 | 71 | 71 | 71 | 71 | 71 | 71 | 10
GAT-03 | 2042-08-01 | 8 | 2042 | 2042 | SUMMER | 72 | 72 | 72 | 72 | 72 | 72 | 10 | 71 | 71 | 71 | 71 | 71 | 71 | 10
GAT-03 | 2042-09-01 | 9 | 2042 | 2042 | SUMMER | 75 | 75 | 75 | 75 | 75 | 75 | 10 | 73 | 73 | 73 | 73 | 73 | 73 | 10
GAT-03 | 2042-10-01 | 10 | 2043 | 2042 | FALL | 78 | 78 | 78 | 78 | 78 | 78 | 10 | 77 | 77 | 77 | 77 | 77 | 77 | 10
GAT-03 | 2042-11-01 | 11 | 2043 | 2042 | FALL | 82 | 82 | 82 | 82 | 82 | 82 | 10 | 80 | 80 | 80 | 80 | 80 | 80 | 10
GAT-03 | 2042-12-01 | 12 | 2043 | 2042 | WINTER | 89 | 89 | 89 | 89 | 89 | 89 | 10 | 83 | 83 | 83 | 83 | 83 | 83 | 10
GAT-03 | 2043-01-01 | 1 | 2043 | 2043 | WINTER | 89 | 89 | 89 | 89 | 89 | 89 | 10 | 84 | 84 | 84 | 84 | 84 | 84 | 10
GAT-03 | 2043-02-01 | 2 | 2043 | 2043 | WINTER | 86 | 86 | 86 | 86 | 86 | 86 | 10 | 82 | 82 | 82 | 82 | 82 | 82 | 10
GAT-03 | 2043-03-01 | 3 | 2043 | 2043 | WINTER | 82 | 82 | 82 | 82 | 82 | 82 | 10 | 80 | 80 | 80 | 80 | 80 | 80 | 10
GAT-03 | 2043-04-01 | 4 | 2043 | 2043 | SPRING | 78 | 78 | 78 | 78 | 78 | 78 | 10 | 77 | 77 | 77 | 77 | 77 | 77 | 10
GAT-03 | 2043-05-01 | 5 | 2043 | 2043 | SPRING | 75 | 75 | 75 | 75 | 75 | 75 | 10 | 75 | 75 | 75 | 75 | 75 | 75 | 10
GAT-03 | 2043-06-01 | 6 | 2043 | 2043 | SUMMER | 72 | 72 | 72 | 72 | 72 | 72 | 10 | 72 | 72 | 72 | 72 | 72 | 72 | 10
GAT-03 | 2043-07-01 | 7 | 2043 | 2043 | SUMMER | 72 | 72 | 72 | 72 | 72 | 72 | 10 | 71 | 71 | 71 | 71 | 71 | 71 | 10
GAT-03 | 2043-08-01 | 8 | 2043 | 2043 | SUMMER | 72 | 72 | 72 | 72 | 72 | 72 | 10 | 71 | 71 | 71 | 71 | 71 | 71 | 10
GAT-03 | 2043-09-01 | 9 | 2043 | 2043 | SUMMER | 75 | 75 | 75 | 75 | 75 | 75 | 10 | 73 | 73 | 73 | 73 | 73 | 73 | 10
GAT-03 | 2043-10-01 | 10 | 2044 | 2043 | FALL | 78 | 78 | 78 | 78 | 78 | 78 | 10 | 77 | 77 | 77 | 77 | 77 | 77 | 10
GAT-03 | 2043-11-01 | 11 | 2044 | 2043 | FALL | 82 | 82 | 82 | 82 | 82 | 82 | 10 | 80 | 80 | 80 | 80 | 80 | 80 | 10
GAT-03 | 2043-12-01 | 12 | 2044 | 2043 | WINTER | 89 | 89 | 89 | 89 | 89 | 89 | 10 | 83 | 83 | 83 | 83 | 83 | 83 | 10
GAT-03 | 2044-01-01 | 1 | 2044 | 2044 | WINTER | 89 | 89 | 89 | 89 | 89 | 89 | 10 | 84 | 84 | 84 | 84 | 84 | 84 | 10
GAT-03 | 2044-02-01 | 2 | 2044 | 2044 | WINTER | 86 | 86 | 86 | 86 | 86 | 86 | 10 | 82 | 82 | 82 | 82 | 82 | 82 | 10
GAT-03 | 2044-03-01 | 3 | 2044 | 2044 | WINTER | 82 | 82 | 82 | 82 | 82 | 82 | 10 | 80 | 80 | 80 | 80 | 80 | 80 | 10
GAT-03 | 2044-04-01 | 4 | 2044 | 2044 | SPRING | 78 | 78 | 78 | 78 | 78 | 78 | 10 | 77 | 77 | 77 | 77 | 77 | 77 | 10
GAT-03 | 2044-05-01 | 5 | 2044 | 2044 | SPRING | 75 | 75 | 75 | 75 | 75 | 75 | 10 | 75 | 75 | 75 | 75 | 75 | 75 | 10
GAT-03 | 2044-06-01 | 6 | 2044 | 2044 | SUMMER | 72 | 72 | 72 | 72 | 72 | 72 | 10 | 72 | 72 | 72 | 72 | 72 | 72 | 10
GAT-03 | 2044-07-01 | 7 | 2044 | 2044 | SUMMER | 72 | 72 | 72 | 72 | 72 | 72 | 10 | 71 | 71 | 71 | 71 | 71 | 71 | 10
GAT-03 | 2044-08-01 | 8 | 2044 | 2044 | SUMMER | 72 | 72 | 72 | 72 | 72 | 72 | 10 | 71 | 71 | 71 | 71 | 71 | 71 | 10
GAT-03 | 2044-09-01 | 9 | 2044 | 2044 | SUMMER | 75 | 75 | 75 | 75 | 75 | 75 | 10 | 73 | 73 | 73 | 73 | 73 | 73 | 10
GAT-03 | 2044-10-01 | 10 | 2045 | 2044 | FALL | 78 | 78 | 78 | 78 | 78 | 78 | 10 | 77 | 77 | 77 | 77 | 77 | 77 | 10
GAT-03 | 2044-11-01 | 11 | 2045 | 2044 | FALL | 82 | 82 | 82 | 82 | 82 | 82 | 10 | 80 | 80 | 80 | 80 | 80 | 80 | 10
GAT-03 | 2044-12-01 | 12 | 2045 | 2044 | WINTER | 89 | 89 | 89 | 89 | 89 | 89 | 10 | 83 | 83 | 83 | 83 | 83 | 83 | 10
GAT-03 | 2045-01-01 | 1 | 2045 | 2045 | WINTER | 89 | 89 | 89 | 89 | 89 | 89 | 10 | 84 | 84 | 84 | 84 | 84 | 84 | 10
GAT-03 | 2045-02-01 | 2 | 2045 | 2045 | WINTER | 86 | 86 | 86 | 86 | 86 | 86 | 10 | 82 | 82 | 82 | 82 | 82 | 82 | 10
GAT-03 | 2045-03-01 | 3 | 2045 | 2045 | WINTER | 82 | 82 | 82 | 82 | 82 | 82 | 10 | 80 | 80 | 80 | 80 | 80 | 80 | 10
GAT-03 | 2045-04-01 | 4 | 2045 | 2045 | SPRING | 78 | 78 | 78 | 78 | 78 | 78 | 10 | 77 | 77 | 77 | 77 | 77 | 77 | 10
GAT-03 | 2045-05-01 | 5 | 2045 | 2045 | SPRING | 75 | 75 | 75 | 75 | 75 | 75 | 10 | 75 | 75 | 75 | 75 | 75 | 75 | 10
GAT-03 | 2045-06-01 | 6 | 2045 | 2045 | SUMMER | 72 | 72 | 72 | 72 | 72 | 72 | 10 | 72 | 72 | 72 | 72 | 72 | 72 | 10
GAT-03 | 2045-07-01 | 7 | 2045 | 2045 | SUMMER | 72 | 72 | 72 | 72 | 72 | 72 | 10 | 71 | 71 | 71 | 71 | 71 | 71 | 10
GAT-03 | 2045-08-01 | 8 | 2045 | 2045 | SUMMER | 72 | 72 | 72 | 72 | 72 | 72 | 10 | 71 | 71 | 71 | 71 | 71 | 71 | 10
GAT-03 | 2045-09-01 | 9 | 2045 | 2045 | SUMMER | 75 | 75 | 75 | 75 | 75 | 75 | 10 | 73 | 73 | 73 | 73 | 73 | 73 | 10
GAT-03 | 2045-10-01 | 10 | 2046 | 2045 | FALL | 78 | 78 | 78 | 78 | 78 | 78 | 10 | 77 | 77 | 77 | 77 | 77 | 77 | 10
GAT-03 | 2045-11-01 | 11 | 2046 | 2045 | FALL | 82 | 82 | 82 | 82 | 82 | 82 | 10 | 80 | 80 | 80 | 80 | 80 | 80 | 10
GAT-03 | 2045-12-01 | 12 | 2046 | 2045 | WINTER | 89 | 89 | 89 | 89 | 89 | 89 | 10 | 83 | 83 | 83 | 83 | 83 | 83 | 10
GAT-03 | 2046-01-01 | 1 | 2046 | 2046 | WINTER | 89 | 89 | 89 | 89 | 89 | 89 | 10 | 84 | 84 | 84 | 84 | 84 | 84 | 10
GAT-03 | 2046-02-01 | 2 | 2046 | 2046 | WINTER | 86 | 86 | 86 | 86 | 86 | 86 | 10 | 82 | 82 | 82 | 82 | 82 | 82 | 10
GAT-03 | 2046-03-01 | 3 | 2046 | 2046 | WINTER | 82 | 82 | 82 | 82 | 82 | 82 | 10 | 80 | 80 | 80 | 80 | 80 | 80 | 10
GAT-03 | 2046-04-01 | 4 | 2046 | 2046 | SPRING | 78 | 78 | 78 | 78 | 78 | 78 | 10 | 77 | 77 | 77 | 77 | 77 | 77 | 10
GAT-03 | 2046-05-01 | 5 | 2046 | 2046 | SPRING | 75 | 75 | 75 | 75 | 75 | 75 | 10 | 75 | 75 | 75 | 75 | 75 | 75 | 10
GAT-03 | 2046-06-01 | 6 | 2046 | 2046 | SUMMER | 72 | 72 | 72 | 72 | 72 | 72 | 10 | 72 | 72 | 72 | 72 | 72 | 72 | 10
GAT-03 | 2046-07-01 | 7 | 2046 | 2046 | SUMMER | 72 | 72 | 72 | 72 | 72 | 72 | 10 | 71 | 71 | 71 | 71 | 71 | 71 | 10
GAT-03 | 2046-08-01 | 8 | 2046 | 2046 | SUMMER | 72 | 72 | 72 | 72 | 72 | 72 | 10 | 71 | 71 | 71 | 71 | 71 | 71 | 10
GAT-03 | 2046-09-01 | 9 | 2046 | 2046 | SUMMER | 75 | 75 | 75 | 75 | 75 | 75 | 10 | 73 | 73 | 73 | 73 | 73 | 73 | 10
GAT-03 | 2046-10-01 | 10 | 2047 | 2046 | FALL | 78 | 78 | 78 | 78 | 78 | 78 | 10 | 77 | 77 | 77 | 77 | 77 | 77 | 10
GAT-03 | 2046-11-01 | 11 | 2047 | 2046 | FALL | 82 | 82 | 82 | 82 | 82 | 82 | 10 | 80 | 80 | 80 | 80 | 80 | 80 | 10
GAT-03 | 2046-12-01 | 12 | 2047 | 2046 | WINTER | 89 | 89 | 89 | 89 | 89 | 89 | 10 | 83 | 83 | 83 | 83 | 83 | 83 | 10
GAT-03 | 2047-01-01 | 1 | 2047 | 2047 | WINTER | 89 | 89 | 89 | 89 | 89 | 89 | 10 | 84 | 84 | 84 | 84 | 84 | 84 | 10
GAT-03 | 2047-02-01 | 2 | 2047 | 2047 | WINTER | 86 | 86 | 86 | 86 | 86 | 86 | 10 | 82 | 82 | 82 | 82 | 82 | 82 | 10
GAT-03 | 2047-03-01 | 3 | 2047 | 2047 | WINTER | 82 | 82 | 82 | 82 | 82 | 82 | 10 | 80 | 80 | 80 | 80 | 80 | 80 | 10
GAT-03 | 2047-04-01 | 4 | 2047 | 2047 | SPRING | 78 | 78 | 78 | 78 | 78 | 78 | 10 | 77 | 77 | 77 | 77 | 77 | 77 | 10
GAT-03 | 2047-05-01 | 5 | 2047 | 2047 | SPRING | 75 | 75 | 75 | 75 | 75 | 75 | 10 | 75 | 75 | 75 | 75 | 75 | 75 | 10
GAT-03 | 2047-06-01 | 6 | 2047 | 2047 | SUMMER | 72 | 72 | 72 | 72 | 72 | 72 | 10 | 72 | 72 | 72 | 72 | 72 | 72 | 10
GAT-03 | 2047-07-01 | 7 | 2047 | 2047 | SUMMER | 72 | 72 | 72 | 72 | 72 | 72 | 10 | 71 | 71 | 71 | 71 | 71 | 71 | 10
GAT-03 | 2047-08-01 | 8 | 2047 | 2047 | SUMMER | 72 | 72 | 72 | 72 | 72 | 72 | 10 | 71 | 71 | 71 | 71 | 71 | 71 | 10
GAT-03 | 2047-09-01 | 9 | 2047 | 2047 | SUMMER | 75 | 75 | 75 | 75 | 75 | 75 | 10 | 73 | 73 | 73 | 73 | 73 | 73 | 10
GAT-04 | 2016-10-01 | 10 | 2017 | 2016 | FALL | 78 | 78 | 78 | 78 | 78 | 78 | 10 | 77 | 77 | 77 | 77 | 77 | 77 | 10
GAT-04 | 2016-11-01 | 11 | 2017 | 2016 | FALL | 82 | 82 | 82 | 82 | 82 | 82 | 10 | 80 | 80 | 80 | 80 | 80 | 80 | 10
GAT-04 | 2016-12-01 | 12 | 2017 | 2016 | WINTER | 89 | 89 | 89 | 89 | 89 | 89 | 10 | 83 | 83 | 83 | 83 | 83 | 83 | 10
GAT-04 | 2017-01-01 | 1 | 2017 | 2017 | WINTER | 89 | 89 | 89 | 89 | 89 | 89 | 10 | 84 | 84 | 84 | 84 | 84 | 84 | 10
GAT-04 | 2017-02-01 | 2 | 2017 | 2017 | WINTER | 86 | 86 | 86 | 86 | 86 | 86 | 10 | 82 | 82 | 82 | 82 | 82 | 82 | 10
GAT-04 | 2017-03-01 | 3 | 2017 | 2017 | WINTER | 82 | 82 | 82 | 82 | 82 | 82 | 10 | 80 | 80 | 80 | 80 | 80 | 80 | 10
GAT-04 | 2017-04-01 | 4 | 2017 | 2017 | SPRING | 78 | 78 | 78 | 78 | 78 | 78 | 10 | 77 | 77 | 77 | 77 | 77 | 77 | 10
GAT-04 | 2017-05-01 | 5 | 2017 | 2017 | SPRING | 75 | 75 | 75 | 75 | 75 | 75 | 10 | 75 | 75 | 75 | 75 | 75 | 75 | 10
GAT-04 | 2017-06-01 | 6 | 2017 | 2017 | SUMMER | 72 | 72 | 72 | 72 | 72 | 72 | 10 | 72 | 72 | 72 | 72 | 72 | 72 | 10
GAT-04 | 2017-07-01 | 7 | 2017 | 2017 | SUMMER | 72 | 72 | 72 | 72 | 72 | 72 | 10 | 71 | 71 | 71 | 71 | 71 | 71 | 10
GAT-04 | 2017-08-01 | 8 | 2017 | 2017 | SUMMER | 72 | 72 | 72 | 72 | 72 | 72 | 10 | 71 | 71 | 71 | 71 | 71 | 71 | 10
GAT-04 | 2017-09-01 | 9 | 2017 | 2017 | SUMMER | 75 | 75 | 75 | 75 | 75 | 75 | 10 | 73 | 73 | 73 | 73 | 73 | 73 | 10
GAT-04 | 2017-10-01 | 10 | 2018 | 2017 | FALL | 78 | 78 | 78 | 78 | 78 | 78 | 10 | 77 | 77 | 77 | 77 | 77 | 77 | 10
GAT-04 | 2017-11-01 | 11 | 2018 | 2017 | FALL | 82 | 82 | 82 | 82 | 82 | 82 | 10 | 80 | 80 | 80 | 80 | 80 | 80 | 10
GAT-04 | 2017-12-01 | 12 | 2018 | 2017 | WINTER | 89 | 89 | 89 | 89 | 89 | 89 | 10 | 83 | 83 | 83 | 83 | 83 | 83 | 10
GAT-04 | 2018-01-01 | 1 | 2018 | 2018 | WINTER | 89 | 89 | 89 | 89 | 89 | 89 | 10 | 84 | 84 | 84 | 84 | 84 | 84 | 10
GAT-04 | 2018-02-01 | 2 | 2018 | 2018 | WINTER | 86 | 86 | 86 | 86 | 86 | 86 | 10 | 82 | 82 | 82 | 82 | 82 | 82 | 10
GAT-04 | 2018-03-01 | 3 | 2018 | 2018 | WINTER | 82 | 82 | 82 | 82 | 82 | 82 | 10 | 80 | 80 | 80 | 80 | 80 | 80 | 10
GAT-04 | 2018-04-01 | 4 | 2018 | 2018 | SPRING | 78 | 78 | 78 | 78 | 78 | 78 | 10 | 77 | 77 | 77 | 77 | 77 | 77 | 10
GAT-04 | 2018-05-01 | 5 | 2018 | 2018 | SPRING | 75 | 75 | 75 | 75 | 75 | 75 | 10 | 75 | 75 | 75 | 75 | 75 | 75 | 10
GAT-04 | 2018-06-01 | 6 | 2018 | 2018 | SUMMER | 72 | 72 | 72 | 72 | 72 | 72 | 10 | 72 | 72 | 72 | 72 | 72 | 72 | 10
GAT-04 | 2018-07-01 | 7 | 2018 | 2018 | SUMMER | 72 | 72 | 72 | 72 | 72 | 72 | 10 | 71 | 71 | 71 | 71 | 71 | 71 | 10
GAT-04 | 2018-08-01 | 8 | 2018 | 2018 | SUMMER | 72 | 72 | 72 | 72 | 72 | 72 | 10 | 71 | 71 | 71 | 71 | 71 | 71 | 10
GAT-04 | 2018-09-01 | 9 | 2018 | 2018 | SUMMER | 75 | 75 | 75 | 75 | 75 | 75 | 10 | 73 | 73 | 73 | 73 | 73 | 73 | 10
GAT-04 | 2018-10-01 | 10 | 2019 | 2018 | FALL | 78 | 78 | 78 | 78 | 78 | 78 | 10 | 77 | 77 | 77 | 77 | 77 | 77 | 10
GAT-04 | 2018-11-01 | 11 | 2019 | 2018 | FALL | 82 | 82 | 82 | 82 | 82 | 82 | 10 | 80 | 80 | 80 | 80 | 80 | 80 | 10
GAT-04 | 2018-12-01 | 12 | 2019 | 2018 | WINTER | 89 | 89 | 89 | 89 | 89 | 89 | 10 | 83 | 83 | 83 | 83 | 83 | 83 | 10
GAT-04 | 2019-01-01 | 1 | 2019 | 2019 | WINTER | 89 | 89 | 89 | 89 | 89 | 89 | 10 | 84 | 84 | 84 | 84 | 84 | 84 | 10
GAT-04 | 2019-02-01 | 2 | 2019 | 2019 | WINTER | 86 | 86 | 86 | 86 | 86 | 86 | 10 | 82 | 82 | 82 | 82 | 82 | 82 | 10
GAT-04 | 2019-03-01 | 3 | 2019 | 2019 | WINTER | 82 | 82 | 82 | 82 | 82 | 82 | 10 | 80 | 80 | 80 | 80 | 80 | 80 | 10
GAT-04 | 2019-04-01 | 4 | 2019 | 2019 | SPRING | 78 | 78 | 78 | 78 | 78 | 78 | 10 | 77 | 77 | 77 | 77 | 77 | 77 | 10
GAT-04 | 2019-05-01 | 5 | 2019 | 2019 | SPRING | 75 | 75 | 75 | 75 | 75 | 75 | 10 | 75 | 75 | 75 | 75 | 75 | 75 | 10
GAT-04 | 2019-06-01 | 6 | 2019 | 2019 | SUMMER | 72 | 72 | 72 | 72 | 72 | 72 | 10 | 72 | 72 | 72 | 72 | 72 | 72 | 10
GAT-04 | 2019-07-01 | 7 | 2019 | 2019 | SUMMER | 72 | 72 | 72 | 72 | 72 | 72 | 10 | 71 | 71 | 71 | 71 | 71 | 71 | 10
GAT-04 | 2019-08-01 | 8 | 2019 | 2019 | SUMMER | 72 | 72 | 72 | 72 | 72 | 72 | 10 | 71 | 71 | 71 | 71 | 71 | 71 | 10
GAT-04 | 2019-09-01 | 9 | 2019 | 2019 | SUMMER | 75 | 75 | 75 | 75 | 75 | 75 | 10 | 73 | 73 | 73 | 73 | 73 | 73 | 10
GAT-04 | 2019-10-01 | 10 | 2020 | 2019 | FALL | 78 | 78 | 78 | 78 | 78 | 78 | 10 | 77 | 77 | 77 | 77 | 77 | 77 | 10
GAT-04 | 2019-11-01 | 11 | 2020 | 2019 | FALL | 82 | 82 | 82 | 82 | 82 | 82 | 10 | 80 | 80 | 80 | 80 | 80 | 80 | 10
GAT-04 | 2019-12-01 | 12 | 2020 | 2019 | WINTER | 89 | 89 | 89 | 89 | 89 | 89 | 10 | 83 | 83 | 83 | 83 | 83 | 83 | 10
GAT-04 | 2020-01-01 | 1 | 2020 | 2020 | WINTER | 89 | 89 | 89 | 89 | 89 | 89 | 10 | 84 | 84 | 84 | 84 | 84 | 84 | 10
GAT-04 | 2020-02-01 | 2 | 2020 | 2020 | WINTER | 86 | 86 | 86 | 86 | 86 | 86 | 10 | 82 | 82 | 82 | 82 | 82 | 82 | 10
GAT-04 | 2020-03-01 | 3 | 2020 | 2020 | WINTER | 82 | 82 | 82 | 82 | 82 | 82 | 10 | 80 | 80 | 80 | 80 | 80 | 80 | 10
GAT-04 | 2020-04-01 | 4 | 2020 | 2020 | SPRING | 78 | 78 | 78 | 78 | 78 | 78 | 10 | 77 | 77 | 77 | 77 | 77 | 77 | 10
GAT-04 | 2020-05-01 | 5 | 2020 | 2020 | SPRING | 75 | 75 | 75 | 75 | 75 | 75 | 10 | 75 | 75 | 75 | 75 | 75 | 75 | 10
GAT-04 | 2020-06-01 | 6 | 2020 | 2020 | SUMMER | 72 | 72 | 72 | 72 | 72 | 72 | 10 | 72 | 72 | 72 | 72 | 72 | 72 | 10
GAT-04 | 2020-07-01 | 7 | 2020 | 2020 | SUMMER | 72 | 72 | 72 | 72 | 72 | 72 | 10 | 71 | 71 | 71 | 71 | 71 | 71 | 10
GAT-04 | 2020-08-01 | 8 | 2020 | 2020 | SUMMER | 72 | 72 | 72 | 72 | 72 | 72 | 10 | 71 | 71 | 71 | 71 | 71 | 71 | 10
GAT-04 | 2020-09-01 | 9 | 2020 | 2020 | SUMMER | 75 | 75 | 75 | 75 | 75 | 75 | 10 | 73 | 73 | 73 | 73 | 73 | 73 | 10
GAT-04 | 2020-10-01 | 10 | 2021 | 2020 | FALL | 78 | 78 | 78 | 78 | 78 | 78 | 10 | 77 | 77 | 77 | 77 | 77 | 77 | 10
GAT-04 | 2020-11-01 | 11 | 2021 | 2020 | FALL | 82 | 82 | 82 | 82 | 82 | 82 | 10 | 80 | 80 | 80 | 80 | 80 | 80 | 10
GAT-04 | 2020-12-01 | 12 | 2021 | 2020 | WINTER | 89 | 89 | 89 | 89 | 89 | 89 | 10 | 83 | 83 | 83 | 83 | 83 | 83 | 10
GAT-04 | 2021-01-01 | 1 | 2021 | 2021 | WINTER | 89 | 89 | 89 | 89 | 89 | 89 | 10 | 84 | 84 | 84 | 84 | 84 | 84 | 10
GAT-04 | 2021-02-01 | 2 | 2021 | 2021 | WINTER | 86 | 86 | 86 | 86 | 86 | 86 | 10 | 82 | 82 | 82 | 82 | 82 | 82 | 10
GAT-04 | 2021-03-01 | 3 | 2021 | 2021 | WINTER | 82 | 82 | 82 | 82 | 82 | 82 | 10 | 80 | 80 | 80 | 80 | 80 | 80 | 10
GAT-04 | 2021-04-01 | 4 | 2021 | 2021 | SPRING | 78 | 78 | 78 | 78 | 78 | 78 | 10 | 77 | 77 | 77 | 77 | 77 | 77 | 10
GAT-04 | 2021-05-01 | 5 | 2021 | 2021 | SPRING | 75 | 75 | 75 | 75 | 75 | 75 | 10 | 75 | 75 | 75 | 75 | 75 | 75 | 10
GAT-04 | 2021-06-01 | 6 | 2021 | 2021 | SUMMER | 72 | 72 | 72 | 72 | 72 | 72 | 10 | 72 | 72 | 72 | 72 | 72 | 72 | 10
GAT-04 | 2021-07-01 | 7 | 2021 | 2021 | SUMMER | 72 | 72 | 72 | 72 | 72 | 72 | 10 | 71 | 71 | 71 | 71 | 71 | 71 | 10
GAT-04 | 2021-08-01 | 8 | 2021 | 2021 | SUMMER | 72 | 72 | 72 | 72 | 72 | 72 | 10 | 71 | 71 | 71 | 71 | 71 | 71 | 10
GAT-04 | 2021-09-01 | 9 | 2021 | 2021 | SUMMER | 75 | 75 | 75 | 75 | 75 | 75 | 10 | 73 | 73 | 73 | 73 | 73 | 73 | 10
GAT-04 | 2021-10-01 | 10 | 2022 | 2021 | FALL | 78 | 78 | 78 | 78 | 78 | 78 | 10 | 77 | 77 | 77 | 77 | 77 | 77 | 10
GAT-04 | 2021-11-01 | 11 | 2022 | 2021 | FALL | 82 | 82 | 82 | 82 | 82 | 82 | 10 | 80 | 80 | 80 | 80 | 80 | 80 | 10
GAT-04 | 2021-12-01 | 12 | 2022 | 2021 | WINTER | 89 | 89 | 89 | 89 | 89 | 89 | 10 | 83 | 83 | 83 | 83 | 83 | 83 | 10
GAT-04 | 2022-01-01 | 1 | 2022 | 2022 | WINTER | 89 | 89 | 89 | 89 | 89 | 89 | 10 | 84 | 84 | 84 | 84 | 84 | 84 | 10
GAT-04 | 2022-02-01 | 2 | 2022 | 2022 | WINTER | 86 | 86 | 86 | 86 | 86 | 86 | 10 | 82 | 82 | 82 | 82 | 82 | 82 | 10
GAT-04 | 2022-03-01 | 3 | 2022 | 2022 | WINTER | 82 | 82 | 82 | 82 | 82 | 82 | 10 | 80 | 80 | 80 | 80 | 80 | 80 | 10
GAT-04 | 2022-04-01 | 4 | 2022 | 2022 | SPRING | 78 | 78 | 78 | 78 | 78 | 78 | 10 | 77 | 77 | 77 | 77 | 77 | 77 | 10
GAT-04 | 2022-05-01 | 5 | 2022 | 2022 | SPRING | 75 | 75 | 75 | 75 | 75 | 75 | 10 | 75 | 75 | 75 | 75 | 75 | 75 | 10
GAT-04 | 2022-06-01 | 6 | 2022 | 2022 | SUMMER | 72 | 72 | 72 | 72 | 72 | 72 | 10 | 72 | 72 | 72 | 72 | 72 | 72 | 10
GAT-04 | 2022-07-01 | 7 | 2022 | 2022 | SUMMER | 72 | 72 | 72 | 72 | 72 | 72 | 10 | 71 | 71 | 71 | 71 | 71 | 71 | 10
GAT-04 | 2022-08-01 | 8 | 2022 | 2022 | SUMMER | 72 | 72 | 72 | 72 | 72 | 72 | 10 | 71 | 71 | 71 | 71 | 71 | 71 | 10
GAT-04 | 2022-09-01 | 9 | 2022 | 2022 | SUMMER | 75 | 75 | 75 | 75 | 75 | 75 | 10 | 73 | 73 | 73 | 73 | 73 | 73 | 10
GAT-04 | 2022-10-01 | 10 | 2023 | 2022 | FALL | 78 | 78 | 78 | 78 | 78 | 78 | 10 | 77 | 77 | 77 | 77 | 77 | 77 | 10
GAT-04 | 2022-11-01 | 11 | 2023 | 2022 | FALL | 82 | 82 | 82 | 82 | 82 | 82 | 10 | 80 | 80 | 80 | 80 | 80 | 80 | 10
GAT-04 | 2022-12-01 | 12 | 2023 | 2022 | WINTER | 89 | 89 | 89 | 89 | 89 | 89 | 10 | 83 | 83 | 83 | 83 | 83 | 83 | 10
GAT-04 | 2023-01-01 | 1 | 2023 | 2023 | WINTER | 89 | 89 | 89 | 89 | 89 | 89 | 10 | 84 | 84 | 84 | 84 | 84 | 84 | 10
GAT-04 | 2023-02-01 | 2 | 2023 | 2023 | WINTER | 86 | 86 | 86 | 86 | 86 | 86 | 10 | 82 | 82 | 82 | 82 | 82 | 82 | 10
GAT-04 | 2023-03-01 | 3 | 2023 | 2023 | WINTER | 82 | 82 | 82 | 82 | 82 | 82 | 10 | 80 | 80 | 80 | 80 | 80 | 80 | 10
GAT-04 | 2023-04-01 | 4 | 2023 | 2023 | SPRING | 78 | 78 | 78 | 78 | 78 | 78 | 10 | 77 | 77 | 77 | 77 | 77 | 77 | 10
GAT-04 | 2023-05-01 | 5 | 2023 | 2023 | SPRING | 75 | 75 | 75 | 75 | 75 | 75 | 10 | 75 | 75 | 75 | 75 | 75 | 75 | 10
GAT-04 | 2023-06-01 | 6 | 2023 | 2023 | SUMMER | 72 | 72 | 72 | 72 | 72 | 72 | 10 | 72 | 72 | 72 | 72 | 72 | 72 | 10
GAT-04 | 2023-07-01 | 7 | 2023 | 2023 | SUMMER | 72 | 72 | 72 | 72 | 72 | 72 | 10 | 71 | 71 | 71 | 71 | 71 | 71 | 10
GAT-04 | 2023-08-01 | 8 | 2023 | 2023 | SUMMER | 72 | 72 | 72 | 72 | 72 | 72 | 10 | 71 | 71 | 71 | 71 | 71 | 71 | 10
GAT-04 | 2023-09-01 | 9 | 2023 | 2023 | SUMMER | 75 | 75 | 75 | 75 | 75 | 75 | 10 | 73 | 73 | 73 | 73 | 73 | 73 | 10
GAT-04 | 2023-10-01 | 10 | 2024 | 2023 | FALL | 78 | 78 | 78 | 78 | 78 | 78 | 10 | 77 | 77 | 77 | 77 | 77 | 77 | 10
GAT-04 | 2023-11-01 | 11 | 2024 | 2023 | FALL | 82 | 82 | 82 | 82 | 82 | 82 | 10 | 80 | 80 | 80 | 80 | 80 | 80 | 10
GAT-04 | 2023-12-01 | 12 | 2024 | 2023 | WINTER | 89 | 89 | 89 | 89 | 89 | 89 | 10 | 83 | 83 | 83 | 83 | 83 | 83 | 10
GAT-04 | 2024-01-01 | 1 | 2024 | 2024 | WINTER | 89 | 89 | 89 | 89 | 89 | 89 | 10 | 84 | 84 | 84 | 84 | 84 | 84 | 10
GAT-04 | 2024-02-01 | 2 | 2024 | 2024 | WINTER | 86 | 86 | 86 | 86 | 86 | 86 | 10 | 82 | 82 | 82 | 82 | 82 | 82 | 10
GAT-04 | 2024-03-01 | 3 | 2024 | 2024 | WINTER | 82 | 82 | 82 | 82 | 82 | 82 | 10 | 80 | 80 | 80 | 80 | 80 | 80 | 10
GAT-04 | 2024-04-01 | 4 | 2024 | 2024 | SPRING | 78 | 78 | 78 | 78 | 78 | 78 | 10 | 77 | 77 | 77 | 77 | 77 | 77 | 10
GAT-04 | 2024-05-01 | 5 | 2024 | 2024 | SPRING | 75 | 75 | 75 | 75 | 75 | 75 | 10 | 75 | 75 | 75 | 75 | 75 | 75 | 10
GAT-04 | 2024-06-01 | 6 | 2024 | 2024 | SUMMER | 72 | 72 | 72 | 72 | 72 | 72 | 10 | 72 | 72 | 72 | 72 | 72 | 72 | 10
GAT-04 | 2024-07-01 | 7 | 2024 | 2024 | SUMMER | 72 | 72 | 72 | 72 | 72 | 72 | 10 | 71 | 71 | 71 | 71 | 71 | 71 | 10
GAT-04 | 2024-08-01 | 8 | 2024 | 2024 | SUMMER | 72 | 72 | 72 | 72 | 72 | 72 | 10 | 71 | 71 | 71 | 71 | 71 | 71 | 10
GAT-04 | 2024-09-01 | 9 | 2024 | 2024 | SUMMER | 75 | 75 | 75 | 75 | 75 | 75 | 10 | 73 | 73 | 73 | 73 | 73 | 73 | 10
GAT-04 | 2024-10-01 | 10 | 2025 | 2024 | FALL | 78 | 78 | 78 | 78 | 78 | 78 | 10 | 77 | 77 | 77 | 77 | 77 | 77 | 10
GAT-04 | 2024-11-01 | 11 | 2025 | 2024 | FALL | 82 | 82 | 82 | 82 | 82 | 82 | 10 | 80 | 80 | 80 | 80 | 80 | 80 | 10
GAT-04 | 2024-12-01 | 12 | 2025 | 2024 | WINTER | 89 | 89 | 89 | 89 | 89 | 89 | 10 | 83 | 83 | 83 | 83 | 83 | 83 | 10
GAT-04 | 2025-01-01 | 1 | 2025 | 2025 | WINTER | 89 | 89 | 89 | 89 | 89 | 89 | 10 | 84 | 84 | 84 | 84 | 84 | 84 | 10
GAT-04 | 2025-02-01 | 2 | 2025 | 2025 | WINTER | 86 | 86 | 86 | 86 | 86 | 86 | 10 | 82 | 82 | 82 | 82 | 82 | 82 | 10
GAT-04 | 2025-03-01 | 3 | 2025 | 2025 | WINTER | 82 | 82 | 82 | 82 | 82 | 82 | 10 | 80 | 80 | 80 | 80 | 80 | 80 | 10
GAT-04 | 2025-04-01 | 4 | 2025 | 2025 | SPRING | 78 | 78 | 78 | 78 | 78 | 78 | 10 | 77 | 77 | 77 | 77 | 77 | 77 | 10
GAT-04 | 2025-05-01 | 5 | 2025 | 2025 | SPRING | 75 | 75 | 75 | 75 | 75 | 75 | 10 | 75 | 75 | 75 | 75 | 75 | 75 | 10
GAT-04 | 2025-06-01 | 6 | 2025 | 2025 | SUMMER | 72 | 72 | 72 | 72 | 72 | 72 | 10 | 72 | 72 | 72 | 72 | 72 | 72 | 10
GAT-04 | 2025-07-01 | 7 | 2025 | 2025 | SUMMER | 72 | 72 | 72 | 72 | 72 | 72 | 10 | 71 | 71 | 71 | 71 | 71 | 71 | 10
GAT-04 | 2025-08-01 | 8 | 2025 | 2025 | SUMMER | 72 | 72 | 72 | 72 | 72 | 72 | 10 | 71 | 71 | 71 | 71 | 71 | 71 | 10
GAT-04 | 2025-09-01 | 9 | 2025 | 2025 | SUMMER | 75 | 75 | 75 | 75 | 75 | 75 | 10 | 73 | 73 | 73 | 73 | 73 | 73 | 10
GAT-04 | 2025-10-01 | 10 | 2026 | 2025 | FALL | 78 | 78 | 78 | 78 | 78 | 78 | 10 | 77 | 77 | 77 | 77 | 77 | 77 | 10
GAT-04 | 2025-11-01 | 11 | 2026 | 2025 | FALL | 82 | 82 | 82 | 82 | 82 | 82 | 10 | 80 | 80 | 80 | 80 | 80 | 80 | 10
GAT-04 | 2025-12-01 | 12 | 2026 | 2025 | WINTER | 89 | 89 | 89 | 89 | 89 | 89 | 10 | 83 | 83 | 83 | 83 | 83 | 83 | 10
GAT-04 | 2026-01-01 | 1 | 2026 | 2026 | WINTER | 89 | 89 | 89 | 89 | 89 | 89 | 10 | 84 | 84 | 84 | 84 | 84 | 84 | 10
GAT-04 | 2026-02-01 | 2 | 2026 | 2026 | WINTER | 86 | 86 | 86 | 86 | 86 | 86 | 10 | 82 | 82 | 82 | 82 | 82 | 82 | 10
GAT-04 | 2026-03-01 | 3 | 2026 | 2026 | WINTER | 82 | 82 | 82 | 82 | 82 | 82 | 10 | 80 | 80 | 80 | 80 | 80 | 80 | 10
GAT-04 | 2026-04-01 | 4 | 2026 | 2026 | SPRING | 78 | 78 | 78 | 78 | 78 | 78 | 10 | 77 | 77 | 77 | 77 | 77 | 77 | 10
GAT-04 | 2026-05-01 | 5 | 2026 | 2026 | SPRING | 75 | 75 | 75 | 75 | 75 | 75 | 10 | 75 | 75 | 75 | 75 | 75 | 75 | 10
GAT-04 | 2026-06-01 | 6 | 2026 | 2026 | SUMMER | 72 | 72 | 72 | 72 | 72 | 72 | 10 | 72 | 72 | 72 | 72 | 72 | 72 | 10
GAT-04 | 2026-07-01 | 7 | 2026 | 2026 | SUMMER | 72 | 72 | 72 | 72 | 72 | 72 | 10 | 71 | 71 | 71 | 71 | 71 | 71 | 10
GAT-04 | 2026-08-01 | 8 | 2026 | 2026 | SUMMER | 72 | 72 | 72 | 72 | 72 | 72 | 10 | 71 | 71 | 71 | 71 | 71 | 71 | 10
GAT-04 | 2026-09-01 | 9 | 2026 | 2026 | SUMMER | 75 | 75 | 75 | 75 | 75 | 75 | 10 | 73 | 73 | 73 | 73 | 73 | 73 | 10
GAT-04 | 2026-10-01 | 10 | 2027 | 2026 | FALL | 78 | 78 | 78 | 78 | 78 | 78 | 10 | 77 | 77 | 77 | 77 | 77 | 77 | 10
GAT-04 | 2026-11-01 | 11 | 2027 | 2026 | FALL | 82 | 82 | 82 | 82 | 82 | 82 | 10 | 80 | 80 | 80 | 80 | 80 | 80 | 10
GAT-04 | 2026-12-01 | 12 | 2027 | 2026 | WINTER | 89 | 89 | 89 | 89 | 89 | 89 | 10 | 83 | 83 | 83 | 83 | 83 | 83 | 10
GAT-04 | 2027-01-01 | 1 | 2027 | 2027 | WINTER | 89 | 89 | 89 | 89 | 89 | 89 | 10 | 84 | 84 | 84 | 84 | 84 | 84 | 10
GAT-04 | 2027-02-01 | 2 | 2027 | 2027 | WINTER | 86 | 86 | 86 | 86 | 86 | 86 | 10 | 82 | 82 | 82 | 82 | 82 | 82 | 10
GAT-04 | 2027-03-01 | 3 | 2027 | 2027 | WINTER | 82 | 82 | 82 | 82 | 82 | 82 | 10 | 80 | 80 | 80 | 80 | 80 | 80 | 10
GAT-04 | 2027-04-01 | 4 | 2027 | 2027 | SPRING | 78 | 78 | 78 | 78 | 78 | 78 | 10 | 77 | 77 | 77 | 77 | 77 | 77 | 10
GAT-04 | 2027-05-01 | 5 | 2027 | 2027 | SPRING | 75 | 75 | 75 | 75 | 75 | 75 | 10 | 75 | 75 | 75 | 75 | 75 | 75 | 10
GAT-04 | 2027-06-01 | 6 | 2027 | 2027 | SUMMER | 72 | 72 | 72 | 72 | 72 | 72 | 10 | 72 | 72 | 72 | 72 | 72 | 72 | 10
GAT-04 | 2027-07-01 | 7 | 2027 | 2027 | SUMMER | 72 | 72 | 72 | 72 | 72 | 72 | 10 | 71 | 71 | 71 | 71 | 71 | 71 | 10
GAT-04 | 2027-08-01 | 8 | 2027 | 2027 | SUMMER | 72 | 72 | 72 | 72 | 72 | 72 | 10 | 71 | 71 | 71 | 71 | 71 | 71 | 10
GAT-04 | 2027-09-01 | 9 | 2027 | 2027 | SUMMER | 75 | 75 | 75 | 75 | 75 | 75 | 10 | 73 | 73 | 73 | 73 | 73 | 73 | 10
GAT-04 | 2027-10-01 | 10 | 2028 | 2027 | FALL | 78 | 78 | 78 | 78 | 78 | 78 | 10 | 77 | 77 | 77 | 77 | 77 | 77 | 10
GAT-04 | 2027-11-01 | 11 | 2028 | 2027 | FALL | 82 | 82 | 82 | 82 | 82 | 82 | 10 | 80 | 80 | 80 | 80 | 80 | 80 | 10
GAT-04 | 2027-12-01 | 12 | 2028 | 2027 | WINTER | 89 | 89 | 89 | 89 | 89 | 89 | 10 | 83 | 83 | 83 | 83 | 83 | 83 | 10
GAT-04 | 2028-01-01 | 1 | 2028 | 2028 | WINTER | 89 | 89 | 89 | 89 | 89 | 89 | 10 | 84 | 84 | 84 | 84 | 84 | 84 | 10
GAT-04 | 2028-02-01 | 2 | 2028 | 2028 | WINTER | 86 | 86 | 86 | 86 | 86 | 86 | 10 | 82 | 82 | 82 | 82 | 82 | 82 | 10
GAT-04 | 2028-03-01 | 3 | 2028 | 2028 | WINTER | 82 | 82 | 82 | 82 | 82 | 82 | 10 | 80 | 80 | 80 | 80 | 80 | 80 | 10
GAT-04 | 2028-04-01 | 4 | 2028 | 2028 | SPRING | 78 | 78 | 78 | 78 | 78 | 78 | 10 | 77 | 77 | 77 | 77 | 77 | 77 | 10
GAT-04 | 2028-05-01 | 5 | 2028 | 2028 | SPRING | 75 | 75 | 75 | 75 | 75 | 75 | 10 | 75 | 75 | 75 | 75 | 75 | 75 | 10
GAT-04 | 2028-06-01 | 6 | 2028 | 2028 | SUMMER | 72 | 72 | 72 | 72 | 72 | 72 | 10 | 72 | 72 | 72 | 72 | 72 | 72 | 10
GAT-04 | 2028-07-01 | 7 | 2028 | 2028 | SUMMER | 72 | 72 | 72 | 72 | 72 | 72 | 10 | 71 | 71 | 71 | 71 | 71 | 71 | 10
GAT-04 | 2028-08-01 | 8 | 2028 | 2028 | SUMMER | 72 | 72 | 72 | 72 | 72 | 72 | 10 | 71 | 71 | 71 | 71 | 71 | 71 | 10
GAT-04 | 2028-09-01 | 9 | 2028 | 2028 | SUMMER | 75 | 75 | 75 | 75 | 75 | 75 | 10 | 73 | 73 | 73 | 73 | 73 | 73 | 10
GAT-04 | 2028-10-01 | 10 | 2029 | 2028 | FALL | 78 | 78 | 78 | 78 | 78 | 78 | 10 | 77 | 77 | 77 | 77 | 77 | 77 | 10
GAT-04 | 2028-11-01 | 11 | 2029 | 2028 | FALL | 82 | 82 | 82 | 82 | 82 | 82 | 10 | 80 | 80 | 80 | 80 | 80 | 80 | 10
GAT-04 | 2028-12-01 | 12 | 2029 | 2028 | WINTER | 89 | 89 | 89 | 89 | 89 | 89 | 10 | 83 | 83 | 83 | 83 | 83 | 83 | 10
GAT-04 | 2029-01-01 | 1 | 2029 | 2029 | WINTER | 89 | 89 | 89 | 89 | 89 | 89 | 10 | 84 | 84 | 84 | 84 | 84 | 84 | 10
GAT-04 | 2029-02-01 | 2 | 2029 | 2029 | WINTER | 86 | 86 | 86 | 86 | 86 | 86 | 10 | 82 | 82 | 82 | 82 | 82 | 82 | 10
GAT-04 | 2029-03-01 | 3 | 2029 | 2029 | WINTER | 82 | 82 | 82 | 82 | 82 | 82 | 10 | 80 | 80 | 80 | 80 | 80 | 80 | 10
GAT-04 | 2029-04-01 | 4 | 2029 | 2029 | SPRING | 78 | 78 | 78 | 78 | 78 | 78 | 10 | 77 | 77 | 77 | 77 | 77 | 77 | 10
GAT-04 | 2029-05-01 | 5 | 2029 | 2029 | SPRING | 75 | 75 | 75 | 75 | 75 | 75 | 10 | 75 | 75 | 75 | 75 | 75 | 75 | 10
GAT-04 | 2029-06-01 | 6 | 2029 | 2029 | SUMMER | 72 | 72 | 72 | 72 | 72 | 72 | 10 | 72 | 72 | 72 | 72 | 72 | 72 | 10
GAT-04 | 2029-07-01 | 7 | 2029 | 2029 | SUMMER | 72 | 72 | 72 | 72 | 72 | 72 | 10 | 71 | 71 | 71 | 71 | 71 | 71 | 10
GAT-04 | 2029-08-01 | 8 | 2029 | 2029 | SUMMER | 72 | 72 | 72 | 72 | 72 | 72 | 10 | 71 | 71 | 71 | 71 | 71 | 71 | 10
GAT-04 | 2029-09-01 | 9 | 2029 | 2029 | SUMMER | 75 | 75 | 75 | 75 | 75 | 75 | 10 | 73 | 73 | 73 | 73 | 73 | 73 | 10
GAT-04 | 2029-10-01 | 10 | 2030 | 2029 | FALL | 78 | 78 | 78 | 78 | 78 | 78 | 10 | 77 | 77 | 77 | 77 | 77 | 77 | 10
GAT-04 | 2029-11-01 | 11 | 2030 | 2029 | FALL | 82 | 82 | 82 | 82 | 82 | 82 | 10 | 80 | 80 | 80 | 80 | 80 | 80 | 10
GAT-04 | 2029-12-01 | 12 | 2030 | 2029 | WINTER | 89 | 89 | 89 | 89 | 89 | 89 | 10 | 83 | 83 | 83 | 83 | 83 | 83 | 10
GAT-04 | 2030-01-01 | 1 | 2030 | 2030 | WINTER | 89 | 89 | 89 | 89 | 89 | 89 | 10 | 84 | 84 | 84 | 84 | 84 | 84 | 10
GAT-04 | 2030-02-01 | 2 | 2030 | 2030 | WINTER | 86 | 86 | 86 | 86 | 86 | 86 | 10 | 82 | 82 | 82 | 82 | 82 | 82 | 10
GAT-04 | 2030-03-01 | 3 | 2030 | 2030 | WINTER | 82 | 82 | 82 | 82 | 82 | 82 | 10 | 80 | 80 | 80 | 80 | 80 | 80 | 10
GAT-04 | 2030-04-01 | 4 | 2030 | 2030 | SPRING | 78 | 78 | 78 | 78 | 78 | 78 | 10 | 77 | 77 | 77 | 77 | 77 | 77 | 10
GAT-04 | 2030-05-01 | 5 | 2030 | 2030 | SPRING | 75 | 75 | 75 | 75 | 75 | 75 | 10 | 75 | 75 | 75 | 75 | 75 | 75 | 10
GAT-04 | 2030-06-01 | 6 | 2030 | 2030 | SUMMER | 72 | 72 | 72 | 72 | 72 | 72 | 10 | 72 | 72 | 72 | 72 | 72 | 72 | 10
GAT-04 | 2030-07-01 | 7 | 2030 | 2030 | SUMMER | 72 | 72 | 72 | 72 | 72 | 72 | 10 | 71 | 71 | 71 | 71 | 71 | 71 | 10
GAT-04 | 2030-08-01 | 8 | 2030 | 2030 | SUMMER | 72 | 72 | 72 | 72 | 72 | 72 | 10 | 71 | 71 | 71 | 71 | 71 | 71 | 10
GAT-04 | 2030-09-01 | 9 | 2030 | 2030 | SUMMER | 75 | 75 | 75 | 75 | 75 | 75 | 10 | 73 | 73 | 73 | 73 | 73 | 73 | 10
GAT-04 | 2030-10-01 | 10 | 2031 | 2030 | FALL | 78 | 78 | 78 | 78 | 78 | 78 | 10 | 77 | 77 | 77 | 77 | 77 | 77 | 10
GAT-04 | 2030-11-01 | 11 | 2031 | 2030 | FALL | 82 | 82 | 82 | 82 | 82 | 82 | 10 | 80 | 80 | 80 | 80 | 80 | 80 | 10
GAT-04 | 2030-12-01 | 12 | 2031 | 2030 | WINTER | 89 | 89 | 89 | 89 | 89 | 89 | 10 | 83 | 83 | 83 | 83 | 83 | 83 | 10
GAT-04 | 2031-01-01 | 1 | 2031 | 2031 | WINTER | 89 | 89 | 89 | 89 | 89 | 89 | 10 | 84 | 84 | 84 | 84 | 84 | 84 | 10
GAT-04 | 2031-02-01 | 2 | 2031 | 2031 | WINTER | 86 | 86 | 86 | 86 | 86 | 86 | 10 | 82 | 82 | 82 | 82 | 82 | 82 | 10
GAT-04 | 2031-03-01 | 3 | 2031 | 2031 | WINTER | 82 | 82 | 82 | 82 | 82 | 82 | 10 | 80 | 80 | 80 | 80 | 80 | 80 | 10
GAT-04 | 2031-04-01 | 4 | 2031 | 2031 | SPRING | 78 | 78 | 78 | 78 | 78 | 78 | 10 | 77 | 77 | 77 | 77 | 77 | 77 | 10
GAT-04 | 2031-05-01 | 5 | 2031 | 2031 | SPRING | 75 | 75 | 75 | 75 | 75 | 75 | 10 | 75 | 75 | 75 | 75 | 75 | 75 | 10
GAT-04 | 2031-06-01 | 6 | 2031 | 2031 | SUMMER | 72 | 72 | 72 | 72 | 72 | 72 | 10 | 72 | 72 | 72 | 72 | 72 | 72 | 10
GAT-04 | 2031-07-01 | 7 | 2031 | 2031 | SUMMER | 72 | 72 | 72 | 72 | 72 | 72 | 10 | 71 | 71 | 71 | 71 | 71 | 71 | 10
GAT-04 | 2031-08-01 | 8 | 2031 | 2031 | SUMMER | 72 | 72 | 72 | 72 | 72 | 72 | 10 | 71 | 71 | 71 | 71 | 71 | 71 | 10
GAT-04 | 2031-09-01 | 9 | 2031 | 2031 | SUMMER | 75 | 75 | 75 | 75 | 75 | 75 | 10 | 73 | 73 | 73 | 73 | 73 | 73 | 10
GAT-04 | 2031-10-01 | 10 | 2032 | 2031 | FALL | 78 | 78 | 78 | 78 | 78 | 78 | 10 | 77 | 77 | 77 | 77 | 77 | 77 | 10
GAT-04 | 2031-11-01 | 11 | 2032 | 2031 | FALL | 82 | 82 | 82 | 82 | 82 | 82 | 10 | 80 | 80 | 80 | 80 | 80 | 80 | 10
GAT-04 | 2031-12-01 | 12 | 2032 | 2031 | WINTER | 89 | 89 | 89 | 89 | 89 | 89 | 10 | 83 | 83 | 83 | 83 | 83 | 83 | 10
GAT-04 | 2032-01-01 | 1 | 2032 | 2032 | WINTER | 89 | 89 | 89 | 89 | 89 | 89 | 10 | 84 | 84 | 84 | 84 | 84 | 84 | 10
GAT-04 | 2032-02-01 | 2 | 2032 | 2032 | WINTER | 86 | 86 | 86 | 86 | 86 | 86 | 10 | 82 | 82 | 82 | 82 | 82 | 82 | 10
GAT-04 | 2032-03-01 | 3 | 2032 | 2032 | WINTER | 82 | 82 | 82 | 82 | 82 | 82 | 10 | 80 | 80 | 80 | 80 | 80 | 80 | 10
GAT-04 | 2032-04-01 | 4 | 2032 | 2032 | SPRING | 78 | 78 | 78 | 78 | 78 | 78 | 10 | 77 | 77 | 77 | 77 | 77 | 77 | 10
GAT-04 | 2032-05-01 | 5 | 2032 | 2032 | SPRING | 75 | 75 | 75 | 75 | 75 | 75 | 10 | 75 | 75 | 75 | 75 | 75 | 75 | 10
GAT-04 | 2032-06-01 | 6 | 2032 | 2032 | SUMMER | 72 | 72 | 72 | 72 | 72 | 72 | 10 | 72 | 72 | 72 | 72 | 72 | 72 | 10
GAT-04 | 2032-07-01 | 7 | 2032 | 2032 | SUMMER | 72 | 72 | 72 | 72 | 72 | 72 | 10 | 71 | 71 | 71 | 71 | 71 | 71 | 10
GAT-04 | 2032-08-01 | 8 | 2032 | 2032 | SUMMER | 72 | 72 | 72 | 72 | 72 | 72 | 10 | 71 | 71 | 71 | 71 | 71 | 71 | 10
GAT-04 | 2032-09-01 | 9 | 2032 | 2032 | SUMMER | 75 | 75 | 75 | 75 | 75 | 75 | 10 | 73 | 73 | 73 | 73 | 73 | 73 | 10
GAT-04 | 2032-10-01 | 10 | 2033 | 2032 | FALL | 78 | 78 | 78 | 78 | 78 | 78 | 10 | 77 | 77 | 77 | 77 | 77 | 77 | 10
GAT-04 | 2032-11-01 | 11 | 2033 | 2032 | FALL | 82 | 82 | 82 | 82 | 82 | 82 | 10 | 80 | 80 | 80 | 80 | 80 | 80 | 10
GAT-04 | 2032-12-01 | 12 | 2033 | 2032 | WINTER | 89 | 89 | 89 | 89 | 89 | 89 | 10 | 83 | 83 | 83 | 83 | 83 | 83 | 10
GAT-04 | 2033-01-01 | 1 | 2033 | 2033 | WINTER | 89 | 89 | 89 | 89 | 89 | 89 | 10 | 84 | 84 | 84 | 84 | 84 | 84 | 10
GAT-04 | 2033-02-01 | 2 | 2033 | 2033 | WINTER | 86 | 86 | 86 | 86 | 86 | 86 | 10 | 82 | 82 | 82 | 82 | 82 | 82 | 10
GAT-04 | 2033-03-01 | 3 | 2033 | 2033 | WINTER | 82 | 82 | 82 | 82 | 82 | 82 | 10 | 80 | 80 | 80 | 80 | 80 | 80 | 10
GAT-04 | 2033-04-01 | 4 | 2033 | 2033 | SPRING | 78 | 78 | 78 | 78 | 78 | 78 | 10 | 77 | 77 | 77 | 77 | 77 | 77 | 10
GAT-04 | 2033-05-01 | 5 | 2033 | 2033 | SPRING | 75 | 75 | 75 | 75 | 75 | 75 | 10 | 75 | 75 | 75 | 75 | 75 | 75 | 10
GAT-04 | 2033-06-01 | 6 | 2033 | 2033 | SUMMER | 72 | 72 | 72 | 72 | 72 | 72 | 10 | 72 | 72 | 72 | 72 | 72 | 72 | 10
GAT-04 | 2033-07-01 | 7 | 2033 | 2033 | SUMMER | 72 | 72 | 72 | 72 | 72 | 72 | 10 | 71 | 71 | 71 | 71 | 71 | 71 | 10
GAT-04 | 2033-08-01 | 8 | 2033 | 2033 | SUMMER | 72 | 72 | 72 | 72 | 72 | 72 | 10 | 71 | 71 | 71 | 71 | 71 | 71 | 10
GAT-04 | 2033-09-01 | 9 | 2033 | 2033 | SUMMER | 75 | 75 | 75 | 75 | 75 | 75 | 10 | 73 | 73 | 73 | 73 | 73 | 73 | 10
GAT-04 | 2033-10-01 | 10 | 2034 | 2033 | FALL | 78 | 78 | 78 | 78 | 78 | 78 | 10 | 77 | 77 | 77 | 77 | 77 | 77 | 10
GAT-04 | 2033-11-01 | 11 | 2034 | 2033 | FALL | 82 | 82 | 82 | 82 | 82 | 82 | 10 | 80 | 80 | 80 | 80 | 80 | 80 | 10
GAT-04 | 2033-12-01 | 12 | 2034 | 2033 | WINTER | 89 | 89 | 89 | 89 | 89 | 89 | 10 | 83 | 83 | 83 | 83 | 83 | 83 | 10
GAT-04 | 2034-01-01 | 1 | 2034 | 2034 | WINTER | 89 | 89 | 89 | 89 | 89 | 89 | 10 | 84 | 84 | 84 | 84 | 84 | 84 | 10
GAT-04 | 2034-02-01 | 2 | 2034 | 2034 | WINTER | 86 | 86 | 86 | 86 | 86 | 86 | 10 | 82 | 82 | 82 | 82 | 82 | 82 | 10
GAT-04 | 2034-03-01 | 3 | 2034 | 2034 | WINTER | 82 | 82 | 82 | 82 | 82 | 82 | 10 | 80 | 80 | 80 | 80 | 80 | 80 | 10
GAT-04 | 2034-04-01 | 4 | 2034 | 2034 | SPRING | 78 | 78 | 78 | 78 | 78 | 78 | 10 | 77 | 77 | 77 | 77 | 77 | 77 | 10
GAT-04 | 2034-05-01 | 5 | 2034 | 2034 | SPRING | 75 | 75 | 75 | 75 | 75 | 75 | 10 | 75 | 75 | 75 | 75 | 75 | 75 | 10
GAT-04 | 2034-06-01 | 6 | 2034 | 2034 | SUMMER | 72 | 72 | 72 | 72 | 72 | 72 | 10 | 72 | 72 | 72 | 72 | 72 | 72 | 10
GAT-04 | 2034-07-01 | 7 | 2034 | 2034 | SUMMER | 72 | 72 | 72 | 72 | 72 | 72 | 10 | 71 | 71 | 71 | 71 | 71 | 71 | 10
GAT-04 | 2034-08-01 | 8 | 2034 | 2034 | SUMMER | 72 | 72 | 72 | 72 | 72 | 72 | 10 | 71 | 71 | 71 | 71 | 71 | 71 | 10
GAT-04 | 2034-09-01 | 9 | 2034 | 2034 | SUMMER | 75 | 75 | 75 | 75 | 75 | 75 | 10 | 73 | 73 | 73 | 73 | 73 | 73 | 10
GAT-04 | 2034-10-01 | 10 | 2035 | 2034 | FALL | 78 | 78 | 78 | 78 | 78 | 78 | 10 | 77 | 77 | 77 | 77 | 77 | 77 | 10
GAT-04 | 2034-11-01 | 11 | 2035 | 2034 | FALL | 82 | 82 | 82 | 82 | 82 | 82 | 10 | 80 | 80 | 80 | 80 | 80 | 80 | 10
GAT-04 | 2034-12-01 | 12 | 2035 | 2034 | WINTER | 89 | 89 | 89 | 89 | 89 | 89 | 10 | 83 | 83 | 83 | 83 | 83 | 83 | 10
GAT-04 | 2035-01-01 | 1 | 2035 | 2035 | WINTER | 89 | 89 | 89 | 89 | 89 | 89 | 10 | 84 | 84 | 84 | 84 | 84 | 84 | 10
GAT-04 | 2035-02-01 | 2 | 2035 | 2035 | WINTER | 86 | 86 | 86 | 86 | 86 | 86 | 10 | 82 | 82 | 82 | 82 | 82 | 82 | 10
GAT-04 | 2035-03-01 | 3 | 2035 | 2035 | WINTER | 82 | 82 | 82 | 82 | 82 | 82 | 10 | 80 | 80 | 80 | 80 | 80 | 80 | 10
GAT-04 | 2035-04-01 | 4 | 2035 | 2035 | SPRING | 78 | 78 | 78 | 78 | 78 | 78 | 10 | 77 | 77 | 77 | 77 | 77 | 77 | 10
GAT-04 | 2035-05-01 | 5 | 2035 | 2035 | SPRING | 75 | 75 | 75 | 75 | 75 | 75 | 10 | 75 | 75 | 75 | 75 | 75 | 75 | 10
GAT-04 | 2035-06-01 | 6 | 2035 | 2035 | SUMMER | 72 | 72 | 72 | 72 | 72 | 72 | 10 | 72 | 72 | 72 | 72 | 72 | 72 | 10
GAT-04 | 2035-07-01 | 7 | 2035 | 2035 | SUMMER | 72 | 72 | 72 | 72 | 72 | 72 | 10 | 71 | 71 | 71 | 71 | 71 | 71 | 10
GAT-04 | 2035-08-01 | 8 | 2035 | 2035 | SUMMER | 72 | 72 | 72 | 72 | 72 | 72 | 10 | 71 | 71 | 71 | 71 | 71 | 71 | 10
GAT-04 | 2035-09-01 | 9 | 2035 | 2035 | SUMMER | 75 | 75 | 75 | 75 | 75 | 75 | 10 | 73 | 73 | 73 | 73 | 73 | 73 | 10
GAT-04 | 2035-10-01 | 10 | 2036 | 2035 | FALL | 78 | 78 | 78 | 78 | 78 | 78 | 10 | 77 | 77 | 77 | 77 | 77 | 77 | 10
GAT-04 | 2035-11-01 | 11 | 2036 | 2035 | FALL | 82 | 82 | 82 | 82 | 82 | 82 | 10 | 80 | 80 | 80 | 80 | 80 | 80 | 10
GAT-04 | 2035-12-01 | 12 | 2036 | 2035 | WINTER | 89 | 89 | 89 | 89 | 89 | 89 | 10 | 83 | 83 | 83 | 83 | 83 | 83 | 10
GAT-04 | 2036-01-01 | 1 | 2036 | 2036 | WINTER | 89 | 89 | 89 | 89 | 89 | 89 | 10 | 84 | 84 | 84 | 84 | 84 | 84 | 10
GAT-04 | 2036-02-01 | 2 | 2036 | 2036 | WINTER | 86 | 86 | 86 | 86 | 86 | 86 | 10 | 82 | 82 | 82 | 82 | 82 | 82 | 10
GAT-04 | 2036-03-01 | 3 | 2036 | 2036 | WINTER | 82 | 82 | 82 | 82 | 82 | 82 | 10 | 80 | 80 | 80 | 80 | 80 | 80 | 10
GAT-04 | 2036-04-01 | 4 | 2036 | 2036 | SPRING | 78 | 78 | 78 | 78 | 78 | 78 | 10 | 77 | 77 | 77 | 77 | 77 | 77 | 10
GAT-04 | 2036-05-01 | 5 | 2036 | 2036 | SPRING | 75 | 75 | 75 | 75 | 75 | 75 | 10 | 75 | 75 | 75 | 75 | 75 | 75 | 10
GAT-04 | 2036-06-01 | 6 | 2036 | 2036 | SUMMER | 72 | 72 | 72 | 72 | 72 | 72 | 10 | 72 | 72 | 72 | 72 | 72 | 72 | 10
GAT-04 | 2036-07-01 | 7 | 2036 | 2036 | SUMMER | 72 | 72 | 72 | 72 | 72 | 72 | 10 | 71 | 71 | 71 | 71 | 71 | 71 | 10
GAT-04 | 2036-08-01 | 8 | 2036 | 2036 | SUMMER | 72 | 72 | 72 | 72 | 72 | 72 | 10 | 71 | 71 | 71 | 71 | 71 | 71 | 10
GAT-04 | 2036-09-01 | 9 | 2036 | 2036 | SUMMER | 75 | 75 | 75 | 75 | 75 | 75 | 10 | 73 | 73 | 73 | 73 | 73 | 73 | 10
GAT-04 | 2036-10-01 | 10 | 2037 | 2036 | FALL | 78 | 78 | 78 | 78 | 78 | 78 | 10 | 77 | 77 | 77 | 77 | 77 | 77 | 10
GAT-04 | 2036-11-01 | 11 | 2037 | 2036 | FALL | 82 | 82 | 82 | 82 | 82 | 82 | 10 | 80 | 80 | 80 | 80 | 80 | 80 | 10
GAT-04 | 2036-12-01 | 12 | 2037 | 2036 | WINTER | 89 | 89 | 89 | 89 | 89 | 89 | 10 | 83 | 83 | 83 | 83 | 83 | 83 | 10
GAT-04 | 2037-01-01 | 1 | 2037 | 2037 | WINTER | 89 | 89 | 89 | 89 | 89 | 89 | 10 | 84 | 84 | 84 | 84 | 84 | 84 | 10
GAT-04 | 2037-02-01 | 2 | 2037 | 2037 | WINTER | 86 | 86 | 86 | 86 | 86 | 86 | 10 | 82 | 82 | 82 | 82 | 82 | 82 | 10
GAT-04 | 2037-03-01 | 3 | 2037 | 2037 | WINTER | 82 | 82 | 82 | 82 | 82 | 82 | 10 | 80 | 80 | 80 | 80 | 80 | 80 | 10
GAT-04 | 2037-04-01 | 4 | 2037 | 2037 | SPRING | 78 | 78 | 78 | 78 | 78 | 78 | 10 | 77 | 77 | 77 | 77 | 77 | 77 | 10
GAT-04 | 2037-05-01 | 5 | 2037 | 2037 | SPRING | 75 | 75 | 75 | 75 | 75 | 75 | 10 | 75 | 75 | 75 | 75 | 75 | 75 | 10
GAT-04 | 2037-06-01 | 6 | 2037 | 2037 | SUMMER | 72 | 72 | 72 | 72 | 72 | 72 | 10 | 72 | 72 | 72 | 72 | 72 | 72 | 10
GAT-04 | 2037-07-01 | 7 | 2037 | 2037 | SUMMER | 72 | 72 | 72 | 72 | 72 | 72 | 10 | 71 | 71 | 71 | 71 | 71 | 71 | 10
GAT-04 | 2037-08-01 | 8 | 2037 | 2037 | SUMMER | 72 | 72 | 72 | 72 | 72 | 72 | 10 | 71 | 71 | 71 | 71 | 71 | 71 | 10
GAT-04 | 2037-09-01 | 9 | 2037 | 2037 | SUMMER | 75 | 75 | 75 | 75 | 75 | 75 | 10 | 73 | 73 | 73 | 73 | 73 | 73 | 10
GAT-04 | 2037-10-01 | 10 | 2038 | 2037 | FALL | 78 | 78 | 78 | 78 | 78 | 78 | 10 | 77 | 77 | 77 | 77 | 77 | 77 | 10
GAT-04 | 2037-11-01 | 11 | 2038 | 2037 | FALL | 82 | 82 | 82 | 82 | 82 | 82 | 10 | 80 | 80 | 80 | 80 | 80 | 80 | 10
GAT-04 | 2037-12-01 | 12 | 2038 | 2037 | WINTER | 89 | 89 | 89 | 89 | 89 | 89 | 10 | 83 | 83 | 83 | 83 | 83 | 83 | 10
GAT-04 | 2038-01-01 | 1 | 2038 | 2038 | WINTER | 89 | 89 | 89 | 89 | 89 | 89 | 10 | 84 | 84 | 84 | 84 | 84 | 84 | 10
GAT-04 | 2038-02-01 | 2 | 2038 | 2038 | WINTER | 86 | 86 | 86 | 86 | 86 | 86 | 10 | 82 | 82 | 82 | 82 | 82 | 82 | 10
GAT-04 | 2038-03-01 | 3 | 2038 | 2038 | WINTER | 82 | 82 | 82 | 82 | 82 | 82 | 10 | 80 | 80 | 80 | 80 | 80 | 80 | 10
GAT-04 | 2038-04-01 | 4 | 2038 | 2038 | SPRING | 78 | 78 | 78 | 78 | 78 | 78 | 10 | 77 | 77 | 77 | 77 | 77 | 77 | 10
GAT-04 | 2038-05-01 | 5 | 2038 | 2038 | SPRING | 75 | 75 | 75 | 75 | 75 | 75 | 10 | 75 | 75 | 75 | 75 | 75 | 75 | 10
GAT-04 | 2038-06-01 | 6 | 2038 | 2038 | SUMMER | 72 | 72 | 72 | 72 | 72 | 72 | 10 | 72 | 72 | 72 | 72 | 72 | 72 | 10
GAT-04 | 2038-07-01 | 7 | 2038 | 2038 | SUMMER | 72 | 72 | 72 | 72 | 72 | 72 | 10 | 71 | 71 | 71 | 71 | 71 | 71 | 10
GAT-04 | 2038-08-01 | 8 | 2038 | 2038 | SUMMER | 72 | 72 | 72 | 72 | 72 | 72 | 10 | 71 | 71 | 71 | 71 | 71 | 71 | 10
GAT-04 | 2038-09-01 | 9 | 2038 | 2038 | SUMMER | 75 | 75 | 75 | 75 | 75 | 75 | 10 | 73 | 73 | 73 | 73 | 73 | 73 | 10
GAT-04 | 2038-10-01 | 10 | 2039 | 2038 | FALL | 78 | 78 | 78 | 78 | 78 | 78 | 10 | 77 | 77 | 77 | 77 | 77 | 77 | 10
GAT-04 | 2038-11-01 | 11 | 2039 | 2038 | FALL | 82 | 82 | 82 | 82 | 82 | 82 | 10 | 80 | 80 | 80 | 80 | 80 | 80 | 10
GAT-04 | 2038-12-01 | 12 | 2039 | 2038 | WINTER | 89 | 89 | 89 | 89 | 89 | 89 | 10 | 83 | 83 | 83 | 83 | 83 | 83 | 10
GAT-04 | 2039-01-01 | 1 | 2039 | 2039 | WINTER | 89 | 89 | 89 | 89 | 89 | 89 | 10 | 84 | 84 | 84 | 84 | 84 | 84 | 10
GAT-04 | 2039-02-01 | 2 | 2039 | 2039 | WINTER | 86 | 86 | 86 | 86 | 86 | 86 | 10 | 82 | 82 | 82 | 82 | 82 | 82 | 10
GAT-04 | 2039-03-01 | 3 | 2039 | 2039 | WINTER | 82 | 82 | 82 | 82 | 82 | 82 | 10 | 80 | 80 | 80 | 80 | 80 | 80 | 10
GAT-04 | 2039-04-01 | 4 | 2039 | 2039 | SPRING | 78 | 78 | 78 | 78 | 78 | 78 | 10 | 77 | 77 | 77 | 77 | 77 | 77 | 10
GAT-04 | 2039-05-01 | 5 | 2039 | 2039 | SPRING | 75 | 75 | 75 | 75 | 75 | 75 | 10 | 75 | 75 | 75 | 75 | 75 | 75 | 10
GAT-04 | 2039-06-01 | 6 | 2039 | 2039 | SUMMER | 72 | 72 | 72 | 72 | 72 | 72 | 10 | 72 | 72 | 72 | 72 | 72 | 72 | 10
GAT-04 | 2039-07-01 | 7 | 2039 | 2039 | SUMMER | 72 | 72 | 72 | 72 | 72 | 72 | 10 | 71 | 71 | 71 | 71 | 71 | 71 | 10
GAT-04 | 2039-08-01 | 8 | 2039 | 2039 | SUMMER | 72 | 72 | 72 | 72 | 72 | 72 | 10 | 71 | 71 | 71 | 71 | 71 | 71 | 10
GAT-04 | 2039-09-01 | 9 | 2039 | 2039 | SUMMER | 75 | 75 | 75 | 75 | 75 | 75 | 10 | 73 | 73 | 73 | 73 | 73 | 73 | 10
GAT-04 | 2039-10-01 | 10 | 2040 | 2039 | FALL | 78 | 78 | 78 | 78 | 78 | 78 | 10 | 77 | 77 | 77 | 77 | 77 | 77 | 10
GAT-04 | 2039-11-01 | 11 | 2040 | 2039 | FALL | 82 | 82 | 82 | 82 | 82 | 82 | 10 | 80 | 80 | 80 | 80 | 80 | 80 | 10
GAT-04 | 2039-12-01 | 12 | 2040 | 2039 | WINTER | 89 | 89 | 89 | 89 | 89 | 89 | 10 | 83 | 83 | 83 | 83 | 83 | 83 | 10
GAT-04 | 2040-01-01 | 1 | 2040 | 2040 | WINTER | 89 | 89 | 89 | 89 | 89 | 89 | 10 | 84 | 84 | 84 | 84 | 84 | 84 | 10
GAT-04 | 2040-02-01 | 2 | 2040 | 2040 | WINTER | 86 | 86 | 86 | 86 | 86 | 86 | 10 | 82 | 82 | 82 | 82 | 82 | 82 | 10
GAT-04 | 2040-03-01 | 3 | 2040 | 2040 | WINTER | 82 | 82 | 82 | 82 | 82 | 82 | 10 | 80 | 80 | 80 | 80 | 80 | 80 | 10
GAT-04 | 2040-04-01 | 4 | 2040 | 2040 | SPRING | 78 | 78 | 78 | 78 | 78 | 78 | 10 | 77 | 77 | 77 | 77 | 77 | 77 | 10
GAT-04 | 2040-05-01 | 5 | 2040 | 2040 | SPRING | 75 | 75 | 75 | 75 | 75 | 75 | 10 | 75 | 75 | 75 | 75 | 75 | 75 | 10
GAT-04 | 2040-06-01 | 6 | 2040 | 2040 | SUMMER | 72 | 72 | 72 | 72 | 72 | 72 | 10 | 72 | 72 | 72 | 72 | 72 | 72 | 10
GAT-04 | 2040-07-01 | 7 | 2040 | 2040 | SUMMER | 72 | 72 | 72 | 72 | 72 | 72 | 10 | 71 | 71 | 71 | 71 | 71 | 71 | 10
GAT-04 | 2040-08-01 | 8 | 2040 | 2040 | SUMMER | 72 | 72 | 72 | 72 | 72 | 72 | 10 | 71 | 71 | 71 | 71 | 71 | 71 | 10
GAT-04 | 2040-09-01 | 9 | 2040 | 2040 | SUMMER | 75 | 75 | 75 | 75 | 75 | 75 | 10 | 73 | 73 | 73 | 73 | 73 | 73 | 10
GAT-04 | 2040-10-01 | 10 | 2041 | 2040 | FALL | 78 | 78 | 78 | 78 | 78 | 78 | 10 | 77 | 77 | 77 | 77 | 77 | 77 | 10
GAT-04 | 2040-11-01 | 11 | 2041 | 2040 | FALL | 82 | 82 | 82 | 82 | 82 | 82 | 10 | 80 | 80 | 80 | 80 | 80 | 80 | 10
GAT-04 | 2040-12-01 | 12 | 2041 | 2040 | WINTER | 89 | 89 | 89 | 89 | 89 | 89 | 10 | 83 | 83 | 83 | 83 | 83 | 83 | 10
GAT-04 | 2041-01-01 | 1 | 2041 | 2041 | WINTER | 89 | 89 | 89 | 89 | 89 | 89 | 10 | 84 | 84 | 84 | 84 | 84 | 84 | 10
GAT-04 | 2041-02-01 | 2 | 2041 | 2041 | WINTER | 86 | 86 | 86 | 86 | 86 | 86 | 10 | 82 | 82 | 82 | 82 | 82 | 82 | 10
GAT-04 | 2041-03-01 | 3 | 2041 | 2041 | WINTER | 82 | 82 | 82 | 82 | 82 | 82 | 10 | 80 | 80 | 80 | 80 | 80 | 80 | 10
GAT-04 | 2041-04-01 | 4 | 2041 | 2041 | SPRING | 78 | 78 | 78 | 78 | 78 | 78 | 10 | 77 | 77 | 77 | 77 | 77 | 77 | 10
GAT-04 | 2041-05-01 | 5 | 2041 | 2041 | SPRING | 75 | 75 | 75 | 75 | 75 | 75 | 10 | 75 | 75 | 75 | 75 | 75 | 75 | 10
GAT-04 | 2041-06-01 | 6 | 2041 | 2041 | SUMMER | 72 | 72 | 72 | 72 | 72 | 72 | 10 | 72 | 72 | 72 | 72 | 72 | 72 | 10
GAT-04 | 2041-07-01 | 7 | 2041 | 2041 | SUMMER | 72 | 72 | 72 | 72 | 72 | 72 | 10 | 71 | 71 | 71 | 71 | 71 | 71 | 10
GAT-04 | 2041-08-01 | 8 | 2041 | 2041 | SUMMER | 72 | 72 | 72 | 72 | 72 | 72 | 10 | 71 | 71 | 71 | 71 | 71 | 71 | 10
GAT-04 | 2041-09-01 | 9 | 2041 | 2041 | SUMMER | 75 | 75 | 75 | 75 | 75 | 75 | 10 | 73 | 73 | 73 | 73 | 73 | 73 | 10
GAT-04 | 2041-10-01 | 10 | 2042 | 2041 | FALL | 78 | 78 | 78 | 78 | 78 | 78 | 10 | 77 | 77 | 77 | 77 | 77 | 77 | 10
GAT-04 | 2041-11-01 | 11 | 2042 | 2041 | FALL | 82 | 82 | 82 | 82 | 82 | 82 | 10 | 80 | 80 | 80 | 80 | 80 | 80 | 10
GAT-04 | 2041-12-01 | 12 | 2042 | 2041 | WINTER | 89 | 89 | 89 | 89 | 89 | 89 | 10 | 83 | 83 | 83 | 83 | 83 | 83 | 10
GAT-04 | 2042-01-01 | 1 | 2042 | 2042 | WINTER | 89 | 89 | 89 | 89 | 89 | 89 | 10 | 84 | 84 | 84 | 84 | 84 | 84 | 10
GAT-04 | 2042-02-01 | 2 | 2042 | 2042 | WINTER | 86 | 86 | 86 | 86 | 86 | 86 | 10 | 82 | 82 | 82 | 82 | 82 | 82 | 10
GAT-04 | 2042-03-01 | 3 | 2042 | 2042 | WINTER | 82 | 82 | 82 | 82 | 82 | 82 | 10 | 80 | 80 | 80 | 80 | 80 | 80 | 10
GAT-04 | 2042-04-01 | 4 | 2042 | 2042 | SPRING | 78 | 78 | 78 | 78 | 78 | 78 | 10 | 77 | 77 | 77 | 77 | 77 | 77 | 10
GAT-04 | 2042-05-01 | 5 | 2042 | 2042 | SPRING | 75 | 75 | 75 | 75 | 75 | 75 | 10 | 75 | 75 | 75 | 75 | 75 | 75 | 10
GAT-04 | 2042-06-01 | 6 | 2042 | 2042 | SUMMER | 72 | 72 | 72 | 72 | 72 | 72 | 10 | 72 | 72 | 72 | 72 | 72 | 72 | 10
GAT-04 | 2042-07-01 | 7 | 2042 | 2042 | SUMMER | 72 | 72 | 72 | 72 | 72 | 72 | 10 | 71 | 71 | 71 | 71 | 71 | 71 | 10
GAT-04 | 2042-08-01 | 8 | 2042 | 2042 | SUMMER | 72 | 72 | 72 | 72 | 72 | 72 | 10 | 71 | 71 | 71 | 71 | 71 | 71 | 10
GAT-04 | 2042-09-01 | 9 | 2042 | 2042 | SUMMER | 75 | 75 | 75 | 75 | 75 | 75 | 10 | 73 | 73 | 73 | 73 | 73 | 73 | 10
GAT-04 | 2042-10-01 | 10 | 2043 | 2042 | FALL | 78 | 78 | 78 | 78 | 78 | 78 | 10 | 77 | 77 | 77 | 77 | 77 | 77 | 10
GAT-04 | 2042-11-01 | 11 | 2043 | 2042 | FALL | 82 | 82 | 82 | 82 | 82 | 82 | 10 | 80 | 80 | 80 | 80 | 80 | 80 | 10
GAT-04 | 2042-12-01 | 12 | 2043 | 2042 | WINTER | 89 | 89 | 89 | 89 | 89 | 89 | 10 | 83 | 83 | 83 | 83 | 83 | 83 | 10
GAT-04 | 2043-01-01 | 1 | 2043 | 2043 | WINTER | 89 | 89 | 89 | 89 | 89 | 89 | 10 | 84 | 84 | 84 | 84 | 84 | 84 | 10
GAT-04 | 2043-02-01 | 2 | 2043 | 2043 | WINTER | 86 | 86 | 86 | 86 | 86 | 86 | 10 | 82 | 82 | 82 | 82 | 82 | 82 | 10
GAT-04 | 2043-03-01 | 3 | 2043 | 2043 | WINTER | 82 | 82 | 82 | 82 | 82 | 82 | 10 | 80 | 80 | 80 | 80 | 80 | 80 | 10
GAT-04 | 2043-04-01 | 4 | 2043 | 2043 | SPRING | 78 | 78 | 78 | 78 | 78 | 78 | 10 | 77 | 77 | 77 | 77 | 77 | 77 | 10
GAT-04 | 2043-05-01 | 5 | 2043 | 2043 | SPRING | 75 | 75 | 75 | 75 | 75 | 75 | 10 | 75 | 75 | 75 | 75 | 75 | 75 | 10
GAT-04 | 2043-06-01 | 6 | 2043 | 2043 | SUMMER | 72 | 72 | 72 | 72 | 72 | 72 | 10 | 72 | 72 | 72 | 72 | 72 | 72 | 10
GAT-04 | 2043-07-01 | 7 | 2043 | 2043 | SUMMER | 72 | 72 | 72 | 72 | 72 | 72 | 10 | 71 | 71 | 71 | 71 | 71 | 71 | 10
GAT-04 | 2043-08-01 | 8 | 2043 | 2043 | SUMMER | 72 | 72 | 72 | 72 | 72 | 72 | 10 | 71 | 71 | 71 | 71 | 71 | 71 | 10
GAT-04 | 2043-09-01 | 9 | 2043 | 2043 | SUMMER | 75 | 75 | 75 | 75 | 75 | 75 | 10 | 73 | 73 | 73 | 73 | 73 | 73 | 10
GAT-04 | 2043-10-01 | 10 | 2044 | 2043 | FALL | 78 | 78 | 78 | 78 | 78 | 78 | 10 | 77 | 77 | 77 | 77 | 77 | 77 | 10
GAT-04 | 2043-11-01 | 11 | 2044 | 2043 | FALL | 82 | 82 | 82 | 82 | 82 | 82 | 10 | 80 | 80 | 80 | 80 | 80 | 80 | 10
GAT-04 | 2043-12-01 | 12 | 2044 | 2043 | WINTER | 89 | 89 | 89 | 89 | 89 | 89 | 10 | 83 | 83 | 83 | 83 | 83 | 83 | 10
GAT-04 | 2044-01-01 | 1 | 2044 | 2044 | WINTER | 89 | 89 | 89 | 89 | 89 | 89 | 10 | 84 | 84 | 84 | 84 | 84 | 84 | 10
GAT-04 | 2044-02-01 | 2 | 2044 | 2044 | WINTER | 86 | 86 | 86 | 86 | 86 | 86 | 10 | 82 | 82 | 82 | 82 | 82 | 82 | 10
GAT-04 | 2044-03-01 | 3 | 2044 | 2044 | WINTER | 82 | 82 | 82 | 82 | 82 | 82 | 10 | 80 | 80 | 80 | 80 | 80 | 80 | 10
GAT-04 | 2044-04-01 | 4 | 2044 | 2044 | SPRING | 78 | 78 | 78 | 78 | 78 | 78 | 10 | 77 | 77 | 77 | 77 | 77 | 77 | 10
GAT-04 | 2044-05-01 | 5 | 2044 | 2044 | SPRING | 75 | 75 | 75 | 75 | 75 | 75 | 10 | 75 | 75 | 75 | 75 | 75 | 75 | 10
GAT-04 | 2044-06-01 | 6 | 2044 | 2044 | SUMMER | 72 | 72 | 72 | 72 | 72 | 72 | 10 | 72 | 72 | 72 | 72 | 72 | 72 | 10
GAT-04 | 2044-07-01 | 7 | 2044 | 2044 | SUMMER | 72 | 72 | 72 | 72 | 72 | 72 | 10 | 71 | 71 | 71 | 71 | 71 | 71 | 10
GAT-04 | 2044-08-01 | 8 | 2044 | 2044 | SUMMER | 72 | 72 | 72 | 72 | 72 | 72 | 10 | 71 | 71 | 71 | 71 | 71 | 71 | 10
GAT-04 | 2044-09-01 | 9 | 2044 | 2044 | SUMMER | 75 | 75 | 75 | 75 | 75 | 75 | 10 | 73 | 73 | 73 | 73 | 73 | 73 | 10
GAT-04 | 2044-10-01 | 10 | 2045 | 2044 | FALL | 78 | 78 | 78 | 78 | 78 | 78 | 10 | 77 | 77 | 77 | 77 | 77 | 77 | 10
GAT-04 | 2044-11-01 | 11 | 2045 | 2044 | FALL | 82 | 82 | 82 | 82 | 82 | 82 | 10 | 80 | 80 | 80 | 80 | 80 | 80 | 10
GAT-04 | 2044-12-01 | 12 | 2045 | 2044 | WINTER | 89 | 89 | 89 | 89 | 89 | 89 | 10 | 83 | 83 | 83 | 83 | 83 | 83 | 10
GAT-04 | 2045-01-01 | 1 | 2045 | 2045 | WINTER | 89 | 89 | 89 | 89 | 89 | 89 | 10 | 84 | 84 | 84 | 84 | 84 | 84 | 10
GAT-04 | 2045-02-01 | 2 | 2045 | 2045 | WINTER | 86 | 86 | 86 | 86 | 86 | 86 | 10 | 82 | 82 | 82 | 82 | 82 | 82 | 10
GAT-04 | 2045-03-01 | 3 | 2045 | 2045 | WINTER | 82 | 82 | 82 | 82 | 82 | 82 | 10 | 80 | 80 | 80 | 80 | 80 | 80 | 10
GAT-04 | 2045-04-01 | 4 | 2045 | 2045 | SPRING | 78 | 78 | 78 | 78 | 78 | 78 | 10 | 77 | 77 | 77 | 77 | 77 | 77 | 10
GAT-04 | 2045-05-01 | 5 | 2045 | 2045 | SPRING | 75 | 75 | 75 | 75 | 75 | 75 | 10 | 75 | 75 | 75 | 75 | 75 | 75 | 10
GAT-04 | 2045-06-01 | 6 | 2045 | 2045 | SUMMER | 72 | 72 | 72 | 72 | 72 | 72 | 10 | 72 | 72 | 72 | 72 | 72 | 72 | 10
GAT-04 | 2045-07-01 | 7 | 2045 | 2045 | SUMMER | 72 | 72 | 72 | 72 | 72 | 72 | 10 | 71 | 71 | 71 | 71 | 71 | 71 | 10
GAT-04 | 2045-08-01 | 8 | 2045 | 2045 | SUMMER | 72 | 72 | 72 | 72 | 72 | 72 | 10 | 71 | 71 | 71 | 71 | 71 | 71 | 10
GAT-04 | 2045-09-01 | 9 | 2045 | 2045 | SUMMER | 75 | 75 | 75 | 75 | 75 | 75 | 10 | 73 | 73 | 73 | 73 | 73 | 73 | 10
GAT-04 | 2045-10-01 | 10 | 2046 | 2045 | FALL | 78 | 78 | 78 | 78 | 78 | 78 | 10 | 77 | 77 | 77 | 77 | 77 | 77 | 10
GAT-04 | 2045-11-01 | 11 | 2046 | 2045 | FALL | 82 | 82 | 82 | 82 | 82 | 82 | 10 | 80 | 80 | 80 | 80 | 80 | 80 | 10
GAT-04 | 2045-12-01 | 12 | 2046 | 2045 | WINTER | 89 | 89 | 89 | 89 | 89 | 89 | 10 | 83 | 83 | 83 | 83 | 83 | 83 | 10
GAT-04 | 2046-01-01 | 1 | 2046 | 2046 | WINTER | 89 | 89 | 89 | 89 | 89 | 89 | 10 | 84 | 84 | 84 | 84 | 84 | 84 | 10
GAT-04 | 2046-02-01 | 2 | 2046 | 2046 | WINTER | 86 | 86 | 86 | 86 | 86 | 86 | 10 | 82 | 82 | 82 | 82 | 82 | 82 | 10
GAT-04 | 2046-03-01 | 3 | 2046 | 2046 | WINTER | 82 | 82 | 82 | 82 | 82 | 82 | 10 | 80 | 80 | 80 | 80 | 80 | 80 | 10
GAT-04 | 2046-04-01 | 4 | 2046 | 2046 | SPRING | 78 | 78 | 78 | 78 | 78 | 78 | 10 | 77 | 77 | 77 | 77 | 77 | 77 | 10
GAT-04 | 2046-05-01 | 5 | 2046 | 2046 | SPRING | 75 | 75 | 75 | 75 | 75 | 75 | 10 | 75 | 75 | 75 | 75 | 75 | 75 | 10
GAT-04 | 2046-06-01 | 6 | 2046 | 2046 | SUMMER | 72 | 72 | 72 | 72 | 72 | 72 | 10 | 72 | 72 | 72 | 72 | 72 | 72 | 10
GAT-04 | 2046-07-01 | 7 | 2046 | 2046 | SUMMER | 72 | 72 | 72 | 72 | 72 | 72 | 10 | 71 | 71 | 71 | 71 | 71 | 71 | 10
GAT-04 | 2046-08-01 | 8 | 2046 | 2046 | SUMMER | 72 | 72 | 72 | 72 | 72 | 72 | 10 | 71 | 71 | 71 | 71 | 71 | 71 | 10
GAT-04 | 2046-09-01 | 9 | 2046 | 2046 | SUMMER | 75 | 75 | 75 | 75 | 75 | 75 | 10 | 73 | 73 | 73 | 73 | 73 | 73 | 10
GAT-04 | 2046-10-01 | 10 | 2047 | 2046 | FALL | 78 | 78 | 78 | 78 | 78 | 78 | 10 | 77 | 77 | 77 | 77 | 77 | 77 | 10
GAT-04 | 2046-11-01 | 11 | 2047 | 2046 | FALL | 82 | 82 | 82 | 82 | 82 | 82 | 10 | 80 | 80 | 80 | 80 | 80 | 80 | 10
GAT-04 | 2046-12-01 | 12 | 2047 | 2046 | WINTER | 89 | 89 | 89 | 89 | 89 | 89 | 10 | 83 | 83 | 83 | 83 | 83 | 83 | 10
GAT-04 | 2047-01-01 | 1 | 2047 | 2047 | WINTER | 89 | 89 | 89 | 89 | 89 | 89 | 10 | 84 | 84 | 84 | 84 | 84 | 84 | 10
GAT-04 | 2047-02-01 | 2 | 2047 | 2047 | WINTER | 86 | 86 | 86 | 86 | 86 | 86 | 10 | 82 | 82 | 82 | 82 | 82 | 82 | 10
GAT-04 | 2047-03-01 | 3 | 2047 | 2047 | WINTER | 82 | 82 | 82 | 82 | 82 | 82 | 10 | 80 | 80 | 80 | 80 | 80 | 80 | 10
GAT-04 | 2047-04-01 | 4 | 2047 | 2047 | SPRING | 78 | 78 | 78 | 78 | 78 | 78 | 10 | 77 | 77 | 77 | 77 | 77 | 77 | 10
GAT-04 | 2047-05-01 | 5 | 2047 | 2047 | SPRING | 75 | 75 | 75 | 75 | 75 | 75 | 10 | 75 | 75 | 75 | 75 | 75 | 75 | 10
GAT-04 | 2047-06-01 | 6 | 2047 | 2047 | SUMMER | 72 | 72 | 72 | 72 | 72 | 72 | 10 | 72 | 72 | 72 | 72 | 72 | 72 | 10
GAT-04 | 2047-07-01 | 7 | 2047 | 2047 | SUMMER | 72 | 72 | 72 | 72 | 72 | 72 | 10 | 71 | 71 | 71 | 71 | 71 | 71 | 10
GAT-04 | 2047-08-01 | 8 | 2047 | 2047 | SUMMER | 72 | 72 | 72 | 72 | 72 | 72 | 10 | 71 | 71 | 71 | 71 | 71 | 71 | 10
GAT-04 | 2047-09-01 | 9 | 2047 | 2047 | SUMMER | 75 | 75 | 75 | 75 | 75 | 75 | 10 | 73 | 73 | 73 | 73 | 73 | 73 | 10
GAT-05 | 2016-10-01 | 10 | 2017 | 2016 | FALL | 84 | 84 | 84 | 84 | 84 | 84 | 51 | 86 | 86 | 86 | 86 | 86 | 86 | 35
GAT-05 | 2016-11-01 | 11 | 2017 | 2016 | FALL | 88 | 88 | 88 | 88 | 88 | 88 | 51 | 89 | 89 | 89 | 89 | 89 | 89 | 35
GAT-05 | 2016-12-01 | 12 | 2017 | 2016 | WINTER | 94 | 94 | 94 | 94 | 94 | 94 | 57 | 91 | 91 | 91 | 91 | 91 | 91 | 35
GAT-05 | 2017-01-01 | 1 | 2017 | 2017 | WINTER | 94 | 94 | 94 | 94 | 94 | 94 | 57 | 92 | 92 | 92 | 92 | 92 | 92 | 35
GAT-05 | 2017-02-01 | 2 | 2017 | 2017 | WINTER | 91 | 91 | 91 | 91 | 91 | 91 | 57 | 91 | 91 | 91 | 91 | 91 | 91 | 35
GAT-05 | 2017-03-01 | 3 | 2017 | 2017 | WINTER | 88 | 88 | 88 | 88 | 88 | 88 | 51 | 88 | 88 | 88 | 88 | 88 | 88 | 35
GAT-05 | 2017-04-01 | 4 | 2017 | 2017 | SPRING | 84 | 84 | 84 | 84 | 84 | 84 | 51 | 86 | 86 | 86 | 86 | 86 | 86 | 35
GAT-05 | 2017-05-01 | 5 | 2017 | 2017 | SPRING | 78 | 78 | 78 | 80 | 80 | 80 | 51 | 83 | 83 | 83 | 83 | 83 | 83 | 35
GAT-05 | 2017-06-01 | 6 | 2017 | 2017 | SUMMER | 73 | 73 | 73 | 75 | 75 | 75 | 45 | 81 | 81 | 81 | 81 | 81 | 81 | 35
GAT-05 | 2017-07-01 | 7 | 2017 | 2017 | SUMMER | 73 | 73 | 73 | 75 | 75 | 75 | 45 | 80 | 80 | 80 | 80 | 80 | 80 | 35
GAT-05 | 2017-08-01 | 8 | 2017 | 2017 | SUMMER | 73 | 73 | 73 | 75 | 75 | 75 | 45 | 80 | 80 | 80 | 80 | 80 | 80 | 35
GAT-05 | 2017-09-01 | 9 | 2017 | 2017 | SUMMER | 78 | 78 | 78 | 80 | 80 | 80 | 51 | 82 | 82 | 82 | 82 | 82 | 82 | 35
GAT-05 | 2017-10-01 | 10 | 2018 | 2017 | FALL | 84 | 84 | 84 | 84 | 84 | 84 | 51 | 86 | 86 | 86 | 86 | 86 | 86 | 35
GAT-05 | 2017-11-01 | 11 | 2018 | 2017 | FALL | 88 | 88 | 88 | 88 | 88 | 88 | 51 | 89 | 89 | 89 | 89 | 89 | 89 | 35
GAT-05 | 2017-12-01 | 12 | 2018 | 2017 | WINTER | 94 | 94 | 94 | 94 | 94 | 94 | 57 | 91 | 91 | 91 | 91 | 91 | 91 | 35
GAT-05 | 2018-01-01 | 1 | 2018 | 2018 | WINTER | 94 | 94 | 94 | 94 | 94 | 94 | 57 | 92 | 92 | 92 | 92 | 92 | 92 | 35
GAT-05 | 2018-02-01 | 2 | 2018 | 2018 | WINTER | 91 | 91 | 91 | 91 | 91 | 91 | 57 | 91 | 91 | 91 | 91 | 91 | 91 | 35
GAT-05 | 2018-03-01 | 3 | 2018 | 2018 | WINTER | 88 | 88 | 88 | 88 | 88 | 88 | 51 | 88 | 88 | 88 | 88 | 88 | 88 | 35
GAT-05 | 2018-04-01 | 4 | 2018 | 2018 | SPRING | 84 | 84 | 84 | 84 | 84 | 84 | 51 | 86 | 86 | 86 | 86 | 86 | 86 | 35
GAT-05 | 2018-05-01 | 5 | 2018 | 2018 | SPRING | 78 | 78 | 78 | 80 | 80 | 80 | 51 | 83 | 83 | 83 | 83 | 83 | 83 | 35
GAT-05 | 2018-06-01 | 6 | 2018 | 2018 | SUMMER | 73 | 73 | 73 | 75 | 75 | 75 | 45 | 81 | 81 | 81 | 81 | 81 | 81 | 35
GAT-05 | 2018-07-01 | 7 | 2018 | 2018 | SUMMER | 73 | 73 | 73 | 75 | 75 | 75 | 45 | 80 | 80 | 80 | 80 | 80 | 80 | 35
GAT-05 | 2018-08-01 | 8 | 2018 | 2018 | SUMMER | 73 | 73 | 73 | 75 | 75 | 75 | 45 | 80 | 80 | 80 | 80 | 80 | 80 | 35
GAT-05 | 2018-09-01 | 9 | 2018 | 2018 | SUMMER | 78 | 78 | 78 | 80 | 80 | 80 | 51 | 82 | 82 | 82 | 82 | 82 | 82 | 35
GAT-05 | 2018-10-01 | 10 | 2019 | 2018 | FALL | 84 | 84 | 84 | 84 | 84 | 84 | 51 | 86 | 86 | 86 | 86 | 86 | 86 | 35
GAT-05 | 2018-11-01 | 11 | 2019 | 2018 | FALL | 88 | 88 | 88 | 88 | 88 | 88 | 51 | 89 | 89 | 89 | 89 | 89 | 89 | 35
GAT-05 | 2018-12-01 | 12 | 2019 | 2018 | WINTER | 94 | 94 | 94 | 94 | 94 | 94 | 57 | 91 | 91 | 91 | 91 | 91 | 91 | 35
GAT-05 | 2019-01-01 | 1 | 2019 | 2019 | WINTER | 94 | 94 | 94 | 94 | 94 | 94 | 57 | 92 | 92 | 92 | 92 | 92 | 92 | 35
GAT-05 | 2019-02-01 | 2 | 2019 | 2019 | WINTER | 91 | 91 | 91 | 91 | 91 | 91 | 57 | 91 | 91 | 91 | 91 | 91 | 91 | 35
GAT-05 | 2019-03-01 | 3 | 2019 | 2019 | WINTER | 88 | 88 | 88 | 88 | 88 | 88 | 51 | 88 | 88 | 88 | 88 | 88 | 88 | 35
GAT-05 | 2019-04-01 | 4 | 2019 | 2019 | SPRING | 84 | 84 | 84 | 84 | 84 | 84 | 51 | 86 | 86 | 86 | 86 | 86 | 86 | 35
GAT-05 | 2019-05-01 | 5 | 2019 | 2019 | SPRING | 78 | 78 | 78 | 80 | 80 | 80 | 51 | 83 | 83 | 83 | 83 | 83 | 83 | 35
GAT-05 | 2019-06-01 | 6 | 2019 | 2019 | SUMMER | 73 | 73 | 73 | 75 | 75 | 75 | 45 | 81 | 81 | 81 | 81 | 81 | 81 | 35
GAT-05 | 2019-07-01 | 7 | 2019 | 2019 | SUMMER | 73 | 73 | 73 | 75 | 75 | 75 | 45 | 80 | 80 | 80 | 80 | 80 | 80 | 35
GAT-05 | 2019-08-01 | 8 | 2019 | 2019 | SUMMER | 73 | 73 | 73 | 75 | 75 | 75 | 45 | 80 | 80 | 80 | 80 | 80 | 80 | 35
GAT-05 | 2019-09-01 | 9 | 2019 | 2019 | SUMMER | 78 | 78 | 78 | 80 | 80 | 80 | 51 | 82 | 82 | 82 | 82 | 82 | 82 | 35
GAT-05 | 2019-10-01 | 10 | 2020 | 2019 | FALL | 84 | 84 | 84 | 84 | 84 | 84 | 51 | 86 | 86 | 86 | 86 | 86 | 86 | 35
GAT-05 | 2019-11-01 | 11 | 2020 | 2019 | FALL | 88 | 88 | 88 | 88 | 88 | 88 | 51 | 89 | 89 | 89 | 89 | 89 | 89 | 35
GAT-05 | 2019-12-01 | 12 | 2020 | 2019 | WINTER | 94 | 94 | 94 | 94 | 94 | 94 | 57 | 91 | 91 | 91 | 91 | 91 | 91 | 35
GAT-05 | 2020-01-01 | 1 | 2020 | 2020 | WINTER | 94 | 94 | 94 | 94 | 94 | 94 | 57 | 92 | 92 | 92 | 92 | 92 | 92 | 35
GAT-05 | 2020-02-01 | 2 | 2020 | 2020 | WINTER | 91 | 91 | 91 | 91 | 91 | 91 | 57 | 91 | 91 | 91 | 91 | 91 | 91 | 35
GAT-05 | 2020-03-01 | 3 | 2020 | 2020 | WINTER | 88 | 88 | 88 | 88 | 88 | 88 | 51 | 88 | 88 | 88 | 88 | 88 | 88 | 35
GAT-05 | 2020-04-01 | 4 | 2020 | 2020 | SPRING | 84 | 84 | 84 | 84 | 84 | 84 | 51 | 86 | 86 | 86 | 86 | 86 | 86 | 35
GAT-05 | 2020-05-01 | 5 | 2020 | 2020 | SPRING | 78 | 78 | 78 | 80 | 80 | 80 | 51 | 83 | 83 | 83 | 83 | 83 | 83 | 35
GAT-05 | 2020-06-01 | 6 | 2020 | 2020 | SUMMER | 73 | 73 | 73 | 75 | 75 | 75 | 45 | 81 | 81 | 81 | 81 | 81 | 81 | 35
GAT-05 | 2020-07-01 | 7 | 2020 | 2020 | SUMMER | 73 | 73 | 73 | 75 | 75 | 75 | 45 | 80 | 80 | 80 | 80 | 80 | 80 | 35
GAT-05 | 2020-08-01 | 8 | 2020 | 2020 | SUMMER | 73 | 73 | 73 | 75 | 75 | 75 | 45 | 80 | 80 | 80 | 80 | 80 | 80 | 35
GAT-05 | 2020-09-01 | 9 | 2020 | 2020 | SUMMER | 78 | 78 | 78 | 80 | 80 | 80 | 51 | 82 | 82 | 82 | 82 | 82 | 82 | 35
GAT-05 | 2020-10-01 | 10 | 2021 | 2020 | FALL | 84 | 84 | 84 | 84 | 84 | 84 | 51 | 86 | 86 | 86 | 86 | 86 | 86 | 35
GAT-05 | 2020-11-01 | 11 | 2021 | 2020 | FALL | 88 | 88 | 88 | 88 | 88 | 88 | 51 | 89 | 89 | 89 | 89 | 89 | 89 | 35
GAT-05 | 2020-12-01 | 12 | 2021 | 2020 | WINTER | 94 | 94 | 94 | 94 | 94 | 94 | 57 | 91 | 91 | 91 | 91 | 91 | 91 | 35
GAT-05 | 2021-01-01 | 1 | 2021 | 2021 | WINTER | 94 | 94 | 94 | 94 | 94 | 94 | 57 | 92 | 92 | 92 | 92 | 92 | 92 | 35
GAT-05 | 2021-02-01 | 2 | 2021 | 2021 | WINTER | 91 | 91 | 91 | 91 | 91 | 91 | 57 | 91 | 91 | 91 | 91 | 91 | 91 | 35
GAT-05 | 2021-03-01 | 3 | 2021 | 2021 | WINTER | 88 | 88 | 88 | 88 | 88 | 88 | 51 | 88 | 88 | 88 | 88 | 88 | 88 | 35
GAT-05 | 2021-04-01 | 4 | 2021 | 2021 | SPRING | 84 | 84 | 84 | 84 | 84 | 84 | 51 | 86 | 86 | 86 | 86 | 86 | 86 | 35
GAT-05 | 2021-05-01 | 5 | 2021 | 2021 | SPRING | 78 | 78 | 78 | 80 | 80 | 80 | 51 | 83 | 83 | 83 | 83 | 83 | 83 | 35
GAT-05 | 2021-06-01 | 6 | 2021 | 2021 | SUMMER | 73 | 73 | 73 | 75 | 75 | 75 | 45 | 81 | 81 | 81 | 81 | 81 | 81 | 35
GAT-05 | 2021-07-01 | 7 | 2021 | 2021 | SUMMER | 73 | 73 | 73 | 75 | 75 | 75 | 45 | 80 | 80 | 80 | 80 | 80 | 80 | 35
GAT-05 | 2021-08-01 | 8 | 2021 | 2021 | SUMMER | 73 | 73 | 73 | 75 | 75 | 75 | 45 | 80 | 80 | 80 | 80 | 80 | 80 | 35
GAT-05 | 2021-09-01 | 9 | 2021 | 2021 | SUMMER | 78 | 78 | 78 | 80 | 80 | 80 | 51 | 82 | 82 | 82 | 82 | 82 | 82 | 35
GAT-05 | 2021-10-01 | 10 | 2022 | 2021 | FALL | 84 | 84 | 84 | 84 | 84 | 84 | 51 | 86 | 86 | 86 | 86 | 86 | 86 | 35
GAT-05 | 2021-11-01 | 11 | 2022 | 2021 | FALL | 88 | 88 | 88 | 88 | 88 | 88 | 51 | 89 | 89 | 89 | 89 | 89 | 89 | 35
GAT-05 | 2021-12-01 | 12 | 2022 | 2021 | WINTER | 94 | 94 | 94 | 94 | 94 | 94 | 57 | 91 | 91 | 91 | 91 | 91 | 91 | 35
GAT-05 | 2022-01-01 | 1 | 2022 | 2022 | WINTER | 94 | 94 | 94 | 94 | 94 | 94 | 57 | 92 | 92 | 92 | 92 | 92 | 92 | 35
GAT-05 | 2022-02-01 | 2 | 2022 | 2022 | WINTER | 91 | 91 | 91 | 91 | 91 | 91 | 57 | 91 | 91 | 91 | 91 | 91 | 91 | 35
GAT-05 | 2022-03-01 | 3 | 2022 | 2022 | WINTER | 88 | 88 | 88 | 88 | 88 | 88 | 51 | 88 | 88 | 88 | 88 | 88 | 88 | 35
GAT-05 | 2022-04-01 | 4 | 2022 | 2022 | SPRING | 84 | 84 | 84 | 84 | 84 | 84 | 51 | 86 | 86 | 86 | 86 | 86 | 86 | 35
GAT-05 | 2022-05-01 | 5 | 2022 | 2022 | SPRING | 78 | 78 | 78 | 80 | 80 | 80 | 51 | 83 | 83 | 83 | 83 | 83 | 83 | 35
GAT-05 | 2022-06-01 | 6 | 2022 | 2022 | SUMMER | 73 | 73 | 73 | 75 | 75 | 75 | 45 | 81 | 81 | 81 | 81 | 81 | 81 | 35
GAT-05 | 2022-07-01 | 7 | 2022 | 2022 | SUMMER | 73 | 73 | 73 | 75 | 75 | 75 | 45 | 80 | 80 | 80 | 80 | 80 | 80 | 35
GAT-05 | 2022-08-01 | 8 | 2022 | 2022 | SUMMER | 73 | 73 | 73 | 75 | 75 | 75 | 45 | 80 | 80 | 80 | 80 | 80 | 80 | 35
GAT-05 | 2022-09-01 | 9 | 2022 | 2022 | SUMMER | 78 | 78 | 78 | 80 | 80 | 80 | 51 | 82 | 82 | 82 | 82 | 82 | 82 | 35
GAT-05 | 2022-10-01 | 10 | 2023 | 2022 | FALL | 84 | 84 | 84 | 84 | 84 | 84 | 51 | 86 | 86 | 86 | 86 | 86 | 86 | 35
GAT-05 | 2022-11-01 | 11 | 2023 | 2022 | FALL | 88 | 88 | 88 | 88 | 88 | 88 | 51 | 89 | 89 | 89 | 89 | 89 | 89 | 35
GAT-05 | 2022-12-01 | 12 | 2023 | 2022 | WINTER | 94 | 94 | 94 | 94 | 94 | 94 | 57 | 91 | 91 | 91 | 91 | 91 | 91 | 35
GAT-05 | 2023-01-01 | 1 | 2023 | 2023 | WINTER | 94 | 94 | 94 | 94 | 94 | 94 | 57 | 92 | 92 | 92 | 92 | 92 | 92 | 35
GAT-05 | 2023-02-01 | 2 | 2023 | 2023 | WINTER | 91 | 91 | 91 | 91 | 91 | 91 | 57 | 91 | 91 | 91 | 91 | 91 | 91 | 35
GAT-05 | 2023-03-01 | 3 | 2023 | 2023 | WINTER | 88 | 88 | 88 | 88 | 88 | 88 | 51 | 88 | 88 | 88 | 88 | 88 | 88 | 35
GAT-05 | 2023-04-01 | 4 | 2023 | 2023 | SPRING | 84 | 84 | 84 | 84 | 84 | 84 | 51 | 86 | 86 | 86 | 86 | 86 | 86 | 35
GAT-05 | 2023-05-01 | 5 | 2023 | 2023 | SPRING | 78 | 78 | 78 | 80 | 80 | 80 | 51 | 83 | 83 | 83 | 83 | 83 | 83 | 35
GAT-05 | 2023-06-01 | 6 | 2023 | 2023 | SUMMER | 73 | 73 | 73 | 75 | 75 | 75 | 45 | 81 | 81 | 81 | 81 | 81 | 81 | 35
GAT-05 | 2023-07-01 | 7 | 2023 | 2023 | SUMMER | 73 | 73 | 73 | 75 | 75 | 75 | 45 | 80 | 80 | 80 | 80 | 80 | 80 | 35
GAT-05 | 2023-08-01 | 8 | 2023 | 2023 | SUMMER | 73 | 73 | 73 | 75 | 75 | 75 | 45 | 80 | 80 | 80 | 80 | 80 | 80 | 35
GAT-05 | 2023-09-01 | 9 | 2023 | 2023 | SUMMER | 78 | 78 | 78 | 80 | 80 | 80 | 51 | 82 | 82 | 82 | 82 | 82 | 82 | 35
GAT-05 | 2023-10-01 | 10 | 2024 | 2023 | FALL | 84 | 84 | 84 | 84 | 84 | 84 | 51 | 86 | 86 | 86 | 86 | 86 | 86 | 35
GAT-05 | 2023-11-01 | 11 | 2024 | 2023 | FALL | 88 | 88 | 88 | 88 | 88 | 88 | 51 | 89 | 89 | 89 | 89 | 89 | 89 | 35
GAT-05 | 2023-12-01 | 12 | 2024 | 2023 | WINTER | 94 | 94 | 94 | 94 | 94 | 94 | 57 | 91 | 91 | 91 | 91 | 91 | 91 | 35
GAT-05 | 2024-01-01 | 1 | 2024 | 2024 | WINTER | 94 | 94 | 94 | 94 | 94 | 94 | 57 | 92 | 92 | 92 | 92 | 92 | 92 | 35
GAT-05 | 2024-02-01 | 2 | 2024 | 2024 | WINTER | 91 | 91 | 91 | 91 | 91 | 91 | 57 | 91 | 91 | 91 | 91 | 91 | 91 | 35
GAT-05 | 2024-03-01 | 3 | 2024 | 2024 | WINTER | 88 | 88 | 88 | 88 | 88 | 88 | 51 | 88 | 88 | 88 | 88 | 88 | 88 | 35
GAT-05 | 2024-04-01 | 4 | 2024 | 2024 | SPRING | 84 | 84 | 84 | 84 | 84 | 84 | 51 | 86 | 86 | 86 | 86 | 86 | 86 | 35
GAT-05 | 2024-05-01 | 5 | 2024 | 2024 | SPRING | 78 | 78 | 78 | 80 | 80 | 80 | 51 | 83 | 83 | 83 | 83 | 83 | 83 | 35
GAT-05 | 2024-06-01 | 6 | 2024 | 2024 | SUMMER | 73 | 73 | 73 | 75 | 75 | 75 | 45 | 81 | 81 | 81 | 81 | 81 | 81 | 35
GAT-05 | 2024-07-01 | 7 | 2024 | 2024 | SUMMER | 73 | 73 | 73 | 75 | 75 | 75 | 45 | 80 | 80 | 80 | 80 | 80 | 80 | 35
GAT-05 | 2024-08-01 | 8 | 2024 | 2024 | SUMMER | 73 | 73 | 73 | 75 | 75 | 75 | 45 | 80 | 80 | 80 | 80 | 80 | 80 | 35
GAT-05 | 2024-09-01 | 9 | 2024 | 2024 | SUMMER | 78 | 78 | 78 | 80 | 80 | 80 | 51 | 82 | 82 | 82 | 82 | 82 | 82 | 35
GAT-05 | 2024-10-01 | 10 | 2025 | 2024 | FALL | 84 | 84 | 84 | 84 | 84 | 84 | 51 | 86 | 86 | 86 | 86 | 86 | 86 | 35
GAT-05 | 2024-11-01 | 11 | 2025 | 2024 | FALL | 88 | 88 | 88 | 88 | 88 | 88 | 51 | 89 | 89 | 89 | 89 | 89 | 89 | 35
GAT-05 | 2024-12-01 | 12 | 2025 | 2024 | WINTER | 94 | 94 | 94 | 94 | 94 | 94 | 57 | 91 | 91 | 91 | 91 | 91 | 91 | 35
GAT-05 | 2025-01-01 | 1 | 2025 | 2025 | WINTER | 94 | 94 | 94 | 94 | 94 | 94 | 57 | 92 | 92 | 92 | 92 | 92 | 92 | 35
GAT-05 | 2025-02-01 | 2 | 2025 | 2025 | WINTER | 91 | 91 | 91 | 91 | 91 | 91 | 57 | 91 | 91 | 91 | 91 | 91 | 91 | 35
GAT-05 | 2025-03-01 | 3 | 2025 | 2025 | WINTER | 88 | 88 | 88 | 88 | 88 | 88 | 51 | 88 | 88 | 88 | 88 | 88 | 88 | 35
GAT-05 | 2025-04-01 | 4 | 2025 | 2025 | SPRING | 84 | 84 | 84 | 84 | 84 | 84 | 51 | 86 | 86 | 86 | 86 | 86 | 86 | 35
GAT-05 | 2025-05-01 | 5 | 2025 | 2025 | SPRING | 78 | 78 | 78 | 80 | 80 | 80 | 51 | 83 | 83 | 83 | 83 | 83 | 83 | 35
GAT-05 | 2025-06-01 | 6 | 2025 | 2025 | SUMMER | 73 | 73 | 73 | 75 | 75 | 75 | 45 | 81 | 81 | 81 | 81 | 81 | 81 | 35
GAT-05 | 2025-07-01 | 7 | 2025 | 2025 | SUMMER | 73 | 73 | 73 | 75 | 75 | 75 | 45 | 80 | 80 | 80 | 80 | 80 | 80 | 35
GAT-05 | 2025-08-01 | 8 | 2025 | 2025 | SUMMER | 73 | 73 | 73 | 75 | 75 | 75 | 45 | 80 | 80 | 80 | 80 | 80 | 80 | 35
GAT-05 | 2025-09-01 | 9 | 2025 | 2025 | SUMMER | 78 | 78 | 78 | 80 | 80 | 80 | 51 | 82 | 82 | 82 | 82 | 82 | 82 | 35
GAT-05 | 2025-10-01 | 10 | 2026 | 2025 | FALL | 84 | 84 | 84 | 84 | 84 | 84 | 51 | 86 | 86 | 86 | 86 | 86 | 86 | 35
GAT-05 | 2025-11-01 | 11 | 2026 | 2025 | FALL | 88 | 88 | 88 | 88 | 88 | 88 | 51 | 89 | 89 | 89 | 89 | 89 | 89 | 35
GAT-05 | 2025-12-01 | 12 | 2026 | 2025 | WINTER | 94 | 94 | 94 | 94 | 94 | 94 | 57 | 91 | 91 | 91 | 91 | 91 | 91 | 35
GAT-05 | 2026-01-01 | 1 | 2026 | 2026 | WINTER | 94 | 94 | 94 | 94 | 94 | 94 | 57 | 92 | 92 | 92 | 92 | 92 | 92 | 35
GAT-05 | 2026-02-01 | 2 | 2026 | 2026 | WINTER | 91 | 91 | 91 | 91 | 91 | 91 | 57 | 91 | 91 | 91 | 91 | 91 | 91 | 35
GAT-05 | 2026-03-01 | 3 | 2026 | 2026 | WINTER | 88 | 88 | 88 | 88 | 88 | 88 | 51 | 88 | 88 | 88 | 88 | 88 | 88 | 35
GAT-05 | 2026-04-01 | 4 | 2026 | 2026 | SPRING | 84 | 84 | 84 | 84 | 84 | 84 | 51 | 86 | 86 | 86 | 86 | 86 | 86 | 35
GAT-05 | 2026-05-01 | 5 | 2026 | 2026 | SPRING | 78 | 78 | 78 | 80 | 80 | 80 | 51 | 83 | 83 | 83 | 83 | 83 | 83 | 35
GAT-05 | 2026-06-01 | 6 | 2026 | 2026 | SUMMER | 73 | 73 | 73 | 75 | 75 | 75 | 45 | 81 | 81 | 81 | 81 | 81 | 81 | 35
GAT-05 | 2026-07-01 | 7 | 2026 | 2026 | SUMMER | 73 | 73 | 73 | 75 | 75 | 75 | 45 | 80 | 80 | 80 | 80 | 80 | 80 | 35
GAT-05 | 2026-08-01 | 8 | 2026 | 2026 | SUMMER | 73 | 73 | 73 | 75 | 75 | 75 | 45 | 80 | 80 | 80 | 80 | 80 | 80 | 35
GAT-05 | 2026-09-01 | 9 | 2026 | 2026 | SUMMER | 78 | 78 | 78 | 80 | 80 | 80 | 51 | 82 | 82 | 82 | 82 | 82 | 82 | 35
GAT-05 | 2026-10-01 | 10 | 2027 | 2026 | FALL | 84 | 84 | 84 | 84 | 84 | 84 | 51 | 86 | 86 | 86 | 86 | 86 | 86 | 35
GAT-05 | 2026-11-01 | 11 | 2027 | 2026 | FALL | 88 | 88 | 88 | 88 | 88 | 88 | 51 | 89 | 89 | 89 | 89 | 89 | 89 | 35
GAT-05 | 2026-12-01 | 12 | 2027 | 2026 | WINTER | 94 | 94 | 94 | 94 | 94 | 94 | 57 | 91 | 91 | 91 | 91 | 91 | 91 | 35
GAT-05 | 2027-01-01 | 1 | 2027 | 2027 | WINTER | 94 | 94 | 94 | 94 | 94 | 94 | 57 | 92 | 92 | 92 | 92 | 92 | 92 | 35
GAT-05 | 2027-02-01 | 2 | 2027 | 2027 | WINTER | 91 | 91 | 91 | 91 | 91 | 91 | 57 | 91 | 91 | 91 | 91 | 91 | 91 | 35
GAT-05 | 2027-03-01 | 3 | 2027 | 2027 | WINTER | 88 | 88 | 88 | 88 | 88 | 88 | 51 | 88 | 88 | 88 | 88 | 88 | 88 | 35
GAT-05 | 2027-04-01 | 4 | 2027 | 2027 | SPRING | 84 | 84 | 84 | 84 | 84 | 84 | 51 | 86 | 86 | 86 | 86 | 86 | 86 | 35
GAT-05 | 2027-05-01 | 5 | 2027 | 2027 | SPRING | 78 | 78 | 78 | 80 | 80 | 80 | 51 | 83 | 83 | 83 | 83 | 83 | 83 | 35
GAT-05 | 2027-06-01 | 6 | 2027 | 2027 | SUMMER | 73 | 73 | 73 | 75 | 75 | 75 | 45 | 81 | 81 | 81 | 81 | 81 | 81 | 35
GAT-05 | 2027-07-01 | 7 | 2027 | 2027 | SUMMER | 73 | 73 | 73 | 75 | 75 | 75 | 45 | 80 | 80 | 80 | 80 | 80 | 80 | 35
GAT-05 | 2027-08-01 | 8 | 2027 | 2027 | SUMMER | 73 | 73 | 73 | 75 | 75 | 75 | 45 | 80 | 80 | 80 | 80 | 80 | 80 | 35
GAT-05 | 2027-09-01 | 9 | 2027 | 2027 | SUMMER | 78 | 78 | 78 | 80 | 80 | 80 | 51 | 82 | 82 | 82 | 82 | 82 | 82 | 35
GAT-05 | 2027-10-01 | 10 | 2028 | 2027 | FALL | 84 | 84 | 84 | 84 | 84 | 84 | 51 | 86 | 86 | 86 | 86 | 86 | 86 | 35
GAT-05 | 2027-11-01 | 11 | 2028 | 2027 | FALL | 88 | 88 | 88 | 88 | 88 | 88 | 51 | 89 | 89 | 89 | 89 | 89 | 89 | 35
GAT-05 | 2027-12-01 | 12 | 2028 | 2027 | WINTER | 94 | 94 | 94 | 94 | 94 | 94 | 57 | 91 | 91 | 91 | 91 | 91 | 91 | 35
GAT-05 | 2028-01-01 | 1 | 2028 | 2028 | WINTER | 94 | 94 | 94 | 94 | 94 | 94 | 57 | 92 | 92 | 92 | 92 | 92 | 92 | 35
GAT-05 | 2028-02-01 | 2 | 2028 | 2028 | WINTER | 91 | 91 | 91 | 91 | 91 | 91 | 57 | 91 | 91 | 91 | 91 | 91 | 91 | 35
GAT-05 | 2028-03-01 | 3 | 2028 | 2028 | WINTER | 88 | 88 | 88 | 88 | 88 | 88 | 51 | 88 | 88 | 88 | 88 | 88 | 88 | 35
GAT-05 | 2028-04-01 | 4 | 2028 | 2028 | SPRING | 84 | 84 | 84 | 84 | 84 | 84 | 51 | 86 | 86 | 86 | 86 | 86 | 86 | 35
GAT-05 | 2028-05-01 | 5 | 2028 | 2028 | SPRING | 78 | 78 | 78 | 80 | 80 | 80 | 51 | 83 | 83 | 83 | 83 | 83 | 83 | 35
GAT-05 | 2028-06-01 | 6 | 2028 | 2028 | SUMMER | 73 | 73 | 73 | 75 | 75 | 75 | 45 | 81 | 81 | 81 | 81 | 81 | 81 | 35
GAT-05 | 2028-07-01 | 7 | 2028 | 2028 | SUMMER | 73 | 73 | 73 | 75 | 75 | 75 | 45 | 80 | 80 | 80 | 80 | 80 | 80 | 35
GAT-05 | 2028-08-01 | 8 | 2028 | 2028 | SUMMER | 73 | 73 | 73 | 75 | 75 | 75 | 45 | 80 | 80 | 80 | 80 | 80 | 80 | 35
GAT-05 | 2028-09-01 | 9 | 2028 | 2028 | SUMMER | 78 | 78 | 78 | 80 | 80 | 80 | 51 | 82 | 82 | 82 | 82 | 82 | 82 | 35
GAT-05 | 2028-10-01 | 10 | 2029 | 2028 | FALL | 84 | 84 | 84 | 84 | 84 | 84 | 51 | 86 | 86 | 86 | 86 | 86 | 86 | 35
GAT-05 | 2028-11-01 | 11 | 2029 | 2028 | FALL | 88 | 88 | 88 | 88 | 88 | 88 | 51 | 89 | 89 | 89 | 89 | 89 | 89 | 35
GAT-05 | 2028-12-01 | 12 | 2029 | 2028 | WINTER | 94 | 94 | 94 | 94 | 94 | 94 | 57 | 91 | 91 | 91 | 91 | 91 | 91 | 35
GAT-05 | 2029-01-01 | 1 | 2029 | 2029 | WINTER | 94 | 94 | 94 | 94 | 94 | 94 | 57 | 92 | 92 | 92 | 92 | 92 | 92 | 35
GAT-05 | 2029-02-01 | 2 | 2029 | 2029 | WINTER | 91 | 91 | 91 | 91 | 91 | 91 | 57 | 91 | 91 | 91 | 91 | 91 | 91 | 35
GAT-05 | 2029-03-01 | 3 | 2029 | 2029 | WINTER | 88 | 88 | 88 | 88 | 88 | 88 | 51 | 88 | 88 | 88 | 88 | 88 | 88 | 35
GAT-05 | 2029-04-01 | 4 | 2029 | 2029 | SPRING | 84 | 84 | 84 | 84 | 84 | 84 | 51 | 86 | 86 | 86 | 86 | 86 | 86 | 35
GAT-05 | 2029-05-01 | 5 | 2029 | 2029 | SPRING | 78 | 78 | 78 | 80 | 80 | 80 | 51 | 83 | 83 | 83 | 83 | 83 | 83 | 35
GAT-05 | 2029-06-01 | 6 | 2029 | 2029 | SUMMER | 73 | 73 | 73 | 75 | 75 | 75 | 45 | 81 | 81 | 81 | 81 | 81 | 81 | 35
GAT-05 | 2029-07-01 | 7 | 2029 | 2029 | SUMMER | 73 | 73 | 73 | 75 | 75 | 75 | 45 | 80 | 80 | 80 | 80 | 80 | 80 | 35
GAT-05 | 2029-08-01 | 8 | 2029 | 2029 | SUMMER | 73 | 73 | 73 | 75 | 75 | 75 | 45 | 80 | 80 | 80 | 80 | 80 | 80 | 35
GAT-05 | 2029-09-01 | 9 | 2029 | 2029 | SUMMER | 78 | 78 | 78 | 80 | 80 | 80 | 51 | 82 | 82 | 82 | 82 | 82 | 82 | 35
GAT-05 | 2029-10-01 | 10 | 2030 | 2029 | FALL | 84 | 84 | 84 | 84 | 84 | 84 | 51 | 86 | 86 | 86 | 86 | 86 | 86 | 35
GAT-05 | 2029-11-01 | 11 | 2030 | 2029 | FALL | 88 | 88 | 88 | 88 | 88 | 88 | 51 | 89 | 89 | 89 | 89 | 89 | 89 | 35
GAT-05 | 2029-12-01 | 12 | 2030 | 2029 | WINTER | 94 | 94 | 94 | 94 | 94 | 94 | 57 | 91 | 91 | 91 | 91 | 91 | 91 | 35
GAT-05 | 2030-01-01 | 1 | 2030 | 2030 | WINTER | 94 | 94 | 94 | 94 | 94 | 94 | 57 | 92 | 92 | 92 | 92 | 92 | 92 | 35
GAT-05 | 2030-02-01 | 2 | 2030 | 2030 | WINTER | 91 | 91 | 91 | 91 | 91 | 91 | 57 | 91 | 91 | 91 | 91 | 91 | 91 | 35
GAT-05 | 2030-03-01 | 3 | 2030 | 2030 | WINTER | 88 | 88 | 88 | 88 | 88 | 88 | 51 | 88 | 88 | 88 | 88 | 88 | 88 | 35
GAT-05 | 2030-04-01 | 4 | 2030 | 2030 | SPRING | 84 | 84 | 84 | 84 | 84 | 84 | 51 | 86 | 86 | 86 | 86 | 86 | 86 | 35
GAT-05 | 2030-05-01 | 5 | 2030 | 2030 | SPRING | 78 | 78 | 78 | 80 | 80 | 80 | 51 | 83 | 83 | 83 | 83 | 83 | 83 | 35
GAT-05 | 2030-06-01 | 6 | 2030 | 2030 | SUMMER | 73 | 73 | 73 | 75 | 75 | 75 | 45 | 81 | 81 | 81 | 81 | 81 | 81 | 35
GAT-05 | 2030-07-01 | 7 | 2030 | 2030 | SUMMER | 73 | 73 | 73 | 75 | 75 | 75 | 45 | 80 | 80 | 80 | 80 | 80 | 80 | 35
GAT-05 | 2030-08-01 | 8 | 2030 | 2030 | SUMMER | 73 | 73 | 73 | 75 | 75 | 75 | 45 | 80 | 80 | 80 | 80 | 80 | 80 | 35
GAT-05 | 2030-09-01 | 9 | 2030 | 2030 | SUMMER | 78 | 78 | 78 | 80 | 80 | 80 | 51 | 82 | 82 | 82 | 82 | 82 | 82 | 35
GAT-05 | 2030-10-01 | 10 | 2031 | 2030 | FALL | 84 | 84 | 84 | 84 | 84 | 84 | 51 | 86 | 86 | 86 | 86 | 86 | 86 | 35
GAT-05 | 2030-11-01 | 11 | 2031 | 2030 | FALL | 88 | 88 | 88 | 88 | 88 | 88 | 51 | 89 | 89 | 89 | 89 | 89 | 89 | 35
GAT-05 | 2030-12-01 | 12 | 2031 | 2030 | WINTER | 94 | 94 | 94 | 94 | 94 | 94 | 57 | 91 | 91 | 91 | 91 | 91 | 91 | 35
GAT-05 | 2031-01-01 | 1 | 2031 | 2031 | WINTER | 94 | 94 | 94 | 94 | 94 | 94 | 57 | 92 | 92 | 92 | 92 | 92 | 92 | 35
GAT-05 | 2031-02-01 | 2 | 2031 | 2031 | WINTER | 91 | 91 | 91 | 91 | 91 | 91 | 57 | 91 | 91 | 91 | 91 | 91 | 91 | 35
GAT-05 | 2031-03-01 | 3 | 2031 | 2031 | WINTER | 88 | 88 | 88 | 88 | 88 | 88 | 51 | 88 | 88 | 88 | 88 | 88 | 88 | 35
GAT-05 | 2031-04-01 | 4 | 2031 | 2031 | SPRING | 84 | 84 | 84 | 84 | 84 | 84 | 51 | 86 | 86 | 86 | 86 | 86 | 86 | 35
GAT-05 | 2031-05-01 | 5 | 2031 | 2031 | SPRING | 78 | 78 | 78 | 80 | 80 | 80 | 51 | 83 | 83 | 83 | 83 | 83 | 83 | 35
GAT-05 | 2031-06-01 | 6 | 2031 | 2031 | SUMMER | 73 | 73 | 73 | 75 | 75 | 75 | 45 | 81 | 81 | 81 | 81 | 81 | 81 | 35
GAT-05 | 2031-07-01 | 7 | 2031 | 2031 | SUMMER | 73 | 73 | 73 | 75 | 75 | 75 | 45 | 80 | 80 | 80 | 80 | 80 | 80 | 35
GAT-05 | 2031-08-01 | 8 | 2031 | 2031 | SUMMER | 73 | 73 | 73 | 75 | 75 | 75 | 45 | 80 | 80 | 80 | 80 | 80 | 80 | 35
GAT-05 | 2031-09-01 | 9 | 2031 | 2031 | SUMMER | 78 | 78 | 78 | 80 | 80 | 80 | 51 | 82 | 82 | 82 | 82 | 82 | 82 | 35
GAT-05 | 2031-10-01 | 10 | 2032 | 2031 | FALL | 84 | 84 | 84 | 84 | 84 | 84 | 51 | 86 | 86 | 86 | 86 | 86 | 86 | 35
GAT-05 | 2031-11-01 | 11 | 2032 | 2031 | FALL | 88 | 88 | 88 | 88 | 88 | 88 | 51 | 89 | 89 | 89 | 89 | 89 | 89 | 35
GAT-05 | 2031-12-01 | 12 | 2032 | 2031 | WINTER | 94 | 94 | 94 | 94 | 94 | 94 | 57 | 91 | 91 | 91 | 91 | 91 | 91 | 35
GAT-05 | 2032-01-01 | 1 | 2032 | 2032 | WINTER | 94 | 94 | 94 | 94 | 94 | 94 | 57 | 92 | 92 | 92 | 92 | 92 | 92 | 35
GAT-05 | 2032-02-01 | 2 | 2032 | 2032 | WINTER | 91 | 91 | 91 | 91 | 91 | 91 | 57 | 91 | 91 | 91 | 91 | 91 | 91 | 35
GAT-05 | 2032-03-01 | 3 | 2032 | 2032 | WINTER | 88 | 88 | 88 | 88 | 88 | 88 | 51 | 88 | 88 | 88 | 88 | 88 | 88 | 35
GAT-05 | 2032-04-01 | 4 | 2032 | 2032 | SPRING | 84 | 84 | 84 | 84 | 84 | 84 | 51 | 86 | 86 | 86 | 86 | 86 | 86 | 35
GAT-05 | 2032-05-01 | 5 | 2032 | 2032 | SPRING | 78 | 78 | 78 | 80 | 80 | 80 | 51 | 83 | 83 | 83 | 83 | 83 | 83 | 35
GAT-05 | 2032-06-01 | 6 | 2032 | 2032 | SUMMER | 73 | 73 | 73 | 75 | 75 | 75 | 45 | 81 | 81 | 81 | 81 | 81 | 81 | 35
GAT-05 | 2032-07-01 | 7 | 2032 | 2032 | SUMMER | 73 | 73 | 73 | 75 | 75 | 75 | 45 | 80 | 80 | 80 | 80 | 80 | 80 | 35
GAT-05 | 2032-08-01 | 8 | 2032 | 2032 | SUMMER | 73 | 73 | 73 | 75 | 75 | 75 | 45 | 80 | 80 | 80 | 80 | 80 | 80 | 35
GAT-05 | 2032-09-01 | 9 | 2032 | 2032 | SUMMER | 78 | 78 | 78 | 80 | 80 | 80 | 51 | 82 | 82 | 82 | 82 | 82 | 82 | 35
GAT-05 | 2032-10-01 | 10 | 2033 | 2032 | FALL | 84 | 84 | 84 | 84 | 84 | 84 | 51 | 86 | 86 | 86 | 86 | 86 | 86 | 35
GAT-05 | 2032-11-01 | 11 | 2033 | 2032 | FALL | 88 | 88 | 88 | 88 | 88 | 88 | 51 | 89 | 89 | 89 | 89 | 89 | 89 | 35
GAT-05 | 2032-12-01 | 12 | 2033 | 2032 | WINTER | 94 | 94 | 94 | 94 | 94 | 94 | 57 | 91 | 91 | 91 | 91 | 91 | 91 | 35
GAT-05 | 2033-01-01 | 1 | 2033 | 2033 | WINTER | 94 | 94 | 94 | 94 | 94 | 94 | 57 | 92 | 92 | 92 | 92 | 92 | 92 | 35
GAT-05 | 2033-02-01 | 2 | 2033 | 2033 | WINTER | 91 | 91 | 91 | 91 | 91 | 91 | 57 | 91 | 91 | 91 | 91 | 91 | 91 | 35
GAT-05 | 2033-03-01 | 3 | 2033 | 2033 | WINTER | 88 | 88 | 88 | 88 | 88 | 88 | 51 | 88 | 88 | 88 | 88 | 88 | 88 | 35
GAT-05 | 2033-04-01 | 4 | 2033 | 2033 | SPRING | 84 | 84 | 84 | 84 | 84 | 84 | 51 | 86 | 86 | 86 | 86 | 86 | 86 | 35
GAT-05 | 2033-05-01 | 5 | 2033 | 2033 | SPRING | 78 | 78 | 78 | 80 | 80 | 80 | 51 | 83 | 83 | 83 | 83 | 83 | 83 | 35
GAT-05 | 2033-06-01 | 6 | 2033 | 2033 | SUMMER | 73 | 73 | 73 | 75 | 75 | 75 | 45 | 81 | 81 | 81 | 81 | 81 | 81 | 35
GAT-05 | 2033-07-01 | 7 | 2033 | 2033 | SUMMER | 73 | 73 | 73 | 75 | 75 | 75 | 45 | 80 | 80 | 80 | 80 | 80 | 80 | 35
GAT-05 | 2033-08-01 | 8 | 2033 | 2033 | SUMMER | 73 | 73 | 73 | 75 | 75 | 75 | 45 | 80 | 80 | 80 | 80 | 80 | 80 | 35
GAT-05 | 2033-09-01 | 9 | 2033 | 2033 | SUMMER | 78 | 78 | 78 | 80 | 80 | 80 | 51 | 82 | 82 | 82 | 82 | 82 | 82 | 35
GAT-05 | 2033-10-01 | 10 | 2034 | 2033 | FALL | 84 | 84 | 84 | 84 | 84 | 84 | 51 | 86 | 86 | 86 | 86 | 86 | 86 | 35
GAT-05 | 2033-11-01 | 11 | 2034 | 2033 | FALL | 88 | 88 | 88 | 88 | 88 | 88 | 51 | 89 | 89 | 89 | 89 | 89 | 89 | 35
GAT-05 | 2033-12-01 | 12 | 2034 | 2033 | WINTER | 94 | 94 | 94 | 94 | 94 | 94 | 57 | 91 | 91 | 91 | 91 | 91 | 91 | 35
GAT-05 | 2034-01-01 | 1 | 2034 | 2034 | WINTER | 94 | 94 | 94 | 94 | 94 | 94 | 57 | 92 | 92 | 92 | 92 | 92 | 92 | 35
GAT-05 | 2034-02-01 | 2 | 2034 | 2034 | WINTER | 91 | 91 | 91 | 91 | 91 | 91 | 57 | 91 | 91 | 91 | 91 | 91 | 91 | 35
GAT-05 | 2034-03-01 | 3 | 2034 | 2034 | WINTER | 88 | 88 | 88 | 88 | 88 | 88 | 51 | 88 | 88 | 88 | 88 | 88 | 88 | 35
GAT-05 | 2034-04-01 | 4 | 2034 | 2034 | SPRING | 84 | 84 | 84 | 84 | 84 | 84 | 51 | 86 | 86 | 86 | 86 | 86 | 86 | 35
GAT-05 | 2034-05-01 | 5 | 2034 | 2034 | SPRING | 78 | 78 | 78 | 80 | 80 | 80 | 51 | 83 | 83 | 83 | 83 | 83 | 83 | 35
GAT-05 | 2034-06-01 | 6 | 2034 | 2034 | SUMMER | 73 | 73 | 73 | 75 | 75 | 75 | 45 | 81 | 81 | 81 | 81 | 81 | 81 | 35
GAT-05 | 2034-07-01 | 7 | 2034 | 2034 | SUMMER | 73 | 73 | 73 | 75 | 75 | 75 | 45 | 80 | 80 | 80 | 80 | 80 | 80 | 35
GAT-05 | 2034-08-01 | 8 | 2034 | 2034 | SUMMER | 73 | 73 | 73 | 75 | 75 | 75 | 45 | 80 | 80 | 80 | 80 | 80 | 80 | 35
GAT-05 | 2034-09-01 | 9 | 2034 | 2034 | SUMMER | 78 | 78 | 78 | 80 | 80 | 80 | 51 | 82 | 82 | 82 | 82 | 82 | 82 | 35
GAT-05 | 2034-10-01 | 10 | 2035 | 2034 | FALL | 84 | 84 | 84 | 84 | 84 | 84 | 51 | 86 | 86 | 86 | 86 | 86 | 86 | 35
GAT-05 | 2034-11-01 | 11 | 2035 | 2034 | FALL | 88 | 88 | 88 | 88 | 88 | 88 | 51 | 89 | 89 | 89 | 89 | 89 | 89 | 35
GAT-05 | 2034-12-01 | 12 | 2035 | 2034 | WINTER | 94 | 94 | 94 | 94 | 94 | 94 | 57 | 91 | 91 | 91 | 91 | 91 | 91 | 35
GAT-05 | 2035-01-01 | 1 | 2035 | 2035 | WINTER | 94 | 94 | 94 | 94 | 94 | 94 | 57 | 92 | 92 | 92 | 92 | 92 | 92 | 35
GAT-05 | 2035-02-01 | 2 | 2035 | 2035 | WINTER | 91 | 91 | 91 | 91 | 91 | 91 | 57 | 91 | 91 | 91 | 91 | 91 | 91 | 35
GAT-05 | 2035-03-01 | 3 | 2035 | 2035 | WINTER | 88 | 88 | 88 | 88 | 88 | 88 | 51 | 88 | 88 | 88 | 88 | 88 | 88 | 35
GAT-05 | 2035-04-01 | 4 | 2035 | 2035 | SPRING | 84 | 84 | 84 | 84 | 84 | 84 | 51 | 86 | 86 | 86 | 86 | 86 | 86 | 35
GAT-05 | 2035-05-01 | 5 | 2035 | 2035 | SPRING | 78 | 78 | 78 | 80 | 80 | 80 | 51 | 83 | 83 | 83 | 83 | 83 | 83 | 35
GAT-05 | 2035-06-01 | 6 | 2035 | 2035 | SUMMER | 73 | 73 | 73 | 75 | 75 | 75 | 45 | 81 | 81 | 81 | 81 | 81 | 81 | 35
GAT-05 | 2035-07-01 | 7 | 2035 | 2035 | SUMMER | 73 | 73 | 73 | 75 | 75 | 75 | 45 | 80 | 80 | 80 | 80 | 80 | 80 | 35
GAT-05 | 2035-08-01 | 8 | 2035 | 2035 | SUMMER | 73 | 73 | 73 | 75 | 75 | 75 | 45 | 80 | 80 | 80 | 80 | 80 | 80 | 35
GAT-05 | 2035-09-01 | 9 | 2035 | 2035 | SUMMER | 78 | 78 | 78 | 80 | 80 | 80 | 51 | 82 | 82 | 82 | 82 | 82 | 82 | 35
GAT-05 | 2035-10-01 | 10 | 2036 | 2035 | FALL | 84 | 84 | 84 | 84 | 84 | 84 | 51 | 86 | 86 | 86 | 86 | 86 | 86 | 35
GAT-05 | 2035-11-01 | 11 | 2036 | 2035 | FALL | 88 | 88 | 88 | 88 | 88 | 88 | 51 | 89 | 89 | 89 | 89 | 89 | 89 | 35
GAT-05 | 2035-12-01 | 12 | 2036 | 2035 | WINTER | 94 | 94 | 94 | 94 | 94 | 94 | 57 | 91 | 91 | 91 | 91 | 91 | 91 | 35
GAT-05 | 2036-01-01 | 1 | 2036 | 2036 | WINTER | 94 | 94 | 94 | 94 | 94 | 94 | 57 | 92 | 92 | 92 | 92 | 92 | 92 | 35
GAT-05 | 2036-02-01 | 2 | 2036 | 2036 | WINTER | 91 | 91 | 91 | 91 | 91 | 91 | 57 | 91 | 91 | 91 | 91 | 91 | 91 | 35
GAT-05 | 2036-03-01 | 3 | 2036 | 2036 | WINTER | 88 | 88 | 88 | 88 | 88 | 88 | 51 | 88 | 88 | 88 | 88 | 88 | 88 | 35
GAT-05 | 2036-04-01 | 4 | 2036 | 2036 | SPRING | 84 | 84 | 84 | 84 | 84 | 84 | 51 | 86 | 86 | 86 | 86 | 86 | 86 | 35
GAT-05 | 2036-05-01 | 5 | 2036 | 2036 | SPRING | 78 | 78 | 78 | 80 | 80 | 80 | 51 | 83 | 83 | 83 | 83 | 83 | 83 | 35
GAT-05 | 2036-06-01 | 6 | 2036 | 2036 | SUMMER | 73 | 73 | 73 | 75 | 75 | 75 | 45 | 81 | 81 | 81 | 81 | 81 | 81 | 35
GAT-05 | 2036-07-01 | 7 | 2036 | 2036 | SUMMER | 73 | 73 | 73 | 75 | 75 | 75 | 45 | 80 | 80 | 80 | 80 | 80 | 80 | 35
GAT-05 | 2036-08-01 | 8 | 2036 | 2036 | SUMMER | 73 | 73 | 73 | 75 | 75 | 75 | 45 | 80 | 80 | 80 | 80 | 80 | 80 | 35
GAT-05 | 2036-09-01 | 9 | 2036 | 2036 | SUMMER | 78 | 78 | 78 | 80 | 80 | 80 | 51 | 82 | 82 | 82 | 82 | 82 | 82 | 35
GAT-05 | 2036-10-01 | 10 | 2037 | 2036 | FALL | 84 | 84 | 84 | 84 | 84 | 84 | 51 | 86 | 86 | 86 | 86 | 86 | 86 | 35
GAT-05 | 2036-11-01 | 11 | 2037 | 2036 | FALL | 88 | 88 | 88 | 88 | 88 | 88 | 51 | 89 | 89 | 89 | 89 | 89 | 89 | 35
GAT-05 | 2036-12-01 | 12 | 2037 | 2036 | WINTER | 94 | 94 | 94 | 94 | 94 | 94 | 57 | 91 | 91 | 91 | 91 | 91 | 91 | 35
GAT-05 | 2037-01-01 | 1 | 2037 | 2037 | WINTER | 94 | 94 | 94 | 94 | 94 | 94 | 57 | 92 | 92 | 92 | 92 | 92 | 92 | 35
GAT-05 | 2037-02-01 | 2 | 2037 | 2037 | WINTER | 91 | 91 | 91 | 91 | 91 | 91 | 57 | 91 | 91 | 91 | 91 | 91 | 91 | 35
GAT-05 | 2037-03-01 | 3 | 2037 | 2037 | WINTER | 88 | 88 | 88 | 88 | 88 | 88 | 51 | 88 | 88 | 88 | 88 | 88 | 88 | 35
GAT-05 | 2037-04-01 | 4 | 2037 | 2037 | SPRING | 84 | 84 | 84 | 84 | 84 | 84 | 51 | 86 | 86 | 86 | 86 | 86 | 86 | 35
GAT-05 | 2037-05-01 | 5 | 2037 | 2037 | SPRING | 78 | 78 | 78 | 80 | 80 | 80 | 51 | 83 | 83 | 83 | 83 | 83 | 83 | 35
GAT-05 | 2037-06-01 | 6 | 2037 | 2037 | SUMMER | 73 | 73 | 73 | 75 | 75 | 75 | 45 | 81 | 81 | 81 | 81 | 81 | 81 | 35
GAT-05 | 2037-07-01 | 7 | 2037 | 2037 | SUMMER | 73 | 73 | 73 | 75 | 75 | 75 | 45 | 80 | 80 | 80 | 80 | 80 | 80 | 35
GAT-05 | 2037-08-01 | 8 | 2037 | 2037 | SUMMER | 73 | 73 | 73 | 75 | 75 | 75 | 45 | 80 | 80 | 80 | 80 | 80 | 80 | 35
GAT-05 | 2037-09-01 | 9 | 2037 | 2037 | SUMMER | 78 | 78 | 78 | 80 | 80 | 80 | 51 | 82 | 82 | 82 | 82 | 82 | 82 | 35
GAT-05 | 2037-10-01 | 10 | 2038 | 2037 | FALL | 84 | 84 | 84 | 84 | 84 | 84 | 51 | 86 | 86 | 86 | 86 | 86 | 86 | 35
GAT-05 | 2037-11-01 | 11 | 2038 | 2037 | FALL | 88 | 88 | 88 | 88 | 88 | 88 | 51 | 89 | 89 | 89 | 89 | 89 | 89 | 35
GAT-05 | 2037-12-01 | 12 | 2038 | 2037 | WINTER | 94 | 94 | 94 | 94 | 94 | 94 | 57 | 91 | 91 | 91 | 91 | 91 | 91 | 35
GAT-05 | 2038-01-01 | 1 | 2038 | 2038 | WINTER | 94 | 94 | 94 | 94 | 94 | 94 | 57 | 92 | 92 | 92 | 92 | 92 | 92 | 35
GAT-05 | 2038-02-01 | 2 | 2038 | 2038 | WINTER | 91 | 91 | 91 | 91 | 91 | 91 | 57 | 91 | 91 | 91 | 91 | 91 | 91 | 35
GAT-05 | 2038-03-01 | 3 | 2038 | 2038 | WINTER | 88 | 88 | 88 | 88 | 88 | 88 | 51 | 88 | 88 | 88 | 88 | 88 | 88 | 35
GAT-05 | 2038-04-01 | 4 | 2038 | 2038 | SPRING | 84 | 84 | 84 | 84 | 84 | 84 | 51 | 86 | 86 | 86 | 86 | 86 | 86 | 35
GAT-05 | 2038-05-01 | 5 | 2038 | 2038 | SPRING | 78 | 78 | 78 | 80 | 80 | 80 | 51 | 83 | 83 | 83 | 83 | 83 | 83 | 35
GAT-05 | 2038-06-01 | 6 | 2038 | 2038 | SUMMER | 73 | 73 | 73 | 75 | 75 | 75 | 45 | 81 | 81 | 81 | 81 | 81 | 81 | 35
GAT-05 | 2038-07-01 | 7 | 2038 | 2038 | SUMMER | 73 | 73 | 73 | 75 | 75 | 75 | 45 | 80 | 80 | 80 | 80 | 80 | 80 | 35
GAT-05 | 2038-08-01 | 8 | 2038 | 2038 | SUMMER | 73 | 73 | 73 | 75 | 75 | 75 | 45 | 80 | 80 | 80 | 80 | 80 | 80 | 35
GAT-05 | 2038-09-01 | 9 | 2038 | 2038 | SUMMER | 78 | 78 | 78 | 80 | 80 | 80 | 51 | 82 | 82 | 82 | 82 | 82 | 82 | 35
GAT-05 | 2038-10-01 | 10 | 2039 | 2038 | FALL | 84 | 84 | 84 | 84 | 84 | 84 | 51 | 86 | 86 | 86 | 86 | 86 | 86 | 35
GAT-05 | 2038-11-01 | 11 | 2039 | 2038 | FALL | 88 | 88 | 88 | 88 | 88 | 88 | 51 | 89 | 89 | 89 | 89 | 89 | 89 | 35
GAT-05 | 2038-12-01 | 12 | 2039 | 2038 | WINTER | 94 | 94 | 94 | 94 | 94 | 94 | 57 | 91 | 91 | 91 | 91 | 91 | 91 | 35
GAT-05 | 2039-01-01 | 1 | 2039 | 2039 | WINTER | 94 | 94 | 94 | 94 | 94 | 94 | 57 | 92 | 92 | 92 | 92 | 92 | 92 | 35
GAT-05 | 2039-02-01 | 2 | 2039 | 2039 | WINTER | 91 | 91 | 91 | 91 | 91 | 91 | 57 | 91 | 91 | 91 | 91 | 91 | 91 | 35
GAT-05 | 2039-03-01 | 3 | 2039 | 2039 | WINTER | 88 | 88 | 88 | 88 | 88 | 88 | 51 | 88 | 88 | 88 | 88 | 88 | 88 | 35
GAT-05 | 2039-04-01 | 4 | 2039 | 2039 | SPRING | 84 | 84 | 84 | 84 | 84 | 84 | 51 | 86 | 86 | 86 | 86 | 86 | 86 | 35
GAT-05 | 2039-05-01 | 5 | 2039 | 2039 | SPRING | 78 | 78 | 78 | 80 | 80 | 80 | 51 | 83 | 83 | 83 | 83 | 83 | 83 | 35
GAT-05 | 2039-06-01 | 6 | 2039 | 2039 | SUMMER | 73 | 73 | 73 | 75 | 75 | 75 | 45 | 81 | 81 | 81 | 81 | 81 | 81 | 35
GAT-05 | 2039-07-01 | 7 | 2039 | 2039 | SUMMER | 73 | 73 | 73 | 75 | 75 | 75 | 45 | 80 | 80 | 80 | 80 | 80 | 80 | 35
GAT-05 | 2039-08-01 | 8 | 2039 | 2039 | SUMMER | 73 | 73 | 73 | 75 | 75 | 75 | 45 | 80 | 80 | 80 | 80 | 80 | 80 | 35
GAT-05 | 2039-09-01 | 9 | 2039 | 2039 | SUMMER | 78 | 78 | 78 | 80 | 80 | 80 | 51 | 82 | 82 | 82 | 82 | 82 | 82 | 35
GAT-05 | 2039-10-01 | 10 | 2040 | 2039 | FALL | 84 | 84 | 84 | 84 | 84 | 84 | 51 | 86 | 86 | 86 | 86 | 86 | 86 | 35
GAT-05 | 2039-11-01 | 11 | 2040 | 2039 | FALL | 88 | 88 | 88 | 88 | 88 | 88 | 51 | 89 | 89 | 89 | 89 | 89 | 89 | 35
GAT-05 | 2039-12-01 | 12 | 2040 | 2039 | WINTER | 94 | 94 | 94 | 94 | 94 | 94 | 57 | 91 | 91 | 91 | 91 | 91 | 91 | 35
GAT-05 | 2040-01-01 | 1 | 2040 | 2040 | WINTER | 94 | 94 | 94 | 94 | 94 | 94 | 57 | 92 | 92 | 92 | 92 | 92 | 92 | 35
GAT-05 | 2040-02-01 | 2 | 2040 | 2040 | WINTER | 91 | 91 | 91 | 91 | 91 | 91 | 57 | 91 | 91 | 91 | 91 | 91 | 91 | 35
GAT-05 | 2040-03-01 | 3 | 2040 | 2040 | WINTER | 88 | 88 | 88 | 88 | 88 | 88 | 51 | 88 | 88 | 88 | 88 | 88 | 88 | 35
GAT-05 | 2040-04-01 | 4 | 2040 | 2040 | SPRING | 84 | 84 | 84 | 84 | 84 | 84 | 51 | 86 | 86 | 86 | 86 | 86 | 86 | 35
GAT-05 | 2040-05-01 | 5 | 2040 | 2040 | SPRING | 78 | 78 | 78 | 80 | 80 | 80 | 51 | 83 | 83 | 83 | 83 | 83 | 83 | 35
GAT-05 | 2040-06-01 | 6 | 2040 | 2040 | SUMMER | 73 | 73 | 73 | 75 | 75 | 75 | 45 | 81 | 81 | 81 | 81 | 81 | 81 | 35
GAT-05 | 2040-07-01 | 7 | 2040 | 2040 | SUMMER | 73 | 73 | 73 | 75 | 75 | 75 | 45 | 80 | 80 | 80 | 80 | 80 | 80 | 35
GAT-05 | 2040-08-01 | 8 | 2040 | 2040 | SUMMER | 73 | 73 | 73 | 75 | 75 | 75 | 45 | 80 | 80 | 80 | 80 | 80 | 80 | 35
GAT-05 | 2040-09-01 | 9 | 2040 | 2040 | SUMMER | 78 | 78 | 78 | 80 | 80 | 80 | 51 | 82 | 82 | 82 | 82 | 82 | 82 | 35
GAT-05 | 2040-10-01 | 10 | 2041 | 2040 | FALL | 84 | 84 | 84 | 84 | 84 | 84 | 51 | 86 | 86 | 86 | 86 | 86 | 86 | 35
GAT-05 | 2040-11-01 | 11 | 2041 | 2040 | FALL | 88 | 88 | 88 | 88 | 88 | 88 | 51 | 89 | 89 | 89 | 89 | 89 | 89 | 35
GAT-05 | 2040-12-01 | 12 | 2041 | 2040 | WINTER | 94 | 94 | 94 | 94 | 94 | 94 | 57 | 91 | 91 | 91 | 91 | 91 | 91 | 35
GAT-05 | 2041-01-01 | 1 | 2041 | 2041 | WINTER | 94 | 94 | 94 | 94 | 94 | 94 | 57 | 92 | 92 | 92 | 92 | 92 | 92 | 35
GAT-05 | 2041-02-01 | 2 | 2041 | 2041 | WINTER | 91 | 91 | 91 | 91 | 91 | 91 | 57 | 91 | 91 | 91 | 91 | 91 | 91 | 35
GAT-05 | 2041-03-01 | 3 | 2041 | 2041 | WINTER | 88 | 88 | 88 | 88 | 88 | 88 | 51 | 88 | 88 | 88 | 88 | 88 | 88 | 35
GAT-05 | 2041-04-01 | 4 | 2041 | 2041 | SPRING | 84 | 84 | 84 | 84 | 84 | 84 | 51 | 86 | 86 | 86 | 86 | 86 | 86 | 35
GAT-05 | 2041-05-01 | 5 | 2041 | 2041 | SPRING | 78 | 78 | 78 | 80 | 80 | 80 | 51 | 83 | 83 | 83 | 83 | 83 | 83 | 35
GAT-05 | 2041-06-01 | 6 | 2041 | 2041 | SUMMER | 73 | 73 | 73 | 75 | 75 | 75 | 45 | 81 | 81 | 81 | 81 | 81 | 81 | 35
GAT-05 | 2041-07-01 | 7 | 2041 | 2041 | SUMMER | 73 | 73 | 73 | 75 | 75 | 75 | 45 | 80 | 80 | 80 | 80 | 80 | 80 | 35
GAT-05 | 2041-08-01 | 8 | 2041 | 2041 | SUMMER | 73 | 73 | 73 | 75 | 75 | 75 | 45 | 80 | 80 | 80 | 80 | 80 | 80 | 35
GAT-05 | 2041-09-01 | 9 | 2041 | 2041 | SUMMER | 78 | 78 | 78 | 80 | 80 | 80 | 51 | 82 | 82 | 82 | 82 | 82 | 82 | 35
GAT-05 | 2041-10-01 | 10 | 2042 | 2041 | FALL | 84 | 84 | 84 | 84 | 84 | 84 | 51 | 86 | 86 | 86 | 86 | 86 | 86 | 35
GAT-05 | 2041-11-01 | 11 | 2042 | 2041 | FALL | 88 | 88 | 88 | 88 | 88 | 88 | 51 | 89 | 89 | 89 | 89 | 89 | 89 | 35
GAT-05 | 2041-12-01 | 12 | 2042 | 2041 | WINTER | 94 | 94 | 94 | 94 | 94 | 94 | 57 | 91 | 91 | 91 | 91 | 91 | 91 | 35
GAT-05 | 2042-01-01 | 1 | 2042 | 2042 | WINTER | 94 | 94 | 94 | 94 | 94 | 94 | 57 | 92 | 92 | 92 | 92 | 92 | 92 | 35
GAT-05 | 2042-02-01 | 2 | 2042 | 2042 | WINTER | 91 | 91 | 91 | 91 | 91 | 91 | 57 | 91 | 91 | 91 | 91 | 91 | 91 | 35
GAT-05 | 2042-03-01 | 3 | 2042 | 2042 | WINTER | 88 | 88 | 88 | 88 | 88 | 88 | 51 | 88 | 88 | 88 | 88 | 88 | 88 | 35
GAT-05 | 2042-04-01 | 4 | 2042 | 2042 | SPRING | 84 | 84 | 84 | 84 | 84 | 84 | 51 | 86 | 86 | 86 | 86 | 86 | 86 | 35
GAT-05 | 2042-05-01 | 5 | 2042 | 2042 | SPRING | 78 | 78 | 78 | 80 | 80 | 80 | 51 | 83 | 83 | 83 | 83 | 83 | 83 | 35
GAT-05 | 2042-06-01 | 6 | 2042 | 2042 | SUMMER | 73 | 73 | 73 | 75 | 75 | 75 | 45 | 81 | 81 | 81 | 81 | 81 | 81 | 35
GAT-05 | 2042-07-01 | 7 | 2042 | 2042 | SUMMER | 73 | 73 | 73 | 75 | 75 | 75 | 45 | 80 | 80 | 80 | 80 | 80 | 80 | 35
GAT-05 | 2042-08-01 | 8 | 2042 | 2042 | SUMMER | 73 | 73 | 73 | 75 | 75 | 75 | 45 | 80 | 80 | 80 | 80 | 80 | 80 | 35
GAT-05 | 2042-09-01 | 9 | 2042 | 2042 | SUMMER | 78 | 78 | 78 | 80 | 80 | 80 | 51 | 82 | 82 | 82 | 82 | 82 | 82 | 35
GAT-05 | 2042-10-01 | 10 | 2043 | 2042 | FALL | 84 | 84 | 84 | 84 | 84 | 84 | 51 | 86 | 86 | 86 | 86 | 86 | 86 | 35
GAT-05 | 2042-11-01 | 11 | 2043 | 2042 | FALL | 88 | 88 | 88 | 88 | 88 | 88 | 51 | 89 | 89 | 89 | 89 | 89 | 89 | 35
GAT-05 | 2042-12-01 | 12 | 2043 | 2042 | WINTER | 94 | 94 | 94 | 94 | 94 | 94 | 57 | 91 | 91 | 91 | 91 | 91 | 91 | 35
GAT-05 | 2043-01-01 | 1 | 2043 | 2043 | WINTER | 94 | 94 | 94 | 94 | 94 | 94 | 57 | 92 | 92 | 92 | 92 | 92 | 92 | 35
GAT-05 | 2043-02-01 | 2 | 2043 | 2043 | WINTER | 91 | 91 | 91 | 91 | 91 | 91 | 57 | 91 | 91 | 91 | 91 | 91 | 91 | 35
GAT-05 | 2043-03-01 | 3 | 2043 | 2043 | WINTER | 88 | 88 | 88 | 88 | 88 | 88 | 51 | 88 | 88 | 88 | 88 | 88 | 88 | 35
GAT-05 | 2043-04-01 | 4 | 2043 | 2043 | SPRING | 84 | 84 | 84 | 84 | 84 | 84 | 51 | 86 | 86 | 86 | 86 | 86 | 86 | 35
GAT-05 | 2043-05-01 | 5 | 2043 | 2043 | SPRING | 78 | 78 | 78 | 80 | 80 | 80 | 51 | 83 | 83 | 83 | 83 | 83 | 83 | 35
GAT-05 | 2043-06-01 | 6 | 2043 | 2043 | SUMMER | 73 | 73 | 73 | 75 | 75 | 75 | 45 | 81 | 81 | 81 | 81 | 81 | 81 | 35
GAT-05 | 2043-07-01 | 7 | 2043 | 2043 | SUMMER | 73 | 73 | 73 | 75 | 75 | 75 | 45 | 80 | 80 | 80 | 80 | 80 | 80 | 35
GAT-05 | 2043-08-01 | 8 | 2043 | 2043 | SUMMER | 73 | 73 | 73 | 75 | 75 | 75 | 45 | 80 | 80 | 80 | 80 | 80 | 80 | 35
GAT-05 | 2043-09-01 | 9 | 2043 | 2043 | SUMMER | 78 | 78 | 78 | 80 | 80 | 80 | 51 | 82 | 82 | 82 | 82 | 82 | 82 | 35
GAT-05 | 2043-10-01 | 10 | 2044 | 2043 | FALL | 84 | 84 | 84 | 84 | 84 | 84 | 51 | 86 | 86 | 86 | 86 | 86 | 86 | 35
GAT-05 | 2043-11-01 | 11 | 2044 | 2043 | FALL | 88 | 88 | 88 | 88 | 88 | 88 | 51 | 89 | 89 | 89 | 89 | 89 | 89 | 35
GAT-05 | 2043-12-01 | 12 | 2044 | 2043 | WINTER | 94 | 94 | 94 | 94 | 94 | 94 | 57 | 91 | 91 | 91 | 91 | 91 | 91 | 35
GAT-05 | 2044-01-01 | 1 | 2044 | 2044 | WINTER | 94 | 94 | 94 | 94 | 94 | 94 | 57 | 92 | 92 | 92 | 92 | 92 | 92 | 35
GAT-05 | 2044-02-01 | 2 | 2044 | 2044 | WINTER | 91 | 91 | 91 | 91 | 91 | 91 | 57 | 91 | 91 | 91 | 91 | 91 | 91 | 35
GAT-05 | 2044-03-01 | 3 | 2044 | 2044 | WINTER | 88 | 88 | 88 | 88 | 88 | 88 | 51 | 88 | 88 | 88 | 88 | 88 | 88 | 35
GAT-05 | 2044-04-01 | 4 | 2044 | 2044 | SPRING | 84 | 84 | 84 | 84 | 84 | 84 | 51 | 86 | 86 | 86 | 86 | 86 | 86 | 35
GAT-05 | 2044-05-01 | 5 | 2044 | 2044 | SPRING | 78 | 78 | 78 | 80 | 80 | 80 | 51 | 83 | 83 | 83 | 83 | 83 | 83 | 35
GAT-05 | 2044-06-01 | 6 | 2044 | 2044 | SUMMER | 73 | 73 | 73 | 75 | 75 | 75 | 45 | 81 | 81 | 81 | 81 | 81 | 81 | 35
GAT-05 | 2044-07-01 | 7 | 2044 | 2044 | SUMMER | 73 | 73 | 73 | 75 | 75 | 75 | 45 | 80 | 80 | 80 | 80 | 80 | 80 | 35
GAT-05 | 2044-08-01 | 8 | 2044 | 2044 | SUMMER | 73 | 73 | 73 | 75 | 75 | 75 | 45 | 80 | 80 | 80 | 80 | 80 | 80 | 35
GAT-05 | 2044-09-01 | 9 | 2044 | 2044 | SUMMER | 78 | 78 | 78 | 80 | 80 | 80 | 51 | 82 | 82 | 82 | 82 | 82 | 82 | 35
GAT-05 | 2044-10-01 | 10 | 2045 | 2044 | FALL | 84 | 84 | 84 | 84 | 84 | 84 | 51 | 86 | 86 | 86 | 86 | 86 | 86 | 35
GAT-05 | 2044-11-01 | 11 | 2045 | 2044 | FALL | 88 | 88 | 88 | 88 | 88 | 88 | 51 | 89 | 89 | 89 | 89 | 89 | 89 | 35
GAT-05 | 2044-12-01 | 12 | 2045 | 2044 | WINTER | 94 | 94 | 94 | 94 | 94 | 94 | 57 | 91 | 91 | 91 | 91 | 91 | 91 | 35
GAT-05 | 2045-01-01 | 1 | 2045 | 2045 | WINTER | 94 | 94 | 94 | 94 | 94 | 94 | 57 | 92 | 92 | 92 | 92 | 92 | 92 | 35
GAT-05 | 2045-02-01 | 2 | 2045 | 2045 | WINTER | 91 | 91 | 91 | 91 | 91 | 91 | 57 | 91 | 91 | 91 | 91 | 91 | 91 | 35
GAT-05 | 2045-03-01 | 3 | 2045 | 2045 | WINTER | 88 | 88 | 88 | 88 | 88 | 88 | 51 | 88 | 88 | 88 | 88 | 88 | 88 | 35
GAT-05 | 2045-04-01 | 4 | 2045 | 2045 | SPRING | 84 | 84 | 84 | 84 | 84 | 84 | 51 | 86 | 86 | 86 | 86 | 86 | 86 | 35
GAT-05 | 2045-05-01 | 5 | 2045 | 2045 | SPRING | 78 | 78 | 78 | 80 | 80 | 80 | 51 | 83 | 83 | 83 | 83 | 83 | 83 | 35
GAT-05 | 2045-06-01 | 6 | 2045 | 2045 | SUMMER | 73 | 73 | 73 | 75 | 75 | 75 | 45 | 81 | 81 | 81 | 81 | 81 | 81 | 35
GAT-05 | 2045-07-01 | 7 | 2045 | 2045 | SUMMER | 73 | 73 | 73 | 75 | 75 | 75 | 45 | 80 | 80 | 80 | 80 | 80 | 80 | 35
GAT-05 | 2045-08-01 | 8 | 2045 | 2045 | SUMMER | 73 | 73 | 73 | 75 | 75 | 75 | 45 | 80 | 80 | 80 | 80 | 80 | 80 | 35
GAT-05 | 2045-09-01 | 9 | 2045 | 2045 | SUMMER | 78 | 78 | 78 | 80 | 80 | 80 | 51 | 82 | 82 | 82 | 82 | 82 | 82 | 35
GAT-05 | 2045-10-01 | 10 | 2046 | 2045 | FALL | 84 | 84 | 84 | 84 | 84 | 84 | 51 | 86 | 86 | 86 | 86 | 86 | 86 | 35
GAT-05 | 2045-11-01 | 11 | 2046 | 2045 | FALL | 88 | 88 | 88 | 88 | 88 | 88 | 51 | 89 | 89 | 89 | 89 | 89 | 89 | 35
GAT-05 | 2045-12-01 | 12 | 2046 | 2045 | WINTER | 94 | 94 | 94 | 94 | 94 | 94 | 57 | 91 | 91 | 91 | 91 | 91 | 91 | 35
GAT-05 | 2046-01-01 | 1 | 2046 | 2046 | WINTER | 94 | 94 | 94 | 94 | 94 | 94 | 57 | 92 | 92 | 92 | 92 | 92 | 92 | 35
GAT-05 | 2046-02-01 | 2 | 2046 | 2046 | WINTER | 91 | 91 | 91 | 91 | 91 | 91 | 57 | 91 | 91 | 91 | 91 | 91 | 91 | 35
GAT-05 | 2046-03-01 | 3 | 2046 | 2046 | WINTER | 88 | 88 | 88 | 88 | 88 | 88 | 51 | 88 | 88 | 88 | 88 | 88 | 88 | 35
GAT-05 | 2046-04-01 | 4 | 2046 | 2046 | SPRING | 84 | 84 | 84 | 84 | 84 | 84 | 51 | 86 | 86 | 86 | 86 | 86 | 86 | 35
GAT-05 | 2046-05-01 | 5 | 2046 | 2046 | SPRING | 78 | 78 | 78 | 80 | 80 | 80 | 51 | 83 | 83 | 83 | 83 | 83 | 83 | 35
GAT-05 | 2046-06-01 | 6 | 2046 | 2046 | SUMMER | 73 | 73 | 73 | 75 | 75 | 75 | 45 | 81 | 81 | 81 | 81 | 81 | 81 | 35
GAT-05 | 2046-07-01 | 7 | 2046 | 2046 | SUMMER | 73 | 73 | 73 | 75 | 75 | 75 | 45 | 80 | 80 | 80 | 80 | 80 | 80 | 35
GAT-05 | 2046-08-01 | 8 | 2046 | 2046 | SUMMER | 73 | 73 | 73 | 75 | 75 | 75 | 45 | 80 | 80 | 80 | 80 | 80 | 80 | 35
GAT-05 | 2046-09-01 | 9 | 2046 | 2046 | SUMMER | 78 | 78 | 78 | 80 | 80 | 80 | 51 | 82 | 82 | 82 | 82 | 82 | 82 | 35
GAT-05 | 2046-10-01 | 10 | 2047 | 2046 | FALL | 84 | 84 | 84 | 84 | 84 | 84 | 51 | 86 | 86 | 86 | 86 | 86 | 86 | 35
GAT-05 | 2046-11-01 | 11 | 2047 | 2046 | FALL | 88 | 88 | 88 | 88 | 88 | 88 | 51 | 89 | 89 | 89 | 89 | 89 | 89 | 35
GAT-05 | 2046-12-01 | 12 | 2047 | 2046 | WINTER | 94 | 94 | 94 | 94 | 94 | 94 | 57 | 91 | 91 | 91 | 91 | 91 | 91 | 35
GAT-05 | 2047-01-01 | 1 | 2047 | 2047 | WINTER | 94 | 94 | 94 | 94 | 94 | 94 | 57 | 92 | 92 | 92 | 92 | 92 | 92 | 35
GAT-05 | 2047-02-01 | 2 | 2047 | 2047 | WINTER | 91 | 91 | 91 | 91 | 91 | 91 | 57 | 91 | 91 | 91 | 91 | 91 | 91 | 35
GAT-05 | 2047-03-01 | 3 | 2047 | 2047 | WINTER | 88 | 88 | 88 | 88 | 88 | 88 | 51 | 88 | 88 | 88 | 88 | 88 | 88 | 35
GAT-05 | 2047-04-01 | 4 | 2047 | 2047 | SPRING | 84 | 84 | 84 | 84 | 84 | 84 | 51 | 86 | 86 | 86 | 86 | 86 | 86 | 35
GAT-05 | 2047-05-01 | 5 | 2047 | 2047 | SPRING | 78 | 78 | 78 | 80 | 80 | 80 | 51 | 83 | 83 | 83 | 83 | 83 | 83 | 35
GAT-05 | 2047-06-01 | 6 | 2047 | 2047 | SUMMER | 73 | 73 | 73 | 75 | 75 | 75 | 45 | 81 | 81 | 81 | 81 | 81 | 81 | 35
GAT-05 | 2047-07-01 | 7 | 2047 | 2047 | SUMMER | 73 | 73 | 73 | 75 | 75 | 75 | 45 | 80 | 80 | 80 | 80 | 80 | 80 | 35
GAT-05 | 2047-08-01 | 8 | 2047 | 2047 | SUMMER | 73 | 73 | 73 | 75 | 75 | 75 | 45 | 80 | 80 | 80 | 80 | 80 | 80 | 35
GAT-05 | 2047-09-01 | 9 | 2047 | 2047 | SUMMER | 78 | 78 | 78 | 80 | 80 | 80 | 51 | 82 | 82 | 82 | 82 | 82 | 82 | 35
GAT-06 | 2016-10-01 | 10 | 2017 | 2016 | FALL | 84 | 84 | 84 | 84 | 84 | 84 | 51 | 86 | 86 | 86 | 86 | 86 | 86 | 35
GAT-06 | 2016-11-01 | 11 | 2017 | 2016 | FALL | 88 | 88 | 88 | 88 | 88 | 88 | 51 | 89 | 89 | 89 | 89 | 89 | 89 | 35
GAT-06 | 2016-12-01 | 12 | 2017 | 2016 | WINTER | 94 | 94 | 94 | 94 | 94 | 94 | 57 | 91 | 91 | 91 | 91 | 91 | 91 | 35
GAT-06 | 2017-01-01 | 1 | 2017 | 2017 | WINTER | 94 | 94 | 94 | 94 | 94 | 94 | 57 | 92 | 92 | 92 | 92 | 92 | 92 | 35
GAT-06 | 2017-02-01 | 2 | 2017 | 2017 | WINTER | 91 | 91 | 91 | 91 | 91 | 91 | 57 | 91 | 91 | 91 | 91 | 91 | 91 | 35
GAT-06 | 2017-03-01 | 3 | 2017 | 2017 | WINTER | 88 | 88 | 88 | 88 | 88 | 88 | 51 | 88 | 88 | 88 | 88 | 88 | 88 | 35
GAT-06 | 2017-04-01 | 4 | 2017 | 2017 | SPRING | 84 | 84 | 84 | 84 | 84 | 84 | 51 | 86 | 86 | 86 | 86 | 86 | 86 | 35
GAT-06 | 2017-05-01 | 5 | 2017 | 2017 | SPRING | 78 | 78 | 78 | 80 | 80 | 80 | 51 | 83 | 83 | 83 | 83 | 83 | 83 | 35
GAT-06 | 2017-06-01 | 6 | 2017 | 2017 | SUMMER | 73 | 73 | 73 | 75 | 75 | 75 | 45 | 81 | 81 | 81 | 81 | 81 | 81 | 35
GAT-06 | 2017-07-01 | 7 | 2017 | 2017 | SUMMER | 73 | 73 | 73 | 75 | 75 | 75 | 45 | 80 | 80 | 80 | 80 | 80 | 80 | 35
GAT-06 | 2017-08-01 | 8 | 2017 | 2017 | SUMMER | 73 | 73 | 73 | 75 | 75 | 75 | 45 | 80 | 80 | 80 | 80 | 80 | 80 | 35
GAT-06 | 2017-09-01 | 9 | 2017 | 2017 | SUMMER | 78 | 78 | 78 | 80 | 80 | 80 | 51 | 82 | 82 | 82 | 82 | 82 | 82 | 35
GAT-06 | 2017-10-01 | 10 | 2018 | 2017 | FALL | 84 | 84 | 84 | 84 | 84 | 84 | 51 | 86 | 86 | 86 | 86 | 86 | 86 | 35
GAT-06 | 2017-11-01 | 11 | 2018 | 2017 | FALL | 88 | 88 | 88 | 88 | 88 | 88 | 51 | 89 | 89 | 89 | 89 | 89 | 89 | 35
GAT-06 | 2017-12-01 | 12 | 2018 | 2017 | WINTER | 94 | 94 | 94 | 94 | 94 | 94 | 57 | 91 | 91 | 91 | 91 | 91 | 91 | 35
GAT-06 | 2018-01-01 | 1 | 2018 | 2018 | WINTER | 94 | 94 | 94 | 94 | 94 | 94 | 57 | 92 | 92 | 92 | 92 | 92 | 92 | 35
GAT-06 | 2018-02-01 | 2 | 2018 | 2018 | WINTER | 91 | 91 | 91 | 91 | 91 | 91 | 57 | 91 | 91 | 91 | 91 | 91 | 91 | 35
GAT-06 | 2018-03-01 | 3 | 2018 | 2018 | WINTER | 88 | 88 | 88 | 88 | 88 | 88 | 51 | 88 | 88 | 88 | 88 | 88 | 88 | 35
GAT-06 | 2018-04-01 | 4 | 2018 | 2018 | SPRING | 84 | 84 | 84 | 84 | 84 | 84 | 51 | 86 | 86 | 86 | 86 | 86 | 86 | 35
GAT-06 | 2018-05-01 | 5 | 2018 | 2018 | SPRING | 78 | 78 | 78 | 80 | 80 | 80 | 51 | 83 | 83 | 83 | 83 | 83 | 83 | 35
GAT-06 | 2018-06-01 | 6 | 2018 | 2018 | SUMMER | 73 | 73 | 73 | 75 | 75 | 75 | 45 | 81 | 81 | 81 | 81 | 81 | 81 | 35
GAT-06 | 2018-07-01 | 7 | 2018 | 2018 | SUMMER | 73 | 73 | 73 | 75 | 75 | 75 | 45 | 80 | 80 | 80 | 80 | 80 | 80 | 35
GAT-06 | 2018-08-01 | 8 | 2018 | 2018 | SUMMER | 73 | 73 | 73 | 75 | 75 | 75 | 45 | 80 | 80 | 80 | 80 | 80 | 80 | 35
GAT-06 | 2018-09-01 | 9 | 2018 | 2018 | SUMMER | 78 | 78 | 78 | 80 | 80 | 80 | 51 | 82 | 82 | 82 | 82 | 82 | 82 | 35
GAT-06 | 2018-10-01 | 10 | 2019 | 2018 | FALL | 84 | 84 | 84 | 84 | 84 | 84 | 51 | 86 | 86 | 86 | 86 | 86 | 86 | 35
GAT-06 | 2018-11-01 | 11 | 2019 | 2018 | FALL | 88 | 88 | 88 | 88 | 88 | 88 | 51 | 89 | 89 | 89 | 89 | 89 | 89 | 35
GAT-06 | 2018-12-01 | 12 | 2019 | 2018 | WINTER | 94 | 94 | 94 | 94 | 94 | 94 | 57 | 91 | 91 | 91 | 91 | 91 | 91 | 35
GAT-06 | 2019-01-01 | 1 | 2019 | 2019 | WINTER | 94 | 94 | 94 | 94 | 94 | 94 | 57 | 92 | 92 | 92 | 92 | 92 | 92 | 35
GAT-06 | 2019-02-01 | 2 | 2019 | 2019 | WINTER | 91 | 91 | 91 | 91 | 91 | 91 | 57 | 91 | 91 | 91 | 91 | 91 | 91 | 35
GAT-06 | 2019-03-01 | 3 | 2019 | 2019 | WINTER | 88 | 88 | 88 | 88 | 88 | 88 | 51 | 88 | 88 | 88 | 88 | 88 | 88 | 35
GAT-06 | 2019-04-01 | 4 | 2019 | 2019 | SPRING | 84 | 84 | 84 | 84 | 84 | 84 | 51 | 86 | 86 | 86 | 86 | 86 | 86 | 35
GAT-06 | 2019-05-01 | 5 | 2019 | 2019 | SPRING | 78 | 78 | 78 | 80 | 80 | 80 | 51 | 83 | 83 | 83 | 83 | 83 | 83 | 35
GAT-06 | 2019-06-01 | 6 | 2019 | 2019 | SUMMER | 73 | 73 | 73 | 75 | 75 | 75 | 45 | 81 | 81 | 81 | 81 | 81 | 81 | 35
GAT-06 | 2019-07-01 | 7 | 2019 | 2019 | SUMMER | 73 | 73 | 73 | 75 | 75 | 75 | 45 | 80 | 80 | 80 | 80 | 80 | 80 | 35
GAT-06 | 2019-08-01 | 8 | 2019 | 2019 | SUMMER | 73 | 73 | 73 | 75 | 75 | 75 | 45 | 80 | 80 | 80 | 80 | 80 | 80 | 35
GAT-06 | 2019-09-01 | 9 | 2019 | 2019 | SUMMER | 78 | 78 | 78 | 80 | 80 | 80 | 51 | 82 | 82 | 82 | 82 | 82 | 82 | 35
GAT-06 | 2019-10-01 | 10 | 2020 | 2019 | FALL | 84 | 84 | 84 | 84 | 84 | 84 | 51 | 86 | 86 | 86 | 86 | 86 | 86 | 35
GAT-06 | 2019-11-01 | 11 | 2020 | 2019 | FALL | 88 | 88 | 88 | 88 | 88 | 88 | 51 | 89 | 89 | 89 | 89 | 89 | 89 | 35
GAT-06 | 2019-12-01 | 12 | 2020 | 2019 | WINTER | 94 | 94 | 94 | 94 | 94 | 94 | 57 | 91 | 91 | 91 | 91 | 91 | 91 | 35
GAT-06 | 2020-01-01 | 1 | 2020 | 2020 | WINTER | 94 | 94 | 94 | 94 | 94 | 94 | 57 | 92 | 92 | 92 | 92 | 92 | 92 | 35
GAT-06 | 2020-02-01 | 2 | 2020 | 2020 | WINTER | 91 | 91 | 91 | 91 | 91 | 91 | 57 | 91 | 91 | 91 | 91 | 91 | 91 | 35
GAT-06 | 2020-03-01 | 3 | 2020 | 2020 | WINTER | 88 | 88 | 88 | 88 | 88 | 88 | 51 | 88 | 88 | 88 | 88 | 88 | 88 | 35
GAT-06 | 2020-04-01 | 4 | 2020 | 2020 | SPRING | 84 | 84 | 84 | 84 | 84 | 84 | 51 | 86 | 86 | 86 | 86 | 86 | 86 | 35
GAT-06 | 2020-05-01 | 5 | 2020 | 2020 | SPRING | 78 | 78 | 78 | 80 | 80 | 80 | 51 | 83 | 83 | 83 | 83 | 83 | 83 | 35
GAT-06 | 2020-06-01 | 6 | 2020 | 2020 | SUMMER | 73 | 73 | 73 | 75 | 75 | 75 | 45 | 81 | 81 | 81 | 81 | 81 | 81 | 35
GAT-06 | 2020-07-01 | 7 | 2020 | 2020 | SUMMER | 73 | 73 | 73 | 75 | 75 | 75 | 45 | 80 | 80 | 80 | 80 | 80 | 80 | 35
GAT-06 | 2020-08-01 | 8 | 2020 | 2020 | SUMMER | 73 | 73 | 73 | 75 | 75 | 75 | 45 | 80 | 80 | 80 | 80 | 80 | 80 | 35
GAT-06 | 2020-09-01 | 9 | 2020 | 2020 | SUMMER | 78 | 78 | 78 | 80 | 80 | 80 | 51 | 82 | 82 | 82 | 82 | 82 | 82 | 35
GAT-06 | 2020-10-01 | 10 | 2021 | 2020 | FALL | 84 | 84 | 84 | 84 | 84 | 84 | 51 | 86 | 86 | 86 | 86 | 86 | 86 | 35
GAT-06 | 2020-11-01 | 11 | 2021 | 2020 | FALL | 88 | 88 | 88 | 88 | 88 | 88 | 51 | 89 | 89 | 89 | 89 | 89 | 89 | 35
GAT-06 | 2020-12-01 | 12 | 2021 | 2020 | WINTER | 94 | 94 | 94 | 94 | 94 | 94 | 57 | 91 | 91 | 91 | 91 | 91 | 91 | 35
GAT-06 | 2021-01-01 | 1 | 2021 | 2021 | WINTER | 94 | 94 | 94 | 94 | 94 | 94 | 57 | 92 | 92 | 92 | 92 | 92 | 92 | 35
GAT-06 | 2021-02-01 | 2 | 2021 | 2021 | WINTER | 91 | 91 | 91 | 91 | 91 | 91 | 57 | 91 | 91 | 91 | 91 | 91 | 91 | 35
GAT-06 | 2021-03-01 | 3 | 2021 | 2021 | WINTER | 88 | 88 | 88 | 88 | 88 | 88 | 51 | 88 | 88 | 88 | 88 | 88 | 88 | 35
GAT-06 | 2021-04-01 | 4 | 2021 | 2021 | SPRING | 84 | 84 | 84 | 84 | 84 | 84 | 51 | 86 | 86 | 86 | 86 | 86 | 86 | 35
GAT-06 | 2021-05-01 | 5 | 2021 | 2021 | SPRING | 78 | 78 | 78 | 80 | 80 | 80 | 51 | 83 | 83 | 83 | 83 | 83 | 83 | 35
GAT-06 | 2021-06-01 | 6 | 2021 | 2021 | SUMMER | 73 | 73 | 73 | 75 | 75 | 75 | 45 | 81 | 81 | 81 | 81 | 81 | 81 | 35
GAT-06 | 2021-07-01 | 7 | 2021 | 2021 | SUMMER | 73 | 73 | 73 | 75 | 75 | 75 | 45 | 80 | 80 | 80 | 80 | 80 | 80 | 35
GAT-06 | 2021-08-01 | 8 | 2021 | 2021 | SUMMER | 73 | 73 | 73 | 75 | 75 | 75 | 45 | 80 | 80 | 80 | 80 | 80 | 80 | 35
GAT-06 | 2021-09-01 | 9 | 2021 | 2021 | SUMMER | 78 | 78 | 78 | 80 | 80 | 80 | 51 | 82 | 82 | 82 | 82 | 82 | 82 | 35
GAT-06 | 2021-10-01 | 10 | 2022 | 2021 | FALL | 84 | 84 | 84 | 84 | 84 | 84 | 51 | 86 | 86 | 86 | 86 | 86 | 86 | 35
GAT-06 | 2021-11-01 | 11 | 2022 | 2021 | FALL | 88 | 88 | 88 | 88 | 88 | 88 | 51 | 89 | 89 | 89 | 89 | 89 | 89 | 35
GAT-06 | 2021-12-01 | 12 | 2022 | 2021 | WINTER | 94 | 94 | 94 | 94 | 94 | 94 | 57 | 91 | 91 | 91 | 91 | 91 | 91 | 35
GAT-06 | 2022-01-01 | 1 | 2022 | 2022 | WINTER | 94 | 94 | 94 | 94 | 94 | 94 | 57 | 92 | 92 | 92 | 92 | 92 | 92 | 35
GAT-06 | 2022-02-01 | 2 | 2022 | 2022 | WINTER | 91 | 91 | 91 | 91 | 91 | 91 | 57 | 91 | 91 | 91 | 91 | 91 | 91 | 35
GAT-06 | 2022-03-01 | 3 | 2022 | 2022 | WINTER | 88 | 88 | 88 | 88 | 88 | 88 | 51 | 88 | 88 | 88 | 88 | 88 | 88 | 35
GAT-06 | 2022-04-01 | 4 | 2022 | 2022 | SPRING | 84 | 84 | 84 | 84 | 84 | 84 | 51 | 86 | 86 | 86 | 86 | 86 | 86 | 35
GAT-06 | 2022-05-01 | 5 | 2022 | 2022 | SPRING | 78 | 78 | 78 | 80 | 80 | 80 | 51 | 83 | 83 | 83 | 83 | 83 | 83 | 35
GAT-06 | 2022-06-01 | 6 | 2022 | 2022 | SUMMER | 73 | 73 | 73 | 75 | 75 | 75 | 45 | 81 | 81 | 81 | 81 | 81 | 81 | 35
GAT-06 | 2022-07-01 | 7 | 2022 | 2022 | SUMMER | 73 | 73 | 73 | 75 | 75 | 75 | 45 | 80 | 80 | 80 | 80 | 80 | 80 | 35
GAT-06 | 2022-08-01 | 8 | 2022 | 2022 | SUMMER | 73 | 73 | 73 | 75 | 75 | 75 | 45 | 80 | 80 | 80 | 80 | 80 | 80 | 35
GAT-06 | 2022-09-01 | 9 | 2022 | 2022 | SUMMER | 78 | 78 | 78 | 80 | 80 | 80 | 51 | 82 | 82 | 82 | 82 | 82 | 82 | 35
GAT-06 | 2022-10-01 | 10 | 2023 | 2022 | FALL | 84 | 84 | 84 | 84 | 84 | 84 | 51 | 86 | 86 | 86 | 86 | 86 | 86 | 35
GAT-06 | 2022-11-01 | 11 | 2023 | 2022 | FALL | 88 | 88 | 88 | 88 | 88 | 88 | 51 | 89 | 89 | 89 | 89 | 89 | 89 | 35
GAT-06 | 2022-12-01 | 12 | 2023 | 2022 | WINTER | 94 | 94 | 94 | 94 | 94 | 94 | 57 | 91 | 91 | 91 | 91 | 91 | 91 | 35
GAT-06 | 2023-01-01 | 1 | 2023 | 2023 | WINTER | 94 | 94 | 94 | 94 | 94 | 94 | 57 | 92 | 92 | 92 | 92 | 92 | 92 | 35
GAT-06 | 2023-02-01 | 2 | 2023 | 2023 | WINTER | 91 | 91 | 91 | 91 | 91 | 91 | 57 | 91 | 91 | 91 | 91 | 91 | 91 | 35
GAT-06 | 2023-03-01 | 3 | 2023 | 2023 | WINTER | 88 | 88 | 88 | 88 | 88 | 88 | 51 | 88 | 88 | 88 | 88 | 88 | 88 | 35
GAT-06 | 2023-04-01 | 4 | 2023 | 2023 | SPRING | 84 | 84 | 84 | 84 | 84 | 84 | 51 | 86 | 86 | 86 | 86 | 86 | 86 | 35
GAT-06 | 2023-05-01 | 5 | 2023 | 2023 | SPRING | 78 | 78 | 78 | 80 | 80 | 80 | 51 | 83 | 83 | 83 | 83 | 83 | 83 | 35
GAT-06 | 2023-06-01 | 6 | 2023 | 2023 | SUMMER | 73 | 73 | 73 | 75 | 75 | 75 | 45 | 81 | 81 | 81 | 81 | 81 | 81 | 35
GAT-06 | 2023-07-01 | 7 | 2023 | 2023 | SUMMER | 73 | 73 | 73 | 75 | 75 | 75 | 45 | 80 | 80 | 80 | 80 | 80 | 80 | 35
GAT-06 | 2023-08-01 | 8 | 2023 | 2023 | SUMMER | 73 | 73 | 73 | 75 | 75 | 75 | 45 | 80 | 80 | 80 | 80 | 80 | 80 | 35
GAT-06 | 2023-09-01 | 9 | 2023 | 2023 | SUMMER | 78 | 78 | 78 | 80 | 80 | 80 | 51 | 82 | 82 | 82 | 82 | 82 | 82 | 35
GAT-06 | 2023-10-01 | 10 | 2024 | 2023 | FALL | 84 | 84 | 84 | 84 | 84 | 84 | 51 | 86 | 86 | 86 | 86 | 86 | 86 | 35
GAT-06 | 2023-11-01 | 11 | 2024 | 2023 | FALL | 88 | 88 | 88 | 88 | 88 | 88 | 51 | 89 | 89 | 89 | 89 | 89 | 89 | 35
GAT-06 | 2023-12-01 | 12 | 2024 | 2023 | WINTER | 94 | 94 | 94 | 94 | 94 | 94 | 57 | 91 | 91 | 91 | 91 | 91 | 91 | 35
GAT-06 | 2024-01-01 | 1 | 2024 | 2024 | WINTER | 94 | 94 | 94 | 94 | 94 | 94 | 57 | 92 | 92 | 92 | 92 | 92 | 92 | 35
GAT-06 | 2024-02-01 | 2 | 2024 | 2024 | WINTER | 91 | 91 | 91 | 91 | 91 | 91 | 57 | 91 | 91 | 91 | 91 | 91 | 91 | 35
GAT-06 | 2024-03-01 | 3 | 2024 | 2024 | WINTER | 88 | 88 | 88 | 88 | 88 | 88 | 51 | 88 | 88 | 88 | 88 | 88 | 88 | 35
GAT-06 | 2024-04-01 | 4 | 2024 | 2024 | SPRING | 84 | 84 | 84 | 84 | 84 | 84 | 51 | 86 | 86 | 86 | 86 | 86 | 86 | 35
GAT-06 | 2024-05-01 | 5 | 2024 | 2024 | SPRING | 78 | 78 | 78 | 80 | 80 | 80 | 51 | 83 | 83 | 83 | 83 | 83 | 83 | 35
GAT-06 | 2024-06-01 | 6 | 2024 | 2024 | SUMMER | 73 | 73 | 73 | 75 | 75 | 75 | 45 | 81 | 81 | 81 | 81 | 81 | 81 | 35
GAT-06 | 2024-07-01 | 7 | 2024 | 2024 | SUMMER | 73 | 73 | 73 | 75 | 75 | 75 | 45 | 80 | 80 | 80 | 80 | 80 | 80 | 35
GAT-06 | 2024-08-01 | 8 | 2024 | 2024 | SUMMER | 73 | 73 | 73 | 75 | 75 | 75 | 45 | 80 | 80 | 80 | 80 | 80 | 80 | 35
GAT-06 | 2024-09-01 | 9 | 2024 | 2024 | SUMMER | 78 | 78 | 78 | 80 | 80 | 80 | 51 | 82 | 82 | 82 | 82 | 82 | 82 | 35
GAT-06 | 2024-10-01 | 10 | 2025 | 2024 | FALL | 84 | 84 | 84 | 84 | 84 | 84 | 51 | 86 | 86 | 86 | 86 | 86 | 86 | 35
GAT-06 | 2024-11-01 | 11 | 2025 | 2024 | FALL | 88 | 88 | 88 | 88 | 88 | 88 | 51 | 89 | 89 | 89 | 89 | 89 | 89 | 35
GAT-06 | 2024-12-01 | 12 | 2025 | 2024 | WINTER | 94 | 94 | 94 | 94 | 94 | 94 | 57 | 91 | 91 | 91 | 91 | 91 | 91 | 35
GAT-06 | 2025-01-01 | 1 | 2025 | 2025 | WINTER | 94 | 94 | 94 | 94 | 94 | 94 | 57 | 92 | 92 | 92 | 92 | 92 | 92 | 35
GAT-06 | 2025-02-01 | 2 | 2025 | 2025 | WINTER | 91 | 91 | 91 | 91 | 91 | 91 | 57 | 91 | 91 | 91 | 91 | 91 | 91 | 35
GAT-06 | 2025-03-01 | 3 | 2025 | 2025 | WINTER | 88 | 88 | 88 | 88 | 88 | 88 | 51 | 88 | 88 | 88 | 88 | 88 | 88 | 35
GAT-06 | 2025-04-01 | 4 | 2025 | 2025 | SPRING | 84 | 84 | 84 | 84 | 84 | 84 | 51 | 86 | 86 | 86 | 86 | 86 | 86 | 35
GAT-06 | 2025-05-01 | 5 | 2025 | 2025 | SPRING | 78 | 78 | 78 | 80 | 80 | 80 | 51 | 83 | 83 | 83 | 83 | 83 | 83 | 35
GAT-06 | 2025-06-01 | 6 | 2025 | 2025 | SUMMER | 73 | 73 | 73 | 75 | 75 | 75 | 45 | 81 | 81 | 81 | 81 | 81 | 81 | 35
GAT-06 | 2025-07-01 | 7 | 2025 | 2025 | SUMMER | 73 | 73 | 73 | 75 | 75 | 75 | 45 | 80 | 80 | 80 | 80 | 80 | 80 | 35
GAT-06 | 2025-08-01 | 8 | 2025 | 2025 | SUMMER | 73 | 73 | 73 | 75 | 75 | 75 | 45 | 80 | 80 | 80 | 80 | 80 | 80 | 35
GAT-06 | 2025-09-01 | 9 | 2025 | 2025 | SUMMER | 78 | 78 | 78 | 80 | 80 | 80 | 51 | 82 | 82 | 82 | 82 | 82 | 82 | 35
GAT-06 | 2025-10-01 | 10 | 2026 | 2025 | FALL | 84 | 84 | 84 | 84 | 84 | 84 | 51 | 86 | 86 | 86 | 86 | 86 | 86 | 35
GAT-06 | 2025-11-01 | 11 | 2026 | 2025 | FALL | 88 | 88 | 88 | 88 | 88 | 88 | 51 | 89 | 89 | 89 | 89 | 89 | 89 | 35
GAT-06 | 2025-12-01 | 12 | 2026 | 2025 | WINTER | 94 | 94 | 94 | 94 | 94 | 94 | 57 | 91 | 91 | 91 | 91 | 91 | 91 | 35
GAT-06 | 2026-01-01 | 1 | 2026 | 2026 | WINTER | 94 | 94 | 94 | 94 | 94 | 94 | 57 | 92 | 92 | 92 | 92 | 92 | 92 | 35
GAT-06 | 2026-02-01 | 2 | 2026 | 2026 | WINTER | 91 | 91 | 91 | 91 | 91 | 91 | 57 | 91 | 91 | 91 | 91 | 91 | 91 | 35
GAT-06 | 2026-03-01 | 3 | 2026 | 2026 | WINTER | 88 | 88 | 88 | 88 | 88 | 88 | 51 | 88 | 88 | 88 | 88 | 88 | 88 | 35
GAT-06 | 2026-04-01 | 4 | 2026 | 2026 | SPRING | 84 | 84 | 84 | 84 | 84 | 84 | 51 | 86 | 86 | 86 | 86 | 86 | 86 | 35
GAT-06 | 2026-05-01 | 5 | 2026 | 2026 | SPRING | 78 | 78 | 78 | 80 | 80 | 80 | 51 | 83 | 83 | 83 | 83 | 83 | 83 | 35
GAT-06 | 2026-06-01 | 6 | 2026 | 2026 | SUMMER | 73 | 73 | 73 | 75 | 75 | 75 | 45 | 81 | 81 | 81 | 81 | 81 | 81 | 35
GAT-06 | 2026-07-01 | 7 | 2026 | 2026 | SUMMER | 73 | 73 | 73 | 75 | 75 | 75 | 45 | 80 | 80 | 80 | 80 | 80 | 80 | 35
GAT-06 | 2026-08-01 | 8 | 2026 | 2026 | SUMMER | 73 | 73 | 73 | 75 | 75 | 75 | 45 | 80 | 80 | 80 | 80 | 80 | 80 | 35
GAT-06 | 2026-09-01 | 9 | 2026 | 2026 | SUMMER | 78 | 78 | 78 | 80 | 80 | 80 | 51 | 82 | 82 | 82 | 82 | 82 | 82 | 35
GAT-06 | 2026-10-01 | 10 | 2027 | 2026 | FALL | 84 | 84 | 84 | 84 | 84 | 84 | 51 | 86 | 86 | 86 | 86 | 86 | 86 | 35
GAT-06 | 2026-11-01 | 11 | 2027 | 2026 | FALL | 88 | 88 | 88 | 88 | 88 | 88 | 51 | 89 | 89 | 89 | 89 | 89 | 89 | 35
GAT-06 | 2026-12-01 | 12 | 2027 | 2026 | WINTER | 94 | 94 | 94 | 94 | 94 | 94 | 57 | 91 | 91 | 91 | 91 | 91 | 91 | 35
GAT-06 | 2027-01-01 | 1 | 2027 | 2027 | WINTER | 94 | 94 | 94 | 94 | 94 | 94 | 57 | 92 | 92 | 92 | 92 | 92 | 92 | 35
GAT-06 | 2027-02-01 | 2 | 2027 | 2027 | WINTER | 91 | 91 | 91 | 91 | 91 | 91 | 57 | 91 | 91 | 91 | 91 | 91 | 91 | 35
GAT-06 | 2027-03-01 | 3 | 2027 | 2027 | WINTER | 88 | 88 | 88 | 88 | 88 | 88 | 51 | 88 | 88 | 88 | 88 | 88 | 88 | 35
GAT-06 | 2027-04-01 | 4 | 2027 | 2027 | SPRING | 84 | 84 | 84 | 84 | 84 | 84 | 51 | 86 | 86 | 86 | 86 | 86 | 86 | 35
GAT-06 | 2027-05-01 | 5 | 2027 | 2027 | SPRING | 78 | 78 | 78 | 80 | 80 | 80 | 51 | 83 | 83 | 83 | 83 | 83 | 83 | 35
GAT-06 | 2027-06-01 | 6 | 2027 | 2027 | SUMMER | 73 | 73 | 73 | 75 | 75 | 75 | 45 | 81 | 81 | 81 | 81 | 81 | 81 | 35
GAT-06 | 2027-07-01 | 7 | 2027 | 2027 | SUMMER | 73 | 73 | 73 | 75 | 75 | 75 | 45 | 80 | 80 | 80 | 80 | 80 | 80 | 35
GAT-06 | 2027-08-01 | 8 | 2027 | 2027 | SUMMER | 73 | 73 | 73 | 75 | 75 | 75 | 45 | 80 | 80 | 80 | 80 | 80 | 80 | 35
GAT-06 | 2027-09-01 | 9 | 2027 | 2027 | SUMMER | 78 | 78 | 78 | 80 | 80 | 80 | 51 | 82 | 82 | 82 | 82 | 82 | 82 | 35
GAT-06 | 2027-10-01 | 10 | 2028 | 2027 | FALL | 84 | 84 | 84 | 84 | 84 | 84 | 51 | 86 | 86 | 86 | 86 | 86 | 86 | 35
GAT-06 | 2027-11-01 | 11 | 2028 | 2027 | FALL | 88 | 88 | 88 | 88 | 88 | 88 | 51 | 89 | 89 | 89 | 89 | 89 | 89 | 35
GAT-06 | 2027-12-01 | 12 | 2028 | 2027 | WINTER | 94 | 94 | 94 | 94 | 94 | 94 | 57 | 91 | 91 | 91 | 91 | 91 | 91 | 35
GAT-06 | 2028-01-01 | 1 | 2028 | 2028 | WINTER | 94 | 94 | 94 | 94 | 94 | 94 | 57 | 92 | 92 | 92 | 92 | 92 | 92 | 35
GAT-06 | 2028-02-01 | 2 | 2028 | 2028 | WINTER | 91 | 91 | 91 | 91 | 91 | 91 | 57 | 91 | 91 | 91 | 91 | 91 | 91 | 35
GAT-06 | 2028-03-01 | 3 | 2028 | 2028 | WINTER | 88 | 88 | 88 | 88 | 88 | 88 | 51 | 88 | 88 | 88 | 88 | 88 | 88 | 35
GAT-06 | 2028-04-01 | 4 | 2028 | 2028 | SPRING | 84 | 84 | 84 | 84 | 84 | 84 | 51 | 86 | 86 | 86 | 86 | 86 | 86 | 35
GAT-06 | 2028-05-01 | 5 | 2028 | 2028 | SPRING | 78 | 78 | 78 | 80 | 80 | 80 | 51 | 83 | 83 | 83 | 83 | 83 | 83 | 35
GAT-06 | 2028-06-01 | 6 | 2028 | 2028 | SUMMER | 73 | 73 | 73 | 75 | 75 | 75 | 45 | 81 | 81 | 81 | 81 | 81 | 81 | 35
GAT-06 | 2028-07-01 | 7 | 2028 | 2028 | SUMMER | 73 | 73 | 73 | 75 | 75 | 75 | 45 | 80 | 80 | 80 | 80 | 80 | 80 | 35
GAT-06 | 2028-08-01 | 8 | 2028 | 2028 | SUMMER | 73 | 73 | 73 | 75 | 75 | 75 | 45 | 80 | 80 | 80 | 80 | 80 | 80 | 35
GAT-06 | 2028-09-01 | 9 | 2028 | 2028 | SUMMER | 78 | 78 | 78 | 80 | 80 | 80 | 51 | 82 | 82 | 82 | 82 | 82 | 82 | 35
GAT-06 | 2028-10-01 | 10 | 2029 | 2028 | FALL | 84 | 84 | 84 | 84 | 84 | 84 | 51 | 86 | 86 | 86 | 86 | 86 | 86 | 35
GAT-06 | 2028-11-01 | 11 | 2029 | 2028 | FALL | 88 | 88 | 88 | 88 | 88 | 88 | 51 | 89 | 89 | 89 | 89 | 89 | 89 | 35
GAT-06 | 2028-12-01 | 12 | 2029 | 2028 | WINTER | 94 | 94 | 94 | 94 | 94 | 94 | 57 | 91 | 91 | 91 | 91 | 91 | 91 | 35
GAT-06 | 2029-01-01 | 1 | 2029 | 2029 | WINTER | 94 | 94 | 94 | 94 | 94 | 94 | 57 | 92 | 92 | 92 | 92 | 92 | 92 | 35
GAT-06 | 2029-02-01 | 2 | 2029 | 2029 | WINTER | 91 | 91 | 91 | 91 | 91 | 91 | 57 | 91 | 91 | 91 | 91 | 91 | 91 | 35
GAT-06 | 2029-03-01 | 3 | 2029 | 2029 | WINTER | 88 | 88 | 88 | 88 | 88 | 88 | 51 | 88 | 88 | 88 | 88 | 88 | 88 | 35
GAT-06 | 2029-04-01 | 4 | 2029 | 2029 | SPRING | 84 | 84 | 84 | 84 | 84 | 84 | 51 | 86 | 86 | 86 | 86 | 86 | 86 | 35
GAT-06 | 2029-05-01 | 5 | 2029 | 2029 | SPRING | 78 | 78 | 78 | 80 | 80 | 80 | 51 | 83 | 83 | 83 | 83 | 83 | 83 | 35
GAT-06 | 2029-06-01 | 6 | 2029 | 2029 | SUMMER | 73 | 73 | 73 | 75 | 75 | 75 | 45 | 81 | 81 | 81 | 81 | 81 | 81 | 35
GAT-06 | 2029-07-01 | 7 | 2029 | 2029 | SUMMER | 73 | 73 | 73 | 75 | 75 | 75 | 45 | 80 | 80 | 80 | 80 | 80 | 80 | 35
GAT-06 | 2029-08-01 | 8 | 2029 | 2029 | SUMMER | 73 | 73 | 73 | 75 | 75 | 75 | 45 | 80 | 80 | 80 | 80 | 80 | 80 | 35
GAT-06 | 2029-09-01 | 9 | 2029 | 2029 | SUMMER | 78 | 78 | 78 | 80 | 80 | 80 | 51 | 82 | 82 | 82 | 82 | 82 | 82 | 35
GAT-06 | 2029-10-01 | 10 | 2030 | 2029 | FALL | 84 | 84 | 84 | 84 | 84 | 84 | 51 | 86 | 86 | 86 | 86 | 86 | 86 | 35
GAT-06 | 2029-11-01 | 11 | 2030 | 2029 | FALL | 88 | 88 | 88 | 88 | 88 | 88 | 51 | 89 | 89 | 89 | 89 | 89 | 89 | 35
GAT-06 | 2029-12-01 | 12 | 2030 | 2029 | WINTER | 94 | 94 | 94 | 94 | 94 | 94 | 57 | 91 | 91 | 91 | 91 | 91 | 91 | 35
GAT-06 | 2030-01-01 | 1 | 2030 | 2030 | WINTER | 94 | 94 | 94 | 94 | 94 | 94 | 57 | 92 | 92 | 92 | 92 | 92 | 92 | 35
GAT-06 | 2030-02-01 | 2 | 2030 | 2030 | WINTER | 91 | 91 | 91 | 91 | 91 | 91 | 57 | 91 | 91 | 91 | 91 | 91 | 91 | 35
GAT-06 | 2030-03-01 | 3 | 2030 | 2030 | WINTER | 88 | 88 | 88 | 88 | 88 | 88 | 51 | 88 | 88 | 88 | 88 | 88 | 88 | 35
GAT-06 | 2030-04-01 | 4 | 2030 | 2030 | SPRING | 84 | 84 | 84 | 84 | 84 | 84 | 51 | 86 | 86 | 86 | 86 | 86 | 86 | 35
GAT-06 | 2030-05-01 | 5 | 2030 | 2030 | SPRING | 78 | 78 | 78 | 80 | 80 | 80 | 51 | 83 | 83 | 83 | 83 | 83 | 83 | 35
GAT-06 | 2030-06-01 | 6 | 2030 | 2030 | SUMMER | 73 | 73 | 73 | 75 | 75 | 75 | 45 | 81 | 81 | 81 | 81 | 81 | 81 | 35
GAT-06 | 2030-07-01 | 7 | 2030 | 2030 | SUMMER | 73 | 73 | 73 | 75 | 75 | 75 | 45 | 80 | 80 | 80 | 80 | 80 | 80 | 35
GAT-06 | 2030-08-01 | 8 | 2030 | 2030 | SUMMER | 73 | 73 | 73 | 75 | 75 | 75 | 45 | 80 | 80 | 80 | 80 | 80 | 80 | 35
GAT-06 | 2030-09-01 | 9 | 2030 | 2030 | SUMMER | 78 | 78 | 78 | 80 | 80 | 80 | 51 | 82 | 82 | 82 | 82 | 82 | 82 | 35
GAT-06 | 2030-10-01 | 10 | 2031 | 2030 | FALL | 84 | 84 | 84 | 84 | 84 | 84 | 51 | 86 | 86 | 86 | 86 | 86 | 86 | 35
GAT-06 | 2030-11-01 | 11 | 2031 | 2030 | FALL | 88 | 88 | 88 | 88 | 88 | 88 | 51 | 89 | 89 | 89 | 89 | 89 | 89 | 35
GAT-06 | 2030-12-01 | 12 | 2031 | 2030 | WINTER | 94 | 94 | 94 | 94 | 94 | 94 | 57 | 91 | 91 | 91 | 91 | 91 | 91 | 35
GAT-06 | 2031-01-01 | 1 | 2031 | 2031 | WINTER | 94 | 94 | 94 | 94 | 94 | 94 | 57 | 92 | 92 | 92 | 92 | 92 | 92 | 35
GAT-06 | 2031-02-01 | 2 | 2031 | 2031 | WINTER | 91 | 91 | 91 | 91 | 91 | 91 | 57 | 91 | 91 | 91 | 91 | 91 | 91 | 35
GAT-06 | 2031-03-01 | 3 | 2031 | 2031 | WINTER | 88 | 88 | 88 | 88 | 88 | 88 | 51 | 88 | 88 | 88 | 88 | 88 | 88 | 35
GAT-06 | 2031-04-01 | 4 | 2031 | 2031 | SPRING | 84 | 84 | 84 | 84 | 84 | 84 | 51 | 86 | 86 | 86 | 86 | 86 | 86 | 35
GAT-06 | 2031-05-01 | 5 | 2031 | 2031 | SPRING | 78 | 78 | 78 | 80 | 80 | 80 | 51 | 83 | 83 | 83 | 83 | 83 | 83 | 35
GAT-06 | 2031-06-01 | 6 | 2031 | 2031 | SUMMER | 73 | 73 | 73 | 75 | 75 | 75 | 45 | 81 | 81 | 81 | 81 | 81 | 81 | 35
GAT-06 | 2031-07-01 | 7 | 2031 | 2031 | SUMMER | 73 | 73 | 73 | 75 | 75 | 75 | 45 | 80 | 80 | 80 | 80 | 80 | 80 | 35
GAT-06 | 2031-08-01 | 8 | 2031 | 2031 | SUMMER | 73 | 73 | 73 | 75 | 75 | 75 | 45 | 80 | 80 | 80 | 80 | 80 | 80 | 35
GAT-06 | 2031-09-01 | 9 | 2031 | 2031 | SUMMER | 78 | 78 | 78 | 80 | 80 | 80 | 51 | 82 | 82 | 82 | 82 | 82 | 82 | 35
GAT-06 | 2031-10-01 | 10 | 2032 | 2031 | FALL | 84 | 84 | 84 | 84 | 84 | 84 | 51 | 86 | 86 | 86 | 86 | 86 | 86 | 35
GAT-06 | 2031-11-01 | 11 | 2032 | 2031 | FALL | 88 | 88 | 88 | 88 | 88 | 88 | 51 | 89 | 89 | 89 | 89 | 89 | 89 | 35
GAT-06 | 2031-12-01 | 12 | 2032 | 2031 | WINTER | 94 | 94 | 94 | 94 | 94 | 94 | 57 | 91 | 91 | 91 | 91 | 91 | 91 | 35
GAT-06 | 2032-01-01 | 1 | 2032 | 2032 | WINTER | 94 | 94 | 94 | 94 | 94 | 94 | 57 | 92 | 92 | 92 | 92 | 92 | 92 | 35
GAT-06 | 2032-02-01 | 2 | 2032 | 2032 | WINTER | 91 | 91 | 91 | 91 | 91 | 91 | 57 | 91 | 91 | 91 | 91 | 91 | 91 | 35
GAT-06 | 2032-03-01 | 3 | 2032 | 2032 | WINTER | 88 | 88 | 88 | 88 | 88 | 88 | 51 | 88 | 88 | 88 | 88 | 88 | 88 | 35
GAT-06 | 2032-04-01 | 4 | 2032 | 2032 | SPRING | 84 | 84 | 84 | 84 | 84 | 84 | 51 | 86 | 86 | 86 | 86 | 86 | 86 | 35
GAT-06 | 2032-05-01 | 5 | 2032 | 2032 | SPRING | 78 | 78 | 78 | 80 | 80 | 80 | 51 | 83 | 83 | 83 | 83 | 83 | 83 | 35
GAT-06 | 2032-06-01 | 6 | 2032 | 2032 | SUMMER | 73 | 73 | 73 | 75 | 75 | 75 | 45 | 81 | 81 | 81 | 81 | 81 | 81 | 35
GAT-06 | 2032-07-01 | 7 | 2032 | 2032 | SUMMER | 73 | 73 | 73 | 75 | 75 | 75 | 45 | 80 | 80 | 80 | 80 | 80 | 80 | 35
GAT-06 | 2032-08-01 | 8 | 2032 | 2032 | SUMMER | 73 | 73 | 73 | 75 | 75 | 75 | 45 | 80 | 80 | 80 | 80 | 80 | 80 | 35
GAT-06 | 2032-09-01 | 9 | 2032 | 2032 | SUMMER | 78 | 78 | 78 | 80 | 80 | 80 | 51 | 82 | 82 | 82 | 82 | 82 | 82 | 35
GAT-06 | 2032-10-01 | 10 | 2033 | 2032 | FALL | 84 | 84 | 84 | 84 | 84 | 84 | 51 | 86 | 86 | 86 | 86 | 86 | 86 | 35
GAT-06 | 2032-11-01 | 11 | 2033 | 2032 | FALL | 88 | 88 | 88 | 88 | 88 | 88 | 51 | 89 | 89 | 89 | 89 | 89 | 89 | 35
GAT-06 | 2032-12-01 | 12 | 2033 | 2032 | WINTER | 94 | 94 | 94 | 94 | 94 | 94 | 57 | 91 | 91 | 91 | 91 | 91 | 91 | 35
GAT-06 | 2033-01-01 | 1 | 2033 | 2033 | WINTER | 94 | 94 | 94 | 94 | 94 | 94 | 57 | 92 | 92 | 92 | 92 | 92 | 92 | 35
GAT-06 | 2033-02-01 | 2 | 2033 | 2033 | WINTER | 91 | 91 | 91 | 91 | 91 | 91 | 57 | 91 | 91 | 91 | 91 | 91 | 91 | 35
GAT-06 | 2033-03-01 | 3 | 2033 | 2033 | WINTER | 88 | 88 | 88 | 88 | 88 | 88 | 51 | 88 | 88 | 88 | 88 | 88 | 88 | 35
GAT-06 | 2033-04-01 | 4 | 2033 | 2033 | SPRING | 84 | 84 | 84 | 84 | 84 | 84 | 51 | 86 | 86 | 86 | 86 | 86 | 86 | 35
GAT-06 | 2033-05-01 | 5 | 2033 | 2033 | SPRING | 78 | 78 | 78 | 80 | 80 | 80 | 51 | 83 | 83 | 83 | 83 | 83 | 83 | 35
GAT-06 | 2033-06-01 | 6 | 2033 | 2033 | SUMMER | 73 | 73 | 73 | 75 | 75 | 75 | 45 | 81 | 81 | 81 | 81 | 81 | 81 | 35
GAT-06 | 2033-07-01 | 7 | 2033 | 2033 | SUMMER | 73 | 73 | 73 | 75 | 75 | 75 | 45 | 80 | 80 | 80 | 80 | 80 | 80 | 35
GAT-06 | 2033-08-01 | 8 | 2033 | 2033 | SUMMER | 73 | 73 | 73 | 75 | 75 | 75 | 45 | 80 | 80 | 80 | 80 | 80 | 80 | 35
GAT-06 | 2033-09-01 | 9 | 2033 | 2033 | SUMMER | 78 | 78 | 78 | 80 | 80 | 80 | 51 | 82 | 82 | 82 | 82 | 82 | 82 | 35
GAT-06 | 2033-10-01 | 10 | 2034 | 2033 | FALL | 84 | 84 | 84 | 84 | 84 | 84 | 51 | 86 | 86 | 86 | 86 | 86 | 86 | 35
GAT-06 | 2033-11-01 | 11 | 2034 | 2033 | FALL | 88 | 88 | 88 | 88 | 88 | 88 | 51 | 89 | 89 | 89 | 89 | 89 | 89 | 35
GAT-06 | 2033-12-01 | 12 | 2034 | 2033 | WINTER | 94 | 94 | 94 | 94 | 94 | 94 | 57 | 91 | 91 | 91 | 91 | 91 | 91 | 35
GAT-06 | 2034-01-01 | 1 | 2034 | 2034 | WINTER | 94 | 94 | 94 | 94 | 94 | 94 | 57 | 92 | 92 | 92 | 92 | 92 | 92 | 35
GAT-06 | 2034-02-01 | 2 | 2034 | 2034 | WINTER | 91 | 91 | 91 | 91 | 91 | 91 | 57 | 91 | 91 | 91 | 91 | 91 | 91 | 35
GAT-06 | 2034-03-01 | 3 | 2034 | 2034 | WINTER | 88 | 88 | 88 | 88 | 88 | 88 | 51 | 88 | 88 | 88 | 88 | 88 | 88 | 35
GAT-06 | 2034-04-01 | 4 | 2034 | 2034 | SPRING | 84 | 84 | 84 | 84 | 84 | 84 | 51 | 86 | 86 | 86 | 86 | 86 | 86 | 35
GAT-06 | 2034-05-01 | 5 | 2034 | 2034 | SPRING | 78 | 78 | 78 | 80 | 80 | 80 | 51 | 83 | 83 | 83 | 83 | 83 | 83 | 35
GAT-06 | 2034-06-01 | 6 | 2034 | 2034 | SUMMER | 73 | 73 | 73 | 75 | 75 | 75 | 45 | 81 | 81 | 81 | 81 | 81 | 81 | 35
GAT-06 | 2034-07-01 | 7 | 2034 | 2034 | SUMMER | 73 | 73 | 73 | 75 | 75 | 75 | 45 | 80 | 80 | 80 | 80 | 80 | 80 | 35
GAT-06 | 2034-08-01 | 8 | 2034 | 2034 | SUMMER | 73 | 73 | 73 | 75 | 75 | 75 | 45 | 80 | 80 | 80 | 80 | 80 | 80 | 35
GAT-06 | 2034-09-01 | 9 | 2034 | 2034 | SUMMER | 78 | 78 | 78 | 80 | 80 | 80 | 51 | 82 | 82 | 82 | 82 | 82 | 82 | 35
GAT-06 | 2034-10-01 | 10 | 2035 | 2034 | FALL | 84 | 84 | 84 | 84 | 84 | 84 | 51 | 86 | 86 | 86 | 86 | 86 | 86 | 35
GAT-06 | 2034-11-01 | 11 | 2035 | 2034 | FALL | 88 | 88 | 88 | 88 | 88 | 88 | 51 | 89 | 89 | 89 | 89 | 89 | 89 | 35
GAT-06 | 2034-12-01 | 12 | 2035 | 2034 | WINTER | 94 | 94 | 94 | 94 | 94 | 94 | 57 | 91 | 91 | 91 | 91 | 91 | 91 | 35
GAT-06 | 2035-01-01 | 1 | 2035 | 2035 | WINTER | 94 | 94 | 94 | 94 | 94 | 94 | 57 | 92 | 92 | 92 | 92 | 92 | 92 | 35
GAT-06 | 2035-02-01 | 2 | 2035 | 2035 | WINTER | 91 | 91 | 91 | 91 | 91 | 91 | 57 | 91 | 91 | 91 | 91 | 91 | 91 | 35
GAT-06 | 2035-03-01 | 3 | 2035 | 2035 | WINTER | 88 | 88 | 88 | 88 | 88 | 88 | 51 | 88 | 88 | 88 | 88 | 88 | 88 | 35
GAT-06 | 2035-04-01 | 4 | 2035 | 2035 | SPRING | 84 | 84 | 84 | 84 | 84 | 84 | 51 | 86 | 86 | 86 | 86 | 86 | 86 | 35
GAT-06 | 2035-05-01 | 5 | 2035 | 2035 | SPRING | 78 | 78 | 78 | 80 | 80 | 80 | 51 | 83 | 83 | 83 | 83 | 83 | 83 | 35
GAT-06 | 2035-06-01 | 6 | 2035 | 2035 | SUMMER | 73 | 73 | 73 | 75 | 75 | 75 | 45 | 81 | 81 | 81 | 81 | 81 | 81 | 35
GAT-06 | 2035-07-01 | 7 | 2035 | 2035 | SUMMER | 73 | 73 | 73 | 75 | 75 | 75 | 45 | 80 | 80 | 80 | 80 | 80 | 80 | 35
GAT-06 | 2035-08-01 | 8 | 2035 | 2035 | SUMMER | 73 | 73 | 73 | 75 | 75 | 75 | 45 | 80 | 80 | 80 | 80 | 80 | 80 | 35
GAT-06 | 2035-09-01 | 9 | 2035 | 2035 | SUMMER | 78 | 78 | 78 | 80 | 80 | 80 | 51 | 82 | 82 | 82 | 82 | 82 | 82 | 35
GAT-06 | 2035-10-01 | 10 | 2036 | 2035 | FALL | 84 | 84 | 84 | 84 | 84 | 84 | 51 | 86 | 86 | 86 | 86 | 86 | 86 | 35
GAT-06 | 2035-11-01 | 11 | 2036 | 2035 | FALL | 88 | 88 | 88 | 88 | 88 | 88 | 51 | 89 | 89 | 89 | 89 | 89 | 89 | 35
GAT-06 | 2035-12-01 | 12 | 2036 | 2035 | WINTER | 94 | 94 | 94 | 94 | 94 | 94 | 57 | 91 | 91 | 91 | 91 | 91 | 91 | 35
GAT-06 | 2036-01-01 | 1 | 2036 | 2036 | WINTER | 94 | 94 | 94 | 94 | 94 | 94 | 57 | 92 | 92 | 92 | 92 | 92 | 92 | 35
GAT-06 | 2036-02-01 | 2 | 2036 | 2036 | WINTER | 91 | 91 | 91 | 91 | 91 | 91 | 57 | 91 | 91 | 91 | 91 | 91 | 91 | 35
GAT-06 | 2036-03-01 | 3 | 2036 | 2036 | WINTER | 88 | 88 | 88 | 88 | 88 | 88 | 51 | 88 | 88 | 88 | 88 | 88 | 88 | 35
GAT-06 | 2036-04-01 | 4 | 2036 | 2036 | SPRING | 84 | 84 | 84 | 84 | 84 | 84 | 51 | 86 | 86 | 86 | 86 | 86 | 86 | 35
GAT-06 | 2036-05-01 | 5 | 2036 | 2036 | SPRING | 78 | 78 | 78 | 80 | 80 | 80 | 51 | 83 | 83 | 83 | 83 | 83 | 83 | 35
GAT-06 | 2036-06-01 | 6 | 2036 | 2036 | SUMMER | 73 | 73 | 73 | 75 | 75 | 75 | 45 | 81 | 81 | 81 | 81 | 81 | 81 | 35
GAT-06 | 2036-07-01 | 7 | 2036 | 2036 | SUMMER | 73 | 73 | 73 | 75 | 75 | 75 | 45 | 80 | 80 | 80 | 80 | 80 | 80 | 35
GAT-06 | 2036-08-01 | 8 | 2036 | 2036 | SUMMER | 73 | 73 | 73 | 75 | 75 | 75 | 45 | 80 | 80 | 80 | 80 | 80 | 80 | 35
GAT-06 | 2036-09-01 | 9 | 2036 | 2036 | SUMMER | 78 | 78 | 78 | 80 | 80 | 80 | 51 | 82 | 82 | 82 | 82 | 82 | 82 | 35
GAT-06 | 2036-10-01 | 10 | 2037 | 2036 | FALL | 84 | 84 | 84 | 84 | 84 | 84 | 51 | 86 | 86 | 86 | 86 | 86 | 86 | 35
GAT-06 | 2036-11-01 | 11 | 2037 | 2036 | FALL | 88 | 88 | 88 | 88 | 88 | 88 | 51 | 89 | 89 | 89 | 89 | 89 | 89 | 35
GAT-06 | 2036-12-01 | 12 | 2037 | 2036 | WINTER | 94 | 94 | 94 | 94 | 94 | 94 | 57 | 91 | 91 | 91 | 91 | 91 | 91 | 35
GAT-06 | 2037-01-01 | 1 | 2037 | 2037 | WINTER | 94 | 94 | 94 | 94 | 94 | 94 | 57 | 92 | 92 | 92 | 92 | 92 | 92 | 35
GAT-06 | 2037-02-01 | 2 | 2037 | 2037 | WINTER | 91 | 91 | 91 | 91 | 91 | 91 | 57 | 91 | 91 | 91 | 91 | 91 | 91 | 35
GAT-06 | 2037-03-01 | 3 | 2037 | 2037 | WINTER | 88 | 88 | 88 | 88 | 88 | 88 | 51 | 88 | 88 | 88 | 88 | 88 | 88 | 35
GAT-06 | 2037-04-01 | 4 | 2037 | 2037 | SPRING | 84 | 84 | 84 | 84 | 84 | 84 | 51 | 86 | 86 | 86 | 86 | 86 | 86 | 35
GAT-06 | 2037-05-01 | 5 | 2037 | 2037 | SPRING | 78 | 78 | 78 | 80 | 80 | 80 | 51 | 83 | 83 | 83 | 83 | 83 | 83 | 35
GAT-06 | 2037-06-01 | 6 | 2037 | 2037 | SUMMER | 73 | 73 | 73 | 75 | 75 | 75 | 45 | 81 | 81 | 81 | 81 | 81 | 81 | 35
GAT-06 | 2037-07-01 | 7 | 2037 | 2037 | SUMMER | 73 | 73 | 73 | 75 | 75 | 75 | 45 | 80 | 80 | 80 | 80 | 80 | 80 | 35
GAT-06 | 2037-08-01 | 8 | 2037 | 2037 | SUMMER | 73 | 73 | 73 | 75 | 75 | 75 | 45 | 80 | 80 | 80 | 80 | 80 | 80 | 35
GAT-06 | 2037-09-01 | 9 | 2037 | 2037 | SUMMER | 78 | 78 | 78 | 80 | 80 | 80 | 51 | 82 | 82 | 82 | 82 | 82 | 82 | 35
GAT-06 | 2037-10-01 | 10 | 2038 | 2037 | FALL | 84 | 84 | 84 | 84 | 84 | 84 | 51 | 86 | 86 | 86 | 86 | 86 | 86 | 35
GAT-06 | 2037-11-01 | 11 | 2038 | 2037 | FALL | 88 | 88 | 88 | 88 | 88 | 88 | 51 | 89 | 89 | 89 | 89 | 89 | 89 | 35
GAT-06 | 2037-12-01 | 12 | 2038 | 2037 | WINTER | 94 | 94 | 94 | 94 | 94 | 94 | 57 | 91 | 91 | 91 | 91 | 91 | 91 | 35
GAT-06 | 2038-01-01 | 1 | 2038 | 2038 | WINTER | 94 | 94 | 94 | 94 | 94 | 94 | 57 | 92 | 92 | 92 | 92 | 92 | 92 | 35
GAT-06 | 2038-02-01 | 2 | 2038 | 2038 | WINTER | 91 | 91 | 91 | 91 | 91 | 91 | 57 | 91 | 91 | 91 | 91 | 91 | 91 | 35
GAT-06 | 2038-03-01 | 3 | 2038 | 2038 | WINTER | 88 | 88 | 88 | 88 | 88 | 88 | 51 | 88 | 88 | 88 | 88 | 88 | 88 | 35
GAT-06 | 2038-04-01 | 4 | 2038 | 2038 | SPRING | 84 | 84 | 84 | 84 | 84 | 84 | 51 | 86 | 86 | 86 | 86 | 86 | 86 | 35
GAT-06 | 2038-05-01 | 5 | 2038 | 2038 | SPRING | 78 | 78 | 78 | 80 | 80 | 80 | 51 | 83 | 83 | 83 | 83 | 83 | 83 | 35
GAT-06 | 2038-06-01 | 6 | 2038 | 2038 | SUMMER | 73 | 73 | 73 | 75 | 75 | 75 | 45 | 81 | 81 | 81 | 81 | 81 | 81 | 35
GAT-06 | 2038-07-01 | 7 | 2038 | 2038 | SUMMER | 73 | 73 | 73 | 75 | 75 | 75 | 45 | 80 | 80 | 80 | 80 | 80 | 80 | 35
GAT-06 | 2038-08-01 | 8 | 2038 | 2038 | SUMMER | 73 | 73 | 73 | 75 | 75 | 75 | 45 | 80 | 80 | 80 | 80 | 80 | 80 | 35
GAT-06 | 2038-09-01 | 9 | 2038 | 2038 | SUMMER | 78 | 78 | 78 | 80 | 80 | 80 | 51 | 82 | 82 | 82 | 82 | 82 | 82 | 35
GAT-06 | 2038-10-01 | 10 | 2039 | 2038 | FALL | 84 | 84 | 84 | 84 | 84 | 84 | 51 | 86 | 86 | 86 | 86 | 86 | 86 | 35
GAT-06 | 2038-11-01 | 11 | 2039 | 2038 | FALL | 88 | 88 | 88 | 88 | 88 | 88 | 51 | 89 | 89 | 89 | 89 | 89 | 89 | 35
GAT-06 | 2038-12-01 | 12 | 2039 | 2038 | WINTER | 94 | 94 | 94 | 94 | 94 | 94 | 57 | 91 | 91 | 91 | 91 | 91 | 91 | 35
GAT-06 | 2039-01-01 | 1 | 2039 | 2039 | WINTER | 94 | 94 | 94 | 94 | 94 | 94 | 57 | 92 | 92 | 92 | 92 | 92 | 92 | 35
GAT-06 | 2039-02-01 | 2 | 2039 | 2039 | WINTER | 91 | 91 | 91 | 91 | 91 | 91 | 57 | 91 | 91 | 91 | 91 | 91 | 91 | 35
GAT-06 | 2039-03-01 | 3 | 2039 | 2039 | WINTER | 88 | 88 | 88 | 88 | 88 | 88 | 51 | 88 | 88 | 88 | 88 | 88 | 88 | 35
GAT-06 | 2039-04-01 | 4 | 2039 | 2039 | SPRING | 84 | 84 | 84 | 84 | 84 | 84 | 51 | 86 | 86 | 86 | 86 | 86 | 86 | 35
GAT-06 | 2039-05-01 | 5 | 2039 | 2039 | SPRING | 78 | 78 | 78 | 80 | 80 | 80 | 51 | 83 | 83 | 83 | 83 | 83 | 83 | 35
GAT-06 | 2039-06-01 | 6 | 2039 | 2039 | SUMMER | 73 | 73 | 73 | 75 | 75 | 75 | 45 | 81 | 81 | 81 | 81 | 81 | 81 | 35
GAT-06 | 2039-07-01 | 7 | 2039 | 2039 | SUMMER | 73 | 73 | 73 | 75 | 75 | 75 | 45 | 80 | 80 | 80 | 80 | 80 | 80 | 35
GAT-06 | 2039-08-01 | 8 | 2039 | 2039 | SUMMER | 73 | 73 | 73 | 75 | 75 | 75 | 45 | 80 | 80 | 80 | 80 | 80 | 80 | 35
GAT-06 | 2039-09-01 | 9 | 2039 | 2039 | SUMMER | 78 | 78 | 78 | 80 | 80 | 80 | 51 | 82 | 82 | 82 | 82 | 82 | 82 | 35
GAT-06 | 2039-10-01 | 10 | 2040 | 2039 | FALL | 84 | 84 | 84 | 84 | 84 | 84 | 51 | 86 | 86 | 86 | 86 | 86 | 86 | 35
GAT-06 | 2039-11-01 | 11 | 2040 | 2039 | FALL | 88 | 88 | 88 | 88 | 88 | 88 | 51 | 89 | 89 | 89 | 89 | 89 | 89 | 35
GAT-06 | 2039-12-01 | 12 | 2040 | 2039 | WINTER | 94 | 94 | 94 | 94 | 94 | 94 | 57 | 91 | 91 | 91 | 91 | 91 | 91 | 35
GAT-06 | 2040-01-01 | 1 | 2040 | 2040 | WINTER | 94 | 94 | 94 | 94 | 94 | 94 | 57 | 92 | 92 | 92 | 92 | 92 | 92 | 35
GAT-06 | 2040-02-01 | 2 | 2040 | 2040 | WINTER | 91 | 91 | 91 | 91 | 91 | 91 | 57 | 91 | 91 | 91 | 91 | 91 | 91 | 35
GAT-06 | 2040-03-01 | 3 | 2040 | 2040 | WINTER | 88 | 88 | 88 | 88 | 88 | 88 | 51 | 88 | 88 | 88 | 88 | 88 | 88 | 35
GAT-06 | 2040-04-01 | 4 | 2040 | 2040 | SPRING | 84 | 84 | 84 | 84 | 84 | 84 | 51 | 86 | 86 | 86 | 86 | 86 | 86 | 35
GAT-06 | 2040-05-01 | 5 | 2040 | 2040 | SPRING | 78 | 78 | 78 | 80 | 80 | 80 | 51 | 83 | 83 | 83 | 83 | 83 | 83 | 35
GAT-06 | 2040-06-01 | 6 | 2040 | 2040 | SUMMER | 73 | 73 | 73 | 75 | 75 | 75 | 45 | 81 | 81 | 81 | 81 | 81 | 81 | 35
GAT-06 | 2040-07-01 | 7 | 2040 | 2040 | SUMMER | 73 | 73 | 73 | 75 | 75 | 75 | 45 | 80 | 80 | 80 | 80 | 80 | 80 | 35
GAT-06 | 2040-08-01 | 8 | 2040 | 2040 | SUMMER | 73 | 73 | 73 | 75 | 75 | 75 | 45 | 80 | 80 | 80 | 80 | 80 | 80 | 35
GAT-06 | 2040-09-01 | 9 | 2040 | 2040 | SUMMER | 78 | 78 | 78 | 80 | 80 | 80 | 51 | 82 | 82 | 82 | 82 | 82 | 82 | 35
GAT-06 | 2040-10-01 | 10 | 2041 | 2040 | FALL | 84 | 84 | 84 | 84 | 84 | 84 | 51 | 86 | 86 | 86 | 86 | 86 | 86 | 35
GAT-06 | 2040-11-01 | 11 | 2041 | 2040 | FALL | 88 | 88 | 88 | 88 | 88 | 88 | 51 | 89 | 89 | 89 | 89 | 89 | 89 | 35
GAT-06 | 2040-12-01 | 12 | 2041 | 2040 | WINTER | 94 | 94 | 94 | 94 | 94 | 94 | 57 | 91 | 91 | 91 | 91 | 91 | 91 | 35
GAT-06 | 2041-01-01 | 1 | 2041 | 2041 | WINTER | 94 | 94 | 94 | 94 | 94 | 94 | 57 | 92 | 92 | 92 | 92 | 92 | 92 | 35
GAT-06 | 2041-02-01 | 2 | 2041 | 2041 | WINTER | 91 | 91 | 91 | 91 | 91 | 91 | 57 | 91 | 91 | 91 | 91 | 91 | 91 | 35
GAT-06 | 2041-03-01 | 3 | 2041 | 2041 | WINTER | 88 | 88 | 88 | 88 | 88 | 88 | 51 | 88 | 88 | 88 | 88 | 88 | 88 | 35
GAT-06 | 2041-04-01 | 4 | 2041 | 2041 | SPRING | 84 | 84 | 84 | 84 | 84 | 84 | 51 | 86 | 86 | 86 | 86 | 86 | 86 | 35
GAT-06 | 2041-05-01 | 5 | 2041 | 2041 | SPRING | 78 | 78 | 78 | 80 | 80 | 80 | 51 | 83 | 83 | 83 | 83 | 83 | 83 | 35
GAT-06 | 2041-06-01 | 6 | 2041 | 2041 | SUMMER | 73 | 73 | 73 | 75 | 75 | 75 | 45 | 81 | 81 | 81 | 81 | 81 | 81 | 35
GAT-06 | 2041-07-01 | 7 | 2041 | 2041 | SUMMER | 73 | 73 | 73 | 75 | 75 | 75 | 45 | 80 | 80 | 80 | 80 | 80 | 80 | 35
GAT-06 | 2041-08-01 | 8 | 2041 | 2041 | SUMMER | 73 | 73 | 73 | 75 | 75 | 75 | 45 | 80 | 80 | 80 | 80 | 80 | 80 | 35
GAT-06 | 2041-09-01 | 9 | 2041 | 2041 | SUMMER | 78 | 78 | 78 | 80 | 80 | 80 | 51 | 82 | 82 | 82 | 82 | 82 | 82 | 35
GAT-06 | 2041-10-01 | 10 | 2042 | 2041 | FALL | 84 | 84 | 84 | 84 | 84 | 84 | 51 | 86 | 86 | 86 | 86 | 86 | 86 | 35
GAT-06 | 2041-11-01 | 11 | 2042 | 2041 | FALL | 88 | 88 | 88 | 88 | 88 | 88 | 51 | 89 | 89 | 89 | 89 | 89 | 89 | 35
GAT-06 | 2041-12-01 | 12 | 2042 | 2041 | WINTER | 94 | 94 | 94 | 94 | 94 | 94 | 57 | 91 | 91 | 91 | 91 | 91 | 91 | 35
GAT-06 | 2042-01-01 | 1 | 2042 | 2042 | WINTER | 94 | 94 | 94 | 94 | 94 | 94 | 57 | 92 | 92 | 92 | 92 | 92 | 92 | 35
GAT-06 | 2042-02-01 | 2 | 2042 | 2042 | WINTER | 91 | 91 | 91 | 91 | 91 | 91 | 57 | 91 | 91 | 91 | 91 | 91 | 91 | 35
GAT-06 | 2042-03-01 | 3 | 2042 | 2042 | WINTER | 88 | 88 | 88 | 88 | 88 | 88 | 51 | 88 | 88 | 88 | 88 | 88 | 88 | 35
GAT-06 | 2042-04-01 | 4 | 2042 | 2042 | SPRING | 84 | 84 | 84 | 84 | 84 | 84 | 51 | 86 | 86 | 86 | 86 | 86 | 86 | 35
GAT-06 | 2042-05-01 | 5 | 2042 | 2042 | SPRING | 78 | 78 | 78 | 80 | 80 | 80 | 51 | 83 | 83 | 83 | 83 | 83 | 83 | 35
GAT-06 | 2042-06-01 | 6 | 2042 | 2042 | SUMMER | 73 | 73 | 73 | 75 | 75 | 75 | 45 | 81 | 81 | 81 | 81 | 81 | 81 | 35
GAT-06 | 2042-07-01 | 7 | 2042 | 2042 | SUMMER | 73 | 73 | 73 | 75 | 75 | 75 | 45 | 80 | 80 | 80 | 80 | 80 | 80 | 35
GAT-06 | 2042-08-01 | 8 | 2042 | 2042 | SUMMER | 73 | 73 | 73 | 75 | 75 | 75 | 45 | 80 | 80 | 80 | 80 | 80 | 80 | 35
GAT-06 | 2042-09-01 | 9 | 2042 | 2042 | SUMMER | 78 | 78 | 78 | 80 | 80 | 80 | 51 | 82 | 82 | 82 | 82 | 82 | 82 | 35
GAT-06 | 2042-10-01 | 10 | 2043 | 2042 | FALL | 84 | 84 | 84 | 84 | 84 | 84 | 51 | 86 | 86 | 86 | 86 | 86 | 86 | 35
GAT-06 | 2042-11-01 | 11 | 2043 | 2042 | FALL | 88 | 88 | 88 | 88 | 88 | 88 | 51 | 89 | 89 | 89 | 89 | 89 | 89 | 35
GAT-06 | 2042-12-01 | 12 | 2043 | 2042 | WINTER | 94 | 94 | 94 | 94 | 94 | 94 | 57 | 91 | 91 | 91 | 91 | 91 | 91 | 35
GAT-06 | 2043-01-01 | 1 | 2043 | 2043 | WINTER | 94 | 94 | 94 | 94 | 94 | 94 | 57 | 92 | 92 | 92 | 92 | 92 | 92 | 35
GAT-06 | 2043-02-01 | 2 | 2043 | 2043 | WINTER | 91 | 91 | 91 | 91 | 91 | 91 | 57 | 91 | 91 | 91 | 91 | 91 | 91 | 35
GAT-06 | 2043-03-01 | 3 | 2043 | 2043 | WINTER | 88 | 88 | 88 | 88 | 88 | 88 | 51 | 88 | 88 | 88 | 88 | 88 | 88 | 35
GAT-06 | 2043-04-01 | 4 | 2043 | 2043 | SPRING | 84 | 84 | 84 | 84 | 84 | 84 | 51 | 86 | 86 | 86 | 86 | 86 | 86 | 35
GAT-06 | 2043-05-01 | 5 | 2043 | 2043 | SPRING | 78 | 78 | 78 | 80 | 80 | 80 | 51 | 83 | 83 | 83 | 83 | 83 | 83 | 35
GAT-06 | 2043-06-01 | 6 | 2043 | 2043 | SUMMER | 73 | 73 | 73 | 75 | 75 | 75 | 45 | 81 | 81 | 81 | 81 | 81 | 81 | 35
GAT-06 | 2043-07-01 | 7 | 2043 | 2043 | SUMMER | 73 | 73 | 73 | 75 | 75 | 75 | 45 | 80 | 80 | 80 | 80 | 80 | 80 | 35
GAT-06 | 2043-08-01 | 8 | 2043 | 2043 | SUMMER | 73 | 73 | 73 | 75 | 75 | 75 | 45 | 80 | 80 | 80 | 80 | 80 | 80 | 35
GAT-06 | 2043-09-01 | 9 | 2043 | 2043 | SUMMER | 78 | 78 | 78 | 80 | 80 | 80 | 51 | 82 | 82 | 82 | 82 | 82 | 82 | 35
GAT-06 | 2043-10-01 | 10 | 2044 | 2043 | FALL | 84 | 84 | 84 | 84 | 84 | 84 | 51 | 86 | 86 | 86 | 86 | 86 | 86 | 35
GAT-06 | 2043-11-01 | 11 | 2044 | 2043 | FALL | 88 | 88 | 88 | 88 | 88 | 88 | 51 | 89 | 89 | 89 | 89 | 89 | 89 | 35
GAT-06 | 2043-12-01 | 12 | 2044 | 2043 | WINTER | 94 | 94 | 94 | 94 | 94 | 94 | 57 | 91 | 91 | 91 | 91 | 91 | 91 | 35
GAT-06 | 2044-01-01 | 1 | 2044 | 2044 | WINTER | 94 | 94 | 94 | 94 | 94 | 94 | 57 | 92 | 92 | 92 | 92 | 92 | 92 | 35
GAT-06 | 2044-02-01 | 2 | 2044 | 2044 | WINTER | 91 | 91 | 91 | 91 | 91 | 91 | 57 | 91 | 91 | 91 | 91 | 91 | 91 | 35
GAT-06 | 2044-03-01 | 3 | 2044 | 2044 | WINTER | 88 | 88 | 88 | 88 | 88 | 88 | 51 | 88 | 88 | 88 | 88 | 88 | 88 | 35
GAT-06 | 2044-04-01 | 4 | 2044 | 2044 | SPRING | 84 | 84 | 84 | 84 | 84 | 84 | 51 | 86 | 86 | 86 | 86 | 86 | 86 | 35
GAT-06 | 2044-05-01 | 5 | 2044 | 2044 | SPRING | 78 | 78 | 78 | 80 | 80 | 80 | 51 | 83 | 83 | 83 | 83 | 83 | 83 | 35
GAT-06 | 2044-06-01 | 6 | 2044 | 2044 | SUMMER | 73 | 73 | 73 | 75 | 75 | 75 | 45 | 81 | 81 | 81 | 81 | 81 | 81 | 35
GAT-06 | 2044-07-01 | 7 | 2044 | 2044 | SUMMER | 73 | 73 | 73 | 75 | 75 | 75 | 45 | 80 | 80 | 80 | 80 | 80 | 80 | 35
GAT-06 | 2044-08-01 | 8 | 2044 | 2044 | SUMMER | 73 | 73 | 73 | 75 | 75 | 75 | 45 | 80 | 80 | 80 | 80 | 80 | 80 | 35
GAT-06 | 2044-09-01 | 9 | 2044 | 2044 | SUMMER | 78 | 78 | 78 | 80 | 80 | 80 | 51 | 82 | 82 | 82 | 82 | 82 | 82 | 35
GAT-06 | 2044-10-01 | 10 | 2045 | 2044 | FALL | 84 | 84 | 84 | 84 | 84 | 84 | 51 | 86 | 86 | 86 | 86 | 86 | 86 | 35
GAT-06 | 2044-11-01 | 11 | 2045 | 2044 | FALL | 88 | 88 | 88 | 88 | 88 | 88 | 51 | 89 | 89 | 89 | 89 | 89 | 89 | 35
GAT-06 | 2044-12-01 | 12 | 2045 | 2044 | WINTER | 94 | 94 | 94 | 94 | 94 | 94 | 57 | 91 | 91 | 91 | 91 | 91 | 91 | 35
GAT-06 | 2045-01-01 | 1 | 2045 | 2045 | WINTER | 94 | 94 | 94 | 94 | 94 | 94 | 57 | 92 | 92 | 92 | 92 | 92 | 92 | 35
GAT-06 | 2045-02-01 | 2 | 2045 | 2045 | WINTER | 91 | 91 | 91 | 91 | 91 | 91 | 57 | 91 | 91 | 91 | 91 | 91 | 91 | 35
GAT-06 | 2045-03-01 | 3 | 2045 | 2045 | WINTER | 88 | 88 | 88 | 88 | 88 | 88 | 51 | 88 | 88 | 88 | 88 | 88 | 88 | 35
GAT-06 | 2045-04-01 | 4 | 2045 | 2045 | SPRING | 84 | 84 | 84 | 84 | 84 | 84 | 51 | 86 | 86 | 86 | 86 | 86 | 86 | 35
GAT-06 | 2045-05-01 | 5 | 2045 | 2045 | SPRING | 78 | 78 | 78 | 80 | 80 | 80 | 51 | 83 | 83 | 83 | 83 | 83 | 83 | 35
GAT-06 | 2045-06-01 | 6 | 2045 | 2045 | SUMMER | 73 | 73 | 73 | 75 | 75 | 75 | 45 | 81 | 81 | 81 | 81 | 81 | 81 | 35
GAT-06 | 2045-07-01 | 7 | 2045 | 2045 | SUMMER | 73 | 73 | 73 | 75 | 75 | 75 | 45 | 80 | 80 | 80 | 80 | 80 | 80 | 35
GAT-06 | 2045-08-01 | 8 | 2045 | 2045 | SUMMER | 73 | 73 | 73 | 75 | 75 | 75 | 45 | 80 | 80 | 80 | 80 | 80 | 80 | 35
GAT-06 | 2045-09-01 | 9 | 2045 | 2045 | SUMMER | 78 | 78 | 78 | 80 | 80 | 80 | 51 | 82 | 82 | 82 | 82 | 82 | 82 | 35
GAT-06 | 2045-10-01 | 10 | 2046 | 2045 | FALL | 84 | 84 | 84 | 84 | 84 | 84 | 51 | 86 | 86 | 86 | 86 | 86 | 86 | 35
GAT-06 | 2045-11-01 | 11 | 2046 | 2045 | FALL | 88 | 88 | 88 | 88 | 88 | 88 | 51 | 89 | 89 | 89 | 89 | 89 | 89 | 35
GAT-06 | 2045-12-01 | 12 | 2046 | 2045 | WINTER | 94 | 94 | 94 | 94 | 94 | 94 | 57 | 91 | 91 | 91 | 91 | 91 | 91 | 35
GAT-06 | 2046-01-01 | 1 | 2046 | 2046 | WINTER | 94 | 94 | 94 | 94 | 94 | 94 | 57 | 92 | 92 | 92 | 92 | 92 | 92 | 35
GAT-06 | 2046-02-01 | 2 | 2046 | 2046 | WINTER | 91 | 91 | 91 | 91 | 91 | 91 | 57 | 91 | 91 | 91 | 91 | 91 | 91 | 35
GAT-06 | 2046-03-01 | 3 | 2046 | 2046 | WINTER | 88 | 88 | 88 | 88 | 88 | 88 | 51 | 88 | 88 | 88 | 88 | 88 | 88 | 35
GAT-06 | 2046-04-01 | 4 | 2046 | 2046 | SPRING | 84 | 84 | 84 | 84 | 84 | 84 | 51 | 86 | 86 | 86 | 86 | 86 | 86 | 35
GAT-06 | 2046-05-01 | 5 | 2046 | 2046 | SPRING | 78 | 78 | 78 | 80 | 80 | 80 | 51 | 83 | 83 | 83 | 83 | 83 | 83 | 35
GAT-06 | 2046-06-01 | 6 | 2046 | 2046 | SUMMER | 73 | 73 | 73 | 75 | 75 | 75 | 45 | 81 | 81 | 81 | 81 | 81 | 81 | 35
GAT-06 | 2046-07-01 | 7 | 2046 | 2046 | SUMMER | 73 | 73 | 73 | 75 | 75 | 75 | 45 | 80 | 80 | 80 | 80 | 80 | 80 | 35
GAT-06 | 2046-08-01 | 8 | 2046 | 2046 | SUMMER | 73 | 73 | 73 | 75 | 75 | 75 | 45 | 80 | 80 | 80 | 80 | 80 | 80 | 35
GAT-06 | 2046-09-01 | 9 | 2046 | 2046 | SUMMER | 78 | 78 | 78 | 80 | 80 | 80 | 51 | 82 | 82 | 82 | 82 | 82 | 82 | 35
GAT-06 | 2046-10-01 | 10 | 2047 | 2046 | FALL | 84 | 84 | 84 | 84 | 84 | 84 | 51 | 86 | 86 | 86 | 86 | 86 | 86 | 35
GAT-06 | 2046-11-01 | 11 | 2047 | 2046 | FALL | 88 | 88 | 88 | 88 | 88 | 88 | 51 | 89 | 89 | 89 | 89 | 89 | 89 | 35
GAT-06 | 2046-12-01 | 12 | 2047 | 2046 | WINTER | 94 | 94 | 94 | 94 | 94 | 94 | 57 | 91 | 91 | 91 | 91 | 91 | 91 | 35
GAT-06 | 2047-01-01 | 1 | 2047 | 2047 | WINTER | 94 | 94 | 94 | 94 | 94 | 94 | 57 | 92 | 92 | 92 | 92 | 92 | 92 | 35
GAT-06 | 2047-02-01 | 2 | 2047 | 2047 | WINTER | 91 | 91 | 91 | 91 | 91 | 91 | 57 | 91 | 91 | 91 | 91 | 91 | 91 | 35
GAT-06 | 2047-03-01 | 3 | 2047 | 2047 | WINTER | 88 | 88 | 88 | 88 | 88 | 88 | 51 | 88 | 88 | 88 | 88 | 88 | 88 | 35
GAT-06 | 2047-04-01 | 4 | 2047 | 2047 | SPRING | 84 | 84 | 84 | 84 | 84 | 84 | 51 | 86 | 86 | 86 | 86 | 86 | 86 | 35
GAT-06 | 2047-05-01 | 5 | 2047 | 2047 | SPRING | 78 | 78 | 78 | 80 | 80 | 80 | 51 | 83 | 83 | 83 | 83 | 83 | 83 | 35
GAT-06 | 2047-06-01 | 6 | 2047 | 2047 | SUMMER | 73 | 73 | 73 | 75 | 75 | 75 | 45 | 81 | 81 | 81 | 81 | 81 | 81 | 35
GAT-06 | 2047-07-01 | 7 | 2047 | 2047 | SUMMER | 73 | 73 | 73 | 75 | 75 | 75 | 45 | 80 | 80 | 80 | 80 | 80 | 80 | 35
GAT-06 | 2047-08-01 | 8 | 2047 | 2047 | SUMMER | 73 | 73 | 73 | 75 | 75 | 75 | 45 | 80 | 80 | 80 | 80 | 80 | 80 | 35
GAT-06 | 2047-09-01 | 9 | 2047 | 2047 | SUMMER | 78 | 78 | 78 | 80 | 80 | 80 | 51 | 82 | 82 | 82 | 82 | 82 | 82 | 35
GAT-07 | 2016-10-01 | 10 | 2017 | 2016 | FALL | 84 | 84 | 84 | 84 | 84 | 84 | 51 | 86 | 86 | 86 | 86 | 86 | 86 | 35
GAT-07 | 2016-11-01 | 11 | 2017 | 2016 | FALL | 88 | 88 | 88 | 88 | 88 | 88 | 51 | 89 | 89 | 89 | 89 | 89 | 89 | 35
GAT-07 | 2016-12-01 | 12 | 2017 | 2016 | WINTER | 94 | 94 | 94 | 94 | 94 | 94 | 57 | 91 | 91 | 91 | 91 | 91 | 91 | 35
GAT-07 | 2017-01-01 | 1 | 2017 | 2017 | WINTER | 94 | 94 | 94 | 94 | 94 | 94 | 57 | 92 | 92 | 92 | 92 | 92 | 92 | 35
GAT-07 | 2017-02-01 | 2 | 2017 | 2017 | WINTER | 91 | 91 | 91 | 91 | 91 | 91 | 57 | 91 | 91 | 91 | 91 | 91 | 91 | 35
GAT-07 | 2017-03-01 | 3 | 2017 | 2017 | WINTER | 88 | 88 | 88 | 88 | 88 | 88 | 51 | 88 | 88 | 88 | 88 | 88 | 88 | 35
GAT-07 | 2017-04-01 | 4 | 2017 | 2017 | SPRING | 84 | 84 | 84 | 84 | 84 | 84 | 51 | 86 | 86 | 86 | 86 | 86 | 86 | 35
GAT-07 | 2017-05-01 | 5 | 2017 | 2017 | SPRING | 78 | 78 | 78 | 80 | 80 | 80 | 51 | 83 | 83 | 83 | 83 | 83 | 83 | 35
GAT-07 | 2017-06-01 | 6 | 2017 | 2017 | SUMMER | 73 | 73 | 73 | 75 | 75 | 75 | 45 | 81 | 81 | 81 | 81 | 81 | 81 | 35
GAT-07 | 2017-07-01 | 7 | 2017 | 2017 | SUMMER | 73 | 73 | 73 | 75 | 75 | 75 | 45 | 80 | 80 | 80 | 80 | 80 | 80 | 35
GAT-07 | 2017-08-01 | 8 | 2017 | 2017 | SUMMER | 73 | 73 | 73 | 75 | 75 | 75 | 45 | 80 | 80 | 80 | 80 | 80 | 80 | 35
GAT-07 | 2017-09-01 | 9 | 2017 | 2017 | SUMMER | 78 | 78 | 78 | 80 | 80 | 80 | 51 | 82 | 82 | 82 | 82 | 82 | 82 | 35
GAT-07 | 2017-10-01 | 10 | 2018 | 2017 | FALL | 84 | 84 | 84 | 84 | 84 | 84 | 51 | 86 | 86 | 86 | 86 | 86 | 86 | 35
GAT-07 | 2017-11-01 | 11 | 2018 | 2017 | FALL | 88 | 88 | 88 | 88 | 88 | 88 | 51 | 89 | 89 | 89 | 89 | 89 | 89 | 35
GAT-07 | 2017-12-01 | 12 | 2018 | 2017 | WINTER | 94 | 94 | 94 | 94 | 94 | 94 | 57 | 91 | 91 | 91 | 91 | 91 | 91 | 35
GAT-07 | 2018-01-01 | 1 | 2018 | 2018 | WINTER | 94 | 94 | 94 | 94 | 94 | 94 | 57 | 92 | 92 | 92 | 92 | 92 | 92 | 35
GAT-07 | 2018-02-01 | 2 | 2018 | 2018 | WINTER | 91 | 91 | 91 | 91 | 91 | 91 | 57 | 91 | 91 | 91 | 91 | 91 | 91 | 35
GAT-07 | 2018-03-01 | 3 | 2018 | 2018 | WINTER | 88 | 88 | 88 | 88 | 88 | 88 | 51 | 88 | 88 | 88 | 88 | 88 | 88 | 35
GAT-07 | 2018-04-01 | 4 | 2018 | 2018 | SPRING | 84 | 84 | 84 | 84 | 84 | 84 | 51 | 86 | 86 | 86 | 86 | 86 | 86 | 35
GAT-07 | 2018-05-01 | 5 | 2018 | 2018 | SPRING | 78 | 78 | 78 | 80 | 80 | 80 | 51 | 83 | 83 | 83 | 83 | 83 | 83 | 35
GAT-07 | 2018-06-01 | 6 | 2018 | 2018 | SUMMER | 73 | 73 | 73 | 75 | 75 | 75 | 45 | 81 | 81 | 81 | 81 | 81 | 81 | 35
GAT-07 | 2018-07-01 | 7 | 2018 | 2018 | SUMMER | 73 | 73 | 73 | 75 | 75 | 75 | 45 | 80 | 80 | 80 | 80 | 80 | 80 | 35
GAT-07 | 2018-08-01 | 8 | 2018 | 2018 | SUMMER | 73 | 73 | 73 | 75 | 75 | 75 | 45 | 80 | 80 | 80 | 80 | 80 | 80 | 35
GAT-07 | 2018-09-01 | 9 | 2018 | 2018 | SUMMER | 78 | 78 | 78 | 80 | 80 | 80 | 51 | 82 | 82 | 82 | 82 | 82 | 82 | 35
GAT-07 | 2018-10-01 | 10 | 2019 | 2018 | FALL | 84 | 84 | 84 | 84 | 84 | 84 | 51 | 86 | 86 | 86 | 86 | 86 | 86 | 35
GAT-07 | 2018-11-01 | 11 | 2019 | 2018 | FALL | 88 | 88 | 88 | 88 | 88 | 88 | 51 | 89 | 89 | 89 | 89 | 89 | 89 | 35
GAT-07 | 2018-12-01 | 12 | 2019 | 2018 | WINTER | 94 | 94 | 94 | 94 | 94 | 94 | 57 | 91 | 91 | 91 | 91 | 91 | 91 | 35
GAT-07 | 2019-01-01 | 1 | 2019 | 2019 | WINTER | 94 | 94 | 94 | 94 | 94 | 94 | 57 | 92 | 92 | 92 | 92 | 92 | 92 | 35
GAT-07 | 2019-02-01 | 2 | 2019 | 2019 | WINTER | 91 | 91 | 91 | 91 | 91 | 91 | 57 | 91 | 91 | 91 | 91 | 91 | 91 | 35
GAT-07 | 2019-03-01 | 3 | 2019 | 2019 | WINTER | 88 | 88 | 88 | 88 | 88 | 88 | 51 | 88 | 88 | 88 | 88 | 88 | 88 | 35
GAT-07 | 2019-04-01 | 4 | 2019 | 2019 | SPRING | 84 | 84 | 84 | 84 | 84 | 84 | 51 | 86 | 86 | 86 | 86 | 86 | 86 | 35
GAT-07 | 2019-05-01 | 5 | 2019 | 2019 | SPRING | 78 | 78 | 78 | 80 | 80 | 80 | 51 | 83 | 83 | 83 | 83 | 83 | 83 | 35
GAT-07 | 2019-06-01 | 6 | 2019 | 2019 | SUMMER | 73 | 73 | 73 | 75 | 75 | 75 | 45 | 81 | 81 | 81 | 81 | 81 | 81 | 35
GAT-07 | 2019-07-01 | 7 | 2019 | 2019 | SUMMER | 73 | 73 | 73 | 75 | 75 | 75 | 45 | 80 | 80 | 80 | 80 | 80 | 80 | 35
GAT-07 | 2019-08-01 | 8 | 2019 | 2019 | SUMMER | 73 | 73 | 73 | 75 | 75 | 75 | 45 | 80 | 80 | 80 | 80 | 80 | 80 | 35
GAT-07 | 2019-09-01 | 9 | 2019 | 2019 | SUMMER | 78 | 78 | 78 | 80 | 80 | 80 | 51 | 82 | 82 | 82 | 82 | 82 | 82 | 35
GAT-07 | 2019-10-01 | 10 | 2020 | 2019 | FALL | 84 | 84 | 84 | 84 | 84 | 84 | 51 | 86 | 86 | 86 | 86 | 86 | 86 | 35
GAT-07 | 2019-11-01 | 11 | 2020 | 2019 | FALL | 88 | 88 | 88 | 88 | 88 | 88 | 51 | 89 | 89 | 89 | 89 | 89 | 89 | 35
GAT-07 | 2019-12-01 | 12 | 2020 | 2019 | WINTER | 94 | 94 | 94 | 94 | 94 | 94 | 57 | 91 | 91 | 91 | 91 | 91 | 91 | 35
GAT-07 | 2020-01-01 | 1 | 2020 | 2020 | WINTER | 94 | 94 | 94 | 94 | 94 | 94 | 57 | 92 | 92 | 92 | 92 | 92 | 92 | 35
GAT-07 | 2020-02-01 | 2 | 2020 | 2020 | WINTER | 91 | 91 | 91 | 91 | 91 | 91 | 57 | 91 | 91 | 91 | 91 | 91 | 91 | 35
GAT-07 | 2020-03-01 | 3 | 2020 | 2020 | WINTER | 88 | 88 | 88 | 88 | 88 | 88 | 51 | 88 | 88 | 88 | 88 | 88 | 88 | 35
GAT-07 | 2020-04-01 | 4 | 2020 | 2020 | SPRING | 84 | 84 | 84 | 84 | 84 | 84 | 51 | 86 | 86 | 86 | 86 | 86 | 86 | 35
GAT-07 | 2020-05-01 | 5 | 2020 | 2020 | SPRING | 78 | 78 | 78 | 80 | 80 | 80 | 51 | 83 | 83 | 83 | 83 | 83 | 83 | 35
GAT-07 | 2020-06-01 | 6 | 2020 | 2020 | SUMMER | 73 | 73 | 73 | 75 | 75 | 75 | 45 | 81 | 81 | 81 | 81 | 81 | 81 | 35
GAT-07 | 2020-07-01 | 7 | 2020 | 2020 | SUMMER | 73 | 73 | 73 | 75 | 75 | 75 | 45 | 80 | 80 | 80 | 80 | 80 | 80 | 35
GAT-07 | 2020-08-01 | 8 | 2020 | 2020 | SUMMER | 73 | 73 | 73 | 75 | 75 | 75 | 45 | 80 | 80 | 80 | 80 | 80 | 80 | 35
GAT-07 | 2020-09-01 | 9 | 2020 | 2020 | SUMMER | 78 | 78 | 78 | 80 | 80 | 80 | 51 | 82 | 82 | 82 | 82 | 82 | 82 | 35
GAT-07 | 2020-10-01 | 10 | 2021 | 2020 | FALL | 84 | 84 | 84 | 84 | 84 | 84 | 51 | 86 | 86 | 86 | 86 | 86 | 86 | 35
GAT-07 | 2020-11-01 | 11 | 2021 | 2020 | FALL | 88 | 88 | 88 | 88 | 88 | 88 | 51 | 89 | 89 | 89 | 89 | 89 | 89 | 35
GAT-07 | 2020-12-01 | 12 | 2021 | 2020 | WINTER | 94 | 94 | 94 | 94 | 94 | 94 | 57 | 91 | 91 | 91 | 91 | 91 | 91 | 35
GAT-07 | 2021-01-01 | 1 | 2021 | 2021 | WINTER | 94 | 94 | 94 | 94 | 94 | 94 | 57 | 92 | 92 | 92 | 92 | 92 | 92 | 35
GAT-07 | 2021-02-01 | 2 | 2021 | 2021 | WINTER | 91 | 91 | 91 | 91 | 91 | 91 | 57 | 91 | 91 | 91 | 91 | 91 | 91 | 35
GAT-07 | 2021-03-01 | 3 | 2021 | 2021 | WINTER | 88 | 88 | 88 | 88 | 88 | 88 | 51 | 88 | 88 | 88 | 88 | 88 | 88 | 35
GAT-07 | 2021-04-01 | 4 | 2021 | 2021 | SPRING | 84 | 84 | 84 | 84 | 84 | 84 | 51 | 86 | 86 | 86 | 86 | 86 | 86 | 35
GAT-07 | 2021-05-01 | 5 | 2021 | 2021 | SPRING | 78 | 78 | 78 | 80 | 80 | 80 | 51 | 83 | 83 | 83 | 83 | 83 | 83 | 35
GAT-07 | 2021-06-01 | 6 | 2021 | 2021 | SUMMER | 73 | 73 | 73 | 75 | 75 | 75 | 45 | 81 | 81 | 81 | 81 | 81 | 81 | 35
GAT-07 | 2021-07-01 | 7 | 2021 | 2021 | SUMMER | 73 | 73 | 73 | 75 | 75 | 75 | 45 | 80 | 80 | 80 | 80 | 80 | 80 | 35
GAT-07 | 2021-08-01 | 8 | 2021 | 2021 | SUMMER | 73 | 73 | 73 | 75 | 75 | 75 | 45 | 80 | 80 | 80 | 80 | 80 | 80 | 35
GAT-07 | 2021-09-01 | 9 | 2021 | 2021 | SUMMER | 78 | 78 | 78 | 80 | 80 | 80 | 51 | 82 | 82 | 82 | 82 | 82 | 82 | 35
GAT-07 | 2021-10-01 | 10 | 2022 | 2021 | FALL | 84 | 84 | 84 | 84 | 84 | 84 | 51 | 86 | 86 | 86 | 86 | 86 | 86 | 35
GAT-07 | 2021-11-01 | 11 | 2022 | 2021 | FALL | 88 | 88 | 88 | 88 | 88 | 88 | 51 | 89 | 89 | 89 | 89 | 89 | 89 | 35
GAT-07 | 2021-12-01 | 12 | 2022 | 2021 | WINTER | 94 | 94 | 94 | 94 | 94 | 94 | 57 | 91 | 91 | 91 | 91 | 91 | 91 | 35
GAT-07 | 2022-01-01 | 1 | 2022 | 2022 | WINTER | 94 | 94 | 94 | 94 | 94 | 94 | 57 | 92 | 92 | 92 | 92 | 92 | 92 | 35
GAT-07 | 2022-02-01 | 2 | 2022 | 2022 | WINTER | 91 | 91 | 91 | 91 | 91 | 91 | 57 | 91 | 91 | 91 | 91 | 91 | 91 | 35
GAT-07 | 2022-03-01 | 3 | 2022 | 2022 | WINTER | 88 | 88 | 88 | 88 | 88 | 88 | 51 | 88 | 88 | 88 | 88 | 88 | 88 | 35
GAT-07 | 2022-04-01 | 4 | 2022 | 2022 | SPRING | 84 | 84 | 84 | 84 | 84 | 84 | 51 | 86 | 86 | 86 | 86 | 86 | 86 | 35
GAT-07 | 2022-05-01 | 5 | 2022 | 2022 | SPRING | 78 | 78 | 78 | 80 | 80 | 80 | 51 | 83 | 83 | 83 | 83 | 83 | 83 | 35
GAT-07 | 2022-06-01 | 6 | 2022 | 2022 | SUMMER | 73 | 73 | 73 | 75 | 75 | 75 | 45 | 81 | 81 | 81 | 81 | 81 | 81 | 35
GAT-07 | 2022-07-01 | 7 | 2022 | 2022 | SUMMER | 73 | 73 | 73 | 75 | 75 | 75 | 45 | 80 | 80 | 80 | 80 | 80 | 80 | 35
GAT-07 | 2022-08-01 | 8 | 2022 | 2022 | SUMMER | 73 | 73 | 73 | 75 | 75 | 75 | 45 | 80 | 80 | 80 | 80 | 80 | 80 | 35
GAT-07 | 2022-09-01 | 9 | 2022 | 2022 | SUMMER | 78 | 78 | 78 | 80 | 80 | 80 | 51 | 82 | 82 | 82 | 82 | 82 | 82 | 35
GAT-07 | 2022-10-01 | 10 | 2023 | 2022 | FALL | 84 | 84 | 84 | 84 | 84 | 84 | 51 | 86 | 86 | 86 | 86 | 86 | 86 | 35
GAT-07 | 2022-11-01 | 11 | 2023 | 2022 | FALL | 88 | 88 | 88 | 88 | 88 | 88 | 51 | 89 | 89 | 89 | 89 | 89 | 89 | 35
GAT-07 | 2022-12-01 | 12 | 2023 | 2022 | WINTER | 94 | 94 | 94 | 94 | 94 | 94 | 57 | 91 | 91 | 91 | 91 | 91 | 91 | 35
GAT-07 | 2023-01-01 | 1 | 2023 | 2023 | WINTER | 94 | 94 | 94 | 94 | 94 | 94 | 57 | 92 | 92 | 92 | 92 | 92 | 92 | 35
GAT-07 | 2023-02-01 | 2 | 2023 | 2023 | WINTER | 91 | 91 | 91 | 91 | 91 | 91 | 57 | 91 | 91 | 91 | 91 | 91 | 91 | 35
GAT-07 | 2023-03-01 | 3 | 2023 | 2023 | WINTER | 88 | 88 | 88 | 88 | 88 | 88 | 51 | 88 | 88 | 88 | 88 | 88 | 88 | 35
GAT-07 | 2023-04-01 | 4 | 2023 | 2023 | SPRING | 84 | 84 | 84 | 84 | 84 | 84 | 51 | 86 | 86 | 86 | 86 | 86 | 86 | 35
GAT-07 | 2023-05-01 | 5 | 2023 | 2023 | SPRING | 78 | 78 | 78 | 80 | 80 | 80 | 51 | 83 | 83 | 83 | 83 | 83 | 83 | 35
GAT-07 | 2023-06-01 | 6 | 2023 | 2023 | SUMMER | 73 | 73 | 73 | 75 | 75 | 75 | 45 | 81 | 81 | 81 | 81 | 81 | 81 | 35
GAT-07 | 2023-07-01 | 7 | 2023 | 2023 | SUMMER | 73 | 73 | 73 | 75 | 75 | 75 | 45 | 80 | 80 | 80 | 80 | 80 | 80 | 35
GAT-07 | 2023-08-01 | 8 | 2023 | 2023 | SUMMER | 73 | 73 | 73 | 75 | 75 | 75 | 45 | 80 | 80 | 80 | 80 | 80 | 80 | 35
GAT-07 | 2023-09-01 | 9 | 2023 | 2023 | SUMMER | 78 | 78 | 78 | 80 | 80 | 80 | 51 | 82 | 82 | 82 | 82 | 82 | 82 | 35
GAT-07 | 2023-10-01 | 10 | 2024 | 2023 | FALL | 84 | 84 | 84 | 84 | 84 | 84 | 51 | 86 | 86 | 86 | 86 | 86 | 86 | 35
GAT-07 | 2023-11-01 | 11 | 2024 | 2023 | FALL | 88 | 88 | 88 | 88 | 88 | 88 | 51 | 89 | 89 | 89 | 89 | 89 | 89 | 35
GAT-07 | 2023-12-01 | 12 | 2024 | 2023 | WINTER | 94 | 94 | 94 | 94 | 94 | 94 | 57 | 91 | 91 | 91 | 91 | 91 | 91 | 35
GAT-07 | 2024-01-01 | 1 | 2024 | 2024 | WINTER | 94 | 94 | 94 | 94 | 94 | 94 | 57 | 92 | 92 | 92 | 92 | 92 | 92 | 35
GAT-07 | 2024-02-01 | 2 | 2024 | 2024 | WINTER | 91 | 91 | 91 | 91 | 91 | 91 | 57 | 91 | 91 | 91 | 91 | 91 | 91 | 35
GAT-07 | 2024-03-01 | 3 | 2024 | 2024 | WINTER | 88 | 88 | 88 | 88 | 88 | 88 | 51 | 88 | 88 | 88 | 88 | 88 | 88 | 35
GAT-07 | 2024-04-01 | 4 | 2024 | 2024 | SPRING | 84 | 84 | 84 | 84 | 84 | 84 | 51 | 86 | 86 | 86 | 86 | 86 | 86 | 35
GAT-07 | 2024-05-01 | 5 | 2024 | 2024 | SPRING | 78 | 78 | 78 | 80 | 80 | 80 | 51 | 83 | 83 | 83 | 83 | 83 | 83 | 35
GAT-07 | 2024-06-01 | 6 | 2024 | 2024 | SUMMER | 73 | 73 | 73 | 75 | 75 | 75 | 45 | 81 | 81 | 81 | 81 | 81 | 81 | 35
GAT-07 | 2024-07-01 | 7 | 2024 | 2024 | SUMMER | 73 | 73 | 73 | 75 | 75 | 75 | 45 | 80 | 80 | 80 | 80 | 80 | 80 | 35
GAT-07 | 2024-08-01 | 8 | 2024 | 2024 | SUMMER | 73 | 73 | 73 | 75 | 75 | 75 | 45 | 80 | 80 | 80 | 80 | 80 | 80 | 35
GAT-07 | 2024-09-01 | 9 | 2024 | 2024 | SUMMER | 78 | 78 | 78 | 80 | 80 | 80 | 51 | 82 | 82 | 82 | 82 | 82 | 82 | 35
GAT-07 | 2024-10-01 | 10 | 2025 | 2024 | FALL | 84 | 84 | 84 | 84 | 84 | 84 | 51 | 86 | 86 | 86 | 86 | 86 | 86 | 35
GAT-07 | 2024-11-01 | 11 | 2025 | 2024 | FALL | 88 | 88 | 88 | 88 | 88 | 88 | 51 | 89 | 89 | 89 | 89 | 89 | 89 | 35
GAT-07 | 2024-12-01 | 12 | 2025 | 2024 | WINTER | 94 | 94 | 94 | 94 | 94 | 94 | 57 | 91 | 91 | 91 | 91 | 91 | 91 | 35
GAT-07 | 2025-01-01 | 1 | 2025 | 2025 | WINTER | 94 | 94 | 94 | 94 | 94 | 94 | 57 | 92 | 92 | 92 | 92 | 92 | 92 | 35
GAT-07 | 2025-02-01 | 2 | 2025 | 2025 | WINTER | 91 | 91 | 91 | 91 | 91 | 91 | 57 | 91 | 91 | 91 | 91 | 91 | 91 | 35
GAT-07 | 2025-03-01 | 3 | 2025 | 2025 | WINTER | 88 | 88 | 88 | 88 | 88 | 88 | 51 | 88 | 88 | 88 | 88 | 88 | 88 | 35
GAT-07 | 2025-04-01 | 4 | 2025 | 2025 | SPRING | 84 | 84 | 84 | 84 | 84 | 84 | 51 | 86 | 86 | 86 | 86 | 86 | 86 | 35
GAT-07 | 2025-05-01 | 5 | 2025 | 2025 | SPRING | 78 | 78 | 78 | 80 | 80 | 80 | 51 | 83 | 83 | 83 | 83 | 83 | 83 | 35
GAT-07 | 2025-06-01 | 6 | 2025 | 2025 | SUMMER | 73 | 73 | 73 | 75 | 75 | 75 | 45 | 81 | 81 | 81 | 81 | 81 | 81 | 35
GAT-07 | 2025-07-01 | 7 | 2025 | 2025 | SUMMER | 73 | 73 | 73 | 75 | 75 | 75 | 45 | 80 | 80 | 80 | 80 | 80 | 80 | 35
GAT-07 | 2025-08-01 | 8 | 2025 | 2025 | SUMMER | 73 | 73 | 73 | 75 | 75 | 75 | 45 | 80 | 80 | 80 | 80 | 80 | 80 | 35
GAT-07 | 2025-09-01 | 9 | 2025 | 2025 | SUMMER | 78 | 78 | 78 | 80 | 80 | 80 | 51 | 82 | 82 | 82 | 82 | 82 | 82 | 35
GAT-07 | 2025-10-01 | 10 | 2026 | 2025 | FALL | 84 | 84 | 84 | 84 | 84 | 84 | 51 | 86 | 86 | 86 | 86 | 86 | 86 | 35
GAT-07 | 2025-11-01 | 11 | 2026 | 2025 | FALL | 88 | 88 | 88 | 88 | 88 | 88 | 51 | 89 | 89 | 89 | 89 | 89 | 89 | 35
GAT-07 | 2025-12-01 | 12 | 2026 | 2025 | WINTER | 94 | 94 | 94 | 94 | 94 | 94 | 57 | 91 | 91 | 91 | 91 | 91 | 91 | 35
GAT-07 | 2026-01-01 | 1 | 2026 | 2026 | WINTER | 94 | 94 | 94 | 94 | 94 | 94 | 57 | 92 | 92 | 92 | 92 | 92 | 92 | 35
GAT-07 | 2026-02-01 | 2 | 2026 | 2026 | WINTER | 91 | 91 | 91 | 91 | 91 | 91 | 57 | 91 | 91 | 91 | 91 | 91 | 91 | 35
GAT-07 | 2026-03-01 | 3 | 2026 | 2026 | WINTER | 88 | 88 | 88 | 88 | 88 | 88 | 51 | 88 | 88 | 88 | 88 | 88 | 88 | 35
GAT-07 | 2026-04-01 | 4 | 2026 | 2026 | SPRING | 84 | 84 | 84 | 84 | 84 | 84 | 51 | 86 | 86 | 86 | 86 | 86 | 86 | 35
GAT-07 | 2026-05-01 | 5 | 2026 | 2026 | SPRING | 78 | 78 | 78 | 80 | 80 | 80 | 51 | 83 | 83 | 83 | 83 | 83 | 83 | 35
GAT-07 | 2026-06-01 | 6 | 2026 | 2026 | SUMMER | 73 | 73 | 73 | 75 | 75 | 75 | 45 | 81 | 81 | 81 | 81 | 81 | 81 | 35
GAT-07 | 2026-07-01 | 7 | 2026 | 2026 | SUMMER | 73 | 73 | 73 | 75 | 75 | 75 | 45 | 80 | 80 | 80 | 80 | 80 | 80 | 35
GAT-07 | 2026-08-01 | 8 | 2026 | 2026 | SUMMER | 73 | 73 | 73 | 75 | 75 | 75 | 45 | 80 | 80 | 80 | 80 | 80 | 80 | 35
GAT-07 | 2026-09-01 | 9 | 2026 | 2026 | SUMMER | 78 | 78 | 78 | 80 | 80 | 80 | 51 | 82 | 82 | 82 | 82 | 82 | 82 | 35
GAT-07 | 2026-10-01 | 10 | 2027 | 2026 | FALL | 84 | 84 | 84 | 84 | 84 | 84 | 51 | 86 | 86 | 86 | 86 | 86 | 86 | 35
GAT-07 | 2026-11-01 | 11 | 2027 | 2026 | FALL | 88 | 88 | 88 | 88 | 88 | 88 | 51 | 89 | 89 | 89 | 89 | 89 | 89 | 35
GAT-07 | 2026-12-01 | 12 | 2027 | 2026 | WINTER | 94 | 94 | 94 | 94 | 94 | 94 | 57 | 91 | 91 | 91 | 91 | 91 | 91 | 35
GAT-07 | 2027-01-01 | 1 | 2027 | 2027 | WINTER | 94 | 94 | 94 | 94 | 94 | 94 | 57 | 92 | 92 | 92 | 92 | 92 | 92 | 35
GAT-07 | 2027-02-01 | 2 | 2027 | 2027 | WINTER | 91 | 91 | 91 | 91 | 91 | 91 | 57 | 91 | 91 | 91 | 91 | 91 | 91 | 35
GAT-07 | 2027-03-01 | 3 | 2027 | 2027 | WINTER | 88 | 88 | 88 | 88 | 88 | 88 | 51 | 88 | 88 | 88 | 88 | 88 | 88 | 35
GAT-07 | 2027-04-01 | 4 | 2027 | 2027 | SPRING | 84 | 84 | 84 | 84 | 84 | 84 | 51 | 86 | 86 | 86 | 86 | 86 | 86 | 35
GAT-07 | 2027-05-01 | 5 | 2027 | 2027 | SPRING | 78 | 78 | 78 | 80 | 80 | 80 | 51 | 83 | 83 | 83 | 83 | 83 | 83 | 35
GAT-07 | 2027-06-01 | 6 | 2027 | 2027 | SUMMER | 73 | 73 | 73 | 75 | 75 | 75 | 45 | 81 | 81 | 81 | 81 | 81 | 81 | 35
GAT-07 | 2027-07-01 | 7 | 2027 | 2027 | SUMMER | 73 | 73 | 73 | 75 | 75 | 75 | 45 | 80 | 80 | 80 | 80 | 80 | 80 | 35
GAT-07 | 2027-08-01 | 8 | 2027 | 2027 | SUMMER | 73 | 73 | 73 | 75 | 75 | 75 | 45 | 80 | 80 | 80 | 80 | 80 | 80 | 35
GAT-07 | 2027-09-01 | 9 | 2027 | 2027 | SUMMER | 78 | 78 | 78 | 80 | 80 | 80 | 51 | 82 | 82 | 82 | 82 | 82 | 82 | 35
GAT-07 | 2027-10-01 | 10 | 2028 | 2027 | FALL | 84 | 84 | 84 | 84 | 84 | 84 | 51 | 86 | 86 | 86 | 86 | 86 | 86 | 35
GAT-07 | 2027-11-01 | 11 | 2028 | 2027 | FALL | 88 | 88 | 88 | 88 | 88 | 88 | 51 | 89 | 89 | 89 | 89 | 89 | 89 | 35
GAT-07 | 2027-12-01 | 12 | 2028 | 2027 | WINTER | 94 | 94 | 94 | 94 | 94 | 94 | 57 | 91 | 91 | 91 | 91 | 91 | 91 | 35
GAT-07 | 2028-01-01 | 1 | 2028 | 2028 | WINTER | 94 | 94 | 94 | 94 | 94 | 94 | 57 | 92 | 92 | 92 | 92 | 92 | 92 | 35
GAT-07 | 2028-02-01 | 2 | 2028 | 2028 | WINTER | 91 | 91 | 91 | 91 | 91 | 91 | 57 | 91 | 91 | 91 | 91 | 91 | 91 | 35
GAT-07 | 2028-03-01 | 3 | 2028 | 2028 | WINTER | 88 | 88 | 88 | 88 | 88 | 88 | 51 | 88 | 88 | 88 | 88 | 88 | 88 | 35
GAT-07 | 2028-04-01 | 4 | 2028 | 2028 | SPRING | 84 | 84 | 84 | 84 | 84 | 84 | 51 | 86 | 86 | 86 | 86 | 86 | 86 | 35
GAT-07 | 2028-05-01 | 5 | 2028 | 2028 | SPRING | 78 | 78 | 78 | 80 | 80 | 80 | 51 | 83 | 83 | 83 | 83 | 83 | 83 | 35
GAT-07 | 2028-06-01 | 6 | 2028 | 2028 | SUMMER | 73 | 73 | 73 | 75 | 75 | 75 | 45 | 81 | 81 | 81 | 81 | 81 | 81 | 35
GAT-07 | 2028-07-01 | 7 | 2028 | 2028 | SUMMER | 73 | 73 | 73 | 75 | 75 | 75 | 45 | 80 | 80 | 80 | 80 | 80 | 80 | 35
GAT-07 | 2028-08-01 | 8 | 2028 | 2028 | SUMMER | 73 | 73 | 73 | 75 | 75 | 75 | 45 | 80 | 80 | 80 | 80 | 80 | 80 | 35
GAT-07 | 2028-09-01 | 9 | 2028 | 2028 | SUMMER | 78 | 78 | 78 | 80 | 80 | 80 | 51 | 82 | 82 | 82 | 82 | 82 | 82 | 35
GAT-07 | 2028-10-01 | 10 | 2029 | 2028 | FALL | 84 | 84 | 84 | 84 | 84 | 84 | 51 | 86 | 86 | 86 | 86 | 86 | 86 | 35
GAT-07 | 2028-11-01 | 11 | 2029 | 2028 | FALL | 88 | 88 | 88 | 88 | 88 | 88 | 51 | 89 | 89 | 89 | 89 | 89 | 89 | 35
GAT-07 | 2028-12-01 | 12 | 2029 | 2028 | WINTER | 94 | 94 | 94 | 94 | 94 | 94 | 57 | 91 | 91 | 91 | 91 | 91 | 91 | 35
GAT-07 | 2029-01-01 | 1 | 2029 | 2029 | WINTER | 94 | 94 | 94 | 94 | 94 | 94 | 57 | 92 | 92 | 92 | 92 | 92 | 92 | 35
GAT-07 | 2029-02-01 | 2 | 2029 | 2029 | WINTER | 91 | 91 | 91 | 91 | 91 | 91 | 57 | 91 | 91 | 91 | 91 | 91 | 91 | 35
GAT-07 | 2029-03-01 | 3 | 2029 | 2029 | WINTER | 88 | 88 | 88 | 88 | 88 | 88 | 51 | 88 | 88 | 88 | 88 | 88 | 88 | 35
GAT-07 | 2029-04-01 | 4 | 2029 | 2029 | SPRING | 84 | 84 | 84 | 84 | 84 | 84 | 51 | 86 | 86 | 86 | 86 | 86 | 86 | 35
GAT-07 | 2029-05-01 | 5 | 2029 | 2029 | SPRING | 78 | 78 | 78 | 80 | 80 | 80 | 51 | 83 | 83 | 83 | 83 | 83 | 83 | 35
GAT-07 | 2029-06-01 | 6 | 2029 | 2029 | SUMMER | 73 | 73 | 73 | 75 | 75 | 75 | 45 | 81 | 81 | 81 | 81 | 81 | 81 | 35
GAT-07 | 2029-07-01 | 7 | 2029 | 2029 | SUMMER | 73 | 73 | 73 | 75 | 75 | 75 | 45 | 80 | 80 | 80 | 80 | 80 | 80 | 35
GAT-07 | 2029-08-01 | 8 | 2029 | 2029 | SUMMER | 73 | 73 | 73 | 75 | 75 | 75 | 45 | 80 | 80 | 80 | 80 | 80 | 80 | 35
GAT-07 | 2029-09-01 | 9 | 2029 | 2029 | SUMMER | 78 | 78 | 78 | 80 | 80 | 80 | 51 | 82 | 82 | 82 | 82 | 82 | 82 | 35
GAT-07 | 2029-10-01 | 10 | 2030 | 2029 | FALL | 84 | 84 | 84 | 84 | 84 | 84 | 51 | 86 | 86 | 86 | 86 | 86 | 86 | 35
GAT-07 | 2029-11-01 | 11 | 2030 | 2029 | FALL | 88 | 88 | 88 | 88 | 88 | 88 | 51 | 89 | 89 | 89 | 89 | 89 | 89 | 35
GAT-07 | 2029-12-01 | 12 | 2030 | 2029 | WINTER | 94 | 94 | 94 | 94 | 94 | 94 | 57 | 91 | 91 | 91 | 91 | 91 | 91 | 35
GAT-07 | 2030-01-01 | 1 | 2030 | 2030 | WINTER | 94 | 94 | 94 | 94 | 94 | 94 | 57 | 92 | 92 | 92 | 92 | 92 | 92 | 35
GAT-07 | 2030-02-01 | 2 | 2030 | 2030 | WINTER | 91 | 91 | 91 | 91 | 91 | 91 | 57 | 91 | 91 | 91 | 91 | 91 | 91 | 35
GAT-07 | 2030-03-01 | 3 | 2030 | 2030 | WINTER | 88 | 88 | 88 | 88 | 88 | 88 | 51 | 88 | 88 | 88 | 88 | 88 | 88 | 35
GAT-07 | 2030-04-01 | 4 | 2030 | 2030 | SPRING | 84 | 84 | 84 | 84 | 84 | 84 | 51 | 86 | 86 | 86 | 86 | 86 | 86 | 35
GAT-07 | 2030-05-01 | 5 | 2030 | 2030 | SPRING | 78 | 78 | 78 | 80 | 80 | 80 | 51 | 83 | 83 | 83 | 83 | 83 | 83 | 35
GAT-07 | 2030-06-01 | 6 | 2030 | 2030 | SUMMER | 73 | 73 | 73 | 75 | 75 | 75 | 45 | 81 | 81 | 81 | 81 | 81 | 81 | 35
GAT-07 | 2030-07-01 | 7 | 2030 | 2030 | SUMMER | 73 | 73 | 73 | 75 | 75 | 75 | 45 | 80 | 80 | 80 | 80 | 80 | 80 | 35
GAT-07 | 2030-08-01 | 8 | 2030 | 2030 | SUMMER | 73 | 73 | 73 | 75 | 75 | 75 | 45 | 80 | 80 | 80 | 80 | 80 | 80 | 35
GAT-07 | 2030-09-01 | 9 | 2030 | 2030 | SUMMER | 78 | 78 | 78 | 80 | 80 | 80 | 51 | 82 | 82 | 82 | 82 | 82 | 82 | 35
GAT-07 | 2030-10-01 | 10 | 2031 | 2030 | FALL | 84 | 84 | 84 | 84 | 84 | 84 | 51 | 86 | 86 | 86 | 86 | 86 | 86 | 35
GAT-07 | 2030-11-01 | 11 | 2031 | 2030 | FALL | 88 | 88 | 88 | 88 | 88 | 88 | 51 | 89 | 89 | 89 | 89 | 89 | 89 | 35
GAT-07 | 2030-12-01 | 12 | 2031 | 2030 | WINTER | 94 | 94 | 94 | 94 | 94 | 94 | 57 | 91 | 91 | 91 | 91 | 91 | 91 | 35
GAT-07 | 2031-01-01 | 1 | 2031 | 2031 | WINTER | 94 | 94 | 94 | 94 | 94 | 94 | 57 | 92 | 92 | 92 | 92 | 92 | 92 | 35
GAT-07 | 2031-02-01 | 2 | 2031 | 2031 | WINTER | 91 | 91 | 91 | 91 | 91 | 91 | 57 | 91 | 91 | 91 | 91 | 91 | 91 | 35
GAT-07 | 2031-03-01 | 3 | 2031 | 2031 | WINTER | 88 | 88 | 88 | 88 | 88 | 88 | 51 | 88 | 88 | 88 | 88 | 88 | 88 | 35
GAT-07 | 2031-04-01 | 4 | 2031 | 2031 | SPRING | 84 | 84 | 84 | 84 | 84 | 84 | 51 | 86 | 86 | 86 | 86 | 86 | 86 | 35
GAT-07 | 2031-05-01 | 5 | 2031 | 2031 | SPRING | 78 | 78 | 78 | 80 | 80 | 80 | 51 | 83 | 83 | 83 | 83 | 83 | 83 | 35
GAT-07 | 2031-06-01 | 6 | 2031 | 2031 | SUMMER | 73 | 73 | 73 | 75 | 75 | 75 | 45 | 81 | 81 | 81 | 81 | 81 | 81 | 35
GAT-07 | 2031-07-01 | 7 | 2031 | 2031 | SUMMER | 73 | 73 | 73 | 75 | 75 | 75 | 45 | 80 | 80 | 80 | 80 | 80 | 80 | 35
GAT-07 | 2031-08-01 | 8 | 2031 | 2031 | SUMMER | 73 | 73 | 73 | 75 | 75 | 75 | 45 | 80 | 80 | 80 | 80 | 80 | 80 | 35
GAT-07 | 2031-09-01 | 9 | 2031 | 2031 | SUMMER | 78 | 78 | 78 | 80 | 80 | 80 | 51 | 82 | 82 | 82 | 82 | 82 | 82 | 35
GAT-07 | 2031-10-01 | 10 | 2032 | 2031 | FALL | 84 | 84 | 84 | 84 | 84 | 84 | 51 | 86 | 86 | 86 | 86 | 86 | 86 | 35
GAT-07 | 2031-11-01 | 11 | 2032 | 2031 | FALL | 88 | 88 | 88 | 88 | 88 | 88 | 51 | 89 | 89 | 89 | 89 | 89 | 89 | 35
GAT-07 | 2031-12-01 | 12 | 2032 | 2031 | WINTER | 94 | 94 | 94 | 94 | 94 | 94 | 57 | 91 | 91 | 91 | 91 | 91 | 91 | 35
GAT-07 | 2032-01-01 | 1 | 2032 | 2032 | WINTER | 94 | 94 | 94 | 94 | 94 | 94 | 57 | 92 | 92 | 92 | 92 | 92 | 92 | 35
GAT-07 | 2032-02-01 | 2 | 2032 | 2032 | WINTER | 91 | 91 | 91 | 91 | 91 | 91 | 57 | 91 | 91 | 91 | 91 | 91 | 91 | 35
GAT-07 | 2032-03-01 | 3 | 2032 | 2032 | WINTER | 88 | 88 | 88 | 88 | 88 | 88 | 51 | 88 | 88 | 88 | 88 | 88 | 88 | 35
GAT-07 | 2032-04-01 | 4 | 2032 | 2032 | SPRING | 84 | 84 | 84 | 84 | 84 | 84 | 51 | 86 | 86 | 86 | 86 | 86 | 86 | 35
GAT-07 | 2032-05-01 | 5 | 2032 | 2032 | SPRING | 78 | 78 | 78 | 80 | 80 | 80 | 51 | 83 | 83 | 83 | 83 | 83 | 83 | 35
GAT-07 | 2032-06-01 | 6 | 2032 | 2032 | SUMMER | 73 | 73 | 73 | 75 | 75 | 75 | 45 | 81 | 81 | 81 | 81 | 81 | 81 | 35
GAT-07 | 2032-07-01 | 7 | 2032 | 2032 | SUMMER | 73 | 73 | 73 | 75 | 75 | 75 | 45 | 80 | 80 | 80 | 80 | 80 | 80 | 35
GAT-07 | 2032-08-01 | 8 | 2032 | 2032 | SUMMER | 73 | 73 | 73 | 75 | 75 | 75 | 45 | 80 | 80 | 80 | 80 | 80 | 80 | 35
GAT-07 | 2032-09-01 | 9 | 2032 | 2032 | SUMMER | 78 | 78 | 78 | 80 | 80 | 80 | 51 | 82 | 82 | 82 | 82 | 82 | 82 | 35
GAT-07 | 2032-10-01 | 10 | 2033 | 2032 | FALL | 84 | 84 | 84 | 84 | 84 | 84 | 51 | 86 | 86 | 86 | 86 | 86 | 86 | 35
GAT-07 | 2032-11-01 | 11 | 2033 | 2032 | FALL | 88 | 88 | 88 | 88 | 88 | 88 | 51 | 89 | 89 | 89 | 89 | 89 | 89 | 35
GAT-07 | 2032-12-01 | 12 | 2033 | 2032 | WINTER | 94 | 94 | 94 | 94 | 94 | 94 | 57 | 91 | 91 | 91 | 91 | 91 | 91 | 35
GAT-07 | 2033-01-01 | 1 | 2033 | 2033 | WINTER | 94 | 94 | 94 | 94 | 94 | 94 | 57 | 92 | 92 | 92 | 92 | 92 | 92 | 35
GAT-07 | 2033-02-01 | 2 | 2033 | 2033 | WINTER | 91 | 91 | 91 | 91 | 91 | 91 | 57 | 91 | 91 | 91 | 91 | 91 | 91 | 35
GAT-07 | 2033-03-01 | 3 | 2033 | 2033 | WINTER | 88 | 88 | 88 | 88 | 88 | 88 | 51 | 88 | 88 | 88 | 88 | 88 | 88 | 35
GAT-07 | 2033-04-01 | 4 | 2033 | 2033 | SPRING | 84 | 84 | 84 | 84 | 84 | 84 | 51 | 86 | 86 | 86 | 86 | 86 | 86 | 35
GAT-07 | 2033-05-01 | 5 | 2033 | 2033 | SPRING | 78 | 78 | 78 | 80 | 80 | 80 | 51 | 83 | 83 | 83 | 83 | 83 | 83 | 35
GAT-07 | 2033-06-01 | 6 | 2033 | 2033 | SUMMER | 73 | 73 | 73 | 75 | 75 | 75 | 45 | 81 | 81 | 81 | 81 | 81 | 81 | 35
GAT-07 | 2033-07-01 | 7 | 2033 | 2033 | SUMMER | 73 | 73 | 73 | 75 | 75 | 75 | 45 | 80 | 80 | 80 | 80 | 80 | 80 | 35
GAT-07 | 2033-08-01 | 8 | 2033 | 2033 | SUMMER | 73 | 73 | 73 | 75 | 75 | 75 | 45 | 80 | 80 | 80 | 80 | 80 | 80 | 35
GAT-07 | 2033-09-01 | 9 | 2033 | 2033 | SUMMER | 78 | 78 | 78 | 80 | 80 | 80 | 51 | 82 | 82 | 82 | 82 | 82 | 82 | 35
GAT-07 | 2033-10-01 | 10 | 2034 | 2033 | FALL | 84 | 84 | 84 | 84 | 84 | 84 | 51 | 86 | 86 | 86 | 86 | 86 | 86 | 35
GAT-07 | 2033-11-01 | 11 | 2034 | 2033 | FALL | 88 | 88 | 88 | 88 | 88 | 88 | 51 | 89 | 89 | 89 | 89 | 89 | 89 | 35
GAT-07 | 2033-12-01 | 12 | 2034 | 2033 | WINTER | 94 | 94 | 94 | 94 | 94 | 94 | 57 | 91 | 91 | 91 | 91 | 91 | 91 | 35
GAT-07 | 2034-01-01 | 1 | 2034 | 2034 | WINTER | 94 | 94 | 94 | 94 | 94 | 94 | 57 | 92 | 92 | 92 | 92 | 92 | 92 | 35
GAT-07 | 2034-02-01 | 2 | 2034 | 2034 | WINTER | 91 | 91 | 91 | 91 | 91 | 91 | 57 | 91 | 91 | 91 | 91 | 91 | 91 | 35
GAT-07 | 2034-03-01 | 3 | 2034 | 2034 | WINTER | 88 | 88 | 88 | 88 | 88 | 88 | 51 | 88 | 88 | 88 | 88 | 88 | 88 | 35
GAT-07 | 2034-04-01 | 4 | 2034 | 2034 | SPRING | 84 | 84 | 84 | 84 | 84 | 84 | 51 | 86 | 86 | 86 | 86 | 86 | 86 | 35
GAT-07 | 2034-05-01 | 5 | 2034 | 2034 | SPRING | 78 | 78 | 78 | 80 | 80 | 80 | 51 | 83 | 83 | 83 | 83 | 83 | 83 | 35
GAT-07 | 2034-06-01 | 6 | 2034 | 2034 | SUMMER | 73 | 73 | 73 | 75 | 75 | 75 | 45 | 81 | 81 | 81 | 81 | 81 | 81 | 35
GAT-07 | 2034-07-01 | 7 | 2034 | 2034 | SUMMER | 73 | 73 | 73 | 75 | 75 | 75 | 45 | 80 | 80 | 80 | 80 | 80 | 80 | 35
GAT-07 | 2034-08-01 | 8 | 2034 | 2034 | SUMMER | 73 | 73 | 73 | 75 | 75 | 75 | 45 | 80 | 80 | 80 | 80 | 80 | 80 | 35
GAT-07 | 2034-09-01 | 9 | 2034 | 2034 | SUMMER | 78 | 78 | 78 | 80 | 80 | 80 | 51 | 82 | 82 | 82 | 82 | 82 | 82 | 35
GAT-07 | 2034-10-01 | 10 | 2035 | 2034 | FALL | 84 | 84 | 84 | 84 | 84 | 84 | 51 | 86 | 86 | 86 | 86 | 86 | 86 | 35
GAT-07 | 2034-11-01 | 11 | 2035 | 2034 | FALL | 88 | 88 | 88 | 88 | 88 | 88 | 51 | 89 | 89 | 89 | 89 | 89 | 89 | 35
GAT-07 | 2034-12-01 | 12 | 2035 | 2034 | WINTER | 94 | 94 | 94 | 94 | 94 | 94 | 57 | 91 | 91 | 91 | 91 | 91 | 91 | 35
GAT-07 | 2035-01-01 | 1 | 2035 | 2035 | WINTER | 94 | 94 | 94 | 94 | 94 | 94 | 57 | 92 | 92 | 92 | 92 | 92 | 92 | 35
GAT-07 | 2035-02-01 | 2 | 2035 | 2035 | WINTER | 91 | 91 | 91 | 91 | 91 | 91 | 57 | 91 | 91 | 91 | 91 | 91 | 91 | 35
GAT-07 | 2035-03-01 | 3 | 2035 | 2035 | WINTER | 88 | 88 | 88 | 88 | 88 | 88 | 51 | 88 | 88 | 88 | 88 | 88 | 88 | 35
GAT-07 | 2035-04-01 | 4 | 2035 | 2035 | SPRING | 84 | 84 | 84 | 84 | 84 | 84 | 51 | 86 | 86 | 86 | 86 | 86 | 86 | 35
GAT-07 | 2035-05-01 | 5 | 2035 | 2035 | SPRING | 78 | 78 | 78 | 80 | 80 | 80 | 51 | 83 | 83 | 83 | 83 | 83 | 83 | 35
GAT-07 | 2035-06-01 | 6 | 2035 | 2035 | SUMMER | 73 | 73 | 73 | 75 | 75 | 75 | 45 | 81 | 81 | 81 | 81 | 81 | 81 | 35
GAT-07 | 2035-07-01 | 7 | 2035 | 2035 | SUMMER | 73 | 73 | 73 | 75 | 75 | 75 | 45 | 80 | 80 | 80 | 80 | 80 | 80 | 35
GAT-07 | 2035-08-01 | 8 | 2035 | 2035 | SUMMER | 73 | 73 | 73 | 75 | 75 | 75 | 45 | 80 | 80 | 80 | 80 | 80 | 80 | 35
GAT-07 | 2035-09-01 | 9 | 2035 | 2035 | SUMMER | 78 | 78 | 78 | 80 | 80 | 80 | 51 | 82 | 82 | 82 | 82 | 82 | 82 | 35
GAT-07 | 2035-10-01 | 10 | 2036 | 2035 | FALL | 84 | 84 | 84 | 84 | 84 | 84 | 51 | 86 | 86 | 86 | 86 | 86 | 86 | 35
GAT-07 | 2035-11-01 | 11 | 2036 | 2035 | FALL | 88 | 88 | 88 | 88 | 88 | 88 | 51 | 89 | 89 | 89 | 89 | 89 | 89 | 35
GAT-07 | 2035-12-01 | 12 | 2036 | 2035 | WINTER | 94 | 94 | 94 | 94 | 94 | 94 | 57 | 91 | 91 | 91 | 91 | 91 | 91 | 35
GAT-07 | 2036-01-01 | 1 | 2036 | 2036 | WINTER | 94 | 94 | 94 | 94 | 94 | 94 | 57 | 92 | 92 | 92 | 92 | 92 | 92 | 35
GAT-07 | 2036-02-01 | 2 | 2036 | 2036 | WINTER | 91 | 91 | 91 | 91 | 91 | 91 | 57 | 91 | 91 | 91 | 91 | 91 | 91 | 35
GAT-07 | 2036-03-01 | 3 | 2036 | 2036 | WINTER | 88 | 88 | 88 | 88 | 88 | 88 | 51 | 88 | 88 | 88 | 88 | 88 | 88 | 35
GAT-07 | 2036-04-01 | 4 | 2036 | 2036 | SPRING | 84 | 84 | 84 | 84 | 84 | 84 | 51 | 86 | 86 | 86 | 86 | 86 | 86 | 35
GAT-07 | 2036-05-01 | 5 | 2036 | 2036 | SPRING | 78 | 78 | 78 | 80 | 80 | 80 | 51 | 83 | 83 | 83 | 83 | 83 | 83 | 35
GAT-07 | 2036-06-01 | 6 | 2036 | 2036 | SUMMER | 73 | 73 | 73 | 75 | 75 | 75 | 45 | 81 | 81 | 81 | 81 | 81 | 81 | 35
GAT-07 | 2036-07-01 | 7 | 2036 | 2036 | SUMMER | 73 | 73 | 73 | 75 | 75 | 75 | 45 | 80 | 80 | 80 | 80 | 80 | 80 | 35
GAT-07 | 2036-08-01 | 8 | 2036 | 2036 | SUMMER | 73 | 73 | 73 | 75 | 75 | 75 | 45 | 80 | 80 | 80 | 80 | 80 | 80 | 35
GAT-07 | 2036-09-01 | 9 | 2036 | 2036 | SUMMER | 78 | 78 | 78 | 80 | 80 | 80 | 51 | 82 | 82 | 82 | 82 | 82 | 82 | 35
GAT-07 | 2036-10-01 | 10 | 2037 | 2036 | FALL | 84 | 84 | 84 | 84 | 84 | 84 | 51 | 86 | 86 | 86 | 86 | 86 | 86 | 35
GAT-07 | 2036-11-01 | 11 | 2037 | 2036 | FALL | 88 | 88 | 88 | 88 | 88 | 88 | 51 | 89 | 89 | 89 | 89 | 89 | 89 | 35
GAT-07 | 2036-12-01 | 12 | 2037 | 2036 | WINTER | 94 | 94 | 94 | 94 | 94 | 94 | 57 | 91 | 91 | 91 | 91 | 91 | 91 | 35
GAT-07 | 2037-01-01 | 1 | 2037 | 2037 | WINTER | 94 | 94 | 94 | 94 | 94 | 94 | 57 | 92 | 92 | 92 | 92 | 92 | 92 | 35
GAT-07 | 2037-02-01 | 2 | 2037 | 2037 | WINTER | 91 | 91 | 91 | 91 | 91 | 91 | 57 | 91 | 91 | 91 | 91 | 91 | 91 | 35
GAT-07 | 2037-03-01 | 3 | 2037 | 2037 | WINTER | 88 | 88 | 88 | 88 | 88 | 88 | 51 | 88 | 88 | 88 | 88 | 88 | 88 | 35
GAT-07 | 2037-04-01 | 4 | 2037 | 2037 | SPRING | 84 | 84 | 84 | 84 | 84 | 84 | 51 | 86 | 86 | 86 | 86 | 86 | 86 | 35
GAT-07 | 2037-05-01 | 5 | 2037 | 2037 | SPRING | 78 | 78 | 78 | 80 | 80 | 80 | 51 | 83 | 83 | 83 | 83 | 83 | 83 | 35
GAT-07 | 2037-06-01 | 6 | 2037 | 2037 | SUMMER | 73 | 73 | 73 | 75 | 75 | 75 | 45 | 81 | 81 | 81 | 81 | 81 | 81 | 35
GAT-07 | 2037-07-01 | 7 | 2037 | 2037 | SUMMER | 73 | 73 | 73 | 75 | 75 | 75 | 45 | 80 | 80 | 80 | 80 | 80 | 80 | 35
GAT-07 | 2037-08-01 | 8 | 2037 | 2037 | SUMMER | 73 | 73 | 73 | 75 | 75 | 75 | 45 | 80 | 80 | 80 | 80 | 80 | 80 | 35
GAT-07 | 2037-09-01 | 9 | 2037 | 2037 | SUMMER | 78 | 78 | 78 | 80 | 80 | 80 | 51 | 82 | 82 | 82 | 82 | 82 | 82 | 35
GAT-07 | 2037-10-01 | 10 | 2038 | 2037 | FALL | 84 | 84 | 84 | 84 | 84 | 84 | 51 | 86 | 86 | 86 | 86 | 86 | 86 | 35
GAT-07 | 2037-11-01 | 11 | 2038 | 2037 | FALL | 88 | 88 | 88 | 88 | 88 | 88 | 51 | 89 | 89 | 89 | 89 | 89 | 89 | 35
GAT-07 | 2037-12-01 | 12 | 2038 | 2037 | WINTER | 94 | 94 | 94 | 94 | 94 | 94 | 57 | 91 | 91 | 91 | 91 | 91 | 91 | 35
GAT-07 | 2038-01-01 | 1 | 2038 | 2038 | WINTER | 94 | 94 | 94 | 94 | 94 | 94 | 57 | 92 | 92 | 92 | 92 | 92 | 92 | 35
GAT-07 | 2038-02-01 | 2 | 2038 | 2038 | WINTER | 91 | 91 | 91 | 91 | 91 | 91 | 57 | 91 | 91 | 91 | 91 | 91 | 91 | 35
GAT-07 | 2038-03-01 | 3 | 2038 | 2038 | WINTER | 88 | 88 | 88 | 88 | 88 | 88 | 51 | 88 | 88 | 88 | 88 | 88 | 88 | 35
GAT-07 | 2038-04-01 | 4 | 2038 | 2038 | SPRING | 84 | 84 | 84 | 84 | 84 | 84 | 51 | 86 | 86 | 86 | 86 | 86 | 86 | 35
GAT-07 | 2038-05-01 | 5 | 2038 | 2038 | SPRING | 78 | 78 | 78 | 80 | 80 | 80 | 51 | 83 | 83 | 83 | 83 | 83 | 83 | 35
GAT-07 | 2038-06-01 | 6 | 2038 | 2038 | SUMMER | 73 | 73 | 73 | 75 | 75 | 75 | 45 | 81 | 81 | 81 | 81 | 81 | 81 | 35
GAT-07 | 2038-07-01 | 7 | 2038 | 2038 | SUMMER | 73 | 73 | 73 | 75 | 75 | 75 | 45 | 80 | 80 | 80 | 80 | 80 | 80 | 35
GAT-07 | 2038-08-01 | 8 | 2038 | 2038 | SUMMER | 73 | 73 | 73 | 75 | 75 | 75 | 45 | 80 | 80 | 80 | 80 | 80 | 80 | 35
GAT-07 | 2038-09-01 | 9 | 2038 | 2038 | SUMMER | 78 | 78 | 78 | 80 | 80 | 80 | 51 | 82 | 82 | 82 | 82 | 82 | 82 | 35
GAT-07 | 2038-10-01 | 10 | 2039 | 2038 | FALL | 84 | 84 | 84 | 84 | 84 | 84 | 51 | 86 | 86 | 86 | 86 | 86 | 86 | 35
GAT-07 | 2038-11-01 | 11 | 2039 | 2038 | FALL | 88 | 88 | 88 | 88 | 88 | 88 | 51 | 89 | 89 | 89 | 89 | 89 | 89 | 35
GAT-07 | 2038-12-01 | 12 | 2039 | 2038 | WINTER | 94 | 94 | 94 | 94 | 94 | 94 | 57 | 91 | 91 | 91 | 91 | 91 | 91 | 35
GAT-07 | 2039-01-01 | 1 | 2039 | 2039 | WINTER | 94 | 94 | 94 | 94 | 94 | 94 | 57 | 92 | 92 | 92 | 92 | 92 | 92 | 35
GAT-07 | 2039-02-01 | 2 | 2039 | 2039 | WINTER | 91 | 91 | 91 | 91 | 91 | 91 | 57 | 91 | 91 | 91 | 91 | 91 | 91 | 35
GAT-07 | 2039-03-01 | 3 | 2039 | 2039 | WINTER | 88 | 88 | 88 | 88 | 88 | 88 | 51 | 88 | 88 | 88 | 88 | 88 | 88 | 35
GAT-07 | 2039-04-01 | 4 | 2039 | 2039 | SPRING | 84 | 84 | 84 | 84 | 84 | 84 | 51 | 86 | 86 | 86 | 86 | 86 | 86 | 35
GAT-07 | 2039-05-01 | 5 | 2039 | 2039 | SPRING | 78 | 78 | 78 | 80 | 80 | 80 | 51 | 83 | 83 | 83 | 83 | 83 | 83 | 35
GAT-07 | 2039-06-01 | 6 | 2039 | 2039 | SUMMER | 73 | 73 | 73 | 75 | 75 | 75 | 45 | 81 | 81 | 81 | 81 | 81 | 81 | 35
GAT-07 | 2039-07-01 | 7 | 2039 | 2039 | SUMMER | 73 | 73 | 73 | 75 | 75 | 75 | 45 | 80 | 80 | 80 | 80 | 80 | 80 | 35
GAT-07 | 2039-08-01 | 8 | 2039 | 2039 | SUMMER | 73 | 73 | 73 | 75 | 75 | 75 | 45 | 80 | 80 | 80 | 80 | 80 | 80 | 35
GAT-07 | 2039-09-01 | 9 | 2039 | 2039 | SUMMER | 78 | 78 | 78 | 80 | 80 | 80 | 51 | 82 | 82 | 82 | 82 | 82 | 82 | 35
GAT-07 | 2039-10-01 | 10 | 2040 | 2039 | FALL | 84 | 84 | 84 | 84 | 84 | 84 | 51 | 86 | 86 | 86 | 86 | 86 | 86 | 35
GAT-07 | 2039-11-01 | 11 | 2040 | 2039 | FALL | 88 | 88 | 88 | 88 | 88 | 88 | 51 | 89 | 89 | 89 | 89 | 89 | 89 | 35
GAT-07 | 2039-12-01 | 12 | 2040 | 2039 | WINTER | 94 | 94 | 94 | 94 | 94 | 94 | 57 | 91 | 91 | 91 | 91 | 91 | 91 | 35
GAT-07 | 2040-01-01 | 1 | 2040 | 2040 | WINTER | 94 | 94 | 94 | 94 | 94 | 94 | 57 | 92 | 92 | 92 | 92 | 92 | 92 | 35
GAT-07 | 2040-02-01 | 2 | 2040 | 2040 | WINTER | 91 | 91 | 91 | 91 | 91 | 91 | 57 | 91 | 91 | 91 | 91 | 91 | 91 | 35
GAT-07 | 2040-03-01 | 3 | 2040 | 2040 | WINTER | 88 | 88 | 88 | 88 | 88 | 88 | 51 | 88 | 88 | 88 | 88 | 88 | 88 | 35
GAT-07 | 2040-04-01 | 4 | 2040 | 2040 | SPRING | 84 | 84 | 84 | 84 | 84 | 84 | 51 | 86 | 86 | 86 | 86 | 86 | 86 | 35
GAT-07 | 2040-05-01 | 5 | 2040 | 2040 | SPRING | 78 | 78 | 78 | 80 | 80 | 80 | 51 | 83 | 83 | 83 | 83 | 83 | 83 | 35
GAT-07 | 2040-06-01 | 6 | 2040 | 2040 | SUMMER | 73 | 73 | 73 | 75 | 75 | 75 | 45 | 81 | 81 | 81 | 81 | 81 | 81 | 35
GAT-07 | 2040-07-01 | 7 | 2040 | 2040 | SUMMER | 73 | 73 | 73 | 75 | 75 | 75 | 45 | 80 | 80 | 80 | 80 | 80 | 80 | 35
GAT-07 | 2040-08-01 | 8 | 2040 | 2040 | SUMMER | 73 | 73 | 73 | 75 | 75 | 75 | 45 | 80 | 80 | 80 | 80 | 80 | 80 | 35
GAT-07 | 2040-09-01 | 9 | 2040 | 2040 | SUMMER | 78 | 78 | 78 | 80 | 80 | 80 | 51 | 82 | 82 | 82 | 82 | 82 | 82 | 35
GAT-07 | 2040-10-01 | 10 | 2041 | 2040 | FALL | 84 | 84 | 84 | 84 | 84 | 84 | 51 | 86 | 86 | 86 | 86 | 86 | 86 | 35
GAT-07 | 2040-11-01 | 11 | 2041 | 2040 | FALL | 88 | 88 | 88 | 88 | 88 | 88 | 51 | 89 | 89 | 89 | 89 | 89 | 89 | 35
GAT-07 | 2040-12-01 | 12 | 2041 | 2040 | WINTER | 94 | 94 | 94 | 94 | 94 | 94 | 57 | 91 | 91 | 91 | 91 | 91 | 91 | 35
GAT-07 | 2041-01-01 | 1 | 2041 | 2041 | WINTER | 94 | 94 | 94 | 94 | 94 | 94 | 57 | 92 | 92 | 92 | 92 | 92 | 92 | 35
GAT-07 | 2041-02-01 | 2 | 2041 | 2041 | WINTER | 91 | 91 | 91 | 91 | 91 | 91 | 57 | 91 | 91 | 91 | 91 | 91 | 91 | 35
GAT-07 | 2041-03-01 | 3 | 2041 | 2041 | WINTER | 88 | 88 | 88 | 88 | 88 | 88 | 51 | 88 | 88 | 88 | 88 | 88 | 88 | 35
GAT-07 | 2041-04-01 | 4 | 2041 | 2041 | SPRING | 84 | 84 | 84 | 84 | 84 | 84 | 51 | 86 | 86 | 86 | 86 | 86 | 86 | 35
GAT-07 | 2041-05-01 | 5 | 2041 | 2041 | SPRING | 78 | 78 | 78 | 80 | 80 | 80 | 51 | 83 | 83 | 83 | 83 | 83 | 83 | 35
GAT-07 | 2041-06-01 | 6 | 2041 | 2041 | SUMMER | 73 | 73 | 73 | 75 | 75 | 75 | 45 | 81 | 81 | 81 | 81 | 81 | 81 | 35
GAT-07 | 2041-07-01 | 7 | 2041 | 2041 | SUMMER | 73 | 73 | 73 | 75 | 75 | 75 | 45 | 80 | 80 | 80 | 80 | 80 | 80 | 35
GAT-07 | 2041-08-01 | 8 | 2041 | 2041 | SUMMER | 73 | 73 | 73 | 75 | 75 | 75 | 45 | 80 | 80 | 80 | 80 | 80 | 80 | 35
GAT-07 | 2041-09-01 | 9 | 2041 | 2041 | SUMMER | 78 | 78 | 78 | 80 | 80 | 80 | 51 | 82 | 82 | 82 | 82 | 82 | 82 | 35
GAT-07 | 2041-10-01 | 10 | 2042 | 2041 | FALL | 84 | 84 | 84 | 84 | 84 | 84 | 51 | 86 | 86 | 86 | 86 | 86 | 86 | 35
GAT-07 | 2041-11-01 | 11 | 2042 | 2041 | FALL | 88 | 88 | 88 | 88 | 88 | 88 | 51 | 89 | 89 | 89 | 89 | 89 | 89 | 35
GAT-07 | 2041-12-01 | 12 | 2042 | 2041 | WINTER | 94 | 94 | 94 | 94 | 94 | 94 | 57 | 91 | 91 | 91 | 91 | 91 | 91 | 35
GAT-07 | 2042-01-01 | 1 | 2042 | 2042 | WINTER | 94 | 94 | 94 | 94 | 94 | 94 | 57 | 92 | 92 | 92 | 92 | 92 | 92 | 35
GAT-07 | 2042-02-01 | 2 | 2042 | 2042 | WINTER | 91 | 91 | 91 | 91 | 91 | 91 | 57 | 91 | 91 | 91 | 91 | 91 | 91 | 35
GAT-07 | 2042-03-01 | 3 | 2042 | 2042 | WINTER | 88 | 88 | 88 | 88 | 88 | 88 | 51 | 88 | 88 | 88 | 88 | 88 | 88 | 35
GAT-07 | 2042-04-01 | 4 | 2042 | 2042 | SPRING | 84 | 84 | 84 | 84 | 84 | 84 | 51 | 86 | 86 | 86 | 86 | 86 | 86 | 35
GAT-07 | 2042-05-01 | 5 | 2042 | 2042 | SPRING | 78 | 78 | 78 | 80 | 80 | 80 | 51 | 83 | 83 | 83 | 83 | 83 | 83 | 35
GAT-07 | 2042-06-01 | 6 | 2042 | 2042 | SUMMER | 73 | 73 | 73 | 75 | 75 | 75 | 45 | 81 | 81 | 81 | 81 | 81 | 81 | 35
GAT-07 | 2042-07-01 | 7 | 2042 | 2042 | SUMMER | 73 | 73 | 73 | 75 | 75 | 75 | 45 | 80 | 80 | 80 | 80 | 80 | 80 | 35
GAT-07 | 2042-08-01 | 8 | 2042 | 2042 | SUMMER | 73 | 73 | 73 | 75 | 75 | 75 | 45 | 80 | 80 | 80 | 80 | 80 | 80 | 35
GAT-07 | 2042-09-01 | 9 | 2042 | 2042 | SUMMER | 78 | 78 | 78 | 80 | 80 | 80 | 51 | 82 | 82 | 82 | 82 | 82 | 82 | 35
GAT-07 | 2042-10-01 | 10 | 2043 | 2042 | FALL | 84 | 84 | 84 | 84 | 84 | 84 | 51 | 86 | 86 | 86 | 86 | 86 | 86 | 35
GAT-07 | 2042-11-01 | 11 | 2043 | 2042 | FALL | 88 | 88 | 88 | 88 | 88 | 88 | 51 | 89 | 89 | 89 | 89 | 89 | 89 | 35
GAT-07 | 2042-12-01 | 12 | 2043 | 2042 | WINTER | 94 | 94 | 94 | 94 | 94 | 94 | 57 | 91 | 91 | 91 | 91 | 91 | 91 | 35
GAT-07 | 2043-01-01 | 1 | 2043 | 2043 | WINTER | 94 | 94 | 94 | 94 | 94 | 94 | 57 | 92 | 92 | 92 | 92 | 92 | 92 | 35
GAT-07 | 2043-02-01 | 2 | 2043 | 2043 | WINTER | 91 | 91 | 91 | 91 | 91 | 91 | 57 | 91 | 91 | 91 | 91 | 91 | 91 | 35
GAT-07 | 2043-03-01 | 3 | 2043 | 2043 | WINTER | 88 | 88 | 88 | 88 | 88 | 88 | 51 | 88 | 88 | 88 | 88 | 88 | 88 | 35
GAT-07 | 2043-04-01 | 4 | 2043 | 2043 | SPRING | 84 | 84 | 84 | 84 | 84 | 84 | 51 | 86 | 86 | 86 | 86 | 86 | 86 | 35
GAT-07 | 2043-05-01 | 5 | 2043 | 2043 | SPRING | 78 | 78 | 78 | 80 | 80 | 80 | 51 | 83 | 83 | 83 | 83 | 83 | 83 | 35
GAT-07 | 2043-06-01 | 6 | 2043 | 2043 | SUMMER | 73 | 73 | 73 | 75 | 75 | 75 | 45 | 81 | 81 | 81 | 81 | 81 | 81 | 35
GAT-07 | 2043-07-01 | 7 | 2043 | 2043 | SUMMER | 73 | 73 | 73 | 75 | 75 | 75 | 45 | 80 | 80 | 80 | 80 | 80 | 80 | 35
GAT-07 | 2043-08-01 | 8 | 2043 | 2043 | SUMMER | 73 | 73 | 73 | 75 | 75 | 75 | 45 | 80 | 80 | 80 | 80 | 80 | 80 | 35
GAT-07 | 2043-09-01 | 9 | 2043 | 2043 | SUMMER | 78 | 78 | 78 | 80 | 80 | 80 | 51 | 82 | 82 | 82 | 82 | 82 | 82 | 35
GAT-07 | 2043-10-01 | 10 | 2044 | 2043 | FALL | 84 | 84 | 84 | 84 | 84 | 84 | 51 | 86 | 86 | 86 | 86 | 86 | 86 | 35
GAT-07 | 2043-11-01 | 11 | 2044 | 2043 | FALL | 88 | 88 | 88 | 88 | 88 | 88 | 51 | 89 | 89 | 89 | 89 | 89 | 89 | 35
GAT-07 | 2043-12-01 | 12 | 2044 | 2043 | WINTER | 94 | 94 | 94 | 94 | 94 | 94 | 57 | 91 | 91 | 91 | 91 | 91 | 91 | 35
GAT-07 | 2044-01-01 | 1 | 2044 | 2044 | WINTER | 94 | 94 | 94 | 94 | 94 | 94 | 57 | 92 | 92 | 92 | 92 | 92 | 92 | 35
GAT-07 | 2044-02-01 | 2 | 2044 | 2044 | WINTER | 91 | 91 | 91 | 91 | 91 | 91 | 57 | 91 | 91 | 91 | 91 | 91 | 91 | 35
GAT-07 | 2044-03-01 | 3 | 2044 | 2044 | WINTER | 88 | 88 | 88 | 88 | 88 | 88 | 51 | 88 | 88 | 88 | 88 | 88 | 88 | 35
GAT-07 | 2044-04-01 | 4 | 2044 | 2044 | SPRING | 84 | 84 | 84 | 84 | 84 | 84 | 51 | 86 | 86 | 86 | 86 | 86 | 86 | 35
GAT-07 | 2044-05-01 | 5 | 2044 | 2044 | SPRING | 78 | 78 | 78 | 80 | 80 | 80 | 51 | 83 | 83 | 83 | 83 | 83 | 83 | 35
GAT-07 | 2044-06-01 | 6 | 2044 | 2044 | SUMMER | 73 | 73 | 73 | 75 | 75 | 75 | 45 | 81 | 81 | 81 | 81 | 81 | 81 | 35
GAT-07 | 2044-07-01 | 7 | 2044 | 2044 | SUMMER | 73 | 73 | 73 | 75 | 75 | 75 | 45 | 80 | 80 | 80 | 80 | 80 | 80 | 35
GAT-07 | 2044-08-01 | 8 | 2044 | 2044 | SUMMER | 73 | 73 | 73 | 75 | 75 | 75 | 45 | 80 | 80 | 80 | 80 | 80 | 80 | 35
GAT-07 | 2044-09-01 | 9 | 2044 | 2044 | SUMMER | 78 | 78 | 78 | 80 | 80 | 80 | 51 | 82 | 82 | 82 | 82 | 82 | 82 | 35
GAT-07 | 2044-10-01 | 10 | 2045 | 2044 | FALL | 84 | 84 | 84 | 84 | 84 | 84 | 51 | 86 | 86 | 86 | 86 | 86 | 86 | 35
GAT-07 | 2044-11-01 | 11 | 2045 | 2044 | FALL | 88 | 88 | 88 | 88 | 88 | 88 | 51 | 89 | 89 | 89 | 89 | 89 | 89 | 35
GAT-07 | 2044-12-01 | 12 | 2045 | 2044 | WINTER | 94 | 94 | 94 | 94 | 94 | 94 | 57 | 91 | 91 | 91 | 91 | 91 | 91 | 35
GAT-07 | 2045-01-01 | 1 | 2045 | 2045 | WINTER | 94 | 94 | 94 | 94 | 94 | 94 | 57 | 92 | 92 | 92 | 92 | 92 | 92 | 35
GAT-07 | 2045-02-01 | 2 | 2045 | 2045 | WINTER | 91 | 91 | 91 | 91 | 91 | 91 | 57 | 91 | 91 | 91 | 91 | 91 | 91 | 35
GAT-07 | 2045-03-01 | 3 | 2045 | 2045 | WINTER | 88 | 88 | 88 | 88 | 88 | 88 | 51 | 88 | 88 | 88 | 88 | 88 | 88 | 35
GAT-07 | 2045-04-01 | 4 | 2045 | 2045 | SPRING | 84 | 84 | 84 | 84 | 84 | 84 | 51 | 86 | 86 | 86 | 86 | 86 | 86 | 35
GAT-07 | 2045-05-01 | 5 | 2045 | 2045 | SPRING | 78 | 78 | 78 | 80 | 80 | 80 | 51 | 83 | 83 | 83 | 83 | 83 | 83 | 35
GAT-07 | 2045-06-01 | 6 | 2045 | 2045 | SUMMER | 73 | 73 | 73 | 75 | 75 | 75 | 45 | 81 | 81 | 81 | 81 | 81 | 81 | 35
GAT-07 | 2045-07-01 | 7 | 2045 | 2045 | SUMMER | 73 | 73 | 73 | 75 | 75 | 75 | 45 | 80 | 80 | 80 | 80 | 80 | 80 | 35
GAT-07 | 2045-08-01 | 8 | 2045 | 2045 | SUMMER | 73 | 73 | 73 | 75 | 75 | 75 | 45 | 80 | 80 | 80 | 80 | 80 | 80 | 35
GAT-07 | 2045-09-01 | 9 | 2045 | 2045 | SUMMER | 78 | 78 | 78 | 80 | 80 | 80 | 51 | 82 | 82 | 82 | 82 | 82 | 82 | 35
GAT-07 | 2045-10-01 | 10 | 2046 | 2045 | FALL | 84 | 84 | 84 | 84 | 84 | 84 | 51 | 86 | 86 | 86 | 86 | 86 | 86 | 35
GAT-07 | 2045-11-01 | 11 | 2046 | 2045 | FALL | 88 | 88 | 88 | 88 | 88 | 88 | 51 | 89 | 89 | 89 | 89 | 89 | 89 | 35
GAT-07 | 2045-12-01 | 12 | 2046 | 2045 | WINTER | 94 | 94 | 94 | 94 | 94 | 94 | 57 | 91 | 91 | 91 | 91 | 91 | 91 | 35
GAT-07 | 2046-01-01 | 1 | 2046 | 2046 | WINTER | 94 | 94 | 94 | 94 | 94 | 94 | 57 | 92 | 92 | 92 | 92 | 92 | 92 | 35
GAT-07 | 2046-02-01 | 2 | 2046 | 2046 | WINTER | 91 | 91 | 91 | 91 | 91 | 91 | 57 | 91 | 91 | 91 | 91 | 91 | 91 | 35
GAT-07 | 2046-03-01 | 3 | 2046 | 2046 | WINTER | 88 | 88 | 88 | 88 | 88 | 88 | 51 | 88 | 88 | 88 | 88 | 88 | 88 | 35
GAT-07 | 2046-04-01 | 4 | 2046 | 2046 | SPRING | 84 | 84 | 84 | 84 | 84 | 84 | 51 | 86 | 86 | 86 | 86 | 86 | 86 | 35
GAT-07 | 2046-05-01 | 5 | 2046 | 2046 | SPRING | 78 | 78 | 78 | 80 | 80 | 80 | 51 | 83 | 83 | 83 | 83 | 83 | 83 | 35
GAT-07 | 2046-06-01 | 6 | 2046 | 2046 | SUMMER | 73 | 73 | 73 | 75 | 75 | 75 | 45 | 81 | 81 | 81 | 81 | 81 | 81 | 35
GAT-07 | 2046-07-01 | 7 | 2046 | 2046 | SUMMER | 73 | 73 | 73 | 75 | 75 | 75 | 45 | 80 | 80 | 80 | 80 | 80 | 80 | 35
GAT-07 | 2046-08-01 | 8 | 2046 | 2046 | SUMMER | 73 | 73 | 73 | 75 | 75 | 75 | 45 | 80 | 80 | 80 | 80 | 80 | 80 | 35
GAT-07 | 2046-09-01 | 9 | 2046 | 2046 | SUMMER | 78 | 78 | 78 | 80 | 80 | 80 | 51 | 82 | 82 | 82 | 82 | 82 | 82 | 35
GAT-07 | 2046-10-01 | 10 | 2047 | 2046 | FALL | 84 | 84 | 84 | 84 | 84 | 84 | 51 | 86 | 86 | 86 | 86 | 86 | 86 | 35
GAT-07 | 2046-11-01 | 11 | 2047 | 2046 | FALL | 88 | 88 | 88 | 88 | 88 | 88 | 51 | 89 | 89 | 89 | 89 | 89 | 89 | 35
GAT-07 | 2046-12-01 | 12 | 2047 | 2046 | WINTER | 94 | 94 | 94 | 94 | 94 | 94 | 57 | 91 | 91 | 91 | 91 | 91 | 91 | 35
GAT-07 | 2047-01-01 | 1 | 2047 | 2047 | WINTER | 94 | 94 | 94 | 94 | 94 | 94 | 57 | 92 | 92 | 92 | 92 | 92 | 92 | 35
GAT-07 | 2047-02-01 | 2 | 2047 | 2047 | WINTER | 91 | 91 | 91 | 91 | 91 | 91 | 57 | 91 | 91 | 91 | 91 | 91 | 91 | 35
GAT-07 | 2047-03-01 | 3 | 2047 | 2047 | WINTER | 88 | 88 | 88 | 88 | 88 | 88 | 51 | 88 | 88 | 88 | 88 | 88 | 88 | 35
GAT-07 | 2047-04-01 | 4 | 2047 | 2047 | SPRING | 84 | 84 | 84 | 84 | 84 | 84 | 51 | 86 | 86 | 86 | 86 | 86 | 86 | 35
GAT-07 | 2047-05-01 | 5 | 2047 | 2047 | SPRING | 78 | 78 | 78 | 80 | 80 | 80 | 51 | 83 | 83 | 83 | 83 | 83 | 83 | 35
GAT-07 | 2047-06-01 | 6 | 2047 | 2047 | SUMMER | 73 | 73 | 73 | 75 | 75 | 75 | 45 | 81 | 81 | 81 | 81 | 81 | 81 | 35
GAT-07 | 2047-07-01 | 7 | 2047 | 2047 | SUMMER | 73 | 73 | 73 | 75 | 75 | 75 | 45 | 80 | 80 | 80 | 80 | 80 | 80 | 35
GAT-07 | 2047-08-01 | 8 | 2047 | 2047 | SUMMER | 73 | 73 | 73 | 75 | 75 | 75 | 45 | 80 | 80 | 80 | 80 | 80 | 80 | 35
GAT-07 | 2047-09-01 | 9 | 2047 | 2047 | SUMMER | 78 | 78 | 78 | 80 | 80 | 80 | 51 | 82 | 82 | 82 | 82 | 82 | 82 | 35
GAT-08 | 2016-10-01 | 10 | 2017 | 2016 | FALL | 84 | 84 | 84 | 84 | 84 | 84 | 51 | 86 | 86 | 86 | 86 | 86 | 86 | 35
GAT-08 | 2016-11-01 | 11 | 2017 | 2016 | FALL | 88 | 88 | 88 | 88 | 88 | 88 | 51 | 89 | 89 | 89 | 89 | 89 | 89 | 35
GAT-08 | 2016-12-01 | 12 | 2017 | 2016 | WINTER | 94 | 94 | 94 | 94 | 94 | 94 | 57 | 91 | 91 | 91 | 91 | 91 | 91 | 35
GAT-08 | 2017-01-01 | 1 | 2017 | 2017 | WINTER | 94 | 94 | 94 | 94 | 94 | 94 | 57 | 92 | 92 | 92 | 92 | 92 | 92 | 35
GAT-08 | 2017-02-01 | 2 | 2017 | 2017 | WINTER | 91 | 91 | 91 | 91 | 91 | 91 | 57 | 91 | 91 | 91 | 91 | 91 | 91 | 35
GAT-08 | 2017-03-01 | 3 | 2017 | 2017 | WINTER | 88 | 88 | 88 | 88 | 88 | 88 | 51 | 88 | 88 | 88 | 88 | 88 | 88 | 35
GAT-08 | 2017-04-01 | 4 | 2017 | 2017 | SPRING | 84 | 84 | 84 | 84 | 84 | 84 | 51 | 86 | 86 | 86 | 86 | 86 | 86 | 35
GAT-08 | 2017-05-01 | 5 | 2017 | 2017 | SPRING | 78 | 78 | 78 | 80 | 80 | 80 | 51 | 83 | 83 | 83 | 83 | 83 | 83 | 35
GAT-08 | 2017-06-01 | 6 | 2017 | 2017 | SUMMER | 73 | 73 | 73 | 75 | 75 | 75 | 45 | 81 | 81 | 81 | 81 | 81 | 81 | 35
GAT-08 | 2017-07-01 | 7 | 2017 | 2017 | SUMMER | 73 | 73 | 73 | 75 | 75 | 75 | 45 | 80 | 80 | 80 | 80 | 80 | 80 | 35
GAT-08 | 2017-08-01 | 8 | 2017 | 2017 | SUMMER | 73 | 73 | 73 | 75 | 75 | 75 | 45 | 80 | 80 | 80 | 80 | 80 | 80 | 35
GAT-08 | 2017-09-01 | 9 | 2017 | 2017 | SUMMER | 78 | 78 | 78 | 80 | 80 | 80 | 51 | 82 | 82 | 82 | 82 | 82 | 82 | 35
GAT-08 | 2017-10-01 | 10 | 2018 | 2017 | FALL | 84 | 84 | 84 | 84 | 84 | 84 | 51 | 86 | 86 | 86 | 86 | 86 | 86 | 35
GAT-08 | 2017-11-01 | 11 | 2018 | 2017 | FALL | 88 | 88 | 88 | 88 | 88 | 88 | 51 | 89 | 89 | 89 | 89 | 89 | 89 | 35
GAT-08 | 2017-12-01 | 12 | 2018 | 2017 | WINTER | 94 | 94 | 94 | 94 | 94 | 94 | 57 | 91 | 91 | 91 | 91 | 91 | 91 | 35
GAT-08 | 2018-01-01 | 1 | 2018 | 2018 | WINTER | 94 | 94 | 94 | 94 | 94 | 94 | 57 | 92 | 92 | 92 | 92 | 92 | 92 | 35
GAT-08 | 2018-02-01 | 2 | 2018 | 2018 | WINTER | 91 | 91 | 91 | 91 | 91 | 91 | 57 | 91 | 91 | 91 | 91 | 91 | 91 | 35
GAT-08 | 2018-03-01 | 3 | 2018 | 2018 | WINTER | 88 | 88 | 88 | 88 | 88 | 88 | 51 | 88 | 88 | 88 | 88 | 88 | 88 | 35
GAT-08 | 2018-04-01 | 4 | 2018 | 2018 | SPRING | 84 | 84 | 84 | 84 | 84 | 84 | 51 | 86 | 86 | 86 | 86 | 86 | 86 | 35
GAT-08 | 2018-05-01 | 5 | 2018 | 2018 | SPRING | 78 | 78 | 78 | 80 | 80 | 80 | 51 | 83 | 83 | 83 | 83 | 83 | 83 | 35
GAT-08 | 2018-06-01 | 6 | 2018 | 2018 | SUMMER | 73 | 73 | 73 | 75 | 75 | 75 | 45 | 81 | 81 | 81 | 81 | 81 | 81 | 35
GAT-08 | 2018-07-01 | 7 | 2018 | 2018 | SUMMER | 73 | 73 | 73 | 75 | 75 | 75 | 45 | 80 | 80 | 80 | 80 | 80 | 80 | 35
GAT-08 | 2018-08-01 | 8 | 2018 | 2018 | SUMMER | 73 | 73 | 73 | 75 | 75 | 75 | 45 | 80 | 80 | 80 | 80 | 80 | 80 | 35
GAT-08 | 2018-09-01 | 9 | 2018 | 2018 | SUMMER | 78 | 78 | 78 | 80 | 80 | 80 | 51 | 82 | 82 | 82 | 82 | 82 | 82 | 35
GAT-08 | 2018-10-01 | 10 | 2019 | 2018 | FALL | 84 | 84 | 84 | 84 | 84 | 84 | 51 | 86 | 86 | 86 | 86 | 86 | 86 | 35
GAT-08 | 2018-11-01 | 11 | 2019 | 2018 | FALL | 88 | 88 | 88 | 88 | 88 | 88 | 51 | 89 | 89 | 89 | 89 | 89 | 89 | 35
GAT-08 | 2018-12-01 | 12 | 2019 | 2018 | WINTER | 94 | 94 | 94 | 94 | 94 | 94 | 57 | 91 | 91 | 91 | 91 | 91 | 91 | 35
GAT-08 | 2019-01-01 | 1 | 2019 | 2019 | WINTER | 94 | 94 | 94 | 94 | 94 | 94 | 57 | 92 | 92 | 92 | 92 | 92 | 92 | 35
GAT-08 | 2019-02-01 | 2 | 2019 | 2019 | WINTER | 91 | 91 | 91 | 91 | 91 | 91 | 57 | 91 | 91 | 91 | 91 | 91 | 91 | 35
GAT-08 | 2019-03-01 | 3 | 2019 | 2019 | WINTER | 88 | 88 | 88 | 88 | 88 | 88 | 51 | 88 | 88 | 88 | 88 | 88 | 88 | 35
GAT-08 | 2019-04-01 | 4 | 2019 | 2019 | SPRING | 84 | 84 | 84 | 84 | 84 | 84 | 51 | 86 | 86 | 86 | 86 | 86 | 86 | 35
GAT-08 | 2019-05-01 | 5 | 2019 | 2019 | SPRING | 78 | 78 | 78 | 80 | 80 | 80 | 51 | 83 | 83 | 83 | 83 | 83 | 83 | 35
GAT-08 | 2019-06-01 | 6 | 2019 | 2019 | SUMMER | 73 | 73 | 73 | 75 | 75 | 75 | 45 | 81 | 81 | 81 | 81 | 81 | 81 | 35
GAT-08 | 2019-07-01 | 7 | 2019 | 2019 | SUMMER | 73 | 73 | 73 | 75 | 75 | 75 | 45 | 80 | 80 | 80 | 80 | 80 | 80 | 35
GAT-08 | 2019-08-01 | 8 | 2019 | 2019 | SUMMER | 73 | 73 | 73 | 75 | 75 | 75 | 45 | 80 | 80 | 80 | 80 | 80 | 80 | 35
GAT-08 | 2019-09-01 | 9 | 2019 | 2019 | SUMMER | 78 | 78 | 78 | 80 | 80 | 80 | 51 | 82 | 82 | 82 | 82 | 82 | 82 | 35
GAT-08 | 2019-10-01 | 10 | 2020 | 2019 | FALL | 84 | 84 | 84 | 84 | 84 | 84 | 51 | 86 | 86 | 86 | 86 | 86 | 86 | 35
GAT-08 | 2019-11-01 | 11 | 2020 | 2019 | FALL | 88 | 88 | 88 | 88 | 88 | 88 | 51 | 89 | 89 | 89 | 89 | 89 | 89 | 35
GAT-08 | 2019-12-01 | 12 | 2020 | 2019 | WINTER | 94 | 94 | 94 | 94 | 94 | 94 | 57 | 91 | 91 | 91 | 91 | 91 | 91 | 35
GAT-08 | 2020-01-01 | 1 | 2020 | 2020 | WINTER | 94 | 94 | 94 | 94 | 94 | 94 | 57 | 92 | 92 | 92 | 92 | 92 | 92 | 35
GAT-08 | 2020-02-01 | 2 | 2020 | 2020 | WINTER | 91 | 91 | 91 | 91 | 91 | 91 | 57 | 91 | 91 | 91 | 91 | 91 | 91 | 35
GAT-08 | 2020-03-01 | 3 | 2020 | 2020 | WINTER | 88 | 88 | 88 | 88 | 88 | 88 | 51 | 88 | 88 | 88 | 88 | 88 | 88 | 35
GAT-08 | 2020-04-01 | 4 | 2020 | 2020 | SPRING | 84 | 84 | 84 | 84 | 84 | 84 | 51 | 86 | 86 | 86 | 86 | 86 | 86 | 35
GAT-08 | 2020-05-01 | 5 | 2020 | 2020 | SPRING | 78 | 78 | 78 | 80 | 80 | 80 | 51 | 83 | 83 | 83 | 83 | 83 | 83 | 35
GAT-08 | 2020-06-01 | 6 | 2020 | 2020 | SUMMER | 73 | 73 | 73 | 75 | 75 | 75 | 45 | 81 | 81 | 81 | 81 | 81 | 81 | 35
GAT-08 | 2020-07-01 | 7 | 2020 | 2020 | SUMMER | 73 | 73 | 73 | 75 | 75 | 75 | 45 | 80 | 80 | 80 | 80 | 80 | 80 | 35
GAT-08 | 2020-08-01 | 8 | 2020 | 2020 | SUMMER | 73 | 73 | 73 | 75 | 75 | 75 | 45 | 80 | 80 | 80 | 80 | 80 | 80 | 35
GAT-08 | 2020-09-01 | 9 | 2020 | 2020 | SUMMER | 78 | 78 | 78 | 80 | 80 | 80 | 51 | 82 | 82 | 82 | 82 | 82 | 82 | 35
GAT-08 | 2020-10-01 | 10 | 2021 | 2020 | FALL | 84 | 84 | 84 | 84 | 84 | 84 | 51 | 86 | 86 | 86 | 86 | 86 | 86 | 35
GAT-08 | 2020-11-01 | 11 | 2021 | 2020 | FALL | 88 | 88 | 88 | 88 | 88 | 88 | 51 | 89 | 89 | 89 | 89 | 89 | 89 | 35
GAT-08 | 2020-12-01 | 12 | 2021 | 2020 | WINTER | 94 | 94 | 94 | 94 | 94 | 94 | 57 | 91 | 91 | 91 | 91 | 91 | 91 | 35
GAT-08 | 2021-01-01 | 1 | 2021 | 2021 | WINTER | 94 | 94 | 94 | 94 | 94 | 94 | 57 | 92 | 92 | 92 | 92 | 92 | 92 | 35
GAT-08 | 2021-02-01 | 2 | 2021 | 2021 | WINTER | 91 | 91 | 91 | 91 | 91 | 91 | 57 | 91 | 91 | 91 | 91 | 91 | 91 | 35
GAT-08 | 2021-03-01 | 3 | 2021 | 2021 | WINTER | 88 | 88 | 88 | 88 | 88 | 88 | 51 | 88 | 88 | 88 | 88 | 88 | 88 | 35
GAT-08 | 2021-04-01 | 4 | 2021 | 2021 | SPRING | 84 | 84 | 84 | 84 | 84 | 84 | 51 | 86 | 86 | 86 | 86 | 86 | 86 | 35
GAT-08 | 2021-05-01 | 5 | 2021 | 2021 | SPRING | 78 | 78 | 78 | 80 | 80 | 80 | 51 | 83 | 83 | 83 | 83 | 83 | 83 | 35
GAT-08 | 2021-06-01 | 6 | 2021 | 2021 | SUMMER | 73 | 73 | 73 | 75 | 75 | 75 | 45 | 81 | 81 | 81 | 81 | 81 | 81 | 35
GAT-08 | 2021-07-01 | 7 | 2021 | 2021 | SUMMER | 73 | 73 | 73 | 75 | 75 | 75 | 45 | 80 | 80 | 80 | 80 | 80 | 80 | 35
GAT-08 | 2021-08-01 | 8 | 2021 | 2021 | SUMMER | 73 | 73 | 73 | 75 | 75 | 75 | 45 | 80 | 80 | 80 | 80 | 80 | 80 | 35
GAT-08 | 2021-09-01 | 9 | 2021 | 2021 | SUMMER | 78 | 78 | 78 | 80 | 80 | 80 | 51 | 82 | 82 | 82 | 82 | 82 | 82 | 35
GAT-08 | 2021-10-01 | 10 | 2022 | 2021 | FALL | 84 | 84 | 84 | 84 | 84 | 84 | 51 | 86 | 86 | 86 | 86 | 86 | 86 | 35
GAT-08 | 2021-11-01 | 11 | 2022 | 2021 | FALL | 88 | 88 | 88 | 88 | 88 | 88 | 51 | 89 | 89 | 89 | 89 | 89 | 89 | 35
GAT-08 | 2021-12-01 | 12 | 2022 | 2021 | WINTER | 94 | 94 | 94 | 94 | 94 | 94 | 57 | 91 | 91 | 91 | 91 | 91 | 91 | 35
GAT-08 | 2022-01-01 | 1 | 2022 | 2022 | WINTER | 94 | 94 | 94 | 94 | 94 | 94 | 57 | 92 | 92 | 92 | 92 | 92 | 92 | 35
GAT-08 | 2022-02-01 | 2 | 2022 | 2022 | WINTER | 91 | 91 | 91 | 91 | 91 | 91 | 57 | 91 | 91 | 91 | 91 | 91 | 91 | 35
GAT-08 | 2022-03-01 | 3 | 2022 | 2022 | WINTER | 88 | 88 | 88 | 88 | 88 | 88 | 51 | 88 | 88 | 88 | 88 | 88 | 88 | 35
GAT-08 | 2022-04-01 | 4 | 2022 | 2022 | SPRING | 84 | 84 | 84 | 84 | 84 | 84 | 51 | 86 | 86 | 86 | 86 | 86 | 86 | 35
GAT-08 | 2022-05-01 | 5 | 2022 | 2022 | SPRING | 78 | 78 | 78 | 80 | 80 | 80 | 51 | 83 | 83 | 83 | 83 | 83 | 83 | 35
GAT-08 | 2022-06-01 | 6 | 2022 | 2022 | SUMMER | 73 | 73 | 73 | 75 | 75 | 75 | 45 | 81 | 81 | 81 | 81 | 81 | 81 | 35
GAT-08 | 2022-07-01 | 7 | 2022 | 2022 | SUMMER | 73 | 73 | 73 | 75 | 75 | 75 | 45 | 80 | 80 | 80 | 80 | 80 | 80 | 35
GAT-08 | 2022-08-01 | 8 | 2022 | 2022 | SUMMER | 73 | 73 | 73 | 75 | 75 | 75 | 45 | 80 | 80 | 80 | 80 | 80 | 80 | 35
GAT-08 | 2022-09-01 | 9 | 2022 | 2022 | SUMMER | 78 | 78 | 78 | 80 | 80 | 80 | 51 | 82 | 82 | 82 | 82 | 82 | 82 | 35
GAT-08 | 2022-10-01 | 10 | 2023 | 2022 | FALL | 84 | 84 | 84 | 84 | 84 | 84 | 51 | 86 | 86 | 86 | 86 | 86 | 86 | 35
GAT-08 | 2022-11-01 | 11 | 2023 | 2022 | FALL | 88 | 88 | 88 | 88 | 88 | 88 | 51 | 89 | 89 | 89 | 89 | 89 | 89 | 35
GAT-08 | 2022-12-01 | 12 | 2023 | 2022 | WINTER | 94 | 94 | 94 | 94 | 94 | 94 | 57 | 91 | 91 | 91 | 91 | 91 | 91 | 35
GAT-08 | 2023-01-01 | 1 | 2023 | 2023 | WINTER | 94 | 94 | 94 | 94 | 94 | 94 | 57 | 92 | 92 | 92 | 92 | 92 | 92 | 35
GAT-08 | 2023-02-01 | 2 | 2023 | 2023 | WINTER | 91 | 91 | 91 | 91 | 91 | 91 | 57 | 91 | 91 | 91 | 91 | 91 | 91 | 35
GAT-08 | 2023-03-01 | 3 | 2023 | 2023 | WINTER | 88 | 88 | 88 | 88 | 88 | 88 | 51 | 88 | 88 | 88 | 88 | 88 | 88 | 35
GAT-08 | 2023-04-01 | 4 | 2023 | 2023 | SPRING | 84 | 84 | 84 | 84 | 84 | 84 | 51 | 86 | 86 | 86 | 86 | 86 | 86 | 35
GAT-08 | 2023-05-01 | 5 | 2023 | 2023 | SPRING | 78 | 78 | 78 | 80 | 80 | 80 | 51 | 83 | 83 | 83 | 83 | 83 | 83 | 35
GAT-08 | 2023-06-01 | 6 | 2023 | 2023 | SUMMER | 73 | 73 | 73 | 75 | 75 | 75 | 45 | 81 | 81 | 81 | 81 | 81 | 81 | 35
GAT-08 | 2023-07-01 | 7 | 2023 | 2023 | SUMMER | 73 | 73 | 73 | 75 | 75 | 75 | 45 | 80 | 80 | 80 | 80 | 80 | 80 | 35
GAT-08 | 2023-08-01 | 8 | 2023 | 2023 | SUMMER | 73 | 73 | 73 | 75 | 75 | 75 | 45 | 80 | 80 | 80 | 80 | 80 | 80 | 35
GAT-08 | 2023-09-01 | 9 | 2023 | 2023 | SUMMER | 78 | 78 | 78 | 80 | 80 | 80 | 51 | 82 | 82 | 82 | 82 | 82 | 82 | 35
GAT-08 | 2023-10-01 | 10 | 2024 | 2023 | FALL | 84 | 84 | 84 | 84 | 84 | 84 | 51 | 86 | 86 | 86 | 86 | 86 | 86 | 35
GAT-08 | 2023-11-01 | 11 | 2024 | 2023 | FALL | 88 | 88 | 88 | 88 | 88 | 88 | 51 | 89 | 89 | 89 | 89 | 89 | 89 | 35
GAT-08 | 2023-12-01 | 12 | 2024 | 2023 | WINTER | 94 | 94 | 94 | 94 | 94 | 94 | 57 | 91 | 91 | 91 | 91 | 91 | 91 | 35
GAT-08 | 2024-01-01 | 1 | 2024 | 2024 | WINTER | 94 | 94 | 94 | 94 | 94 | 94 | 57 | 92 | 92 | 92 | 92 | 92 | 92 | 35
GAT-08 | 2024-02-01 | 2 | 2024 | 2024 | WINTER | 91 | 91 | 91 | 91 | 91 | 91 | 57 | 91 | 91 | 91 | 91 | 91 | 91 | 35
GAT-08 | 2024-03-01 | 3 | 2024 | 2024 | WINTER | 88 | 88 | 88 | 88 | 88 | 88 | 51 | 88 | 88 | 88 | 88 | 88 | 88 | 35
GAT-08 | 2024-04-01 | 4 | 2024 | 2024 | SPRING | 84 | 84 | 84 | 84 | 84 | 84 | 51 | 86 | 86 | 86 | 86 | 86 | 86 | 35
GAT-08 | 2024-05-01 | 5 | 2024 | 2024 | SPRING | 78 | 78 | 78 | 80 | 80 | 80 | 51 | 83 | 83 | 83 | 83 | 83 | 83 | 35
GAT-08 | 2024-06-01 | 6 | 2024 | 2024 | SUMMER | 73 | 73 | 73 | 75 | 75 | 75 | 45 | 81 | 81 | 81 | 81 | 81 | 81 | 35
GAT-08 | 2024-07-01 | 7 | 2024 | 2024 | SUMMER | 73 | 73 | 73 | 75 | 75 | 75 | 45 | 80 | 80 | 80 | 80 | 80 | 80 | 35
GAT-08 | 2024-08-01 | 8 | 2024 | 2024 | SUMMER | 73 | 73 | 73 | 75 | 75 | 75 | 45 | 80 | 80 | 80 | 80 | 80 | 80 | 35
GAT-08 | 2024-09-01 | 9 | 2024 | 2024 | SUMMER | 78 | 78 | 78 | 80 | 80 | 80 | 51 | 82 | 82 | 82 | 82 | 82 | 82 | 35
GAT-08 | 2024-10-01 | 10 | 2025 | 2024 | FALL | 84 | 84 | 84 | 84 | 84 | 84 | 51 | 86 | 86 | 86 | 86 | 86 | 86 | 35
GAT-08 | 2024-11-01 | 11 | 2025 | 2024 | FALL | 88 | 88 | 88 | 88 | 88 | 88 | 51 | 89 | 89 | 89 | 89 | 89 | 89 | 35
GAT-08 | 2024-12-01 | 12 | 2025 | 2024 | WINTER | 94 | 94 | 94 | 94 | 94 | 94 | 57 | 91 | 91 | 91 | 91 | 91 | 91 | 35
GAT-08 | 2025-01-01 | 1 | 2025 | 2025 | WINTER | 94 | 94 | 94 | 94 | 94 | 94 | 57 | 92 | 92 | 92 | 92 | 92 | 92 | 35
GAT-08 | 2025-02-01 | 2 | 2025 | 2025 | WINTER | 91 | 91 | 91 | 91 | 91 | 91 | 57 | 91 | 91 | 91 | 91 | 91 | 91 | 35
GAT-08 | 2025-03-01 | 3 | 2025 | 2025 | WINTER | 88 | 88 | 88 | 88 | 88 | 88 | 51 | 88 | 88 | 88 | 88 | 88 | 88 | 35
GAT-08 | 2025-04-01 | 4 | 2025 | 2025 | SPRING | 84 | 84 | 84 | 84 | 84 | 84 | 51 | 86 | 86 | 86 | 86 | 86 | 86 | 35
GAT-08 | 2025-05-01 | 5 | 2025 | 2025 | SPRING | 78 | 78 | 78 | 80 | 80 | 80 | 51 | 83 | 83 | 83 | 83 | 83 | 83 | 35
GAT-08 | 2025-06-01 | 6 | 2025 | 2025 | SUMMER | 73 | 73 | 73 | 75 | 75 | 75 | 45 | 81 | 81 | 81 | 81 | 81 | 81 | 35
GAT-08 | 2025-07-01 | 7 | 2025 | 2025 | SUMMER | 73 | 73 | 73 | 75 | 75 | 75 | 45 | 80 | 80 | 80 | 80 | 80 | 80 | 35
GAT-08 | 2025-08-01 | 8 | 2025 | 2025 | SUMMER | 73 | 73 | 73 | 75 | 75 | 75 | 45 | 80 | 80 | 80 | 80 | 80 | 80 | 35
GAT-08 | 2025-09-01 | 9 | 2025 | 2025 | SUMMER | 78 | 78 | 78 | 80 | 80 | 80 | 51 | 82 | 82 | 82 | 82 | 82 | 82 | 35
GAT-08 | 2025-10-01 | 10 | 2026 | 2025 | FALL | 84 | 84 | 84 | 84 | 84 | 84 | 51 | 86 | 86 | 86 | 86 | 86 | 86 | 35
GAT-08 | 2025-11-01 | 11 | 2026 | 2025 | FALL | 88 | 88 | 88 | 88 | 88 | 88 | 51 | 89 | 89 | 89 | 89 | 89 | 89 | 35
GAT-08 | 2025-12-01 | 12 | 2026 | 2025 | WINTER | 94 | 94 | 94 | 94 | 94 | 94 | 57 | 91 | 91 | 91 | 91 | 91 | 91 | 35
GAT-08 | 2026-01-01 | 1 | 2026 | 2026 | WINTER | 94 | 94 | 94 | 94 | 94 | 94 | 57 | 92 | 92 | 92 | 92 | 92 | 92 | 35
GAT-08 | 2026-02-01 | 2 | 2026 | 2026 | WINTER | 91 | 91 | 91 | 91 | 91 | 91 | 57 | 91 | 91 | 91 | 91 | 91 | 91 | 35
GAT-08 | 2026-03-01 | 3 | 2026 | 2026 | WINTER | 88 | 88 | 88 | 88 | 88 | 88 | 51 | 88 | 88 | 88 | 88 | 88 | 88 | 35
GAT-08 | 2026-04-01 | 4 | 2026 | 2026 | SPRING | 84 | 84 | 84 | 84 | 84 | 84 | 51 | 86 | 86 | 86 | 86 | 86 | 86 | 35
GAT-08 | 2026-05-01 | 5 | 2026 | 2026 | SPRING | 78 | 78 | 78 | 80 | 80 | 80 | 51 | 83 | 83 | 83 | 83 | 83 | 83 | 35
GAT-08 | 2026-06-01 | 6 | 2026 | 2026 | SUMMER | 73 | 73 | 73 | 75 | 75 | 75 | 45 | 81 | 81 | 81 | 81 | 81 | 81 | 35
GAT-08 | 2026-07-01 | 7 | 2026 | 2026 | SUMMER | 73 | 73 | 73 | 75 | 75 | 75 | 45 | 80 | 80 | 80 | 80 | 80 | 80 | 35
GAT-08 | 2026-08-01 | 8 | 2026 | 2026 | SUMMER | 73 | 73 | 73 | 75 | 75 | 75 | 45 | 80 | 80 | 80 | 80 | 80 | 80 | 35
GAT-08 | 2026-09-01 | 9 | 2026 | 2026 | SUMMER | 78 | 78 | 78 | 80 | 80 | 80 | 51 | 82 | 82 | 82 | 82 | 82 | 82 | 35
GAT-08 | 2026-10-01 | 10 | 2027 | 2026 | FALL | 84 | 84 | 84 | 84 | 84 | 84 | 51 | 86 | 86 | 86 | 86 | 86 | 86 | 35
GAT-08 | 2026-11-01 | 11 | 2027 | 2026 | FALL | 88 | 88 | 88 | 88 | 88 | 88 | 51 | 89 | 89 | 89 | 89 | 89 | 89 | 35
GAT-08 | 2026-12-01 | 12 | 2027 | 2026 | WINTER | 94 | 94 | 94 | 94 | 94 | 94 | 57 | 91 | 91 | 91 | 91 | 91 | 91 | 35
GAT-08 | 2027-01-01 | 1 | 2027 | 2027 | WINTER | 94 | 94 | 94 | 94 | 94 | 94 | 57 | 92 | 92 | 92 | 92 | 92 | 92 | 35
GAT-08 | 2027-02-01 | 2 | 2027 | 2027 | WINTER | 91 | 91 | 91 | 91 | 91 | 91 | 57 | 91 | 91 | 91 | 91 | 91 | 91 | 35
GAT-08 | 2027-03-01 | 3 | 2027 | 2027 | WINTER | 88 | 88 | 88 | 88 | 88 | 88 | 51 | 88 | 88 | 88 | 88 | 88 | 88 | 35
GAT-08 | 2027-04-01 | 4 | 2027 | 2027 | SPRING | 84 | 84 | 84 | 84 | 84 | 84 | 51 | 86 | 86 | 86 | 86 | 86 | 86 | 35
GAT-08 | 2027-05-01 | 5 | 2027 | 2027 | SPRING | 78 | 78 | 78 | 80 | 80 | 80 | 51 | 83 | 83 | 83 | 83 | 83 | 83 | 35
GAT-08 | 2027-06-01 | 6 | 2027 | 2027 | SUMMER | 73 | 73 | 73 | 75 | 75 | 75 | 45 | 81 | 81 | 81 | 81 | 81 | 81 | 35
GAT-08 | 2027-07-01 | 7 | 2027 | 2027 | SUMMER | 73 | 73 | 73 | 75 | 75 | 75 | 45 | 80 | 80 | 80 | 80 | 80 | 80 | 35
GAT-08 | 2027-08-01 | 8 | 2027 | 2027 | SUMMER | 73 | 73 | 73 | 75 | 75 | 75 | 45 | 80 | 80 | 80 | 80 | 80 | 80 | 35
GAT-08 | 2027-09-01 | 9 | 2027 | 2027 | SUMMER | 78 | 78 | 78 | 80 | 80 | 80 | 51 | 82 | 82 | 82 | 82 | 82 | 82 | 35
GAT-08 | 2027-10-01 | 10 | 2028 | 2027 | FALL | 84 | 84 | 84 | 84 | 84 | 84 | 51 | 86 | 86 | 86 | 86 | 86 | 86 | 35
GAT-08 | 2027-11-01 | 11 | 2028 | 2027 | FALL | 88 | 88 | 88 | 88 | 88 | 88 | 51 | 89 | 89 | 89 | 89 | 89 | 89 | 35
GAT-08 | 2027-12-01 | 12 | 2028 | 2027 | WINTER | 94 | 94 | 94 | 94 | 94 | 94 | 57 | 91 | 91 | 91 | 91 | 91 | 91 | 35
GAT-08 | 2028-01-01 | 1 | 2028 | 2028 | WINTER | 94 | 94 | 94 | 94 | 94 | 94 | 57 | 92 | 92 | 92 | 92 | 92 | 92 | 35
GAT-08 | 2028-02-01 | 2 | 2028 | 2028 | WINTER | 91 | 91 | 91 | 91 | 91 | 91 | 57 | 91 | 91 | 91 | 91 | 91 | 91 | 35
GAT-08 | 2028-03-01 | 3 | 2028 | 2028 | WINTER | 88 | 88 | 88 | 88 | 88 | 88 | 51 | 88 | 88 | 88 | 88 | 88 | 88 | 35
GAT-08 | 2028-04-01 | 4 | 2028 | 2028 | SPRING | 84 | 84 | 84 | 84 | 84 | 84 | 51 | 86 | 86 | 86 | 86 | 86 | 86 | 35
GAT-08 | 2028-05-01 | 5 | 2028 | 2028 | SPRING | 78 | 78 | 78 | 80 | 80 | 80 | 51 | 83 | 83 | 83 | 83 | 83 | 83 | 35
GAT-08 | 2028-06-01 | 6 | 2028 | 2028 | SUMMER | 73 | 73 | 73 | 75 | 75 | 75 | 45 | 81 | 81 | 81 | 81 | 81 | 81 | 35
GAT-08 | 2028-07-01 | 7 | 2028 | 2028 | SUMMER | 73 | 73 | 73 | 75 | 75 | 75 | 45 | 80 | 80 | 80 | 80 | 80 | 80 | 35
GAT-08 | 2028-08-01 | 8 | 2028 | 2028 | SUMMER | 73 | 73 | 73 | 75 | 75 | 75 | 45 | 80 | 80 | 80 | 80 | 80 | 80 | 35
GAT-08 | 2028-09-01 | 9 | 2028 | 2028 | SUMMER | 78 | 78 | 78 | 80 | 80 | 80 | 51 | 82 | 82 | 82 | 82 | 82 | 82 | 35
GAT-08 | 2028-10-01 | 10 | 2029 | 2028 | FALL | 84 | 84 | 84 | 84 | 84 | 84 | 51 | 86 | 86 | 86 | 86 | 86 | 86 | 35
GAT-08 | 2028-11-01 | 11 | 2029 | 2028 | FALL | 88 | 88 | 88 | 88 | 88 | 88 | 51 | 89 | 89 | 89 | 89 | 89 | 89 | 35
GAT-08 | 2028-12-01 | 12 | 2029 | 2028 | WINTER | 94 | 94 | 94 | 94 | 94 | 94 | 57 | 91 | 91 | 91 | 91 | 91 | 91 | 35
GAT-08 | 2029-01-01 | 1 | 2029 | 2029 | WINTER | 94 | 94 | 94 | 94 | 94 | 94 | 57 | 92 | 92 | 92 | 92 | 92 | 92 | 35
GAT-08 | 2029-02-01 | 2 | 2029 | 2029 | WINTER | 91 | 91 | 91 | 91 | 91 | 91 | 57 | 91 | 91 | 91 | 91 | 91 | 91 | 35
GAT-08 | 2029-03-01 | 3 | 2029 | 2029 | WINTER | 88 | 88 | 88 | 88 | 88 | 88 | 51 | 88 | 88 | 88 | 88 | 88 | 88 | 35
GAT-08 | 2029-04-01 | 4 | 2029 | 2029 | SPRING | 84 | 84 | 84 | 84 | 84 | 84 | 51 | 86 | 86 | 86 | 86 | 86 | 86 | 35
GAT-08 | 2029-05-01 | 5 | 2029 | 2029 | SPRING | 78 | 78 | 78 | 80 | 80 | 80 | 51 | 83 | 83 | 83 | 83 | 83 | 83 | 35
GAT-08 | 2029-06-01 | 6 | 2029 | 2029 | SUMMER | 73 | 73 | 73 | 75 | 75 | 75 | 45 | 81 | 81 | 81 | 81 | 81 | 81 | 35
GAT-08 | 2029-07-01 | 7 | 2029 | 2029 | SUMMER | 73 | 73 | 73 | 75 | 75 | 75 | 45 | 80 | 80 | 80 | 80 | 80 | 80 | 35
GAT-08 | 2029-08-01 | 8 | 2029 | 2029 | SUMMER | 73 | 73 | 73 | 75 | 75 | 75 | 45 | 80 | 80 | 80 | 80 | 80 | 80 | 35
GAT-08 | 2029-09-01 | 9 | 2029 | 2029 | SUMMER | 78 | 78 | 78 | 80 | 80 | 80 | 51 | 82 | 82 | 82 | 82 | 82 | 82 | 35
GAT-08 | 2029-10-01 | 10 | 2030 | 2029 | FALL | 84 | 84 | 84 | 84 | 84 | 84 | 51 | 86 | 86 | 86 | 86 | 86 | 86 | 35
GAT-08 | 2029-11-01 | 11 | 2030 | 2029 | FALL | 88 | 88 | 88 | 88 | 88 | 88 | 51 | 89 | 89 | 89 | 89 | 89 | 89 | 35
GAT-08 | 2029-12-01 | 12 | 2030 | 2029 | WINTER | 94 | 94 | 94 | 94 | 94 | 94 | 57 | 91 | 91 | 91 | 91 | 91 | 91 | 35
GAT-08 | 2030-01-01 | 1 | 2030 | 2030 | WINTER | 94 | 94 | 94 | 94 | 94 | 94 | 57 | 92 | 92 | 92 | 92 | 92 | 92 | 35
GAT-08 | 2030-02-01 | 2 | 2030 | 2030 | WINTER | 91 | 91 | 91 | 91 | 91 | 91 | 57 | 91 | 91 | 91 | 91 | 91 | 91 | 35
GAT-08 | 2030-03-01 | 3 | 2030 | 2030 | WINTER | 88 | 88 | 88 | 88 | 88 | 88 | 51 | 88 | 88 | 88 | 88 | 88 | 88 | 35
GAT-08 | 2030-04-01 | 4 | 2030 | 2030 | SPRING | 84 | 84 | 84 | 84 | 84 | 84 | 51 | 86 | 86 | 86 | 86 | 86 | 86 | 35
GAT-08 | 2030-05-01 | 5 | 2030 | 2030 | SPRING | 78 | 78 | 78 | 80 | 80 | 80 | 51 | 83 | 83 | 83 | 83 | 83 | 83 | 35
GAT-08 | 2030-06-01 | 6 | 2030 | 2030 | SUMMER | 73 | 73 | 73 | 75 | 75 | 75 | 45 | 81 | 81 | 81 | 81 | 81 | 81 | 35
GAT-08 | 2030-07-01 | 7 | 2030 | 2030 | SUMMER | 73 | 73 | 73 | 75 | 75 | 75 | 45 | 80 | 80 | 80 | 80 | 80 | 80 | 35
GAT-08 | 2030-08-01 | 8 | 2030 | 2030 | SUMMER | 73 | 73 | 73 | 75 | 75 | 75 | 45 | 80 | 80 | 80 | 80 | 80 | 80 | 35
GAT-08 | 2030-09-01 | 9 | 2030 | 2030 | SUMMER | 78 | 78 | 78 | 80 | 80 | 80 | 51 | 82 | 82 | 82 | 82 | 82 | 82 | 35
GAT-08 | 2030-10-01 | 10 | 2031 | 2030 | FALL | 84 | 84 | 84 | 84 | 84 | 84 | 51 | 86 | 86 | 86 | 86 | 86 | 86 | 35
GAT-08 | 2030-11-01 | 11 | 2031 | 2030 | FALL | 88 | 88 | 88 | 88 | 88 | 88 | 51 | 89 | 89 | 89 | 89 | 89 | 89 | 35
GAT-08 | 2030-12-01 | 12 | 2031 | 2030 | WINTER | 94 | 94 | 94 | 94 | 94 | 94 | 57 | 91 | 91 | 91 | 91 | 91 | 91 | 35
GAT-08 | 2031-01-01 | 1 | 2031 | 2031 | WINTER | 94 | 94 | 94 | 94 | 94 | 94 | 57 | 92 | 92 | 92 | 92 | 92 | 92 | 35
GAT-08 | 2031-02-01 | 2 | 2031 | 2031 | WINTER | 91 | 91 | 91 | 91 | 91 | 91 | 57 | 91 | 91 | 91 | 91 | 91 | 91 | 35
GAT-08 | 2031-03-01 | 3 | 2031 | 2031 | WINTER | 88 | 88 | 88 | 88 | 88 | 88 | 51 | 88 | 88 | 88 | 88 | 88 | 88 | 35
GAT-08 | 2031-04-01 | 4 | 2031 | 2031 | SPRING | 84 | 84 | 84 | 84 | 84 | 84 | 51 | 86 | 86 | 86 | 86 | 86 | 86 | 35
GAT-08 | 2031-05-01 | 5 | 2031 | 2031 | SPRING | 78 | 78 | 78 | 80 | 80 | 80 | 51 | 83 | 83 | 83 | 83 | 83 | 83 | 35
GAT-08 | 2031-06-01 | 6 | 2031 | 2031 | SUMMER | 73 | 73 | 73 | 75 | 75 | 75 | 45 | 81 | 81 | 81 | 81 | 81 | 81 | 35
GAT-08 | 2031-07-01 | 7 | 2031 | 2031 | SUMMER | 73 | 73 | 73 | 75 | 75 | 75 | 45 | 80 | 80 | 80 | 80 | 80 | 80 | 35
GAT-08 | 2031-08-01 | 8 | 2031 | 2031 | SUMMER | 73 | 73 | 73 | 75 | 75 | 75 | 45 | 80 | 80 | 80 | 80 | 80 | 80 | 35
GAT-08 | 2031-09-01 | 9 | 2031 | 2031 | SUMMER | 78 | 78 | 78 | 80 | 80 | 80 | 51 | 82 | 82 | 82 | 82 | 82 | 82 | 35
GAT-08 | 2031-10-01 | 10 | 2032 | 2031 | FALL | 84 | 84 | 84 | 84 | 84 | 84 | 51 | 86 | 86 | 86 | 86 | 86 | 86 | 35
GAT-08 | 2031-11-01 | 11 | 2032 | 2031 | FALL | 88 | 88 | 88 | 88 | 88 | 88 | 51 | 89 | 89 | 89 | 89 | 89 | 89 | 35
GAT-08 | 2031-12-01 | 12 | 2032 | 2031 | WINTER | 94 | 94 | 94 | 94 | 94 | 94 | 57 | 91 | 91 | 91 | 91 | 91 | 91 | 35
GAT-08 | 2032-01-01 | 1 | 2032 | 2032 | WINTER | 94 | 94 | 94 | 94 | 94 | 94 | 57 | 92 | 92 | 92 | 92 | 92 | 92 | 35
GAT-08 | 2032-02-01 | 2 | 2032 | 2032 | WINTER | 91 | 91 | 91 | 91 | 91 | 91 | 57 | 91 | 91 | 91 | 91 | 91 | 91 | 35
GAT-08 | 2032-03-01 | 3 | 2032 | 2032 | WINTER | 88 | 88 | 88 | 88 | 88 | 88 | 51 | 88 | 88 | 88 | 88 | 88 | 88 | 35
GAT-08 | 2032-04-01 | 4 | 2032 | 2032 | SPRING | 84 | 84 | 84 | 84 | 84 | 84 | 51 | 86 | 86 | 86 | 86 | 86 | 86 | 35
GAT-08 | 2032-05-01 | 5 | 2032 | 2032 | SPRING | 78 | 78 | 78 | 80 | 80 | 80 | 51 | 83 | 83 | 83 | 83 | 83 | 83 | 35
GAT-08 | 2032-06-01 | 6 | 2032 | 2032 | SUMMER | 73 | 73 | 73 | 75 | 75 | 75 | 45 | 81 | 81 | 81 | 81 | 81 | 81 | 35
GAT-08 | 2032-07-01 | 7 | 2032 | 2032 | SUMMER | 73 | 73 | 73 | 75 | 75 | 75 | 45 | 80 | 80 | 80 | 80 | 80 | 80 | 35
GAT-08 | 2032-08-01 | 8 | 2032 | 2032 | SUMMER | 73 | 73 | 73 | 75 | 75 | 75 | 45 | 80 | 80 | 80 | 80 | 80 | 80 | 35
GAT-08 | 2032-09-01 | 9 | 2032 | 2032 | SUMMER | 78 | 78 | 78 | 80 | 80 | 80 | 51 | 82 | 82 | 82 | 82 | 82 | 82 | 35
GAT-08 | 2032-10-01 | 10 | 2033 | 2032 | FALL | 84 | 84 | 84 | 84 | 84 | 84 | 51 | 86 | 86 | 86 | 86 | 86 | 86 | 35
GAT-08 | 2032-11-01 | 11 | 2033 | 2032 | FALL | 88 | 88 | 88 | 88 | 88 | 88 | 51 | 89 | 89 | 89 | 89 | 89 | 89 | 35
GAT-08 | 2032-12-01 | 12 | 2033 | 2032 | WINTER | 94 | 94 | 94 | 94 | 94 | 94 | 57 | 91 | 91 | 91 | 91 | 91 | 91 | 35
GAT-08 | 2033-01-01 | 1 | 2033 | 2033 | WINTER | 94 | 94 | 94 | 94 | 94 | 94 | 57 | 92 | 92 | 92 | 92 | 92 | 92 | 35
GAT-08 | 2033-02-01 | 2 | 2033 | 2033 | WINTER | 91 | 91 | 91 | 91 | 91 | 91 | 57 | 91 | 91 | 91 | 91 | 91 | 91 | 35
GAT-08 | 2033-03-01 | 3 | 2033 | 2033 | WINTER | 88 | 88 | 88 | 88 | 88 | 88 | 51 | 88 | 88 | 88 | 88 | 88 | 88 | 35
GAT-08 | 2033-04-01 | 4 | 2033 | 2033 | SPRING | 84 | 84 | 84 | 84 | 84 | 84 | 51 | 86 | 86 | 86 | 86 | 86 | 86 | 35
GAT-08 | 2033-05-01 | 5 | 2033 | 2033 | SPRING | 78 | 78 | 78 | 80 | 80 | 80 | 51 | 83 | 83 | 83 | 83 | 83 | 83 | 35
GAT-08 | 2033-06-01 | 6 | 2033 | 2033 | SUMMER | 73 | 73 | 73 | 75 | 75 | 75 | 45 | 81 | 81 | 81 | 81 | 81 | 81 | 35
GAT-08 | 2033-07-01 | 7 | 2033 | 2033 | SUMMER | 73 | 73 | 73 | 75 | 75 | 75 | 45 | 80 | 80 | 80 | 80 | 80 | 80 | 35
GAT-08 | 2033-08-01 | 8 | 2033 | 2033 | SUMMER | 73 | 73 | 73 | 75 | 75 | 75 | 45 | 80 | 80 | 80 | 80 | 80 | 80 | 35
GAT-08 | 2033-09-01 | 9 | 2033 | 2033 | SUMMER | 78 | 78 | 78 | 80 | 80 | 80 | 51 | 82 | 82 | 82 | 82 | 82 | 82 | 35
GAT-08 | 2033-10-01 | 10 | 2034 | 2033 | FALL | 84 | 84 | 84 | 84 | 84 | 84 | 51 | 86 | 86 | 86 | 86 | 86 | 86 | 35
GAT-08 | 2033-11-01 | 11 | 2034 | 2033 | FALL | 88 | 88 | 88 | 88 | 88 | 88 | 51 | 89 | 89 | 89 | 89 | 89 | 89 | 35
GAT-08 | 2033-12-01 | 12 | 2034 | 2033 | WINTER | 94 | 94 | 94 | 94 | 94 | 94 | 57 | 91 | 91 | 91 | 91 | 91 | 91 | 35
GAT-08 | 2034-01-01 | 1 | 2034 | 2034 | WINTER | 94 | 94 | 94 | 94 | 94 | 94 | 57 | 92 | 92 | 92 | 92 | 92 | 92 | 35
GAT-08 | 2034-02-01 | 2 | 2034 | 2034 | WINTER | 91 | 91 | 91 | 91 | 91 | 91 | 57 | 91 | 91 | 91 | 91 | 91 | 91 | 35
GAT-08 | 2034-03-01 | 3 | 2034 | 2034 | WINTER | 88 | 88 | 88 | 88 | 88 | 88 | 51 | 88 | 88 | 88 | 88 | 88 | 88 | 35
GAT-08 | 2034-04-01 | 4 | 2034 | 2034 | SPRING | 84 | 84 | 84 | 84 | 84 | 84 | 51 | 86 | 86 | 86 | 86 | 86 | 86 | 35
GAT-08 | 2034-05-01 | 5 | 2034 | 2034 | SPRING | 78 | 78 | 78 | 80 | 80 | 80 | 51 | 83 | 83 | 83 | 83 | 83 | 83 | 35
GAT-08 | 2034-06-01 | 6 | 2034 | 2034 | SUMMER | 73 | 73 | 73 | 75 | 75 | 75 | 45 | 81 | 81 | 81 | 81 | 81 | 81 | 35
GAT-08 | 2034-07-01 | 7 | 2034 | 2034 | SUMMER | 73 | 73 | 73 | 75 | 75 | 75 | 45 | 80 | 80 | 80 | 80 | 80 | 80 | 35
GAT-08 | 2034-08-01 | 8 | 2034 | 2034 | SUMMER | 73 | 73 | 73 | 75 | 75 | 75 | 45 | 80 | 80 | 80 | 80 | 80 | 80 | 35
GAT-08 | 2034-09-01 | 9 | 2034 | 2034 | SUMMER | 78 | 78 | 78 | 80 | 80 | 80 | 51 | 82 | 82 | 82 | 82 | 82 | 82 | 35
GAT-08 | 2034-10-01 | 10 | 2035 | 2034 | FALL | 84 | 84 | 84 | 84 | 84 | 84 | 51 | 86 | 86 | 86 | 86 | 86 | 86 | 35
GAT-08 | 2034-11-01 | 11 | 2035 | 2034 | FALL | 88 | 88 | 88 | 88 | 88 | 88 | 51 | 89 | 89 | 89 | 89 | 89 | 89 | 35
GAT-08 | 2034-12-01 | 12 | 2035 | 2034 | WINTER | 94 | 94 | 94 | 94 | 94 | 94 | 57 | 91 | 91 | 91 | 91 | 91 | 91 | 35
GAT-08 | 2035-01-01 | 1 | 2035 | 2035 | WINTER | 94 | 94 | 94 | 94 | 94 | 94 | 57 | 92 | 92 | 92 | 92 | 92 | 92 | 35
GAT-08 | 2035-02-01 | 2 | 2035 | 2035 | WINTER | 91 | 91 | 91 | 91 | 91 | 91 | 57 | 91 | 91 | 91 | 91 | 91 | 91 | 35
GAT-08 | 2035-03-01 | 3 | 2035 | 2035 | WINTER | 88 | 88 | 88 | 88 | 88 | 88 | 51 | 88 | 88 | 88 | 88 | 88 | 88 | 35
GAT-08 | 2035-04-01 | 4 | 2035 | 2035 | SPRING | 84 | 84 | 84 | 84 | 84 | 84 | 51 | 86 | 86 | 86 | 86 | 86 | 86 | 35
GAT-08 | 2035-05-01 | 5 | 2035 | 2035 | SPRING | 78 | 78 | 78 | 80 | 80 | 80 | 51 | 83 | 83 | 83 | 83 | 83 | 83 | 35
GAT-08 | 2035-06-01 | 6 | 2035 | 2035 | SUMMER | 73 | 73 | 73 | 75 | 75 | 75 | 45 | 81 | 81 | 81 | 81 | 81 | 81 | 35
GAT-08 | 2035-07-01 | 7 | 2035 | 2035 | SUMMER | 73 | 73 | 73 | 75 | 75 | 75 | 45 | 80 | 80 | 80 | 80 | 80 | 80 | 35
GAT-08 | 2035-08-01 | 8 | 2035 | 2035 | SUMMER | 73 | 73 | 73 | 75 | 75 | 75 | 45 | 80 | 80 | 80 | 80 | 80 | 80 | 35
GAT-08 | 2035-09-01 | 9 | 2035 | 2035 | SUMMER | 78 | 78 | 78 | 80 | 80 | 80 | 51 | 82 | 82 | 82 | 82 | 82 | 82 | 35
GAT-08 | 2035-10-01 | 10 | 2036 | 2035 | FALL | 84 | 84 | 84 | 84 | 84 | 84 | 51 | 86 | 86 | 86 | 86 | 86 | 86 | 35
GAT-08 | 2035-11-01 | 11 | 2036 | 2035 | FALL | 88 | 88 | 88 | 88 | 88 | 88 | 51 | 89 | 89 | 89 | 89 | 89 | 89 | 35
GAT-08 | 2035-12-01 | 12 | 2036 | 2035 | WINTER | 94 | 94 | 94 | 94 | 94 | 94 | 57 | 91 | 91 | 91 | 91 | 91 | 91 | 35
GAT-08 | 2036-01-01 | 1 | 2036 | 2036 | WINTER | 94 | 94 | 94 | 94 | 94 | 94 | 57 | 92 | 92 | 92 | 92 | 92 | 92 | 35
GAT-08 | 2036-02-01 | 2 | 2036 | 2036 | WINTER | 91 | 91 | 91 | 91 | 91 | 91 | 57 | 91 | 91 | 91 | 91 | 91 | 91 | 35
GAT-08 | 2036-03-01 | 3 | 2036 | 2036 | WINTER | 88 | 88 | 88 | 88 | 88 | 88 | 51 | 88 | 88 | 88 | 88 | 88 | 88 | 35
GAT-08 | 2036-04-01 | 4 | 2036 | 2036 | SPRING | 84 | 84 | 84 | 84 | 84 | 84 | 51 | 86 | 86 | 86 | 86 | 86 | 86 | 35
GAT-08 | 2036-05-01 | 5 | 2036 | 2036 | SPRING | 78 | 78 | 78 | 80 | 80 | 80 | 51 | 83 | 83 | 83 | 83 | 83 | 83 | 35
GAT-08 | 2036-06-01 | 6 | 2036 | 2036 | SUMMER | 73 | 73 | 73 | 75 | 75 | 75 | 45 | 81 | 81 | 81 | 81 | 81 | 81 | 35
GAT-08 | 2036-07-01 | 7 | 2036 | 2036 | SUMMER | 73 | 73 | 73 | 75 | 75 | 75 | 45 | 80 | 80 | 80 | 80 | 80 | 80 | 35
GAT-08 | 2036-08-01 | 8 | 2036 | 2036 | SUMMER | 73 | 73 | 73 | 75 | 75 | 75 | 45 | 80 | 80 | 80 | 80 | 80 | 80 | 35
GAT-08 | 2036-09-01 | 9 | 2036 | 2036 | SUMMER | 78 | 78 | 78 | 80 | 80 | 80 | 51 | 82 | 82 | 82 | 82 | 82 | 82 | 35
GAT-08 | 2036-10-01 | 10 | 2037 | 2036 | FALL | 84 | 84 | 84 | 84 | 84 | 84 | 51 | 86 | 86 | 86 | 86 | 86 | 86 | 35
GAT-08 | 2036-11-01 | 11 | 2037 | 2036 | FALL | 88 | 88 | 88 | 88 | 88 | 88 | 51 | 89 | 89 | 89 | 89 | 89 | 89 | 35
GAT-08 | 2036-12-01 | 12 | 2037 | 2036 | WINTER | 94 | 94 | 94 | 94 | 94 | 94 | 57 | 91 | 91 | 91 | 91 | 91 | 91 | 35
GAT-08 | 2037-01-01 | 1 | 2037 | 2037 | WINTER | 94 | 94 | 94 | 94 | 94 | 94 | 57 | 92 | 92 | 92 | 92 | 92 | 92 | 35
GAT-08 | 2037-02-01 | 2 | 2037 | 2037 | WINTER | 91 | 91 | 91 | 91 | 91 | 91 | 57 | 91 | 91 | 91 | 91 | 91 | 91 | 35
GAT-08 | 2037-03-01 | 3 | 2037 | 2037 | WINTER | 88 | 88 | 88 | 88 | 88 | 88 | 51 | 88 | 88 | 88 | 88 | 88 | 88 | 35
GAT-08 | 2037-04-01 | 4 | 2037 | 2037 | SPRING | 84 | 84 | 84 | 84 | 84 | 84 | 51 | 86 | 86 | 86 | 86 | 86 | 86 | 35
GAT-08 | 2037-05-01 | 5 | 2037 | 2037 | SPRING | 78 | 78 | 78 | 80 | 80 | 80 | 51 | 83 | 83 | 83 | 83 | 83 | 83 | 35
GAT-08 | 2037-06-01 | 6 | 2037 | 2037 | SUMMER | 73 | 73 | 73 | 75 | 75 | 75 | 45 | 81 | 81 | 81 | 81 | 81 | 81 | 35
GAT-08 | 2037-07-01 | 7 | 2037 | 2037 | SUMMER | 73 | 73 | 73 | 75 | 75 | 75 | 45 | 80 | 80 | 80 | 80 | 80 | 80 | 35
GAT-08 | 2037-08-01 | 8 | 2037 | 2037 | SUMMER | 73 | 73 | 73 | 75 | 75 | 75 | 45 | 80 | 80 | 80 | 80 | 80 | 80 | 35
GAT-08 | 2037-09-01 | 9 | 2037 | 2037 | SUMMER | 78 | 78 | 78 | 80 | 80 | 80 | 51 | 82 | 82 | 82 | 82 | 82 | 82 | 35
GAT-08 | 2037-10-01 | 10 | 2038 | 2037 | FALL | 84 | 84 | 84 | 84 | 84 | 84 | 51 | 86 | 86 | 86 | 86 | 86 | 86 | 35
GAT-08 | 2037-11-01 | 11 | 2038 | 2037 | FALL | 88 | 88 | 88 | 88 | 88 | 88 | 51 | 89 | 89 | 89 | 89 | 89 | 89 | 35
GAT-08 | 2037-12-01 | 12 | 2038 | 2037 | WINTER | 94 | 94 | 94 | 94 | 94 | 94 | 57 | 91 | 91 | 91 | 91 | 91 | 91 | 35
GAT-08 | 2038-01-01 | 1 | 2038 | 2038 | WINTER | 94 | 94 | 94 | 94 | 94 | 94 | 57 | 92 | 92 | 92 | 92 | 92 | 92 | 35
GAT-08 | 2038-02-01 | 2 | 2038 | 2038 | WINTER | 91 | 91 | 91 | 91 | 91 | 91 | 57 | 91 | 91 | 91 | 91 | 91 | 91 | 35
GAT-08 | 2038-03-01 | 3 | 2038 | 2038 | WINTER | 88 | 88 | 88 | 88 | 88 | 88 | 51 | 88 | 88 | 88 | 88 | 88 | 88 | 35
GAT-08 | 2038-04-01 | 4 | 2038 | 2038 | SPRING | 84 | 84 | 84 | 84 | 84 | 84 | 51 | 86 | 86 | 86 | 86 | 86 | 86 | 35
GAT-08 | 2038-05-01 | 5 | 2038 | 2038 | SPRING | 78 | 78 | 78 | 80 | 80 | 80 | 51 | 83 | 83 | 83 | 83 | 83 | 83 | 35
GAT-08 | 2038-06-01 | 6 | 2038 | 2038 | SUMMER | 73 | 73 | 73 | 75 | 75 | 75 | 45 | 81 | 81 | 81 | 81 | 81 | 81 | 35
GAT-08 | 2038-07-01 | 7 | 2038 | 2038 | SUMMER | 73 | 73 | 73 | 75 | 75 | 75 | 45 | 80 | 80 | 80 | 80 | 80 | 80 | 35
GAT-08 | 2038-08-01 | 8 | 2038 | 2038 | SUMMER | 73 | 73 | 73 | 75 | 75 | 75 | 45 | 80 | 80 | 80 | 80 | 80 | 80 | 35
GAT-08 | 2038-09-01 | 9 | 2038 | 2038 | SUMMER | 78 | 78 | 78 | 80 | 80 | 80 | 51 | 82 | 82 | 82 | 82 | 82 | 82 | 35
GAT-08 | 2038-10-01 | 10 | 2039 | 2038 | FALL | 84 | 84 | 84 | 84 | 84 | 84 | 51 | 86 | 86 | 86 | 86 | 86 | 86 | 35
GAT-08 | 2038-11-01 | 11 | 2039 | 2038 | FALL | 88 | 88 | 88 | 88 | 88 | 88 | 51 | 89 | 89 | 89 | 89 | 89 | 89 | 35
GAT-08 | 2038-12-01 | 12 | 2039 | 2038 | WINTER | 94 | 94 | 94 | 94 | 94 | 94 | 57 | 91 | 91 | 91 | 91 | 91 | 91 | 35
GAT-08 | 2039-01-01 | 1 | 2039 | 2039 | WINTER | 94 | 94 | 94 | 94 | 94 | 94 | 57 | 92 | 92 | 92 | 92 | 92 | 92 | 35
GAT-08 | 2039-02-01 | 2 | 2039 | 2039 | WINTER | 91 | 91 | 91 | 91 | 91 | 91 | 57 | 91 | 91 | 91 | 91 | 91 | 91 | 35
GAT-08 | 2039-03-01 | 3 | 2039 | 2039 | WINTER | 88 | 88 | 88 | 88 | 88 | 88 | 51 | 88 | 88 | 88 | 88 | 88 | 88 | 35
GAT-08 | 2039-04-01 | 4 | 2039 | 2039 | SPRING | 84 | 84 | 84 | 84 | 84 | 84 | 51 | 86 | 86 | 86 | 86 | 86 | 86 | 35
GAT-08 | 2039-05-01 | 5 | 2039 | 2039 | SPRING | 78 | 78 | 78 | 80 | 80 | 80 | 51 | 83 | 83 | 83 | 83 | 83 | 83 | 35
GAT-08 | 2039-06-01 | 6 | 2039 | 2039 | SUMMER | 73 | 73 | 73 | 75 | 75 | 75 | 45 | 81 | 81 | 81 | 81 | 81 | 81 | 35
GAT-08 | 2039-07-01 | 7 | 2039 | 2039 | SUMMER | 73 | 73 | 73 | 75 | 75 | 75 | 45 | 80 | 80 | 80 | 80 | 80 | 80 | 35
GAT-08 | 2039-08-01 | 8 | 2039 | 2039 | SUMMER | 73 | 73 | 73 | 75 | 75 | 75 | 45 | 80 | 80 | 80 | 80 | 80 | 80 | 35
GAT-08 | 2039-09-01 | 9 | 2039 | 2039 | SUMMER | 78 | 78 | 78 | 80 | 80 | 80 | 51 | 82 | 82 | 82 | 82 | 82 | 82 | 35
GAT-08 | 2039-10-01 | 10 | 2040 | 2039 | FALL | 84 | 84 | 84 | 84 | 84 | 84 | 51 | 86 | 86 | 86 | 86 | 86 | 86 | 35
GAT-08 | 2039-11-01 | 11 | 2040 | 2039 | FALL | 88 | 88 | 88 | 88 | 88 | 88 | 51 | 89 | 89 | 89 | 89 | 89 | 89 | 35
GAT-08 | 2039-12-01 | 12 | 2040 | 2039 | WINTER | 94 | 94 | 94 | 94 | 94 | 94 | 57 | 91 | 91 | 91 | 91 | 91 | 91 | 35
GAT-08 | 2040-01-01 | 1 | 2040 | 2040 | WINTER | 94 | 94 | 94 | 94 | 94 | 94 | 57 | 92 | 92 | 92 | 92 | 92 | 92 | 35
GAT-08 | 2040-02-01 | 2 | 2040 | 2040 | WINTER | 91 | 91 | 91 | 91 | 91 | 91 | 57 | 91 | 91 | 91 | 91 | 91 | 91 | 35
GAT-08 | 2040-03-01 | 3 | 2040 | 2040 | WINTER | 88 | 88 | 88 | 88 | 88 | 88 | 51 | 88 | 88 | 88 | 88 | 88 | 88 | 35
GAT-08 | 2040-04-01 | 4 | 2040 | 2040 | SPRING | 84 | 84 | 84 | 84 | 84 | 84 | 51 | 86 | 86 | 86 | 86 | 86 | 86 | 35
GAT-08 | 2040-05-01 | 5 | 2040 | 2040 | SPRING | 78 | 78 | 78 | 80 | 80 | 80 | 51 | 83 | 83 | 83 | 83 | 83 | 83 | 35
GAT-08 | 2040-06-01 | 6 | 2040 | 2040 | SUMMER | 73 | 73 | 73 | 75 | 75 | 75 | 45 | 81 | 81 | 81 | 81 | 81 | 81 | 35
GAT-08 | 2040-07-01 | 7 | 2040 | 2040 | SUMMER | 73 | 73 | 73 | 75 | 75 | 75 | 45 | 80 | 80 | 80 | 80 | 80 | 80 | 35
GAT-08 | 2040-08-01 | 8 | 2040 | 2040 | SUMMER | 73 | 73 | 73 | 75 | 75 | 75 | 45 | 80 | 80 | 80 | 80 | 80 | 80 | 35
GAT-08 | 2040-09-01 | 9 | 2040 | 2040 | SUMMER | 78 | 78 | 78 | 80 | 80 | 80 | 51 | 82 | 82 | 82 | 82 | 82 | 82 | 35
GAT-08 | 2040-10-01 | 10 | 2041 | 2040 | FALL | 84 | 84 | 84 | 84 | 84 | 84 | 51 | 86 | 86 | 86 | 86 | 86 | 86 | 35
GAT-08 | 2040-11-01 | 11 | 2041 | 2040 | FALL | 88 | 88 | 88 | 88 | 88 | 88 | 51 | 89 | 89 | 89 | 89 | 89 | 89 | 35
GAT-08 | 2040-12-01 | 12 | 2041 | 2040 | WINTER | 94 | 94 | 94 | 94 | 94 | 94 | 57 | 91 | 91 | 91 | 91 | 91 | 91 | 35
GAT-08 | 2041-01-01 | 1 | 2041 | 2041 | WINTER | 94 | 94 | 94 | 94 | 94 | 94 | 57 | 92 | 92 | 92 | 92 | 92 | 92 | 35
GAT-08 | 2041-02-01 | 2 | 2041 | 2041 | WINTER | 91 | 91 | 91 | 91 | 91 | 91 | 57 | 91 | 91 | 91 | 91 | 91 | 91 | 35
GAT-08 | 2041-03-01 | 3 | 2041 | 2041 | WINTER | 88 | 88 | 88 | 88 | 88 | 88 | 51 | 88 | 88 | 88 | 88 | 88 | 88 | 35
GAT-08 | 2041-04-01 | 4 | 2041 | 2041 | SPRING | 84 | 84 | 84 | 84 | 84 | 84 | 51 | 86 | 86 | 86 | 86 | 86 | 86 | 35
GAT-08 | 2041-05-01 | 5 | 2041 | 2041 | SPRING | 78 | 78 | 78 | 80 | 80 | 80 | 51 | 83 | 83 | 83 | 83 | 83 | 83 | 35
GAT-08 | 2041-06-01 | 6 | 2041 | 2041 | SUMMER | 73 | 73 | 73 | 75 | 75 | 75 | 45 | 81 | 81 | 81 | 81 | 81 | 81 | 35
GAT-08 | 2041-07-01 | 7 | 2041 | 2041 | SUMMER | 73 | 73 | 73 | 75 | 75 | 75 | 45 | 80 | 80 | 80 | 80 | 80 | 80 | 35
GAT-08 | 2041-08-01 | 8 | 2041 | 2041 | SUMMER | 73 | 73 | 73 | 75 | 75 | 75 | 45 | 80 | 80 | 80 | 80 | 80 | 80 | 35
GAT-08 | 2041-09-01 | 9 | 2041 | 2041 | SUMMER | 78 | 78 | 78 | 80 | 80 | 80 | 51 | 82 | 82 | 82 | 82 | 82 | 82 | 35
GAT-08 | 2041-10-01 | 10 | 2042 | 2041 | FALL | 84 | 84 | 84 | 84 | 84 | 84 | 51 | 86 | 86 | 86 | 86 | 86 | 86 | 35
GAT-08 | 2041-11-01 | 11 | 2042 | 2041 | FALL | 88 | 88 | 88 | 88 | 88 | 88 | 51 | 89 | 89 | 89 | 89 | 89 | 89 | 35
GAT-08 | 2041-12-01 | 12 | 2042 | 2041 | WINTER | 94 | 94 | 94 | 94 | 94 | 94 | 57 | 91 | 91 | 91 | 91 | 91 | 91 | 35
GAT-08 | 2042-01-01 | 1 | 2042 | 2042 | WINTER | 94 | 94 | 94 | 94 | 94 | 94 | 57 | 92 | 92 | 92 | 92 | 92 | 92 | 35
GAT-08 | 2042-02-01 | 2 | 2042 | 2042 | WINTER | 91 | 91 | 91 | 91 | 91 | 91 | 57 | 91 | 91 | 91 | 91 | 91 | 91 | 35
GAT-08 | 2042-03-01 | 3 | 2042 | 2042 | WINTER | 88 | 88 | 88 | 88 | 88 | 88 | 51 | 88 | 88 | 88 | 88 | 88 | 88 | 35
GAT-08 | 2042-04-01 | 4 | 2042 | 2042 | SPRING | 84 | 84 | 84 | 84 | 84 | 84 | 51 | 86 | 86 | 86 | 86 | 86 | 86 | 35
GAT-08 | 2042-05-01 | 5 | 2042 | 2042 | SPRING | 78 | 78 | 78 | 80 | 80 | 80 | 51 | 83 | 83 | 83 | 83 | 83 | 83 | 35
GAT-08 | 2042-06-01 | 6 | 2042 | 2042 | SUMMER | 73 | 73 | 73 | 75 | 75 | 75 | 45 | 81 | 81 | 81 | 81 | 81 | 81 | 35
GAT-08 | 2042-07-01 | 7 | 2042 | 2042 | SUMMER | 73 | 73 | 73 | 75 | 75 | 75 | 45 | 80 | 80 | 80 | 80 | 80 | 80 | 35
GAT-08 | 2042-08-01 | 8 | 2042 | 2042 | SUMMER | 73 | 73 | 73 | 75 | 75 | 75 | 45 | 80 | 80 | 80 | 80 | 80 | 80 | 35
GAT-08 | 2042-09-01 | 9 | 2042 | 2042 | SUMMER | 78 | 78 | 78 | 80 | 80 | 80 | 51 | 82 | 82 | 82 | 82 | 82 | 82 | 35
GAT-08 | 2042-10-01 | 10 | 2043 | 2042 | FALL | 84 | 84 | 84 | 84 | 84 | 84 | 51 | 86 | 86 | 86 | 86 | 86 | 86 | 35
GAT-08 | 2042-11-01 | 11 | 2043 | 2042 | FALL | 88 | 88 | 88 | 88 | 88 | 88 | 51 | 89 | 89 | 89 | 89 | 89 | 89 | 35
GAT-08 | 2042-12-01 | 12 | 2043 | 2042 | WINTER | 94 | 94 | 94 | 94 | 94 | 94 | 57 | 91 | 91 | 91 | 91 | 91 | 91 | 35
GAT-08 | 2043-01-01 | 1 | 2043 | 2043 | WINTER | 94 | 94 | 94 | 94 | 94 | 94 | 57 | 92 | 92 | 92 | 92 | 92 | 92 | 35
GAT-08 | 2043-02-01 | 2 | 2043 | 2043 | WINTER | 91 | 91 | 91 | 91 | 91 | 91 | 57 | 91 | 91 | 91 | 91 | 91 | 91 | 35
GAT-08 | 2043-03-01 | 3 | 2043 | 2043 | WINTER | 88 | 88 | 88 | 88 | 88 | 88 | 51 | 88 | 88 | 88 | 88 | 88 | 88 | 35
GAT-08 | 2043-04-01 | 4 | 2043 | 2043 | SPRING | 84 | 84 | 84 | 84 | 84 | 84 | 51 | 86 | 86 | 86 | 86 | 86 | 86 | 35
GAT-08 | 2043-05-01 | 5 | 2043 | 2043 | SPRING | 78 | 78 | 78 | 80 | 80 | 80 | 51 | 83 | 83 | 83 | 83 | 83 | 83 | 35
GAT-08 | 2043-06-01 | 6 | 2043 | 2043 | SUMMER | 73 | 73 | 73 | 75 | 75 | 75 | 45 | 81 | 81 | 81 | 81 | 81 | 81 | 35
GAT-08 | 2043-07-01 | 7 | 2043 | 2043 | SUMMER | 73 | 73 | 73 | 75 | 75 | 75 | 45 | 80 | 80 | 80 | 80 | 80 | 80 | 35
GAT-08 | 2043-08-01 | 8 | 2043 | 2043 | SUMMER | 73 | 73 | 73 | 75 | 75 | 75 | 45 | 80 | 80 | 80 | 80 | 80 | 80 | 35
GAT-08 | 2043-09-01 | 9 | 2043 | 2043 | SUMMER | 78 | 78 | 78 | 80 | 80 | 80 | 51 | 82 | 82 | 82 | 82 | 82 | 82 | 35
GAT-08 | 2043-10-01 | 10 | 2044 | 2043 | FALL | 84 | 84 | 84 | 84 | 84 | 84 | 51 | 86 | 86 | 86 | 86 | 86 | 86 | 35
GAT-08 | 2043-11-01 | 11 | 2044 | 2043 | FALL | 88 | 88 | 88 | 88 | 88 | 88 | 51 | 89 | 89 | 89 | 89 | 89 | 89 | 35
GAT-08 | 2043-12-01 | 12 | 2044 | 2043 | WINTER | 94 | 94 | 94 | 94 | 94 | 94 | 57 | 91 | 91 | 91 | 91 | 91 | 91 | 35
GAT-08 | 2044-01-01 | 1 | 2044 | 2044 | WINTER | 94 | 94 | 94 | 94 | 94 | 94 | 57 | 92 | 92 | 92 | 92 | 92 | 92 | 35
GAT-08 | 2044-02-01 | 2 | 2044 | 2044 | WINTER | 91 | 91 | 91 | 91 | 91 | 91 | 57 | 91 | 91 | 91 | 91 | 91 | 91 | 35
GAT-08 | 2044-03-01 | 3 | 2044 | 2044 | WINTER | 88 | 88 | 88 | 88 | 88 | 88 | 51 | 88 | 88 | 88 | 88 | 88 | 88 | 35
GAT-08 | 2044-04-01 | 4 | 2044 | 2044 | SPRING | 84 | 84 | 84 | 84 | 84 | 84 | 51 | 86 | 86 | 86 | 86 | 86 | 86 | 35
GAT-08 | 2044-05-01 | 5 | 2044 | 2044 | SPRING | 78 | 78 | 78 | 80 | 80 | 80 | 51 | 83 | 83 | 83 | 83 | 83 | 83 | 35
GAT-08 | 2044-06-01 | 6 | 2044 | 2044 | SUMMER | 73 | 73 | 73 | 75 | 75 | 75 | 45 | 81 | 81 | 81 | 81 | 81 | 81 | 35
GAT-08 | 2044-07-01 | 7 | 2044 | 2044 | SUMMER | 73 | 73 | 73 | 75 | 75 | 75 | 45 | 80 | 80 | 80 | 80 | 80 | 80 | 35
GAT-08 | 2044-08-01 | 8 | 2044 | 2044 | SUMMER | 73 | 73 | 73 | 75 | 75 | 75 | 45 | 80 | 80 | 80 | 80 | 80 | 80 | 35
GAT-08 | 2044-09-01 | 9 | 2044 | 2044 | SUMMER | 78 | 78 | 78 | 80 | 80 | 80 | 51 | 82 | 82 | 82 | 82 | 82 | 82 | 35
GAT-08 | 2044-10-01 | 10 | 2045 | 2044 | FALL | 84 | 84 | 84 | 84 | 84 | 84 | 51 | 86 | 86 | 86 | 86 | 86 | 86 | 35
GAT-08 | 2044-11-01 | 11 | 2045 | 2044 | FALL | 88 | 88 | 88 | 88 | 88 | 88 | 51 | 89 | 89 | 89 | 89 | 89 | 89 | 35
GAT-08 | 2044-12-01 | 12 | 2045 | 2044 | WINTER | 94 | 94 | 94 | 94 | 94 | 94 | 57 | 91 | 91 | 91 | 91 | 91 | 91 | 35
GAT-08 | 2045-01-01 | 1 | 2045 | 2045 | WINTER | 94 | 94 | 94 | 94 | 94 | 94 | 57 | 92 | 92 | 92 | 92 | 92 | 92 | 35
GAT-08 | 2045-02-01 | 2 | 2045 | 2045 | WINTER | 91 | 91 | 91 | 91 | 91 | 91 | 57 | 91 | 91 | 91 | 91 | 91 | 91 | 35
GAT-08 | 2045-03-01 | 3 | 2045 | 2045 | WINTER | 88 | 88 | 88 | 88 | 88 | 88 | 51 | 88 | 88 | 88 | 88 | 88 | 88 | 35
GAT-08 | 2045-04-01 | 4 | 2045 | 2045 | SPRING | 84 | 84 | 84 | 84 | 84 | 84 | 51 | 86 | 86 | 86 | 86 | 86 | 86 | 35
GAT-08 | 2045-05-01 | 5 | 2045 | 2045 | SPRING | 78 | 78 | 78 | 80 | 80 | 80 | 51 | 83 | 83 | 83 | 83 | 83 | 83 | 35
GAT-08 | 2045-06-01 | 6 | 2045 | 2045 | SUMMER | 73 | 73 | 73 | 75 | 75 | 75 | 45 | 81 | 81 | 81 | 81 | 81 | 81 | 35
GAT-08 | 2045-07-01 | 7 | 2045 | 2045 | SUMMER | 73 | 73 | 73 | 75 | 75 | 75 | 45 | 80 | 80 | 80 | 80 | 80 | 80 | 35
GAT-08 | 2045-08-01 | 8 | 2045 | 2045 | SUMMER | 73 | 73 | 73 | 75 | 75 | 75 | 45 | 80 | 80 | 80 | 80 | 80 | 80 | 35
GAT-08 | 2045-09-01 | 9 | 2045 | 2045 | SUMMER | 78 | 78 | 78 | 80 | 80 | 80 | 51 | 82 | 82 | 82 | 82 | 82 | 82 | 35
GAT-08 | 2045-10-01 | 10 | 2046 | 2045 | FALL | 84 | 84 | 84 | 84 | 84 | 84 | 51 | 86 | 86 | 86 | 86 | 86 | 86 | 35
GAT-08 | 2045-11-01 | 11 | 2046 | 2045 | FALL | 88 | 88 | 88 | 88 | 88 | 88 | 51 | 89 | 89 | 89 | 89 | 89 | 89 | 35
GAT-08 | 2045-12-01 | 12 | 2046 | 2045 | WINTER | 94 | 94 | 94 | 94 | 94 | 94 | 57 | 91 | 91 | 91 | 91 | 91 | 91 | 35
GAT-08 | 2046-01-01 | 1 | 2046 | 2046 | WINTER | 94 | 94 | 94 | 94 | 94 | 94 | 57 | 92 | 92 | 92 | 92 | 92 | 92 | 35
GAT-08 | 2046-02-01 | 2 | 2046 | 2046 | WINTER | 91 | 91 | 91 | 91 | 91 | 91 | 57 | 91 | 91 | 91 | 91 | 91 | 91 | 35
GAT-08 | 2046-03-01 | 3 | 2046 | 2046 | WINTER | 88 | 88 | 88 | 88 | 88 | 88 | 51 | 88 | 88 | 88 | 88 | 88 | 88 | 35
GAT-08 | 2046-04-01 | 4 | 2046 | 2046 | SPRING | 84 | 84 | 84 | 84 | 84 | 84 | 51 | 86 | 86 | 86 | 86 | 86 | 86 | 35
GAT-08 | 2046-05-01 | 5 | 2046 | 2046 | SPRING | 78 | 78 | 78 | 80 | 80 | 80 | 51 | 83 | 83 | 83 | 83 | 83 | 83 | 35
GAT-08 | 2046-06-01 | 6 | 2046 | 2046 | SUMMER | 73 | 73 | 73 | 75 | 75 | 75 | 45 | 81 | 81 | 81 | 81 | 81 | 81 | 35
GAT-08 | 2046-07-01 | 7 | 2046 | 2046 | SUMMER | 73 | 73 | 73 | 75 | 75 | 75 | 45 | 80 | 80 | 80 | 80 | 80 | 80 | 35
GAT-08 | 2046-08-01 | 8 | 2046 | 2046 | SUMMER | 73 | 73 | 73 | 75 | 75 | 75 | 45 | 80 | 80 | 80 | 80 | 80 | 80 | 35
GAT-08 | 2046-09-01 | 9 | 2046 | 2046 | SUMMER | 78 | 78 | 78 | 80 | 80 | 80 | 51 | 82 | 82 | 82 | 82 | 82 | 82 | 35
GAT-08 | 2046-10-01 | 10 | 2047 | 2046 | FALL | 84 | 84 | 84 | 84 | 84 | 84 | 51 | 86 | 86 | 86 | 86 | 86 | 86 | 35
GAT-08 | 2046-11-01 | 11 | 2047 | 2046 | FALL | 88 | 88 | 88 | 88 | 88 | 88 | 51 | 89 | 89 | 89 | 89 | 89 | 89 | 35
GAT-08 | 2046-12-01 | 12 | 2047 | 2046 | WINTER | 94 | 94 | 94 | 94 | 94 | 94 | 57 | 91 | 91 | 91 | 91 | 91 | 91 | 35
GAT-08 | 2047-01-01 | 1 | 2047 | 2047 | WINTER | 94 | 94 | 94 | 94 | 94 | 94 | 57 | 92 | 92 | 92 | 92 | 92 | 92 | 35
GAT-08 | 2047-02-01 | 2 | 2047 | 2047 | WINTER | 91 | 91 | 91 | 91 | 91 | 91 | 57 | 91 | 91 | 91 | 91 | 91 | 91 | 35
GAT-08 | 2047-03-01 | 3 | 2047 | 2047 | WINTER | 88 | 88 | 88 | 88 | 88 | 88 | 51 | 88 | 88 | 88 | 88 | 88 | 88 | 35
GAT-08 | 2047-04-01 | 4 | 2047 | 2047 | SPRING | 84 | 84 | 84 | 84 | 84 | 84 | 51 | 86 | 86 | 86 | 86 | 86 | 86 | 35
GAT-08 | 2047-05-01 | 5 | 2047 | 2047 | SPRING | 78 | 78 | 78 | 80 | 80 | 80 | 51 | 83 | 83 | 83 | 83 | 83 | 83 | 35
GAT-08 | 2047-06-01 | 6 | 2047 | 2047 | SUMMER | 73 | 73 | 73 | 75 | 75 | 75 | 45 | 81 | 81 | 81 | 81 | 81 | 81 | 35
GAT-08 | 2047-07-01 | 7 | 2047 | 2047 | SUMMER | 73 | 73 | 73 | 75 | 75 | 75 | 45 | 80 | 80 | 80 | 80 | 80 | 80 | 35
GAT-08 | 2047-08-01 | 8 | 2047 | 2047 | SUMMER | 73 | 73 | 73 | 75 | 75 | 75 | 45 | 80 | 80 | 80 | 80 | 80 | 80 | 35
GAT-08 | 2047-09-01 | 9 | 2047 | 2047 | SUMMER | 78 | 78 | 78 | 80 | 80 | 80 | 51 | 82 | 82 | 82 | 82 | 82 | 82 | 35
GLT-01 | 2016-10-01 | 10 | 2017 | 2016 | FALL | 180 | 180 | 180 | 180 | 180 | 180 | 90 | - | - | - | - | - | - | -
GLT-01 | 2016-11-01 | 11 | 2017 | 2016 | FALL | 185 | 185 | 185 | 185 | 185 | 185 | 93 | - | - | - | - | - | - | -
GLT-01 | 2016-12-01 | 12 | 2017 | 2016 | WINTER | 185 | 185 | 185 | 185 | 185 | 185 | 93 | - | - | - | - | - | - | -
GLT-01 | 2017-01-01 | 1 | 2017 | 2017 | WINTER | 185 | 185 | 185 | 185 | 185 | 185 | 93 | - | - | - | - | - | - | -
GLT-01 | 2017-02-01 | 2 | 2017 | 2017 | WINTER | 185 | 185 | 185 | 185 | 185 | 185 | 93 | - | - | - | - | - | - | -
GLT-01 | 2017-03-01 | 3 | 2017 | 2017 | WINTER | 185 | 185 | 185 | 185 | 185 | 185 | 93 | - | - | - | - | - | - | -
GLT-01 | 2017-04-01 | 4 | 2017 | 2017 | SPRING | 180 | 180 | 180 | 180 | 180 | 180 | 90 | - | - | - | - | - | - | -
GLT-01 | 2017-05-01 | 5 | 2017 | 2017 | SPRING | 165 | 165 | 165 | 170 | 170 | 170 | 83 | - | - | - | - | - | - | -
GLT-01 | 2017-06-01 | 6 | 2017 | 2017 | SUMMER | 155 | 155 | 155 | 160 | 160 | 160 | 78 | - | - | - | - | - | - | -
GLT-01 | 2017-07-01 | 7 | 2017 | 2017 | SUMMER | 155 | 155 | 155 | 160 | 160 | 160 | 78 | - | - | - | - | - | - | -
GLT-01 | 2017-08-01 | 8 | 2017 | 2017 | SUMMER | 155 | 155 | 155 | 160 | 160 | 160 | 78 | - | - | - | - | - | - | -
GLT-01 | 2017-09-01 | 9 | 2017 | 2017 | SUMMER | 165 | 165 | 165 | 170 | 170 | 170 | 83 | - | - | - | - | - | - | -
GLT-01 | 2017-10-01 | 10 | 2018 | 2017 | FALL | 180 | 180 | 180 | 180 | 180 | 180 | 90 | - | - | - | - | - | - | -
GLT-01 | 2017-11-01 | 11 | 2018 | 2017 | FALL | 185 | 185 | 185 | 185 | 185 | 185 | 93 | - | - | - | - | - | - | -
GLT-01 | 2017-12-01 | 12 | 2018 | 2017 | WINTER | 185 | 185 | 185 | 185 | 185 | 185 | 93 | - | - | - | - | - | - | -
GLT-01 | 2018-01-01 | 1 | 2018 | 2018 | WINTER | 185 | 185 | 185 | 185 | 185 | 185 | 93 | - | - | - | - | - | - | -
GLT-01 | 2018-02-01 | 2 | 2018 | 2018 | WINTER | 185 | 185 | 185 | 185 | 185 | 185 | 93 | - | - | - | - | - | - | -
GLT-01 | 2018-03-01 | 3 | 2018 | 2018 | WINTER | 185 | 185 | 185 | 185 | 185 | 185 | 93 | - | - | - | - | - | - | -
GLT-01 | 2018-04-01 | 4 | 2018 | 2018 | SPRING | 180 | 180 | 180 | 180 | 180 | 180 | 90 | - | - | - | - | - | - | -
GLT-01 | 2018-05-01 | 5 | 2018 | 2018 | SPRING | 165 | 165 | 165 | 170 | 170 | 170 | 83 | - | - | - | - | - | - | -
GLT-01 | 2018-06-01 | 6 | 2018 | 2018 | SUMMER | 155 | 155 | 155 | 160 | 160 | 160 | 78 | - | - | - | - | - | - | -
GLT-01 | 2018-07-01 | 7 | 2018 | 2018 | SUMMER | 155 | 155 | 155 | 160 | 160 | 160 | 78 | - | - | - | - | - | - | -
GLT-01 | 2018-08-01 | 8 | 2018 | 2018 | SUMMER | 155 | 155 | 155 | 160 | 160 | 160 | 78 | - | - | - | - | - | - | -
GLT-01 | 2018-09-01 | 9 | 2018 | 2018 | SUMMER | 165 | 165 | 165 | 170 | 170 | 170 | 83 | - | - | - | - | - | - | -
GLT-01 | 2018-10-01 | 10 | 2019 | 2018 | FALL | 180 | 180 | 180 | 180 | 180 | 180 | 90 | - | - | - | - | - | - | -
GLT-01 | 2018-11-01 | 11 | 2019 | 2018 | FALL | 185 | 185 | 185 | 185 | 185 | 185 | 93 | - | - | - | - | - | - | -
GLT-01 | 2018-12-01 | 12 | 2019 | 2018 | WINTER | 185 | 185 | 185 | 185 | 185 | 185 | 93 | - | - | - | - | - | - | -
GLT-01 | 2019-01-01 | 1 | 2019 | 2019 | WINTER | 185 | 185 | 185 | 185 | 185 | 185 | 93 | - | - | - | - | - | - | -
GLT-01 | 2019-02-01 | 2 | 2019 | 2019 | WINTER | 185 | 185 | 185 | 185 | 185 | 185 | 93 | - | - | - | - | - | - | -
GLT-01 | 2019-03-01 | 3 | 2019 | 2019 | WINTER | 185 | 185 | 185 | 185 | 185 | 185 | 93 | - | - | - | - | - | - | -
GLT-01 | 2019-04-01 | 4 | 2019 | 2019 | SPRING | 180 | 180 | 180 | 180 | 180 | 180 | 90 | - | - | - | - | - | - | -
GLT-01 | 2019-05-01 | 5 | 2019 | 2019 | SPRING | 165 | 165 | 165 | 170 | 170 | 170 | 83 | - | - | - | - | - | - | -
GLT-01 | 2019-06-01 | 6 | 2019 | 2019 | SUMMER | 155 | 155 | 155 | 160 | 160 | 160 | 78 | - | - | - | - | - | - | -
GLT-01 | 2019-07-01 | 7 | 2019 | 2019 | SUMMER | 155 | 155 | 155 | 160 | 160 | 160 | 78 | - | - | - | - | - | - | -
GLT-01 | 2019-08-01 | 8 | 2019 | 2019 | SUMMER | 155 | 155 | 155 | 160 | 160 | 160 | 78 | - | - | - | - | - | - | -
GLT-01 | 2019-09-01 | 9 | 2019 | 2019 | SUMMER | 165 | 165 | 165 | 170 | 170 | 170 | 83 | - | - | - | - | - | - | -
GLT-01 | 2019-10-01 | 10 | 2020 | 2019 | FALL | 180 | 180 | 180 | 180 | 180 | 180 | 90 | - | - | - | - | - | - | -
GLT-01 | 2019-11-01 | 11 | 2020 | 2019 | FALL | 185 | 185 | 185 | 185 | 185 | 185 | 93 | - | - | - | - | - | - | -
GLT-01 | 2019-12-01 | 12 | 2020 | 2019 | WINTER | 185 | 185 | 185 | 185 | 185 | 185 | 93 | - | - | - | - | - | - | -
GLT-01 | 2020-01-01 | 1 | 2020 | 2020 | WINTER | 185 | 185 | 185 | 185 | 185 | 185 | 93 | - | - | - | - | - | - | -
GLT-01 | 2020-02-01 | 2 | 2020 | 2020 | WINTER | 185 | 185 | 185 | 185 | 185 | 185 | 93 | - | - | - | - | - | - | -
GLT-01 | 2020-03-01 | 3 | 2020 | 2020 | WINTER | 185 | 185 | 185 | 185 | 185 | 185 | 93 | - | - | - | - | - | - | -
GLT-01 | 2020-04-01 | 4 | 2020 | 2020 | SPRING | 180 | 180 | 180 | 180 | 180 | 180 | 90 | - | - | - | - | - | - | -
GLT-01 | 2020-05-01 | 5 | 2020 | 2020 | SPRING | 165 | 165 | 165 | 170 | 170 | 170 | 83 | - | - | - | - | - | - | -
GLT-01 | 2020-06-01 | 6 | 2020 | 2020 | SUMMER | 155 | 155 | 155 | 160 | 160 | 160 | 78 | - | - | - | - | - | - | -
GLT-01 | 2020-07-01 | 7 | 2020 | 2020 | SUMMER | 155 | 155 | 155 | 160 | 160 | 160 | 78 | - | - | - | - | - | - | -
GLT-01 | 2020-08-01 | 8 | 2020 | 2020 | SUMMER | 155 | 155 | 155 | 160 | 160 | 160 | 78 | - | - | - | - | - | - | -
GLT-01 | 2020-09-01 | 9 | 2020 | 2020 | SUMMER | 165 | 165 | 165 | 170 | 170 | 170 | 83 | - | - | - | - | - | - | -
GLT-01 | 2020-10-01 | 10 | 2021 | 2020 | FALL | 180 | 180 | 180 | 180 | 180 | 180 | 90 | - | - | - | - | - | - | -
GLT-01 | 2020-11-01 | 11 | 2021 | 2020 | FALL | 185 | 185 | 185 | 185 | 185 | 185 | 93 | - | - | - | - | - | - | -
GLT-01 | 2020-12-01 | 12 | 2021 | 2020 | WINTER | 185 | 185 | 185 | 185 | 185 | 185 | 93 | - | - | - | - | - | - | -
GLT-01 | 2021-01-01 | 1 | 2021 | 2021 | WINTER | 185 | 185 | 185 | 185 | 185 | 185 | 93 | - | - | - | - | - | - | -
GLT-01 | 2021-02-01 | 2 | 2021 | 2021 | WINTER | 185 | 185 | 185 | 185 | 185 | 185 | 93 | - | - | - | - | - | - | -
GLT-01 | 2021-03-01 | 3 | 2021 | 2021 | WINTER | 185 | 185 | 185 | 185 | 185 | 185 | 93 | - | - | - | - | - | - | -
GLT-01 | 2021-04-01 | 4 | 2021 | 2021 | SPRING | 180 | 180 | 180 | 180 | 180 | 180 | 90 | - | - | - | - | - | - | -
GLT-01 | 2021-05-01 | 5 | 2021 | 2021 | SPRING | 165 | 165 | 165 | 170 | 170 | 170 | 83 | - | - | - | - | - | - | -
GLT-01 | 2021-06-01 | 6 | 2021 | 2021 | SUMMER | 155 | 155 | 155 | 160 | 160 | 160 | 78 | - | - | - | - | - | - | -
GLT-01 | 2021-07-01 | 7 | 2021 | 2021 | SUMMER | 155 | 155 | 155 | 160 | 160 | 160 | 78 | - | - | - | - | - | - | -
GLT-01 | 2021-08-01 | 8 | 2021 | 2021 | SUMMER | 155 | 155 | 155 | 160 | 160 | 160 | 78 | - | - | - | - | - | - | -
GLT-01 | 2021-09-01 | 9 | 2021 | 2021 | SUMMER | 165 | 165 | 165 | 170 | 170 | 170 | 83 | - | - | - | - | - | - | -
GLT-01 | 2021-10-01 | 10 | 2022 | 2021 | FALL | 180 | 180 | 180 | 180 | 180 | 180 | 90 | - | - | - | - | - | - | -
GLT-01 | 2021-11-01 | 11 | 2022 | 2021 | FALL | 185 | 185 | 185 | 185 | 185 | 185 | 93 | - | - | - | - | - | - | -
GLT-01 | 2021-12-01 | 12 | 2022 | 2021 | WINTER | 185 | 185 | 185 | 185 | 185 | 185 | 93 | - | - | - | - | - | - | -
GLT-01 | 2022-01-01 | 1 | 2022 | 2022 | WINTER | 185 | 185 | 185 | 185 | 185 | 185 | 93 | - | - | - | - | - | - | -
GLT-01 | 2022-02-01 | 2 | 2022 | 2022 | WINTER | 185 | 185 | 185 | 185 | 185 | 185 | 93 | - | - | - | - | - | - | -
GLT-01 | 2022-03-01 | 3 | 2022 | 2022 | WINTER | 185 | 185 | 185 | 185 | 185 | 185 | 93 | - | - | - | - | - | - | -
GLT-01 | 2022-04-01 | 4 | 2022 | 2022 | SPRING | 180 | 180 | 180 | 180 | 180 | 180 | 90 | - | - | - | - | - | - | -
GLT-01 | 2022-05-01 | 5 | 2022 | 2022 | SPRING | 165 | 165 | 165 | 170 | 170 | 170 | 83 | - | - | - | - | - | - | -
GLT-01 | 2022-06-01 | 6 | 2022 | 2022 | SUMMER | 155 | 155 | 155 | 160 | 160 | 160 | 78 | - | - | - | - | - | - | -
GLT-01 | 2022-07-01 | 7 | 2022 | 2022 | SUMMER | 155 | 155 | 155 | 160 | 160 | 160 | 78 | - | - | - | - | - | - | -
GLT-01 | 2022-08-01 | 8 | 2022 | 2022 | SUMMER | 155 | 155 | 155 | 160 | 160 | 160 | 78 | - | - | - | - | - | - | -
GLT-01 | 2022-09-01 | 9 | 2022 | 2022 | SUMMER | 165 | 165 | 165 | 170 | 170 | 170 | 83 | - | - | - | - | - | - | -
GLT-01 | 2022-10-01 | 10 | 2023 | 2022 | FALL | 180 | 180 | 180 | 180 | 180 | 180 | 90 | - | - | - | - | - | - | -
GLT-01 | 2022-11-01 | 11 | 2023 | 2022 | FALL | 185 | 185 | 185 | 185 | 185 | 185 | 93 | - | - | - | - | - | - | -
GLT-01 | 2022-12-01 | 12 | 2023 | 2022 | WINTER | 185 | 185 | 185 | 185 | 185 | 185 | 93 | - | - | - | - | - | - | -
GLT-01 | 2023-01-01 | 1 | 2023 | 2023 | WINTER | 185 | 185 | 185 | 185 | 185 | 185 | 93 | - | - | - | - | - | - | -
GLT-01 | 2023-02-01 | 2 | 2023 | 2023 | WINTER | 185 | 185 | 185 | 185 | 185 | 185 | 93 | - | - | - | - | - | - | -
GLT-01 | 2023-03-01 | 3 | 2023 | 2023 | WINTER | 185 | 185 | 185 | 185 | 185 | 185 | 93 | - | - | - | - | - | - | -
GLT-01 | 2023-04-01 | 4 | 2023 | 2023 | SPRING | 180 | 180 | 180 | 180 | 180 | 180 | 90 | - | - | - | - | - | - | -
GLT-01 | 2023-05-01 | 5 | 2023 | 2023 | SPRING | 165 | 165 | 165 | 170 | 170 | 170 | 83 | - | - | - | - | - | - | -
GLT-01 | 2023-06-01 | 6 | 2023 | 2023 | SUMMER | 155 | 155 | 155 | 160 | 160 | 160 | 78 | - | - | - | - | - | - | -
GLT-01 | 2023-07-01 | 7 | 2023 | 2023 | SUMMER | 155 | 155 | 155 | 160 | 160 | 160 | 78 | - | - | - | - | - | - | -
GLT-01 | 2023-08-01 | 8 | 2023 | 2023 | SUMMER | 155 | 155 | 155 | 160 | 160 | 160 | 78 | - | - | - | - | - | - | -
GLT-01 | 2023-09-01 | 9 | 2023 | 2023 | SUMMER | 165 | 165 | 165 | 170 | 170 | 170 | 83 | - | - | - | - | - | - | -
GLT-01 | 2023-10-01 | 10 | 2024 | 2023 | FALL | 180 | 180 | 180 | 180 | 180 | 180 | 90 | - | - | - | - | - | - | -
GLT-01 | 2023-11-01 | 11 | 2024 | 2023 | FALL | 185 | 185 | 185 | 185 | 185 | 185 | 93 | - | - | - | - | - | - | -
GLT-01 | 2023-12-01 | 12 | 2024 | 2023 | WINTER | 185 | 185 | 185 | 185 | 185 | 185 | 93 | - | - | - | - | - | - | -
GLT-01 | 2024-01-01 | 1 | 2024 | 2024 | WINTER | 185 | 185 | 185 | 185 | 185 | 185 | 93 | - | - | - | - | - | - | -
GLT-01 | 2024-02-01 | 2 | 2024 | 2024 | WINTER | 185 | 185 | 185 | 185 | 185 | 185 | 93 | - | - | - | - | - | - | -
GLT-01 | 2024-03-01 | 3 | 2024 | 2024 | WINTER | 185 | 185 | 185 | 185 | 185 | 185 | 93 | - | - | - | - | - | - | -
GLT-01 | 2024-04-01 | 4 | 2024 | 2024 | SPRING | 180 | 180 | 180 | 180 | 180 | 180 | 90 | - | - | - | - | - | - | -
GLT-01 | 2024-05-01 | 5 | 2024 | 2024 | SPRING | 165 | 165 | 165 | 170 | 170 | 170 | 83 | - | - | - | - | - | - | -
GLT-01 | 2024-06-01 | 6 | 2024 | 2024 | SUMMER | 155 | 155 | 155 | 160 | 160 | 160 | 78 | - | - | - | - | - | - | -
GLT-01 | 2024-07-01 | 7 | 2024 | 2024 | SUMMER | 155 | 155 | 155 | 160 | 160 | 160 | 78 | - | - | - | - | - | - | -
GLT-01 | 2024-08-01 | 8 | 2024 | 2024 | SUMMER | 155 | 155 | 155 | 160 | 160 | 160 | 78 | - | - | - | - | - | - | -
GLT-01 | 2024-09-01 | 9 | 2024 | 2024 | SUMMER | 165 | 165 | 165 | 170 | 170 | 170 | 83 | - | - | - | - | - | - | -
GLT-01 | 2024-10-01 | 10 | 2025 | 2024 | FALL | 180 | 180 | 180 | 180 | 180 | 180 | 90 | - | - | - | - | - | - | -
GLT-01 | 2024-11-01 | 11 | 2025 | 2024 | FALL | 185 | 185 | 185 | 185 | 185 | 185 | 93 | - | - | - | - | - | - | -
GLT-01 | 2024-12-01 | 12 | 2025 | 2024 | WINTER | 185 | 185 | 185 | 185 | 185 | 185 | 93 | - | - | - | - | - | - | -
GLT-01 | 2025-01-01 | 1 | 2025 | 2025 | WINTER | 185 | 185 | 185 | 185 | 185 | 185 | 93 | - | - | - | - | - | - | -
GLT-01 | 2025-02-01 | 2 | 2025 | 2025 | WINTER | 185 | 185 | 185 | 185 | 185 | 185 | 93 | - | - | - | - | - | - | -
GLT-01 | 2025-03-01 | 3 | 2025 | 2025 | WINTER | 185 | 185 | 185 | 185 | 185 | 185 | 93 | - | - | - | - | - | - | -
GLT-01 | 2025-04-01 | 4 | 2025 | 2025 | SPRING | 180 | 180 | 180 | 180 | 180 | 180 | 90 | - | - | - | - | - | - | -
GLT-01 | 2025-05-01 | 5 | 2025 | 2025 | SPRING | 165 | 165 | 165 | 170 | 170 | 170 | 83 | - | - | - | - | - | - | -
GLT-01 | 2025-06-01 | 6 | 2025 | 2025 | SUMMER | 155 | 155 | 155 | 160 | 160 | 160 | 78 | - | - | - | - | - | - | -
GLT-01 | 2025-07-01 | 7 | 2025 | 2025 | SUMMER | 155 | 155 | 155 | 160 | 160 | 160 | 78 | - | - | - | - | - | - | -
GLT-01 | 2025-08-01 | 8 | 2025 | 2025 | SUMMER | 155 | 155 | 155 | 160 | 160 | 160 | 78 | - | - | - | - | - | - | -
GLT-01 | 2025-09-01 | 9 | 2025 | 2025 | SUMMER | 165 | 165 | 165 | 170 | 170 | 170 | 83 | - | - | - | - | - | - | -
GLT-01 | 2025-10-01 | 10 | 2026 | 2025 | FALL | 180 | 180 | 180 | 180 | 180 | 180 | 90 | - | - | - | - | - | - | -
GLT-01 | 2025-11-01 | 11 | 2026 | 2025 | FALL | 185 | 185 | 185 | 185 | 185 | 185 | 93 | - | - | - | - | - | - | -
GLT-01 | 2025-12-01 | 12 | 2026 | 2025 | WINTER | 185 | 185 | 185 | 185 | 185 | 185 | 93 | - | - | - | - | - | - | -
GLT-01 | 2026-01-01 | 1 | 2026 | 2026 | WINTER | 185 | 185 | 185 | 185 | 185 | 185 | 93 | - | - | - | - | - | - | -
GLT-01 | 2026-02-01 | 2 | 2026 | 2026 | WINTER | 185 | 185 | 185 | 185 | 185 | 185 | 93 | - | - | - | - | - | - | -
GLT-01 | 2026-03-01 | 3 | 2026 | 2026 | WINTER | 185 | 185 | 185 | 185 | 185 | 185 | 93 | - | - | - | - | - | - | -
GLT-01 | 2026-04-01 | 4 | 2026 | 2026 | SPRING | 180 | 180 | 180 | 180 | 180 | 180 | 90 | - | - | - | - | - | - | -
GLT-01 | 2026-05-01 | 5 | 2026 | 2026 | SPRING | 165 | 165 | 165 | 170 | 170 | 170 | 83 | - | - | - | - | - | - | -
GLT-01 | 2026-06-01 | 6 | 2026 | 2026 | SUMMER | 155 | 155 | 155 | 160 | 160 | 160 | 78 | - | - | - | - | - | - | -
GLT-01 | 2026-07-01 | 7 | 2026 | 2026 | SUMMER | 155 | 155 | 155 | 160 | 160 | 160 | 78 | - | - | - | - | - | - | -
GLT-01 | 2026-08-01 | 8 | 2026 | 2026 | SUMMER | 155 | 155 | 155 | 160 | 160 | 160 | 78 | - | - | - | - | - | - | -
GLT-01 | 2026-09-01 | 9 | 2026 | 2026 | SUMMER | 165 | 165 | 165 | 170 | 170 | 170 | 83 | - | - | - | - | - | - | -
GLT-01 | 2026-10-01 | 10 | 2027 | 2026 | FALL | 180 | 180 | 180 | 180 | 180 | 180 | 90 | - | - | - | - | - | - | -
GLT-01 | 2026-11-01 | 11 | 2027 | 2026 | FALL | 185 | 185 | 185 | 185 | 185 | 185 | 93 | - | - | - | - | - | - | -
GLT-01 | 2026-12-01 | 12 | 2027 | 2026 | WINTER | 185 | 185 | 185 | 185 | 185 | 185 | 93 | - | - | - | - | - | - | -
GLT-01 | 2027-01-01 | 1 | 2027 | 2027 | WINTER | 185 | 185 | 185 | 185 | 185 | 185 | 93 | - | - | - | - | - | - | -
GLT-01 | 2027-02-01 | 2 | 2027 | 2027 | WINTER | 185 | 185 | 185 | 185 | 185 | 185 | 93 | - | - | - | - | - | - | -
GLT-01 | 2027-03-01 | 3 | 2027 | 2027 | WINTER | 185 | 185 | 185 | 185 | 185 | 185 | 93 | - | - | - | - | - | - | -
GLT-01 | 2027-04-01 | 4 | 2027 | 2027 | SPRING | 180 | 180 | 180 | 180 | 180 | 180 | 90 | - | - | - | - | - | - | -
GLT-01 | 2027-05-01 | 5 | 2027 | 2027 | SPRING | 165 | 165 | 165 | 170 | 170 | 170 | 83 | - | - | - | - | - | - | -
GLT-01 | 2027-06-01 | 6 | 2027 | 2027 | SUMMER | 155 | 155 | 155 | 160 | 160 | 160 | 78 | - | - | - | - | - | - | -
GLT-01 | 2027-07-01 | 7 | 2027 | 2027 | SUMMER | 155 | 155 | 155 | 160 | 160 | 160 | 78 | - | - | - | - | - | - | -
GLT-01 | 2027-08-01 | 8 | 2027 | 2027 | SUMMER | 155 | 155 | 155 | 160 | 160 | 160 | 78 | - | - | - | - | - | - | -
GLT-01 | 2027-09-01 | 9 | 2027 | 2027 | SUMMER | 165 | 165 | 165 | 170 | 170 | 170 | 83 | - | - | - | - | - | - | -
GLT-01 | 2027-10-01 | 10 | 2028 | 2027 | FALL | 180 | 180 | 180 | 180 | 180 | 180 | 90 | - | - | - | - | - | - | -
GLT-01 | 2027-11-01 | 11 | 2028 | 2027 | FALL | 185 | 185 | 185 | 185 | 185 | 185 | 93 | - | - | - | - | - | - | -
GLT-01 | 2027-12-01 | 12 | 2028 | 2027 | WINTER | 185 | 185 | 185 | 185 | 185 | 185 | 93 | - | - | - | - | - | - | -
GLT-01 | 2028-01-01 | 1 | 2028 | 2028 | WINTER | 185 | 185 | 185 | 185 | 185 | 185 | 93 | - | - | - | - | - | - | -
GLT-01 | 2028-02-01 | 2 | 2028 | 2028 | WINTER | 185 | 185 | 185 | 185 | 185 | 185 | 93 | - | - | - | - | - | - | -
GLT-01 | 2028-03-01 | 3 | 2028 | 2028 | WINTER | 185 | 185 | 185 | 185 | 185 | 185 | 93 | - | - | - | - | - | - | -
GLT-01 | 2028-04-01 | 4 | 2028 | 2028 | SPRING | 180 | 180 | 180 | 180 | 180 | 180 | 90 | - | - | - | - | - | - | -
GLT-01 | 2028-05-01 | 5 | 2028 | 2028 | SPRING | 165 | 165 | 165 | 170 | 170 | 170 | 83 | - | - | - | - | - | - | -
GLT-01 | 2028-06-01 | 6 | 2028 | 2028 | SUMMER | 155 | 155 | 155 | 160 | 160 | 160 | 78 | - | - | - | - | - | - | -
GLT-01 | 2028-07-01 | 7 | 2028 | 2028 | SUMMER | 155 | 155 | 155 | 160 | 160 | 160 | 78 | - | - | - | - | - | - | -
GLT-01 | 2028-08-01 | 8 | 2028 | 2028 | SUMMER | 155 | 155 | 155 | 160 | 160 | 160 | 78 | - | - | - | - | - | - | -
GLT-01 | 2028-09-01 | 9 | 2028 | 2028 | SUMMER | 165 | 165 | 165 | 170 | 170 | 170 | 83 | - | - | - | - | - | - | -
GLT-01 | 2028-10-01 | 10 | 2029 | 2028 | FALL | 180 | 180 | 180 | 180 | 180 | 180 | 90 | - | - | - | - | - | - | -
GLT-01 | 2028-11-01 | 11 | 2029 | 2028 | FALL | 185 | 185 | 185 | 185 | 185 | 185 | 93 | - | - | - | - | - | - | -
GLT-01 | 2028-12-01 | 12 | 2029 | 2028 | WINTER | 185 | 185 | 185 | 185 | 185 | 185 | 93 | - | - | - | - | - | - | -
GLT-01 | 2029-01-01 | 1 | 2029 | 2029 | WINTER | 185 | 185 | 185 | 185 | 185 | 185 | 93 | - | - | - | - | - | - | -
GLT-01 | 2029-02-01 | 2 | 2029 | 2029 | WINTER | 185 | 185 | 185 | 185 | 185 | 185 | 93 | - | - | - | - | - | - | -
GLT-01 | 2029-03-01 | 3 | 2029 | 2029 | WINTER | 185 | 185 | 185 | 185 | 185 | 185 | 93 | - | - | - | - | - | - | -
GLT-01 | 2029-04-01 | 4 | 2029 | 2029 | SPRING | 180 | 180 | 180 | 180 | 180 | 180 | 90 | - | - | - | - | - | - | -
GLT-01 | 2029-05-01 | 5 | 2029 | 2029 | SPRING | 165 | 165 | 165 | 170 | 170 | 170 | 83 | - | - | - | - | - | - | -
GLT-01 | 2029-06-01 | 6 | 2029 | 2029 | SUMMER | 155 | 155 | 155 | 160 | 160 | 160 | 78 | - | - | - | - | - | - | -
GLT-01 | 2029-07-01 | 7 | 2029 | 2029 | SUMMER | 155 | 155 | 155 | 160 | 160 | 160 | 78 | - | - | - | - | - | - | -
GLT-01 | 2029-08-01 | 8 | 2029 | 2029 | SUMMER | 155 | 155 | 155 | 160 | 160 | 160 | 78 | - | - | - | - | - | - | -
GLT-01 | 2029-09-01 | 9 | 2029 | 2029 | SUMMER | 165 | 165 | 165 | 170 | 170 | 170 | 83 | - | - | - | - | - | - | -
GLT-01 | 2029-10-01 | 10 | 2030 | 2029 | FALL | 180 | 180 | 180 | 180 | 180 | 180 | 90 | - | - | - | - | - | - | -
GLT-01 | 2029-11-01 | 11 | 2030 | 2029 | FALL | 185 | 185 | 185 | 185 | 185 | 185 | 93 | - | - | - | - | - | - | -
GLT-01 | 2029-12-01 | 12 | 2030 | 2029 | WINTER | 185 | 185 | 185 | 185 | 185 | 185 | 93 | - | - | - | - | - | - | -
GLT-01 | 2030-01-01 | 1 | 2030 | 2030 | WINTER | 185 | 185 | 185 | 185 | 185 | 185 | 93 | - | - | - | - | - | - | -
GLT-01 | 2030-02-01 | 2 | 2030 | 2030 | WINTER | 185 | 185 | 185 | 185 | 185 | 185 | 93 | - | - | - | - | - | - | -
GLT-01 | 2030-03-01 | 3 | 2030 | 2030 | WINTER | 185 | 185 | 185 | 185 | 185 | 185 | 93 | - | - | - | - | - | - | -
GLT-01 | 2030-04-01 | 4 | 2030 | 2030 | SPRING | 180 | 180 | 180 | 180 | 180 | 180 | 90 | - | - | - | - | - | - | -
GLT-01 | 2030-05-01 | 5 | 2030 | 2030 | SPRING | 165 | 165 | 165 | 170 | 170 | 170 | 83 | - | - | - | - | - | - | -
GLT-01 | 2030-06-01 | 6 | 2030 | 2030 | SUMMER | 155 | 155 | 155 | 160 | 160 | 160 | 78 | - | - | - | - | - | - | -
GLT-01 | 2030-07-01 | 7 | 2030 | 2030 | SUMMER | 155 | 155 | 155 | 160 | 160 | 160 | 78 | - | - | - | - | - | - | -
GLT-01 | 2030-08-01 | 8 | 2030 | 2030 | SUMMER | 155 | 155 | 155 | 160 | 160 | 160 | 78 | - | - | - | - | - | - | -
GLT-01 | 2030-09-01 | 9 | 2030 | 2030 | SUMMER | 165 | 165 | 165 | 170 | 170 | 170 | 83 | - | - | - | - | - | - | -
GLT-01 | 2030-10-01 | 10 | 2031 | 2030 | FALL | 180 | 180 | 180 | 180 | 180 | 180 | 90 | - | - | - | - | - | - | -
GLT-01 | 2030-11-01 | 11 | 2031 | 2030 | FALL | 185 | 185 | 185 | 185 | 185 | 185 | 93 | - | - | - | - | - | - | -
GLT-01 | 2030-12-01 | 12 | 2031 | 2030 | WINTER | 185 | 185 | 185 | 185 | 185 | 185 | 93 | - | - | - | - | - | - | -
GLT-01 | 2031-01-01 | 1 | 2031 | 2031 | WINTER | 185 | 185 | 185 | 185 | 185 | 185 | 93 | - | - | - | - | - | - | -
GLT-01 | 2031-02-01 | 2 | 2031 | 2031 | WINTER | 185 | 185 | 185 | 185 | 185 | 185 | 93 | - | - | - | - | - | - | -
GLT-01 | 2031-03-01 | 3 | 2031 | 2031 | WINTER | 185 | 185 | 185 | 185 | 185 | 185 | 93 | - | - | - | - | - | - | -
GLT-01 | 2031-04-01 | 4 | 2031 | 2031 | SPRING | 180 | 180 | 180 | 180 | 180 | 180 | 90 | - | - | - | - | - | - | -
GLT-01 | 2031-05-01 | 5 | 2031 | 2031 | SPRING | 165 | 165 | 165 | 170 | 170 | 170 | 83 | - | - | - | - | - | - | -
GLT-01 | 2031-06-01 | 6 | 2031 | 2031 | SUMMER | 155 | 155 | 155 | 160 | 160 | 160 | 78 | - | - | - | - | - | - | -
GLT-01 | 2031-07-01 | 7 | 2031 | 2031 | SUMMER | 155 | 155 | 155 | 160 | 160 | 160 | 78 | - | - | - | - | - | - | -
GLT-01 | 2031-08-01 | 8 | 2031 | 2031 | SUMMER | 155 | 155 | 155 | 160 | 160 | 160 | 78 | - | - | - | - | - | - | -
GLT-01 | 2031-09-01 | 9 | 2031 | 2031 | SUMMER | 165 | 165 | 165 | 170 | 170 | 170 | 83 | - | - | - | - | - | - | -
GLT-01 | 2031-10-01 | 10 | 2032 | 2031 | FALL | 180 | 180 | 180 | 180 | 180 | 180 | 90 | - | - | - | - | - | - | -
GLT-01 | 2031-11-01 | 11 | 2032 | 2031 | FALL | 185 | 185 | 185 | 185 | 185 | 185 | 93 | - | - | - | - | - | - | -
GLT-01 | 2031-12-01 | 12 | 2032 | 2031 | WINTER | 185 | 185 | 185 | 185 | 185 | 185 | 93 | - | - | - | - | - | - | -
GLT-01 | 2032-01-01 | 1 | 2032 | 2032 | WINTER | 185 | 185 | 185 | 185 | 185 | 185 | 93 | - | - | - | - | - | - | -
GLT-01 | 2032-02-01 | 2 | 2032 | 2032 | WINTER | 185 | 185 | 185 | 185 | 185 | 185 | 93 | - | - | - | - | - | - | -
GLT-01 | 2032-03-01 | 3 | 2032 | 2032 | WINTER | 185 | 185 | 185 | 185 | 185 | 185 | 93 | - | - | - | - | - | - | -
GLT-01 | 2032-04-01 | 4 | 2032 | 2032 | SPRING | 180 | 180 | 180 | 180 | 180 | 180 | 90 | - | - | - | - | - | - | -
GLT-01 | 2032-05-01 | 5 | 2032 | 2032 | SPRING | 165 | 165 | 165 | 170 | 170 | 170 | 83 | - | - | - | - | - | - | -
GLT-01 | 2032-06-01 | 6 | 2032 | 2032 | SUMMER | 155 | 155 | 155 | 160 | 160 | 160 | 78 | - | - | - | - | - | - | -
GLT-01 | 2032-07-01 | 7 | 2032 | 2032 | SUMMER | 155 | 155 | 155 | 160 | 160 | 160 | 78 | - | - | - | - | - | - | -
GLT-01 | 2032-08-01 | 8 | 2032 | 2032 | SUMMER | 155 | 155 | 155 | 160 | 160 | 160 | 78 | - | - | - | - | - | - | -
GLT-01 | 2032-09-01 | 9 | 2032 | 2032 | SUMMER | 165 | 165 | 165 | 170 | 170 | 170 | 83 | - | - | - | - | - | - | -
GLT-01 | 2032-10-01 | 10 | 2033 | 2032 | FALL | 180 | 180 | 180 | 180 | 180 | 180 | 90 | - | - | - | - | - | - | -
GLT-01 | 2032-11-01 | 11 | 2033 | 2032 | FALL | 185 | 185 | 185 | 185 | 185 | 185 | 93 | - | - | - | - | - | - | -
GLT-01 | 2032-12-01 | 12 | 2033 | 2032 | WINTER | 185 | 185 | 185 | 185 | 185 | 185 | 93 | - | - | - | - | - | - | -
GLT-01 | 2033-01-01 | 1 | 2033 | 2033 | WINTER | 185 | 185 | 185 | 185 | 185 | 185 | 93 | - | - | - | - | - | - | -
GLT-01 | 2033-02-01 | 2 | 2033 | 2033 | WINTER | 185 | 185 | 185 | 185 | 185 | 185 | 93 | - | - | - | - | - | - | -
GLT-01 | 2033-03-01 | 3 | 2033 | 2033 | WINTER | 185 | 185 | 185 | 185 | 185 | 185 | 93 | - | - | - | - | - | - | -
GLT-01 | 2033-04-01 | 4 | 2033 | 2033 | SPRING | 180 | 180 | 180 | 180 | 180 | 180 | 90 | - | - | - | - | - | - | -
GLT-01 | 2033-05-01 | 5 | 2033 | 2033 | SPRING | 165 | 165 | 165 | 170 | 170 | 170 | 83 | - | - | - | - | - | - | -
GLT-01 | 2033-06-01 | 6 | 2033 | 2033 | SUMMER | 155 | 155 | 155 | 160 | 160 | 160 | 78 | - | - | - | - | - | - | -
GLT-01 | 2033-07-01 | 7 | 2033 | 2033 | SUMMER | 155 | 155 | 155 | 160 | 160 | 160 | 78 | - | - | - | - | - | - | -
GLT-01 | 2033-08-01 | 8 | 2033 | 2033 | SUMMER | 155 | 155 | 155 | 160 | 160 | 160 | 78 | - | - | - | - | - | - | -
GLT-01 | 2033-09-01 | 9 | 2033 | 2033 | SUMMER | 165 | 165 | 165 | 170 | 170 | 170 | 83 | - | - | - | - | - | - | -
GLT-01 | 2033-10-01 | 10 | 2034 | 2033 | FALL | 180 | 180 | 180 | 180 | 180 | 180 | 90 | - | - | - | - | - | - | -
GLT-01 | 2033-11-01 | 11 | 2034 | 2033 | FALL | 185 | 185 | 185 | 185 | 185 | 185 | 93 | - | - | - | - | - | - | -
GLT-01 | 2033-12-01 | 12 | 2034 | 2033 | WINTER | 185 | 185 | 185 | 185 | 185 | 185 | 93 | - | - | - | - | - | - | -
GLT-01 | 2034-01-01 | 1 | 2034 | 2034 | WINTER | 185 | 185 | 185 | 185 | 185 | 185 | 93 | - | - | - | - | - | - | -
GLT-01 | 2034-02-01 | 2 | 2034 | 2034 | WINTER | 185 | 185 | 185 | 185 | 185 | 185 | 93 | - | - | - | - | - | - | -
GLT-01 | 2034-03-01 | 3 | 2034 | 2034 | WINTER | 185 | 185 | 185 | 185 | 185 | 185 | 93 | - | - | - | - | - | - | -
GLT-01 | 2034-04-01 | 4 | 2034 | 2034 | SPRING | 180 | 180 | 180 | 180 | 180 | 180 | 90 | - | - | - | - | - | - | -
GLT-01 | 2034-05-01 | 5 | 2034 | 2034 | SPRING | 165 | 165 | 165 | 170 | 170 | 170 | 83 | - | - | - | - | - | - | -
GLT-01 | 2034-06-01 | 6 | 2034 | 2034 | SUMMER | 155 | 155 | 155 | 160 | 160 | 160 | 78 | - | - | - | - | - | - | -
GLT-01 | 2034-07-01 | 7 | 2034 | 2034 | SUMMER | 155 | 155 | 155 | 160 | 160 | 160 | 78 | - | - | - | - | - | - | -
GLT-01 | 2034-08-01 | 8 | 2034 | 2034 | SUMMER | 155 | 155 | 155 | 160 | 160 | 160 | 78 | - | - | - | - | - | - | -
GLT-01 | 2034-09-01 | 9 | 2034 | 2034 | SUMMER | 165 | 165 | 165 | 170 | 170 | 170 | 83 | - | - | - | - | - | - | -
GLT-01 | 2034-10-01 | 10 | 2035 | 2034 | FALL | 180 | 180 | 180 | 180 | 180 | 180 | 90 | - | - | - | - | - | - | -
GLT-01 | 2034-11-01 | 11 | 2035 | 2034 | FALL | 185 | 185 | 185 | 185 | 185 | 185 | 93 | - | - | - | - | - | - | -
GLT-01 | 2034-12-01 | 12 | 2035 | 2034 | WINTER | 185 | 185 | 185 | 185 | 185 | 185 | 93 | - | - | - | - | - | - | -
GLT-01 | 2035-01-01 | 1 | 2035 | 2035 | WINTER | 185 | 185 | 185 | 185 | 185 | 185 | 93 | - | - | - | - | - | - | -
GLT-01 | 2035-02-01 | 2 | 2035 | 2035 | WINTER | 185 | 185 | 185 | 185 | 185 | 185 | 93 | - | - | - | - | - | - | -
GLT-01 | 2035-03-01 | 3 | 2035 | 2035 | WINTER | 185 | 185 | 185 | 185 | 185 | 185 | 93 | - | - | - | - | - | - | -
GLT-01 | 2035-04-01 | 4 | 2035 | 2035 | SPRING | 180 | 180 | 180 | 180 | 180 | 180 | 90 | - | - | - | - | - | - | -
GLT-01 | 2035-05-01 | 5 | 2035 | 2035 | SPRING | 165 | 165 | 165 | 170 | 170 | 170 | 83 | - | - | - | - | - | - | -
GLT-01 | 2035-06-01 | 6 | 2035 | 2035 | SUMMER | 155 | 155 | 155 | 160 | 160 | 160 | 78 | - | - | - | - | - | - | -
GLT-01 | 2035-07-01 | 7 | 2035 | 2035 | SUMMER | 155 | 155 | 155 | 160 | 160 | 160 | 78 | - | - | - | - | - | - | -
GLT-01 | 2035-08-01 | 8 | 2035 | 2035 | SUMMER | 155 | 155 | 155 | 160 | 160 | 160 | 78 | - | - | - | - | - | - | -
GLT-01 | 2035-09-01 | 9 | 2035 | 2035 | SUMMER | 165 | 165 | 165 | 170 | 170 | 170 | 83 | - | - | - | - | - | - | -
GLT-01 | 2035-10-01 | 10 | 2036 | 2035 | FALL | 180 | 180 | 180 | 180 | 180 | 180 | 90 | - | - | - | - | - | - | -
GLT-01 | 2035-11-01 | 11 | 2036 | 2035 | FALL | 185 | 185 | 185 | 185 | 185 | 185 | 93 | - | - | - | - | - | - | -
GLT-01 | 2035-12-01 | 12 | 2036 | 2035 | WINTER | 185 | 185 | 185 | 185 | 185 | 185 | 93 | - | - | - | - | - | - | -
GLT-01 | 2036-01-01 | 1 | 2036 | 2036 | WINTER | 185 | 185 | 185 | 185 | 185 | 185 | 93 | - | - | - | - | - | - | -
GLT-01 | 2036-02-01 | 2 | 2036 | 2036 | WINTER | 185 | 185 | 185 | 185 | 185 | 185 | 93 | - | - | - | - | - | - | -
GLT-01 | 2036-03-01 | 3 | 2036 | 2036 | WINTER | 185 | 185 | 185 | 185 | 185 | 185 | 93 | - | - | - | - | - | - | -
GLT-01 | 2036-04-01 | 4 | 2036 | 2036 | SPRING | 180 | 180 | 180 | 180 | 180 | 180 | 90 | - | - | - | - | - | - | -
GLT-01 | 2036-05-01 | 5 | 2036 | 2036 | SPRING | 165 | 165 | 165 | 170 | 170 | 170 | 83 | - | - | - | - | - | - | -
GLT-01 | 2036-06-01 | 6 | 2036 | 2036 | SUMMER | 155 | 155 | 155 | 160 | 160 | 160 | 78 | - | - | - | - | - | - | -
GLT-01 | 2036-07-01 | 7 | 2036 | 2036 | SUMMER | 155 | 155 | 155 | 160 | 160 | 160 | 78 | - | - | - | - | - | - | -
GLT-01 | 2036-08-01 | 8 | 2036 | 2036 | SUMMER | 155 | 155 | 155 | 160 | 160 | 160 | 78 | - | - | - | - | - | - | -
GLT-01 | 2036-09-01 | 9 | 2036 | 2036 | SUMMER | 165 | 165 | 165 | 170 | 170 | 170 | 83 | - | - | - | - | - | - | -
GLT-01 | 2036-10-01 | 10 | 2037 | 2036 | FALL | 180 | 180 | 180 | 180 | 180 | 180 | 90 | - | - | - | - | - | - | -
GLT-01 | 2036-11-01 | 11 | 2037 | 2036 | FALL | 185 | 185 | 185 | 185 | 185 | 185 | 93 | - | - | - | - | - | - | -
GLT-01 | 2036-12-01 | 12 | 2037 | 2036 | WINTER | 185 | 185 | 185 | 185 | 185 | 185 | 93 | - | - | - | - | - | - | -
GLT-01 | 2037-01-01 | 1 | 2037 | 2037 | WINTER | 185 | 185 | 185 | 185 | 185 | 185 | 93 | - | - | - | - | - | - | -
GLT-01 | 2037-02-01 | 2 | 2037 | 2037 | WINTER | 185 | 185 | 185 | 185 | 185 | 185 | 93 | - | - | - | - | - | - | -
GLT-01 | 2037-03-01 | 3 | 2037 | 2037 | WINTER | 185 | 185 | 185 | 185 | 185 | 185 | 93 | - | - | - | - | - | - | -
GLT-01 | 2037-04-01 | 4 | 2037 | 2037 | SPRING | 180 | 180 | 180 | 180 | 180 | 180 | 90 | - | - | - | - | - | - | -
GLT-01 | 2037-05-01 | 5 | 2037 | 2037 | SPRING | 165 | 165 | 165 | 170 | 170 | 170 | 83 | - | - | - | - | - | - | -
GLT-01 | 2037-06-01 | 6 | 2037 | 2037 | SUMMER | 155 | 155 | 155 | 160 | 160 | 160 | 78 | - | - | - | - | - | - | -
GLT-01 | 2037-07-01 | 7 | 2037 | 2037 | SUMMER | 155 | 155 | 155 | 160 | 160 | 160 | 78 | - | - | - | - | - | - | -
GLT-01 | 2037-08-01 | 8 | 2037 | 2037 | SUMMER | 155 | 155 | 155 | 160 | 160 | 160 | 78 | - | - | - | - | - | - | -
GLT-01 | 2037-09-01 | 9 | 2037 | 2037 | SUMMER | 165 | 165 | 165 | 170 | 170 | 170 | 83 | - | - | - | - | - | - | -
GLT-01 | 2037-10-01 | 10 | 2038 | 2037 | FALL | 180 | 180 | 180 | 180 | 180 | 180 | 90 | - | - | - | - | - | - | -
GLT-01 | 2037-11-01 | 11 | 2038 | 2037 | FALL | 185 | 185 | 185 | 185 | 185 | 185 | 93 | - | - | - | - | - | - | -
GLT-01 | 2037-12-01 | 12 | 2038 | 2037 | WINTER | 185 | 185 | 185 | 185 | 185 | 185 | 93 | - | - | - | - | - | - | -
GLT-01 | 2038-01-01 | 1 | 2038 | 2038 | WINTER | 185 | 185 | 185 | 185 | 185 | 185 | 93 | - | - | - | - | - | - | -
GLT-01 | 2038-02-01 | 2 | 2038 | 2038 | WINTER | 185 | 185 | 185 | 185 | 185 | 185 | 93 | - | - | - | - | - | - | -
GLT-01 | 2038-03-01 | 3 | 2038 | 2038 | WINTER | 185 | 185 | 185 | 185 | 185 | 185 | 93 | - | - | - | - | - | - | -
GLT-01 | 2038-04-01 | 4 | 2038 | 2038 | SPRING | 180 | 180 | 180 | 180 | 180 | 180 | 90 | - | - | - | - | - | - | -
GLT-01 | 2038-05-01 | 5 | 2038 | 2038 | SPRING | 165 | 165 | 165 | 170 | 170 | 170 | 83 | - | - | - | - | - | - | -
GLT-01 | 2038-06-01 | 6 | 2038 | 2038 | SUMMER | 155 | 155 | 155 | 160 | 160 | 160 | 78 | - | - | - | - | - | - | -
GLT-01 | 2038-07-01 | 7 | 2038 | 2038 | SUMMER | 155 | 155 | 155 | 160 | 160 | 160 | 78 | - | - | - | - | - | - | -
GLT-01 | 2038-08-01 | 8 | 2038 | 2038 | SUMMER | 155 | 155 | 155 | 160 | 160 | 160 | 78 | - | - | - | - | - | - | -
GLT-01 | 2038-09-01 | 9 | 2038 | 2038 | SUMMER | 165 | 165 | 165 | 170 | 170 | 170 | 83 | - | - | - | - | - | - | -
GLT-01 | 2038-10-01 | 10 | 2039 | 2038 | FALL | 180 | 180 | 180 | 180 | 180 | 180 | 90 | - | - | - | - | - | - | -
GLT-01 | 2038-11-01 | 11 | 2039 | 2038 | FALL | 185 | 185 | 185 | 185 | 185 | 185 | 93 | - | - | - | - | - | - | -
GLT-01 | 2038-12-01 | 12 | 2039 | 2038 | WINTER | 185 | 185 | 185 | 185 | 185 | 185 | 93 | - | - | - | - | - | - | -
GLT-01 | 2039-01-01 | 1 | 2039 | 2039 | WINTER | 185 | 185 | 185 | 185 | 185 | 185 | 93 | - | - | - | - | - | - | -
GLT-01 | 2039-02-01 | 2 | 2039 | 2039 | WINTER | 185 | 185 | 185 | 185 | 185 | 185 | 93 | - | - | - | - | - | - | -
GLT-01 | 2039-03-01 | 3 | 2039 | 2039 | WINTER | 185 | 185 | 185 | 185 | 185 | 185 | 93 | - | - | - | - | - | - | -
GLT-01 | 2039-04-01 | 4 | 2039 | 2039 | SPRING | 180 | 180 | 180 | 180 | 180 | 180 | 90 | - | - | - | - | - | - | -
GLT-01 | 2039-05-01 | 5 | 2039 | 2039 | SPRING | 165 | 165 | 165 | 170 | 170 | 170 | 83 | - | - | - | - | - | - | -
GLT-01 | 2039-06-01 | 6 | 2039 | 2039 | SUMMER | 155 | 155 | 155 | 160 | 160 | 160 | 78 | - | - | - | - | - | - | -
GLT-01 | 2039-07-01 | 7 | 2039 | 2039 | SUMMER | 155 | 155 | 155 | 160 | 160 | 160 | 78 | - | - | - | - | - | - | -
GLT-01 | 2039-08-01 | 8 | 2039 | 2039 | SUMMER | 155 | 155 | 155 | 160 | 160 | 160 | 78 | - | - | - | - | - | - | -
GLT-01 | 2039-09-01 | 9 | 2039 | 2039 | SUMMER | 165 | 165 | 165 | 170 | 170 | 170 | 83 | - | - | - | - | - | - | -
GLT-01 | 2039-10-01 | 10 | 2040 | 2039 | FALL | 180 | 180 | 180 | 180 | 180 | 180 | 90 | - | - | - | - | - | - | -
GLT-01 | 2039-11-01 | 11 | 2040 | 2039 | FALL | 185 | 185 | 185 | 185 | 185 | 185 | 93 | - | - | - | - | - | - | -
GLT-01 | 2039-12-01 | 12 | 2040 | 2039 | WINTER | 185 | 185 | 185 | 185 | 185 | 185 | 93 | - | - | - | - | - | - | -
GLT-01 | 2040-01-01 | 1 | 2040 | 2040 | WINTER | 185 | 185 | 185 | 185 | 185 | 185 | 93 | - | - | - | - | - | - | -
GLT-01 | 2040-02-01 | 2 | 2040 | 2040 | WINTER | 185 | 185 | 185 | 185 | 185 | 185 | 93 | - | - | - | - | - | - | -
GLT-01 | 2040-03-01 | 3 | 2040 | 2040 | WINTER | 185 | 185 | 185 | 185 | 185 | 185 | 93 | - | - | - | - | - | - | -
GLT-01 | 2040-04-01 | 4 | 2040 | 2040 | SPRING | 180 | 180 | 180 | 180 | 180 | 180 | 90 | - | - | - | - | - | - | -
GLT-01 | 2040-05-01 | 5 | 2040 | 2040 | SPRING | 165 | 165 | 165 | 170 | 170 | 170 | 83 | - | - | - | - | - | - | -
GLT-01 | 2040-06-01 | 6 | 2040 | 2040 | SUMMER | 155 | 155 | 155 | 160 | 160 | 160 | 78 | - | - | - | - | - | - | -
GLT-01 | 2040-07-01 | 7 | 2040 | 2040 | SUMMER | 155 | 155 | 155 | 160 | 160 | 160 | 78 | - | - | - | - | - | - | -
GLT-01 | 2040-08-01 | 8 | 2040 | 2040 | SUMMER | 155 | 155 | 155 | 160 | 160 | 160 | 78 | - | - | - | - | - | - | -
GLT-01 | 2040-09-01 | 9 | 2040 | 2040 | SUMMER | 165 | 165 | 165 | 170 | 170 | 170 | 83 | - | - | - | - | - | - | -
GLT-01 | 2040-10-01 | 10 | 2041 | 2040 | FALL | 180 | 180 | 180 | 180 | 180 | 180 | 90 | - | - | - | - | - | - | -
GLT-01 | 2040-11-01 | 11 | 2041 | 2040 | FALL | 185 | 185 | 185 | 185 | 185 | 185 | 93 | - | - | - | - | - | - | -
GLT-01 | 2040-12-01 | 12 | 2041 | 2040 | WINTER | 185 | 185 | 185 | 185 | 185 | 185 | 93 | - | - | - | - | - | - | -
GLT-01 | 2041-01-01 | 1 | 2041 | 2041 | WINTER | 185 | 185 | 185 | 185 | 185 | 185 | 93 | - | - | - | - | - | - | -
GLT-01 | 2041-02-01 | 2 | 2041 | 2041 | WINTER | 185 | 185 | 185 | 185 | 185 | 185 | 93 | - | - | - | - | - | - | -
GLT-01 | 2041-03-01 | 3 | 2041 | 2041 | WINTER | 185 | 185 | 185 | 185 | 185 | 185 | 93 | - | - | - | - | - | - | -
GLT-01 | 2041-04-01 | 4 | 2041 | 2041 | SPRING | 180 | 180 | 180 | 180 | 180 | 180 | 90 | - | - | - | - | - | - | -
GLT-01 | 2041-05-01 | 5 | 2041 | 2041 | SPRING | 165 | 165 | 165 | 170 | 170 | 170 | 83 | - | - | - | - | - | - | -
GLT-01 | 2041-06-01 | 6 | 2041 | 2041 | SUMMER | 155 | 155 | 155 | 160 | 160 | 160 | 78 | - | - | - | - | - | - | -
GLT-01 | 2041-07-01 | 7 | 2041 | 2041 | SUMMER | 155 | 155 | 155 | 160 | 160 | 160 | 78 | - | - | - | - | - | - | -
GLT-01 | 2041-08-01 | 8 | 2041 | 2041 | SUMMER | 155 | 155 | 155 | 160 | 160 | 160 | 78 | - | - | - | - | - | - | -
GLT-01 | 2041-09-01 | 9 | 2041 | 2041 | SUMMER | 165 | 165 | 165 | 170 | 170 | 170 | 83 | - | - | - | - | - | - | -
GLT-01 | 2041-10-01 | 10 | 2042 | 2041 | FALL | 180 | 180 | 180 | 180 | 180 | 180 | 90 | - | - | - | - | - | - | -
GLT-01 | 2041-11-01 | 11 | 2042 | 2041 | FALL | 185 | 185 | 185 | 185 | 185 | 185 | 93 | - | - | - | - | - | - | -
GLT-01 | 2041-12-01 | 12 | 2042 | 2041 | WINTER | 185 | 185 | 185 | 185 | 185 | 185 | 93 | - | - | - | - | - | - | -
GLT-01 | 2042-01-01 | 1 | 2042 | 2042 | WINTER | 185 | 185 | 185 | 185 | 185 | 185 | 93 | - | - | - | - | - | - | -
GLT-01 | 2042-02-01 | 2 | 2042 | 2042 | WINTER | 185 | 185 | 185 | 185 | 185 | 185 | 93 | - | - | - | - | - | - | -
GLT-01 | 2042-03-01 | 3 | 2042 | 2042 | WINTER | 185 | 185 | 185 | 185 | 185 | 185 | 93 | - | - | - | - | - | - | -
GLT-01 | 2042-04-01 | 4 | 2042 | 2042 | SPRING | 180 | 180 | 180 | 180 | 180 | 180 | 90 | - | - | - | - | - | - | -
GLT-01 | 2042-05-01 | 5 | 2042 | 2042 | SPRING | 165 | 165 | 165 | 170 | 170 | 170 | 83 | - | - | - | - | - | - | -
GLT-01 | 2042-06-01 | 6 | 2042 | 2042 | SUMMER | 155 | 155 | 155 | 160 | 160 | 160 | 78 | - | - | - | - | - | - | -
GLT-01 | 2042-07-01 | 7 | 2042 | 2042 | SUMMER | 155 | 155 | 155 | 160 | 160 | 160 | 78 | - | - | - | - | - | - | -
GLT-01 | 2042-08-01 | 8 | 2042 | 2042 | SUMMER | 155 | 155 | 155 | 160 | 160 | 160 | 78 | - | - | - | - | - | - | -
GLT-01 | 2042-09-01 | 9 | 2042 | 2042 | SUMMER | 165 | 165 | 165 | 170 | 170 | 170 | 83 | - | - | - | - | - | - | -
GLT-01 | 2042-10-01 | 10 | 2043 | 2042 | FALL | 180 | 180 | 180 | 180 | 180 | 180 | 90 | - | - | - | - | - | - | -
GLT-01 | 2042-11-01 | 11 | 2043 | 2042 | FALL | 185 | 185 | 185 | 185 | 185 | 185 | 93 | - | - | - | - | - | - | -
GLT-01 | 2042-12-01 | 12 | 2043 | 2042 | WINTER | 185 | 185 | 185 | 185 | 185 | 185 | 93 | - | - | - | - | - | - | -
GLT-01 | 2043-01-01 | 1 | 2043 | 2043 | WINTER | 185 | 185 | 185 | 185 | 185 | 185 | 93 | - | - | - | - | - | - | -
GLT-01 | 2043-02-01 | 2 | 2043 | 2043 | WINTER | 185 | 185 | 185 | 185 | 185 | 185 | 93 | - | - | - | - | - | - | -
GLT-01 | 2043-03-01 | 3 | 2043 | 2043 | WINTER | 185 | 185 | 185 | 185 | 185 | 185 | 93 | - | - | - | - | - | - | -
GLT-01 | 2043-04-01 | 4 | 2043 | 2043 | SPRING | 180 | 180 | 180 | 180 | 180 | 180 | 90 | - | - | - | - | - | - | -
GLT-01 | 2043-05-01 | 5 | 2043 | 2043 | SPRING | 165 | 165 | 165 | 170 | 170 | 170 | 83 | - | - | - | - | - | - | -
GLT-01 | 2043-06-01 | 6 | 2043 | 2043 | SUMMER | 155 | 155 | 155 | 160 | 160 | 160 | 78 | - | - | - | - | - | - | -
GLT-01 | 2043-07-01 | 7 | 2043 | 2043 | SUMMER | 155 | 155 | 155 | 160 | 160 | 160 | 78 | - | - | - | - | - | - | -
GLT-01 | 2043-08-01 | 8 | 2043 | 2043 | SUMMER | 155 | 155 | 155 | 160 | 160 | 160 | 78 | - | - | - | - | - | - | -
GLT-01 | 2043-09-01 | 9 | 2043 | 2043 | SUMMER | 165 | 165 | 165 | 170 | 170 | 170 | 83 | - | - | - | - | - | - | -
GLT-01 | 2043-10-01 | 10 | 2044 | 2043 | FALL | 180 | 180 | 180 | 180 | 180 | 180 | 90 | - | - | - | - | - | - | -
GLT-01 | 2043-11-01 | 11 | 2044 | 2043 | FALL | 185 | 185 | 185 | 185 | 185 | 185 | 93 | - | - | - | - | - | - | -
GLT-01 | 2043-12-01 | 12 | 2044 | 2043 | WINTER | 185 | 185 | 185 | 185 | 185 | 185 | 93 | - | - | - | - | - | - | -
GLT-01 | 2044-01-01 | 1 | 2044 | 2044 | WINTER | 185 | 185 | 185 | 185 | 185 | 185 | 93 | - | - | - | - | - | - | -
GLT-01 | 2044-02-01 | 2 | 2044 | 2044 | WINTER | 185 | 185 | 185 | 185 | 185 | 185 | 93 | - | - | - | - | - | - | -
GLT-01 | 2044-03-01 | 3 | 2044 | 2044 | WINTER | 185 | 185 | 185 | 185 | 185 | 185 | 93 | - | - | - | - | - | - | -
GLT-01 | 2044-04-01 | 4 | 2044 | 2044 | SPRING | 180 | 180 | 180 | 180 | 180 | 180 | 90 | - | - | - | - | - | - | -
GLT-01 | 2044-05-01 | 5 | 2044 | 2044 | SPRING | 165 | 165 | 165 | 170 | 170 | 170 | 83 | - | - | - | - | - | - | -
GLT-01 | 2044-06-01 | 6 | 2044 | 2044 | SUMMER | 155 | 155 | 155 | 160 | 160 | 160 | 78 | - | - | - | - | - | - | -
GLT-01 | 2044-07-01 | 7 | 2044 | 2044 | SUMMER | 155 | 155 | 155 | 160 | 160 | 160 | 78 | - | - | - | - | - | - | -
GLT-01 | 2044-08-01 | 8 | 2044 | 2044 | SUMMER | 155 | 155 | 155 | 160 | 160 | 160 | 78 | - | - | - | - | - | - | -
GLT-01 | 2044-09-01 | 9 | 2044 | 2044 | SUMMER | 165 | 165 | 165 | 170 | 170 | 170 | 83 | - | - | - | - | - | - | -
GLT-01 | 2044-10-01 | 10 | 2045 | 2044 | FALL | 180 | 180 | 180 | 180 | 180 | 180 | 90 | - | - | - | - | - | - | -
GLT-01 | 2044-11-01 | 11 | 2045 | 2044 | FALL | 185 | 185 | 185 | 185 | 185 | 185 | 93 | - | - | - | - | - | - | -
GLT-01 | 2044-12-01 | 12 | 2045 | 2044 | WINTER | 185 | 185 | 185 | 185 | 185 | 185 | 93 | - | - | - | - | - | - | -
GLT-01 | 2045-01-01 | 1 | 2045 | 2045 | WINTER | 185 | 185 | 185 | 185 | 185 | 185 | 93 | - | - | - | - | - | - | -
GLT-01 | 2045-02-01 | 2 | 2045 | 2045 | WINTER | 185 | 185 | 185 | 185 | 185 | 185 | 93 | - | - | - | - | - | - | -
GLT-01 | 2045-03-01 | 3 | 2045 | 2045 | WINTER | 185 | 185 | 185 | 185 | 185 | 185 | 93 | - | - | - | - | - | - | -
GLT-01 | 2045-04-01 | 4 | 2045 | 2045 | SPRING | 180 | 180 | 180 | 180 | 180 | 180 | 90 | - | - | - | - | - | - | -
GLT-01 | 2045-05-01 | 5 | 2045 | 2045 | SPRING | 165 | 165 | 165 | 170 | 170 | 170 | 83 | - | - | - | - | - | - | -
GLT-01 | 2045-06-01 | 6 | 2045 | 2045 | SUMMER | 155 | 155 | 155 | 160 | 160 | 160 | 78 | - | - | - | - | - | - | -
GLT-01 | 2045-07-01 | 7 | 2045 | 2045 | SUMMER | 155 | 155 | 155 | 160 | 160 | 160 | 78 | - | - | - | - | - | - | -
GLT-01 | 2045-08-01 | 8 | 2045 | 2045 | SUMMER | 155 | 155 | 155 | 160 | 160 | 160 | 78 | - | - | - | - | - | - | -
GLT-01 | 2045-09-01 | 9 | 2045 | 2045 | SUMMER | 165 | 165 | 165 | 170 | 170 | 170 | 83 | - | - | - | - | - | - | -
GLT-01 | 2045-10-01 | 10 | 2046 | 2045 | FALL | 180 | 180 | 180 | 180 | 180 | 180 | 90 | - | - | - | - | - | - | -
GLT-01 | 2045-11-01 | 11 | 2046 | 2045 | FALL | 185 | 185 | 185 | 185 | 185 | 185 | 93 | - | - | - | - | - | - | -
GLT-01 | 2045-12-01 | 12 | 2046 | 2045 | WINTER | 185 | 185 | 185 | 185 | 185 | 185 | 93 | - | - | - | - | - | - | -
GLT-01 | 2046-01-01 | 1 | 2046 | 2046 | WINTER | 185 | 185 | 185 | 185 | 185 | 185 | 93 | - | - | - | - | - | - | -
GLT-01 | 2046-02-01 | 2 | 2046 | 2046 | WINTER | 185 | 185 | 185 | 185 | 185 | 185 | 93 | - | - | - | - | - | - | -
GLT-01 | 2046-03-01 | 3 | 2046 | 2046 | WINTER | 185 | 185 | 185 | 185 | 185 | 185 | 93 | - | - | - | - | - | - | -
GLT-01 | 2046-04-01 | 4 | 2046 | 2046 | SPRING | 180 | 180 | 180 | 180 | 180 | 180 | 90 | - | - | - | - | - | - | -
GLT-01 | 2046-05-01 | 5 | 2046 | 2046 | SPRING | 165 | 165 | 165 | 170 | 170 | 170 | 83 | - | - | - | - | - | - | -
GLT-01 | 2046-06-01 | 6 | 2046 | 2046 | SUMMER | 155 | 155 | 155 | 160 | 160 | 160 | 78 | - | - | - | - | - | - | -
GLT-01 | 2046-07-01 | 7 | 2046 | 2046 | SUMMER | 155 | 155 | 155 | 160 | 160 | 160 | 78 | - | - | - | - | - | - | -
GLT-01 | 2046-08-01 | 8 | 2046 | 2046 | SUMMER | 155 | 155 | 155 | 160 | 160 | 160 | 78 | - | - | - | - | - | - | -
GLT-01 | 2046-09-01 | 9 | 2046 | 2046 | SUMMER | 165 | 165 | 165 | 170 | 170 | 170 | 83 | - | - | - | - | - | - | -
GLT-01 | 2046-10-01 | 10 | 2047 | 2046 | FALL | 180 | 180 | 180 | 180 | 180 | 180 | 90 | - | - | - | - | - | - | -
GLT-01 | 2046-11-01 | 11 | 2047 | 2046 | FALL | 185 | 185 | 185 | 185 | 185 | 185 | 93 | - | - | - | - | - | - | -
GLT-01 | 2046-12-01 | 12 | 2047 | 2046 | WINTER | 185 | 185 | 185 | 185 | 185 | 185 | 93 | - | - | - | - | - | - | -
GLT-01 | 2047-01-01 | 1 | 2047 | 2047 | WINTER | 185 | 185 | 185 | 185 | 185 | 185 | 93 | - | - | - | - | - | - | -
GLT-01 | 2047-02-01 | 2 | 2047 | 2047 | WINTER | 185 | 185 | 185 | 185 | 185 | 185 | 93 | - | - | - | - | - | - | -
GLT-01 | 2047-03-01 | 3 | 2047 | 2047 | WINTER | 185 | 185 | 185 | 185 | 185 | 185 | 93 | - | - | - | - | - | - | -
GLT-01 | 2047-04-01 | 4 | 2047 | 2047 | SPRING | 180 | 180 | 180 | 180 | 180 | 180 | 90 | - | - | - | - | - | - | -
GLT-01 | 2047-05-01 | 5 | 2047 | 2047 | SPRING | 165 | 165 | 165 | 170 | 170 | 170 | 83 | - | - | - | - | - | - | -
GLT-01 | 2047-06-01 | 6 | 2047 | 2047 | SUMMER | 155 | 155 | 155 | 160 | 160 | 160 | 78 | - | - | - | - | - | - | -
GLT-01 | 2047-07-01 | 7 | 2047 | 2047 | SUMMER | 155 | 155 | 155 | 160 | 160 | 160 | 78 | - | - | - | - | - | - | -
GLT-01 | 2047-08-01 | 8 | 2047 | 2047 | SUMMER | 155 | 155 | 155 | 160 | 160 | 160 | 78 | - | - | - | - | - | - | -
GLT-01 | 2047-09-01 | 9 | 2047 | 2047 | SUMMER | 165 | 165 | 165 | 170 | 170 | 170 | 83 | - | - | - | - | - | - | -
GLT-02 | 2016-10-01 | 10 | 2017 | 2016 | FALL | 180 | 180 | 180 | 180 | 180 | 180 | 90 | - | - | - | - | - | - | -
GLT-02 | 2016-11-01 | 11 | 2017 | 2016 | FALL | 185 | 185 | 185 | 185 | 185 | 185 | 93 | - | - | - | - | - | - | -
GLT-02 | 2016-12-01 | 12 | 2017 | 2016 | WINTER | 185 | 185 | 185 | 185 | 185 | 185 | 93 | - | - | - | - | - | - | -
GLT-02 | 2017-01-01 | 1 | 2017 | 2017 | WINTER | 185 | 185 | 185 | 185 | 185 | 185 | 93 | - | - | - | - | - | - | -
GLT-02 | 2017-02-01 | 2 | 2017 | 2017 | WINTER | 185 | 185 | 185 | 185 | 185 | 185 | 93 | - | - | - | - | - | - | -
GLT-02 | 2017-03-01 | 3 | 2017 | 2017 | WINTER | 185 | 185 | 185 | 185 | 185 | 185 | 93 | - | - | - | - | - | - | -
GLT-02 | 2017-04-01 | 4 | 2017 | 2017 | SPRING | 180 | 180 | 180 | 180 | 180 | 180 | 90 | - | - | - | - | - | - | -
GLT-02 | 2017-05-01 | 5 | 2017 | 2017 | SPRING | 165 | 165 | 165 | 170 | 170 | 170 | 83 | - | - | - | - | - | - | -
GLT-02 | 2017-06-01 | 6 | 2017 | 2017 | SUMMER | 155 | 155 | 155 | 160 | 160 | 160 | 78 | - | - | - | - | - | - | -
GLT-02 | 2017-07-01 | 7 | 2017 | 2017 | SUMMER | 155 | 155 | 155 | 160 | 160 | 160 | 78 | - | - | - | - | - | - | -
GLT-02 | 2017-08-01 | 8 | 2017 | 2017 | SUMMER | 155 | 155 | 155 | 160 | 160 | 160 | 78 | - | - | - | - | - | - | -
GLT-02 | 2017-09-01 | 9 | 2017 | 2017 | SUMMER | 165 | 165 | 165 | 170 | 170 | 170 | 83 | - | - | - | - | - | - | -
GLT-02 | 2017-10-01 | 10 | 2018 | 2017 | FALL | 180 | 180 | 180 | 180 | 180 | 180 | 90 | - | - | - | - | - | - | -
GLT-02 | 2017-11-01 | 11 | 2018 | 2017 | FALL | 185 | 185 | 185 | 185 | 185 | 185 | 93 | - | - | - | - | - | - | -
GLT-02 | 2017-12-01 | 12 | 2018 | 2017 | WINTER | 185 | 185 | 185 | 185 | 185 | 185 | 93 | - | - | - | - | - | - | -
GLT-02 | 2018-01-01 | 1 | 2018 | 2018 | WINTER | 185 | 185 | 185 | 185 | 185 | 185 | 93 | - | - | - | - | - | - | -
GLT-02 | 2018-02-01 | 2 | 2018 | 2018 | WINTER | 185 | 185 | 185 | 185 | 185 | 185 | 93 | - | - | - | - | - | - | -
GLT-02 | 2018-03-01 | 3 | 2018 | 2018 | WINTER | 185 | 185 | 185 | 185 | 185 | 185 | 93 | - | - | - | - | - | - | -
GLT-02 | 2018-04-01 | 4 | 2018 | 2018 | SPRING | 180 | 180 | 180 | 180 | 180 | 180 | 90 | - | - | - | - | - | - | -
GLT-02 | 2018-05-01 | 5 | 2018 | 2018 | SPRING | 165 | 165 | 165 | 170 | 170 | 170 | 83 | - | - | - | - | - | - | -
GLT-02 | 2018-06-01 | 6 | 2018 | 2018 | SUMMER | 155 | 155 | 155 | 160 | 160 | 160 | 78 | - | - | - | - | - | - | -
GLT-02 | 2018-07-01 | 7 | 2018 | 2018 | SUMMER | 155 | 155 | 155 | 160 | 160 | 160 | 78 | - | - | - | - | - | - | -
GLT-02 | 2018-08-01 | 8 | 2018 | 2018 | SUMMER | 155 | 155 | 155 | 160 | 160 | 160 | 78 | - | - | - | - | - | - | -
GLT-02 | 2018-09-01 | 9 | 2018 | 2018 | SUMMER | 165 | 165 | 165 | 170 | 170 | 170 | 83 | - | - | - | - | - | - | -
GLT-02 | 2018-10-01 | 10 | 2019 | 2018 | FALL | 180 | 180 | 180 | 180 | 180 | 180 | 90 | - | - | - | - | - | - | -
GLT-02 | 2018-11-01 | 11 | 2019 | 2018 | FALL | 185 | 185 | 185 | 185 | 185 | 185 | 93 | - | - | - | - | - | - | -
GLT-02 | 2018-12-01 | 12 | 2019 | 2018 | WINTER | 185 | 185 | 185 | 185 | 185 | 185 | 93 | - | - | - | - | - | - | -
GLT-02 | 2019-01-01 | 1 | 2019 | 2019 | WINTER | 185 | 185 | 185 | 185 | 185 | 185 | 93 | - | - | - | - | - | - | -
GLT-02 | 2019-02-01 | 2 | 2019 | 2019 | WINTER | 185 | 185 | 185 | 185 | 185 | 185 | 93 | - | - | - | - | - | - | -
GLT-02 | 2019-03-01 | 3 | 2019 | 2019 | WINTER | 185 | 185 | 185 | 185 | 185 | 185 | 93 | - | - | - | - | - | - | -
GLT-02 | 2019-04-01 | 4 | 2019 | 2019 | SPRING | 180 | 180 | 180 | 180 | 180 | 180 | 90 | - | - | - | - | - | - | -
GLT-02 | 2019-05-01 | 5 | 2019 | 2019 | SPRING | 165 | 165 | 165 | 170 | 170 | 170 | 83 | - | - | - | - | - | - | -
GLT-02 | 2019-06-01 | 6 | 2019 | 2019 | SUMMER | 155 | 155 | 155 | 160 | 160 | 160 | 78 | - | - | - | - | - | - | -
GLT-02 | 2019-07-01 | 7 | 2019 | 2019 | SUMMER | 155 | 155 | 155 | 160 | 160 | 160 | 78 | - | - | - | - | - | - | -
GLT-02 | 2019-08-01 | 8 | 2019 | 2019 | SUMMER | 155 | 155 | 155 | 160 | 160 | 160 | 78 | - | - | - | - | - | - | -
GLT-02 | 2019-09-01 | 9 | 2019 | 2019 | SUMMER | 165 | 165 | 165 | 170 | 170 | 170 | 83 | - | - | - | - | - | - | -
GLT-02 | 2019-10-01 | 10 | 2020 | 2019 | FALL | 180 | 180 | 180 | 180 | 180 | 180 | 90 | - | - | - | - | - | - | -
GLT-02 | 2019-11-01 | 11 | 2020 | 2019 | FALL | 185 | 185 | 185 | 185 | 185 | 185 | 93 | - | - | - | - | - | - | -
GLT-02 | 2019-12-01 | 12 | 2020 | 2019 | WINTER | 185 | 185 | 185 | 185 | 185 | 185 | 93 | - | - | - | - | - | - | -
GLT-02 | 2020-01-01 | 1 | 2020 | 2020 | WINTER | 185 | 185 | 185 | 185 | 185 | 185 | 93 | - | - | - | - | - | - | -
GLT-02 | 2020-02-01 | 2 | 2020 | 2020 | WINTER | 185 | 185 | 185 | 185 | 185 | 185 | 93 | - | - | - | - | - | - | -
GLT-02 | 2020-03-01 | 3 | 2020 | 2020 | WINTER | 185 | 185 | 185 | 185 | 185 | 185 | 93 | - | - | - | - | - | - | -
GLT-02 | 2020-04-01 | 4 | 2020 | 2020 | SPRING | 180 | 180 | 180 | 180 | 180 | 180 | 90 | - | - | - | - | - | - | -
GLT-02 | 2020-05-01 | 5 | 2020 | 2020 | SPRING | 165 | 165 | 165 | 170 | 170 | 170 | 83 | - | - | - | - | - | - | -
GLT-02 | 2020-06-01 | 6 | 2020 | 2020 | SUMMER | 155 | 155 | 155 | 160 | 160 | 160 | 78 | - | - | - | - | - | - | -
GLT-02 | 2020-07-01 | 7 | 2020 | 2020 | SUMMER | 155 | 155 | 155 | 160 | 160 | 160 | 78 | - | - | - | - | - | - | -
GLT-02 | 2020-08-01 | 8 | 2020 | 2020 | SUMMER | 155 | 155 | 155 | 160 | 160 | 160 | 78 | - | - | - | - | - | - | -
GLT-02 | 2020-09-01 | 9 | 2020 | 2020 | SUMMER | 165 | 165 | 165 | 170 | 170 | 170 | 83 | - | - | - | - | - | - | -
GLT-02 | 2020-10-01 | 10 | 2021 | 2020 | FALL | 180 | 180 | 180 | 180 | 180 | 180 | 90 | - | - | - | - | - | - | -
GLT-02 | 2020-11-01 | 11 | 2021 | 2020 | FALL | 185 | 185 | 185 | 185 | 185 | 185 | 93 | - | - | - | - | - | - | -
GLT-02 | 2020-12-01 | 12 | 2021 | 2020 | WINTER | 185 | 185 | 185 | 185 | 185 | 185 | 93 | - | - | - | - | - | - | -
GLT-02 | 2021-01-01 | 1 | 2021 | 2021 | WINTER | 185 | 185 | 185 | 185 | 185 | 185 | 93 | - | - | - | - | - | - | -
GLT-02 | 2021-02-01 | 2 | 2021 | 2021 | WINTER | 185 | 185 | 185 | 185 | 185 | 185 | 93 | - | - | - | - | - | - | -
GLT-02 | 2021-03-01 | 3 | 2021 | 2021 | WINTER | 185 | 185 | 185 | 185 | 185 | 185 | 93 | - | - | - | - | - | - | -
GLT-02 | 2021-04-01 | 4 | 2021 | 2021 | SPRING | 180 | 180 | 180 | 180 | 180 | 180 | 90 | - | - | - | - | - | - | -
GLT-02 | 2021-05-01 | 5 | 2021 | 2021 | SPRING | 165 | 165 | 165 | 170 | 170 | 170 | 83 | - | - | - | - | - | - | -
GLT-02 | 2021-06-01 | 6 | 2021 | 2021 | SUMMER | 155 | 155 | 155 | 160 | 160 | 160 | 78 | - | - | - | - | - | - | -
GLT-02 | 2021-07-01 | 7 | 2021 | 2021 | SUMMER | 155 | 155 | 155 | 160 | 160 | 160 | 78 | - | - | - | - | - | - | -
GLT-02 | 2021-08-01 | 8 | 2021 | 2021 | SUMMER | 155 | 155 | 155 | 160 | 160 | 160 | 78 | - | - | - | - | - | - | -
GLT-02 | 2021-09-01 | 9 | 2021 | 2021 | SUMMER | 165 | 165 | 165 | 170 | 170 | 170 | 83 | - | - | - | - | - | - | -
GLT-02 | 2021-10-01 | 10 | 2022 | 2021 | FALL | 180 | 180 | 180 | 180 | 180 | 180 | 90 | - | - | - | - | - | - | -
GLT-02 | 2021-11-01 | 11 | 2022 | 2021 | FALL | 185 | 185 | 185 | 185 | 185 | 185 | 93 | - | - | - | - | - | - | -
GLT-02 | 2021-12-01 | 12 | 2022 | 2021 | WINTER | 185 | 185 | 185 | 185 | 185 | 185 | 93 | - | - | - | - | - | - | -
GLT-02 | 2022-01-01 | 1 | 2022 | 2022 | WINTER | 185 | 185 | 185 | 185 | 185 | 185 | 93 | - | - | - | - | - | - | -
GLT-02 | 2022-02-01 | 2 | 2022 | 2022 | WINTER | 185 | 185 | 185 | 185 | 185 | 185 | 93 | - | - | - | - | - | - | -
GLT-02 | 2022-03-01 | 3 | 2022 | 2022 | WINTER | 185 | 185 | 185 | 185 | 185 | 185 | 93 | - | - | - | - | - | - | -
GLT-02 | 2022-04-01 | 4 | 2022 | 2022 | SPRING | 180 | 180 | 180 | 180 | 180 | 180 | 90 | - | - | - | - | - | - | -
GLT-02 | 2022-05-01 | 5 | 2022 | 2022 | SPRING | 165 | 165 | 165 | 170 | 170 | 170 | 83 | - | - | - | - | - | - | -
GLT-02 | 2022-06-01 | 6 | 2022 | 2022 | SUMMER | 155 | 155 | 155 | 160 | 160 | 160 | 78 | - | - | - | - | - | - | -
GLT-02 | 2022-07-01 | 7 | 2022 | 2022 | SUMMER | 155 | 155 | 155 | 160 | 160 | 160 | 78 | - | - | - | - | - | - | -
GLT-02 | 2022-08-01 | 8 | 2022 | 2022 | SUMMER | 155 | 155 | 155 | 160 | 160 | 160 | 78 | - | - | - | - | - | - | -
GLT-02 | 2022-09-01 | 9 | 2022 | 2022 | SUMMER | 165 | 165 | 165 | 170 | 170 | 170 | 83 | - | - | - | - | - | - | -
GLT-02 | 2022-10-01 | 10 | 2023 | 2022 | FALL | 180 | 180 | 180 | 180 | 180 | 180 | 90 | - | - | - | - | - | - | -
GLT-02 | 2022-11-01 | 11 | 2023 | 2022 | FALL | 185 | 185 | 185 | 185 | 185 | 185 | 93 | - | - | - | - | - | - | -
GLT-02 | 2022-12-01 | 12 | 2023 | 2022 | WINTER | 185 | 185 | 185 | 185 | 185 | 185 | 93 | - | - | - | - | - | - | -
GLT-02 | 2023-01-01 | 1 | 2023 | 2023 | WINTER | 185 | 185 | 185 | 185 | 185 | 185 | 93 | - | - | - | - | - | - | -
GLT-02 | 2023-02-01 | 2 | 2023 | 2023 | WINTER | 185 | 185 | 185 | 185 | 185 | 185 | 93 | - | - | - | - | - | - | -
GLT-02 | 2023-03-01 | 3 | 2023 | 2023 | WINTER | 185 | 185 | 185 | 185 | 185 | 185 | 93 | - | - | - | - | - | - | -
GLT-02 | 2023-04-01 | 4 | 2023 | 2023 | SPRING | 180 | 180 | 180 | 180 | 180 | 180 | 90 | - | - | - | - | - | - | -
GLT-02 | 2023-05-01 | 5 | 2023 | 2023 | SPRING | 165 | 165 | 165 | 170 | 170 | 170 | 83 | - | - | - | - | - | - | -
GLT-02 | 2023-06-01 | 6 | 2023 | 2023 | SUMMER | 155 | 155 | 155 | 160 | 160 | 160 | 78 | - | - | - | - | - | - | -
GLT-02 | 2023-07-01 | 7 | 2023 | 2023 | SUMMER | 155 | 155 | 155 | 160 | 160 | 160 | 78 | - | - | - | - | - | - | -
GLT-02 | 2023-08-01 | 8 | 2023 | 2023 | SUMMER | 155 | 155 | 155 | 160 | 160 | 160 | 78 | - | - | - | - | - | - | -
GLT-02 | 2023-09-01 | 9 | 2023 | 2023 | SUMMER | 165 | 165 | 165 | 170 | 170 | 170 | 83 | - | - | - | - | - | - | -
GLT-02 | 2023-10-01 | 10 | 2024 | 2023 | FALL | 180 | 180 | 180 | 180 | 180 | 180 | 90 | - | - | - | - | - | - | -
GLT-02 | 2023-11-01 | 11 | 2024 | 2023 | FALL | 185 | 185 | 185 | 185 | 185 | 185 | 93 | - | - | - | - | - | - | -
GLT-02 | 2023-12-01 | 12 | 2024 | 2023 | WINTER | 185 | 185 | 185 | 185 | 185 | 185 | 93 | - | - | - | - | - | - | -
GLT-02 | 2024-01-01 | 1 | 2024 | 2024 | WINTER | 185 | 185 | 185 | 185 | 185 | 185 | 93 | - | - | - | - | - | - | -
GLT-02 | 2024-02-01 | 2 | 2024 | 2024 | WINTER | 185 | 185 | 185 | 185 | 185 | 185 | 93 | - | - | - | - | - | - | -
GLT-02 | 2024-03-01 | 3 | 2024 | 2024 | WINTER | 185 | 185 | 185 | 185 | 185 | 185 | 93 | - | - | - | - | - | - | -
GLT-02 | 2024-04-01 | 4 | 2024 | 2024 | SPRING | 180 | 180 | 180 | 180 | 180 | 180 | 90 | - | - | - | - | - | - | -
GLT-02 | 2024-05-01 | 5 | 2024 | 2024 | SPRING | 165 | 165 | 165 | 170 | 170 | 170 | 83 | - | - | - | - | - | - | -
GLT-02 | 2024-06-01 | 6 | 2024 | 2024 | SUMMER | 155 | 155 | 155 | 160 | 160 | 160 | 78 | - | - | - | - | - | - | -
GLT-02 | 2024-07-01 | 7 | 2024 | 2024 | SUMMER | 155 | 155 | 155 | 160 | 160 | 160 | 78 | - | - | - | - | - | - | -
GLT-02 | 2024-08-01 | 8 | 2024 | 2024 | SUMMER | 155 | 155 | 155 | 160 | 160 | 160 | 78 | - | - | - | - | - | - | -
GLT-02 | 2024-09-01 | 9 | 2024 | 2024 | SUMMER | 165 | 165 | 165 | 170 | 170 | 170 | 83 | - | - | - | - | - | - | -
GLT-02 | 2024-10-01 | 10 | 2025 | 2024 | FALL | 180 | 180 | 180 | 180 | 180 | 180 | 90 | - | - | - | - | - | - | -
GLT-02 | 2024-11-01 | 11 | 2025 | 2024 | FALL | 185 | 185 | 185 | 185 | 185 | 185 | 93 | - | - | - | - | - | - | -
GLT-02 | 2024-12-01 | 12 | 2025 | 2024 | WINTER | 185 | 185 | 185 | 185 | 185 | 185 | 93 | - | - | - | - | - | - | -
GLT-02 | 2025-01-01 | 1 | 2025 | 2025 | WINTER | 185 | 185 | 185 | 185 | 185 | 185 | 93 | - | - | - | - | - | - | -
GLT-02 | 2025-02-01 | 2 | 2025 | 2025 | WINTER | 185 | 185 | 185 | 185 | 185 | 185 | 93 | - | - | - | - | - | - | -
GLT-02 | 2025-03-01 | 3 | 2025 | 2025 | WINTER | 185 | 185 | 185 | 185 | 185 | 185 | 93 | - | - | - | - | - | - | -
GLT-02 | 2025-04-01 | 4 | 2025 | 2025 | SPRING | 180 | 180 | 180 | 180 | 180 | 180 | 90 | - | - | - | - | - | - | -
GLT-02 | 2025-05-01 | 5 | 2025 | 2025 | SPRING | 165 | 165 | 165 | 170 | 170 | 170 | 83 | - | - | - | - | - | - | -
GLT-02 | 2025-06-01 | 6 | 2025 | 2025 | SUMMER | 155 | 155 | 155 | 160 | 160 | 160 | 78 | - | - | - | - | - | - | -
GLT-02 | 2025-07-01 | 7 | 2025 | 2025 | SUMMER | 155 | 155 | 155 | 160 | 160 | 160 | 78 | - | - | - | - | - | - | -
GLT-02 | 2025-08-01 | 8 | 2025 | 2025 | SUMMER | 155 | 155 | 155 | 160 | 160 | 160 | 78 | - | - | - | - | - | - | -
GLT-02 | 2025-09-01 | 9 | 2025 | 2025 | SUMMER | 165 | 165 | 165 | 170 | 170 | 170 | 83 | - | - | - | - | - | - | -
GLT-02 | 2025-10-01 | 10 | 2026 | 2025 | FALL | 180 | 180 | 180 | 180 | 180 | 180 | 90 | - | - | - | - | - | - | -
GLT-02 | 2025-11-01 | 11 | 2026 | 2025 | FALL | 185 | 185 | 185 | 185 | 185 | 185 | 93 | - | - | - | - | - | - | -
GLT-02 | 2025-12-01 | 12 | 2026 | 2025 | WINTER | 185 | 185 | 185 | 185 | 185 | 185 | 93 | - | - | - | - | - | - | -
GLT-02 | 2026-01-01 | 1 | 2026 | 2026 | WINTER | 185 | 185 | 185 | 185 | 185 | 185 | 93 | - | - | - | - | - | - | -
GLT-02 | 2026-02-01 | 2 | 2026 | 2026 | WINTER | 185 | 185 | 185 | 185 | 185 | 185 | 93 | - | - | - | - | - | - | -
GLT-02 | 2026-03-01 | 3 | 2026 | 2026 | WINTER | 185 | 185 | 185 | 185 | 185 | 185 | 93 | - | - | - | - | - | - | -
GLT-02 | 2026-04-01 | 4 | 2026 | 2026 | SPRING | 180 | 180 | 180 | 180 | 180 | 180 | 90 | - | - | - | - | - | - | -
GLT-02 | 2026-05-01 | 5 | 2026 | 2026 | SPRING | 165 | 165 | 165 | 170 | 170 | 170 | 83 | - | - | - | - | - | - | -
GLT-02 | 2026-06-01 | 6 | 2026 | 2026 | SUMMER | 155 | 155 | 155 | 160 | 160 | 160 | 78 | - | - | - | - | - | - | -
GLT-02 | 2026-07-01 | 7 | 2026 | 2026 | SUMMER | 155 | 155 | 155 | 160 | 160 | 160 | 78 | - | - | - | - | - | - | -
GLT-02 | 2026-08-01 | 8 | 2026 | 2026 | SUMMER | 155 | 155 | 155 | 160 | 160 | 160 | 78 | - | - | - | - | - | - | -
GLT-02 | 2026-09-01 | 9 | 2026 | 2026 | SUMMER | 165 | 165 | 165 | 170 | 170 | 170 | 83 | - | - | - | - | - | - | -
GLT-02 | 2026-10-01 | 10 | 2027 | 2026 | FALL | 180 | 180 | 180 | 180 | 180 | 180 | 90 | - | - | - | - | - | - | -
GLT-02 | 2026-11-01 | 11 | 2027 | 2026 | FALL | 185 | 185 | 185 | 185 | 185 | 185 | 93 | - | - | - | - | - | - | -
GLT-02 | 2026-12-01 | 12 | 2027 | 2026 | WINTER | 185 | 185 | 185 | 185 | 185 | 185 | 93 | - | - | - | - | - | - | -
GLT-02 | 2027-01-01 | 1 | 2027 | 2027 | WINTER | 185 | 185 | 185 | 185 | 185 | 185 | 93 | - | - | - | - | - | - | -
GLT-02 | 2027-02-01 | 2 | 2027 | 2027 | WINTER | 185 | 185 | 185 | 185 | 185 | 185 | 93 | - | - | - | - | - | - | -
GLT-02 | 2027-03-01 | 3 | 2027 | 2027 | WINTER | 185 | 185 | 185 | 185 | 185 | 185 | 93 | - | - | - | - | - | - | -
GLT-02 | 2027-04-01 | 4 | 2027 | 2027 | SPRING | 180 | 180 | 180 | 180 | 180 | 180 | 90 | - | - | - | - | - | - | -
GLT-02 | 2027-05-01 | 5 | 2027 | 2027 | SPRING | 165 | 165 | 165 | 170 | 170 | 170 | 83 | - | - | - | - | - | - | -
GLT-02 | 2027-06-01 | 6 | 2027 | 2027 | SUMMER | 155 | 155 | 155 | 160 | 160 | 160 | 78 | - | - | - | - | - | - | -
GLT-02 | 2027-07-01 | 7 | 2027 | 2027 | SUMMER | 155 | 155 | 155 | 160 | 160 | 160 | 78 | - | - | - | - | - | - | -
GLT-02 | 2027-08-01 | 8 | 2027 | 2027 | SUMMER | 155 | 155 | 155 | 160 | 160 | 160 | 78 | - | - | - | - | - | - | -
GLT-02 | 2027-09-01 | 9 | 2027 | 2027 | SUMMER | 165 | 165 | 165 | 170 | 170 | 170 | 83 | - | - | - | - | - | - | -
GLT-02 | 2027-10-01 | 10 | 2028 | 2027 | FALL | 180 | 180 | 180 | 180 | 180 | 180 | 90 | - | - | - | - | - | - | -
GLT-02 | 2027-11-01 | 11 | 2028 | 2027 | FALL | 185 | 185 | 185 | 185 | 185 | 185 | 93 | - | - | - | - | - | - | -
GLT-02 | 2027-12-01 | 12 | 2028 | 2027 | WINTER | 185 | 185 | 185 | 185 | 185 | 185 | 93 | - | - | - | - | - | - | -
GLT-02 | 2028-01-01 | 1 | 2028 | 2028 | WINTER | 185 | 185 | 185 | 185 | 185 | 185 | 93 | - | - | - | - | - | - | -
GLT-02 | 2028-02-01 | 2 | 2028 | 2028 | WINTER | 185 | 185 | 185 | 185 | 185 | 185 | 93 | - | - | - | - | - | - | -
GLT-02 | 2028-03-01 | 3 | 2028 | 2028 | WINTER | 185 | 185 | 185 | 185 | 185 | 185 | 93 | - | - | - | - | - | - | -
GLT-02 | 2028-04-01 | 4 | 2028 | 2028 | SPRING | 180 | 180 | 180 | 180 | 180 | 180 | 90 | - | - | - | - | - | - | -
GLT-02 | 2028-05-01 | 5 | 2028 | 2028 | SPRING | 165 | 165 | 165 | 170 | 170 | 170 | 83 | - | - | - | - | - | - | -
GLT-02 | 2028-06-01 | 6 | 2028 | 2028 | SUMMER | 155 | 155 | 155 | 160 | 160 | 160 | 78 | - | - | - | - | - | - | -
GLT-02 | 2028-07-01 | 7 | 2028 | 2028 | SUMMER | 155 | 155 | 155 | 160 | 160 | 160 | 78 | - | - | - | - | - | - | -
GLT-02 | 2028-08-01 | 8 | 2028 | 2028 | SUMMER | 155 | 155 | 155 | 160 | 160 | 160 | 78 | - | - | - | - | - | - | -
GLT-02 | 2028-09-01 | 9 | 2028 | 2028 | SUMMER | 165 | 165 | 165 | 170 | 170 | 170 | 83 | - | - | - | - | - | - | -
GLT-02 | 2028-10-01 | 10 | 2029 | 2028 | FALL | 180 | 180 | 180 | 180 | 180 | 180 | 90 | - | - | - | - | - | - | -
GLT-02 | 2028-11-01 | 11 | 2029 | 2028 | FALL | 185 | 185 | 185 | 185 | 185 | 185 | 93 | - | - | - | - | - | - | -
GLT-02 | 2028-12-01 | 12 | 2029 | 2028 | WINTER | 185 | 185 | 185 | 185 | 185 | 185 | 93 | - | - | - | - | - | - | -
GLT-02 | 2029-01-01 | 1 | 2029 | 2029 | WINTER | 185 | 185 | 185 | 185 | 185 | 185 | 93 | - | - | - | - | - | - | -
GLT-02 | 2029-02-01 | 2 | 2029 | 2029 | WINTER | 185 | 185 | 185 | 185 | 185 | 185 | 93 | - | - | - | - | - | - | -
GLT-02 | 2029-03-01 | 3 | 2029 | 2029 | WINTER | 185 | 185 | 185 | 185 | 185 | 185 | 93 | - | - | - | - | - | - | -
GLT-02 | 2029-04-01 | 4 | 2029 | 2029 | SPRING | 180 | 180 | 180 | 180 | 180 | 180 | 90 | - | - | - | - | - | - | -
GLT-02 | 2029-05-01 | 5 | 2029 | 2029 | SPRING | 165 | 165 | 165 | 170 | 170 | 170 | 83 | - | - | - | - | - | - | -
GLT-02 | 2029-06-01 | 6 | 2029 | 2029 | SUMMER | 155 | 155 | 155 | 160 | 160 | 160 | 78 | - | - | - | - | - | - | -
GLT-02 | 2029-07-01 | 7 | 2029 | 2029 | SUMMER | 155 | 155 | 155 | 160 | 160 | 160 | 78 | - | - | - | - | - | - | -
GLT-02 | 2029-08-01 | 8 | 2029 | 2029 | SUMMER | 155 | 155 | 155 | 160 | 160 | 160 | 78 | - | - | - | - | - | - | -
GLT-02 | 2029-09-01 | 9 | 2029 | 2029 | SUMMER | 165 | 165 | 165 | 170 | 170 | 170 | 83 | - | - | - | - | - | - | -
GLT-02 | 2029-10-01 | 10 | 2030 | 2029 | FALL | 180 | 180 | 180 | 180 | 180 | 180 | 90 | - | - | - | - | - | - | -
GLT-02 | 2029-11-01 | 11 | 2030 | 2029 | FALL | 185 | 185 | 185 | 185 | 185 | 185 | 93 | - | - | - | - | - | - | -
GLT-02 | 2029-12-01 | 12 | 2030 | 2029 | WINTER | 185 | 185 | 185 | 185 | 185 | 185 | 93 | - | - | - | - | - | - | -
GLT-02 | 2030-01-01 | 1 | 2030 | 2030 | WINTER | 185 | 185 | 185 | 185 | 185 | 185 | 93 | - | - | - | - | - | - | -
GLT-02 | 2030-02-01 | 2 | 2030 | 2030 | WINTER | 185 | 185 | 185 | 185 | 185 | 185 | 93 | - | - | - | - | - | - | -
GLT-02 | 2030-03-01 | 3 | 2030 | 2030 | WINTER | 185 | 185 | 185 | 185 | 185 | 185 | 93 | - | - | - | - | - | - | -
GLT-02 | 2030-04-01 | 4 | 2030 | 2030 | SPRING | 180 | 180 | 180 | 180 | 180 | 180 | 90 | - | - | - | - | - | - | -
GLT-02 | 2030-05-01 | 5 | 2030 | 2030 | SPRING | 165 | 165 | 165 | 170 | 170 | 170 | 83 | - | - | - | - | - | - | -
GLT-02 | 2030-06-01 | 6 | 2030 | 2030 | SUMMER | 155 | 155 | 155 | 160 | 160 | 160 | 78 | - | - | - | - | - | - | -
GLT-02 | 2030-07-01 | 7 | 2030 | 2030 | SUMMER | 155 | 155 | 155 | 160 | 160 | 160 | 78 | - | - | - | - | - | - | -
GLT-02 | 2030-08-01 | 8 | 2030 | 2030 | SUMMER | 155 | 155 | 155 | 160 | 160 | 160 | 78 | - | - | - | - | - | - | -
GLT-02 | 2030-09-01 | 9 | 2030 | 2030 | SUMMER | 165 | 165 | 165 | 170 | 170 | 170 | 83 | - | - | - | - | - | - | -
GLT-02 | 2030-10-01 | 10 | 2031 | 2030 | FALL | 180 | 180 | 180 | 180 | 180 | 180 | 90 | - | - | - | - | - | - | -
GLT-02 | 2030-11-01 | 11 | 2031 | 2030 | FALL | 185 | 185 | 185 | 185 | 185 | 185 | 93 | - | - | - | - | - | - | -
GLT-02 | 2030-12-01 | 12 | 2031 | 2030 | WINTER | 185 | 185 | 185 | 185 | 185 | 185 | 93 | - | - | - | - | - | - | -
GLT-02 | 2031-01-01 | 1 | 2031 | 2031 | WINTER | 185 | 185 | 185 | 185 | 185 | 185 | 93 | - | - | - | - | - | - | -
GLT-02 | 2031-02-01 | 2 | 2031 | 2031 | WINTER | 185 | 185 | 185 | 185 | 185 | 185 | 93 | - | - | - | - | - | - | -
GLT-02 | 2031-03-01 | 3 | 2031 | 2031 | WINTER | 185 | 185 | 185 | 185 | 185 | 185 | 93 | - | - | - | - | - | - | -
GLT-02 | 2031-04-01 | 4 | 2031 | 2031 | SPRING | 180 | 180 | 180 | 180 | 180 | 180 | 90 | - | - | - | - | - | - | -
GLT-02 | 2031-05-01 | 5 | 2031 | 2031 | SPRING | 165 | 165 | 165 | 170 | 170 | 170 | 83 | - | - | - | - | - | - | -
GLT-02 | 2031-06-01 | 6 | 2031 | 2031 | SUMMER | 155 | 155 | 155 | 160 | 160 | 160 | 78 | - | - | - | - | - | - | -
GLT-02 | 2031-07-01 | 7 | 2031 | 2031 | SUMMER | 155 | 155 | 155 | 160 | 160 | 160 | 78 | - | - | - | - | - | - | -
GLT-02 | 2031-08-01 | 8 | 2031 | 2031 | SUMMER | 155 | 155 | 155 | 160 | 160 | 160 | 78 | - | - | - | - | - | - | -
GLT-02 | 2031-09-01 | 9 | 2031 | 2031 | SUMMER | 165 | 165 | 165 | 170 | 170 | 170 | 83 | - | - | - | - | - | - | -
GLT-02 | 2031-10-01 | 10 | 2032 | 2031 | FALL | 180 | 180 | 180 | 180 | 180 | 180 | 90 | - | - | - | - | - | - | -
GLT-02 | 2031-11-01 | 11 | 2032 | 2031 | FALL | 185 | 185 | 185 | 185 | 185 | 185 | 93 | - | - | - | - | - | - | -
GLT-02 | 2031-12-01 | 12 | 2032 | 2031 | WINTER | 185 | 185 | 185 | 185 | 185 | 185 | 93 | - | - | - | - | - | - | -
GLT-02 | 2032-01-01 | 1 | 2032 | 2032 | WINTER | 185 | 185 | 185 | 185 | 185 | 185 | 93 | - | - | - | - | - | - | -
GLT-02 | 2032-02-01 | 2 | 2032 | 2032 | WINTER | 185 | 185 | 185 | 185 | 185 | 185 | 93 | - | - | - | - | - | - | -
GLT-02 | 2032-03-01 | 3 | 2032 | 2032 | WINTER | 185 | 185 | 185 | 185 | 185 | 185 | 93 | - | - | - | - | - | - | -
GLT-02 | 2032-04-01 | 4 | 2032 | 2032 | SPRING | 180 | 180 | 180 | 180 | 180 | 180 | 90 | - | - | - | - | - | - | -
GLT-02 | 2032-05-01 | 5 | 2032 | 2032 | SPRING | 165 | 165 | 165 | 170 | 170 | 170 | 83 | - | - | - | - | - | - | -
GLT-02 | 2032-06-01 | 6 | 2032 | 2032 | SUMMER | 155 | 155 | 155 | 160 | 160 | 160 | 78 | - | - | - | - | - | - | -
GLT-02 | 2032-07-01 | 7 | 2032 | 2032 | SUMMER | 155 | 155 | 155 | 160 | 160 | 160 | 78 | - | - | - | - | - | - | -
GLT-02 | 2032-08-01 | 8 | 2032 | 2032 | SUMMER | 155 | 155 | 155 | 160 | 160 | 160 | 78 | - | - | - | - | - | - | -
GLT-02 | 2032-09-01 | 9 | 2032 | 2032 | SUMMER | 165 | 165 | 165 | 170 | 170 | 170 | 83 | - | - | - | - | - | - | -
GLT-02 | 2032-10-01 | 10 | 2033 | 2032 | FALL | 180 | 180 | 180 | 180 | 180 | 180 | 90 | - | - | - | - | - | - | -
GLT-02 | 2032-11-01 | 11 | 2033 | 2032 | FALL | 185 | 185 | 185 | 185 | 185 | 185 | 93 | - | - | - | - | - | - | -
GLT-02 | 2032-12-01 | 12 | 2033 | 2032 | WINTER | 185 | 185 | 185 | 185 | 185 | 185 | 93 | - | - | - | - | - | - | -
GLT-02 | 2033-01-01 | 1 | 2033 | 2033 | WINTER | 185 | 185 | 185 | 185 | 185 | 185 | 93 | - | - | - | - | - | - | -
GLT-02 | 2033-02-01 | 2 | 2033 | 2033 | WINTER | 185 | 185 | 185 | 185 | 185 | 185 | 93 | - | - | - | - | - | - | -
GLT-02 | 2033-03-01 | 3 | 2033 | 2033 | WINTER | 185 | 185 | 185 | 185 | 185 | 185 | 93 | - | - | - | - | - | - | -
GLT-02 | 2033-04-01 | 4 | 2033 | 2033 | SPRING | 180 | 180 | 180 | 180 | 180 | 180 | 90 | - | - | - | - | - | - | -
GLT-02 | 2033-05-01 | 5 | 2033 | 2033 | SPRING | 165 | 165 | 165 | 170 | 170 | 170 | 83 | - | - | - | - | - | - | -
GLT-02 | 2033-06-01 | 6 | 2033 | 2033 | SUMMER | 155 | 155 | 155 | 160 | 160 | 160 | 78 | - | - | - | - | - | - | -
GLT-02 | 2033-07-01 | 7 | 2033 | 2033 | SUMMER | 155 | 155 | 155 | 160 | 160 | 160 | 78 | - | - | - | - | - | - | -
GLT-02 | 2033-08-01 | 8 | 2033 | 2033 | SUMMER | 155 | 155 | 155 | 160 | 160 | 160 | 78 | - | - | - | - | - | - | -
GLT-02 | 2033-09-01 | 9 | 2033 | 2033 | SUMMER | 165 | 165 | 165 | 170 | 170 | 170 | 83 | - | - | - | - | - | - | -
GLT-02 | 2033-10-01 | 10 | 2034 | 2033 | FALL | 180 | 180 | 180 | 180 | 180 | 180 | 90 | - | - | - | - | - | - | -
GLT-02 | 2033-11-01 | 11 | 2034 | 2033 | FALL | 185 | 185 | 185 | 185 | 185 | 185 | 93 | - | - | - | - | - | - | -
GLT-02 | 2033-12-01 | 12 | 2034 | 2033 | WINTER | 185 | 185 | 185 | 185 | 185 | 185 | 93 | - | - | - | - | - | - | -
GLT-02 | 2034-01-01 | 1 | 2034 | 2034 | WINTER | 185 | 185 | 185 | 185 | 185 | 185 | 93 | - | - | - | - | - | - | -
GLT-02 | 2034-02-01 | 2 | 2034 | 2034 | WINTER | 185 | 185 | 185 | 185 | 185 | 185 | 93 | - | - | - | - | - | - | -
GLT-02 | 2034-03-01 | 3 | 2034 | 2034 | WINTER | 185 | 185 | 185 | 185 | 185 | 185 | 93 | - | - | - | - | - | - | -
GLT-02 | 2034-04-01 | 4 | 2034 | 2034 | SPRING | 180 | 180 | 180 | 180 | 180 | 180 | 90 | - | - | - | - | - | - | -
GLT-02 | 2034-05-01 | 5 | 2034 | 2034 | SPRING | 165 | 165 | 165 | 170 | 170 | 170 | 83 | - | - | - | - | - | - | -
GLT-02 | 2034-06-01 | 6 | 2034 | 2034 | SUMMER | 155 | 155 | 155 | 160 | 160 | 160 | 78 | - | - | - | - | - | - | -
GLT-02 | 2034-07-01 | 7 | 2034 | 2034 | SUMMER | 155 | 155 | 155 | 160 | 160 | 160 | 78 | - | - | - | - | - | - | -
GLT-02 | 2034-08-01 | 8 | 2034 | 2034 | SUMMER | 155 | 155 | 155 | 160 | 160 | 160 | 78 | - | - | - | - | - | - | -
GLT-02 | 2034-09-01 | 9 | 2034 | 2034 | SUMMER | 165 | 165 | 165 | 170 | 170 | 170 | 83 | - | - | - | - | - | - | -
GLT-02 | 2034-10-01 | 10 | 2035 | 2034 | FALL | 180 | 180 | 180 | 180 | 180 | 180 | 90 | - | - | - | - | - | - | -
GLT-02 | 2034-11-01 | 11 | 2035 | 2034 | FALL | 185 | 185 | 185 | 185 | 185 | 185 | 93 | - | - | - | - | - | - | -
GLT-02 | 2034-12-01 | 12 | 2035 | 2034 | WINTER | 185 | 185 | 185 | 185 | 185 | 185 | 93 | - | - | - | - | - | - | -
GLT-02 | 2035-01-01 | 1 | 2035 | 2035 | WINTER | 185 | 185 | 185 | 185 | 185 | 185 | 93 | - | - | - | - | - | - | -
GLT-02 | 2035-02-01 | 2 | 2035 | 2035 | WINTER | 185 | 185 | 185 | 185 | 185 | 185 | 93 | - | - | - | - | - | - | -
GLT-02 | 2035-03-01 | 3 | 2035 | 2035 | WINTER | 185 | 185 | 185 | 185 | 185 | 185 | 93 | - | - | - | - | - | - | -
GLT-02 | 2035-04-01 | 4 | 2035 | 2035 | SPRING | 180 | 180 | 180 | 180 | 180 | 180 | 90 | - | - | - | - | - | - | -
GLT-02 | 2035-05-01 | 5 | 2035 | 2035 | SPRING | 165 | 165 | 165 | 170 | 170 | 170 | 83 | - | - | - | - | - | - | -
GLT-02 | 2035-06-01 | 6 | 2035 | 2035 | SUMMER | 155 | 155 | 155 | 160 | 160 | 160 | 78 | - | - | - | - | - | - | -
GLT-02 | 2035-07-01 | 7 | 2035 | 2035 | SUMMER | 155 | 155 | 155 | 160 | 160 | 160 | 78 | - | - | - | - | - | - | -
GLT-02 | 2035-08-01 | 8 | 2035 | 2035 | SUMMER | 155 | 155 | 155 | 160 | 160 | 160 | 78 | - | - | - | - | - | - | -
GLT-02 | 2035-09-01 | 9 | 2035 | 2035 | SUMMER | 165 | 165 | 165 | 170 | 170 | 170 | 83 | - | - | - | - | - | - | -
GLT-02 | 2035-10-01 | 10 | 2036 | 2035 | FALL | 180 | 180 | 180 | 180 | 180 | 180 | 90 | - | - | - | - | - | - | -
GLT-02 | 2035-11-01 | 11 | 2036 | 2035 | FALL | 185 | 185 | 185 | 185 | 185 | 185 | 93 | - | - | - | - | - | - | -
GLT-02 | 2035-12-01 | 12 | 2036 | 2035 | WINTER | 185 | 185 | 185 | 185 | 185 | 185 | 93 | - | - | - | - | - | - | -
GLT-02 | 2036-01-01 | 1 | 2036 | 2036 | WINTER | 185 | 185 | 185 | 185 | 185 | 185 | 93 | - | - | - | - | - | - | -
GLT-02 | 2036-02-01 | 2 | 2036 | 2036 | WINTER | 185 | 185 | 185 | 185 | 185 | 185 | 93 | - | - | - | - | - | - | -
GLT-02 | 2036-03-01 | 3 | 2036 | 2036 | WINTER | 185 | 185 | 185 | 185 | 185 | 185 | 93 | - | - | - | - | - | - | -
GLT-02 | 2036-04-01 | 4 | 2036 | 2036 | SPRING | 180 | 180 | 180 | 180 | 180 | 180 | 90 | - | - | - | - | - | - | -
GLT-02 | 2036-05-01 | 5 | 2036 | 2036 | SPRING | 165 | 165 | 165 | 170 | 170 | 170 | 83 | - | - | - | - | - | - | -
GLT-02 | 2036-06-01 | 6 | 2036 | 2036 | SUMMER | 155 | 155 | 155 | 160 | 160 | 160 | 78 | - | - | - | - | - | - | -
GLT-02 | 2036-07-01 | 7 | 2036 | 2036 | SUMMER | 155 | 155 | 155 | 160 | 160 | 160 | 78 | - | - | - | - | - | - | -
GLT-02 | 2036-08-01 | 8 | 2036 | 2036 | SUMMER | 155 | 155 | 155 | 160 | 160 | 160 | 78 | - | - | - | - | - | - | -
GLT-02 | 2036-09-01 | 9 | 2036 | 2036 | SUMMER | 165 | 165 | 165 | 170 | 170 | 170 | 83 | - | - | - | - | - | - | -
GLT-02 | 2036-10-01 | 10 | 2037 | 2036 | FALL | 180 | 180 | 180 | 180 | 180 | 180 | 90 | - | - | - | - | - | - | -
GLT-02 | 2036-11-01 | 11 | 2037 | 2036 | FALL | 185 | 185 | 185 | 185 | 185 | 185 | 93 | - | - | - | - | - | - | -
GLT-02 | 2036-12-01 | 12 | 2037 | 2036 | WINTER | 185 | 185 | 185 | 185 | 185 | 185 | 93 | - | - | - | - | - | - | -
GLT-02 | 2037-01-01 | 1 | 2037 | 2037 | WINTER | 185 | 185 | 185 | 185 | 185 | 185 | 93 | - | - | - | - | - | - | -
GLT-02 | 2037-02-01 | 2 | 2037 | 2037 | WINTER | 185 | 185 | 185 | 185 | 185 | 185 | 93 | - | - | - | - | - | - | -
GLT-02 | 2037-03-01 | 3 | 2037 | 2037 | WINTER | 185 | 185 | 185 | 185 | 185 | 185 | 93 | - | - | - | - | - | - | -
GLT-02 | 2037-04-01 | 4 | 2037 | 2037 | SPRING | 180 | 180 | 180 | 180 | 180 | 180 | 90 | - | - | - | - | - | - | -
GLT-02 | 2037-05-01 | 5 | 2037 | 2037 | SPRING | 165 | 165 | 165 | 170 | 170 | 170 | 83 | - | - | - | - | - | - | -
GLT-02 | 2037-06-01 | 6 | 2037 | 2037 | SUMMER | 155 | 155 | 155 | 160 | 160 | 160 | 78 | - | - | - | - | - | - | -
GLT-02 | 2037-07-01 | 7 | 2037 | 2037 | SUMMER | 155 | 155 | 155 | 160 | 160 | 160 | 78 | - | - | - | - | - | - | -
GLT-02 | 2037-08-01 | 8 | 2037 | 2037 | SUMMER | 155 | 155 | 155 | 160 | 160 | 160 | 78 | - | - | - | - | - | - | -
GLT-02 | 2037-09-01 | 9 | 2037 | 2037 | SUMMER | 165 | 165 | 165 | 170 | 170 | 170 | 83 | - | - | - | - | - | - | -
GLT-02 | 2037-10-01 | 10 | 2038 | 2037 | FALL | 180 | 180 | 180 | 180 | 180 | 180 | 90 | - | - | - | - | - | - | -
GLT-02 | 2037-11-01 | 11 | 2038 | 2037 | FALL | 185 | 185 | 185 | 185 | 185 | 185 | 93 | - | - | - | - | - | - | -
GLT-02 | 2037-12-01 | 12 | 2038 | 2037 | WINTER | 185 | 185 | 185 | 185 | 185 | 185 | 93 | - | - | - | - | - | - | -
GLT-02 | 2038-01-01 | 1 | 2038 | 2038 | WINTER | 185 | 185 | 185 | 185 | 185 | 185 | 93 | - | - | - | - | - | - | -
GLT-02 | 2038-02-01 | 2 | 2038 | 2038 | WINTER | 185 | 185 | 185 | 185 | 185 | 185 | 93 | - | - | - | - | - | - | -
GLT-02 | 2038-03-01 | 3 | 2038 | 2038 | WINTER | 185 | 185 | 185 | 185 | 185 | 185 | 93 | - | - | - | - | - | - | -
GLT-02 | 2038-04-01 | 4 | 2038 | 2038 | SPRING | 180 | 180 | 180 | 180 | 180 | 180 | 90 | - | - | - | - | - | - | -
GLT-02 | 2038-05-01 | 5 | 2038 | 2038 | SPRING | 165 | 165 | 165 | 170 | 170 | 170 | 83 | - | - | - | - | - | - | -
GLT-02 | 2038-06-01 | 6 | 2038 | 2038 | SUMMER | 155 | 155 | 155 | 160 | 160 | 160 | 78 | - | - | - | - | - | - | -
GLT-02 | 2038-07-01 | 7 | 2038 | 2038 | SUMMER | 155 | 155 | 155 | 160 | 160 | 160 | 78 | - | - | - | - | - | - | -
GLT-02 | 2038-08-01 | 8 | 2038 | 2038 | SUMMER | 155 | 155 | 155 | 160 | 160 | 160 | 78 | - | - | - | - | - | - | -
GLT-02 | 2038-09-01 | 9 | 2038 | 2038 | SUMMER | 165 | 165 | 165 | 170 | 170 | 170 | 83 | - | - | - | - | - | - | -
GLT-02 | 2038-10-01 | 10 | 2039 | 2038 | FALL | 180 | 180 | 180 | 180 | 180 | 180 | 90 | - | - | - | - | - | - | -
GLT-02 | 2038-11-01 | 11 | 2039 | 2038 | FALL | 185 | 185 | 185 | 185 | 185 | 185 | 93 | - | - | - | - | - | - | -
GLT-02 | 2038-12-01 | 12 | 2039 | 2038 | WINTER | 185 | 185 | 185 | 185 | 185 | 185 | 93 | - | - | - | - | - | - | -
GLT-02 | 2039-01-01 | 1 | 2039 | 2039 | WINTER | 185 | 185 | 185 | 185 | 185 | 185 | 93 | - | - | - | - | - | - | -
GLT-02 | 2039-02-01 | 2 | 2039 | 2039 | WINTER | 185 | 185 | 185 | 185 | 185 | 185 | 93 | - | - | - | - | - | - | -
GLT-02 | 2039-03-01 | 3 | 2039 | 2039 | WINTER | 185 | 185 | 185 | 185 | 185 | 185 | 93 | - | - | - | - | - | - | -
GLT-02 | 2039-04-01 | 4 | 2039 | 2039 | SPRING | 180 | 180 | 180 | 180 | 180 | 180 | 90 | - | - | - | - | - | - | -
GLT-02 | 2039-05-01 | 5 | 2039 | 2039 | SPRING | 165 | 165 | 165 | 170 | 170 | 170 | 83 | - | - | - | - | - | - | -
GLT-02 | 2039-06-01 | 6 | 2039 | 2039 | SUMMER | 155 | 155 | 155 | 160 | 160 | 160 | 78 | - | - | - | - | - | - | -
GLT-02 | 2039-07-01 | 7 | 2039 | 2039 | SUMMER | 155 | 155 | 155 | 160 | 160 | 160 | 78 | - | - | - | - | - | - | -
GLT-02 | 2039-08-01 | 8 | 2039 | 2039 | SUMMER | 155 | 155 | 155 | 160 | 160 | 160 | 78 | - | - | - | - | - | - | -
GLT-02 | 2039-09-01 | 9 | 2039 | 2039 | SUMMER | 165 | 165 | 165 | 170 | 170 | 170 | 83 | - | - | - | - | - | - | -
GLT-02 | 2039-10-01 | 10 | 2040 | 2039 | FALL | 180 | 180 | 180 | 180 | 180 | 180 | 90 | - | - | - | - | - | - | -
GLT-02 | 2039-11-01 | 11 | 2040 | 2039 | FALL | 185 | 185 | 185 | 185 | 185 | 185 | 93 | - | - | - | - | - | - | -
GLT-02 | 2039-12-01 | 12 | 2040 | 2039 | WINTER | 185 | 185 | 185 | 185 | 185 | 185 | 93 | - | - | - | - | - | - | -
GLT-02 | 2040-01-01 | 1 | 2040 | 2040 | WINTER | 185 | 185 | 185 | 185 | 185 | 185 | 93 | - | - | - | - | - | - | -
GLT-02 | 2040-02-01 | 2 | 2040 | 2040 | WINTER | 185 | 185 | 185 | 185 | 185 | 185 | 93 | - | - | - | - | - | - | -
GLT-02 | 2040-03-01 | 3 | 2040 | 2040 | WINTER | 185 | 185 | 185 | 185 | 185 | 185 | 93 | - | - | - | - | - | - | -
GLT-02 | 2040-04-01 | 4 | 2040 | 2040 | SPRING | 180 | 180 | 180 | 180 | 180 | 180 | 90 | - | - | - | - | - | - | -
GLT-02 | 2040-05-01 | 5 | 2040 | 2040 | SPRING | 165 | 165 | 165 | 170 | 170 | 170 | 83 | - | - | - | - | - | - | -
GLT-02 | 2040-06-01 | 6 | 2040 | 2040 | SUMMER | 155 | 155 | 155 | 160 | 160 | 160 | 78 | - | - | - | - | - | - | -
GLT-02 | 2040-07-01 | 7 | 2040 | 2040 | SUMMER | 155 | 155 | 155 | 160 | 160 | 160 | 78 | - | - | - | - | - | - | -
GLT-02 | 2040-08-01 | 8 | 2040 | 2040 | SUMMER | 155 | 155 | 155 | 160 | 160 | 160 | 78 | - | - | - | - | - | - | -
GLT-02 | 2040-09-01 | 9 | 2040 | 2040 | SUMMER | 165 | 165 | 165 | 170 | 170 | 170 | 83 | - | - | - | - | - | - | -
GLT-02 | 2040-10-01 | 10 | 2041 | 2040 | FALL | 180 | 180 | 180 | 180 | 180 | 180 | 90 | - | - | - | - | - | - | -
GLT-02 | 2040-11-01 | 11 | 2041 | 2040 | FALL | 185 | 185 | 185 | 185 | 185 | 185 | 93 | - | - | - | - | - | - | -
GLT-02 | 2040-12-01 | 12 | 2041 | 2040 | WINTER | 185 | 185 | 185 | 185 | 185 | 185 | 93 | - | - | - | - | - | - | -
GLT-02 | 2041-01-01 | 1 | 2041 | 2041 | WINTER | 185 | 185 | 185 | 185 | 185 | 185 | 93 | - | - | - | - | - | - | -
GLT-02 | 2041-02-01 | 2 | 2041 | 2041 | WINTER | 185 | 185 | 185 | 185 | 185 | 185 | 93 | - | - | - | - | - | - | -
GLT-02 | 2041-03-01 | 3 | 2041 | 2041 | WINTER | 185 | 185 | 185 | 185 | 185 | 185 | 93 | - | - | - | - | - | - | -
GLT-02 | 2041-04-01 | 4 | 2041 | 2041 | SPRING | 180 | 180 | 180 | 180 | 180 | 180 | 90 | - | - | - | - | - | - | -
GLT-02 | 2041-05-01 | 5 | 2041 | 2041 | SPRING | 165 | 165 | 165 | 170 | 170 | 170 | 83 | - | - | - | - | - | - | -
GLT-02 | 2041-06-01 | 6 | 2041 | 2041 | SUMMER | 155 | 155 | 155 | 160 | 160 | 160 | 78 | - | - | - | - | - | - | -
GLT-02 | 2041-07-01 | 7 | 2041 | 2041 | SUMMER | 155 | 155 | 155 | 160 | 160 | 160 | 78 | - | - | - | - | - | - | -
GLT-02 | 2041-08-01 | 8 | 2041 | 2041 | SUMMER | 155 | 155 | 155 | 160 | 160 | 160 | 78 | - | - | - | - | - | - | -
GLT-02 | 2041-09-01 | 9 | 2041 | 2041 | SUMMER | 165 | 165 | 165 | 170 | 170 | 170 | 83 | - | - | - | - | - | - | -
GLT-02 | 2041-10-01 | 10 | 2042 | 2041 | FALL | 180 | 180 | 180 | 180 | 180 | 180 | 90 | - | - | - | - | - | - | -
GLT-02 | 2041-11-01 | 11 | 2042 | 2041 | FALL | 185 | 185 | 185 | 185 | 185 | 185 | 93 | - | - | - | - | - | - | -
GLT-02 | 2041-12-01 | 12 | 2042 | 2041 | WINTER | 185 | 185 | 185 | 185 | 185 | 185 | 93 | - | - | - | - | - | - | -
GLT-02 | 2042-01-01 | 1 | 2042 | 2042 | WINTER | 185 | 185 | 185 | 185 | 185 | 185 | 93 | - | - | - | - | - | - | -
GLT-02 | 2042-02-01 | 2 | 2042 | 2042 | WINTER | 185 | 185 | 185 | 185 | 185 | 185 | 93 | - | - | - | - | - | - | -
GLT-02 | 2042-03-01 | 3 | 2042 | 2042 | WINTER | 185 | 185 | 185 | 185 | 185 | 185 | 93 | - | - | - | - | - | - | -
GLT-02 | 2042-04-01 | 4 | 2042 | 2042 | SPRING | 180 | 180 | 180 | 180 | 180 | 180 | 90 | - | - | - | - | - | - | -
GLT-02 | 2042-05-01 | 5 | 2042 | 2042 | SPRING | 165 | 165 | 165 | 170 | 170 | 170 | 83 | - | - | - | - | - | - | -
GLT-02 | 2042-06-01 | 6 | 2042 | 2042 | SUMMER | 155 | 155 | 155 | 160 | 160 | 160 | 78 | - | - | - | - | - | - | -
GLT-02 | 2042-07-01 | 7 | 2042 | 2042 | SUMMER | 155 | 155 | 155 | 160 | 160 | 160 | 78 | - | - | - | - | - | - | -
GLT-02 | 2042-08-01 | 8 | 2042 | 2042 | SUMMER | 155 | 155 | 155 | 160 | 160 | 160 | 78 | - | - | - | - | - | - | -
GLT-02 | 2042-09-01 | 9 | 2042 | 2042 | SUMMER | 165 | 165 | 165 | 170 | 170 | 170 | 83 | - | - | - | - | - | - | -
GLT-02 | 2042-10-01 | 10 | 2043 | 2042 | FALL | 180 | 180 | 180 | 180 | 180 | 180 | 90 | - | - | - | - | - | - | -
GLT-02 | 2042-11-01 | 11 | 2043 | 2042 | FALL | 185 | 185 | 185 | 185 | 185 | 185 | 93 | - | - | - | - | - | - | -
GLT-02 | 2042-12-01 | 12 | 2043 | 2042 | WINTER | 185 | 185 | 185 | 185 | 185 | 185 | 93 | - | - | - | - | - | - | -
GLT-02 | 2043-01-01 | 1 | 2043 | 2043 | WINTER | 185 | 185 | 185 | 185 | 185 | 185 | 93 | - | - | - | - | - | - | -
GLT-02 | 2043-02-01 | 2 | 2043 | 2043 | WINTER | 185 | 185 | 185 | 185 | 185 | 185 | 93 | - | - | - | - | - | - | -
GLT-02 | 2043-03-01 | 3 | 2043 | 2043 | WINTER | 185 | 185 | 185 | 185 | 185 | 185 | 93 | - | - | - | - | - | - | -
GLT-02 | 2043-04-01 | 4 | 2043 | 2043 | SPRING | 180 | 180 | 180 | 180 | 180 | 180 | 90 | - | - | - | - | - | - | -
GLT-02 | 2043-05-01 | 5 | 2043 | 2043 | SPRING | 165 | 165 | 165 | 170 | 170 | 170 | 83 | - | - | - | - | - | - | -
GLT-02 | 2043-06-01 | 6 | 2043 | 2043 | SUMMER | 155 | 155 | 155 | 160 | 160 | 160 | 78 | - | - | - | - | - | - | -
GLT-02 | 2043-07-01 | 7 | 2043 | 2043 | SUMMER | 155 | 155 | 155 | 160 | 160 | 160 | 78 | - | - | - | - | - | - | -
GLT-02 | 2043-08-01 | 8 | 2043 | 2043 | SUMMER | 155 | 155 | 155 | 160 | 160 | 160 | 78 | - | - | - | - | - | - | -
GLT-02 | 2043-09-01 | 9 | 2043 | 2043 | SUMMER | 165 | 165 | 165 | 170 | 170 | 170 | 83 | - | - | - | - | - | - | -
GLT-02 | 2043-10-01 | 10 | 2044 | 2043 | FALL | 180 | 180 | 180 | 180 | 180 | 180 | 90 | - | - | - | - | - | - | -
GLT-02 | 2043-11-01 | 11 | 2044 | 2043 | FALL | 185 | 185 | 185 | 185 | 185 | 185 | 93 | - | - | - | - | - | - | -
GLT-02 | 2043-12-01 | 12 | 2044 | 2043 | WINTER | 185 | 185 | 185 | 185 | 185 | 185 | 93 | - | - | - | - | - | - | -
GLT-02 | 2044-01-01 | 1 | 2044 | 2044 | WINTER | 185 | 185 | 185 | 185 | 185 | 185 | 93 | - | - | - | - | - | - | -
GLT-02 | 2044-02-01 | 2 | 2044 | 2044 | WINTER | 185 | 185 | 185 | 185 | 185 | 185 | 93 | - | - | - | - | - | - | -
GLT-02 | 2044-03-01 | 3 | 2044 | 2044 | WINTER | 185 | 185 | 185 | 185 | 185 | 185 | 93 | - | - | - | - | - | - | -
GLT-02 | 2044-04-01 | 4 | 2044 | 2044 | SPRING | 180 | 180 | 180 | 180 | 180 | 180 | 90 | - | - | - | - | - | - | -
GLT-02 | 2044-05-01 | 5 | 2044 | 2044 | SPRING | 165 | 165 | 165 | 170 | 170 | 170 | 83 | - | - | - | - | - | - | -
GLT-02 | 2044-06-01 | 6 | 2044 | 2044 | SUMMER | 155 | 155 | 155 | 160 | 160 | 160 | 78 | - | - | - | - | - | - | -
GLT-02 | 2044-07-01 | 7 | 2044 | 2044 | SUMMER | 155 | 155 | 155 | 160 | 160 | 160 | 78 | - | - | - | - | - | - | -
GLT-02 | 2044-08-01 | 8 | 2044 | 2044 | SUMMER | 155 | 155 | 155 | 160 | 160 | 160 | 78 | - | - | - | - | - | - | -
GLT-02 | 2044-09-01 | 9 | 2044 | 2044 | SUMMER | 165 | 165 | 165 | 170 | 170 | 170 | 83 | - | - | - | - | - | - | -
GLT-02 | 2044-10-01 | 10 | 2045 | 2044 | FALL | 180 | 180 | 180 | 180 | 180 | 180 | 90 | - | - | - | - | - | - | -
GLT-02 | 2044-11-01 | 11 | 2045 | 2044 | FALL | 185 | 185 | 185 | 185 | 185 | 185 | 93 | - | - | - | - | - | - | -
GLT-02 | 2044-12-01 | 12 | 2045 | 2044 | WINTER | 185 | 185 | 185 | 185 | 185 | 185 | 93 | - | - | - | - | - | - | -
GLT-02 | 2045-01-01 | 1 | 2045 | 2045 | WINTER | 185 | 185 | 185 | 185 | 185 | 185 | 93 | - | - | - | - | - | - | -
GLT-02 | 2045-02-01 | 2 | 2045 | 2045 | WINTER | 185 | 185 | 185 | 185 | 185 | 185 | 93 | - | - | - | - | - | - | -
GLT-02 | 2045-03-01 | 3 | 2045 | 2045 | WINTER | 185 | 185 | 185 | 185 | 185 | 185 | 93 | - | - | - | - | - | - | -
GLT-02 | 2045-04-01 | 4 | 2045 | 2045 | SPRING | 180 | 180 | 180 | 180 | 180 | 180 | 90 | - | - | - | - | - | - | -
GLT-02 | 2045-05-01 | 5 | 2045 | 2045 | SPRING | 165 | 165 | 165 | 170 | 170 | 170 | 83 | - | - | - | - | - | - | -
GLT-02 | 2045-06-01 | 6 | 2045 | 2045 | SUMMER | 155 | 155 | 155 | 160 | 160 | 160 | 78 | - | - | - | - | - | - | -
GLT-02 | 2045-07-01 | 7 | 2045 | 2045 | SUMMER | 155 | 155 | 155 | 160 | 160 | 160 | 78 | - | - | - | - | - | - | -
GLT-02 | 2045-08-01 | 8 | 2045 | 2045 | SUMMER | 155 | 155 | 155 | 160 | 160 | 160 | 78 | - | - | - | - | - | - | -
GLT-02 | 2045-09-01 | 9 | 2045 | 2045 | SUMMER | 165 | 165 | 165 | 170 | 170 | 170 | 83 | - | - | - | - | - | - | -
GLT-02 | 2045-10-01 | 10 | 2046 | 2045 | FALL | 180 | 180 | 180 | 180 | 180 | 180 | 90 | - | - | - | - | - | - | -
GLT-02 | 2045-11-01 | 11 | 2046 | 2045 | FALL | 185 | 185 | 185 | 185 | 185 | 185 | 93 | - | - | - | - | - | - | -
GLT-02 | 2045-12-01 | 12 | 2046 | 2045 | WINTER | 185 | 185 | 185 | 185 | 185 | 185 | 93 | - | - | - | - | - | - | -
GLT-02 | 2046-01-01 | 1 | 2046 | 2046 | WINTER | 185 | 185 | 185 | 185 | 185 | 185 | 93 | - | - | - | - | - | - | -
GLT-02 | 2046-02-01 | 2 | 2046 | 2046 | WINTER | 185 | 185 | 185 | 185 | 185 | 185 | 93 | - | - | - | - | - | - | -
GLT-02 | 2046-03-01 | 3 | 2046 | 2046 | WINTER | 185 | 185 | 185 | 185 | 185 | 185 | 93 | - | - | - | - | - | - | -
GLT-02 | 2046-04-01 | 4 | 2046 | 2046 | SPRING | 180 | 180 | 180 | 180 | 180 | 180 | 90 | - | - | - | - | - | - | -
GLT-02 | 2046-05-01 | 5 | 2046 | 2046 | SPRING | 165 | 165 | 165 | 170 | 170 | 170 | 83 | - | - | - | - | - | - | -
GLT-02 | 2046-06-01 | 6 | 2046 | 2046 | SUMMER | 155 | 155 | 155 | 160 | 160 | 160 | 78 | - | - | - | - | - | - | -
GLT-02 | 2046-07-01 | 7 | 2046 | 2046 | SUMMER | 155 | 155 | 155 | 160 | 160 | 160 | 78 | - | - | - | - | - | - | -
GLT-02 | 2046-08-01 | 8 | 2046 | 2046 | SUMMER | 155 | 155 | 155 | 160 | 160 | 160 | 78 | - | - | - | - | - | - | -
GLT-02 | 2046-09-01 | 9 | 2046 | 2046 | SUMMER | 165 | 165 | 165 | 170 | 170 | 170 | 83 | - | - | - | - | - | - | -
GLT-02 | 2046-10-01 | 10 | 2047 | 2046 | FALL | 180 | 180 | 180 | 180 | 180 | 180 | 90 | - | - | - | - | - | - | -
GLT-02 | 2046-11-01 | 11 | 2047 | 2046 | FALL | 185 | 185 | 185 | 185 | 185 | 185 | 93 | - | - | - | - | - | - | -
GLT-02 | 2046-12-01 | 12 | 2047 | 2046 | WINTER | 185 | 185 | 185 | 185 | 185 | 185 | 93 | - | - | - | - | - | - | -
GLT-02 | 2047-01-01 | 1 | 2047 | 2047 | WINTER | 185 | 185 | 185 | 185 | 185 | 185 | 93 | - | - | - | - | - | - | -
GLT-02 | 2047-02-01 | 2 | 2047 | 2047 | WINTER | 185 | 185 | 185 | 185 | 185 | 185 | 93 | - | - | - | - | - | - | -
GLT-02 | 2047-03-01 | 3 | 2047 | 2047 | WINTER | 185 | 185 | 185 | 185 | 185 | 185 | 93 | - | - | - | - | - | - | -
GLT-02 | 2047-04-01 | 4 | 2047 | 2047 | SPRING | 180 | 180 | 180 | 180 | 180 | 180 | 90 | - | - | - | - | - | - | -
GLT-02 | 2047-05-01 | 5 | 2047 | 2047 | SPRING | 165 | 165 | 165 | 170 | 170 | 170 | 83 | - | - | - | - | - | - | -
GLT-02 | 2047-06-01 | 6 | 2047 | 2047 | SUMMER | 155 | 155 | 155 | 160 | 160 | 160 | 78 | - | - | - | - | - | - | -
GLT-02 | 2047-07-01 | 7 | 2047 | 2047 | SUMMER | 155 | 155 | 155 | 160 | 160 | 160 | 78 | - | - | - | - | - | - | -
GLT-02 | 2047-08-01 | 8 | 2047 | 2047 | SUMMER | 155 | 155 | 155 | 160 | 160 | 160 | 78 | - | - | - | - | - | - | -
GLT-02 | 2047-09-01 | 9 | 2047 | 2047 | SUMMER | 165 | 165 | 165 | 170 | 170 | 170 | 83 | - | - | - | - | - | - | -
GLT-03 | 2016-10-01 | 10 | 2017 | 2016 | FALL | 165 | 165 | 165 | 165 | 165 | 165 | 83 | - | - | - | - | - | - | -
GLT-03 | 2016-11-01 | 11 | 2017 | 2016 | FALL | 175 | 175 | 175 | 175 | 175 | 175 | 88 | - | - | - | - | - | - | -
GLT-03 | 2016-12-01 | 12 | 2017 | 2016 | WINTER | 185 | 185 | 185 | 185 | 185 | 185 | 93 | - | - | - | - | - | - | -
GLT-03 | 2017-01-01 | 1 | 2017 | 2017 | WINTER | 185 | 185 | 185 | 185 | 185 | 185 | 93 | - | - | - | - | - | - | -
GLT-03 | 2017-02-01 | 2 | 2017 | 2017 | WINTER | 185 | 185 | 185 | 185 | 185 | 185 | 90 | - | - | - | - | - | - | -
GLT-03 | 2017-03-01 | 3 | 2017 | 2017 | WINTER | 175 | 175 | 175 | 175 | 175 | 175 | 88 | - | - | - | - | - | - | -
GLT-03 | 2017-04-01 | 4 | 2017 | 2017 | SPRING | 165 | 165 | 165 | 165 | 165 | 165 | 83 | - | - | - | - | - | - | -
GLT-03 | 2017-05-01 | 5 | 2017 | 2017 | SPRING | 155 | 155 | 155 | 160 | 160 | 160 | 78 | - | - | - | - | - | - | -
GLT-03 | 2017-06-01 | 6 | 2017 | 2017 | SUMMER | 145 | 145 | 145 | 150 | 150 | 150 | 73 | - | - | - | - | - | - | -
GLT-03 | 2017-07-01 | 7 | 2017 | 2017 | SUMMER | 145 | 145 | 145 | 150 | 150 | 150 | 73 | - | - | - | - | - | - | -
GLT-03 | 2017-08-01 | 8 | 2017 | 2017 | SUMMER | 145 | 145 | 145 | 150 | 150 | 150 | 73 | - | - | - | - | - | - | -
GLT-03 | 2017-09-01 | 9 | 2017 | 2017 | SUMMER | 155 | 155 | 155 | 160 | 160 | 160 | 78 | - | - | - | - | - | - | -
GLT-03 | 2017-10-01 | 10 | 2018 | 2017 | FALL | 165 | 165 | 165 | 165 | 165 | 165 | 83 | - | - | - | - | - | - | -
GLT-03 | 2017-11-01 | 11 | 2018 | 2017 | FALL | 175 | 175 | 175 | 175 | 175 | 175 | 88 | - | - | - | - | - | - | -
GLT-03 | 2017-12-01 | 12 | 2018 | 2017 | WINTER | 185 | 185 | 185 | 185 | 185 | 185 | 93 | - | - | - | - | - | - | -
GLT-03 | 2018-01-01 | 1 | 2018 | 2018 | WINTER | 185 | 185 | 185 | 185 | 185 | 185 | 93 | - | - | - | - | - | - | -
GLT-03 | 2018-02-01 | 2 | 2018 | 2018 | WINTER | 185 | 185 | 185 | 185 | 185 | 185 | 90 | - | - | - | - | - | - | -
GLT-03 | 2018-03-01 | 3 | 2018 | 2018 | WINTER | 175 | 175 | 175 | 175 | 175 | 175 | 88 | - | - | - | - | - | - | -
GLT-03 | 2018-04-01 | 4 | 2018 | 2018 | SPRING | 165 | 165 | 165 | 165 | 165 | 165 | 83 | - | - | - | - | - | - | -
GLT-03 | 2018-05-01 | 5 | 2018 | 2018 | SPRING | 155 | 155 | 155 | 160 | 160 | 160 | 78 | - | - | - | - | - | - | -
GLT-03 | 2018-06-01 | 6 | 2018 | 2018 | SUMMER | 145 | 145 | 145 | 150 | 150 | 150 | 73 | - | - | - | - | - | - | -
GLT-03 | 2018-07-01 | 7 | 2018 | 2018 | SUMMER | 145 | 145 | 145 | 150 | 150 | 150 | 73 | - | - | - | - | - | - | -
GLT-03 | 2018-08-01 | 8 | 2018 | 2018 | SUMMER | 145 | 145 | 145 | 150 | 150 | 150 | 73 | - | - | - | - | - | - | -
GLT-03 | 2018-09-01 | 9 | 2018 | 2018 | SUMMER | 155 | 155 | 155 | 160 | 160 | 160 | 78 | - | - | - | - | - | - | -
GLT-03 | 2018-10-01 | 10 | 2019 | 2018 | FALL | 165 | 165 | 165 | 165 | 165 | 165 | 83 | - | - | - | - | - | - | -
GLT-03 | 2018-11-01 | 11 | 2019 | 2018 | FALL | 175 | 175 | 175 | 175 | 175 | 175 | 88 | - | - | - | - | - | - | -
GLT-03 | 2018-12-01 | 12 | 2019 | 2018 | WINTER | 185 | 185 | 185 | 185 | 185 | 185 | 93 | - | - | - | - | - | - | -
GLT-03 | 2019-01-01 | 1 | 2019 | 2019 | WINTER | 185 | 185 | 185 | 185 | 185 | 185 | 93 | - | - | - | - | - | - | -
GLT-03 | 2019-02-01 | 2 | 2019 | 2019 | WINTER | 185 | 185 | 185 | 185 | 185 | 185 | 90 | - | - | - | - | - | - | -
GLT-03 | 2019-03-01 | 3 | 2019 | 2019 | WINTER | 175 | 175 | 175 | 175 | 175 | 175 | 88 | - | - | - | - | - | - | -
GLT-03 | 2019-04-01 | 4 | 2019 | 2019 | SPRING | 165 | 165 | 165 | 165 | 165 | 165 | 83 | - | - | - | - | - | - | -
GLT-03 | 2019-05-01 | 5 | 2019 | 2019 | SPRING | 155 | 155 | 155 | 160 | 160 | 160 | 78 | - | - | - | - | - | - | -
GLT-03 | 2019-06-01 | 6 | 2019 | 2019 | SUMMER | 145 | 145 | 145 | 150 | 150 | 150 | 73 | - | - | - | - | - | - | -
GLT-03 | 2019-07-01 | 7 | 2019 | 2019 | SUMMER | 145 | 145 | 145 | 150 | 150 | 150 | 73 | - | - | - | - | - | - | -
GLT-03 | 2019-08-01 | 8 | 2019 | 2019 | SUMMER | 145 | 145 | 145 | 150 | 150 | 150 | 73 | - | - | - | - | - | - | -
GLT-03 | 2019-09-01 | 9 | 2019 | 2019 | SUMMER | 155 | 155 | 155 | 160 | 160 | 160 | 78 | - | - | - | - | - | - | -
GLT-03 | 2019-10-01 | 10 | 2020 | 2019 | FALL | 165 | 165 | 165 | 165 | 165 | 165 | 83 | - | - | - | - | - | - | -
GLT-03 | 2019-11-01 | 11 | 2020 | 2019 | FALL | 175 | 175 | 175 | 175 | 175 | 175 | 88 | - | - | - | - | - | - | -
GLT-03 | 2019-12-01 | 12 | 2020 | 2019 | WINTER | 185 | 185 | 185 | 185 | 185 | 185 | 93 | - | - | - | - | - | - | -
GLT-03 | 2020-01-01 | 1 | 2020 | 2020 | WINTER | 185 | 185 | 185 | 185 | 185 | 185 | 93 | - | - | - | - | - | - | -
GLT-03 | 2020-02-01 | 2 | 2020 | 2020 | WINTER | 185 | 185 | 185 | 185 | 185 | 185 | 90 | - | - | - | - | - | - | -
GLT-03 | 2020-03-01 | 3 | 2020 | 2020 | WINTER | 175 | 175 | 175 | 175 | 175 | 175 | 88 | - | - | - | - | - | - | -
GLT-03 | 2020-04-01 | 4 | 2020 | 2020 | SPRING | 165 | 165 | 165 | 165 | 165 | 165 | 83 | - | - | - | - | - | - | -
GLT-03 | 2020-05-01 | 5 | 2020 | 2020 | SPRING | 155 | 155 | 155 | 160 | 160 | 160 | 78 | - | - | - | - | - | - | -
GLT-03 | 2020-06-01 | 6 | 2020 | 2020 | SUMMER | 145 | 145 | 145 | 150 | 150 | 150 | 73 | - | - | - | - | - | - | -
GLT-03 | 2020-07-01 | 7 | 2020 | 2020 | SUMMER | 145 | 145 | 145 | 150 | 150 | 150 | 73 | - | - | - | - | - | - | -
GLT-03 | 2020-08-01 | 8 | 2020 | 2020 | SUMMER | 145 | 145 | 145 | 150 | 150 | 150 | 73 | - | - | - | - | - | - | -
GLT-03 | 2020-09-01 | 9 | 2020 | 2020 | SUMMER | 155 | 155 | 155 | 160 | 160 | 160 | 78 | - | - | - | - | - | - | -
GLT-03 | 2020-10-01 | 10 | 2021 | 2020 | FALL | 165 | 165 | 165 | 165 | 165 | 165 | 83 | - | - | - | - | - | - | -
GLT-03 | 2020-11-01 | 11 | 2021 | 2020 | FALL | 175 | 175 | 175 | 175 | 175 | 175 | 88 | - | - | - | - | - | - | -
GLT-03 | 2020-12-01 | 12 | 2021 | 2020 | WINTER | 185 | 185 | 185 | 185 | 185 | 185 | 93 | - | - | - | - | - | - | -
GLT-03 | 2021-01-01 | 1 | 2021 | 2021 | WINTER | 185 | 185 | 185 | 185 | 185 | 185 | 93 | - | - | - | - | - | - | -
GLT-03 | 2021-02-01 | 2 | 2021 | 2021 | WINTER | 185 | 185 | 185 | 185 | 185 | 185 | 90 | - | - | - | - | - | - | -
GLT-03 | 2021-03-01 | 3 | 2021 | 2021 | WINTER | 175 | 175 | 175 | 175 | 175 | 175 | 88 | - | - | - | - | - | - | -
GLT-03 | 2021-04-01 | 4 | 2021 | 2021 | SPRING | 165 | 165 | 165 | 165 | 165 | 165 | 83 | - | - | - | - | - | - | -
GLT-03 | 2021-05-01 | 5 | 2021 | 2021 | SPRING | 155 | 155 | 155 | 160 | 160 | 160 | 78 | - | - | - | - | - | - | -
GLT-03 | 2021-06-01 | 6 | 2021 | 2021 | SUMMER | 145 | 145 | 145 | 150 | 150 | 150 | 73 | - | - | - | - | - | - | -
GLT-03 | 2021-07-01 | 7 | 2021 | 2021 | SUMMER | 145 | 145 | 145 | 150 | 150 | 150 | 73 | - | - | - | - | - | - | -
GLT-03 | 2021-08-01 | 8 | 2021 | 2021 | SUMMER | 145 | 145 | 145 | 150 | 150 | 150 | 73 | - | - | - | - | - | - | -
GLT-03 | 2021-09-01 | 9 | 2021 | 2021 | SUMMER | 155 | 155 | 155 | 160 | 160 | 160 | 78 | - | - | - | - | - | - | -
GLT-03 | 2021-10-01 | 10 | 2022 | 2021 | FALL | 165 | 165 | 165 | 165 | 165 | 165 | 83 | - | - | - | - | - | - | -
GLT-03 | 2021-11-01 | 11 | 2022 | 2021 | FALL | 175 | 175 | 175 | 175 | 175 | 175 | 88 | - | - | - | - | - | - | -
GLT-03 | 2021-12-01 | 12 | 2022 | 2021 | WINTER | 185 | 185 | 185 | 185 | 185 | 185 | 93 | - | - | - | - | - | - | -
GLT-03 | 2022-01-01 | 1 | 2022 | 2022 | WINTER | 185 | 185 | 185 | 185 | 185 | 185 | 93 | - | - | - | - | - | - | -
GLT-03 | 2022-02-01 | 2 | 2022 | 2022 | WINTER | 185 | 185 | 185 | 185 | 185 | 185 | 90 | - | - | - | - | - | - | -
GLT-03 | 2022-03-01 | 3 | 2022 | 2022 | WINTER | 175 | 175 | 175 | 175 | 175 | 175 | 88 | - | - | - | - | - | - | -
GLT-03 | 2022-04-01 | 4 | 2022 | 2022 | SPRING | 165 | 165 | 165 | 165 | 165 | 165 | 83 | - | - | - | - | - | - | -
GLT-03 | 2022-05-01 | 5 | 2022 | 2022 | SPRING | 155 | 155 | 155 | 160 | 160 | 160 | 78 | - | - | - | - | - | - | -
GLT-03 | 2022-06-01 | 6 | 2022 | 2022 | SUMMER | 145 | 145 | 145 | 150 | 150 | 150 | 73 | - | - | - | - | - | - | -
GLT-03 | 2022-07-01 | 7 | 2022 | 2022 | SUMMER | 145 | 145 | 145 | 150 | 150 | 150 | 73 | - | - | - | - | - | - | -
GLT-03 | 2022-08-01 | 8 | 2022 | 2022 | SUMMER | 145 | 145 | 145 | 150 | 150 | 150 | 73 | - | - | - | - | - | - | -
GLT-03 | 2022-09-01 | 9 | 2022 | 2022 | SUMMER | 155 | 155 | 155 | 160 | 160 | 160 | 78 | - | - | - | - | - | - | -
GLT-03 | 2022-10-01 | 10 | 2023 | 2022 | FALL | 165 | 165 | 165 | 165 | 165 | 165 | 83 | - | - | - | - | - | - | -
GLT-03 | 2022-11-01 | 11 | 2023 | 2022 | FALL | 175 | 175 | 175 | 175 | 175 | 175 | 88 | - | - | - | - | - | - | -
GLT-03 | 2022-12-01 | 12 | 2023 | 2022 | WINTER | 185 | 185 | 185 | 185 | 185 | 185 | 93 | - | - | - | - | - | - | -
GLT-03 | 2023-01-01 | 1 | 2023 | 2023 | WINTER | 185 | 185 | 185 | 185 | 185 | 185 | 93 | - | - | - | - | - | - | -
GLT-03 | 2023-02-01 | 2 | 2023 | 2023 | WINTER | 185 | 185 | 185 | 185 | 185 | 185 | 90 | - | - | - | - | - | - | -
GLT-03 | 2023-03-01 | 3 | 2023 | 2023 | WINTER | 175 | 175 | 175 | 175 | 175 | 175 | 88 | - | - | - | - | - | - | -
GLT-03 | 2023-04-01 | 4 | 2023 | 2023 | SPRING | 165 | 165 | 165 | 165 | 165 | 165 | 83 | - | - | - | - | - | - | -
GLT-03 | 2023-05-01 | 5 | 2023 | 2023 | SPRING | 155 | 155 | 155 | 160 | 160 | 160 | 78 | - | - | - | - | - | - | -
GLT-03 | 2023-06-01 | 6 | 2023 | 2023 | SUMMER | 145 | 145 | 145 | 150 | 150 | 150 | 73 | - | - | - | - | - | - | -
GLT-03 | 2023-07-01 | 7 | 2023 | 2023 | SUMMER | 145 | 145 | 145 | 150 | 150 | 150 | 73 | - | - | - | - | - | - | -
GLT-03 | 2023-08-01 | 8 | 2023 | 2023 | SUMMER | 145 | 145 | 145 | 150 | 150 | 150 | 73 | - | - | - | - | - | - | -
GLT-03 | 2023-09-01 | 9 | 2023 | 2023 | SUMMER | 155 | 155 | 155 | 160 | 160 | 160 | 78 | - | - | - | - | - | - | -
GLT-03 | 2023-10-01 | 10 | 2024 | 2023 | FALL | 165 | 165 | 165 | 165 | 165 | 165 | 83 | - | - | - | - | - | - | -
GLT-03 | 2023-11-01 | 11 | 2024 | 2023 | FALL | 175 | 175 | 175 | 175 | 175 | 175 | 88 | - | - | - | - | - | - | -
GLT-03 | 2023-12-01 | 12 | 2024 | 2023 | WINTER | 185 | 185 | 185 | 185 | 185 | 185 | 93 | - | - | - | - | - | - | -
GLT-03 | 2024-01-01 | 1 | 2024 | 2024 | WINTER | 185 | 185 | 185 | 185 | 185 | 185 | 93 | - | - | - | - | - | - | -
GLT-03 | 2024-02-01 | 2 | 2024 | 2024 | WINTER | 185 | 185 | 185 | 185 | 185 | 185 | 90 | - | - | - | - | - | - | -
GLT-03 | 2024-03-01 | 3 | 2024 | 2024 | WINTER | 175 | 175 | 175 | 175 | 175 | 175 | 88 | - | - | - | - | - | - | -
GLT-03 | 2024-04-01 | 4 | 2024 | 2024 | SPRING | 165 | 165 | 165 | 165 | 165 | 165 | 83 | - | - | - | - | - | - | -
GLT-03 | 2024-05-01 | 5 | 2024 | 2024 | SPRING | 155 | 155 | 155 | 160 | 160 | 160 | 78 | - | - | - | - | - | - | -
GLT-03 | 2024-06-01 | 6 | 2024 | 2024 | SUMMER | 145 | 145 | 145 | 150 | 150 | 150 | 73 | - | - | - | - | - | - | -
GLT-03 | 2024-07-01 | 7 | 2024 | 2024 | SUMMER | 145 | 145 | 145 | 150 | 150 | 150 | 73 | - | - | - | - | - | - | -
GLT-03 | 2024-08-01 | 8 | 2024 | 2024 | SUMMER | 145 | 145 | 145 | 150 | 150 | 150 | 73 | - | - | - | - | - | - | -
GLT-03 | 2024-09-01 | 9 | 2024 | 2024 | SUMMER | 155 | 155 | 155 | 160 | 160 | 160 | 78 | - | - | - | - | - | - | -
GLT-03 | 2024-10-01 | 10 | 2025 | 2024 | FALL | 165 | 165 | 165 | 165 | 165 | 165 | 83 | - | - | - | - | - | - | -
GLT-03 | 2024-11-01 | 11 | 2025 | 2024 | FALL | 175 | 175 | 175 | 175 | 175 | 175 | 88 | - | - | - | - | - | - | -
GLT-03 | 2024-12-01 | 12 | 2025 | 2024 | WINTER | 185 | 185 | 185 | 185 | 185 | 185 | 93 | - | - | - | - | - | - | -
GLT-03 | 2025-01-01 | 1 | 2025 | 2025 | WINTER | 185 | 185 | 185 | 185 | 185 | 185 | 93 | - | - | - | - | - | - | -
GLT-03 | 2025-02-01 | 2 | 2025 | 2025 | WINTER | 185 | 185 | 185 | 185 | 185 | 185 | 90 | - | - | - | - | - | - | -
GLT-03 | 2025-03-01 | 3 | 2025 | 2025 | WINTER | 175 | 175 | 175 | 175 | 175 | 175 | 88 | - | - | - | - | - | - | -
GLT-03 | 2025-04-01 | 4 | 2025 | 2025 | SPRING | 165 | 165 | 165 | 165 | 165 | 165 | 83 | - | - | - | - | - | - | -
GLT-03 | 2025-05-01 | 5 | 2025 | 2025 | SPRING | 155 | 155 | 155 | 160 | 160 | 160 | 78 | - | - | - | - | - | - | -
GLT-03 | 2025-06-01 | 6 | 2025 | 2025 | SUMMER | 145 | 145 | 145 | 150 | 150 | 150 | 73 | - | - | - | - | - | - | -
GLT-03 | 2025-07-01 | 7 | 2025 | 2025 | SUMMER | 145 | 145 | 145 | 150 | 150 | 150 | 73 | - | - | - | - | - | - | -
GLT-03 | 2025-08-01 | 8 | 2025 | 2025 | SUMMER | 145 | 145 | 145 | 150 | 150 | 150 | 73 | - | - | - | - | - | - | -
GLT-03 | 2025-09-01 | 9 | 2025 | 2025 | SUMMER | 155 | 155 | 155 | 160 | 160 | 160 | 78 | - | - | - | - | - | - | -
GLT-03 | 2025-10-01 | 10 | 2026 | 2025 | FALL | 165 | 165 | 165 | 165 | 165 | 165 | 83 | - | - | - | - | - | - | -
GLT-03 | 2025-11-01 | 11 | 2026 | 2025 | FALL | 175 | 175 | 175 | 175 | 175 | 175 | 88 | - | - | - | - | - | - | -
GLT-03 | 2025-12-01 | 12 | 2026 | 2025 | WINTER | 185 | 185 | 185 | 185 | 185 | 185 | 93 | - | - | - | - | - | - | -
GLT-03 | 2026-01-01 | 1 | 2026 | 2026 | WINTER | 185 | 185 | 185 | 185 | 185 | 185 | 93 | - | - | - | - | - | - | -
GLT-03 | 2026-02-01 | 2 | 2026 | 2026 | WINTER | 185 | 185 | 185 | 185 | 185 | 185 | 90 | - | - | - | - | - | - | -
GLT-03 | 2026-03-01 | 3 | 2026 | 2026 | WINTER | 175 | 175 | 175 | 175 | 175 | 175 | 88 | - | - | - | - | - | - | -
GLT-03 | 2026-04-01 | 4 | 2026 | 2026 | SPRING | 165 | 165 | 165 | 165 | 165 | 165 | 83 | - | - | - | - | - | - | -
GLT-03 | 2026-05-01 | 5 | 2026 | 2026 | SPRING | 155 | 155 | 155 | 160 | 160 | 160 | 78 | - | - | - | - | - | - | -
GLT-03 | 2026-06-01 | 6 | 2026 | 2026 | SUMMER | 145 | 145 | 145 | 150 | 150 | 150 | 73 | - | - | - | - | - | - | -
GLT-03 | 2026-07-01 | 7 | 2026 | 2026 | SUMMER | 145 | 145 | 145 | 150 | 150 | 150 | 73 | - | - | - | - | - | - | -
GLT-03 | 2026-08-01 | 8 | 2026 | 2026 | SUMMER | 145 | 145 | 145 | 150 | 150 | 150 | 73 | - | - | - | - | - | - | -
GLT-03 | 2026-09-01 | 9 | 2026 | 2026 | SUMMER | 155 | 155 | 155 | 160 | 160 | 160 | 78 | - | - | - | - | - | - | -
GLT-03 | 2026-10-01 | 10 | 2027 | 2026 | FALL | 165 | 165 | 165 | 165 | 165 | 165 | 83 | - | - | - | - | - | - | -
GLT-03 | 2026-11-01 | 11 | 2027 | 2026 | FALL | 175 | 175 | 175 | 175 | 175 | 175 | 88 | - | - | - | - | - | - | -
GLT-03 | 2026-12-01 | 12 | 2027 | 2026 | WINTER | 185 | 185 | 185 | 185 | 185 | 185 | 93 | - | - | - | - | - | - | -
GLT-03 | 2027-01-01 | 1 | 2027 | 2027 | WINTER | 185 | 185 | 185 | 185 | 185 | 185 | 93 | - | - | - | - | - | - | -
GLT-03 | 2027-02-01 | 2 | 2027 | 2027 | WINTER | 185 | 185 | 185 | 185 | 185 | 185 | 90 | - | - | - | - | - | - | -
GLT-03 | 2027-03-01 | 3 | 2027 | 2027 | WINTER | 175 | 175 | 175 | 175 | 175 | 175 | 88 | - | - | - | - | - | - | -
GLT-03 | 2027-04-01 | 4 | 2027 | 2027 | SPRING | 165 | 165 | 165 | 165 | 165 | 165 | 83 | - | - | - | - | - | - | -
GLT-03 | 2027-05-01 | 5 | 2027 | 2027 | SPRING | 155 | 155 | 155 | 160 | 160 | 160 | 78 | - | - | - | - | - | - | -
GLT-03 | 2027-06-01 | 6 | 2027 | 2027 | SUMMER | 145 | 145 | 145 | 150 | 150 | 150 | 73 | - | - | - | - | - | - | -
GLT-03 | 2027-07-01 | 7 | 2027 | 2027 | SUMMER | 145 | 145 | 145 | 150 | 150 | 150 | 73 | - | - | - | - | - | - | -
GLT-03 | 2027-08-01 | 8 | 2027 | 2027 | SUMMER | 145 | 145 | 145 | 150 | 150 | 150 | 73 | - | - | - | - | - | - | -
GLT-03 | 2027-09-01 | 9 | 2027 | 2027 | SUMMER | 155 | 155 | 155 | 160 | 160 | 160 | 78 | - | - | - | - | - | - | -
GLT-03 | 2027-10-01 | 10 | 2028 | 2027 | FALL | 165 | 165 | 165 | 165 | 165 | 165 | 83 | - | - | - | - | - | - | -
GLT-03 | 2027-11-01 | 11 | 2028 | 2027 | FALL | 175 | 175 | 175 | 175 | 175 | 175 | 88 | - | - | - | - | - | - | -
GLT-03 | 2027-12-01 | 12 | 2028 | 2027 | WINTER | 185 | 185 | 185 | 185 | 185 | 185 | 93 | - | - | - | - | - | - | -
GLT-03 | 2028-01-01 | 1 | 2028 | 2028 | WINTER | 185 | 185 | 185 | 185 | 185 | 185 | 93 | - | - | - | - | - | - | -
GLT-03 | 2028-02-01 | 2 | 2028 | 2028 | WINTER | 185 | 185 | 185 | 185 | 185 | 185 | 90 | - | - | - | - | - | - | -
GLT-03 | 2028-03-01 | 3 | 2028 | 2028 | WINTER | 175 | 175 | 175 | 175 | 175 | 175 | 88 | - | - | - | - | - | - | -
GLT-03 | 2028-04-01 | 4 | 2028 | 2028 | SPRING | 165 | 165 | 165 | 165 | 165 | 165 | 83 | - | - | - | - | - | - | -
GLT-03 | 2028-05-01 | 5 | 2028 | 2028 | SPRING | 155 | 155 | 155 | 160 | 160 | 160 | 78 | - | - | - | - | - | - | -
GLT-03 | 2028-06-01 | 6 | 2028 | 2028 | SUMMER | 145 | 145 | 145 | 150 | 150 | 150 | 73 | - | - | - | - | - | - | -
GLT-03 | 2028-07-01 | 7 | 2028 | 2028 | SUMMER | 145 | 145 | 145 | 150 | 150 | 150 | 73 | - | - | - | - | - | - | -
GLT-03 | 2028-08-01 | 8 | 2028 | 2028 | SUMMER | 145 | 145 | 145 | 150 | 150 | 150 | 73 | - | - | - | - | - | - | -
GLT-03 | 2028-09-01 | 9 | 2028 | 2028 | SUMMER | 155 | 155 | 155 | 160 | 160 | 160 | 78 | - | - | - | - | - | - | -
GLT-03 | 2028-10-01 | 10 | 2029 | 2028 | FALL | 165 | 165 | 165 | 165 | 165 | 165 | 83 | - | - | - | - | - | - | -
GLT-03 | 2028-11-01 | 11 | 2029 | 2028 | FALL | 175 | 175 | 175 | 175 | 175 | 175 | 88 | - | - | - | - | - | - | -
GLT-03 | 2028-12-01 | 12 | 2029 | 2028 | WINTER | 185 | 185 | 185 | 185 | 185 | 185 | 93 | - | - | - | - | - | - | -
GLT-03 | 2029-01-01 | 1 | 2029 | 2029 | WINTER | 185 | 185 | 185 | 185 | 185 | 185 | 93 | - | - | - | - | - | - | -
GLT-03 | 2029-02-01 | 2 | 2029 | 2029 | WINTER | 185 | 185 | 185 | 185 | 185 | 185 | 90 | - | - | - | - | - | - | -
GLT-03 | 2029-03-01 | 3 | 2029 | 2029 | WINTER | 175 | 175 | 175 | 175 | 175 | 175 | 88 | - | - | - | - | - | - | -
GLT-03 | 2029-04-01 | 4 | 2029 | 2029 | SPRING | 165 | 165 | 165 | 165 | 165 | 165 | 83 | - | - | - | - | - | - | -
GLT-03 | 2029-05-01 | 5 | 2029 | 2029 | SPRING | 155 | 155 | 155 | 160 | 160 | 160 | 78 | - | - | - | - | - | - | -
GLT-03 | 2029-06-01 | 6 | 2029 | 2029 | SUMMER | 145 | 145 | 145 | 150 | 150 | 150 | 73 | - | - | - | - | - | - | -
GLT-03 | 2029-07-01 | 7 | 2029 | 2029 | SUMMER | 145 | 145 | 145 | 150 | 150 | 150 | 73 | - | - | - | - | - | - | -
GLT-03 | 2029-08-01 | 8 | 2029 | 2029 | SUMMER | 145 | 145 | 145 | 150 | 150 | 150 | 73 | - | - | - | - | - | - | -
GLT-03 | 2029-09-01 | 9 | 2029 | 2029 | SUMMER | 155 | 155 | 155 | 160 | 160 | 160 | 78 | - | - | - | - | - | - | -
GLT-03 | 2029-10-01 | 10 | 2030 | 2029 | FALL | 165 | 165 | 165 | 165 | 165 | 165 | 83 | - | - | - | - | - | - | -
GLT-03 | 2029-11-01 | 11 | 2030 | 2029 | FALL | 175 | 175 | 175 | 175 | 175 | 175 | 88 | - | - | - | - | - | - | -
GLT-03 | 2029-12-01 | 12 | 2030 | 2029 | WINTER | 185 | 185 | 185 | 185 | 185 | 185 | 93 | - | - | - | - | - | - | -
GLT-03 | 2030-01-01 | 1 | 2030 | 2030 | WINTER | 185 | 185 | 185 | 185 | 185 | 185 | 93 | - | - | - | - | - | - | -
GLT-03 | 2030-02-01 | 2 | 2030 | 2030 | WINTER | 185 | 185 | 185 | 185 | 185 | 185 | 90 | - | - | - | - | - | - | -
GLT-03 | 2030-03-01 | 3 | 2030 | 2030 | WINTER | 175 | 175 | 175 | 175 | 175 | 175 | 88 | - | - | - | - | - | - | -
GLT-03 | 2030-04-01 | 4 | 2030 | 2030 | SPRING | 165 | 165 | 165 | 165 | 165 | 165 | 83 | - | - | - | - | - | - | -
GLT-03 | 2030-05-01 | 5 | 2030 | 2030 | SPRING | 155 | 155 | 155 | 160 | 160 | 160 | 78 | - | - | - | - | - | - | -
GLT-03 | 2030-06-01 | 6 | 2030 | 2030 | SUMMER | 145 | 145 | 145 | 150 | 150 | 150 | 73 | - | - | - | - | - | - | -
GLT-03 | 2030-07-01 | 7 | 2030 | 2030 | SUMMER | 145 | 145 | 145 | 150 | 150 | 150 | 73 | - | - | - | - | - | - | -
GLT-03 | 2030-08-01 | 8 | 2030 | 2030 | SUMMER | 145 | 145 | 145 | 150 | 150 | 150 | 73 | - | - | - | - | - | - | -
GLT-03 | 2030-09-01 | 9 | 2030 | 2030 | SUMMER | 155 | 155 | 155 | 160 | 160 | 160 | 78 | - | - | - | - | - | - | -
GLT-03 | 2030-10-01 | 10 | 2031 | 2030 | FALL | 165 | 165 | 165 | 165 | 165 | 165 | 83 | - | - | - | - | - | - | -
GLT-03 | 2030-11-01 | 11 | 2031 | 2030 | FALL | 175 | 175 | 175 | 175 | 175 | 175 | 88 | - | - | - | - | - | - | -
GLT-03 | 2030-12-01 | 12 | 2031 | 2030 | WINTER | 185 | 185 | 185 | 185 | 185 | 185 | 93 | - | - | - | - | - | - | -
GLT-03 | 2031-01-01 | 1 | 2031 | 2031 | WINTER | 185 | 185 | 185 | 185 | 185 | 185 | 93 | - | - | - | - | - | - | -
GLT-03 | 2031-02-01 | 2 | 2031 | 2031 | WINTER | 185 | 185 | 185 | 185 | 185 | 185 | 90 | - | - | - | - | - | - | -
GLT-03 | 2031-03-01 | 3 | 2031 | 2031 | WINTER | 175 | 175 | 175 | 175 | 175 | 175 | 88 | - | - | - | - | - | - | -
GLT-03 | 2031-04-01 | 4 | 2031 | 2031 | SPRING | 165 | 165 | 165 | 165 | 165 | 165 | 83 | - | - | - | - | - | - | -
GLT-03 | 2031-05-01 | 5 | 2031 | 2031 | SPRING | 155 | 155 | 155 | 160 | 160 | 160 | 78 | - | - | - | - | - | - | -
GLT-03 | 2031-06-01 | 6 | 2031 | 2031 | SUMMER | 145 | 145 | 145 | 150 | 150 | 150 | 73 | - | - | - | - | - | - | -
GLT-03 | 2031-07-01 | 7 | 2031 | 2031 | SUMMER | 145 | 145 | 145 | 150 | 150 | 150 | 73 | - | - | - | - | - | - | -
GLT-03 | 2031-08-01 | 8 | 2031 | 2031 | SUMMER | 145 | 145 | 145 | 150 | 150 | 150 | 73 | - | - | - | - | - | - | -
GLT-03 | 2031-09-01 | 9 | 2031 | 2031 | SUMMER | 155 | 155 | 155 | 160 | 160 | 160 | 78 | - | - | - | - | - | - | -
GLT-03 | 2031-10-01 | 10 | 2032 | 2031 | FALL | 165 | 165 | 165 | 165 | 165 | 165 | 83 | - | - | - | - | - | - | -
GLT-03 | 2031-11-01 | 11 | 2032 | 2031 | FALL | 175 | 175 | 175 | 175 | 175 | 175 | 88 | - | - | - | - | - | - | -
GLT-03 | 2031-12-01 | 12 | 2032 | 2031 | WINTER | 185 | 185 | 185 | 185 | 185 | 185 | 93 | - | - | - | - | - | - | -
GLT-03 | 2032-01-01 | 1 | 2032 | 2032 | WINTER | 185 | 185 | 185 | 185 | 185 | 185 | 93 | - | - | - | - | - | - | -
GLT-03 | 2032-02-01 | 2 | 2032 | 2032 | WINTER | 185 | 185 | 185 | 185 | 185 | 185 | 90 | - | - | - | - | - | - | -
GLT-03 | 2032-03-01 | 3 | 2032 | 2032 | WINTER | 175 | 175 | 175 | 175 | 175 | 175 | 88 | - | - | - | - | - | - | -
GLT-03 | 2032-04-01 | 4 | 2032 | 2032 | SPRING | 165 | 165 | 165 | 165 | 165 | 165 | 83 | - | - | - | - | - | - | -
GLT-03 | 2032-05-01 | 5 | 2032 | 2032 | SPRING | 155 | 155 | 155 | 160 | 160 | 160 | 78 | - | - | - | - | - | - | -
GLT-03 | 2032-06-01 | 6 | 2032 | 2032 | SUMMER | 145 | 145 | 145 | 150 | 150 | 150 | 73 | - | - | - | - | - | - | -
GLT-03 | 2032-07-01 | 7 | 2032 | 2032 | SUMMER | 145 | 145 | 145 | 150 | 150 | 150 | 73 | - | - | - | - | - | - | -
GLT-03 | 2032-08-01 | 8 | 2032 | 2032 | SUMMER | 145 | 145 | 145 | 150 | 150 | 150 | 73 | - | - | - | - | - | - | -
GLT-03 | 2032-09-01 | 9 | 2032 | 2032 | SUMMER | 155 | 155 | 155 | 160 | 160 | 160 | 78 | - | - | - | - | - | - | -
GLT-03 | 2032-10-01 | 10 | 2033 | 2032 | FALL | 165 | 165 | 165 | 165 | 165 | 165 | 83 | - | - | - | - | - | - | -
GLT-03 | 2032-11-01 | 11 | 2033 | 2032 | FALL | 175 | 175 | 175 | 175 | 175 | 175 | 88 | - | - | - | - | - | - | -
GLT-03 | 2032-12-01 | 12 | 2033 | 2032 | WINTER | 185 | 185 | 185 | 185 | 185 | 185 | 93 | - | - | - | - | - | - | -
GLT-03 | 2033-01-01 | 1 | 2033 | 2033 | WINTER | 185 | 185 | 185 | 185 | 185 | 185 | 93 | - | - | - | - | - | - | -
GLT-03 | 2033-02-01 | 2 | 2033 | 2033 | WINTER | 185 | 185 | 185 | 185 | 185 | 185 | 90 | - | - | - | - | - | - | -
GLT-03 | 2033-03-01 | 3 | 2033 | 2033 | WINTER | 175 | 175 | 175 | 175 | 175 | 175 | 88 | - | - | - | - | - | - | -
GLT-03 | 2033-04-01 | 4 | 2033 | 2033 | SPRING | 165 | 165 | 165 | 165 | 165 | 165 | 83 | - | - | - | - | - | - | -
GLT-03 | 2033-05-01 | 5 | 2033 | 2033 | SPRING | 155 | 155 | 155 | 160 | 160 | 160 | 78 | - | - | - | - | - | - | -
GLT-03 | 2033-06-01 | 6 | 2033 | 2033 | SUMMER | 145 | 145 | 145 | 150 | 150 | 150 | 73 | - | - | - | - | - | - | -
GLT-03 | 2033-07-01 | 7 | 2033 | 2033 | SUMMER | 145 | 145 | 145 | 150 | 150 | 150 | 73 | - | - | - | - | - | - | -
GLT-03 | 2033-08-01 | 8 | 2033 | 2033 | SUMMER | 145 | 145 | 145 | 150 | 150 | 150 | 73 | - | - | - | - | - | - | -
GLT-03 | 2033-09-01 | 9 | 2033 | 2033 | SUMMER | 155 | 155 | 155 | 160 | 160 | 160 | 78 | - | - | - | - | - | - | -
GLT-03 | 2033-10-01 | 10 | 2034 | 2033 | FALL | 165 | 165 | 165 | 165 | 165 | 165 | 83 | - | - | - | - | - | - | -
GLT-03 | 2033-11-01 | 11 | 2034 | 2033 | FALL | 175 | 175 | 175 | 175 | 175 | 175 | 88 | - | - | - | - | - | - | -
GLT-03 | 2033-12-01 | 12 | 2034 | 2033 | WINTER | 185 | 185 | 185 | 185 | 185 | 185 | 93 | - | - | - | - | - | - | -
GLT-03 | 2034-01-01 | 1 | 2034 | 2034 | WINTER | 185 | 185 | 185 | 185 | 185 | 185 | 93 | - | - | - | - | - | - | -
GLT-03 | 2034-02-01 | 2 | 2034 | 2034 | WINTER | 185 | 185 | 185 | 185 | 185 | 185 | 90 | - | - | - | - | - | - | -
GLT-03 | 2034-03-01 | 3 | 2034 | 2034 | WINTER | 175 | 175 | 175 | 175 | 175 | 175 | 88 | - | - | - | - | - | - | -
GLT-03 | 2034-04-01 | 4 | 2034 | 2034 | SPRING | 165 | 165 | 165 | 165 | 165 | 165 | 83 | - | - | - | - | - | - | -
GLT-03 | 2034-05-01 | 5 | 2034 | 2034 | SPRING | 155 | 155 | 155 | 160 | 160 | 160 | 78 | - | - | - | - | - | - | -
GLT-03 | 2034-06-01 | 6 | 2034 | 2034 | SUMMER | 145 | 145 | 145 | 150 | 150 | 150 | 73 | - | - | - | - | - | - | -
GLT-03 | 2034-07-01 | 7 | 2034 | 2034 | SUMMER | 145 | 145 | 145 | 150 | 150 | 150 | 73 | - | - | - | - | - | - | -
GLT-03 | 2034-08-01 | 8 | 2034 | 2034 | SUMMER | 145 | 145 | 145 | 150 | 150 | 150 | 73 | - | - | - | - | - | - | -
GLT-03 | 2034-09-01 | 9 | 2034 | 2034 | SUMMER | 155 | 155 | 155 | 160 | 160 | 160 | 78 | - | - | - | - | - | - | -
GLT-03 | 2034-10-01 | 10 | 2035 | 2034 | FALL | 165 | 165 | 165 | 165 | 165 | 165 | 83 | - | - | - | - | - | - | -
GLT-03 | 2034-11-01 | 11 | 2035 | 2034 | FALL | 175 | 175 | 175 | 175 | 175 | 175 | 88 | - | - | - | - | - | - | -
GLT-03 | 2034-12-01 | 12 | 2035 | 2034 | WINTER | 185 | 185 | 185 | 185 | 185 | 185 | 93 | - | - | - | - | - | - | -
GLT-03 | 2035-01-01 | 1 | 2035 | 2035 | WINTER | 185 | 185 | 185 | 185 | 185 | 185 | 93 | - | - | - | - | - | - | -
GLT-03 | 2035-02-01 | 2 | 2035 | 2035 | WINTER | 185 | 185 | 185 | 185 | 185 | 185 | 90 | - | - | - | - | - | - | -
GLT-03 | 2035-03-01 | 3 | 2035 | 2035 | WINTER | 175 | 175 | 175 | 175 | 175 | 175 | 88 | - | - | - | - | - | - | -
GLT-03 | 2035-04-01 | 4 | 2035 | 2035 | SPRING | 165 | 165 | 165 | 165 | 165 | 165 | 83 | - | - | - | - | - | - | -
GLT-03 | 2035-05-01 | 5 | 2035 | 2035 | SPRING | 155 | 155 | 155 | 160 | 160 | 160 | 78 | - | - | - | - | - | - | -
GLT-03 | 2035-06-01 | 6 | 2035 | 2035 | SUMMER | 145 | 145 | 145 | 150 | 150 | 150 | 73 | - | - | - | - | - | - | -
GLT-03 | 2035-07-01 | 7 | 2035 | 2035 | SUMMER | 145 | 145 | 145 | 150 | 150 | 150 | 73 | - | - | - | - | - | - | -
GLT-03 | 2035-08-01 | 8 | 2035 | 2035 | SUMMER | 145 | 145 | 145 | 150 | 150 | 150 | 73 | - | - | - | - | - | - | -
GLT-03 | 2035-09-01 | 9 | 2035 | 2035 | SUMMER | 155 | 155 | 155 | 160 | 160 | 160 | 78 | - | - | - | - | - | - | -
GLT-03 | 2035-10-01 | 10 | 2036 | 2035 | FALL | 165 | 165 | 165 | 165 | 165 | 165 | 83 | - | - | - | - | - | - | -
GLT-03 | 2035-11-01 | 11 | 2036 | 2035 | FALL | 175 | 175 | 175 | 175 | 175 | 175 | 88 | - | - | - | - | - | - | -
GLT-03 | 2035-12-01 | 12 | 2036 | 2035 | WINTER | 185 | 185 | 185 | 185 | 185 | 185 | 93 | - | - | - | - | - | - | -
GLT-03 | 2036-01-01 | 1 | 2036 | 2036 | WINTER | 185 | 185 | 185 | 185 | 185 | 185 | 93 | - | - | - | - | - | - | -
GLT-03 | 2036-02-01 | 2 | 2036 | 2036 | WINTER | 185 | 185 | 185 | 185 | 185 | 185 | 90 | - | - | - | - | - | - | -
GLT-03 | 2036-03-01 | 3 | 2036 | 2036 | WINTER | 175 | 175 | 175 | 175 | 175 | 175 | 88 | - | - | - | - | - | - | -
GLT-03 | 2036-04-01 | 4 | 2036 | 2036 | SPRING | 165 | 165 | 165 | 165 | 165 | 165 | 83 | - | - | - | - | - | - | -
GLT-03 | 2036-05-01 | 5 | 2036 | 2036 | SPRING | 155 | 155 | 155 | 160 | 160 | 160 | 78 | - | - | - | - | - | - | -
GLT-03 | 2036-06-01 | 6 | 2036 | 2036 | SUMMER | 145 | 145 | 145 | 150 | 150 | 150 | 73 | - | - | - | - | - | - | -
GLT-03 | 2036-07-01 | 7 | 2036 | 2036 | SUMMER | 145 | 145 | 145 | 150 | 150 | 150 | 73 | - | - | - | - | - | - | -
GLT-03 | 2036-08-01 | 8 | 2036 | 2036 | SUMMER | 145 | 145 | 145 | 150 | 150 | 150 | 73 | - | - | - | - | - | - | -
GLT-03 | 2036-09-01 | 9 | 2036 | 2036 | SUMMER | 155 | 155 | 155 | 160 | 160 | 160 | 78 | - | - | - | - | - | - | -
GLT-03 | 2036-10-01 | 10 | 2037 | 2036 | FALL | 165 | 165 | 165 | 165 | 165 | 165 | 83 | - | - | - | - | - | - | -
GLT-03 | 2036-11-01 | 11 | 2037 | 2036 | FALL | 175 | 175 | 175 | 175 | 175 | 175 | 88 | - | - | - | - | - | - | -
GLT-03 | 2036-12-01 | 12 | 2037 | 2036 | WINTER | 185 | 185 | 185 | 185 | 185 | 185 | 93 | - | - | - | - | - | - | -
GLT-03 | 2037-01-01 | 1 | 2037 | 2037 | WINTER | 185 | 185 | 185 | 185 | 185 | 185 | 93 | - | - | - | - | - | - | -
GLT-03 | 2037-02-01 | 2 | 2037 | 2037 | WINTER | 185 | 185 | 185 | 185 | 185 | 185 | 90 | - | - | - | - | - | - | -
GLT-03 | 2037-03-01 | 3 | 2037 | 2037 | WINTER | 175 | 175 | 175 | 175 | 175 | 175 | 88 | - | - | - | - | - | - | -
GLT-03 | 2037-04-01 | 4 | 2037 | 2037 | SPRING | 165 | 165 | 165 | 165 | 165 | 165 | 83 | - | - | - | - | - | - | -
GLT-03 | 2037-05-01 | 5 | 2037 | 2037 | SPRING | 155 | 155 | 155 | 160 | 160 | 160 | 78 | - | - | - | - | - | - | -
GLT-03 | 2037-06-01 | 6 | 2037 | 2037 | SUMMER | 145 | 145 | 145 | 150 | 150 | 150 | 73 | - | - | - | - | - | - | -
GLT-03 | 2037-07-01 | 7 | 2037 | 2037 | SUMMER | 145 | 145 | 145 | 150 | 150 | 150 | 73 | - | - | - | - | - | - | -
GLT-03 | 2037-08-01 | 8 | 2037 | 2037 | SUMMER | 145 | 145 | 145 | 150 | 150 | 150 | 73 | - | - | - | - | - | - | -
GLT-03 | 2037-09-01 | 9 | 2037 | 2037 | SUMMER | 155 | 155 | 155 | 160 | 160 | 160 | 78 | - | - | - | - | - | - | -
GLT-03 | 2037-10-01 | 10 | 2038 | 2037 | FALL | 165 | 165 | 165 | 165 | 165 | 165 | 83 | - | - | - | - | - | - | -
GLT-03 | 2037-11-01 | 11 | 2038 | 2037 | FALL | 175 | 175 | 175 | 175 | 175 | 175 | 88 | - | - | - | - | - | - | -
GLT-03 | 2037-12-01 | 12 | 2038 | 2037 | WINTER | 185 | 185 | 185 | 185 | 185 | 185 | 93 | - | - | - | - | - | - | -
GLT-03 | 2038-01-01 | 1 | 2038 | 2038 | WINTER | 185 | 185 | 185 | 185 | 185 | 185 | 93 | - | - | - | - | - | - | -
GLT-03 | 2038-02-01 | 2 | 2038 | 2038 | WINTER | 185 | 185 | 185 | 185 | 185 | 185 | 90 | - | - | - | - | - | - | -
GLT-03 | 2038-03-01 | 3 | 2038 | 2038 | WINTER | 175 | 175 | 175 | 175 | 175 | 175 | 88 | - | - | - | - | - | - | -
GLT-03 | 2038-04-01 | 4 | 2038 | 2038 | SPRING | 165 | 165 | 165 | 165 | 165 | 165 | 83 | - | - | - | - | - | - | -
GLT-03 | 2038-05-01 | 5 | 2038 | 2038 | SPRING | 155 | 155 | 155 | 160 | 160 | 160 | 78 | - | - | - | - | - | - | -
GLT-03 | 2038-06-01 | 6 | 2038 | 2038 | SUMMER | 145 | 145 | 145 | 150 | 150 | 150 | 73 | - | - | - | - | - | - | -
GLT-03 | 2038-07-01 | 7 | 2038 | 2038 | SUMMER | 145 | 145 | 145 | 150 | 150 | 150 | 73 | - | - | - | - | - | - | -
GLT-03 | 2038-08-01 | 8 | 2038 | 2038 | SUMMER | 145 | 145 | 145 | 150 | 150 | 150 | 73 | - | - | - | - | - | - | -
GLT-03 | 2038-09-01 | 9 | 2038 | 2038 | SUMMER | 155 | 155 | 155 | 160 | 160 | 160 | 78 | - | - | - | - | - | - | -
GLT-03 | 2038-10-01 | 10 | 2039 | 2038 | FALL | 165 | 165 | 165 | 165 | 165 | 165 | 83 | - | - | - | - | - | - | -
GLT-03 | 2038-11-01 | 11 | 2039 | 2038 | FALL | 175 | 175 | 175 | 175 | 175 | 175 | 88 | - | - | - | - | - | - | -
GLT-03 | 2038-12-01 | 12 | 2039 | 2038 | WINTER | 185 | 185 | 185 | 185 | 185 | 185 | 93 | - | - | - | - | - | - | -
GLT-03 | 2039-01-01 | 1 | 2039 | 2039 | WINTER | 185 | 185 | 185 | 185 | 185 | 185 | 93 | - | - | - | - | - | - | -
GLT-03 | 2039-02-01 | 2 | 2039 | 2039 | WINTER | 185 | 185 | 185 | 185 | 185 | 185 | 90 | - | - | - | - | - | - | -
GLT-03 | 2039-03-01 | 3 | 2039 | 2039 | WINTER | 175 | 175 | 175 | 175 | 175 | 175 | 88 | - | - | - | - | - | - | -
GLT-03 | 2039-04-01 | 4 | 2039 | 2039 | SPRING | 165 | 165 | 165 | 165 | 165 | 165 | 83 | - | - | - | - | - | - | -
GLT-03 | 2039-05-01 | 5 | 2039 | 2039 | SPRING | 155 | 155 | 155 | 160 | 160 | 160 | 78 | - | - | - | - | - | - | -
GLT-03 | 2039-06-01 | 6 | 2039 | 2039 | SUMMER | 145 | 145 | 145 | 150 | 150 | 150 | 73 | - | - | - | - | - | - | -
GLT-03 | 2039-07-01 | 7 | 2039 | 2039 | SUMMER | 145 | 145 | 145 | 150 | 150 | 150 | 73 | - | - | - | - | - | - | -
GLT-03 | 2039-08-01 | 8 | 2039 | 2039 | SUMMER | 145 | 145 | 145 | 150 | 150 | 150 | 73 | - | - | - | - | - | - | -
GLT-03 | 2039-09-01 | 9 | 2039 | 2039 | SUMMER | 155 | 155 | 155 | 160 | 160 | 160 | 78 | - | - | - | - | - | - | -
GLT-03 | 2039-10-01 | 10 | 2040 | 2039 | FALL | 165 | 165 | 165 | 165 | 165 | 165 | 83 | - | - | - | - | - | - | -
GLT-03 | 2039-11-01 | 11 | 2040 | 2039 | FALL | 175 | 175 | 175 | 175 | 175 | 175 | 88 | - | - | - | - | - | - | -
GLT-03 | 2039-12-01 | 12 | 2040 | 2039 | WINTER | 185 | 185 | 185 | 185 | 185 | 185 | 93 | - | - | - | - | - | - | -
GLT-03 | 2040-01-01 | 1 | 2040 | 2040 | WINTER | 185 | 185 | 185 | 185 | 185 | 185 | 93 | - | - | - | - | - | - | -
GLT-03 | 2040-02-01 | 2 | 2040 | 2040 | WINTER | 185 | 185 | 185 | 185 | 185 | 185 | 90 | - | - | - | - | - | - | -
GLT-03 | 2040-03-01 | 3 | 2040 | 2040 | WINTER | 175 | 175 | 175 | 175 | 175 | 175 | 88 | - | - | - | - | - | - | -
GLT-03 | 2040-04-01 | 4 | 2040 | 2040 | SPRING | 165 | 165 | 165 | 165 | 165 | 165 | 83 | - | - | - | - | - | - | -
GLT-03 | 2040-05-01 | 5 | 2040 | 2040 | SPRING | 155 | 155 | 155 | 160 | 160 | 160 | 78 | - | - | - | - | - | - | -
GLT-03 | 2040-06-01 | 6 | 2040 | 2040 | SUMMER | 145 | 145 | 145 | 150 | 150 | 150 | 73 | - | - | - | - | - | - | -
GLT-03 | 2040-07-01 | 7 | 2040 | 2040 | SUMMER | 145 | 145 | 145 | 150 | 150 | 150 | 73 | - | - | - | - | - | - | -
GLT-03 | 2040-08-01 | 8 | 2040 | 2040 | SUMMER | 145 | 145 | 145 | 150 | 150 | 150 | 73 | - | - | - | - | - | - | -
GLT-03 | 2040-09-01 | 9 | 2040 | 2040 | SUMMER | 155 | 155 | 155 | 160 | 160 | 160 | 78 | - | - | - | - | - | - | -
GLT-03 | 2040-10-01 | 10 | 2041 | 2040 | FALL | 165 | 165 | 165 | 165 | 165 | 165 | 83 | - | - | - | - | - | - | -
GLT-03 | 2040-11-01 | 11 | 2041 | 2040 | FALL | 175 | 175 | 175 | 175 | 175 | 175 | 88 | - | - | - | - | - | - | -
GLT-03 | 2040-12-01 | 12 | 2041 | 2040 | WINTER | 185 | 185 | 185 | 185 | 185 | 185 | 93 | - | - | - | - | - | - | -
GLT-03 | 2041-01-01 | 1 | 2041 | 2041 | WINTER | 185 | 185 | 185 | 185 | 185 | 185 | 93 | - | - | - | - | - | - | -
GLT-03 | 2041-02-01 | 2 | 2041 | 2041 | WINTER | 185 | 185 | 185 | 185 | 185 | 185 | 90 | - | - | - | - | - | - | -
GLT-03 | 2041-03-01 | 3 | 2041 | 2041 | WINTER | 175 | 175 | 175 | 175 | 175 | 175 | 88 | - | - | - | - | - | - | -
GLT-03 | 2041-04-01 | 4 | 2041 | 2041 | SPRING | 165 | 165 | 165 | 165 | 165 | 165 | 83 | - | - | - | - | - | - | -
GLT-03 | 2041-05-01 | 5 | 2041 | 2041 | SPRING | 155 | 155 | 155 | 160 | 160 | 160 | 78 | - | - | - | - | - | - | -
GLT-03 | 2041-06-01 | 6 | 2041 | 2041 | SUMMER | 145 | 145 | 145 | 150 | 150 | 150 | 73 | - | - | - | - | - | - | -
GLT-03 | 2041-07-01 | 7 | 2041 | 2041 | SUMMER | 145 | 145 | 145 | 150 | 150 | 150 | 73 | - | - | - | - | - | - | -
GLT-03 | 2041-08-01 | 8 | 2041 | 2041 | SUMMER | 145 | 145 | 145 | 150 | 150 | 150 | 73 | - | - | - | - | - | - | -
GLT-03 | 2041-09-01 | 9 | 2041 | 2041 | SUMMER | 155 | 155 | 155 | 160 | 160 | 160 | 78 | - | - | - | - | - | - | -
GLT-03 | 2041-10-01 | 10 | 2042 | 2041 | FALL | 165 | 165 | 165 | 165 | 165 | 165 | 83 | - | - | - | - | - | - | -
GLT-03 | 2041-11-01 | 11 | 2042 | 2041 | FALL | 175 | 175 | 175 | 175 | 175 | 175 | 88 | - | - | - | - | - | - | -
GLT-03 | 2041-12-01 | 12 | 2042 | 2041 | WINTER | 185 | 185 | 185 | 185 | 185 | 185 | 93 | - | - | - | - | - | - | -
GLT-03 | 2042-01-01 | 1 | 2042 | 2042 | WINTER | 185 | 185 | 185 | 185 | 185 | 185 | 93 | - | - | - | - | - | - | -
GLT-03 | 2042-02-01 | 2 | 2042 | 2042 | WINTER | 185 | 185 | 185 | 185 | 185 | 185 | 90 | - | - | - | - | - | - | -
GLT-03 | 2042-03-01 | 3 | 2042 | 2042 | WINTER | 175 | 175 | 175 | 175 | 175 | 175 | 88 | - | - | - | - | - | - | -
GLT-03 | 2042-04-01 | 4 | 2042 | 2042 | SPRING | 165 | 165 | 165 | 165 | 165 | 165 | 83 | - | - | - | - | - | - | -
GLT-03 | 2042-05-01 | 5 | 2042 | 2042 | SPRING | 155 | 155 | 155 | 160 | 160 | 160 | 78 | - | - | - | - | - | - | -
GLT-03 | 2042-06-01 | 6 | 2042 | 2042 | SUMMER | 145 | 145 | 145 | 150 | 150 | 150 | 73 | - | - | - | - | - | - | -
GLT-03 | 2042-07-01 | 7 | 2042 | 2042 | SUMMER | 145 | 145 | 145 | 150 | 150 | 150 | 73 | - | - | - | - | - | - | -
GLT-03 | 2042-08-01 | 8 | 2042 | 2042 | SUMMER | 145 | 145 | 145 | 150 | 150 | 150 | 73 | - | - | - | - | - | - | -
GLT-03 | 2042-09-01 | 9 | 2042 | 2042 | SUMMER | 155 | 155 | 155 | 160 | 160 | 160 | 78 | - | - | - | - | - | - | -
GLT-03 | 2042-10-01 | 10 | 2043 | 2042 | FALL | 165 | 165 | 165 | 165 | 165 | 165 | 83 | - | - | - | - | - | - | -
GLT-03 | 2042-11-01 | 11 | 2043 | 2042 | FALL | 175 | 175 | 175 | 175 | 175 | 175 | 88 | - | - | - | - | - | - | -
GLT-03 | 2042-12-01 | 12 | 2043 | 2042 | WINTER | 185 | 185 | 185 | 185 | 185 | 185 | 93 | - | - | - | - | - | - | -
GLT-03 | 2043-01-01 | 1 | 2043 | 2043 | WINTER | 185 | 185 | 185 | 185 | 185 | 185 | 93 | - | - | - | - | - | - | -
GLT-03 | 2043-02-01 | 2 | 2043 | 2043 | WINTER | 185 | 185 | 185 | 185 | 185 | 185 | 90 | - | - | - | - | - | - | -
GLT-03 | 2043-03-01 | 3 | 2043 | 2043 | WINTER | 175 | 175 | 175 | 175 | 175 | 175 | 88 | - | - | - | - | - | - | -
GLT-03 | 2043-04-01 | 4 | 2043 | 2043 | SPRING | 165 | 165 | 165 | 165 | 165 | 165 | 83 | - | - | - | - | - | - | -
GLT-03 | 2043-05-01 | 5 | 2043 | 2043 | SPRING | 155 | 155 | 155 | 160 | 160 | 160 | 78 | - | - | - | - | - | - | -
GLT-03 | 2043-06-01 | 6 | 2043 | 2043 | SUMMER | 145 | 145 | 145 | 150 | 150 | 150 | 73 | - | - | - | - | - | - | -
GLT-03 | 2043-07-01 | 7 | 2043 | 2043 | SUMMER | 145 | 145 | 145 | 150 | 150 | 150 | 73 | - | - | - | - | - | - | -
GLT-03 | 2043-08-01 | 8 | 2043 | 2043 | SUMMER | 145 | 145 | 145 | 150 | 150 | 150 | 73 | - | - | - | - | - | - | -
GLT-03 | 2043-09-01 | 9 | 2043 | 2043 | SUMMER | 155 | 155 | 155 | 160 | 160 | 160 | 78 | - | - | - | - | - | - | -
GLT-03 | 2043-10-01 | 10 | 2044 | 2043 | FALL | 165 | 165 | 165 | 165 | 165 | 165 | 83 | - | - | - | - | - | - | -
GLT-03 | 2043-11-01 | 11 | 2044 | 2043 | FALL | 175 | 175 | 175 | 175 | 175 | 175 | 88 | - | - | - | - | - | - | -
GLT-03 | 2043-12-01 | 12 | 2044 | 2043 | WINTER | 185 | 185 | 185 | 185 | 185 | 185 | 93 | - | - | - | - | - | - | -
GLT-03 | 2044-01-01 | 1 | 2044 | 2044 | WINTER | 185 | 185 | 185 | 185 | 185 | 185 | 93 | - | - | - | - | - | - | -
GLT-03 | 2044-02-01 | 2 | 2044 | 2044 | WINTER | 185 | 185 | 185 | 185 | 185 | 185 | 90 | - | - | - | - | - | - | -
GLT-03 | 2044-03-01 | 3 | 2044 | 2044 | WINTER | 175 | 175 | 175 | 175 | 175 | 175 | 88 | - | - | - | - | - | - | -
GLT-03 | 2044-04-01 | 4 | 2044 | 2044 | SPRING | 165 | 165 | 165 | 165 | 165 | 165 | 83 | - | - | - | - | - | - | -
GLT-03 | 2044-05-01 | 5 | 2044 | 2044 | SPRING | 155 | 155 | 155 | 160 | 160 | 160 | 78 | - | - | - | - | - | - | -
GLT-03 | 2044-06-01 | 6 | 2044 | 2044 | SUMMER | 145 | 145 | 145 | 150 | 150 | 150 | 73 | - | - | - | - | - | - | -
GLT-03 | 2044-07-01 | 7 | 2044 | 2044 | SUMMER | 145 | 145 | 145 | 150 | 150 | 150 | 73 | - | - | - | - | - | - | -
GLT-03 | 2044-08-01 | 8 | 2044 | 2044 | SUMMER | 145 | 145 | 145 | 150 | 150 | 150 | 73 | - | - | - | - | - | - | -
GLT-03 | 2044-09-01 | 9 | 2044 | 2044 | SUMMER | 155 | 155 | 155 | 160 | 160 | 160 | 78 | - | - | - | - | - | - | -
GLT-03 | 2044-10-01 | 10 | 2045 | 2044 | FALL | 165 | 165 | 165 | 165 | 165 | 165 | 83 | - | - | - | - | - | - | -
GLT-03 | 2044-11-01 | 11 | 2045 | 2044 | FALL | 175 | 175 | 175 | 175 | 175 | 175 | 88 | - | - | - | - | - | - | -
GLT-03 | 2044-12-01 | 12 | 2045 | 2044 | WINTER | 185 | 185 | 185 | 185 | 185 | 185 | 93 | - | - | - | - | - | - | -
GLT-03 | 2045-01-01 | 1 | 2045 | 2045 | WINTER | 185 | 185 | 185 | 185 | 185 | 185 | 93 | - | - | - | - | - | - | -
GLT-03 | 2045-02-01 | 2 | 2045 | 2045 | WINTER | 185 | 185 | 185 | 185 | 185 | 185 | 90 | - | - | - | - | - | - | -
GLT-03 | 2045-03-01 | 3 | 2045 | 2045 | WINTER | 175 | 175 | 175 | 175 | 175 | 175 | 88 | - | - | - | - | - | - | -
GLT-03 | 2045-04-01 | 4 | 2045 | 2045 | SPRING | 165 | 165 | 165 | 165 | 165 | 165 | 83 | - | - | - | - | - | - | -
GLT-03 | 2045-05-01 | 5 | 2045 | 2045 | SPRING | 155 | 155 | 155 | 160 | 160 | 160 | 78 | - | - | - | - | - | - | -
GLT-03 | 2045-06-01 | 6 | 2045 | 2045 | SUMMER | 145 | 145 | 145 | 150 | 150 | 150 | 73 | - | - | - | - | - | - | -
GLT-03 | 2045-07-01 | 7 | 2045 | 2045 | SUMMER | 145 | 145 | 145 | 150 | 150 | 150 | 73 | - | - | - | - | - | - | -
GLT-03 | 2045-08-01 | 8 | 2045 | 2045 | SUMMER | 145 | 145 | 145 | 150 | 150 | 150 | 73 | - | - | - | - | - | - | -
GLT-03 | 2045-09-01 | 9 | 2045 | 2045 | SUMMER | 155 | 155 | 155 | 160 | 160 | 160 | 78 | - | - | - | - | - | - | -
GLT-03 | 2045-10-01 | 10 | 2046 | 2045 | FALL | 165 | 165 | 165 | 165 | 165 | 165 | 83 | - | - | - | - | - | - | -
GLT-03 | 2045-11-01 | 11 | 2046 | 2045 | FALL | 175 | 175 | 175 | 175 | 175 | 175 | 88 | - | - | - | - | - | - | -
GLT-03 | 2045-12-01 | 12 | 2046 | 2045 | WINTER | 185 | 185 | 185 | 185 | 185 | 185 | 93 | - | - | - | - | - | - | -
GLT-03 | 2046-01-01 | 1 | 2046 | 2046 | WINTER | 185 | 185 | 185 | 185 | 185 | 185 | 93 | - | - | - | - | - | - | -
GLT-03 | 2046-02-01 | 2 | 2046 | 2046 | WINTER | 185 | 185 | 185 | 185 | 185 | 185 | 90 | - | - | - | - | - | - | -
GLT-03 | 2046-03-01 | 3 | 2046 | 2046 | WINTER | 175 | 175 | 175 | 175 | 175 | 175 | 88 | - | - | - | - | - | - | -
GLT-03 | 2046-04-01 | 4 | 2046 | 2046 | SPRING | 165 | 165 | 165 | 165 | 165 | 165 | 83 | - | - | - | - | - | - | -
GLT-03 | 2046-05-01 | 5 | 2046 | 2046 | SPRING | 155 | 155 | 155 | 160 | 160 | 160 | 78 | - | - | - | - | - | - | -
GLT-03 | 2046-06-01 | 6 | 2046 | 2046 | SUMMER | 145 | 145 | 145 | 150 | 150 | 150 | 73 | - | - | - | - | - | - | -
GLT-03 | 2046-07-01 | 7 | 2046 | 2046 | SUMMER | 145 | 145 | 145 | 150 | 150 | 150 | 73 | - | - | - | - | - | - | -
GLT-03 | 2046-08-01 | 8 | 2046 | 2046 | SUMMER | 145 | 145 | 145 | 150 | 150 | 150 | 73 | - | - | - | - | - | - | -
GLT-03 | 2046-09-01 | 9 | 2046 | 2046 | SUMMER | 155 | 155 | 155 | 160 | 160 | 160 | 78 | - | - | - | - | - | - | -
GLT-03 | 2046-10-01 | 10 | 2047 | 2046 | FALL | 165 | 165 | 165 | 165 | 165 | 165 | 83 | - | - | - | - | - | - | -
GLT-03 | 2046-11-01 | 11 | 2047 | 2046 | FALL | 175 | 175 | 175 | 175 | 175 | 175 | 88 | - | - | - | - | - | - | -
GLT-03 | 2046-12-01 | 12 | 2047 | 2046 | WINTER | 185 | 185 | 185 | 185 | 185 | 185 | 93 | - | - | - | - | - | - | -
GLT-03 | 2047-01-01 | 1 | 2047 | 2047 | WINTER | 185 | 185 | 185 | 185 | 185 | 185 | 93 | - | - | - | - | - | - | -
GLT-03 | 2047-02-01 | 2 | 2047 | 2047 | WINTER | 185 | 185 | 185 | 185 | 185 | 185 | 90 | - | - | - | - | - | - | -
GLT-03 | 2047-03-01 | 3 | 2047 | 2047 | WINTER | 175 | 175 | 175 | 175 | 175 | 175 | 88 | - | - | - | - | - | - | -
GLT-03 | 2047-04-01 | 4 | 2047 | 2047 | SPRING | 165 | 165 | 165 | 165 | 165 | 165 | 83 | - | - | - | - | - | - | -
GLT-03 | 2047-05-01 | 5 | 2047 | 2047 | SPRING | 155 | 155 | 155 | 160 | 160 | 160 | 78 | - | - | - | - | - | - | -
GLT-03 | 2047-06-01 | 6 | 2047 | 2047 | SUMMER | 145 | 145 | 145 | 150 | 150 | 150 | 73 | - | - | - | - | - | - | -
GLT-03 | 2047-07-01 | 7 | 2047 | 2047 | SUMMER | 145 | 145 | 145 | 150 | 150 | 150 | 73 | - | - | - | - | - | - | -
GLT-03 | 2047-08-01 | 8 | 2047 | 2047 | SUMMER | 145 | 145 | 145 | 150 | 150 | 150 | 73 | - | - | - | - | - | - | -
GLT-03 | 2047-09-01 | 9 | 2047 | 2047 | SUMMER | 155 | 155 | 155 | 160 | 160 | 160 | 78 | - | - | - | - | - | - | -
JOT-01 | 2016-10-01 | 10 | 2017 | 2016 | FALL | 55 | 55 | 55 | 55 | 55 | 55 | 25 | 54 | 54 | 54 | 54 | 54 | 54 | 25
JOT-01 | 2016-11-01 | 11 | 2017 | 2016 | FALL | 58 | 58 | 58 | 58 | 58 | 58 | 25 | 56 | 56 | 56 | 56 | 56 | 56 | 25
JOT-01 | 2016-12-01 | 12 | 2017 | 2016 | WINTER | 62 | 62 | 62 | 62 | 62 | 62 | 25 | 61 | 61 | 61 | 61 | 61 | 61 | 25
JOT-01 | 2017-01-01 | 1 | 2017 | 2017 | WINTER | 63 | 63 | 63 | 63 | 63 | 63 | 25 | 61 | 61 | 61 | 61 | 61 | 61 | 25
JOT-01 | 2017-02-01 | 2 | 2017 | 2017 | WINTER | 62 | 62 | 62 | 62 | 62 | 62 | 25 | 61 | 61 | 61 | 61 | 61 | 61 | 25
JOT-01 | 2017-03-01 | 3 | 2017 | 2017 | WINTER | 58 | 58 | 58 | 58 | 58 | 58 | 25 | 56 | 56 | 56 | 56 | 56 | 56 | 25
JOT-01 | 2017-04-01 | 4 | 2017 | 2017 | SPRING | 55 | 55 | 55 | 55 | 55 | 55 | 25 | 54 | 54 | 54 | 54 | 54 | 54 | 25
JOT-01 | 2017-05-01 | 5 | 2017 | 2017 | SPRING | 54 | 54 | 54 | 56 | 56 | 56 | 25 | 52 | 52 | 52 | 54 | 54 | 54 | 25
JOT-01 | 2017-06-01 | 6 | 2017 | 2017 | SUMMER | 52 | 52 | 52 | 54 | 54 | 54 | 25 | 50 | 50 | 50 | 52 | 52 | 52 | 25
JOT-01 | 2017-07-01 | 7 | 2017 | 2017 | SUMMER | 50 | 50 | 50 | 52 | 52 | 52 | 25 | 49 | 49 | 49 | 51 | 51 | 51 | 25
JOT-01 | 2017-08-01 | 8 | 2017 | 2017 | SUMMER | 50 | 50 | 50 | 52 | 52 | 52 | 25 | 49 | 49 | 49 | 51 | 51 | 51 | 25
JOT-01 | 2017-09-01 | 9 | 2017 | 2017 | SUMMER | 53 | 53 | 53 | 55 | 55 | 55 | 25 | 51 | 51 | 51 | 53 | 53 | 53 | 25
JOT-01 | 2017-10-01 | 10 | 2018 | 2017 | FALL | 55 | 55 | 55 | 55 | 55 | 55 | 25 | 54 | 54 | 54 | 54 | 54 | 54 | 25
JOT-01 | 2017-11-01 | 11 | 2018 | 2017 | FALL | 58 | 58 | 58 | 58 | 58 | 58 | 25 | 56 | 56 | 56 | 56 | 56 | 56 | 25
JOT-01 | 2017-12-01 | 12 | 2018 | 2017 | WINTER | 62 | 62 | 62 | 62 | 62 | 62 | 25 | 61 | 61 | 61 | 61 | 61 | 61 | 25
JOT-01 | 2018-01-01 | 1 | 2018 | 2018 | WINTER | 63 | 63 | 63 | 63 | 63 | 63 | 25 | 61 | 61 | 61 | 61 | 61 | 61 | 25
JOT-01 | 2018-02-01 | 2 | 2018 | 2018 | WINTER | 62 | 62 | 62 | 62 | 62 | 62 | 25 | 61 | 61 | 61 | 61 | 61 | 61 | 25
JOT-01 | 2018-03-01 | 3 | 2018 | 2018 | WINTER | 58 | 58 | 58 | 58 | 58 | 58 | 25 | 56 | 56 | 56 | 56 | 56 | 56 | 25
JOT-01 | 2018-04-01 | 4 | 2018 | 2018 | SPRING | 55 | 55 | 55 | 55 | 55 | 55 | 25 | 54 | 54 | 54 | 54 | 54 | 54 | 25
JOT-01 | 2018-05-01 | 5 | 2018 | 2018 | SPRING | 54 | 54 | 54 | 56 | 56 | 56 | 25 | 52 | 52 | 52 | 54 | 54 | 54 | 25
JOT-01 | 2018-06-01 | 6 | 2018 | 2018 | SUMMER | 52 | 52 | 52 | 54 | 54 | 54 | 25 | 50 | 50 | 50 | 52 | 52 | 52 | 25
JOT-01 | 2018-07-01 | 7 | 2018 | 2018 | SUMMER | 50 | 50 | 50 | 52 | 52 | 52 | 25 | 49 | 49 | 49 | 51 | 51 | 51 | 25
JOT-01 | 2018-08-01 | 8 | 2018 | 2018 | SUMMER | 50 | 50 | 50 | 52 | 52 | 52 | 25 | 49 | 49 | 49 | 51 | 51 | 51 | 25
JOT-01 | 2018-09-01 | 9 | 2018 | 2018 | SUMMER | 53 | 53 | 53 | 55 | 55 | 55 | 25 | 51 | 51 | 51 | 53 | 53 | 53 | 25
JOT-01 | 2018-10-01 | 10 | 2019 | 2018 | FALL | 55 | 55 | 55 | 55 | 55 | 55 | 25 | 54 | 54 | 54 | 54 | 54 | 54 | 25
JOT-01 | 2018-11-01 | 11 | 2019 | 2018 | FALL | 58 | 58 | 58 | 58 | 58 | 58 | 25 | 56 | 56 | 56 | 56 | 56 | 56 | 25
JOT-01 | 2018-12-01 | 12 | 2019 | 2018 | WINTER | 62 | 62 | 62 | 62 | 62 | 62 | 25 | 61 | 61 | 61 | 61 | 61 | 61 | 25
JOT-01 | 2019-01-01 | 1 | 2019 | 2019 | WINTER | 63 | 63 | 63 | 63 | 63 | 63 | 25 | 61 | 61 | 61 | 61 | 61 | 61 | 25
JOT-01 | 2019-02-01 | 2 | 2019 | 2019 | WINTER | 62 | 62 | 62 | 62 | 62 | 62 | 25 | 61 | 61 | 61 | 61 | 61 | 61 | 25
JOT-01 | 2019-03-01 | 3 | 2019 | 2019 | WINTER | 58 | 58 | 58 | 58 | 58 | 58 | 25 | 56 | 56 | 56 | 56 | 56 | 56 | 25
JOT-01 | 2019-04-01 | 4 | 2019 | 2019 | SPRING | 55 | 55 | 55 | 55 | 55 | 55 | 25 | 54 | 54 | 54 | 54 | 54 | 54 | 25
JOT-01 | 2019-05-01 | 5 | 2019 | 2019 | SPRING | 54 | 54 | 54 | 56 | 56 | 56 | 25 | 52 | 52 | 52 | 54 | 54 | 54 | 25
JOT-01 | 2019-06-01 | 6 | 2019 | 2019 | SUMMER | 52 | 52 | 52 | 54 | 54 | 54 | 25 | 50 | 50 | 50 | 52 | 52 | 52 | 25
JOT-01 | 2019-07-01 | 7 | 2019 | 2019 | SUMMER | 50 | 50 | 50 | 52 | 52 | 52 | 25 | 49 | 49 | 49 | 51 | 51 | 51 | 25
JOT-01 | 2019-08-01 | 8 | 2019 | 2019 | SUMMER | 50 | 50 | 50 | 52 | 52 | 52 | 25 | 49 | 49 | 49 | 51 | 51 | 51 | 25
JOT-01 | 2019-09-01 | 9 | 2019 | 2019 | SUMMER | 53 | 53 | 53 | 55 | 55 | 55 | 25 | 51 | 51 | 51 | 53 | 53 | 53 | 25
JOT-01 | 2019-10-01 | 10 | 2020 | 2019 | FALL | 55 | 55 | 55 | 55 | 55 | 55 | 25 | 54 | 54 | 54 | 54 | 54 | 54 | 25
JOT-01 | 2019-11-01 | 11 | 2020 | 2019 | FALL | 58 | 58 | 58 | 58 | 58 | 58 | 25 | 56 | 56 | 56 | 56 | 56 | 56 | 25
JOT-01 | 2019-12-01 | 12 | 2020 | 2019 | WINTER | 62 | 62 | 62 | 62 | 62 | 62 | 25 | 61 | 61 | 61 | 61 | 61 | 61 | 25
JOT-01 | 2020-01-01 | 1 | 2020 | 2020 | WINTER | 63 | 63 | 63 | 63 | 63 | 63 | 25 | 61 | 61 | 61 | 61 | 61 | 61 | 25
JOT-01 | 2020-02-01 | 2 | 2020 | 2020 | WINTER | 62 | 62 | 62 | 62 | 62 | 62 | 25 | 61 | 61 | 61 | 61 | 61 | 61 | 25
JOT-01 | 2020-03-01 | 3 | 2020 | 2020 | WINTER | 58 | 58 | 58 | 58 | 58 | 58 | 25 | 56 | 56 | 56 | 56 | 56 | 56 | 25
JOT-01 | 2020-04-01 | 4 | 2020 | 2020 | SPRING | 55 | 55 | 55 | 55 | 55 | 55 | 25 | 54 | 54 | 54 | 54 | 54 | 54 | 25
JOT-01 | 2020-05-01 | 5 | 2020 | 2020 | SPRING | 54 | 54 | 54 | 56 | 56 | 56 | 25 | 52 | 52 | 52 | 54 | 54 | 54 | 25
JOT-01 | 2020-06-01 | 6 | 2020 | 2020 | SUMMER | 52 | 52 | 52 | 54 | 54 | 54 | 25 | 50 | 50 | 50 | 52 | 52 | 52 | 25
JOT-01 | 2020-07-01 | 7 | 2020 | 2020 | SUMMER | 50 | 50 | 50 | 52 | 52 | 52 | 25 | 49 | 49 | 49 | 51 | 51 | 51 | 25
JOT-01 | 2020-08-01 | 8 | 2020 | 2020 | SUMMER | 50 | 50 | 50 | 52 | 52 | 52 | 25 | 49 | 49 | 49 | 51 | 51 | 51 | 25
JOT-01 | 2020-09-01 | 9 | 2020 | 2020 | SUMMER | 53 | 53 | 53 | 55 | 55 | 55 | 25 | 51 | 51 | 51 | 53 | 53 | 53 | 25
JOT-01 | 2020-10-01 | 10 | 2021 | 2020 | FALL | 55 | 55 | 55 | 55 | 55 | 55 | 25 | 54 | 54 | 54 | 54 | 54 | 54 | 25
JOT-01 | 2020-11-01 | 11 | 2021 | 2020 | FALL | 58 | 58 | 58 | 58 | 58 | 58 | 25 | 56 | 56 | 56 | 56 | 56 | 56 | 25
JOT-01 | 2020-12-01 | 12 | 2021 | 2020 | WINTER | 62 | 62 | 62 | 62 | 62 | 62 | 25 | 61 | 61 | 61 | 61 | 61 | 61 | 25
JOT-01 | 2021-01-01 | 1 | 2021 | 2021 | WINTER | 63 | 63 | 63 | 63 | 63 | 63 | 25 | 61 | 61 | 61 | 61 | 61 | 61 | 25
JOT-01 | 2021-02-01 | 2 | 2021 | 2021 | WINTER | 62 | 62 | 62 | 62 | 62 | 62 | 25 | 61 | 61 | 61 | 61 | 61 | 61 | 25
JOT-01 | 2021-03-01 | 3 | 2021 | 2021 | WINTER | 58 | 58 | 58 | 58 | 58 | 58 | 25 | 56 | 56 | 56 | 56 | 56 | 56 | 25
JOT-01 | 2021-04-01 | 4 | 2021 | 2021 | SPRING | 55 | 55 | 55 | 55 | 55 | 55 | 25 | 54 | 54 | 54 | 54 | 54 | 54 | 25
JOT-01 | 2021-05-01 | 5 | 2021 | 2021 | SPRING | 54 | 54 | 54 | 56 | 56 | 56 | 25 | 52 | 52 | 52 | 54 | 54 | 54 | 25
JOT-01 | 2021-06-01 | 6 | 2021 | 2021 | SUMMER | 52 | 52 | 52 | 54 | 54 | 54 | 25 | 50 | 50 | 50 | 52 | 52 | 52 | 25
JOT-01 | 2021-07-01 | 7 | 2021 | 2021 | SUMMER | 50 | 50 | 50 | 52 | 52 | 52 | 25 | 49 | 49 | 49 | 51 | 51 | 51 | 25
JOT-01 | 2021-08-01 | 8 | 2021 | 2021 | SUMMER | 50 | 50 | 50 | 52 | 52 | 52 | 25 | 49 | 49 | 49 | 51 | 51 | 51 | 25
JOT-01 | 2021-09-01 | 9 | 2021 | 2021 | SUMMER | 53 | 53 | 53 | 55 | 55 | 55 | 25 | 51 | 51 | 51 | 53 | 53 | 53 | 25
JOT-01 | 2021-10-01 | 10 | 2022 | 2021 | FALL | 55 | 55 | 55 | 55 | 55 | 55 | 25 | 54 | 54 | 54 | 54 | 54 | 54 | 25
JOT-01 | 2021-11-01 | 11 | 2022 | 2021 | FALL | 58 | 58 | 58 | 58 | 58 | 58 | 25 | 56 | 56 | 56 | 56 | 56 | 56 | 25
JOT-01 | 2021-12-01 | 12 | 2022 | 2021 | WINTER | 62 | 62 | 62 | 62 | 62 | 62 | 25 | 61 | 61 | 61 | 61 | 61 | 61 | 25
JOT-01 | 2022-01-01 | 1 | 2022 | 2022 | WINTER | 63 | 63 | 63 | 63 | 63 | 63 | 25 | 61 | 61 | 61 | 61 | 61 | 61 | 25
JOT-01 | 2022-02-01 | 2 | 2022 | 2022 | WINTER | 62 | 62 | 62 | 62 | 62 | 62 | 25 | 61 | 61 | 61 | 61 | 61 | 61 | 25
JOT-01 | 2022-03-01 | 3 | 2022 | 2022 | WINTER | 58 | 58 | 58 | 58 | 58 | 58 | 25 | 56 | 56 | 56 | 56 | 56 | 56 | 25
JOT-01 | 2022-04-01 | 4 | 2022 | 2022 | SPRING | 55 | 55 | 55 | 55 | 55 | 55 | 25 | 54 | 54 | 54 | 54 | 54 | 54 | 25
JOT-01 | 2022-05-01 | 5 | 2022 | 2022 | SPRING | 54 | 54 | 54 | 56 | 56 | 56 | 25 | 52 | 52 | 52 | 54 | 54 | 54 | 25
JOT-01 | 2022-06-01 | 6 | 2022 | 2022 | SUMMER | 52 | 52 | 52 | 54 | 54 | 54 | 25 | 50 | 50 | 50 | 52 | 52 | 52 | 25
JOT-01 | 2022-07-01 | 7 | 2022 | 2022 | SUMMER | 50 | 50 | 50 | 52 | 52 | 52 | 25 | 49 | 49 | 49 | 51 | 51 | 51 | 25
JOT-01 | 2022-08-01 | 8 | 2022 | 2022 | SUMMER | 50 | 50 | 50 | 52 | 52 | 52 | 25 | 49 | 49 | 49 | 51 | 51 | 51 | 25
JOT-01 | 2022-09-01 | 9 | 2022 | 2022 | SUMMER | 53 | 53 | 53 | 55 | 55 | 55 | 25 | 51 | 51 | 51 | 53 | 53 | 53 | 25
JOT-01 | 2022-10-01 | 10 | 2023 | 2022 | FALL | 55 | 55 | 55 | 55 | 55 | 55 | 25 | 54 | 54 | 54 | 54 | 54 | 54 | 25
JOT-01 | 2022-11-01 | 11 | 2023 | 2022 | FALL | 58 | 58 | 58 | 58 | 58 | 58 | 25 | 56 | 56 | 56 | 56 | 56 | 56 | 25
JOT-01 | 2022-12-01 | 12 | 2023 | 2022 | WINTER | 62 | 62 | 62 | 62 | 62 | 62 | 25 | 61 | 61 | 61 | 61 | 61 | 61 | 25
JOT-01 | 2023-01-01 | 1 | 2023 | 2023 | WINTER | 63 | 63 | 63 | 63 | 63 | 63 | 25 | 61 | 61 | 61 | 61 | 61 | 61 | 25
JOT-01 | 2023-02-01 | 2 | 2023 | 2023 | WINTER | 62 | 62 | 62 | 62 | 62 | 62 | 25 | 61 | 61 | 61 | 61 | 61 | 61 | 25
JOT-01 | 2023-03-01 | 3 | 2023 | 2023 | WINTER | 58 | 58 | 58 | 58 | 58 | 58 | 25 | 56 | 56 | 56 | 56 | 56 | 56 | 25
JOT-01 | 2023-04-01 | 4 | 2023 | 2023 | SPRING | 55 | 55 | 55 | 55 | 55 | 55 | 25 | 54 | 54 | 54 | 54 | 54 | 54 | 25
JOT-01 | 2023-05-01 | 5 | 2023 | 2023 | SPRING | 54 | 54 | 54 | 56 | 56 | 56 | 25 | 52 | 52 | 52 | 54 | 54 | 54 | 25
JOT-01 | 2023-06-01 | 6 | 2023 | 2023 | SUMMER | 52 | 52 | 52 | 54 | 54 | 54 | 25 | 50 | 50 | 50 | 52 | 52 | 52 | 25
JOT-01 | 2023-07-01 | 7 | 2023 | 2023 | SUMMER | 50 | 50 | 50 | 52 | 52 | 52 | 25 | 49 | 49 | 49 | 51 | 51 | 51 | 25
JOT-01 | 2023-08-01 | 8 | 2023 | 2023 | SUMMER | 50 | 50 | 50 | 52 | 52 | 52 | 25 | 49 | 49 | 49 | 51 | 51 | 51 | 25
JOT-01 | 2023-09-01 | 9 | 2023 | 2023 | SUMMER | 53 | 53 | 53 | 55 | 55 | 55 | 25 | 51 | 51 | 51 | 53 | 53 | 53 | 25
JOT-01 | 2023-10-01 | 10 | 2024 | 2023 | FALL | 55 | 55 | 55 | 55 | 55 | 55 | 25 | 54 | 54 | 54 | 54 | 54 | 54 | 25
JOT-01 | 2023-11-01 | 11 | 2024 | 2023 | FALL | 58 | 58 | 58 | 58 | 58 | 58 | 25 | 56 | 56 | 56 | 56 | 56 | 56 | 25
JOT-01 | 2023-12-01 | 12 | 2024 | 2023 | WINTER | 62 | 62 | 62 | 62 | 62 | 62 | 25 | 61 | 61 | 61 | 61 | 61 | 61 | 25
JOT-01 | 2024-01-01 | 1 | 2024 | 2024 | WINTER | 63 | 63 | 63 | 63 | 63 | 63 | 25 | 61 | 61 | 61 | 61 | 61 | 61 | 25
JOT-01 | 2024-02-01 | 2 | 2024 | 2024 | WINTER | 62 | 62 | 62 | 62 | 62 | 62 | 25 | 61 | 61 | 61 | 61 | 61 | 61 | 25
JOT-01 | 2024-03-01 | 3 | 2024 | 2024 | WINTER | 58 | 58 | 58 | 58 | 58 | 58 | 25 | 56 | 56 | 56 | 56 | 56 | 56 | 25
JOT-01 | 2024-04-01 | 4 | 2024 | 2024 | SPRING | 55 | 55 | 55 | 55 | 55 | 55 | 25 | 54 | 54 | 54 | 54 | 54 | 54 | 25
JOT-01 | 2024-05-01 | 5 | 2024 | 2024 | SPRING | 54 | 54 | 54 | 56 | 56 | 56 | 25 | 52 | 52 | 52 | 54 | 54 | 54 | 25
JOT-01 | 2024-06-01 | 6 | 2024 | 2024 | SUMMER | 52 | 52 | 52 | 54 | 54 | 54 | 25 | 50 | 50 | 50 | 52 | 52 | 52 | 25
JOT-01 | 2024-07-01 | 7 | 2024 | 2024 | SUMMER | 50 | 50 | 50 | 52 | 52 | 52 | 25 | 49 | 49 | 49 | 51 | 51 | 51 | 25
JOT-01 | 2024-08-01 | 8 | 2024 | 2024 | SUMMER | 50 | 50 | 50 | 52 | 52 | 52 | 25 | 49 | 49 | 49 | 51 | 51 | 51 | 25
JOT-01 | 2024-09-01 | 9 | 2024 | 2024 | SUMMER | 53 | 53 | 53 | 55 | 55 | 55 | 25 | 51 | 51 | 51 | 53 | 53 | 53 | 25
JOT-01 | 2024-10-01 | 10 | 2025 | 2024 | FALL | 55 | 55 | 55 | 55 | 55 | 55 | 25 | 54 | 54 | 54 | 54 | 54 | 54 | 25
JOT-01 | 2024-11-01 | 11 | 2025 | 2024 | FALL | 58 | 58 | 58 | 58 | 58 | 58 | 25 | 56 | 56 | 56 | 56 | 56 | 56 | 25
JOT-01 | 2024-12-01 | 12 | 2025 | 2024 | WINTER | 62 | 62 | 62 | 62 | 62 | 62 | 25 | 61 | 61 | 61 | 61 | 61 | 61 | 25
JOT-01 | 2025-01-01 | 1 | 2025 | 2025 | WINTER | 63 | 63 | 63 | 63 | 63 | 63 | 25 | 61 | 61 | 61 | 61 | 61 | 61 | 25
JOT-01 | 2025-02-01 | 2 | 2025 | 2025 | WINTER | 62 | 62 | 62 | 62 | 62 | 62 | 25 | 61 | 61 | 61 | 61 | 61 | 61 | 25
JOT-01 | 2025-03-01 | 3 | 2025 | 2025 | WINTER | 58 | 58 | 58 | 58 | 58 | 58 | 25 | 56 | 56 | 56 | 56 | 56 | 56 | 25
JOT-01 | 2025-04-01 | 4 | 2025 | 2025 | SPRING | 55 | 55 | 55 | 55 | 55 | 55 | 25 | 54 | 54 | 54 | 54 | 54 | 54 | 25
JOT-01 | 2025-05-01 | 5 | 2025 | 2025 | SPRING | 54 | 54 | 54 | 56 | 56 | 56 | 25 | 52 | 52 | 52 | 54 | 54 | 54 | 25
JOT-01 | 2025-06-01 | 6 | 2025 | 2025 | SUMMER | 52 | 52 | 52 | 54 | 54 | 54 | 25 | 50 | 50 | 50 | 52 | 52 | 52 | 25
JOT-01 | 2025-07-01 | 7 | 2025 | 2025 | SUMMER | 50 | 50 | 50 | 52 | 52 | 52 | 25 | 49 | 49 | 49 | 51 | 51 | 51 | 25
JOT-01 | 2025-08-01 | 8 | 2025 | 2025 | SUMMER | 50 | 50 | 50 | 52 | 52 | 52 | 25 | 49 | 49 | 49 | 51 | 51 | 51 | 25
JOT-01 | 2025-09-01 | 9 | 2025 | 2025 | SUMMER | 53 | 53 | 53 | 55 | 55 | 55 | 25 | 51 | 51 | 51 | 53 | 53 | 53 | 25
JOT-01 | 2025-10-01 | 10 | 2026 | 2025 | FALL | 55 | 55 | 55 | 55 | 55 | 55 | 25 | 54 | 54 | 54 | 54 | 54 | 54 | 25
JOT-01 | 2025-11-01 | 11 | 2026 | 2025 | FALL | 58 | 58 | 58 | 58 | 58 | 58 | 25 | 56 | 56 | 56 | 56 | 56 | 56 | 25
JOT-01 | 2025-12-01 | 12 | 2026 | 2025 | WINTER | 62 | 62 | 62 | 62 | 62 | 62 | 25 | 61 | 61 | 61 | 61 | 61 | 61 | 25
JOT-01 | 2026-01-01 | 1 | 2026 | 2026 | WINTER | 63 | 63 | 63 | 63 | 63 | 63 | 25 | 61 | 61 | 61 | 61 | 61 | 61 | 25
JOT-01 | 2026-02-01 | 2 | 2026 | 2026 | WINTER | 62 | 62 | 62 | 62 | 62 | 62 | 25 | 61 | 61 | 61 | 61 | 61 | 61 | 25
JOT-01 | 2026-03-01 | 3 | 2026 | 2026 | WINTER | 58 | 58 | 58 | 58 | 58 | 58 | 25 | 56 | 56 | 56 | 56 | 56 | 56 | 25
JOT-01 | 2026-04-01 | 4 | 2026 | 2026 | SPRING | 55 | 55 | 55 | 55 | 55 | 55 | 25 | 54 | 54 | 54 | 54 | 54 | 54 | 25
JOT-01 | 2026-05-01 | 5 | 2026 | 2026 | SPRING | 54 | 54 | 54 | 56 | 56 | 56 | 25 | 52 | 52 | 52 | 54 | 54 | 54 | 25
JOT-01 | 2026-06-01 | 6 | 2026 | 2026 | SUMMER | 52 | 52 | 52 | 54 | 54 | 54 | 25 | 50 | 50 | 50 | 52 | 52 | 52 | 25
JOT-01 | 2026-07-01 | 7 | 2026 | 2026 | SUMMER | 50 | 50 | 50 | 52 | 52 | 52 | 25 | 49 | 49 | 49 | 51 | 51 | 51 | 25
JOT-01 | 2026-08-01 | 8 | 2026 | 2026 | SUMMER | 50 | 50 | 50 | 52 | 52 | 52 | 25 | 49 | 49 | 49 | 51 | 51 | 51 | 25
JOT-01 | 2026-09-01 | 9 | 2026 | 2026 | SUMMER | 53 | 53 | 53 | 55 | 55 | 55 | 25 | 51 | 51 | 51 | 53 | 53 | 53 | 25
JOT-01 | 2026-10-01 | 10 | 2027 | 2026 | FALL | 55 | 55 | 55 | 55 | 55 | 55 | 25 | 54 | 54 | 54 | 54 | 54 | 54 | 25
JOT-01 | 2026-11-01 | 11 | 2027 | 2026 | FALL | 58 | 58 | 58 | 58 | 58 | 58 | 25 | 56 | 56 | 56 | 56 | 56 | 56 | 25
JOT-01 | 2026-12-01 | 12 | 2027 | 2026 | WINTER | 62 | 62 | 62 | 62 | 62 | 62 | 25 | 61 | 61 | 61 | 61 | 61 | 61 | 25
JOT-01 | 2027-01-01 | 1 | 2027 | 2027 | WINTER | 63 | 63 | 63 | 63 | 63 | 63 | 25 | 61 | 61 | 61 | 61 | 61 | 61 | 25
JOT-01 | 2027-02-01 | 2 | 2027 | 2027 | WINTER | 62 | 62 | 62 | 62 | 62 | 62 | 25 | 61 | 61 | 61 | 61 | 61 | 61 | 25
JOT-01 | 2027-03-01 | 3 | 2027 | 2027 | WINTER | 58 | 58 | 58 | 58 | 58 | 58 | 25 | 56 | 56 | 56 | 56 | 56 | 56 | 25
JOT-01 | 2027-04-01 | 4 | 2027 | 2027 | SPRING | 55 | 55 | 55 | 55 | 55 | 55 | 25 | 54 | 54 | 54 | 54 | 54 | 54 | 25
JOT-01 | 2027-05-01 | 5 | 2027 | 2027 | SPRING | 54 | 54 | 54 | 56 | 56 | 56 | 25 | 52 | 52 | 52 | 54 | 54 | 54 | 25
JOT-01 | 2027-06-01 | 6 | 2027 | 2027 | SUMMER | 52 | 52 | 52 | 54 | 54 | 54 | 25 | 50 | 50 | 50 | 52 | 52 | 52 | 25
JOT-01 | 2027-07-01 | 7 | 2027 | 2027 | SUMMER | 50 | 50 | 50 | 52 | 52 | 52 | 25 | 49 | 49 | 49 | 51 | 51 | 51 | 25
JOT-01 | 2027-08-01 | 8 | 2027 | 2027 | SUMMER | 50 | 50 | 50 | 52 | 52 | 52 | 25 | 49 | 49 | 49 | 51 | 51 | 51 | 25
JOT-01 | 2027-09-01 | 9 | 2027 | 2027 | SUMMER | 53 | 53 | 53 | 55 | 55 | 55 | 25 | 51 | 51 | 51 | 53 | 53 | 53 | 25
JOT-01 | 2027-10-01 | 10 | 2028 | 2027 | FALL | 55 | 55 | 55 | 55 | 55 | 55 | 25 | 54 | 54 | 54 | 54 | 54 | 54 | 25
JOT-01 | 2027-11-01 | 11 | 2028 | 2027 | FALL | 58 | 58 | 58 | 58 | 58 | 58 | 25 | 56 | 56 | 56 | 56 | 56 | 56 | 25
JOT-01 | 2027-12-01 | 12 | 2028 | 2027 | WINTER | 62 | 62 | 62 | 62 | 62 | 62 | 25 | 61 | 61 | 61 | 61 | 61 | 61 | 25
JOT-01 | 2028-01-01 | 1 | 2028 | 2028 | WINTER | 63 | 63 | 63 | 63 | 63 | 63 | 25 | 61 | 61 | 61 | 61 | 61 | 61 | 25
JOT-01 | 2028-02-01 | 2 | 2028 | 2028 | WINTER | 62 | 62 | 62 | 62 | 62 | 62 | 25 | 61 | 61 | 61 | 61 | 61 | 61 | 25
JOT-01 | 2028-03-01 | 3 | 2028 | 2028 | WINTER | 58 | 58 | 58 | 58 | 58 | 58 | 25 | 56 | 56 | 56 | 56 | 56 | 56 | 25
JOT-01 | 2028-04-01 | 4 | 2028 | 2028 | SPRING | 55 | 55 | 55 | 55 | 55 | 55 | 25 | 54 | 54 | 54 | 54 | 54 | 54 | 25
JOT-01 | 2028-05-01 | 5 | 2028 | 2028 | SPRING | 54 | 54 | 54 | 56 | 56 | 56 | 25 | 52 | 52 | 52 | 54 | 54 | 54 | 25
JOT-01 | 2028-06-01 | 6 | 2028 | 2028 | SUMMER | 52 | 52 | 52 | 54 | 54 | 54 | 25 | 50 | 50 | 50 | 52 | 52 | 52 | 25
JOT-01 | 2028-07-01 | 7 | 2028 | 2028 | SUMMER | 50 | 50 | 50 | 52 | 52 | 52 | 25 | 49 | 49 | 49 | 51 | 51 | 51 | 25
JOT-01 | 2028-08-01 | 8 | 2028 | 2028 | SUMMER | 50 | 50 | 50 | 52 | 52 | 52 | 25 | 49 | 49 | 49 | 51 | 51 | 51 | 25
JOT-01 | 2028-09-01 | 9 | 2028 | 2028 | SUMMER | 53 | 53 | 53 | 55 | 55 | 55 | 25 | 51 | 51 | 51 | 53 | 53 | 53 | 25
JOT-01 | 2028-10-01 | 10 | 2029 | 2028 | FALL | 55 | 55 | 55 | 55 | 55 | 55 | 25 | 54 | 54 | 54 | 54 | 54 | 54 | 25
JOT-01 | 2028-11-01 | 11 | 2029 | 2028 | FALL | 58 | 58 | 58 | 58 | 58 | 58 | 25 | 56 | 56 | 56 | 56 | 56 | 56 | 25
JOT-01 | 2028-12-01 | 12 | 2029 | 2028 | WINTER | 62 | 62 | 62 | 62 | 62 | 62 | 25 | 61 | 61 | 61 | 61 | 61 | 61 | 25
JOT-01 | 2029-01-01 | 1 | 2029 | 2029 | WINTER | 63 | 63 | 63 | 63 | 63 | 63 | 25 | 61 | 61 | 61 | 61 | 61 | 61 | 25
JOT-01 | 2029-02-01 | 2 | 2029 | 2029 | WINTER | 62 | 62 | 62 | 62 | 62 | 62 | 25 | 61 | 61 | 61 | 61 | 61 | 61 | 25
JOT-01 | 2029-03-01 | 3 | 2029 | 2029 | WINTER | 58 | 58 | 58 | 58 | 58 | 58 | 25 | 56 | 56 | 56 | 56 | 56 | 56 | 25
JOT-01 | 2029-04-01 | 4 | 2029 | 2029 | SPRING | 55 | 55 | 55 | 55 | 55 | 55 | 25 | 54 | 54 | 54 | 54 | 54 | 54 | 25
JOT-01 | 2029-05-01 | 5 | 2029 | 2029 | SPRING | 54 | 54 | 54 | 56 | 56 | 56 | 25 | 52 | 52 | 52 | 54 | 54 | 54 | 25
JOT-01 | 2029-06-01 | 6 | 2029 | 2029 | SUMMER | 52 | 52 | 52 | 54 | 54 | 54 | 25 | 50 | 50 | 50 | 52 | 52 | 52 | 25
JOT-01 | 2029-07-01 | 7 | 2029 | 2029 | SUMMER | 50 | 50 | 50 | 52 | 52 | 52 | 25 | 49 | 49 | 49 | 51 | 51 | 51 | 25
JOT-01 | 2029-08-01 | 8 | 2029 | 2029 | SUMMER | 50 | 50 | 50 | 52 | 52 | 52 | 25 | 49 | 49 | 49 | 51 | 51 | 51 | 25
JOT-01 | 2029-09-01 | 9 | 2029 | 2029 | SUMMER | 53 | 53 | 53 | 55 | 55 | 55 | 25 | 51 | 51 | 51 | 53 | 53 | 53 | 25
JOT-01 | 2029-10-01 | 10 | 2030 | 2029 | FALL | 55 | 55 | 55 | 55 | 55 | 55 | 25 | 54 | 54 | 54 | 54 | 54 | 54 | 25
JOT-01 | 2029-11-01 | 11 | 2030 | 2029 | FALL | 58 | 58 | 58 | 58 | 58 | 58 | 25 | 56 | 56 | 56 | 56 | 56 | 56 | 25
JOT-01 | 2029-12-01 | 12 | 2030 | 2029 | WINTER | 62 | 62 | 62 | 62 | 62 | 62 | 25 | 61 | 61 | 61 | 61 | 61 | 61 | 25
JOT-01 | 2030-01-01 | 1 | 2030 | 2030 | WINTER | 63 | 63 | 63 | 63 | 63 | 63 | 25 | 61 | 61 | 61 | 61 | 61 | 61 | 25
JOT-01 | 2030-02-01 | 2 | 2030 | 2030 | WINTER | 62 | 62 | 62 | 62 | 62 | 62 | 25 | 61 | 61 | 61 | 61 | 61 | 61 | 25
JOT-01 | 2030-03-01 | 3 | 2030 | 2030 | WINTER | 58 | 58 | 58 | 58 | 58 | 58 | 25 | 56 | 56 | 56 | 56 | 56 | 56 | 25
JOT-01 | 2030-04-01 | 4 | 2030 | 2030 | SPRING | 55 | 55 | 55 | 55 | 55 | 55 | 25 | 54 | 54 | 54 | 54 | 54 | 54 | 25
JOT-01 | 2030-05-01 | 5 | 2030 | 2030 | SPRING | 54 | 54 | 54 | 56 | 56 | 56 | 25 | 52 | 52 | 52 | 54 | 54 | 54 | 25
JOT-01 | 2030-06-01 | 6 | 2030 | 2030 | SUMMER | 52 | 52 | 52 | 54 | 54 | 54 | 25 | 50 | 50 | 50 | 52 | 52 | 52 | 25
JOT-01 | 2030-07-01 | 7 | 2030 | 2030 | SUMMER | 50 | 50 | 50 | 52 | 52 | 52 | 25 | 49 | 49 | 49 | 51 | 51 | 51 | 25
JOT-01 | 2030-08-01 | 8 | 2030 | 2030 | SUMMER | 50 | 50 | 50 | 52 | 52 | 52 | 25 | 49 | 49 | 49 | 51 | 51 | 51 | 25
JOT-01 | 2030-09-01 | 9 | 2030 | 2030 | SUMMER | 53 | 53 | 53 | 55 | 55 | 55 | 25 | 51 | 51 | 51 | 53 | 53 | 53 | 25
JOT-01 | 2030-10-01 | 10 | 2031 | 2030 | FALL | 55 | 55 | 55 | 55 | 55 | 55 | 25 | 54 | 54 | 54 | 54 | 54 | 54 | 25
JOT-01 | 2030-11-01 | 11 | 2031 | 2030 | FALL | 58 | 58 | 58 | 58 | 58 | 58 | 25 | 56 | 56 | 56 | 56 | 56 | 56 | 25
JOT-01 | 2030-12-01 | 12 | 2031 | 2030 | WINTER | 62 | 62 | 62 | 62 | 62 | 62 | 25 | 61 | 61 | 61 | 61 | 61 | 61 | 25
JOT-01 | 2031-01-01 | 1 | 2031 | 2031 | WINTER | 63 | 63 | 63 | 63 | 63 | 63 | 25 | 61 | 61 | 61 | 61 | 61 | 61 | 25
JOT-01 | 2031-02-01 | 2 | 2031 | 2031 | WINTER | 62 | 62 | 62 | 62 | 62 | 62 | 25 | 61 | 61 | 61 | 61 | 61 | 61 | 25
JOT-01 | 2031-03-01 | 3 | 2031 | 2031 | WINTER | 58 | 58 | 58 | 58 | 58 | 58 | 25 | 56 | 56 | 56 | 56 | 56 | 56 | 25
JOT-01 | 2031-04-01 | 4 | 2031 | 2031 | SPRING | 55 | 55 | 55 | 55 | 55 | 55 | 25 | 54 | 54 | 54 | 54 | 54 | 54 | 25
JOT-01 | 2031-05-01 | 5 | 2031 | 2031 | SPRING | 54 | 54 | 54 | 56 | 56 | 56 | 25 | 52 | 52 | 52 | 54 | 54 | 54 | 25
JOT-01 | 2031-06-01 | 6 | 2031 | 2031 | SUMMER | 52 | 52 | 52 | 54 | 54 | 54 | 25 | 50 | 50 | 50 | 52 | 52 | 52 | 25
JOT-01 | 2031-07-01 | 7 | 2031 | 2031 | SUMMER | 50 | 50 | 50 | 52 | 52 | 52 | 25 | 49 | 49 | 49 | 51 | 51 | 51 | 25
JOT-01 | 2031-08-01 | 8 | 2031 | 2031 | SUMMER | 50 | 50 | 50 | 52 | 52 | 52 | 25 | 49 | 49 | 49 | 51 | 51 | 51 | 25
JOT-01 | 2031-09-01 | 9 | 2031 | 2031 | SUMMER | 53 | 53 | 53 | 55 | 55 | 55 | 25 | 51 | 51 | 51 | 53 | 53 | 53 | 25
JOT-01 | 2031-10-01 | 10 | 2032 | 2031 | FALL | 55 | 55 | 55 | 55 | 55 | 55 | 25 | 54 | 54 | 54 | 54 | 54 | 54 | 25
JOT-01 | 2031-11-01 | 11 | 2032 | 2031 | FALL | 58 | 58 | 58 | 58 | 58 | 58 | 25 | 56 | 56 | 56 | 56 | 56 | 56 | 25
JOT-01 | 2031-12-01 | 12 | 2032 | 2031 | WINTER | 62 | 62 | 62 | 62 | 62 | 62 | 25 | 61 | 61 | 61 | 61 | 61 | 61 | 25
JOT-01 | 2032-01-01 | 1 | 2032 | 2032 | WINTER | 63 | 63 | 63 | 63 | 63 | 63 | 25 | 61 | 61 | 61 | 61 | 61 | 61 | 25
JOT-01 | 2032-02-01 | 2 | 2032 | 2032 | WINTER | 62 | 62 | 62 | 62 | 62 | 62 | 25 | 61 | 61 | 61 | 61 | 61 | 61 | 25
JOT-01 | 2032-03-01 | 3 | 2032 | 2032 | WINTER | 58 | 58 | 58 | 58 | 58 | 58 | 25 | 56 | 56 | 56 | 56 | 56 | 56 | 25
JOT-01 | 2032-04-01 | 4 | 2032 | 2032 | SPRING | 55 | 55 | 55 | 55 | 55 | 55 | 25 | 54 | 54 | 54 | 54 | 54 | 54 | 25
JOT-01 | 2032-05-01 | 5 | 2032 | 2032 | SPRING | 54 | 54 | 54 | 56 | 56 | 56 | 25 | 52 | 52 | 52 | 54 | 54 | 54 | 25
JOT-01 | 2032-06-01 | 6 | 2032 | 2032 | SUMMER | 52 | 52 | 52 | 54 | 54 | 54 | 25 | 50 | 50 | 50 | 52 | 52 | 52 | 25
JOT-01 | 2032-07-01 | 7 | 2032 | 2032 | SUMMER | 50 | 50 | 50 | 52 | 52 | 52 | 25 | 49 | 49 | 49 | 51 | 51 | 51 | 25
JOT-01 | 2032-08-01 | 8 | 2032 | 2032 | SUMMER | 50 | 50 | 50 | 52 | 52 | 52 | 25 | 49 | 49 | 49 | 51 | 51 | 51 | 25
JOT-01 | 2032-09-01 | 9 | 2032 | 2032 | SUMMER | 53 | 53 | 53 | 55 | 55 | 55 | 25 | 51 | 51 | 51 | 53 | 53 | 53 | 25
JOT-01 | 2032-10-01 | 10 | 2033 | 2032 | FALL | 55 | 55 | 55 | 55 | 55 | 55 | 25 | 54 | 54 | 54 | 54 | 54 | 54 | 25
JOT-01 | 2032-11-01 | 11 | 2033 | 2032 | FALL | 58 | 58 | 58 | 58 | 58 | 58 | 25 | 56 | 56 | 56 | 56 | 56 | 56 | 25
JOT-01 | 2032-12-01 | 12 | 2033 | 2032 | WINTER | 62 | 62 | 62 | 62 | 62 | 62 | 25 | 61 | 61 | 61 | 61 | 61 | 61 | 25
JOT-01 | 2033-01-01 | 1 | 2033 | 2033 | WINTER | 63 | 63 | 63 | 63 | 63 | 63 | 25 | 61 | 61 | 61 | 61 | 61 | 61 | 25
JOT-01 | 2033-02-01 | 2 | 2033 | 2033 | WINTER | 62 | 62 | 62 | 62 | 62 | 62 | 25 | 61 | 61 | 61 | 61 | 61 | 61 | 25
JOT-01 | 2033-03-01 | 3 | 2033 | 2033 | WINTER | 58 | 58 | 58 | 58 | 58 | 58 | 25 | 56 | 56 | 56 | 56 | 56 | 56 | 25
JOT-01 | 2033-04-01 | 4 | 2033 | 2033 | SPRING | 55 | 55 | 55 | 55 | 55 | 55 | 25 | 54 | 54 | 54 | 54 | 54 | 54 | 25
JOT-01 | 2033-05-01 | 5 | 2033 | 2033 | SPRING | 54 | 54 | 54 | 56 | 56 | 56 | 25 | 52 | 52 | 52 | 54 | 54 | 54 | 25
JOT-01 | 2033-06-01 | 6 | 2033 | 2033 | SUMMER | 52 | 52 | 52 | 54 | 54 | 54 | 25 | 50 | 50 | 50 | 52 | 52 | 52 | 25
JOT-01 | 2033-07-01 | 7 | 2033 | 2033 | SUMMER | 50 | 50 | 50 | 52 | 52 | 52 | 25 | 49 | 49 | 49 | 51 | 51 | 51 | 25
JOT-01 | 2033-08-01 | 8 | 2033 | 2033 | SUMMER | 50 | 50 | 50 | 52 | 52 | 52 | 25 | 49 | 49 | 49 | 51 | 51 | 51 | 25
JOT-01 | 2033-09-01 | 9 | 2033 | 2033 | SUMMER | 53 | 53 | 53 | 55 | 55 | 55 | 25 | 51 | 51 | 51 | 53 | 53 | 53 | 25
JOT-01 | 2033-10-01 | 10 | 2034 | 2033 | FALL | 55 | 55 | 55 | 55 | 55 | 55 | 25 | 54 | 54 | 54 | 54 | 54 | 54 | 25
JOT-01 | 2033-11-01 | 11 | 2034 | 2033 | FALL | 58 | 58 | 58 | 58 | 58 | 58 | 25 | 56 | 56 | 56 | 56 | 56 | 56 | 25
JOT-01 | 2033-12-01 | 12 | 2034 | 2033 | WINTER | 62 | 62 | 62 | 62 | 62 | 62 | 25 | 61 | 61 | 61 | 61 | 61 | 61 | 25
JOT-01 | 2034-01-01 | 1 | 2034 | 2034 | WINTER | 63 | 63 | 63 | 63 | 63 | 63 | 25 | 61 | 61 | 61 | 61 | 61 | 61 | 25
JOT-01 | 2034-02-01 | 2 | 2034 | 2034 | WINTER | 62 | 62 | 62 | 62 | 62 | 62 | 25 | 61 | 61 | 61 | 61 | 61 | 61 | 25
JOT-01 | 2034-03-01 | 3 | 2034 | 2034 | WINTER | 58 | 58 | 58 | 58 | 58 | 58 | 25 | 56 | 56 | 56 | 56 | 56 | 56 | 25
JOT-01 | 2034-04-01 | 4 | 2034 | 2034 | SPRING | 55 | 55 | 55 | 55 | 55 | 55 | 25 | 54 | 54 | 54 | 54 | 54 | 54 | 25
JOT-01 | 2034-05-01 | 5 | 2034 | 2034 | SPRING | 54 | 54 | 54 | 56 | 56 | 56 | 25 | 52 | 52 | 52 | 54 | 54 | 54 | 25
JOT-01 | 2034-06-01 | 6 | 2034 | 2034 | SUMMER | 52 | 52 | 52 | 54 | 54 | 54 | 25 | 50 | 50 | 50 | 52 | 52 | 52 | 25
JOT-01 | 2034-07-01 | 7 | 2034 | 2034 | SUMMER | 50 | 50 | 50 | 52 | 52 | 52 | 25 | 49 | 49 | 49 | 51 | 51 | 51 | 25
JOT-01 | 2034-08-01 | 8 | 2034 | 2034 | SUMMER | 50 | 50 | 50 | 52 | 52 | 52 | 25 | 49 | 49 | 49 | 51 | 51 | 51 | 25
JOT-01 | 2034-09-01 | 9 | 2034 | 2034 | SUMMER | 53 | 53 | 53 | 55 | 55 | 55 | 25 | 51 | 51 | 51 | 53 | 53 | 53 | 25
JOT-01 | 2034-10-01 | 10 | 2035 | 2034 | FALL | 55 | 55 | 55 | 55 | 55 | 55 | 25 | 54 | 54 | 54 | 54 | 54 | 54 | 25
JOT-01 | 2034-11-01 | 11 | 2035 | 2034 | FALL | 58 | 58 | 58 | 58 | 58 | 58 | 25 | 56 | 56 | 56 | 56 | 56 | 56 | 25
JOT-01 | 2034-12-01 | 12 | 2035 | 2034 | WINTER | 62 | 62 | 62 | 62 | 62 | 62 | 25 | 61 | 61 | 61 | 61 | 61 | 61 | 25
JOT-01 | 2035-01-01 | 1 | 2035 | 2035 | WINTER | 63 | 63 | 63 | 63 | 63 | 63 | 25 | 61 | 61 | 61 | 61 | 61 | 61 | 25
JOT-01 | 2035-02-01 | 2 | 2035 | 2035 | WINTER | 62 | 62 | 62 | 62 | 62 | 62 | 25 | 61 | 61 | 61 | 61 | 61 | 61 | 25
JOT-01 | 2035-03-01 | 3 | 2035 | 2035 | WINTER | 58 | 58 | 58 | 58 | 58 | 58 | 25 | 56 | 56 | 56 | 56 | 56 | 56 | 25
JOT-01 | 2035-04-01 | 4 | 2035 | 2035 | SPRING | 55 | 55 | 55 | 55 | 55 | 55 | 25 | 54 | 54 | 54 | 54 | 54 | 54 | 25
JOT-01 | 2035-05-01 | 5 | 2035 | 2035 | SPRING | 54 | 54 | 54 | 56 | 56 | 56 | 25 | 52 | 52 | 52 | 54 | 54 | 54 | 25
JOT-01 | 2035-06-01 | 6 | 2035 | 2035 | SUMMER | 52 | 52 | 52 | 54 | 54 | 54 | 25 | 50 | 50 | 50 | 52 | 52 | 52 | 25
JOT-01 | 2035-07-01 | 7 | 2035 | 2035 | SUMMER | 50 | 50 | 50 | 52 | 52 | 52 | 25 | 49 | 49 | 49 | 51 | 51 | 51 | 25
JOT-01 | 2035-08-01 | 8 | 2035 | 2035 | SUMMER | 50 | 50 | 50 | 52 | 52 | 52 | 25 | 49 | 49 | 49 | 51 | 51 | 51 | 25
JOT-01 | 2035-09-01 | 9 | 2035 | 2035 | SUMMER | 53 | 53 | 53 | 55 | 55 | 55 | 25 | 51 | 51 | 51 | 53 | 53 | 53 | 25
JOT-01 | 2035-10-01 | 10 | 2036 | 2035 | FALL | 55 | 55 | 55 | 55 | 55 | 55 | 25 | 54 | 54 | 54 | 54 | 54 | 54 | 25
JOT-01 | 2035-11-01 | 11 | 2036 | 2035 | FALL | 58 | 58 | 58 | 58 | 58 | 58 | 25 | 56 | 56 | 56 | 56 | 56 | 56 | 25
JOT-01 | 2035-12-01 | 12 | 2036 | 2035 | WINTER | 62 | 62 | 62 | 62 | 62 | 62 | 25 | 61 | 61 | 61 | 61 | 61 | 61 | 25
JOT-01 | 2036-01-01 | 1 | 2036 | 2036 | WINTER | 63 | 63 | 63 | 63 | 63 | 63 | 25 | 61 | 61 | 61 | 61 | 61 | 61 | 25
JOT-01 | 2036-02-01 | 2 | 2036 | 2036 | WINTER | 62 | 62 | 62 | 62 | 62 | 62 | 25 | 61 | 61 | 61 | 61 | 61 | 61 | 25
JOT-01 | 2036-03-01 | 3 | 2036 | 2036 | WINTER | 58 | 58 | 58 | 58 | 58 | 58 | 25 | 56 | 56 | 56 | 56 | 56 | 56 | 25
JOT-01 | 2036-04-01 | 4 | 2036 | 2036 | SPRING | 55 | 55 | 55 | 55 | 55 | 55 | 25 | 54 | 54 | 54 | 54 | 54 | 54 | 25
JOT-01 | 2036-05-01 | 5 | 2036 | 2036 | SPRING | 54 | 54 | 54 | 56 | 56 | 56 | 25 | 52 | 52 | 52 | 54 | 54 | 54 | 25
JOT-01 | 2036-06-01 | 6 | 2036 | 2036 | SUMMER | 52 | 52 | 52 | 54 | 54 | 54 | 25 | 50 | 50 | 50 | 52 | 52 | 52 | 25
JOT-01 | 2036-07-01 | 7 | 2036 | 2036 | SUMMER | 50 | 50 | 50 | 52 | 52 | 52 | 25 | 49 | 49 | 49 | 51 | 51 | 51 | 25
JOT-01 | 2036-08-01 | 8 | 2036 | 2036 | SUMMER | 50 | 50 | 50 | 52 | 52 | 52 | 25 | 49 | 49 | 49 | 51 | 51 | 51 | 25
JOT-01 | 2036-09-01 | 9 | 2036 | 2036 | SUMMER | 53 | 53 | 53 | 55 | 55 | 55 | 25 | 51 | 51 | 51 | 53 | 53 | 53 | 25
JOT-01 | 2036-10-01 | 10 | 2037 | 2036 | FALL | 55 | 55 | 55 | 55 | 55 | 55 | 25 | 54 | 54 | 54 | 54 | 54 | 54 | 25
JOT-01 | 2036-11-01 | 11 | 2037 | 2036 | FALL | 58 | 58 | 58 | 58 | 58 | 58 | 25 | 56 | 56 | 56 | 56 | 56 | 56 | 25
JOT-01 | 2036-12-01 | 12 | 2037 | 2036 | WINTER | 62 | 62 | 62 | 62 | 62 | 62 | 25 | 61 | 61 | 61 | 61 | 61 | 61 | 25
JOT-01 | 2037-01-01 | 1 | 2037 | 2037 | WINTER | 63 | 63 | 63 | 63 | 63 | 63 | 25 | 61 | 61 | 61 | 61 | 61 | 61 | 25
JOT-01 | 2037-02-01 | 2 | 2037 | 2037 | WINTER | 62 | 62 | 62 | 62 | 62 | 62 | 25 | 61 | 61 | 61 | 61 | 61 | 61 | 25
JOT-01 | 2037-03-01 | 3 | 2037 | 2037 | WINTER | 58 | 58 | 58 | 58 | 58 | 58 | 25 | 56 | 56 | 56 | 56 | 56 | 56 | 25
JOT-01 | 2037-04-01 | 4 | 2037 | 2037 | SPRING | 55 | 55 | 55 | 55 | 55 | 55 | 25 | 54 | 54 | 54 | 54 | 54 | 54 | 25
JOT-01 | 2037-05-01 | 5 | 2037 | 2037 | SPRING | 54 | 54 | 54 | 56 | 56 | 56 | 25 | 52 | 52 | 52 | 54 | 54 | 54 | 25
JOT-01 | 2037-06-01 | 6 | 2037 | 2037 | SUMMER | 52 | 52 | 52 | 54 | 54 | 54 | 25 | 50 | 50 | 50 | 52 | 52 | 52 | 25
JOT-01 | 2037-07-01 | 7 | 2037 | 2037 | SUMMER | 50 | 50 | 50 | 52 | 52 | 52 | 25 | 49 | 49 | 49 | 51 | 51 | 51 | 25
JOT-01 | 2037-08-01 | 8 | 2037 | 2037 | SUMMER | 50 | 50 | 50 | 52 | 52 | 52 | 25 | 49 | 49 | 49 | 51 | 51 | 51 | 25
JOT-01 | 2037-09-01 | 9 | 2037 | 2037 | SUMMER | 53 | 53 | 53 | 55 | 55 | 55 | 25 | 51 | 51 | 51 | 53 | 53 | 53 | 25
JOT-01 | 2037-10-01 | 10 | 2038 | 2037 | FALL | 55 | 55 | 55 | 55 | 55 | 55 | 25 | 54 | 54 | 54 | 54 | 54 | 54 | 25
JOT-01 | 2037-11-01 | 11 | 2038 | 2037 | FALL | 58 | 58 | 58 | 58 | 58 | 58 | 25 | 56 | 56 | 56 | 56 | 56 | 56 | 25
JOT-01 | 2037-12-01 | 12 | 2038 | 2037 | WINTER | 62 | 62 | 62 | 62 | 62 | 62 | 25 | 61 | 61 | 61 | 61 | 61 | 61 | 25
JOT-01 | 2038-01-01 | 1 | 2038 | 2038 | WINTER | 63 | 63 | 63 | 63 | 63 | 63 | 25 | 61 | 61 | 61 | 61 | 61 | 61 | 25
JOT-01 | 2038-02-01 | 2 | 2038 | 2038 | WINTER | 62 | 62 | 62 | 62 | 62 | 62 | 25 | 61 | 61 | 61 | 61 | 61 | 61 | 25
JOT-01 | 2038-03-01 | 3 | 2038 | 2038 | WINTER | 58 | 58 | 58 | 58 | 58 | 58 | 25 | 56 | 56 | 56 | 56 | 56 | 56 | 25
JOT-01 | 2038-04-01 | 4 | 2038 | 2038 | SPRING | 55 | 55 | 55 | 55 | 55 | 55 | 25 | 54 | 54 | 54 | 54 | 54 | 54 | 25
JOT-01 | 2038-05-01 | 5 | 2038 | 2038 | SPRING | 54 | 54 | 54 | 56 | 56 | 56 | 25 | 52 | 52 | 52 | 54 | 54 | 54 | 25
JOT-01 | 2038-06-01 | 6 | 2038 | 2038 | SUMMER | 52 | 52 | 52 | 54 | 54 | 54 | 25 | 50 | 50 | 50 | 52 | 52 | 52 | 25
JOT-01 | 2038-07-01 | 7 | 2038 | 2038 | SUMMER | 50 | 50 | 50 | 52 | 52 | 52 | 25 | 49 | 49 | 49 | 51 | 51 | 51 | 25
JOT-01 | 2038-08-01 | 8 | 2038 | 2038 | SUMMER | 50 | 50 | 50 | 52 | 52 | 52 | 25 | 49 | 49 | 49 | 51 | 51 | 51 | 25
JOT-01 | 2038-09-01 | 9 | 2038 | 2038 | SUMMER | 53 | 53 | 53 | 55 | 55 | 55 | 25 | 51 | 51 | 51 | 53 | 53 | 53 | 25
JOT-01 | 2038-10-01 | 10 | 2039 | 2038 | FALL | 55 | 55 | 55 | 55 | 55 | 55 | 25 | 54 | 54 | 54 | 54 | 54 | 54 | 25
JOT-01 | 2038-11-01 | 11 | 2039 | 2038 | FALL | 58 | 58 | 58 | 58 | 58 | 58 | 25 | 56 | 56 | 56 | 56 | 56 | 56 | 25
JOT-01 | 2038-12-01 | 12 | 2039 | 2038 | WINTER | 62 | 62 | 62 | 62 | 62 | 62 | 25 | 61 | 61 | 61 | 61 | 61 | 61 | 25
JOT-01 | 2039-01-01 | 1 | 2039 | 2039 | WINTER | 63 | 63 | 63 | 63 | 63 | 63 | 25 | 61 | 61 | 61 | 61 | 61 | 61 | 25
JOT-01 | 2039-02-01 | 2 | 2039 | 2039 | WINTER | 62 | 62 | 62 | 62 | 62 | 62 | 25 | 61 | 61 | 61 | 61 | 61 | 61 | 25
JOT-01 | 2039-03-01 | 3 | 2039 | 2039 | WINTER | 58 | 58 | 58 | 58 | 58 | 58 | 25 | 56 | 56 | 56 | 56 | 56 | 56 | 25
JOT-01 | 2039-04-01 | 4 | 2039 | 2039 | SPRING | 55 | 55 | 55 | 55 | 55 | 55 | 25 | 54 | 54 | 54 | 54 | 54 | 54 | 25
JOT-01 | 2039-05-01 | 5 | 2039 | 2039 | SPRING | 54 | 54 | 54 | 56 | 56 | 56 | 25 | 52 | 52 | 52 | 54 | 54 | 54 | 25
JOT-01 | 2039-06-01 | 6 | 2039 | 2039 | SUMMER | 52 | 52 | 52 | 54 | 54 | 54 | 25 | 50 | 50 | 50 | 52 | 52 | 52 | 25
JOT-01 | 2039-07-01 | 7 | 2039 | 2039 | SUMMER | 50 | 50 | 50 | 52 | 52 | 52 | 25 | 49 | 49 | 49 | 51 | 51 | 51 | 25
JOT-01 | 2039-08-01 | 8 | 2039 | 2039 | SUMMER | 50 | 50 | 50 | 52 | 52 | 52 | 25 | 49 | 49 | 49 | 51 | 51 | 51 | 25
JOT-01 | 2039-09-01 | 9 | 2039 | 2039 | SUMMER | 53 | 53 | 53 | 55 | 55 | 55 | 25 | 51 | 51 | 51 | 53 | 53 | 53 | 25
JOT-01 | 2039-10-01 | 10 | 2040 | 2039 | FALL | 55 | 55 | 55 | 55 | 55 | 55 | 25 | 54 | 54 | 54 | 54 | 54 | 54 | 25
JOT-01 | 2039-11-01 | 11 | 2040 | 2039 | FALL | 58 | 58 | 58 | 58 | 58 | 58 | 25 | 56 | 56 | 56 | 56 | 56 | 56 | 25
JOT-01 | 2039-12-01 | 12 | 2040 | 2039 | WINTER | 62 | 62 | 62 | 62 | 62 | 62 | 25 | 61 | 61 | 61 | 61 | 61 | 61 | 25
JOT-01 | 2040-01-01 | 1 | 2040 | 2040 | WINTER | 63 | 63 | 63 | 63 | 63 | 63 | 25 | 61 | 61 | 61 | 61 | 61 | 61 | 25
JOT-01 | 2040-02-01 | 2 | 2040 | 2040 | WINTER | 62 | 62 | 62 | 62 | 62 | 62 | 25 | 61 | 61 | 61 | 61 | 61 | 61 | 25
JOT-01 | 2040-03-01 | 3 | 2040 | 2040 | WINTER | 58 | 58 | 58 | 58 | 58 | 58 | 25 | 56 | 56 | 56 | 56 | 56 | 56 | 25
JOT-01 | 2040-04-01 | 4 | 2040 | 2040 | SPRING | 55 | 55 | 55 | 55 | 55 | 55 | 25 | 54 | 54 | 54 | 54 | 54 | 54 | 25
JOT-01 | 2040-05-01 | 5 | 2040 | 2040 | SPRING | 54 | 54 | 54 | 56 | 56 | 56 | 25 | 52 | 52 | 52 | 54 | 54 | 54 | 25
JOT-01 | 2040-06-01 | 6 | 2040 | 2040 | SUMMER | 52 | 52 | 52 | 54 | 54 | 54 | 25 | 50 | 50 | 50 | 52 | 52 | 52 | 25
JOT-01 | 2040-07-01 | 7 | 2040 | 2040 | SUMMER | 50 | 50 | 50 | 52 | 52 | 52 | 25 | 49 | 49 | 49 | 51 | 51 | 51 | 25
JOT-01 | 2040-08-01 | 8 | 2040 | 2040 | SUMMER | 50 | 50 | 50 | 52 | 52 | 52 | 25 | 49 | 49 | 49 | 51 | 51 | 51 | 25
JOT-01 | 2040-09-01 | 9 | 2040 | 2040 | SUMMER | 53 | 53 | 53 | 55 | 55 | 55 | 25 | 51 | 51 | 51 | 53 | 53 | 53 | 25
JOT-01 | 2040-10-01 | 10 | 2041 | 2040 | FALL | 55 | 55 | 55 | 55 | 55 | 55 | 25 | 54 | 54 | 54 | 54 | 54 | 54 | 25
JOT-01 | 2040-11-01 | 11 | 2041 | 2040 | FALL | 58 | 58 | 58 | 58 | 58 | 58 | 25 | 56 | 56 | 56 | 56 | 56 | 56 | 25
JOT-01 | 2040-12-01 | 12 | 2041 | 2040 | WINTER | 62 | 62 | 62 | 62 | 62 | 62 | 25 | 61 | 61 | 61 | 61 | 61 | 61 | 25
JOT-01 | 2041-01-01 | 1 | 2041 | 2041 | WINTER | 63 | 63 | 63 | 63 | 63 | 63 | 25 | 61 | 61 | 61 | 61 | 61 | 61 | 25
JOT-01 | 2041-02-01 | 2 | 2041 | 2041 | WINTER | 62 | 62 | 62 | 62 | 62 | 62 | 25 | 61 | 61 | 61 | 61 | 61 | 61 | 25
JOT-01 | 2041-03-01 | 3 | 2041 | 2041 | WINTER | 58 | 58 | 58 | 58 | 58 | 58 | 25 | 56 | 56 | 56 | 56 | 56 | 56 | 25
JOT-01 | 2041-04-01 | 4 | 2041 | 2041 | SPRING | 55 | 55 | 55 | 55 | 55 | 55 | 25 | 54 | 54 | 54 | 54 | 54 | 54 | 25
JOT-01 | 2041-05-01 | 5 | 2041 | 2041 | SPRING | 54 | 54 | 54 | 56 | 56 | 56 | 25 | 52 | 52 | 52 | 54 | 54 | 54 | 25
JOT-01 | 2041-06-01 | 6 | 2041 | 2041 | SUMMER | 52 | 52 | 52 | 54 | 54 | 54 | 25 | 50 | 50 | 50 | 52 | 52 | 52 | 25
JOT-01 | 2041-07-01 | 7 | 2041 | 2041 | SUMMER | 50 | 50 | 50 | 52 | 52 | 52 | 25 | 49 | 49 | 49 | 51 | 51 | 51 | 25
JOT-01 | 2041-08-01 | 8 | 2041 | 2041 | SUMMER | 50 | 50 | 50 | 52 | 52 | 52 | 25 | 49 | 49 | 49 | 51 | 51 | 51 | 25
JOT-01 | 2041-09-01 | 9 | 2041 | 2041 | SUMMER | 53 | 53 | 53 | 55 | 55 | 55 | 25 | 51 | 51 | 51 | 53 | 53 | 53 | 25
JOT-01 | 2041-10-01 | 10 | 2042 | 2041 | FALL | 55 | 55 | 55 | 55 | 55 | 55 | 25 | 54 | 54 | 54 | 54 | 54 | 54 | 25
JOT-01 | 2041-11-01 | 11 | 2042 | 2041 | FALL | 58 | 58 | 58 | 58 | 58 | 58 | 25 | 56 | 56 | 56 | 56 | 56 | 56 | 25
JOT-01 | 2041-12-01 | 12 | 2042 | 2041 | WINTER | 62 | 62 | 62 | 62 | 62 | 62 | 25 | 61 | 61 | 61 | 61 | 61 | 61 | 25
JOT-01 | 2042-01-01 | 1 | 2042 | 2042 | WINTER | 63 | 63 | 63 | 63 | 63 | 63 | 25 | 61 | 61 | 61 | 61 | 61 | 61 | 25
JOT-01 | 2042-02-01 | 2 | 2042 | 2042 | WINTER | 62 | 62 | 62 | 62 | 62 | 62 | 25 | 61 | 61 | 61 | 61 | 61 | 61 | 25
JOT-01 | 2042-03-01 | 3 | 2042 | 2042 | WINTER | 58 | 58 | 58 | 58 | 58 | 58 | 25 | 56 | 56 | 56 | 56 | 56 | 56 | 25
JOT-01 | 2042-04-01 | 4 | 2042 | 2042 | SPRING | 55 | 55 | 55 | 55 | 55 | 55 | 25 | 54 | 54 | 54 | 54 | 54 | 54 | 25
JOT-01 | 2042-05-01 | 5 | 2042 | 2042 | SPRING | 54 | 54 | 54 | 56 | 56 | 56 | 25 | 52 | 52 | 52 | 54 | 54 | 54 | 25
JOT-01 | 2042-06-01 | 6 | 2042 | 2042 | SUMMER | 52 | 52 | 52 | 54 | 54 | 54 | 25 | 50 | 50 | 50 | 52 | 52 | 52 | 25
JOT-01 | 2042-07-01 | 7 | 2042 | 2042 | SUMMER | 50 | 50 | 50 | 52 | 52 | 52 | 25 | 49 | 49 | 49 | 51 | 51 | 51 | 25
JOT-01 | 2042-08-01 | 8 | 2042 | 2042 | SUMMER | 50 | 50 | 50 | 52 | 52 | 52 | 25 | 49 | 49 | 49 | 51 | 51 | 51 | 25
JOT-01 | 2042-09-01 | 9 | 2042 | 2042 | SUMMER | 53 | 53 | 53 | 55 | 55 | 55 | 25 | 51 | 51 | 51 | 53 | 53 | 53 | 25
JOT-01 | 2042-10-01 | 10 | 2043 | 2042 | FALL | 55 | 55 | 55 | 55 | 55 | 55 | 25 | 54 | 54 | 54 | 54 | 54 | 54 | 25
JOT-01 | 2042-11-01 | 11 | 2043 | 2042 | FALL | 58 | 58 | 58 | 58 | 58 | 58 | 25 | 56 | 56 | 56 | 56 | 56 | 56 | 25
JOT-01 | 2042-12-01 | 12 | 2043 | 2042 | WINTER | 62 | 62 | 62 | 62 | 62 | 62 | 25 | 61 | 61 | 61 | 61 | 61 | 61 | 25
JOT-01 | 2043-01-01 | 1 | 2043 | 2043 | WINTER | 63 | 63 | 63 | 63 | 63 | 63 | 25 | 61 | 61 | 61 | 61 | 61 | 61 | 25
JOT-01 | 2043-02-01 | 2 | 2043 | 2043 | WINTER | 62 | 62 | 62 | 62 | 62 | 62 | 25 | 61 | 61 | 61 | 61 | 61 | 61 | 25
JOT-01 | 2043-03-01 | 3 | 2043 | 2043 | WINTER | 58 | 58 | 58 | 58 | 58 | 58 | 25 | 56 | 56 | 56 | 56 | 56 | 56 | 25
JOT-01 | 2043-04-01 | 4 | 2043 | 2043 | SPRING | 55 | 55 | 55 | 55 | 55 | 55 | 25 | 54 | 54 | 54 | 54 | 54 | 54 | 25
JOT-01 | 2043-05-01 | 5 | 2043 | 2043 | SPRING | 54 | 54 | 54 | 56 | 56 | 56 | 25 | 52 | 52 | 52 | 54 | 54 | 54 | 25
JOT-01 | 2043-06-01 | 6 | 2043 | 2043 | SUMMER | 52 | 52 | 52 | 54 | 54 | 54 | 25 | 50 | 50 | 50 | 52 | 52 | 52 | 25
JOT-01 | 2043-07-01 | 7 | 2043 | 2043 | SUMMER | 50 | 50 | 50 | 52 | 52 | 52 | 25 | 49 | 49 | 49 | 51 | 51 | 51 | 25
JOT-01 | 2043-08-01 | 8 | 2043 | 2043 | SUMMER | 50 | 50 | 50 | 52 | 52 | 52 | 25 | 49 | 49 | 49 | 51 | 51 | 51 | 25
JOT-01 | 2043-09-01 | 9 | 2043 | 2043 | SUMMER | 53 | 53 | 53 | 55 | 55 | 55 | 25 | 51 | 51 | 51 | 53 | 53 | 53 | 25
JOT-01 | 2043-10-01 | 10 | 2044 | 2043 | FALL | 55 | 55 | 55 | 55 | 55 | 55 | 25 | 54 | 54 | 54 | 54 | 54 | 54 | 25
JOT-01 | 2043-11-01 | 11 | 2044 | 2043 | FALL | 58 | 58 | 58 | 58 | 58 | 58 | 25 | 56 | 56 | 56 | 56 | 56 | 56 | 25
JOT-01 | 2043-12-01 | 12 | 2044 | 2043 | WINTER | 62 | 62 | 62 | 62 | 62 | 62 | 25 | 61 | 61 | 61 | 61 | 61 | 61 | 25
JOT-01 | 2044-01-01 | 1 | 2044 | 2044 | WINTER | 63 | 63 | 63 | 63 | 63 | 63 | 25 | 61 | 61 | 61 | 61 | 61 | 61 | 25
JOT-01 | 2044-02-01 | 2 | 2044 | 2044 | WINTER | 62 | 62 | 62 | 62 | 62 | 62 | 25 | 61 | 61 | 61 | 61 | 61 | 61 | 25
JOT-01 | 2044-03-01 | 3 | 2044 | 2044 | WINTER | 58 | 58 | 58 | 58 | 58 | 58 | 25 | 56 | 56 | 56 | 56 | 56 | 56 | 25
JOT-01 | 2044-04-01 | 4 | 2044 | 2044 | SPRING | 55 | 55 | 55 | 55 | 55 | 55 | 25 | 54 | 54 | 54 | 54 | 54 | 54 | 25
JOT-01 | 2044-05-01 | 5 | 2044 | 2044 | SPRING | 54 | 54 | 54 | 56 | 56 | 56 | 25 | 52 | 52 | 52 | 54 | 54 | 54 | 25
JOT-01 | 2044-06-01 | 6 | 2044 | 2044 | SUMMER | 52 | 52 | 52 | 54 | 54 | 54 | 25 | 50 | 50 | 50 | 52 | 52 | 52 | 25
JOT-01 | 2044-07-01 | 7 | 2044 | 2044 | SUMMER | 50 | 50 | 50 | 52 | 52 | 52 | 25 | 49 | 49 | 49 | 51 | 51 | 51 | 25
JOT-01 | 2044-08-01 | 8 | 2044 | 2044 | SUMMER | 50 | 50 | 50 | 52 | 52 | 52 | 25 | 49 | 49 | 49 | 51 | 51 | 51 | 25
JOT-01 | 2044-09-01 | 9 | 2044 | 2044 | SUMMER | 53 | 53 | 53 | 55 | 55 | 55 | 25 | 51 | 51 | 51 | 53 | 53 | 53 | 25
JOT-01 | 2044-10-01 | 10 | 2045 | 2044 | FALL | 55 | 55 | 55 | 55 | 55 | 55 | 25 | 54 | 54 | 54 | 54 | 54 | 54 | 25
JOT-01 | 2044-11-01 | 11 | 2045 | 2044 | FALL | 58 | 58 | 58 | 58 | 58 | 58 | 25 | 56 | 56 | 56 | 56 | 56 | 56 | 25
JOT-01 | 2044-12-01 | 12 | 2045 | 2044 | WINTER | 62 | 62 | 62 | 62 | 62 | 62 | 25 | 61 | 61 | 61 | 61 | 61 | 61 | 25
JOT-01 | 2045-01-01 | 1 | 2045 | 2045 | WINTER | 63 | 63 | 63 | 63 | 63 | 63 | 25 | 61 | 61 | 61 | 61 | 61 | 61 | 25
JOT-01 | 2045-02-01 | 2 | 2045 | 2045 | WINTER | 62 | 62 | 62 | 62 | 62 | 62 | 25 | 61 | 61 | 61 | 61 | 61 | 61 | 25
JOT-01 | 2045-03-01 | 3 | 2045 | 2045 | WINTER | 58 | 58 | 58 | 58 | 58 | 58 | 25 | 56 | 56 | 56 | 56 | 56 | 56 | 25
JOT-01 | 2045-04-01 | 4 | 2045 | 2045 | SPRING | 55 | 55 | 55 | 55 | 55 | 55 | 25 | 54 | 54 | 54 | 54 | 54 | 54 | 25
JOT-01 | 2045-05-01 | 5 | 2045 | 2045 | SPRING | 54 | 54 | 54 | 56 | 56 | 56 | 25 | 52 | 52 | 52 | 54 | 54 | 54 | 25
JOT-01 | 2045-06-01 | 6 | 2045 | 2045 | SUMMER | 52 | 52 | 52 | 54 | 54 | 54 | 25 | 50 | 50 | 50 | 52 | 52 | 52 | 25
JOT-01 | 2045-07-01 | 7 | 2045 | 2045 | SUMMER | 50 | 50 | 50 | 52 | 52 | 52 | 25 | 49 | 49 | 49 | 51 | 51 | 51 | 25
JOT-01 | 2045-08-01 | 8 | 2045 | 2045 | SUMMER | 50 | 50 | 50 | 52 | 52 | 52 | 25 | 49 | 49 | 49 | 51 | 51 | 51 | 25
JOT-01 | 2045-09-01 | 9 | 2045 | 2045 | SUMMER | 53 | 53 | 53 | 55 | 55 | 55 | 25 | 51 | 51 | 51 | 53 | 53 | 53 | 25
JOT-01 | 2045-10-01 | 10 | 2046 | 2045 | FALL | 55 | 55 | 55 | 55 | 55 | 55 | 25 | 54 | 54 | 54 | 54 | 54 | 54 | 25
JOT-01 | 2045-11-01 | 11 | 2046 | 2045 | FALL | 58 | 58 | 58 | 58 | 58 | 58 | 25 | 56 | 56 | 56 | 56 | 56 | 56 | 25
JOT-01 | 2045-12-01 | 12 | 2046 | 2045 | WINTER | 62 | 62 | 62 | 62 | 62 | 62 | 25 | 61 | 61 | 61 | 61 | 61 | 61 | 25
JOT-01 | 2046-01-01 | 1 | 2046 | 2046 | WINTER | 63 | 63 | 63 | 63 | 63 | 63 | 25 | 61 | 61 | 61 | 61 | 61 | 61 | 25
JOT-01 | 2046-02-01 | 2 | 2046 | 2046 | WINTER | 62 | 62 | 62 | 62 | 62 | 62 | 25 | 61 | 61 | 61 | 61 | 61 | 61 | 25
JOT-01 | 2046-03-01 | 3 | 2046 | 2046 | WINTER | 58 | 58 | 58 | 58 | 58 | 58 | 25 | 56 | 56 | 56 | 56 | 56 | 56 | 25
JOT-01 | 2046-04-01 | 4 | 2046 | 2046 | SPRING | 55 | 55 | 55 | 55 | 55 | 55 | 25 | 54 | 54 | 54 | 54 | 54 | 54 | 25
JOT-01 | 2046-05-01 | 5 | 2046 | 2046 | SPRING | 54 | 54 | 54 | 56 | 56 | 56 | 25 | 52 | 52 | 52 | 54 | 54 | 54 | 25
JOT-01 | 2046-06-01 | 6 | 2046 | 2046 | SUMMER | 52 | 52 | 52 | 54 | 54 | 54 | 25 | 50 | 50 | 50 | 52 | 52 | 52 | 25
JOT-01 | 2046-07-01 | 7 | 2046 | 2046 | SUMMER | 50 | 50 | 50 | 52 | 52 | 52 | 25 | 49 | 49 | 49 | 51 | 51 | 51 | 25
JOT-01 | 2046-08-01 | 8 | 2046 | 2046 | SUMMER | 50 | 50 | 50 | 52 | 52 | 52 | 25 | 49 | 49 | 49 | 51 | 51 | 51 | 25
JOT-01 | 2046-09-01 | 9 | 2046 | 2046 | SUMMER | 53 | 53 | 53 | 55 | 55 | 55 | 25 | 51 | 51 | 51 | 53 | 53 | 53 | 25
JOT-01 | 2046-10-01 | 10 | 2047 | 2046 | FALL | 55 | 55 | 55 | 55 | 55 | 55 | 25 | 54 | 54 | 54 | 54 | 54 | 54 | 25
JOT-01 | 2046-11-01 | 11 | 2047 | 2046 | FALL | 58 | 58 | 58 | 58 | 58 | 58 | 25 | 56 | 56 | 56 | 56 | 56 | 56 | 25
JOT-01 | 2046-12-01 | 12 | 2047 | 2046 | WINTER | 62 | 62 | 62 | 62 | 62 | 62 | 25 | 61 | 61 | 61 | 61 | 61 | 61 | 25
JOT-01 | 2047-01-01 | 1 | 2047 | 2047 | WINTER | 63 | 63 | 63 | 63 | 63 | 63 | 25 | 61 | 61 | 61 | 61 | 61 | 61 | 25
JOT-01 | 2047-02-01 | 2 | 2047 | 2047 | WINTER | 62 | 62 | 62 | 62 | 62 | 62 | 25 | 61 | 61 | 61 | 61 | 61 | 61 | 25
JOT-01 | 2047-03-01 | 3 | 2047 | 2047 | WINTER | 58 | 58 | 58 | 58 | 58 | 58 | 25 | 56 | 56 | 56 | 56 | 56 | 56 | 25
JOT-01 | 2047-04-01 | 4 | 2047 | 2047 | SPRING | 55 | 55 | 55 | 55 | 55 | 55 | 25 | 54 | 54 | 54 | 54 | 54 | 54 | 25
JOT-01 | 2047-05-01 | 5 | 2047 | 2047 | SPRING | 54 | 54 | 54 | 56 | 56 | 56 | 25 | 52 | 52 | 52 | 54 | 54 | 54 | 25
JOT-01 | 2047-06-01 | 6 | 2047 | 2047 | SUMMER | 52 | 52 | 52 | 54 | 54 | 54 | 25 | 50 | 50 | 50 | 52 | 52 | 52 | 25
JOT-01 | 2047-07-01 | 7 | 2047 | 2047 | SUMMER | 50 | 50 | 50 | 52 | 52 | 52 | 25 | 49 | 49 | 49 | 51 | 51 | 51 | 25
JOT-01 | 2047-08-01 | 8 | 2047 | 2047 | SUMMER | 50 | 50 | 50 | 52 | 52 | 52 | 25 | 49 | 49 | 49 | 51 | 51 | 51 | 25
JOT-01 | 2047-09-01 | 9 | 2047 | 2047 | SUMMER | 53 | 53 | 53 | 55 | 55 | 55 | 25 | 51 | 51 | 51 | 53 | 53 | 53 | 25
JOT-02 | 2016-10-01 | 10 | 2017 | 2016 | FALL | 55 | 55 | 55 | 55 | 55 | 55 | 25 | 54 | 54 | 54 | 54 | 54 | 54 | 25
JOT-02 | 2016-11-01 | 11 | 2017 | 2016 | FALL | 58 | 58 | 58 | 58 | 58 | 58 | 25 | 56 | 56 | 56 | 56 | 56 | 56 | 25
JOT-02 | 2016-12-01 | 12 | 2017 | 2016 | WINTER | 62 | 62 | 62 | 62 | 62 | 62 | 25 | 61 | 61 | 61 | 61 | 61 | 61 | 25
JOT-02 | 2017-01-01 | 1 | 2017 | 2017 | WINTER | 63 | 63 | 63 | 63 | 63 | 63 | 25 | 61 | 61 | 61 | 61 | 61 | 61 | 25
JOT-02 | 2017-02-01 | 2 | 2017 | 2017 | WINTER | 62 | 62 | 62 | 62 | 62 | 62 | 25 | 61 | 61 | 61 | 61 | 61 | 61 | 25
JOT-02 | 2017-03-01 | 3 | 2017 | 2017 | WINTER | 58 | 58 | 58 | 58 | 58 | 58 | 25 | 56 | 56 | 56 | 56 | 56 | 56 | 25
JOT-02 | 2017-04-01 | 4 | 2017 | 2017 | SPRING | 55 | 55 | 55 | 55 | 55 | 55 | 25 | 54 | 54 | 54 | 54 | 54 | 54 | 25
JOT-02 | 2017-05-01 | 5 | 2017 | 2017 | SPRING | 54 | 54 | 54 | 56 | 56 | 56 | 25 | 52 | 52 | 52 | 54 | 54 | 54 | 25
JOT-02 | 2017-06-01 | 6 | 2017 | 2017 | SUMMER | 52 | 52 | 52 | 54 | 54 | 54 | 25 | 50 | 50 | 50 | 52 | 52 | 52 | 25
JOT-02 | 2017-07-01 | 7 | 2017 | 2017 | SUMMER | 50 | 50 | 50 | 52 | 52 | 52 | 25 | 49 | 49 | 49 | 51 | 51 | 51 | 25
JOT-02 | 2017-08-01 | 8 | 2017 | 2017 | SUMMER | 50 | 50 | 50 | 52 | 52 | 52 | 25 | 49 | 49 | 49 | 51 | 51 | 51 | 25
JOT-02 | 2017-09-01 | 9 | 2017 | 2017 | SUMMER | 53 | 53 | 53 | 55 | 55 | 55 | 25 | 51 | 51 | 51 | 53 | 53 | 53 | 25
JOT-02 | 2017-10-01 | 10 | 2018 | 2017 | FALL | 55 | 55 | 55 | 55 | 55 | 55 | 25 | 54 | 54 | 54 | 54 | 54 | 54 | 25
JOT-02 | 2017-11-01 | 11 | 2018 | 2017 | FALL | 58 | 58 | 58 | 58 | 58 | 58 | 25 | 56 | 56 | 56 | 56 | 56 | 56 | 25
JOT-02 | 2017-12-01 | 12 | 2018 | 2017 | WINTER | 62 | 62 | 62 | 62 | 62 | 62 | 25 | 61 | 61 | 61 | 61 | 61 | 61 | 25
JOT-02 | 2018-01-01 | 1 | 2018 | 2018 | WINTER | 63 | 63 | 63 | 63 | 63 | 63 | 25 | 61 | 61 | 61 | 61 | 61 | 61 | 25
JOT-02 | 2018-02-01 | 2 | 2018 | 2018 | WINTER | 62 | 62 | 62 | 62 | 62 | 62 | 25 | 61 | 61 | 61 | 61 | 61 | 61 | 25
JOT-02 | 2018-03-01 | 3 | 2018 | 2018 | WINTER | 58 | 58 | 58 | 58 | 58 | 58 | 25 | 56 | 56 | 56 | 56 | 56 | 56 | 25
JOT-02 | 2018-04-01 | 4 | 2018 | 2018 | SPRING | 55 | 55 | 55 | 55 | 55 | 55 | 25 | 54 | 54 | 54 | 54 | 54 | 54 | 25
JOT-02 | 2018-05-01 | 5 | 2018 | 2018 | SPRING | 54 | 54 | 54 | 56 | 56 | 56 | 25 | 52 | 52 | 52 | 54 | 54 | 54 | 25
JOT-02 | 2018-06-01 | 6 | 2018 | 2018 | SUMMER | 52 | 52 | 52 | 54 | 54 | 54 | 25 | 50 | 50 | 50 | 52 | 52 | 52 | 25
JOT-02 | 2018-07-01 | 7 | 2018 | 2018 | SUMMER | 50 | 50 | 50 | 52 | 52 | 52 | 25 | 49 | 49 | 49 | 51 | 51 | 51 | 25
JOT-02 | 2018-08-01 | 8 | 2018 | 2018 | SUMMER | 50 | 50 | 50 | 52 | 52 | 52 | 25 | 49 | 49 | 49 | 51 | 51 | 51 | 25
JOT-02 | 2018-09-01 | 9 | 2018 | 2018 | SUMMER | 53 | 53 | 53 | 55 | 55 | 55 | 25 | 51 | 51 | 51 | 53 | 53 | 53 | 25
JOT-02 | 2018-10-01 | 10 | 2019 | 2018 | FALL | 55 | 55 | 55 | 55 | 55 | 55 | 25 | 54 | 54 | 54 | 54 | 54 | 54 | 25
JOT-02 | 2018-11-01 | 11 | 2019 | 2018 | FALL | 58 | 58 | 58 | 58 | 58 | 58 | 25 | 56 | 56 | 56 | 56 | 56 | 56 | 25
JOT-02 | 2018-12-01 | 12 | 2019 | 2018 | WINTER | 62 | 62 | 62 | 62 | 62 | 62 | 25 | 61 | 61 | 61 | 61 | 61 | 61 | 25
JOT-02 | 2019-01-01 | 1 | 2019 | 2019 | WINTER | 63 | 63 | 63 | 63 | 63 | 63 | 25 | 61 | 61 | 61 | 61 | 61 | 61 | 25
JOT-02 | 2019-02-01 | 2 | 2019 | 2019 | WINTER | 62 | 62 | 62 | 62 | 62 | 62 | 25 | 61 | 61 | 61 | 61 | 61 | 61 | 25
JOT-02 | 2019-03-01 | 3 | 2019 | 2019 | WINTER | 58 | 58 | 58 | 58 | 58 | 58 | 25 | 56 | 56 | 56 | 56 | 56 | 56 | 25
JOT-02 | 2019-04-01 | 4 | 2019 | 2019 | SPRING | 55 | 55 | 55 | 55 | 55 | 55 | 25 | 54 | 54 | 54 | 54 | 54 | 54 | 25
JOT-02 | 2019-05-01 | 5 | 2019 | 2019 | SPRING | 54 | 54 | 54 | 56 | 56 | 56 | 25 | 52 | 52 | 52 | 54 | 54 | 54 | 25
JOT-02 | 2019-06-01 | 6 | 2019 | 2019 | SUMMER | 52 | 52 | 52 | 54 | 54 | 54 | 25 | 50 | 50 | 50 | 52 | 52 | 52 | 25
JOT-02 | 2019-07-01 | 7 | 2019 | 2019 | SUMMER | 50 | 50 | 50 | 52 | 52 | 52 | 25 | 49 | 49 | 49 | 51 | 51 | 51 | 25
JOT-02 | 2019-08-01 | 8 | 2019 | 2019 | SUMMER | 50 | 50 | 50 | 52 | 52 | 52 | 25 | 49 | 49 | 49 | 51 | 51 | 51 | 25
JOT-02 | 2019-09-01 | 9 | 2019 | 2019 | SUMMER | 53 | 53 | 53 | 55 | 55 | 55 | 25 | 51 | 51 | 51 | 53 | 53 | 53 | 25
JOT-02 | 2019-10-01 | 10 | 2020 | 2019 | FALL | 55 | 55 | 55 | 55 | 55 | 55 | 25 | 54 | 54 | 54 | 54 | 54 | 54 | 25
JOT-02 | 2019-11-01 | 11 | 2020 | 2019 | FALL | 58 | 58 | 58 | 58 | 58 | 58 | 25 | 56 | 56 | 56 | 56 | 56 | 56 | 25
JOT-02 | 2019-12-01 | 12 | 2020 | 2019 | WINTER | 62 | 62 | 62 | 62 | 62 | 62 | 25 | 61 | 61 | 61 | 61 | 61 | 61 | 25
JOT-02 | 2020-01-01 | 1 | 2020 | 2020 | WINTER | 63 | 63 | 63 | 63 | 63 | 63 | 25 | 61 | 61 | 61 | 61 | 61 | 61 | 25
JOT-02 | 2020-02-01 | 2 | 2020 | 2020 | WINTER | 62 | 62 | 62 | 62 | 62 | 62 | 25 | 61 | 61 | 61 | 61 | 61 | 61 | 25
JOT-02 | 2020-03-01 | 3 | 2020 | 2020 | WINTER | 58 | 58 | 58 | 58 | 58 | 58 | 25 | 56 | 56 | 56 | 56 | 56 | 56 | 25
JOT-02 | 2020-04-01 | 4 | 2020 | 2020 | SPRING | 55 | 55 | 55 | 55 | 55 | 55 | 25 | 54 | 54 | 54 | 54 | 54 | 54 | 25
JOT-02 | 2020-05-01 | 5 | 2020 | 2020 | SPRING | 54 | 54 | 54 | 56 | 56 | 56 | 25 | 52 | 52 | 52 | 54 | 54 | 54 | 25
JOT-02 | 2020-06-01 | 6 | 2020 | 2020 | SUMMER | 52 | 52 | 52 | 54 | 54 | 54 | 25 | 50 | 50 | 50 | 52 | 52 | 52 | 25
JOT-02 | 2020-07-01 | 7 | 2020 | 2020 | SUMMER | 50 | 50 | 50 | 52 | 52 | 52 | 25 | 49 | 49 | 49 | 51 | 51 | 51 | 25
JOT-02 | 2020-08-01 | 8 | 2020 | 2020 | SUMMER | 50 | 50 | 50 | 52 | 52 | 52 | 25 | 49 | 49 | 49 | 51 | 51 | 51 | 25
JOT-02 | 2020-09-01 | 9 | 2020 | 2020 | SUMMER | 53 | 53 | 53 | 55 | 55 | 55 | 25 | 51 | 51 | 51 | 53 | 53 | 53 | 25
JOT-02 | 2020-10-01 | 10 | 2021 | 2020 | FALL | 55 | 55 | 55 | 55 | 55 | 55 | 25 | 54 | 54 | 54 | 54 | 54 | 54 | 25
JOT-02 | 2020-11-01 | 11 | 2021 | 2020 | FALL | 58 | 58 | 58 | 58 | 58 | 58 | 25 | 56 | 56 | 56 | 56 | 56 | 56 | 25
JOT-02 | 2020-12-01 | 12 | 2021 | 2020 | WINTER | 62 | 62 | 62 | 62 | 62 | 62 | 25 | 61 | 61 | 61 | 61 | 61 | 61 | 25
JOT-02 | 2021-01-01 | 1 | 2021 | 2021 | WINTER | 63 | 63 | 63 | 63 | 63 | 63 | 25 | 61 | 61 | 61 | 61 | 61 | 61 | 25
JOT-02 | 2021-02-01 | 2 | 2021 | 2021 | WINTER | 62 | 62 | 62 | 62 | 62 | 62 | 25 | 61 | 61 | 61 | 61 | 61 | 61 | 25
JOT-02 | 2021-03-01 | 3 | 2021 | 2021 | WINTER | 58 | 58 | 58 | 58 | 58 | 58 | 25 | 56 | 56 | 56 | 56 | 56 | 56 | 25
JOT-02 | 2021-04-01 | 4 | 2021 | 2021 | SPRING | 55 | 55 | 55 | 55 | 55 | 55 | 25 | 54 | 54 | 54 | 54 | 54 | 54 | 25
JOT-02 | 2021-05-01 | 5 | 2021 | 2021 | SPRING | 54 | 54 | 54 | 56 | 56 | 56 | 25 | 52 | 52 | 52 | 54 | 54 | 54 | 25
JOT-02 | 2021-06-01 | 6 | 2021 | 2021 | SUMMER | 52 | 52 | 52 | 54 | 54 | 54 | 25 | 50 | 50 | 50 | 52 | 52 | 52 | 25
JOT-02 | 2021-07-01 | 7 | 2021 | 2021 | SUMMER | 50 | 50 | 50 | 52 | 52 | 52 | 25 | 49 | 49 | 49 | 51 | 51 | 51 | 25
JOT-02 | 2021-08-01 | 8 | 2021 | 2021 | SUMMER | 50 | 50 | 50 | 52 | 52 | 52 | 25 | 49 | 49 | 49 | 51 | 51 | 51 | 25
JOT-02 | 2021-09-01 | 9 | 2021 | 2021 | SUMMER | 53 | 53 | 53 | 55 | 55 | 55 | 25 | 51 | 51 | 51 | 53 | 53 | 53 | 25
JOT-02 | 2021-10-01 | 10 | 2022 | 2021 | FALL | 55 | 55 | 55 | 55 | 55 | 55 | 25 | 54 | 54 | 54 | 54 | 54 | 54 | 25
JOT-02 | 2021-11-01 | 11 | 2022 | 2021 | FALL | 58 | 58 | 58 | 58 | 58 | 58 | 25 | 56 | 56 | 56 | 56 | 56 | 56 | 25
JOT-02 | 2021-12-01 | 12 | 2022 | 2021 | WINTER | 62 | 62 | 62 | 62 | 62 | 62 | 25 | 61 | 61 | 61 | 61 | 61 | 61 | 25
JOT-02 | 2022-01-01 | 1 | 2022 | 2022 | WINTER | 63 | 63 | 63 | 63 | 63 | 63 | 25 | 61 | 61 | 61 | 61 | 61 | 61 | 25
JOT-02 | 2022-02-01 | 2 | 2022 | 2022 | WINTER | 62 | 62 | 62 | 62 | 62 | 62 | 25 | 61 | 61 | 61 | 61 | 61 | 61 | 25
JOT-02 | 2022-03-01 | 3 | 2022 | 2022 | WINTER | 58 | 58 | 58 | 58 | 58 | 58 | 25 | 56 | 56 | 56 | 56 | 56 | 56 | 25
JOT-02 | 2022-04-01 | 4 | 2022 | 2022 | SPRING | 55 | 55 | 55 | 55 | 55 | 55 | 25 | 54 | 54 | 54 | 54 | 54 | 54 | 25
JOT-02 | 2022-05-01 | 5 | 2022 | 2022 | SPRING | 54 | 54 | 54 | 56 | 56 | 56 | 25 | 52 | 52 | 52 | 54 | 54 | 54 | 25
JOT-02 | 2022-06-01 | 6 | 2022 | 2022 | SUMMER | 52 | 52 | 52 | 54 | 54 | 54 | 25 | 50 | 50 | 50 | 52 | 52 | 52 | 25
JOT-02 | 2022-07-01 | 7 | 2022 | 2022 | SUMMER | 50 | 50 | 50 | 52 | 52 | 52 | 25 | 49 | 49 | 49 | 51 | 51 | 51 | 25
JOT-02 | 2022-08-01 | 8 | 2022 | 2022 | SUMMER | 50 | 50 | 50 | 52 | 52 | 52 | 25 | 49 | 49 | 49 | 51 | 51 | 51 | 25
JOT-02 | 2022-09-01 | 9 | 2022 | 2022 | SUMMER | 53 | 53 | 53 | 55 | 55 | 55 | 25 | 51 | 51 | 51 | 53 | 53 | 53 | 25
JOT-02 | 2022-10-01 | 10 | 2023 | 2022 | FALL | 55 | 55 | 55 | 55 | 55 | 55 | 25 | 54 | 54 | 54 | 54 | 54 | 54 | 25
JOT-02 | 2022-11-01 | 11 | 2023 | 2022 | FALL | 58 | 58 | 58 | 58 | 58 | 58 | 25 | 56 | 56 | 56 | 56 | 56 | 56 | 25
JOT-02 | 2022-12-01 | 12 | 2023 | 2022 | WINTER | 62 | 62 | 62 | 62 | 62 | 62 | 25 | 61 | 61 | 61 | 61 | 61 | 61 | 25
JOT-02 | 2023-01-01 | 1 | 2023 | 2023 | WINTER | 63 | 63 | 63 | 63 | 63 | 63 | 25 | 61 | 61 | 61 | 61 | 61 | 61 | 25
JOT-02 | 2023-02-01 | 2 | 2023 | 2023 | WINTER | 62 | 62 | 62 | 62 | 62 | 62 | 25 | 61 | 61 | 61 | 61 | 61 | 61 | 25
JOT-02 | 2023-03-01 | 3 | 2023 | 2023 | WINTER | 58 | 58 | 58 | 58 | 58 | 58 | 25 | 56 | 56 | 56 | 56 | 56 | 56 | 25
JOT-02 | 2023-04-01 | 4 | 2023 | 2023 | SPRING | 55 | 55 | 55 | 55 | 55 | 55 | 25 | 54 | 54 | 54 | 54 | 54 | 54 | 25
JOT-02 | 2023-05-01 | 5 | 2023 | 2023 | SPRING | 54 | 54 | 54 | 56 | 56 | 56 | 25 | 52 | 52 | 52 | 54 | 54 | 54 | 25
JOT-02 | 2023-06-01 | 6 | 2023 | 2023 | SUMMER | 52 | 52 | 52 | 54 | 54 | 54 | 25 | 50 | 50 | 50 | 52 | 52 | 52 | 25
JOT-02 | 2023-07-01 | 7 | 2023 | 2023 | SUMMER | 50 | 50 | 50 | 52 | 52 | 52 | 25 | 49 | 49 | 49 | 51 | 51 | 51 | 25
JOT-02 | 2023-08-01 | 8 | 2023 | 2023 | SUMMER | 50 | 50 | 50 | 52 | 52 | 52 | 25 | 49 | 49 | 49 | 51 | 51 | 51 | 25
JOT-02 | 2023-09-01 | 9 | 2023 | 2023 | SUMMER | 53 | 53 | 53 | 55 | 55 | 55 | 25 | 51 | 51 | 51 | 53 | 53 | 53 | 25
JOT-02 | 2023-10-01 | 10 | 2024 | 2023 | FALL | 55 | 55 | 55 | 55 | 55 | 55 | 25 | 54 | 54 | 54 | 54 | 54 | 54 | 25
JOT-02 | 2023-11-01 | 11 | 2024 | 2023 | FALL | 58 | 58 | 58 | 58 | 58 | 58 | 25 | 56 | 56 | 56 | 56 | 56 | 56 | 25
JOT-02 | 2023-12-01 | 12 | 2024 | 2023 | WINTER | 62 | 62 | 62 | 62 | 62 | 62 | 25 | 61 | 61 | 61 | 61 | 61 | 61 | 25
JOT-02 | 2024-01-01 | 1 | 2024 | 2024 | WINTER | 63 | 63 | 63 | 63 | 63 | 63 | 25 | 61 | 61 | 61 | 61 | 61 | 61 | 25
JOT-02 | 2024-02-01 | 2 | 2024 | 2024 | WINTER | 62 | 62 | 62 | 62 | 62 | 62 | 25 | 61 | 61 | 61 | 61 | 61 | 61 | 25
JOT-02 | 2024-03-01 | 3 | 2024 | 2024 | WINTER | 58 | 58 | 58 | 58 | 58 | 58 | 25 | 56 | 56 | 56 | 56 | 56 | 56 | 25
JOT-02 | 2024-04-01 | 4 | 2024 | 2024 | SPRING | 55 | 55 | 55 | 55 | 55 | 55 | 25 | 54 | 54 | 54 | 54 | 54 | 54 | 25
JOT-02 | 2024-05-01 | 5 | 2024 | 2024 | SPRING | 54 | 54 | 54 | 56 | 56 | 56 | 25 | 52 | 52 | 52 | 54 | 54 | 54 | 25
JOT-02 | 2024-06-01 | 6 | 2024 | 2024 | SUMMER | 52 | 52 | 52 | 54 | 54 | 54 | 25 | 50 | 50 | 50 | 52 | 52 | 52 | 25
JOT-02 | 2024-07-01 | 7 | 2024 | 2024 | SUMMER | 50 | 50 | 50 | 52 | 52 | 52 | 25 | 49 | 49 | 49 | 51 | 51 | 51 | 25
JOT-02 | 2024-08-01 | 8 | 2024 | 2024 | SUMMER | 50 | 50 | 50 | 52 | 52 | 52 | 25 | 49 | 49 | 49 | 51 | 51 | 51 | 25
JOT-02 | 2024-09-01 | 9 | 2024 | 2024 | SUMMER | 53 | 53 | 53 | 55 | 55 | 55 | 25 | 51 | 51 | 51 | 53 | 53 | 53 | 25
JOT-02 | 2024-10-01 | 10 | 2025 | 2024 | FALL | 55 | 55 | 55 | 55 | 55 | 55 | 25 | 54 | 54 | 54 | 54 | 54 | 54 | 25
JOT-02 | 2024-11-01 | 11 | 2025 | 2024 | FALL | 58 | 58 | 58 | 58 | 58 | 58 | 25 | 56 | 56 | 56 | 56 | 56 | 56 | 25
JOT-02 | 2024-12-01 | 12 | 2025 | 2024 | WINTER | 62 | 62 | 62 | 62 | 62 | 62 | 25 | 61 | 61 | 61 | 61 | 61 | 61 | 25
JOT-02 | 2025-01-01 | 1 | 2025 | 2025 | WINTER | 63 | 63 | 63 | 63 | 63 | 63 | 25 | 61 | 61 | 61 | 61 | 61 | 61 | 25
JOT-02 | 2025-02-01 | 2 | 2025 | 2025 | WINTER | 62 | 62 | 62 | 62 | 62 | 62 | 25 | 61 | 61 | 61 | 61 | 61 | 61 | 25
JOT-02 | 2025-03-01 | 3 | 2025 | 2025 | WINTER | 58 | 58 | 58 | 58 | 58 | 58 | 25 | 56 | 56 | 56 | 56 | 56 | 56 | 25
JOT-02 | 2025-04-01 | 4 | 2025 | 2025 | SPRING | 55 | 55 | 55 | 55 | 55 | 55 | 25 | 54 | 54 | 54 | 54 | 54 | 54 | 25
JOT-02 | 2025-05-01 | 5 | 2025 | 2025 | SPRING | 54 | 54 | 54 | 56 | 56 | 56 | 25 | 52 | 52 | 52 | 54 | 54 | 54 | 25
JOT-02 | 2025-06-01 | 6 | 2025 | 2025 | SUMMER | 52 | 52 | 52 | 54 | 54 | 54 | 25 | 50 | 50 | 50 | 52 | 52 | 52 | 25
JOT-02 | 2025-07-01 | 7 | 2025 | 2025 | SUMMER | 50 | 50 | 50 | 52 | 52 | 52 | 25 | 49 | 49 | 49 | 51 | 51 | 51 | 25
JOT-02 | 2025-08-01 | 8 | 2025 | 2025 | SUMMER | 50 | 50 | 50 | 52 | 52 | 52 | 25 | 49 | 49 | 49 | 51 | 51 | 51 | 25
JOT-02 | 2025-09-01 | 9 | 2025 | 2025 | SUMMER | 53 | 53 | 53 | 55 | 55 | 55 | 25 | 51 | 51 | 51 | 53 | 53 | 53 | 25
JOT-02 | 2025-10-01 | 10 | 2026 | 2025 | FALL | 55 | 55 | 55 | 55 | 55 | 55 | 25 | 54 | 54 | 54 | 54 | 54 | 54 | 25
JOT-02 | 2025-11-01 | 11 | 2026 | 2025 | FALL | 58 | 58 | 58 | 58 | 58 | 58 | 25 | 56 | 56 | 56 | 56 | 56 | 56 | 25
JOT-02 | 2025-12-01 | 12 | 2026 | 2025 | WINTER | 62 | 62 | 62 | 62 | 62 | 62 | 25 | 61 | 61 | 61 | 61 | 61 | 61 | 25
JOT-02 | 2026-01-01 | 1 | 2026 | 2026 | WINTER | 63 | 63 | 63 | 63 | 63 | 63 | 25 | 61 | 61 | 61 | 61 | 61 | 61 | 25
JOT-02 | 2026-02-01 | 2 | 2026 | 2026 | WINTER | 62 | 62 | 62 | 62 | 62 | 62 | 25 | 61 | 61 | 61 | 61 | 61 | 61 | 25
JOT-02 | 2026-03-01 | 3 | 2026 | 2026 | WINTER | 58 | 58 | 58 | 58 | 58 | 58 | 25 | 56 | 56 | 56 | 56 | 56 | 56 | 25
JOT-02 | 2026-04-01 | 4 | 2026 | 2026 | SPRING | 55 | 55 | 55 | 55 | 55 | 55 | 25 | 54 | 54 | 54 | 54 | 54 | 54 | 25
JOT-02 | 2026-05-01 | 5 | 2026 | 2026 | SPRING | 54 | 54 | 54 | 56 | 56 | 56 | 25 | 52 | 52 | 52 | 54 | 54 | 54 | 25
JOT-02 | 2026-06-01 | 6 | 2026 | 2026 | SUMMER | 52 | 52 | 52 | 54 | 54 | 54 | 25 | 50 | 50 | 50 | 52 | 52 | 52 | 25
JOT-02 | 2026-07-01 | 7 | 2026 | 2026 | SUMMER | 50 | 50 | 50 | 52 | 52 | 52 | 25 | 49 | 49 | 49 | 51 | 51 | 51 | 25
JOT-02 | 2026-08-01 | 8 | 2026 | 2026 | SUMMER | 50 | 50 | 50 | 52 | 52 | 52 | 25 | 49 | 49 | 49 | 51 | 51 | 51 | 25
JOT-02 | 2026-09-01 | 9 | 2026 | 2026 | SUMMER | 53 | 53 | 53 | 55 | 55 | 55 | 25 | 51 | 51 | 51 | 53 | 53 | 53 | 25
JOT-02 | 2026-10-01 | 10 | 2027 | 2026 | FALL | 55 | 55 | 55 | 55 | 55 | 55 | 25 | 54 | 54 | 54 | 54 | 54 | 54 | 25
JOT-02 | 2026-11-01 | 11 | 2027 | 2026 | FALL | 58 | 58 | 58 | 58 | 58 | 58 | 25 | 56 | 56 | 56 | 56 | 56 | 56 | 25
JOT-02 | 2026-12-01 | 12 | 2027 | 2026 | WINTER | 62 | 62 | 62 | 62 | 62 | 62 | 25 | 61 | 61 | 61 | 61 | 61 | 61 | 25
JOT-02 | 2027-01-01 | 1 | 2027 | 2027 | WINTER | 63 | 63 | 63 | 63 | 63 | 63 | 25 | 61 | 61 | 61 | 61 | 61 | 61 | 25
JOT-02 | 2027-02-01 | 2 | 2027 | 2027 | WINTER | 62 | 62 | 62 | 62 | 62 | 62 | 25 | 61 | 61 | 61 | 61 | 61 | 61 | 25
JOT-02 | 2027-03-01 | 3 | 2027 | 2027 | WINTER | 58 | 58 | 58 | 58 | 58 | 58 | 25 | 56 | 56 | 56 | 56 | 56 | 56 | 25
JOT-02 | 2027-04-01 | 4 | 2027 | 2027 | SPRING | 55 | 55 | 55 | 55 | 55 | 55 | 25 | 54 | 54 | 54 | 54 | 54 | 54 | 25
JOT-02 | 2027-05-01 | 5 | 2027 | 2027 | SPRING | 54 | 54 | 54 | 56 | 56 | 56 | 25 | 52 | 52 | 52 | 54 | 54 | 54 | 25
JOT-02 | 2027-06-01 | 6 | 2027 | 2027 | SUMMER | 52 | 52 | 52 | 54 | 54 | 54 | 25 | 50 | 50 | 50 | 52 | 52 | 52 | 25
JOT-02 | 2027-07-01 | 7 | 2027 | 2027 | SUMMER | 50 | 50 | 50 | 52 | 52 | 52 | 25 | 49 | 49 | 49 | 51 | 51 | 51 | 25
JOT-02 | 2027-08-01 | 8 | 2027 | 2027 | SUMMER | 50 | 50 | 50 | 52 | 52 | 52 | 25 | 49 | 49 | 49 | 51 | 51 | 51 | 25
JOT-02 | 2027-09-01 | 9 | 2027 | 2027 | SUMMER | 53 | 53 | 53 | 55 | 55 | 55 | 25 | 51 | 51 | 51 | 53 | 53 | 53 | 25
JOT-02 | 2027-10-01 | 10 | 2028 | 2027 | FALL | 55 | 55 | 55 | 55 | 55 | 55 | 25 | 54 | 54 | 54 | 54 | 54 | 54 | 25
JOT-02 | 2027-11-01 | 11 | 2028 | 2027 | FALL | 58 | 58 | 58 | 58 | 58 | 58 | 25 | 56 | 56 | 56 | 56 | 56 | 56 | 25
JOT-02 | 2027-12-01 | 12 | 2028 | 2027 | WINTER | 62 | 62 | 62 | 62 | 62 | 62 | 25 | 61 | 61 | 61 | 61 | 61 | 61 | 25
JOT-02 | 2028-01-01 | 1 | 2028 | 2028 | WINTER | 63 | 63 | 63 | 63 | 63 | 63 | 25 | 61 | 61 | 61 | 61 | 61 | 61 | 25
JOT-02 | 2028-02-01 | 2 | 2028 | 2028 | WINTER | 62 | 62 | 62 | 62 | 62 | 62 | 25 | 61 | 61 | 61 | 61 | 61 | 61 | 25
JOT-02 | 2028-03-01 | 3 | 2028 | 2028 | WINTER | 58 | 58 | 58 | 58 | 58 | 58 | 25 | 56 | 56 | 56 | 56 | 56 | 56 | 25
JOT-02 | 2028-04-01 | 4 | 2028 | 2028 | SPRING | 55 | 55 | 55 | 55 | 55 | 55 | 25 | 54 | 54 | 54 | 54 | 54 | 54 | 25
JOT-02 | 2028-05-01 | 5 | 2028 | 2028 | SPRING | 54 | 54 | 54 | 56 | 56 | 56 | 25 | 52 | 52 | 52 | 54 | 54 | 54 | 25
JOT-02 | 2028-06-01 | 6 | 2028 | 2028 | SUMMER | 52 | 52 | 52 | 54 | 54 | 54 | 25 | 50 | 50 | 50 | 52 | 52 | 52 | 25
JOT-02 | 2028-07-01 | 7 | 2028 | 2028 | SUMMER | 50 | 50 | 50 | 52 | 52 | 52 | 25 | 49 | 49 | 49 | 51 | 51 | 51 | 25
JOT-02 | 2028-08-01 | 8 | 2028 | 2028 | SUMMER | 50 | 50 | 50 | 52 | 52 | 52 | 25 | 49 | 49 | 49 | 51 | 51 | 51 | 25
JOT-02 | 2028-09-01 | 9 | 2028 | 2028 | SUMMER | 53 | 53 | 53 | 55 | 55 | 55 | 25 | 51 | 51 | 51 | 53 | 53 | 53 | 25
JOT-02 | 2028-10-01 | 10 | 2029 | 2028 | FALL | 55 | 55 | 55 | 55 | 55 | 55 | 25 | 54 | 54 | 54 | 54 | 54 | 54 | 25
JOT-02 | 2028-11-01 | 11 | 2029 | 2028 | FALL | 58 | 58 | 58 | 58 | 58 | 58 | 25 | 56 | 56 | 56 | 56 | 56 | 56 | 25
JOT-02 | 2028-12-01 | 12 | 2029 | 2028 | WINTER | 62 | 62 | 62 | 62 | 62 | 62 | 25 | 61 | 61 | 61 | 61 | 61 | 61 | 25
JOT-02 | 2029-01-01 | 1 | 2029 | 2029 | WINTER | 63 | 63 | 63 | 63 | 63 | 63 | 25 | 61 | 61 | 61 | 61 | 61 | 61 | 25
JOT-02 | 2029-02-01 | 2 | 2029 | 2029 | WINTER | 62 | 62 | 62 | 62 | 62 | 62 | 25 | 61 | 61 | 61 | 61 | 61 | 61 | 25
JOT-02 | 2029-03-01 | 3 | 2029 | 2029 | WINTER | 58 | 58 | 58 | 58 | 58 | 58 | 25 | 56 | 56 | 56 | 56 | 56 | 56 | 25
JOT-02 | 2029-04-01 | 4 | 2029 | 2029 | SPRING | 55 | 55 | 55 | 55 | 55 | 55 | 25 | 54 | 54 | 54 | 54 | 54 | 54 | 25
JOT-02 | 2029-05-01 | 5 | 2029 | 2029 | SPRING | 54 | 54 | 54 | 56 | 56 | 56 | 25 | 52 | 52 | 52 | 54 | 54 | 54 | 25
JOT-02 | 2029-06-01 | 6 | 2029 | 2029 | SUMMER | 52 | 52 | 52 | 54 | 54 | 54 | 25 | 50 | 50 | 50 | 52 | 52 | 52 | 25
JOT-02 | 2029-07-01 | 7 | 2029 | 2029 | SUMMER | 50 | 50 | 50 | 52 | 52 | 52 | 25 | 49 | 49 | 49 | 51 | 51 | 51 | 25
JOT-02 | 2029-08-01 | 8 | 2029 | 2029 | SUMMER | 50 | 50 | 50 | 52 | 52 | 52 | 25 | 49 | 49 | 49 | 51 | 51 | 51 | 25
JOT-02 | 2029-09-01 | 9 | 2029 | 2029 | SUMMER | 53 | 53 | 53 | 55 | 55 | 55 | 25 | 51 | 51 | 51 | 53 | 53 | 53 | 25
JOT-02 | 2029-10-01 | 10 | 2030 | 2029 | FALL | 55 | 55 | 55 | 55 | 55 | 55 | 25 | 54 | 54 | 54 | 54 | 54 | 54 | 25
JOT-02 | 2029-11-01 | 11 | 2030 | 2029 | FALL | 58 | 58 | 58 | 58 | 58 | 58 | 25 | 56 | 56 | 56 | 56 | 56 | 56 | 25
JOT-02 | 2029-12-01 | 12 | 2030 | 2029 | WINTER | 62 | 62 | 62 | 62 | 62 | 62 | 25 | 61 | 61 | 61 | 61 | 61 | 61 | 25
JOT-02 | 2030-01-01 | 1 | 2030 | 2030 | WINTER | 63 | 63 | 63 | 63 | 63 | 63 | 25 | 61 | 61 | 61 | 61 | 61 | 61 | 25
JOT-02 | 2030-02-01 | 2 | 2030 | 2030 | WINTER | 62 | 62 | 62 | 62 | 62 | 62 | 25 | 61 | 61 | 61 | 61 | 61 | 61 | 25
JOT-02 | 2030-03-01 | 3 | 2030 | 2030 | WINTER | 58 | 58 | 58 | 58 | 58 | 58 | 25 | 56 | 56 | 56 | 56 | 56 | 56 | 25
JOT-02 | 2030-04-01 | 4 | 2030 | 2030 | SPRING | 55 | 55 | 55 | 55 | 55 | 55 | 25 | 54 | 54 | 54 | 54 | 54 | 54 | 25
JOT-02 | 2030-05-01 | 5 | 2030 | 2030 | SPRING | 54 | 54 | 54 | 56 | 56 | 56 | 25 | 52 | 52 | 52 | 54 | 54 | 54 | 25
JOT-02 | 2030-06-01 | 6 | 2030 | 2030 | SUMMER | 52 | 52 | 52 | 54 | 54 | 54 | 25 | 50 | 50 | 50 | 52 | 52 | 52 | 25
JOT-02 | 2030-07-01 | 7 | 2030 | 2030 | SUMMER | 50 | 50 | 50 | 52 | 52 | 52 | 25 | 49 | 49 | 49 | 51 | 51 | 51 | 25
JOT-02 | 2030-08-01 | 8 | 2030 | 2030 | SUMMER | 50 | 50 | 50 | 52 | 52 | 52 | 25 | 49 | 49 | 49 | 51 | 51 | 51 | 25
JOT-02 | 2030-09-01 | 9 | 2030 | 2030 | SUMMER | 53 | 53 | 53 | 55 | 55 | 55 | 25 | 51 | 51 | 51 | 53 | 53 | 53 | 25
JOT-02 | 2030-10-01 | 10 | 2031 | 2030 | FALL | 55 | 55 | 55 | 55 | 55 | 55 | 25 | 54 | 54 | 54 | 54 | 54 | 54 | 25
JOT-02 | 2030-11-01 | 11 | 2031 | 2030 | FALL | 58 | 58 | 58 | 58 | 58 | 58 | 25 | 56 | 56 | 56 | 56 | 56 | 56 | 25
JOT-02 | 2030-12-01 | 12 | 2031 | 2030 | WINTER | 62 | 62 | 62 | 62 | 62 | 62 | 25 | 61 | 61 | 61 | 61 | 61 | 61 | 25
JOT-02 | 2031-01-01 | 1 | 2031 | 2031 | WINTER | 63 | 63 | 63 | 63 | 63 | 63 | 25 | 61 | 61 | 61 | 61 | 61 | 61 | 25
JOT-02 | 2031-02-01 | 2 | 2031 | 2031 | WINTER | 62 | 62 | 62 | 62 | 62 | 62 | 25 | 61 | 61 | 61 | 61 | 61 | 61 | 25
JOT-02 | 2031-03-01 | 3 | 2031 | 2031 | WINTER | 58 | 58 | 58 | 58 | 58 | 58 | 25 | 56 | 56 | 56 | 56 | 56 | 56 | 25
JOT-02 | 2031-04-01 | 4 | 2031 | 2031 | SPRING | 55 | 55 | 55 | 55 | 55 | 55 | 25 | 54 | 54 | 54 | 54 | 54 | 54 | 25
JOT-02 | 2031-05-01 | 5 | 2031 | 2031 | SPRING | 54 | 54 | 54 | 56 | 56 | 56 | 25 | 52 | 52 | 52 | 54 | 54 | 54 | 25
JOT-02 | 2031-06-01 | 6 | 2031 | 2031 | SUMMER | 52 | 52 | 52 | 54 | 54 | 54 | 25 | 50 | 50 | 50 | 52 | 52 | 52 | 25
JOT-02 | 2031-07-01 | 7 | 2031 | 2031 | SUMMER | 50 | 50 | 50 | 52 | 52 | 52 | 25 | 49 | 49 | 49 | 51 | 51 | 51 | 25
JOT-02 | 2031-08-01 | 8 | 2031 | 2031 | SUMMER | 50 | 50 | 50 | 52 | 52 | 52 | 25 | 49 | 49 | 49 | 51 | 51 | 51 | 25
JOT-02 | 2031-09-01 | 9 | 2031 | 2031 | SUMMER | 53 | 53 | 53 | 55 | 55 | 55 | 25 | 51 | 51 | 51 | 53 | 53 | 53 | 25
JOT-02 | 2031-10-01 | 10 | 2032 | 2031 | FALL | 55 | 55 | 55 | 55 | 55 | 55 | 25 | 54 | 54 | 54 | 54 | 54 | 54 | 25
JOT-02 | 2031-11-01 | 11 | 2032 | 2031 | FALL | 58 | 58 | 58 | 58 | 58 | 58 | 25 | 56 | 56 | 56 | 56 | 56 | 56 | 25
JOT-02 | 2031-12-01 | 12 | 2032 | 2031 | WINTER | 62 | 62 | 62 | 62 | 62 | 62 | 25 | 61 | 61 | 61 | 61 | 61 | 61 | 25
JOT-02 | 2032-01-01 | 1 | 2032 | 2032 | WINTER | 63 | 63 | 63 | 63 | 63 | 63 | 25 | 61 | 61 | 61 | 61 | 61 | 61 | 25
JOT-02 | 2032-02-01 | 2 | 2032 | 2032 | WINTER | 62 | 62 | 62 | 62 | 62 | 62 | 25 | 61 | 61 | 61 | 61 | 61 | 61 | 25
JOT-02 | 2032-03-01 | 3 | 2032 | 2032 | WINTER | 58 | 58 | 58 | 58 | 58 | 58 | 25 | 56 | 56 | 56 | 56 | 56 | 56 | 25
JOT-02 | 2032-04-01 | 4 | 2032 | 2032 | SPRING | 55 | 55 | 55 | 55 | 55 | 55 | 25 | 54 | 54 | 54 | 54 | 54 | 54 | 25
JOT-02 | 2032-05-01 | 5 | 2032 | 2032 | SPRING | 54 | 54 | 54 | 56 | 56 | 56 | 25 | 52 | 52 | 52 | 54 | 54 | 54 | 25
JOT-02 | 2032-06-01 | 6 | 2032 | 2032 | SUMMER | 52 | 52 | 52 | 54 | 54 | 54 | 25 | 50 | 50 | 50 | 52 | 52 | 52 | 25
JOT-02 | 2032-07-01 | 7 | 2032 | 2032 | SUMMER | 50 | 50 | 50 | 52 | 52 | 52 | 25 | 49 | 49 | 49 | 51 | 51 | 51 | 25
JOT-02 | 2032-08-01 | 8 | 2032 | 2032 | SUMMER | 50 | 50 | 50 | 52 | 52 | 52 | 25 | 49 | 49 | 49 | 51 | 51 | 51 | 25
JOT-02 | 2032-09-01 | 9 | 2032 | 2032 | SUMMER | 53 | 53 | 53 | 55 | 55 | 55 | 25 | 51 | 51 | 51 | 53 | 53 | 53 | 25
JOT-02 | 2032-10-01 | 10 | 2033 | 2032 | FALL | 55 | 55 | 55 | 55 | 55 | 55 | 25 | 54 | 54 | 54 | 54 | 54 | 54 | 25
JOT-02 | 2032-11-01 | 11 | 2033 | 2032 | FALL | 58 | 58 | 58 | 58 | 58 | 58 | 25 | 56 | 56 | 56 | 56 | 56 | 56 | 25
JOT-02 | 2032-12-01 | 12 | 2033 | 2032 | WINTER | 62 | 62 | 62 | 62 | 62 | 62 | 25 | 61 | 61 | 61 | 61 | 61 | 61 | 25
JOT-02 | 2033-01-01 | 1 | 2033 | 2033 | WINTER | 63 | 63 | 63 | 63 | 63 | 63 | 25 | 61 | 61 | 61 | 61 | 61 | 61 | 25
JOT-02 | 2033-02-01 | 2 | 2033 | 2033 | WINTER | 62 | 62 | 62 | 62 | 62 | 62 | 25 | 61 | 61 | 61 | 61 | 61 | 61 | 25
JOT-02 | 2033-03-01 | 3 | 2033 | 2033 | WINTER | 58 | 58 | 58 | 58 | 58 | 58 | 25 | 56 | 56 | 56 | 56 | 56 | 56 | 25
JOT-02 | 2033-04-01 | 4 | 2033 | 2033 | SPRING | 55 | 55 | 55 | 55 | 55 | 55 | 25 | 54 | 54 | 54 | 54 | 54 | 54 | 25
JOT-02 | 2033-05-01 | 5 | 2033 | 2033 | SPRING | 54 | 54 | 54 | 56 | 56 | 56 | 25 | 52 | 52 | 52 | 54 | 54 | 54 | 25
JOT-02 | 2033-06-01 | 6 | 2033 | 2033 | SUMMER | 52 | 52 | 52 | 54 | 54 | 54 | 25 | 50 | 50 | 50 | 52 | 52 | 52 | 25
JOT-02 | 2033-07-01 | 7 | 2033 | 2033 | SUMMER | 50 | 50 | 50 | 52 | 52 | 52 | 25 | 49 | 49 | 49 | 51 | 51 | 51 | 25
JOT-02 | 2033-08-01 | 8 | 2033 | 2033 | SUMMER | 50 | 50 | 50 | 52 | 52 | 52 | 25 | 49 | 49 | 49 | 51 | 51 | 51 | 25
JOT-02 | 2033-09-01 | 9 | 2033 | 2033 | SUMMER | 53 | 53 | 53 | 55 | 55 | 55 | 25 | 51 | 51 | 51 | 53 | 53 | 53 | 25
JOT-02 | 2033-10-01 | 10 | 2034 | 2033 | FALL | 55 | 55 | 55 | 55 | 55 | 55 | 25 | 54 | 54 | 54 | 54 | 54 | 54 | 25
JOT-02 | 2033-11-01 | 11 | 2034 | 2033 | FALL | 58 | 58 | 58 | 58 | 58 | 58 | 25 | 56 | 56 | 56 | 56 | 56 | 56 | 25
JOT-02 | 2033-12-01 | 12 | 2034 | 2033 | WINTER | 62 | 62 | 62 | 62 | 62 | 62 | 25 | 61 | 61 | 61 | 61 | 61 | 61 | 25
JOT-02 | 2034-01-01 | 1 | 2034 | 2034 | WINTER | 63 | 63 | 63 | 63 | 63 | 63 | 25 | 61 | 61 | 61 | 61 | 61 | 61 | 25
JOT-02 | 2034-02-01 | 2 | 2034 | 2034 | WINTER | 62 | 62 | 62 | 62 | 62 | 62 | 25 | 61 | 61 | 61 | 61 | 61 | 61 | 25
JOT-02 | 2034-03-01 | 3 | 2034 | 2034 | WINTER | 58 | 58 | 58 | 58 | 58 | 58 | 25 | 56 | 56 | 56 | 56 | 56 | 56 | 25
JOT-02 | 2034-04-01 | 4 | 2034 | 2034 | SPRING | 55 | 55 | 55 | 55 | 55 | 55 | 25 | 54 | 54 | 54 | 54 | 54 | 54 | 25
JOT-02 | 2034-05-01 | 5 | 2034 | 2034 | SPRING | 54 | 54 | 54 | 56 | 56 | 56 | 25 | 52 | 52 | 52 | 54 | 54 | 54 | 25
JOT-02 | 2034-06-01 | 6 | 2034 | 2034 | SUMMER | 52 | 52 | 52 | 54 | 54 | 54 | 25 | 50 | 50 | 50 | 52 | 52 | 52 | 25
JOT-02 | 2034-07-01 | 7 | 2034 | 2034 | SUMMER | 50 | 50 | 50 | 52 | 52 | 52 | 25 | 49 | 49 | 49 | 51 | 51 | 51 | 25
JOT-02 | 2034-08-01 | 8 | 2034 | 2034 | SUMMER | 50 | 50 | 50 | 52 | 52 | 52 | 25 | 49 | 49 | 49 | 51 | 51 | 51 | 25
JOT-02 | 2034-09-01 | 9 | 2034 | 2034 | SUMMER | 53 | 53 | 53 | 55 | 55 | 55 | 25 | 51 | 51 | 51 | 53 | 53 | 53 | 25
JOT-02 | 2034-10-01 | 10 | 2035 | 2034 | FALL | 55 | 55 | 55 | 55 | 55 | 55 | 25 | 54 | 54 | 54 | 54 | 54 | 54 | 25
JOT-02 | 2034-11-01 | 11 | 2035 | 2034 | FALL | 58 | 58 | 58 | 58 | 58 | 58 | 25 | 56 | 56 | 56 | 56 | 56 | 56 | 25
JOT-02 | 2034-12-01 | 12 | 2035 | 2034 | WINTER | 62 | 62 | 62 | 62 | 62 | 62 | 25 | 61 | 61 | 61 | 61 | 61 | 61 | 25
JOT-02 | 2035-01-01 | 1 | 2035 | 2035 | WINTER | 63 | 63 | 63 | 63 | 63 | 63 | 25 | 61 | 61 | 61 | 61 | 61 | 61 | 25
JOT-02 | 2035-02-01 | 2 | 2035 | 2035 | WINTER | 62 | 62 | 62 | 62 | 62 | 62 | 25 | 61 | 61 | 61 | 61 | 61 | 61 | 25
JOT-02 | 2035-03-01 | 3 | 2035 | 2035 | WINTER | 58 | 58 | 58 | 58 | 58 | 58 | 25 | 56 | 56 | 56 | 56 | 56 | 56 | 25
JOT-02 | 2035-04-01 | 4 | 2035 | 2035 | SPRING | 55 | 55 | 55 | 55 | 55 | 55 | 25 | 54 | 54 | 54 | 54 | 54 | 54 | 25
JOT-02 | 2035-05-01 | 5 | 2035 | 2035 | SPRING | 54 | 54 | 54 | 56 | 56 | 56 | 25 | 52 | 52 | 52 | 54 | 54 | 54 | 25
JOT-02 | 2035-06-01 | 6 | 2035 | 2035 | SUMMER | 52 | 52 | 52 | 54 | 54 | 54 | 25 | 50 | 50 | 50 | 52 | 52 | 52 | 25
JOT-02 | 2035-07-01 | 7 | 2035 | 2035 | SUMMER | 50 | 50 | 50 | 52 | 52 | 52 | 25 | 49 | 49 | 49 | 51 | 51 | 51 | 25
JOT-02 | 2035-08-01 | 8 | 2035 | 2035 | SUMMER | 50 | 50 | 50 | 52 | 52 | 52 | 25 | 49 | 49 | 49 | 51 | 51 | 51 | 25
JOT-02 | 2035-09-01 | 9 | 2035 | 2035 | SUMMER | 53 | 53 | 53 | 55 | 55 | 55 | 25 | 51 | 51 | 51 | 53 | 53 | 53 | 25
JOT-02 | 2035-10-01 | 10 | 2036 | 2035 | FALL | 55 | 55 | 55 | 55 | 55 | 55 | 25 | 54 | 54 | 54 | 54 | 54 | 54 | 25
JOT-02 | 2035-11-01 | 11 | 2036 | 2035 | FALL | 58 | 58 | 58 | 58 | 58 | 58 | 25 | 56 | 56 | 56 | 56 | 56 | 56 | 25
JOT-02 | 2035-12-01 | 12 | 2036 | 2035 | WINTER | 62 | 62 | 62 | 62 | 62 | 62 | 25 | 61 | 61 | 61 | 61 | 61 | 61 | 25
JOT-02 | 2036-01-01 | 1 | 2036 | 2036 | WINTER | 63 | 63 | 63 | 63 | 63 | 63 | 25 | 61 | 61 | 61 | 61 | 61 | 61 | 25
JOT-02 | 2036-02-01 | 2 | 2036 | 2036 | WINTER | 62 | 62 | 62 | 62 | 62 | 62 | 25 | 61 | 61 | 61 | 61 | 61 | 61 | 25
JOT-02 | 2036-03-01 | 3 | 2036 | 2036 | WINTER | 58 | 58 | 58 | 58 | 58 | 58 | 25 | 56 | 56 | 56 | 56 | 56 | 56 | 25
JOT-02 | 2036-04-01 | 4 | 2036 | 2036 | SPRING | 55 | 55 | 55 | 55 | 55 | 55 | 25 | 54 | 54 | 54 | 54 | 54 | 54 | 25
JOT-02 | 2036-05-01 | 5 | 2036 | 2036 | SPRING | 54 | 54 | 54 | 56 | 56 | 56 | 25 | 52 | 52 | 52 | 54 | 54 | 54 | 25
JOT-02 | 2036-06-01 | 6 | 2036 | 2036 | SUMMER | 52 | 52 | 52 | 54 | 54 | 54 | 25 | 50 | 50 | 50 | 52 | 52 | 52 | 25
JOT-02 | 2036-07-01 | 7 | 2036 | 2036 | SUMMER | 50 | 50 | 50 | 52 | 52 | 52 | 25 | 49 | 49 | 49 | 51 | 51 | 51 | 25
JOT-02 | 2036-08-01 | 8 | 2036 | 2036 | SUMMER | 50 | 50 | 50 | 52 | 52 | 52 | 25 | 49 | 49 | 49 | 51 | 51 | 51 | 25
JOT-02 | 2036-09-01 | 9 | 2036 | 2036 | SUMMER | 53 | 53 | 53 | 55 | 55 | 55 | 25 | 51 | 51 | 51 | 53 | 53 | 53 | 25
JOT-02 | 2036-10-01 | 10 | 2037 | 2036 | FALL | 55 | 55 | 55 | 55 | 55 | 55 | 25 | 54 | 54 | 54 | 54 | 54 | 54 | 25
JOT-02 | 2036-11-01 | 11 | 2037 | 2036 | FALL | 58 | 58 | 58 | 58 | 58 | 58 | 25 | 56 | 56 | 56 | 56 | 56 | 56 | 25
JOT-02 | 2036-12-01 | 12 | 2037 | 2036 | WINTER | 62 | 62 | 62 | 62 | 62 | 62 | 25 | 61 | 61 | 61 | 61 | 61 | 61 | 25
JOT-02 | 2037-01-01 | 1 | 2037 | 2037 | WINTER | 63 | 63 | 63 | 63 | 63 | 63 | 25 | 61 | 61 | 61 | 61 | 61 | 61 | 25
JOT-02 | 2037-02-01 | 2 | 2037 | 2037 | WINTER | 62 | 62 | 62 | 62 | 62 | 62 | 25 | 61 | 61 | 61 | 61 | 61 | 61 | 25
JOT-02 | 2037-03-01 | 3 | 2037 | 2037 | WINTER | 58 | 58 | 58 | 58 | 58 | 58 | 25 | 56 | 56 | 56 | 56 | 56 | 56 | 25
JOT-02 | 2037-04-01 | 4 | 2037 | 2037 | SPRING | 55 | 55 | 55 | 55 | 55 | 55 | 25 | 54 | 54 | 54 | 54 | 54 | 54 | 25
JOT-02 | 2037-05-01 | 5 | 2037 | 2037 | SPRING | 54 | 54 | 54 | 56 | 56 | 56 | 25 | 52 | 52 | 52 | 54 | 54 | 54 | 25
JOT-02 | 2037-06-01 | 6 | 2037 | 2037 | SUMMER | 52 | 52 | 52 | 54 | 54 | 54 | 25 | 50 | 50 | 50 | 52 | 52 | 52 | 25
JOT-02 | 2037-07-01 | 7 | 2037 | 2037 | SUMMER | 50 | 50 | 50 | 52 | 52 | 52 | 25 | 49 | 49 | 49 | 51 | 51 | 51 | 25
JOT-02 | 2037-08-01 | 8 | 2037 | 2037 | SUMMER | 50 | 50 | 50 | 52 | 52 | 52 | 25 | 49 | 49 | 49 | 51 | 51 | 51 | 25
JOT-02 | 2037-09-01 | 9 | 2037 | 2037 | SUMMER | 53 | 53 | 53 | 55 | 55 | 55 | 25 | 51 | 51 | 51 | 53 | 53 | 53 | 25
JOT-02 | 2037-10-01 | 10 | 2038 | 2037 | FALL | 55 | 55 | 55 | 55 | 55 | 55 | 25 | 54 | 54 | 54 | 54 | 54 | 54 | 25
JOT-02 | 2037-11-01 | 11 | 2038 | 2037 | FALL | 58 | 58 | 58 | 58 | 58 | 58 | 25 | 56 | 56 | 56 | 56 | 56 | 56 | 25
JOT-02 | 2037-12-01 | 12 | 2038 | 2037 | WINTER | 62 | 62 | 62 | 62 | 62 | 62 | 25 | 61 | 61 | 61 | 61 | 61 | 61 | 25
JOT-02 | 2038-01-01 | 1 | 2038 | 2038 | WINTER | 63 | 63 | 63 | 63 | 63 | 63 | 25 | 61 | 61 | 61 | 61 | 61 | 61 | 25
JOT-02 | 2038-02-01 | 2 | 2038 | 2038 | WINTER | 62 | 62 | 62 | 62 | 62 | 62 | 25 | 61 | 61 | 61 | 61 | 61 | 61 | 25
JOT-02 | 2038-03-01 | 3 | 2038 | 2038 | WINTER | 58 | 58 | 58 | 58 | 58 | 58 | 25 | 56 | 56 | 56 | 56 | 56 | 56 | 25
JOT-02 | 2038-04-01 | 4 | 2038 | 2038 | SPRING | 55 | 55 | 55 | 55 | 55 | 55 | 25 | 54 | 54 | 54 | 54 | 54 | 54 | 25
JOT-02 | 2038-05-01 | 5 | 2038 | 2038 | SPRING | 54 | 54 | 54 | 56 | 56 | 56 | 25 | 52 | 52 | 52 | 54 | 54 | 54 | 25
JOT-02 | 2038-06-01 | 6 | 2038 | 2038 | SUMMER | 52 | 52 | 52 | 54 | 54 | 54 | 25 | 50 | 50 | 50 | 52 | 52 | 52 | 25
JOT-02 | 2038-07-01 | 7 | 2038 | 2038 | SUMMER | 50 | 50 | 50 | 52 | 52 | 52 | 25 | 49 | 49 | 49 | 51 | 51 | 51 | 25
JOT-02 | 2038-08-01 | 8 | 2038 | 2038 | SUMMER | 50 | 50 | 50 | 52 | 52 | 52 | 25 | 49 | 49 | 49 | 51 | 51 | 51 | 25
JOT-02 | 2038-09-01 | 9 | 2038 | 2038 | SUMMER | 53 | 53 | 53 | 55 | 55 | 55 | 25 | 51 | 51 | 51 | 53 | 53 | 53 | 25
JOT-02 | 2038-10-01 | 10 | 2039 | 2038 | FALL | 55 | 55 | 55 | 55 | 55 | 55 | 25 | 54 | 54 | 54 | 54 | 54 | 54 | 25
JOT-02 | 2038-11-01 | 11 | 2039 | 2038 | FALL | 58 | 58 | 58 | 58 | 58 | 58 | 25 | 56 | 56 | 56 | 56 | 56 | 56 | 25
JOT-02 | 2038-12-01 | 12 | 2039 | 2038 | WINTER | 62 | 62 | 62 | 62 | 62 | 62 | 25 | 61 | 61 | 61 | 61 | 61 | 61 | 25
JOT-02 | 2039-01-01 | 1 | 2039 | 2039 | WINTER | 63 | 63 | 63 | 63 | 63 | 63 | 25 | 61 | 61 | 61 | 61 | 61 | 61 | 25
JOT-02 | 2039-02-01 | 2 | 2039 | 2039 | WINTER | 62 | 62 | 62 | 62 | 62 | 62 | 25 | 61 | 61 | 61 | 61 | 61 | 61 | 25
JOT-02 | 2039-03-01 | 3 | 2039 | 2039 | WINTER | 58 | 58 | 58 | 58 | 58 | 58 | 25 | 56 | 56 | 56 | 56 | 56 | 56 | 25
JOT-02 | 2039-04-01 | 4 | 2039 | 2039 | SPRING | 55 | 55 | 55 | 55 | 55 | 55 | 25 | 54 | 54 | 54 | 54 | 54 | 54 | 25
JOT-02 | 2039-05-01 | 5 | 2039 | 2039 | SPRING | 54 | 54 | 54 | 56 | 56 | 56 | 25 | 52 | 52 | 52 | 54 | 54 | 54 | 25
JOT-02 | 2039-06-01 | 6 | 2039 | 2039 | SUMMER | 52 | 52 | 52 | 54 | 54 | 54 | 25 | 50 | 50 | 50 | 52 | 52 | 52 | 25
JOT-02 | 2039-07-01 | 7 | 2039 | 2039 | SUMMER | 50 | 50 | 50 | 52 | 52 | 52 | 25 | 49 | 49 | 49 | 51 | 51 | 51 | 25
JOT-02 | 2039-08-01 | 8 | 2039 | 2039 | SUMMER | 50 | 50 | 50 | 52 | 52 | 52 | 25 | 49 | 49 | 49 | 51 | 51 | 51 | 25
JOT-02 | 2039-09-01 | 9 | 2039 | 2039 | SUMMER | 53 | 53 | 53 | 55 | 55 | 55 | 25 | 51 | 51 | 51 | 53 | 53 | 53 | 25
JOT-02 | 2039-10-01 | 10 | 2040 | 2039 | FALL | 55 | 55 | 55 | 55 | 55 | 55 | 25 | 54 | 54 | 54 | 54 | 54 | 54 | 25
JOT-02 | 2039-11-01 | 11 | 2040 | 2039 | FALL | 58 | 58 | 58 | 58 | 58 | 58 | 25 | 56 | 56 | 56 | 56 | 56 | 56 | 25
JOT-02 | 2039-12-01 | 12 | 2040 | 2039 | WINTER | 62 | 62 | 62 | 62 | 62 | 62 | 25 | 61 | 61 | 61 | 61 | 61 | 61 | 25
JOT-02 | 2040-01-01 | 1 | 2040 | 2040 | WINTER | 63 | 63 | 63 | 63 | 63 | 63 | 25 | 61 | 61 | 61 | 61 | 61 | 61 | 25
JOT-02 | 2040-02-01 | 2 | 2040 | 2040 | WINTER | 62 | 62 | 62 | 62 | 62 | 62 | 25 | 61 | 61 | 61 | 61 | 61 | 61 | 25
JOT-02 | 2040-03-01 | 3 | 2040 | 2040 | WINTER | 58 | 58 | 58 | 58 | 58 | 58 | 25 | 56 | 56 | 56 | 56 | 56 | 56 | 25
JOT-02 | 2040-04-01 | 4 | 2040 | 2040 | SPRING | 55 | 55 | 55 | 55 | 55 | 55 | 25 | 54 | 54 | 54 | 54 | 54 | 54 | 25
JOT-02 | 2040-05-01 | 5 | 2040 | 2040 | SPRING | 54 | 54 | 54 | 56 | 56 | 56 | 25 | 52 | 52 | 52 | 54 | 54 | 54 | 25
JOT-02 | 2040-06-01 | 6 | 2040 | 2040 | SUMMER | 52 | 52 | 52 | 54 | 54 | 54 | 25 | 50 | 50 | 50 | 52 | 52 | 52 | 25
JOT-02 | 2040-07-01 | 7 | 2040 | 2040 | SUMMER | 50 | 50 | 50 | 52 | 52 | 52 | 25 | 49 | 49 | 49 | 51 | 51 | 51 | 25
JOT-02 | 2040-08-01 | 8 | 2040 | 2040 | SUMMER | 50 | 50 | 50 | 52 | 52 | 52 | 25 | 49 | 49 | 49 | 51 | 51 | 51 | 25
JOT-02 | 2040-09-01 | 9 | 2040 | 2040 | SUMMER | 53 | 53 | 53 | 55 | 55 | 55 | 25 | 51 | 51 | 51 | 53 | 53 | 53 | 25
JOT-02 | 2040-10-01 | 10 | 2041 | 2040 | FALL | 55 | 55 | 55 | 55 | 55 | 55 | 25 | 54 | 54 | 54 | 54 | 54 | 54 | 25
JOT-02 | 2040-11-01 | 11 | 2041 | 2040 | FALL | 58 | 58 | 58 | 58 | 58 | 58 | 25 | 56 | 56 | 56 | 56 | 56 | 56 | 25
JOT-02 | 2040-12-01 | 12 | 2041 | 2040 | WINTER | 62 | 62 | 62 | 62 | 62 | 62 | 25 | 61 | 61 | 61 | 61 | 61 | 61 | 25
JOT-02 | 2041-01-01 | 1 | 2041 | 2041 | WINTER | 63 | 63 | 63 | 63 | 63 | 63 | 25 | 61 | 61 | 61 | 61 | 61 | 61 | 25
JOT-02 | 2041-02-01 | 2 | 2041 | 2041 | WINTER | 62 | 62 | 62 | 62 | 62 | 62 | 25 | 61 | 61 | 61 | 61 | 61 | 61 | 25
JOT-02 | 2041-03-01 | 3 | 2041 | 2041 | WINTER | 58 | 58 | 58 | 58 | 58 | 58 | 25 | 56 | 56 | 56 | 56 | 56 | 56 | 25
JOT-02 | 2041-04-01 | 4 | 2041 | 2041 | SPRING | 55 | 55 | 55 | 55 | 55 | 55 | 25 | 54 | 54 | 54 | 54 | 54 | 54 | 25
JOT-02 | 2041-05-01 | 5 | 2041 | 2041 | SPRING | 54 | 54 | 54 | 56 | 56 | 56 | 25 | 52 | 52 | 52 | 54 | 54 | 54 | 25
JOT-02 | 2041-06-01 | 6 | 2041 | 2041 | SUMMER | 52 | 52 | 52 | 54 | 54 | 54 | 25 | 50 | 50 | 50 | 52 | 52 | 52 | 25
JOT-02 | 2041-07-01 | 7 | 2041 | 2041 | SUMMER | 50 | 50 | 50 | 52 | 52 | 52 | 25 | 49 | 49 | 49 | 51 | 51 | 51 | 25
JOT-02 | 2041-08-01 | 8 | 2041 | 2041 | SUMMER | 50 | 50 | 50 | 52 | 52 | 52 | 25 | 49 | 49 | 49 | 51 | 51 | 51 | 25
JOT-02 | 2041-09-01 | 9 | 2041 | 2041 | SUMMER | 53 | 53 | 53 | 55 | 55 | 55 | 25 | 51 | 51 | 51 | 53 | 53 | 53 | 25
JOT-02 | 2041-10-01 | 10 | 2042 | 2041 | FALL | 55 | 55 | 55 | 55 | 55 | 55 | 25 | 54 | 54 | 54 | 54 | 54 | 54 | 25
JOT-02 | 2041-11-01 | 11 | 2042 | 2041 | FALL | 58 | 58 | 58 | 58 | 58 | 58 | 25 | 56 | 56 | 56 | 56 | 56 | 56 | 25
JOT-02 | 2041-12-01 | 12 | 2042 | 2041 | WINTER | 62 | 62 | 62 | 62 | 62 | 62 | 25 | 61 | 61 | 61 | 61 | 61 | 61 | 25
JOT-02 | 2042-01-01 | 1 | 2042 | 2042 | WINTER | 63 | 63 | 63 | 63 | 63 | 63 | 25 | 61 | 61 | 61 | 61 | 61 | 61 | 25
JOT-02 | 2042-02-01 | 2 | 2042 | 2042 | WINTER | 62 | 62 | 62 | 62 | 62 | 62 | 25 | 61 | 61 | 61 | 61 | 61 | 61 | 25
JOT-02 | 2042-03-01 | 3 | 2042 | 2042 | WINTER | 58 | 58 | 58 | 58 | 58 | 58 | 25 | 56 | 56 | 56 | 56 | 56 | 56 | 25
JOT-02 | 2042-04-01 | 4 | 2042 | 2042 | SPRING | 55 | 55 | 55 | 55 | 55 | 55 | 25 | 54 | 54 | 54 | 54 | 54 | 54 | 25
JOT-02 | 2042-05-01 | 5 | 2042 | 2042 | SPRING | 54 | 54 | 54 | 56 | 56 | 56 | 25 | 52 | 52 | 52 | 54 | 54 | 54 | 25
JOT-02 | 2042-06-01 | 6 | 2042 | 2042 | SUMMER | 52 | 52 | 52 | 54 | 54 | 54 | 25 | 50 | 50 | 50 | 52 | 52 | 52 | 25
JOT-02 | 2042-07-01 | 7 | 2042 | 2042 | SUMMER | 50 | 50 | 50 | 52 | 52 | 52 | 25 | 49 | 49 | 49 | 51 | 51 | 51 | 25
JOT-02 | 2042-08-01 | 8 | 2042 | 2042 | SUMMER | 50 | 50 | 50 | 52 | 52 | 52 | 25 | 49 | 49 | 49 | 51 | 51 | 51 | 25
JOT-02 | 2042-09-01 | 9 | 2042 | 2042 | SUMMER | 53 | 53 | 53 | 55 | 55 | 55 | 25 | 51 | 51 | 51 | 53 | 53 | 53 | 25
JOT-02 | 2042-10-01 | 10 | 2043 | 2042 | FALL | 55 | 55 | 55 | 55 | 55 | 55 | 25 | 54 | 54 | 54 | 54 | 54 | 54 | 25
JOT-02 | 2042-11-01 | 11 | 2043 | 2042 | FALL | 58 | 58 | 58 | 58 | 58 | 58 | 25 | 56 | 56 | 56 | 56 | 56 | 56 | 25
JOT-02 | 2042-12-01 | 12 | 2043 | 2042 | WINTER | 62 | 62 | 62 | 62 | 62 | 62 | 25 | 61 | 61 | 61 | 61 | 61 | 61 | 25
JOT-02 | 2043-01-01 | 1 | 2043 | 2043 | WINTER | 63 | 63 | 63 | 63 | 63 | 63 | 25 | 61 | 61 | 61 | 61 | 61 | 61 | 25
JOT-02 | 2043-02-01 | 2 | 2043 | 2043 | WINTER | 62 | 62 | 62 | 62 | 62 | 62 | 25 | 61 | 61 | 61 | 61 | 61 | 61 | 25
JOT-02 | 2043-03-01 | 3 | 2043 | 2043 | WINTER | 58 | 58 | 58 | 58 | 58 | 58 | 25 | 56 | 56 | 56 | 56 | 56 | 56 | 25
JOT-02 | 2043-04-01 | 4 | 2043 | 2043 | SPRING | 55 | 55 | 55 | 55 | 55 | 55 | 25 | 54 | 54 | 54 | 54 | 54 | 54 | 25
JOT-02 | 2043-05-01 | 5 | 2043 | 2043 | SPRING | 54 | 54 | 54 | 56 | 56 | 56 | 25 | 52 | 52 | 52 | 54 | 54 | 54 | 25
JOT-02 | 2043-06-01 | 6 | 2043 | 2043 | SUMMER | 52 | 52 | 52 | 54 | 54 | 54 | 25 | 50 | 50 | 50 | 52 | 52 | 52 | 25
JOT-02 | 2043-07-01 | 7 | 2043 | 2043 | SUMMER | 50 | 50 | 50 | 52 | 52 | 52 | 25 | 49 | 49 | 49 | 51 | 51 | 51 | 25
JOT-02 | 2043-08-01 | 8 | 2043 | 2043 | SUMMER | 50 | 50 | 50 | 52 | 52 | 52 | 25 | 49 | 49 | 49 | 51 | 51 | 51 | 25
JOT-02 | 2043-09-01 | 9 | 2043 | 2043 | SUMMER | 53 | 53 | 53 | 55 | 55 | 55 | 25 | 51 | 51 | 51 | 53 | 53 | 53 | 25
JOT-02 | 2043-10-01 | 10 | 2044 | 2043 | FALL | 55 | 55 | 55 | 55 | 55 | 55 | 25 | 54 | 54 | 54 | 54 | 54 | 54 | 25
JOT-02 | 2043-11-01 | 11 | 2044 | 2043 | FALL | 58 | 58 | 58 | 58 | 58 | 58 | 25 | 56 | 56 | 56 | 56 | 56 | 56 | 25
JOT-02 | 2043-12-01 | 12 | 2044 | 2043 | WINTER | 62 | 62 | 62 | 62 | 62 | 62 | 25 | 61 | 61 | 61 | 61 | 61 | 61 | 25
JOT-02 | 2044-01-01 | 1 | 2044 | 2044 | WINTER | 63 | 63 | 63 | 63 | 63 | 63 | 25 | 61 | 61 | 61 | 61 | 61 | 61 | 25
JOT-02 | 2044-02-01 | 2 | 2044 | 2044 | WINTER | 62 | 62 | 62 | 62 | 62 | 62 | 25 | 61 | 61 | 61 | 61 | 61 | 61 | 25
JOT-02 | 2044-03-01 | 3 | 2044 | 2044 | WINTER | 58 | 58 | 58 | 58 | 58 | 58 | 25 | 56 | 56 | 56 | 56 | 56 | 56 | 25
JOT-02 | 2044-04-01 | 4 | 2044 | 2044 | SPRING | 55 | 55 | 55 | 55 | 55 | 55 | 25 | 54 | 54 | 54 | 54 | 54 | 54 | 25
JOT-02 | 2044-05-01 | 5 | 2044 | 2044 | SPRING | 54 | 54 | 54 | 56 | 56 | 56 | 25 | 52 | 52 | 52 | 54 | 54 | 54 | 25
JOT-02 | 2044-06-01 | 6 | 2044 | 2044 | SUMMER | 52 | 52 | 52 | 54 | 54 | 54 | 25 | 50 | 50 | 50 | 52 | 52 | 52 | 25
JOT-02 | 2044-07-01 | 7 | 2044 | 2044 | SUMMER | 50 | 50 | 50 | 52 | 52 | 52 | 25 | 49 | 49 | 49 | 51 | 51 | 51 | 25
JOT-02 | 2044-08-01 | 8 | 2044 | 2044 | SUMMER | 50 | 50 | 50 | 52 | 52 | 52 | 25 | 49 | 49 | 49 | 51 | 51 | 51 | 25
JOT-02 | 2044-09-01 | 9 | 2044 | 2044 | SUMMER | 53 | 53 | 53 | 55 | 55 | 55 | 25 | 51 | 51 | 51 | 53 | 53 | 53 | 25
JOT-02 | 2044-10-01 | 10 | 2045 | 2044 | FALL | 55 | 55 | 55 | 55 | 55 | 55 | 25 | 54 | 54 | 54 | 54 | 54 | 54 | 25
JOT-02 | 2044-11-01 | 11 | 2045 | 2044 | FALL | 58 | 58 | 58 | 58 | 58 | 58 | 25 | 56 | 56 | 56 | 56 | 56 | 56 | 25
JOT-02 | 2044-12-01 | 12 | 2045 | 2044 | WINTER | 62 | 62 | 62 | 62 | 62 | 62 | 25 | 61 | 61 | 61 | 61 | 61 | 61 | 25
JOT-02 | 2045-01-01 | 1 | 2045 | 2045 | WINTER | 63 | 63 | 63 | 63 | 63 | 63 | 25 | 61 | 61 | 61 | 61 | 61 | 61 | 25
JOT-02 | 2045-02-01 | 2 | 2045 | 2045 | WINTER | 62 | 62 | 62 | 62 | 62 | 62 | 25 | 61 | 61 | 61 | 61 | 61 | 61 | 25
JOT-02 | 2045-03-01 | 3 | 2045 | 2045 | WINTER | 58 | 58 | 58 | 58 | 58 | 58 | 25 | 56 | 56 | 56 | 56 | 56 | 56 | 25
JOT-02 | 2045-04-01 | 4 | 2045 | 2045 | SPRING | 55 | 55 | 55 | 55 | 55 | 55 | 25 | 54 | 54 | 54 | 54 | 54 | 54 | 25
JOT-02 | 2045-05-01 | 5 | 2045 | 2045 | SPRING | 54 | 54 | 54 | 56 | 56 | 56 | 25 | 52 | 52 | 52 | 54 | 54 | 54 | 25
JOT-02 | 2045-06-01 | 6 | 2045 | 2045 | SUMMER | 52 | 52 | 52 | 54 | 54 | 54 | 25 | 50 | 50 | 50 | 52 | 52 | 52 | 25
JOT-02 | 2045-07-01 | 7 | 2045 | 2045 | SUMMER | 50 | 50 | 50 | 52 | 52 | 52 | 25 | 49 | 49 | 49 | 51 | 51 | 51 | 25
JOT-02 | 2045-08-01 | 8 | 2045 | 2045 | SUMMER | 50 | 50 | 50 | 52 | 52 | 52 | 25 | 49 | 49 | 49 | 51 | 51 | 51 | 25
JOT-02 | 2045-09-01 | 9 | 2045 | 2045 | SUMMER | 53 | 53 | 53 | 55 | 55 | 55 | 25 | 51 | 51 | 51 | 53 | 53 | 53 | 25
JOT-02 | 2045-10-01 | 10 | 2046 | 2045 | FALL | 55 | 55 | 55 | 55 | 55 | 55 | 25 | 54 | 54 | 54 | 54 | 54 | 54 | 25
JOT-02 | 2045-11-01 | 11 | 2046 | 2045 | FALL | 58 | 58 | 58 | 58 | 58 | 58 | 25 | 56 | 56 | 56 | 56 | 56 | 56 | 25
JOT-02 | 2045-12-01 | 12 | 2046 | 2045 | WINTER | 62 | 62 | 62 | 62 | 62 | 62 | 25 | 61 | 61 | 61 | 61 | 61 | 61 | 25
JOT-02 | 2046-01-01 | 1 | 2046 | 2046 | WINTER | 63 | 63 | 63 | 63 | 63 | 63 | 25 | 61 | 61 | 61 | 61 | 61 | 61 | 25
JOT-02 | 2046-02-01 | 2 | 2046 | 2046 | WINTER | 62 | 62 | 62 | 62 | 62 | 62 | 25 | 61 | 61 | 61 | 61 | 61 | 61 | 25
JOT-02 | 2046-03-01 | 3 | 2046 | 2046 | WINTER | 58 | 58 | 58 | 58 | 58 | 58 | 25 | 56 | 56 | 56 | 56 | 56 | 56 | 25
JOT-02 | 2046-04-01 | 4 | 2046 | 2046 | SPRING | 55 | 55 | 55 | 55 | 55 | 55 | 25 | 54 | 54 | 54 | 54 | 54 | 54 | 25
JOT-02 | 2046-05-01 | 5 | 2046 | 2046 | SPRING | 54 | 54 | 54 | 56 | 56 | 56 | 25 | 52 | 52 | 52 | 54 | 54 | 54 | 25
JOT-02 | 2046-06-01 | 6 | 2046 | 2046 | SUMMER | 52 | 52 | 52 | 54 | 54 | 54 | 25 | 50 | 50 | 50 | 52 | 52 | 52 | 25
JOT-02 | 2046-07-01 | 7 | 2046 | 2046 | SUMMER | 50 | 50 | 50 | 52 | 52 | 52 | 25 | 49 | 49 | 49 | 51 | 51 | 51 | 25
JOT-02 | 2046-08-01 | 8 | 2046 | 2046 | SUMMER | 50 | 50 | 50 | 52 | 52 | 52 | 25 | 49 | 49 | 49 | 51 | 51 | 51 | 25
JOT-02 | 2046-09-01 | 9 | 2046 | 2046 | SUMMER | 53 | 53 | 53 | 55 | 55 | 55 | 25 | 51 | 51 | 51 | 53 | 53 | 53 | 25
JOT-02 | 2046-10-01 | 10 | 2047 | 2046 | FALL | 55 | 55 | 55 | 55 | 55 | 55 | 25 | 54 | 54 | 54 | 54 | 54 | 54 | 25
JOT-02 | 2046-11-01 | 11 | 2047 | 2046 | FALL | 58 | 58 | 58 | 58 | 58 | 58 | 25 | 56 | 56 | 56 | 56 | 56 | 56 | 25
JOT-02 | 2046-12-01 | 12 | 2047 | 2046 | WINTER | 62 | 62 | 62 | 62 | 62 | 62 | 25 | 61 | 61 | 61 | 61 | 61 | 61 | 25
JOT-02 | 2047-01-01 | 1 | 2047 | 2047 | WINTER | 63 | 63 | 63 | 63 | 63 | 63 | 25 | 61 | 61 | 61 | 61 | 61 | 61 | 25
JOT-02 | 2047-02-01 | 2 | 2047 | 2047 | WINTER | 62 | 62 | 62 | 62 | 62 | 62 | 25 | 61 | 61 | 61 | 61 | 61 | 61 | 25
JOT-02 | 2047-03-01 | 3 | 2047 | 2047 | WINTER | 58 | 58 | 58 | 58 | 58 | 58 | 25 | 56 | 56 | 56 | 56 | 56 | 56 | 25
JOT-02 | 2047-04-01 | 4 | 2047 | 2047 | SPRING | 55 | 55 | 55 | 55 | 55 | 55 | 25 | 54 | 54 | 54 | 54 | 54 | 54 | 25
JOT-02 | 2047-05-01 | 5 | 2047 | 2047 | SPRING | 54 | 54 | 54 | 56 | 56 | 56 | 25 | 52 | 52 | 52 | 54 | 54 | 54 | 25
JOT-02 | 2047-06-01 | 6 | 2047 | 2047 | SUMMER | 52 | 52 | 52 | 54 | 54 | 54 | 25 | 50 | 50 | 50 | 52 | 52 | 52 | 25
JOT-02 | 2047-07-01 | 7 | 2047 | 2047 | SUMMER | 50 | 50 | 50 | 52 | 52 | 52 | 25 | 49 | 49 | 49 | 51 | 51 | 51 | 25
JOT-02 | 2047-08-01 | 8 | 2047 | 2047 | SUMMER | 50 | 50 | 50 | 52 | 52 | 52 | 25 | 49 | 49 | 49 | 51 | 51 | 51 | 25
JOT-02 | 2047-09-01 | 9 | 2047 | 2047 | SUMMER | 53 | 53 | 53 | 55 | 55 | 55 | 25 | 51 | 51 | 51 | 53 | 53 | 53 | 25
JOT-03 | 2016-10-01 | 10 | 2017 | 2016 | FALL | 55 | 55 | 55 | 55 | 55 | 55 | 25 | 54 | 54 | 54 | 54 | 54 | 54 | 25
JOT-03 | 2016-11-01 | 11 | 2017 | 2016 | FALL | 58 | 58 | 58 | 58 | 58 | 58 | 25 | 56 | 56 | 56 | 56 | 56 | 56 | 25
JOT-03 | 2016-12-01 | 12 | 2017 | 2016 | WINTER | 62 | 62 | 62 | 62 | 62 | 62 | 25 | 61 | 61 | 61 | 61 | 61 | 61 | 25
JOT-03 | 2017-01-01 | 1 | 2017 | 2017 | WINTER | 63 | 63 | 63 | 63 | 63 | 63 | 25 | 61 | 61 | 61 | 61 | 61 | 61 | 25
JOT-03 | 2017-02-01 | 2 | 2017 | 2017 | WINTER | 62 | 62 | 62 | 62 | 62 | 62 | 25 | 61 | 61 | 61 | 61 | 61 | 61 | 25
JOT-03 | 2017-03-01 | 3 | 2017 | 2017 | WINTER | 58 | 58 | 58 | 58 | 58 | 58 | 25 | 56 | 56 | 56 | 56 | 56 | 56 | 25
JOT-03 | 2017-04-01 | 4 | 2017 | 2017 | SPRING | 55 | 55 | 55 | 55 | 55 | 55 | 25 | 54 | 54 | 54 | 54 | 54 | 54 | 25
JOT-03 | 2017-05-01 | 5 | 2017 | 2017 | SPRING | 54 | 54 | 54 | 56 | 56 | 56 | 25 | 52 | 52 | 52 | 54 | 54 | 54 | 25
JOT-03 | 2017-06-01 | 6 | 2017 | 2017 | SUMMER | 52 | 52 | 52 | 54 | 54 | 54 | 25 | 50 | 50 | 50 | 52 | 52 | 52 | 25
JOT-03 | 2017-07-01 | 7 | 2017 | 2017 | SUMMER | 50 | 50 | 50 | 52 | 52 | 52 | 25 | 49 | 49 | 49 | 51 | 51 | 51 | 25
JOT-03 | 2017-08-01 | 8 | 2017 | 2017 | SUMMER | 50 | 50 | 50 | 52 | 52 | 52 | 25 | 49 | 49 | 49 | 51 | 51 | 51 | 25
JOT-03 | 2017-09-01 | 9 | 2017 | 2017 | SUMMER | 53 | 53 | 53 | 55 | 55 | 55 | 25 | 51 | 51 | 51 | 53 | 53 | 53 | 25
JOT-03 | 2017-10-01 | 10 | 2018 | 2017 | FALL | 55 | 55 | 55 | 55 | 55 | 55 | 25 | 54 | 54 | 54 | 54 | 54 | 54 | 25
JOT-03 | 2017-11-01 | 11 | 2018 | 2017 | FALL | 58 | 58 | 58 | 58 | 58 | 58 | 25 | 56 | 56 | 56 | 56 | 56 | 56 | 25
JOT-03 | 2017-12-01 | 12 | 2018 | 2017 | WINTER | 62 | 62 | 62 | 62 | 62 | 62 | 25 | 61 | 61 | 61 | 61 | 61 | 61 | 25
JOT-03 | 2018-01-01 | 1 | 2018 | 2018 | WINTER | 63 | 63 | 63 | 63 | 63 | 63 | 25 | 61 | 61 | 61 | 61 | 61 | 61 | 25
JOT-03 | 2018-02-01 | 2 | 2018 | 2018 | WINTER | 62 | 62 | 62 | 62 | 62 | 62 | 25 | 61 | 61 | 61 | 61 | 61 | 61 | 25
JOT-03 | 2018-03-01 | 3 | 2018 | 2018 | WINTER | 58 | 58 | 58 | 58 | 58 | 58 | 25 | 56 | 56 | 56 | 56 | 56 | 56 | 25
JOT-03 | 2018-04-01 | 4 | 2018 | 2018 | SPRING | 55 | 55 | 55 | 55 | 55 | 55 | 25 | 54 | 54 | 54 | 54 | 54 | 54 | 25
JOT-03 | 2018-05-01 | 5 | 2018 | 2018 | SPRING | 54 | 54 | 54 | 56 | 56 | 56 | 25 | 52 | 52 | 52 | 54 | 54 | 54 | 25
JOT-03 | 2018-06-01 | 6 | 2018 | 2018 | SUMMER | 52 | 52 | 52 | 54 | 54 | 54 | 25 | 50 | 50 | 50 | 52 | 52 | 52 | 25
JOT-03 | 2018-07-01 | 7 | 2018 | 2018 | SUMMER | 50 | 50 | 50 | 52 | 52 | 52 | 25 | 49 | 49 | 49 | 51 | 51 | 51 | 25
JOT-03 | 2018-08-01 | 8 | 2018 | 2018 | SUMMER | 50 | 50 | 50 | 52 | 52 | 52 | 25 | 49 | 49 | 49 | 51 | 51 | 51 | 25
JOT-03 | 2018-09-01 | 9 | 2018 | 2018 | SUMMER | 53 | 53 | 53 | 55 | 55 | 55 | 25 | 51 | 51 | 51 | 53 | 53 | 53 | 25
JOT-03 | 2018-10-01 | 10 | 2019 | 2018 | FALL | 55 | 55 | 55 | 55 | 55 | 55 | 25 | 54 | 54 | 54 | 54 | 54 | 54 | 25
JOT-03 | 2018-11-01 | 11 | 2019 | 2018 | FALL | 58 | 58 | 58 | 58 | 58 | 58 | 25 | 56 | 56 | 56 | 56 | 56 | 56 | 25
JOT-03 | 2018-12-01 | 12 | 2019 | 2018 | WINTER | 62 | 62 | 62 | 62 | 62 | 62 | 25 | 61 | 61 | 61 | 61 | 61 | 61 | 25
JOT-03 | 2019-01-01 | 1 | 2019 | 2019 | WINTER | 63 | 63 | 63 | 63 | 63 | 63 | 25 | 61 | 61 | 61 | 61 | 61 | 61 | 25
JOT-03 | 2019-02-01 | 2 | 2019 | 2019 | WINTER | 62 | 62 | 62 | 62 | 62 | 62 | 25 | 61 | 61 | 61 | 61 | 61 | 61 | 25
JOT-03 | 2019-03-01 | 3 | 2019 | 2019 | WINTER | 58 | 58 | 58 | 58 | 58 | 58 | 25 | 56 | 56 | 56 | 56 | 56 | 56 | 25
JOT-03 | 2019-04-01 | 4 | 2019 | 2019 | SPRING | 55 | 55 | 55 | 55 | 55 | 55 | 25 | 54 | 54 | 54 | 54 | 54 | 54 | 25
JOT-03 | 2019-05-01 | 5 | 2019 | 2019 | SPRING | 54 | 54 | 54 | 56 | 56 | 56 | 25 | 52 | 52 | 52 | 54 | 54 | 54 | 25
JOT-03 | 2019-06-01 | 6 | 2019 | 2019 | SUMMER | 52 | 52 | 52 | 54 | 54 | 54 | 25 | 50 | 50 | 50 | 52 | 52 | 52 | 25
JOT-03 | 2019-07-01 | 7 | 2019 | 2019 | SUMMER | 50 | 50 | 50 | 52 | 52 | 52 | 25 | 49 | 49 | 49 | 51 | 51 | 51 | 25
JOT-03 | 2019-08-01 | 8 | 2019 | 2019 | SUMMER | 50 | 50 | 50 | 52 | 52 | 52 | 25 | 49 | 49 | 49 | 51 | 51 | 51 | 25
JOT-03 | 2019-09-01 | 9 | 2019 | 2019 | SUMMER | 53 | 53 | 53 | 55 | 55 | 55 | 25 | 51 | 51 | 51 | 53 | 53 | 53 | 25
JOT-03 | 2019-10-01 | 10 | 2020 | 2019 | FALL | 55 | 55 | 55 | 55 | 55 | 55 | 25 | 54 | 54 | 54 | 54 | 54 | 54 | 25
JOT-03 | 2019-11-01 | 11 | 2020 | 2019 | FALL | 58 | 58 | 58 | 58 | 58 | 58 | 25 | 56 | 56 | 56 | 56 | 56 | 56 | 25
JOT-03 | 2019-12-01 | 12 | 2020 | 2019 | WINTER | 62 | 62 | 62 | 62 | 62 | 62 | 25 | 61 | 61 | 61 | 61 | 61 | 61 | 25
JOT-03 | 2020-01-01 | 1 | 2020 | 2020 | WINTER | 63 | 63 | 63 | 63 | 63 | 63 | 25 | 61 | 61 | 61 | 61 | 61 | 61 | 25
JOT-03 | 2020-02-01 | 2 | 2020 | 2020 | WINTER | 62 | 62 | 62 | 62 | 62 | 62 | 25 | 61 | 61 | 61 | 61 | 61 | 61 | 25
JOT-03 | 2020-03-01 | 3 | 2020 | 2020 | WINTER | 58 | 58 | 58 | 58 | 58 | 58 | 25 | 56 | 56 | 56 | 56 | 56 | 56 | 25
JOT-03 | 2020-04-01 | 4 | 2020 | 2020 | SPRING | 55 | 55 | 55 | 55 | 55 | 55 | 25 | 54 | 54 | 54 | 54 | 54 | 54 | 25
JOT-03 | 2020-05-01 | 5 | 2020 | 2020 | SPRING | 54 | 54 | 54 | 56 | 56 | 56 | 25 | 52 | 52 | 52 | 54 | 54 | 54 | 25
JOT-03 | 2020-06-01 | 6 | 2020 | 2020 | SUMMER | 52 | 52 | 52 | 54 | 54 | 54 | 25 | 50 | 50 | 50 | 52 | 52 | 52 | 25
JOT-03 | 2020-07-01 | 7 | 2020 | 2020 | SUMMER | 50 | 50 | 50 | 52 | 52 | 52 | 25 | 49 | 49 | 49 | 51 | 51 | 51 | 25
JOT-03 | 2020-08-01 | 8 | 2020 | 2020 | SUMMER | 50 | 50 | 50 | 52 | 52 | 52 | 25 | 49 | 49 | 49 | 51 | 51 | 51 | 25
JOT-03 | 2020-09-01 | 9 | 2020 | 2020 | SUMMER | 53 | 53 | 53 | 55 | 55 | 55 | 25 | 51 | 51 | 51 | 53 | 53 | 53 | 25
JOT-03 | 2020-10-01 | 10 | 2021 | 2020 | FALL | 55 | 55 | 55 | 55 | 55 | 55 | 25 | 54 | 54 | 54 | 54 | 54 | 54 | 25
JOT-03 | 2020-11-01 | 11 | 2021 | 2020 | FALL | 58 | 58 | 58 | 58 | 58 | 58 | 25 | 56 | 56 | 56 | 56 | 56 | 56 | 25
JOT-03 | 2020-12-01 | 12 | 2021 | 2020 | WINTER | 62 | 62 | 62 | 62 | 62 | 62 | 25 | 61 | 61 | 61 | 61 | 61 | 61 | 25
JOT-03 | 2021-01-01 | 1 | 2021 | 2021 | WINTER | 63 | 63 | 63 | 63 | 63 | 63 | 25 | 61 | 61 | 61 | 61 | 61 | 61 | 25
JOT-03 | 2021-02-01 | 2 | 2021 | 2021 | WINTER | 62 | 62 | 62 | 62 | 62 | 62 | 25 | 61 | 61 | 61 | 61 | 61 | 61 | 25
JOT-03 | 2021-03-01 | 3 | 2021 | 2021 | WINTER | 58 | 58 | 58 | 58 | 58 | 58 | 25 | 56 | 56 | 56 | 56 | 56 | 56 | 25
JOT-03 | 2021-04-01 | 4 | 2021 | 2021 | SPRING | 55 | 55 | 55 | 55 | 55 | 55 | 25 | 54 | 54 | 54 | 54 | 54 | 54 | 25
JOT-03 | 2021-05-01 | 5 | 2021 | 2021 | SPRING | 54 | 54 | 54 | 56 | 56 | 56 | 25 | 52 | 52 | 52 | 54 | 54 | 54 | 25
JOT-03 | 2021-06-01 | 6 | 2021 | 2021 | SUMMER | 52 | 52 | 52 | 54 | 54 | 54 | 25 | 50 | 50 | 50 | 52 | 52 | 52 | 25
JOT-03 | 2021-07-01 | 7 | 2021 | 2021 | SUMMER | 50 | 50 | 50 | 52 | 52 | 52 | 25 | 49 | 49 | 49 | 51 | 51 | 51 | 25
JOT-03 | 2021-08-01 | 8 | 2021 | 2021 | SUMMER | 50 | 50 | 50 | 52 | 52 | 52 | 25 | 49 | 49 | 49 | 51 | 51 | 51 | 25
JOT-03 | 2021-09-01 | 9 | 2021 | 2021 | SUMMER | 53 | 53 | 53 | 55 | 55 | 55 | 25 | 51 | 51 | 51 | 53 | 53 | 53 | 25
JOT-03 | 2021-10-01 | 10 | 2022 | 2021 | FALL | 55 | 55 | 55 | 55 | 55 | 55 | 25 | 54 | 54 | 54 | 54 | 54 | 54 | 25
JOT-03 | 2021-11-01 | 11 | 2022 | 2021 | FALL | 58 | 58 | 58 | 58 | 58 | 58 | 25 | 56 | 56 | 56 | 56 | 56 | 56 | 25
JOT-03 | 2021-12-01 | 12 | 2022 | 2021 | WINTER | 62 | 62 | 62 | 62 | 62 | 62 | 25 | 61 | 61 | 61 | 61 | 61 | 61 | 25
JOT-03 | 2022-01-01 | 1 | 2022 | 2022 | WINTER | 63 | 63 | 63 | 63 | 63 | 63 | 25 | 61 | 61 | 61 | 61 | 61 | 61 | 25
JOT-03 | 2022-02-01 | 2 | 2022 | 2022 | WINTER | 62 | 62 | 62 | 62 | 62 | 62 | 25 | 61 | 61 | 61 | 61 | 61 | 61 | 25
JOT-03 | 2022-03-01 | 3 | 2022 | 2022 | WINTER | 58 | 58 | 58 | 58 | 58 | 58 | 25 | 56 | 56 | 56 | 56 | 56 | 56 | 25
JOT-03 | 2022-04-01 | 4 | 2022 | 2022 | SPRING | 55 | 55 | 55 | 55 | 55 | 55 | 25 | 54 | 54 | 54 | 54 | 54 | 54 | 25
JOT-03 | 2022-05-01 | 5 | 2022 | 2022 | SPRING | 54 | 54 | 54 | 56 | 56 | 56 | 25 | 52 | 52 | 52 | 54 | 54 | 54 | 25
JOT-03 | 2022-06-01 | 6 | 2022 | 2022 | SUMMER | 52 | 52 | 52 | 54 | 54 | 54 | 25 | 50 | 50 | 50 | 52 | 52 | 52 | 25
JOT-03 | 2022-07-01 | 7 | 2022 | 2022 | SUMMER | 50 | 50 | 50 | 52 | 52 | 52 | 25 | 49 | 49 | 49 | 51 | 51 | 51 | 25
JOT-03 | 2022-08-01 | 8 | 2022 | 2022 | SUMMER | 50 | 50 | 50 | 52 | 52 | 52 | 25 | 49 | 49 | 49 | 51 | 51 | 51 | 25
JOT-03 | 2022-09-01 | 9 | 2022 | 2022 | SUMMER | 53 | 53 | 53 | 55 | 55 | 55 | 25 | 51 | 51 | 51 | 53 | 53 | 53 | 25
JOT-03 | 2022-10-01 | 10 | 2023 | 2022 | FALL | 55 | 55 | 55 | 55 | 55 | 55 | 25 | 54 | 54 | 54 | 54 | 54 | 54 | 25
JOT-03 | 2022-11-01 | 11 | 2023 | 2022 | FALL | 58 | 58 | 58 | 58 | 58 | 58 | 25 | 56 | 56 | 56 | 56 | 56 | 56 | 25
JOT-03 | 2022-12-01 | 12 | 2023 | 2022 | WINTER | 62 | 62 | 62 | 62 | 62 | 62 | 25 | 61 | 61 | 61 | 61 | 61 | 61 | 25
JOT-03 | 2023-01-01 | 1 | 2023 | 2023 | WINTER | 63 | 63 | 63 | 63 | 63 | 63 | 25 | 61 | 61 | 61 | 61 | 61 | 61 | 25
JOT-03 | 2023-02-01 | 2 | 2023 | 2023 | WINTER | 62 | 62 | 62 | 62 | 62 | 62 | 25 | 61 | 61 | 61 | 61 | 61 | 61 | 25
JOT-03 | 2023-03-01 | 3 | 2023 | 2023 | WINTER | 58 | 58 | 58 | 58 | 58 | 58 | 25 | 56 | 56 | 56 | 56 | 56 | 56 | 25
JOT-03 | 2023-04-01 | 4 | 2023 | 2023 | SPRING | 55 | 55 | 55 | 55 | 55 | 55 | 25 | 54 | 54 | 54 | 54 | 54 | 54 | 25
JOT-03 | 2023-05-01 | 5 | 2023 | 2023 | SPRING | 54 | 54 | 54 | 56 | 56 | 56 | 25 | 52 | 52 | 52 | 54 | 54 | 54 | 25
JOT-03 | 2023-06-01 | 6 | 2023 | 2023 | SUMMER | 52 | 52 | 52 | 54 | 54 | 54 | 25 | 50 | 50 | 50 | 52 | 52 | 52 | 25
JOT-03 | 2023-07-01 | 7 | 2023 | 2023 | SUMMER | 50 | 50 | 50 | 52 | 52 | 52 | 25 | 49 | 49 | 49 | 51 | 51 | 51 | 25
JOT-03 | 2023-08-01 | 8 | 2023 | 2023 | SUMMER | 50 | 50 | 50 | 52 | 52 | 52 | 25 | 49 | 49 | 49 | 51 | 51 | 51 | 25
JOT-03 | 2023-09-01 | 9 | 2023 | 2023 | SUMMER | 53 | 53 | 53 | 55 | 55 | 55 | 25 | 51 | 51 | 51 | 53 | 53 | 53 | 25
JOT-03 | 2023-10-01 | 10 | 2024 | 2023 | FALL | 55 | 55 | 55 | 55 | 55 | 55 | 25 | 54 | 54 | 54 | 54 | 54 | 54 | 25
JOT-03 | 2023-11-01 | 11 | 2024 | 2023 | FALL | 58 | 58 | 58 | 58 | 58 | 58 | 25 | 56 | 56 | 56 | 56 | 56 | 56 | 25
JOT-03 | 2023-12-01 | 12 | 2024 | 2023 | WINTER | 62 | 62 | 62 | 62 | 62 | 62 | 25 | 61 | 61 | 61 | 61 | 61 | 61 | 25
JOT-03 | 2024-01-01 | 1 | 2024 | 2024 | WINTER | 63 | 63 | 63 | 63 | 63 | 63 | 25 | 61 | 61 | 61 | 61 | 61 | 61 | 25
JOT-03 | 2024-02-01 | 2 | 2024 | 2024 | WINTER | 62 | 62 | 62 | 62 | 62 | 62 | 25 | 61 | 61 | 61 | 61 | 61 | 61 | 25
JOT-03 | 2024-03-01 | 3 | 2024 | 2024 | WINTER | 58 | 58 | 58 | 58 | 58 | 58 | 25 | 56 | 56 | 56 | 56 | 56 | 56 | 25
JOT-03 | 2024-04-01 | 4 | 2024 | 2024 | SPRING | 55 | 55 | 55 | 55 | 55 | 55 | 25 | 54 | 54 | 54 | 54 | 54 | 54 | 25
JOT-03 | 2024-05-01 | 5 | 2024 | 2024 | SPRING | 54 | 54 | 54 | 56 | 56 | 56 | 25 | 52 | 52 | 52 | 54 | 54 | 54 | 25
JOT-03 | 2024-06-01 | 6 | 2024 | 2024 | SUMMER | 52 | 52 | 52 | 54 | 54 | 54 | 25 | 50 | 50 | 50 | 52 | 52 | 52 | 25
JOT-03 | 2024-07-01 | 7 | 2024 | 2024 | SUMMER | 50 | 50 | 50 | 52 | 52 | 52 | 25 | 49 | 49 | 49 | 51 | 51 | 51 | 25
JOT-03 | 2024-08-01 | 8 | 2024 | 2024 | SUMMER | 50 | 50 | 50 | 52 | 52 | 52 | 25 | 49 | 49 | 49 | 51 | 51 | 51 | 25
JOT-03 | 2024-09-01 | 9 | 2024 | 2024 | SUMMER | 53 | 53 | 53 | 55 | 55 | 55 | 25 | 51 | 51 | 51 | 53 | 53 | 53 | 25
JOT-03 | 2024-10-01 | 10 | 2025 | 2024 | FALL | 55 | 55 | 55 | 55 | 55 | 55 | 25 | 54 | 54 | 54 | 54 | 54 | 54 | 25
JOT-03 | 2024-11-01 | 11 | 2025 | 2024 | FALL | 58 | 58 | 58 | 58 | 58 | 58 | 25 | 56 | 56 | 56 | 56 | 56 | 56 | 25
JOT-03 | 2024-12-01 | 12 | 2025 | 2024 | WINTER | 62 | 62 | 62 | 62 | 62 | 62 | 25 | 61 | 61 | 61 | 61 | 61 | 61 | 25
JOT-03 | 2025-01-01 | 1 | 2025 | 2025 | WINTER | 63 | 63 | 63 | 63 | 63 | 63 | 25 | 61 | 61 | 61 | 61 | 61 | 61 | 25
JOT-03 | 2025-02-01 | 2 | 2025 | 2025 | WINTER | 62 | 62 | 62 | 62 | 62 | 62 | 25 | 61 | 61 | 61 | 61 | 61 | 61 | 25
JOT-03 | 2025-03-01 | 3 | 2025 | 2025 | WINTER | 58 | 58 | 58 | 58 | 58 | 58 | 25 | 56 | 56 | 56 | 56 | 56 | 56 | 25
JOT-03 | 2025-04-01 | 4 | 2025 | 2025 | SPRING | 55 | 55 | 55 | 55 | 55 | 55 | 25 | 54 | 54 | 54 | 54 | 54 | 54 | 25
JOT-03 | 2025-05-01 | 5 | 2025 | 2025 | SPRING | 54 | 54 | 54 | 56 | 56 | 56 | 25 | 52 | 52 | 52 | 54 | 54 | 54 | 25
JOT-03 | 2025-06-01 | 6 | 2025 | 2025 | SUMMER | 52 | 52 | 52 | 54 | 54 | 54 | 25 | 50 | 50 | 50 | 52 | 52 | 52 | 25
JOT-03 | 2025-07-01 | 7 | 2025 | 2025 | SUMMER | 50 | 50 | 50 | 52 | 52 | 52 | 25 | 49 | 49 | 49 | 51 | 51 | 51 | 25
JOT-03 | 2025-08-01 | 8 | 2025 | 2025 | SUMMER | 50 | 50 | 50 | 52 | 52 | 52 | 25 | 49 | 49 | 49 | 51 | 51 | 51 | 25
JOT-03 | 2025-09-01 | 9 | 2025 | 2025 | SUMMER | 53 | 53 | 53 | 55 | 55 | 55 | 25 | 51 | 51 | 51 | 53 | 53 | 53 | 25
JOT-03 | 2025-10-01 | 10 | 2026 | 2025 | FALL | 55 | 55 | 55 | 55 | 55 | 55 | 25 | 54 | 54 | 54 | 54 | 54 | 54 | 25
JOT-03 | 2025-11-01 | 11 | 2026 | 2025 | FALL | 58 | 58 | 58 | 58 | 58 | 58 | 25 | 56 | 56 | 56 | 56 | 56 | 56 | 25
JOT-03 | 2025-12-01 | 12 | 2026 | 2025 | WINTER | 62 | 62 | 62 | 62 | 62 | 62 | 25 | 61 | 61 | 61 | 61 | 61 | 61 | 25
JOT-03 | 2026-01-01 | 1 | 2026 | 2026 | WINTER | 63 | 63 | 63 | 63 | 63 | 63 | 25 | 61 | 61 | 61 | 61 | 61 | 61 | 25
JOT-03 | 2026-02-01 | 2 | 2026 | 2026 | WINTER | 62 | 62 | 62 | 62 | 62 | 62 | 25 | 61 | 61 | 61 | 61 | 61 | 61 | 25
JOT-03 | 2026-03-01 | 3 | 2026 | 2026 | WINTER | 58 | 58 | 58 | 58 | 58 | 58 | 25 | 56 | 56 | 56 | 56 | 56 | 56 | 25
JOT-03 | 2026-04-01 | 4 | 2026 | 2026 | SPRING | 55 | 55 | 55 | 55 | 55 | 55 | 25 | 54 | 54 | 54 | 54 | 54 | 54 | 25
JOT-03 | 2026-05-01 | 5 | 2026 | 2026 | SPRING | 54 | 54 | 54 | 56 | 56 | 56 | 25 | 52 | 52 | 52 | 54 | 54 | 54 | 25
JOT-03 | 2026-06-01 | 6 | 2026 | 2026 | SUMMER | 52 | 52 | 52 | 54 | 54 | 54 | 25 | 50 | 50 | 50 | 52 | 52 | 52 | 25
JOT-03 | 2026-07-01 | 7 | 2026 | 2026 | SUMMER | 50 | 50 | 50 | 52 | 52 | 52 | 25 | 49 | 49 | 49 | 51 | 51 | 51 | 25
JOT-03 | 2026-08-01 | 8 | 2026 | 2026 | SUMMER | 50 | 50 | 50 | 52 | 52 | 52 | 25 | 49 | 49 | 49 | 51 | 51 | 51 | 25
JOT-03 | 2026-09-01 | 9 | 2026 | 2026 | SUMMER | 53 | 53 | 53 | 55 | 55 | 55 | 25 | 51 | 51 | 51 | 53 | 53 | 53 | 25
JOT-03 | 2026-10-01 | 10 | 2027 | 2026 | FALL | 55 | 55 | 55 | 55 | 55 | 55 | 25 | 54 | 54 | 54 | 54 | 54 | 54 | 25
JOT-03 | 2026-11-01 | 11 | 2027 | 2026 | FALL | 58 | 58 | 58 | 58 | 58 | 58 | 25 | 56 | 56 | 56 | 56 | 56 | 56 | 25
JOT-03 | 2026-12-01 | 12 | 2027 | 2026 | WINTER | 62 | 62 | 62 | 62 | 62 | 62 | 25 | 61 | 61 | 61 | 61 | 61 | 61 | 25
JOT-03 | 2027-01-01 | 1 | 2027 | 2027 | WINTER | 63 | 63 | 63 | 63 | 63 | 63 | 25 | 61 | 61 | 61 | 61 | 61 | 61 | 25
JOT-03 | 2027-02-01 | 2 | 2027 | 2027 | WINTER | 62 | 62 | 62 | 62 | 62 | 62 | 25 | 61 | 61 | 61 | 61 | 61 | 61 | 25
JOT-03 | 2027-03-01 | 3 | 2027 | 2027 | WINTER | 58 | 58 | 58 | 58 | 58 | 58 | 25 | 56 | 56 | 56 | 56 | 56 | 56 | 25
JOT-03 | 2027-04-01 | 4 | 2027 | 2027 | SPRING | 55 | 55 | 55 | 55 | 55 | 55 | 25 | 54 | 54 | 54 | 54 | 54 | 54 | 25
JOT-03 | 2027-05-01 | 5 | 2027 | 2027 | SPRING | 54 | 54 | 54 | 56 | 56 | 56 | 25 | 52 | 52 | 52 | 54 | 54 | 54 | 25
JOT-03 | 2027-06-01 | 6 | 2027 | 2027 | SUMMER | 52 | 52 | 52 | 54 | 54 | 54 | 25 | 50 | 50 | 50 | 52 | 52 | 52 | 25
JOT-03 | 2027-07-01 | 7 | 2027 | 2027 | SUMMER | 50 | 50 | 50 | 52 | 52 | 52 | 25 | 49 | 49 | 49 | 51 | 51 | 51 | 25
JOT-03 | 2027-08-01 | 8 | 2027 | 2027 | SUMMER | 50 | 50 | 50 | 52 | 52 | 52 | 25 | 49 | 49 | 49 | 51 | 51 | 51 | 25
JOT-03 | 2027-09-01 | 9 | 2027 | 2027 | SUMMER | 53 | 53 | 53 | 55 | 55 | 55 | 25 | 51 | 51 | 51 | 53 | 53 | 53 | 25
JOT-03 | 2027-10-01 | 10 | 2028 | 2027 | FALL | 55 | 55 | 55 | 55 | 55 | 55 | 25 | 54 | 54 | 54 | 54 | 54 | 54 | 25
JOT-03 | 2027-11-01 | 11 | 2028 | 2027 | FALL | 58 | 58 | 58 | 58 | 58 | 58 | 25 | 56 | 56 | 56 | 56 | 56 | 56 | 25
JOT-03 | 2027-12-01 | 12 | 2028 | 2027 | WINTER | 62 | 62 | 62 | 62 | 62 | 62 | 25 | 61 | 61 | 61 | 61 | 61 | 61 | 25
JOT-03 | 2028-01-01 | 1 | 2028 | 2028 | WINTER | 63 | 63 | 63 | 63 | 63 | 63 | 25 | 61 | 61 | 61 | 61 | 61 | 61 | 25
JOT-03 | 2028-02-01 | 2 | 2028 | 2028 | WINTER | 62 | 62 | 62 | 62 | 62 | 62 | 25 | 61 | 61 | 61 | 61 | 61 | 61 | 25
JOT-03 | 2028-03-01 | 3 | 2028 | 2028 | WINTER | 58 | 58 | 58 | 58 | 58 | 58 | 25 | 56 | 56 | 56 | 56 | 56 | 56 | 25
JOT-03 | 2028-04-01 | 4 | 2028 | 2028 | SPRING | 55 | 55 | 55 | 55 | 55 | 55 | 25 | 54 | 54 | 54 | 54 | 54 | 54 | 25
JOT-03 | 2028-05-01 | 5 | 2028 | 2028 | SPRING | 54 | 54 | 54 | 56 | 56 | 56 | 25 | 52 | 52 | 52 | 54 | 54 | 54 | 25
JOT-03 | 2028-06-01 | 6 | 2028 | 2028 | SUMMER | 52 | 52 | 52 | 54 | 54 | 54 | 25 | 50 | 50 | 50 | 52 | 52 | 52 | 25
JOT-03 | 2028-07-01 | 7 | 2028 | 2028 | SUMMER | 50 | 50 | 50 | 52 | 52 | 52 | 25 | 49 | 49 | 49 | 51 | 51 | 51 | 25
JOT-03 | 2028-08-01 | 8 | 2028 | 2028 | SUMMER | 50 | 50 | 50 | 52 | 52 | 52 | 25 | 49 | 49 | 49 | 51 | 51 | 51 | 25
JOT-03 | 2028-09-01 | 9 | 2028 | 2028 | SUMMER | 53 | 53 | 53 | 55 | 55 | 55 | 25 | 51 | 51 | 51 | 53 | 53 | 53 | 25
JOT-03 | 2028-10-01 | 10 | 2029 | 2028 | FALL | 55 | 55 | 55 | 55 | 55 | 55 | 25 | 54 | 54 | 54 | 54 | 54 | 54 | 25
JOT-03 | 2028-11-01 | 11 | 2029 | 2028 | FALL | 58 | 58 | 58 | 58 | 58 | 58 | 25 | 56 | 56 | 56 | 56 | 56 | 56 | 25
JOT-03 | 2028-12-01 | 12 | 2029 | 2028 | WINTER | 62 | 62 | 62 | 62 | 62 | 62 | 25 | 61 | 61 | 61 | 61 | 61 | 61 | 25
JOT-03 | 2029-01-01 | 1 | 2029 | 2029 | WINTER | 63 | 63 | 63 | 63 | 63 | 63 | 25 | 61 | 61 | 61 | 61 | 61 | 61 | 25
JOT-03 | 2029-02-01 | 2 | 2029 | 2029 | WINTER | 62 | 62 | 62 | 62 | 62 | 62 | 25 | 61 | 61 | 61 | 61 | 61 | 61 | 25
JOT-03 | 2029-03-01 | 3 | 2029 | 2029 | WINTER | 58 | 58 | 58 | 58 | 58 | 58 | 25 | 56 | 56 | 56 | 56 | 56 | 56 | 25
JOT-03 | 2029-04-01 | 4 | 2029 | 2029 | SPRING | 55 | 55 | 55 | 55 | 55 | 55 | 25 | 54 | 54 | 54 | 54 | 54 | 54 | 25
JOT-03 | 2029-05-01 | 5 | 2029 | 2029 | SPRING | 54 | 54 | 54 | 56 | 56 | 56 | 25 | 52 | 52 | 52 | 54 | 54 | 54 | 25
JOT-03 | 2029-06-01 | 6 | 2029 | 2029 | SUMMER | 52 | 52 | 52 | 54 | 54 | 54 | 25 | 50 | 50 | 50 | 52 | 52 | 52 | 25
JOT-03 | 2029-07-01 | 7 | 2029 | 2029 | SUMMER | 50 | 50 | 50 | 52 | 52 | 52 | 25 | 49 | 49 | 49 | 51 | 51 | 51 | 25
JOT-03 | 2029-08-01 | 8 | 2029 | 2029 | SUMMER | 50 | 50 | 50 | 52 | 52 | 52 | 25 | 49 | 49 | 49 | 51 | 51 | 51 | 25
JOT-03 | 2029-09-01 | 9 | 2029 | 2029 | SUMMER | 53 | 53 | 53 | 55 | 55 | 55 | 25 | 51 | 51 | 51 | 53 | 53 | 53 | 25
JOT-03 | 2029-10-01 | 10 | 2030 | 2029 | FALL | 55 | 55 | 55 | 55 | 55 | 55 | 25 | 54 | 54 | 54 | 54 | 54 | 54 | 25
JOT-03 | 2029-11-01 | 11 | 2030 | 2029 | FALL | 58 | 58 | 58 | 58 | 58 | 58 | 25 | 56 | 56 | 56 | 56 | 56 | 56 | 25
JOT-03 | 2029-12-01 | 12 | 2030 | 2029 | WINTER | 62 | 62 | 62 | 62 | 62 | 62 | 25 | 61 | 61 | 61 | 61 | 61 | 61 | 25
JOT-03 | 2030-01-01 | 1 | 2030 | 2030 | WINTER | 63 | 63 | 63 | 63 | 63 | 63 | 25 | 61 | 61 | 61 | 61 | 61 | 61 | 25
JOT-03 | 2030-02-01 | 2 | 2030 | 2030 | WINTER | 62 | 62 | 62 | 62 | 62 | 62 | 25 | 61 | 61 | 61 | 61 | 61 | 61 | 25
JOT-03 | 2030-03-01 | 3 | 2030 | 2030 | WINTER | 58 | 58 | 58 | 58 | 58 | 58 | 25 | 56 | 56 | 56 | 56 | 56 | 56 | 25
JOT-03 | 2030-04-01 | 4 | 2030 | 2030 | SPRING | 55 | 55 | 55 | 55 | 55 | 55 | 25 | 54 | 54 | 54 | 54 | 54 | 54 | 25
JOT-03 | 2030-05-01 | 5 | 2030 | 2030 | SPRING | 54 | 54 | 54 | 56 | 56 | 56 | 25 | 52 | 52 | 52 | 54 | 54 | 54 | 25
JOT-03 | 2030-06-01 | 6 | 2030 | 2030 | SUMMER | 52 | 52 | 52 | 54 | 54 | 54 | 25 | 50 | 50 | 50 | 52 | 52 | 52 | 25
JOT-03 | 2030-07-01 | 7 | 2030 | 2030 | SUMMER | 50 | 50 | 50 | 52 | 52 | 52 | 25 | 49 | 49 | 49 | 51 | 51 | 51 | 25
JOT-03 | 2030-08-01 | 8 | 2030 | 2030 | SUMMER | 50 | 50 | 50 | 52 | 52 | 52 | 25 | 49 | 49 | 49 | 51 | 51 | 51 | 25
JOT-03 | 2030-09-01 | 9 | 2030 | 2030 | SUMMER | 53 | 53 | 53 | 55 | 55 | 55 | 25 | 51 | 51 | 51 | 53 | 53 | 53 | 25
JOT-03 | 2030-10-01 | 10 | 2031 | 2030 | FALL | 55 | 55 | 55 | 55 | 55 | 55 | 25 | 54 | 54 | 54 | 54 | 54 | 54 | 25
JOT-03 | 2030-11-01 | 11 | 2031 | 2030 | FALL | 58 | 58 | 58 | 58 | 58 | 58 | 25 | 56 | 56 | 56 | 56 | 56 | 56 | 25
JOT-03 | 2030-12-01 | 12 | 2031 | 2030 | WINTER | 62 | 62 | 62 | 62 | 62 | 62 | 25 | 61 | 61 | 61 | 61 | 61 | 61 | 25
JOT-03 | 2031-01-01 | 1 | 2031 | 2031 | WINTER | 63 | 63 | 63 | 63 | 63 | 63 | 25 | 61 | 61 | 61 | 61 | 61 | 61 | 25
JOT-03 | 2031-02-01 | 2 | 2031 | 2031 | WINTER | 62 | 62 | 62 | 62 | 62 | 62 | 25 | 61 | 61 | 61 | 61 | 61 | 61 | 25
JOT-03 | 2031-03-01 | 3 | 2031 | 2031 | WINTER | 58 | 58 | 58 | 58 | 58 | 58 | 25 | 56 | 56 | 56 | 56 | 56 | 56 | 25
JOT-03 | 2031-04-01 | 4 | 2031 | 2031 | SPRING | 55 | 55 | 55 | 55 | 55 | 55 | 25 | 54 | 54 | 54 | 54 | 54 | 54 | 25
JOT-03 | 2031-05-01 | 5 | 2031 | 2031 | SPRING | 54 | 54 | 54 | 56 | 56 | 56 | 25 | 52 | 52 | 52 | 54 | 54 | 54 | 25
JOT-03 | 2031-06-01 | 6 | 2031 | 2031 | SUMMER | 52 | 52 | 52 | 54 | 54 | 54 | 25 | 50 | 50 | 50 | 52 | 52 | 52 | 25
JOT-03 | 2031-07-01 | 7 | 2031 | 2031 | SUMMER | 50 | 50 | 50 | 52 | 52 | 52 | 25 | 49 | 49 | 49 | 51 | 51 | 51 | 25
JOT-03 | 2031-08-01 | 8 | 2031 | 2031 | SUMMER | 50 | 50 | 50 | 52 | 52 | 52 | 25 | 49 | 49 | 49 | 51 | 51 | 51 | 25
JOT-03 | 2031-09-01 | 9 | 2031 | 2031 | SUMMER | 53 | 53 | 53 | 55 | 55 | 55 | 25 | 51 | 51 | 51 | 53 | 53 | 53 | 25
JOT-03 | 2031-10-01 | 10 | 2032 | 2031 | FALL | 55 | 55 | 55 | 55 | 55 | 55 | 25 | 54 | 54 | 54 | 54 | 54 | 54 | 25
JOT-03 | 2031-11-01 | 11 | 2032 | 2031 | FALL | 58 | 58 | 58 | 58 | 58 | 58 | 25 | 56 | 56 | 56 | 56 | 56 | 56 | 25
JOT-03 | 2031-12-01 | 12 | 2032 | 2031 | WINTER | 62 | 62 | 62 | 62 | 62 | 62 | 25 | 61 | 61 | 61 | 61 | 61 | 61 | 25
JOT-03 | 2032-01-01 | 1 | 2032 | 2032 | WINTER | 63 | 63 | 63 | 63 | 63 | 63 | 25 | 61 | 61 | 61 | 61 | 61 | 61 | 25
JOT-03 | 2032-02-01 | 2 | 2032 | 2032 | WINTER | 62 | 62 | 62 | 62 | 62 | 62 | 25 | 61 | 61 | 61 | 61 | 61 | 61 | 25
JOT-03 | 2032-03-01 | 3 | 2032 | 2032 | WINTER | 58 | 58 | 58 | 58 | 58 | 58 | 25 | 56 | 56 | 56 | 56 | 56 | 56 | 25
JOT-03 | 2032-04-01 | 4 | 2032 | 2032 | SPRING | 55 | 55 | 55 | 55 | 55 | 55 | 25 | 54 | 54 | 54 | 54 | 54 | 54 | 25
JOT-03 | 2032-05-01 | 5 | 2032 | 2032 | SPRING | 54 | 54 | 54 | 56 | 56 | 56 | 25 | 52 | 52 | 52 | 54 | 54 | 54 | 25
JOT-03 | 2032-06-01 | 6 | 2032 | 2032 | SUMMER | 52 | 52 | 52 | 54 | 54 | 54 | 25 | 50 | 50 | 50 | 52 | 52 | 52 | 25
JOT-03 | 2032-07-01 | 7 | 2032 | 2032 | SUMMER | 50 | 50 | 50 | 52 | 52 | 52 | 25 | 49 | 49 | 49 | 51 | 51 | 51 | 25
JOT-03 | 2032-08-01 | 8 | 2032 | 2032 | SUMMER | 50 | 50 | 50 | 52 | 52 | 52 | 25 | 49 | 49 | 49 | 51 | 51 | 51 | 25
JOT-03 | 2032-09-01 | 9 | 2032 | 2032 | SUMMER | 53 | 53 | 53 | 55 | 55 | 55 | 25 | 51 | 51 | 51 | 53 | 53 | 53 | 25
JOT-03 | 2032-10-01 | 10 | 2033 | 2032 | FALL | 55 | 55 | 55 | 55 | 55 | 55 | 25 | 54 | 54 | 54 | 54 | 54 | 54 | 25
JOT-03 | 2032-11-01 | 11 | 2033 | 2032 | FALL | 58 | 58 | 58 | 58 | 58 | 58 | 25 | 56 | 56 | 56 | 56 | 56 | 56 | 25
JOT-03 | 2032-12-01 | 12 | 2033 | 2032 | WINTER | 62 | 62 | 62 | 62 | 62 | 62 | 25 | 61 | 61 | 61 | 61 | 61 | 61 | 25
JOT-03 | 2033-01-01 | 1 | 2033 | 2033 | WINTER | 63 | 63 | 63 | 63 | 63 | 63 | 25 | 61 | 61 | 61 | 61 | 61 | 61 | 25
JOT-03 | 2033-02-01 | 2 | 2033 | 2033 | WINTER | 62 | 62 | 62 | 62 | 62 | 62 | 25 | 61 | 61 | 61 | 61 | 61 | 61 | 25
JOT-03 | 2033-03-01 | 3 | 2033 | 2033 | WINTER | 58 | 58 | 58 | 58 | 58 | 58 | 25 | 56 | 56 | 56 | 56 | 56 | 56 | 25
JOT-03 | 2033-04-01 | 4 | 2033 | 2033 | SPRING | 55 | 55 | 55 | 55 | 55 | 55 | 25 | 54 | 54 | 54 | 54 | 54 | 54 | 25
JOT-03 | 2033-05-01 | 5 | 2033 | 2033 | SPRING | 54 | 54 | 54 | 56 | 56 | 56 | 25 | 52 | 52 | 52 | 54 | 54 | 54 | 25
JOT-03 | 2033-06-01 | 6 | 2033 | 2033 | SUMMER | 52 | 52 | 52 | 54 | 54 | 54 | 25 | 50 | 50 | 50 | 52 | 52 | 52 | 25
JOT-03 | 2033-07-01 | 7 | 2033 | 2033 | SUMMER | 50 | 50 | 50 | 52 | 52 | 52 | 25 | 49 | 49 | 49 | 51 | 51 | 51 | 25
JOT-03 | 2033-08-01 | 8 | 2033 | 2033 | SUMMER | 50 | 50 | 50 | 52 | 52 | 52 | 25 | 49 | 49 | 49 | 51 | 51 | 51 | 25
JOT-03 | 2033-09-01 | 9 | 2033 | 2033 | SUMMER | 53 | 53 | 53 | 55 | 55 | 55 | 25 | 51 | 51 | 51 | 53 | 53 | 53 | 25
JOT-03 | 2033-10-01 | 10 | 2034 | 2033 | FALL | 55 | 55 | 55 | 55 | 55 | 55 | 25 | 54 | 54 | 54 | 54 | 54 | 54 | 25
JOT-03 | 2033-11-01 | 11 | 2034 | 2033 | FALL | 58 | 58 | 58 | 58 | 58 | 58 | 25 | 56 | 56 | 56 | 56 | 56 | 56 | 25
JOT-03 | 2033-12-01 | 12 | 2034 | 2033 | WINTER | 62 | 62 | 62 | 62 | 62 | 62 | 25 | 61 | 61 | 61 | 61 | 61 | 61 | 25
JOT-03 | 2034-01-01 | 1 | 2034 | 2034 | WINTER | 63 | 63 | 63 | 63 | 63 | 63 | 25 | 61 | 61 | 61 | 61 | 61 | 61 | 25
JOT-03 | 2034-02-01 | 2 | 2034 | 2034 | WINTER | 62 | 62 | 62 | 62 | 62 | 62 | 25 | 61 | 61 | 61 | 61 | 61 | 61 | 25
JOT-03 | 2034-03-01 | 3 | 2034 | 2034 | WINTER | 58 | 58 | 58 | 58 | 58 | 58 | 25 | 56 | 56 | 56 | 56 | 56 | 56 | 25
JOT-03 | 2034-04-01 | 4 | 2034 | 2034 | SPRING | 55 | 55 | 55 | 55 | 55 | 55 | 25 | 54 | 54 | 54 | 54 | 54 | 54 | 25
JOT-03 | 2034-05-01 | 5 | 2034 | 2034 | SPRING | 54 | 54 | 54 | 56 | 56 | 56 | 25 | 52 | 52 | 52 | 54 | 54 | 54 | 25
JOT-03 | 2034-06-01 | 6 | 2034 | 2034 | SUMMER | 52 | 52 | 52 | 54 | 54 | 54 | 25 | 50 | 50 | 50 | 52 | 52 | 52 | 25
JOT-03 | 2034-07-01 | 7 | 2034 | 2034 | SUMMER | 50 | 50 | 50 | 52 | 52 | 52 | 25 | 49 | 49 | 49 | 51 | 51 | 51 | 25
JOT-03 | 2034-08-01 | 8 | 2034 | 2034 | SUMMER | 50 | 50 | 50 | 52 | 52 | 52 | 25 | 49 | 49 | 49 | 51 | 51 | 51 | 25
JOT-03 | 2034-09-01 | 9 | 2034 | 2034 | SUMMER | 53 | 53 | 53 | 55 | 55 | 55 | 25 | 51 | 51 | 51 | 53 | 53 | 53 | 25
JOT-03 | 2034-10-01 | 10 | 2035 | 2034 | FALL | 55 | 55 | 55 | 55 | 55 | 55 | 25 | 54 | 54 | 54 | 54 | 54 | 54 | 25
JOT-03 | 2034-11-01 | 11 | 2035 | 2034 | FALL | 58 | 58 | 58 | 58 | 58 | 58 | 25 | 56 | 56 | 56 | 56 | 56 | 56 | 25
JOT-03 | 2034-12-01 | 12 | 2035 | 2034 | WINTER | 62 | 62 | 62 | 62 | 62 | 62 | 25 | 61 | 61 | 61 | 61 | 61 | 61 | 25
JOT-03 | 2035-01-01 | 1 | 2035 | 2035 | WINTER | 63 | 63 | 63 | 63 | 63 | 63 | 25 | 61 | 61 | 61 | 61 | 61 | 61 | 25
JOT-03 | 2035-02-01 | 2 | 2035 | 2035 | WINTER | 62 | 62 | 62 | 62 | 62 | 62 | 25 | 61 | 61 | 61 | 61 | 61 | 61 | 25
JOT-03 | 2035-03-01 | 3 | 2035 | 2035 | WINTER | 58 | 58 | 58 | 58 | 58 | 58 | 25 | 56 | 56 | 56 | 56 | 56 | 56 | 25
JOT-03 | 2035-04-01 | 4 | 2035 | 2035 | SPRING | 55 | 55 | 55 | 55 | 55 | 55 | 25 | 54 | 54 | 54 | 54 | 54 | 54 | 25
JOT-03 | 2035-05-01 | 5 | 2035 | 2035 | SPRING | 54 | 54 | 54 | 56 | 56 | 56 | 25 | 52 | 52 | 52 | 54 | 54 | 54 | 25
JOT-03 | 2035-06-01 | 6 | 2035 | 2035 | SUMMER | 52 | 52 | 52 | 54 | 54 | 54 | 25 | 50 | 50 | 50 | 52 | 52 | 52 | 25
JOT-03 | 2035-07-01 | 7 | 2035 | 2035 | SUMMER | 50 | 50 | 50 | 52 | 52 | 52 | 25 | 49 | 49 | 49 | 51 | 51 | 51 | 25
JOT-03 | 2035-08-01 | 8 | 2035 | 2035 | SUMMER | 50 | 50 | 50 | 52 | 52 | 52 | 25 | 49 | 49 | 49 | 51 | 51 | 51 | 25
JOT-03 | 2035-09-01 | 9 | 2035 | 2035 | SUMMER | 53 | 53 | 53 | 55 | 55 | 55 | 25 | 51 | 51 | 51 | 53 | 53 | 53 | 25
JOT-03 | 2035-10-01 | 10 | 2036 | 2035 | FALL | 55 | 55 | 55 | 55 | 55 | 55 | 25 | 54 | 54 | 54 | 54 | 54 | 54 | 25
JOT-03 | 2035-11-01 | 11 | 2036 | 2035 | FALL | 58 | 58 | 58 | 58 | 58 | 58 | 25 | 56 | 56 | 56 | 56 | 56 | 56 | 25
JOT-03 | 2035-12-01 | 12 | 2036 | 2035 | WINTER | 62 | 62 | 62 | 62 | 62 | 62 | 25 | 61 | 61 | 61 | 61 | 61 | 61 | 25
JOT-03 | 2036-01-01 | 1 | 2036 | 2036 | WINTER | 63 | 63 | 63 | 63 | 63 | 63 | 25 | 61 | 61 | 61 | 61 | 61 | 61 | 25
JOT-03 | 2036-02-01 | 2 | 2036 | 2036 | WINTER | 62 | 62 | 62 | 62 | 62 | 62 | 25 | 61 | 61 | 61 | 61 | 61 | 61 | 25
JOT-03 | 2036-03-01 | 3 | 2036 | 2036 | WINTER | 58 | 58 | 58 | 58 | 58 | 58 | 25 | 56 | 56 | 56 | 56 | 56 | 56 | 25
JOT-03 | 2036-04-01 | 4 | 2036 | 2036 | SPRING | 55 | 55 | 55 | 55 | 55 | 55 | 25 | 54 | 54 | 54 | 54 | 54 | 54 | 25
JOT-03 | 2036-05-01 | 5 | 2036 | 2036 | SPRING | 54 | 54 | 54 | 56 | 56 | 56 | 25 | 52 | 52 | 52 | 54 | 54 | 54 | 25
JOT-03 | 2036-06-01 | 6 | 2036 | 2036 | SUMMER | 52 | 52 | 52 | 54 | 54 | 54 | 25 | 50 | 50 | 50 | 52 | 52 | 52 | 25
JOT-03 | 2036-07-01 | 7 | 2036 | 2036 | SUMMER | 50 | 50 | 50 | 52 | 52 | 52 | 25 | 49 | 49 | 49 | 51 | 51 | 51 | 25
JOT-03 | 2036-08-01 | 8 | 2036 | 2036 | SUMMER | 50 | 50 | 50 | 52 | 52 | 52 | 25 | 49 | 49 | 49 | 51 | 51 | 51 | 25
JOT-03 | 2036-09-01 | 9 | 2036 | 2036 | SUMMER | 53 | 53 | 53 | 55 | 55 | 55 | 25 | 51 | 51 | 51 | 53 | 53 | 53 | 25
JOT-03 | 2036-10-01 | 10 | 2037 | 2036 | FALL | 55 | 55 | 55 | 55 | 55 | 55 | 25 | 54 | 54 | 54 | 54 | 54 | 54 | 25
JOT-03 | 2036-11-01 | 11 | 2037 | 2036 | FALL | 58 | 58 | 58 | 58 | 58 | 58 | 25 | 56 | 56 | 56 | 56 | 56 | 56 | 25
JOT-03 | 2036-12-01 | 12 | 2037 | 2036 | WINTER | 62 | 62 | 62 | 62 | 62 | 62 | 25 | 61 | 61 | 61 | 61 | 61 | 61 | 25
JOT-03 | 2037-01-01 | 1 | 2037 | 2037 | WINTER | 63 | 63 | 63 | 63 | 63 | 63 | 25 | 61 | 61 | 61 | 61 | 61 | 61 | 25
JOT-03 | 2037-02-01 | 2 | 2037 | 2037 | WINTER | 62 | 62 | 62 | 62 | 62 | 62 | 25 | 61 | 61 | 61 | 61 | 61 | 61 | 25
JOT-03 | 2037-03-01 | 3 | 2037 | 2037 | WINTER | 58 | 58 | 58 | 58 | 58 | 58 | 25 | 56 | 56 | 56 | 56 | 56 | 56 | 25
JOT-03 | 2037-04-01 | 4 | 2037 | 2037 | SPRING | 55 | 55 | 55 | 55 | 55 | 55 | 25 | 54 | 54 | 54 | 54 | 54 | 54 | 25
JOT-03 | 2037-05-01 | 5 | 2037 | 2037 | SPRING | 54 | 54 | 54 | 56 | 56 | 56 | 25 | 52 | 52 | 52 | 54 | 54 | 54 | 25
JOT-03 | 2037-06-01 | 6 | 2037 | 2037 | SUMMER | 52 | 52 | 52 | 54 | 54 | 54 | 25 | 50 | 50 | 50 | 52 | 52 | 52 | 25
JOT-03 | 2037-07-01 | 7 | 2037 | 2037 | SUMMER | 50 | 50 | 50 | 52 | 52 | 52 | 25 | 49 | 49 | 49 | 51 | 51 | 51 | 25
JOT-03 | 2037-08-01 | 8 | 2037 | 2037 | SUMMER | 50 | 50 | 50 | 52 | 52 | 52 | 25 | 49 | 49 | 49 | 51 | 51 | 51 | 25
JOT-03 | 2037-09-01 | 9 | 2037 | 2037 | SUMMER | 53 | 53 | 53 | 55 | 55 | 55 | 25 | 51 | 51 | 51 | 53 | 53 | 53 | 25
JOT-03 | 2037-10-01 | 10 | 2038 | 2037 | FALL | 55 | 55 | 55 | 55 | 55 | 55 | 25 | 54 | 54 | 54 | 54 | 54 | 54 | 25
JOT-03 | 2037-11-01 | 11 | 2038 | 2037 | FALL | 58 | 58 | 58 | 58 | 58 | 58 | 25 | 56 | 56 | 56 | 56 | 56 | 56 | 25
JOT-03 | 2037-12-01 | 12 | 2038 | 2037 | WINTER | 62 | 62 | 62 | 62 | 62 | 62 | 25 | 61 | 61 | 61 | 61 | 61 | 61 | 25
JOT-03 | 2038-01-01 | 1 | 2038 | 2038 | WINTER | 63 | 63 | 63 | 63 | 63 | 63 | 25 | 61 | 61 | 61 | 61 | 61 | 61 | 25
JOT-03 | 2038-02-01 | 2 | 2038 | 2038 | WINTER | 62 | 62 | 62 | 62 | 62 | 62 | 25 | 61 | 61 | 61 | 61 | 61 | 61 | 25
JOT-03 | 2038-03-01 | 3 | 2038 | 2038 | WINTER | 58 | 58 | 58 | 58 | 58 | 58 | 25 | 56 | 56 | 56 | 56 | 56 | 56 | 25
JOT-03 | 2038-04-01 | 4 | 2038 | 2038 | SPRING | 55 | 55 | 55 | 55 | 55 | 55 | 25 | 54 | 54 | 54 | 54 | 54 | 54 | 25
JOT-03 | 2038-05-01 | 5 | 2038 | 2038 | SPRING | 54 | 54 | 54 | 56 | 56 | 56 | 25 | 52 | 52 | 52 | 54 | 54 | 54 | 25
JOT-03 | 2038-06-01 | 6 | 2038 | 2038 | SUMMER | 52 | 52 | 52 | 54 | 54 | 54 | 25 | 50 | 50 | 50 | 52 | 52 | 52 | 25
JOT-03 | 2038-07-01 | 7 | 2038 | 2038 | SUMMER | 50 | 50 | 50 | 52 | 52 | 52 | 25 | 49 | 49 | 49 | 51 | 51 | 51 | 25
JOT-03 | 2038-08-01 | 8 | 2038 | 2038 | SUMMER | 50 | 50 | 50 | 52 | 52 | 52 | 25 | 49 | 49 | 49 | 51 | 51 | 51 | 25
JOT-03 | 2038-09-01 | 9 | 2038 | 2038 | SUMMER | 53 | 53 | 53 | 55 | 55 | 55 | 25 | 51 | 51 | 51 | 53 | 53 | 53 | 25
JOT-03 | 2038-10-01 | 10 | 2039 | 2038 | FALL | 55 | 55 | 55 | 55 | 55 | 55 | 25 | 54 | 54 | 54 | 54 | 54 | 54 | 25
JOT-03 | 2038-11-01 | 11 | 2039 | 2038 | FALL | 58 | 58 | 58 | 58 | 58 | 58 | 25 | 56 | 56 | 56 | 56 | 56 | 56 | 25
JOT-03 | 2038-12-01 | 12 | 2039 | 2038 | WINTER | 62 | 62 | 62 | 62 | 62 | 62 | 25 | 61 | 61 | 61 | 61 | 61 | 61 | 25
JOT-03 | 2039-01-01 | 1 | 2039 | 2039 | WINTER | 63 | 63 | 63 | 63 | 63 | 63 | 25 | 61 | 61 | 61 | 61 | 61 | 61 | 25
JOT-03 | 2039-02-01 | 2 | 2039 | 2039 | WINTER | 62 | 62 | 62 | 62 | 62 | 62 | 25 | 61 | 61 | 61 | 61 | 61 | 61 | 25
JOT-03 | 2039-03-01 | 3 | 2039 | 2039 | WINTER | 58 | 58 | 58 | 58 | 58 | 58 | 25 | 56 | 56 | 56 | 56 | 56 | 56 | 25
JOT-03 | 2039-04-01 | 4 | 2039 | 2039 | SPRING | 55 | 55 | 55 | 55 | 55 | 55 | 25 | 54 | 54 | 54 | 54 | 54 | 54 | 25
JOT-03 | 2039-05-01 | 5 | 2039 | 2039 | SPRING | 54 | 54 | 54 | 56 | 56 | 56 | 25 | 52 | 52 | 52 | 54 | 54 | 54 | 25
JOT-03 | 2039-06-01 | 6 | 2039 | 2039 | SUMMER | 52 | 52 | 52 | 54 | 54 | 54 | 25 | 50 | 50 | 50 | 52 | 52 | 52 | 25
JOT-03 | 2039-07-01 | 7 | 2039 | 2039 | SUMMER | 50 | 50 | 50 | 52 | 52 | 52 | 25 | 49 | 49 | 49 | 51 | 51 | 51 | 25
JOT-03 | 2039-08-01 | 8 | 2039 | 2039 | SUMMER | 50 | 50 | 50 | 52 | 52 | 52 | 25 | 49 | 49 | 49 | 51 | 51 | 51 | 25
JOT-03 | 2039-09-01 | 9 | 2039 | 2039 | SUMMER | 53 | 53 | 53 | 55 | 55 | 55 | 25 | 51 | 51 | 51 | 53 | 53 | 53 | 25
JOT-03 | 2039-10-01 | 10 | 2040 | 2039 | FALL | 55 | 55 | 55 | 55 | 55 | 55 | 25 | 54 | 54 | 54 | 54 | 54 | 54 | 25
JOT-03 | 2039-11-01 | 11 | 2040 | 2039 | FALL | 58 | 58 | 58 | 58 | 58 | 58 | 25 | 56 | 56 | 56 | 56 | 56 | 56 | 25
JOT-03 | 2039-12-01 | 12 | 2040 | 2039 | WINTER | 62 | 62 | 62 | 62 | 62 | 62 | 25 | 61 | 61 | 61 | 61 | 61 | 61 | 25
JOT-03 | 2040-01-01 | 1 | 2040 | 2040 | WINTER | 63 | 63 | 63 | 63 | 63 | 63 | 25 | 61 | 61 | 61 | 61 | 61 | 61 | 25
JOT-03 | 2040-02-01 | 2 | 2040 | 2040 | WINTER | 62 | 62 | 62 | 62 | 62 | 62 | 25 | 61 | 61 | 61 | 61 | 61 | 61 | 25
JOT-03 | 2040-03-01 | 3 | 2040 | 2040 | WINTER | 58 | 58 | 58 | 58 | 58 | 58 | 25 | 56 | 56 | 56 | 56 | 56 | 56 | 25
JOT-03 | 2040-04-01 | 4 | 2040 | 2040 | SPRING | 55 | 55 | 55 | 55 | 55 | 55 | 25 | 54 | 54 | 54 | 54 | 54 | 54 | 25
JOT-03 | 2040-05-01 | 5 | 2040 | 2040 | SPRING | 54 | 54 | 54 | 56 | 56 | 56 | 25 | 52 | 52 | 52 | 54 | 54 | 54 | 25
JOT-03 | 2040-06-01 | 6 | 2040 | 2040 | SUMMER | 52 | 52 | 52 | 54 | 54 | 54 | 25 | 50 | 50 | 50 | 52 | 52 | 52 | 25
JOT-03 | 2040-07-01 | 7 | 2040 | 2040 | SUMMER | 50 | 50 | 50 | 52 | 52 | 52 | 25 | 49 | 49 | 49 | 51 | 51 | 51 | 25
JOT-03 | 2040-08-01 | 8 | 2040 | 2040 | SUMMER | 50 | 50 | 50 | 52 | 52 | 52 | 25 | 49 | 49 | 49 | 51 | 51 | 51 | 25
JOT-03 | 2040-09-01 | 9 | 2040 | 2040 | SUMMER | 53 | 53 | 53 | 55 | 55 | 55 | 25 | 51 | 51 | 51 | 53 | 53 | 53 | 25
JOT-03 | 2040-10-01 | 10 | 2041 | 2040 | FALL | 55 | 55 | 55 | 55 | 55 | 55 | 25 | 54 | 54 | 54 | 54 | 54 | 54 | 25
JOT-03 | 2040-11-01 | 11 | 2041 | 2040 | FALL | 58 | 58 | 58 | 58 | 58 | 58 | 25 | 56 | 56 | 56 | 56 | 56 | 56 | 25
JOT-03 | 2040-12-01 | 12 | 2041 | 2040 | WINTER | 62 | 62 | 62 | 62 | 62 | 62 | 25 | 61 | 61 | 61 | 61 | 61 | 61 | 25
JOT-03 | 2041-01-01 | 1 | 2041 | 2041 | WINTER | 63 | 63 | 63 | 63 | 63 | 63 | 25 | 61 | 61 | 61 | 61 | 61 | 61 | 25
JOT-03 | 2041-02-01 | 2 | 2041 | 2041 | WINTER | 62 | 62 | 62 | 62 | 62 | 62 | 25 | 61 | 61 | 61 | 61 | 61 | 61 | 25
JOT-03 | 2041-03-01 | 3 | 2041 | 2041 | WINTER | 58 | 58 | 58 | 58 | 58 | 58 | 25 | 56 | 56 | 56 | 56 | 56 | 56 | 25
JOT-03 | 2041-04-01 | 4 | 2041 | 2041 | SPRING | 55 | 55 | 55 | 55 | 55 | 55 | 25 | 54 | 54 | 54 | 54 | 54 | 54 | 25
JOT-03 | 2041-05-01 | 5 | 2041 | 2041 | SPRING | 54 | 54 | 54 | 56 | 56 | 56 | 25 | 52 | 52 | 52 | 54 | 54 | 54 | 25
JOT-03 | 2041-06-01 | 6 | 2041 | 2041 | SUMMER | 52 | 52 | 52 | 54 | 54 | 54 | 25 | 50 | 50 | 50 | 52 | 52 | 52 | 25
JOT-03 | 2041-07-01 | 7 | 2041 | 2041 | SUMMER | 50 | 50 | 50 | 52 | 52 | 52 | 25 | 49 | 49 | 49 | 51 | 51 | 51 | 25
JOT-03 | 2041-08-01 | 8 | 2041 | 2041 | SUMMER | 50 | 50 | 50 | 52 | 52 | 52 | 25 | 49 | 49 | 49 | 51 | 51 | 51 | 25
JOT-03 | 2041-09-01 | 9 | 2041 | 2041 | SUMMER | 53 | 53 | 53 | 55 | 55 | 55 | 25 | 51 | 51 | 51 | 53 | 53 | 53 | 25
JOT-03 | 2041-10-01 | 10 | 2042 | 2041 | FALL | 55 | 55 | 55 | 55 | 55 | 55 | 25 | 54 | 54 | 54 | 54 | 54 | 54 | 25
JOT-03 | 2041-11-01 | 11 | 2042 | 2041 | FALL | 58 | 58 | 58 | 58 | 58 | 58 | 25 | 56 | 56 | 56 | 56 | 56 | 56 | 25
JOT-03 | 2041-12-01 | 12 | 2042 | 2041 | WINTER | 62 | 62 | 62 | 62 | 62 | 62 | 25 | 61 | 61 | 61 | 61 | 61 | 61 | 25
JOT-03 | 2042-01-01 | 1 | 2042 | 2042 | WINTER | 63 | 63 | 63 | 63 | 63 | 63 | 25 | 61 | 61 | 61 | 61 | 61 | 61 | 25
JOT-03 | 2042-02-01 | 2 | 2042 | 2042 | WINTER | 62 | 62 | 62 | 62 | 62 | 62 | 25 | 61 | 61 | 61 | 61 | 61 | 61 | 25
JOT-03 | 2042-03-01 | 3 | 2042 | 2042 | WINTER | 58 | 58 | 58 | 58 | 58 | 58 | 25 | 56 | 56 | 56 | 56 | 56 | 56 | 25
JOT-03 | 2042-04-01 | 4 | 2042 | 2042 | SPRING | 55 | 55 | 55 | 55 | 55 | 55 | 25 | 54 | 54 | 54 | 54 | 54 | 54 | 25
JOT-03 | 2042-05-01 | 5 | 2042 | 2042 | SPRING | 54 | 54 | 54 | 56 | 56 | 56 | 25 | 52 | 52 | 52 | 54 | 54 | 54 | 25
JOT-03 | 2042-06-01 | 6 | 2042 | 2042 | SUMMER | 52 | 52 | 52 | 54 | 54 | 54 | 25 | 50 | 50 | 50 | 52 | 52 | 52 | 25
JOT-03 | 2042-07-01 | 7 | 2042 | 2042 | SUMMER | 50 | 50 | 50 | 52 | 52 | 52 | 25 | 49 | 49 | 49 | 51 | 51 | 51 | 25
JOT-03 | 2042-08-01 | 8 | 2042 | 2042 | SUMMER | 50 | 50 | 50 | 52 | 52 | 52 | 25 | 49 | 49 | 49 | 51 | 51 | 51 | 25
JOT-03 | 2042-09-01 | 9 | 2042 | 2042 | SUMMER | 53 | 53 | 53 | 55 | 55 | 55 | 25 | 51 | 51 | 51 | 53 | 53 | 53 | 25
JOT-03 | 2042-10-01 | 10 | 2043 | 2042 | FALL | 55 | 55 | 55 | 55 | 55 | 55 | 25 | 54 | 54 | 54 | 54 | 54 | 54 | 25
JOT-03 | 2042-11-01 | 11 | 2043 | 2042 | FALL | 58 | 58 | 58 | 58 | 58 | 58 | 25 | 56 | 56 | 56 | 56 | 56 | 56 | 25
JOT-03 | 2042-12-01 | 12 | 2043 | 2042 | WINTER | 62 | 62 | 62 | 62 | 62 | 62 | 25 | 61 | 61 | 61 | 61 | 61 | 61 | 25
JOT-03 | 2043-01-01 | 1 | 2043 | 2043 | WINTER | 63 | 63 | 63 | 63 | 63 | 63 | 25 | 61 | 61 | 61 | 61 | 61 | 61 | 25
JOT-03 | 2043-02-01 | 2 | 2043 | 2043 | WINTER | 62 | 62 | 62 | 62 | 62 | 62 | 25 | 61 | 61 | 61 | 61 | 61 | 61 | 25
JOT-03 | 2043-03-01 | 3 | 2043 | 2043 | WINTER | 58 | 58 | 58 | 58 | 58 | 58 | 25 | 56 | 56 | 56 | 56 | 56 | 56 | 25
JOT-03 | 2043-04-01 | 4 | 2043 | 2043 | SPRING | 55 | 55 | 55 | 55 | 55 | 55 | 25 | 54 | 54 | 54 | 54 | 54 | 54 | 25
JOT-03 | 2043-05-01 | 5 | 2043 | 2043 | SPRING | 54 | 54 | 54 | 56 | 56 | 56 | 25 | 52 | 52 | 52 | 54 | 54 | 54 | 25
JOT-03 | 2043-06-01 | 6 | 2043 | 2043 | SUMMER | 52 | 52 | 52 | 54 | 54 | 54 | 25 | 50 | 50 | 50 | 52 | 52 | 52 | 25
JOT-03 | 2043-07-01 | 7 | 2043 | 2043 | SUMMER | 50 | 50 | 50 | 52 | 52 | 52 | 25 | 49 | 49 | 49 | 51 | 51 | 51 | 25
JOT-03 | 2043-08-01 | 8 | 2043 | 2043 | SUMMER | 50 | 50 | 50 | 52 | 52 | 52 | 25 | 49 | 49 | 49 | 51 | 51 | 51 | 25
JOT-03 | 2043-09-01 | 9 | 2043 | 2043 | SUMMER | 53 | 53 | 53 | 55 | 55 | 55 | 25 | 51 | 51 | 51 | 53 | 53 | 53 | 25
JOT-03 | 2043-10-01 | 10 | 2044 | 2043 | FALL | 55 | 55 | 55 | 55 | 55 | 55 | 25 | 54 | 54 | 54 | 54 | 54 | 54 | 25
JOT-03 | 2043-11-01 | 11 | 2044 | 2043 | FALL | 58 | 58 | 58 | 58 | 58 | 58 | 25 | 56 | 56 | 56 | 56 | 56 | 56 | 25
JOT-03 | 2043-12-01 | 12 | 2044 | 2043 | WINTER | 62 | 62 | 62 | 62 | 62 | 62 | 25 | 61 | 61 | 61 | 61 | 61 | 61 | 25
JOT-03 | 2044-01-01 | 1 | 2044 | 2044 | WINTER | 63 | 63 | 63 | 63 | 63 | 63 | 25 | 61 | 61 | 61 | 61 | 61 | 61 | 25
JOT-03 | 2044-02-01 | 2 | 2044 | 2044 | WINTER | 62 | 62 | 62 | 62 | 62 | 62 | 25 | 61 | 61 | 61 | 61 | 61 | 61 | 25
JOT-03 | 2044-03-01 | 3 | 2044 | 2044 | WINTER | 58 | 58 | 58 | 58 | 58 | 58 | 25 | 56 | 56 | 56 | 56 | 56 | 56 | 25
JOT-03 | 2044-04-01 | 4 | 2044 | 2044 | SPRING | 55 | 55 | 55 | 55 | 55 | 55 | 25 | 54 | 54 | 54 | 54 | 54 | 54 | 25
JOT-03 | 2044-05-01 | 5 | 2044 | 2044 | SPRING | 54 | 54 | 54 | 56 | 56 | 56 | 25 | 52 | 52 | 52 | 54 | 54 | 54 | 25
JOT-03 | 2044-06-01 | 6 | 2044 | 2044 | SUMMER | 52 | 52 | 52 | 54 | 54 | 54 | 25 | 50 | 50 | 50 | 52 | 52 | 52 | 25
JOT-03 | 2044-07-01 | 7 | 2044 | 2044 | SUMMER | 50 | 50 | 50 | 52 | 52 | 52 | 25 | 49 | 49 | 49 | 51 | 51 | 51 | 25
JOT-03 | 2044-08-01 | 8 | 2044 | 2044 | SUMMER | 50 | 50 | 50 | 52 | 52 | 52 | 25 | 49 | 49 | 49 | 51 | 51 | 51 | 25
JOT-03 | 2044-09-01 | 9 | 2044 | 2044 | SUMMER | 53 | 53 | 53 | 55 | 55 | 55 | 25 | 51 | 51 | 51 | 53 | 53 | 53 | 25
JOT-03 | 2044-10-01 | 10 | 2045 | 2044 | FALL | 55 | 55 | 55 | 55 | 55 | 55 | 25 | 54 | 54 | 54 | 54 | 54 | 54 | 25
JOT-03 | 2044-11-01 | 11 | 2045 | 2044 | FALL | 58 | 58 | 58 | 58 | 58 | 58 | 25 | 56 | 56 | 56 | 56 | 56 | 56 | 25
JOT-03 | 2044-12-01 | 12 | 2045 | 2044 | WINTER | 62 | 62 | 62 | 62 | 62 | 62 | 25 | 61 | 61 | 61 | 61 | 61 | 61 | 25
JOT-03 | 2045-01-01 | 1 | 2045 | 2045 | WINTER | 63 | 63 | 63 | 63 | 63 | 63 | 25 | 61 | 61 | 61 | 61 | 61 | 61 | 25
JOT-03 | 2045-02-01 | 2 | 2045 | 2045 | WINTER | 62 | 62 | 62 | 62 | 62 | 62 | 25 | 61 | 61 | 61 | 61 | 61 | 61 | 25
JOT-03 | 2045-03-01 | 3 | 2045 | 2045 | WINTER | 58 | 58 | 58 | 58 | 58 | 58 | 25 | 56 | 56 | 56 | 56 | 56 | 56 | 25
JOT-03 | 2045-04-01 | 4 | 2045 | 2045 | SPRING | 55 | 55 | 55 | 55 | 55 | 55 | 25 | 54 | 54 | 54 | 54 | 54 | 54 | 25
JOT-03 | 2045-05-01 | 5 | 2045 | 2045 | SPRING | 54 | 54 | 54 | 56 | 56 | 56 | 25 | 52 | 52 | 52 | 54 | 54 | 54 | 25
JOT-03 | 2045-06-01 | 6 | 2045 | 2045 | SUMMER | 52 | 52 | 52 | 54 | 54 | 54 | 25 | 50 | 50 | 50 | 52 | 52 | 52 | 25
JOT-03 | 2045-07-01 | 7 | 2045 | 2045 | SUMMER | 50 | 50 | 50 | 52 | 52 | 52 | 25 | 49 | 49 | 49 | 51 | 51 | 51 | 25
JOT-03 | 2045-08-01 | 8 | 2045 | 2045 | SUMMER | 50 | 50 | 50 | 52 | 52 | 52 | 25 | 49 | 49 | 49 | 51 | 51 | 51 | 25
JOT-03 | 2045-09-01 | 9 | 2045 | 2045 | SUMMER | 53 | 53 | 53 | 55 | 55 | 55 | 25 | 51 | 51 | 51 | 53 | 53 | 53 | 25
JOT-03 | 2045-10-01 | 10 | 2046 | 2045 | FALL | 55 | 55 | 55 | 55 | 55 | 55 | 25 | 54 | 54 | 54 | 54 | 54 | 54 | 25
JOT-03 | 2045-11-01 | 11 | 2046 | 2045 | FALL | 58 | 58 | 58 | 58 | 58 | 58 | 25 | 56 | 56 | 56 | 56 | 56 | 56 | 25
JOT-03 | 2045-12-01 | 12 | 2046 | 2045 | WINTER | 62 | 62 | 62 | 62 | 62 | 62 | 25 | 61 | 61 | 61 | 61 | 61 | 61 | 25
JOT-03 | 2046-01-01 | 1 | 2046 | 2046 | WINTER | 63 | 63 | 63 | 63 | 63 | 63 | 25 | 61 | 61 | 61 | 61 | 61 | 61 | 25
JOT-03 | 2046-02-01 | 2 | 2046 | 2046 | WINTER | 62 | 62 | 62 | 62 | 62 | 62 | 25 | 61 | 61 | 61 | 61 | 61 | 61 | 25
JOT-03 | 2046-03-01 | 3 | 2046 | 2046 | WINTER | 58 | 58 | 58 | 58 | 58 | 58 | 25 | 56 | 56 | 56 | 56 | 56 | 56 | 25
JOT-03 | 2046-04-01 | 4 | 2046 | 2046 | SPRING | 55 | 55 | 55 | 55 | 55 | 55 | 25 | 54 | 54 | 54 | 54 | 54 | 54 | 25
JOT-03 | 2046-05-01 | 5 | 2046 | 2046 | SPRING | 54 | 54 | 54 | 56 | 56 | 56 | 25 | 52 | 52 | 52 | 54 | 54 | 54 | 25
JOT-03 | 2046-06-01 | 6 | 2046 | 2046 | SUMMER | 52 | 52 | 52 | 54 | 54 | 54 | 25 | 50 | 50 | 50 | 52 | 52 | 52 | 25
JOT-03 | 2046-07-01 | 7 | 2046 | 2046 | SUMMER | 50 | 50 | 50 | 52 | 52 | 52 | 25 | 49 | 49 | 49 | 51 | 51 | 51 | 25
JOT-03 | 2046-08-01 | 8 | 2046 | 2046 | SUMMER | 50 | 50 | 50 | 52 | 52 | 52 | 25 | 49 | 49 | 49 | 51 | 51 | 51 | 25
JOT-03 | 2046-09-01 | 9 | 2046 | 2046 | SUMMER | 53 | 53 | 53 | 55 | 55 | 55 | 25 | 51 | 51 | 51 | 53 | 53 | 53 | 25
JOT-03 | 2046-10-01 | 10 | 2047 | 2046 | FALL | 55 | 55 | 55 | 55 | 55 | 55 | 25 | 54 | 54 | 54 | 54 | 54 | 54 | 25
JOT-03 | 2046-11-01 | 11 | 2047 | 2046 | FALL | 58 | 58 | 58 | 58 | 58 | 58 | 25 | 56 | 56 | 56 | 56 | 56 | 56 | 25
JOT-03 | 2046-12-01 | 12 | 2047 | 2046 | WINTER | 62 | 62 | 62 | 62 | 62 | 62 | 25 | 61 | 61 | 61 | 61 | 61 | 61 | 25
JOT-03 | 2047-01-01 | 1 | 2047 | 2047 | WINTER | 63 | 63 | 63 | 63 | 63 | 63 | 25 | 61 | 61 | 61 | 61 | 61 | 61 | 25
JOT-03 | 2047-02-01 | 2 | 2047 | 2047 | WINTER | 62 | 62 | 62 | 62 | 62 | 62 | 25 | 61 | 61 | 61 | 61 | 61 | 61 | 25
JOT-03 | 2047-03-01 | 3 | 2047 | 2047 | WINTER | 58 | 58 | 58 | 58 | 58 | 58 | 25 | 56 | 56 | 56 | 56 | 56 | 56 | 25
JOT-03 | 2047-04-01 | 4 | 2047 | 2047 | SPRING | 55 | 55 | 55 | 55 | 55 | 55 | 25 | 54 | 54 | 54 | 54 | 54 | 54 | 25
JOT-03 | 2047-05-01 | 5 | 2047 | 2047 | SPRING | 54 | 54 | 54 | 56 | 56 | 56 | 25 | 52 | 52 | 52 | 54 | 54 | 54 | 25
JOT-03 | 2047-06-01 | 6 | 2047 | 2047 | SUMMER | 52 | 52 | 52 | 54 | 54 | 54 | 25 | 50 | 50 | 50 | 52 | 52 | 52 | 25
JOT-03 | 2047-07-01 | 7 | 2047 | 2047 | SUMMER | 50 | 50 | 50 | 52 | 52 | 52 | 25 | 49 | 49 | 49 | 51 | 51 | 51 | 25
JOT-03 | 2047-08-01 | 8 | 2047 | 2047 | SUMMER | 50 | 50 | 50 | 52 | 52 | 52 | 25 | 49 | 49 | 49 | 51 | 51 | 51 | 25
JOT-03 | 2047-09-01 | 9 | 2047 | 2047 | SUMMER | 53 | 53 | 53 | 55 | 55 | 55 | 25 | 51 | 51 | 51 | 53 | 53 | 53 | 25
JOT-04 | 2016-10-01 | 10 | 2017 | 2016 | FALL | 55 | 55 | 55 | 55 | 55 | 55 | 25 | 54 | 54 | 54 | 54 | 54 | 54 | 25
JOT-04 | 2016-11-01 | 11 | 2017 | 2016 | FALL | 58 | 58 | 58 | 58 | 58 | 58 | 25 | 56 | 56 | 56 | 56 | 56 | 56 | 25
JOT-04 | 2016-12-01 | 12 | 2017 | 2016 | WINTER | 62 | 62 | 62 | 62 | 62 | 62 | 25 | 61 | 61 | 61 | 61 | 61 | 61 | 25
JOT-04 | 2017-01-01 | 1 | 2017 | 2017 | WINTER | 63 | 63 | 63 | 63 | 63 | 63 | 25 | 61 | 61 | 61 | 61 | 61 | 61 | 25
JOT-04 | 2017-02-01 | 2 | 2017 | 2017 | WINTER | 62 | 62 | 62 | 62 | 62 | 62 | 25 | 61 | 61 | 61 | 61 | 61 | 61 | 25
JOT-04 | 2017-03-01 | 3 | 2017 | 2017 | WINTER | 58 | 58 | 58 | 58 | 58 | 58 | 25 | 56 | 56 | 56 | 56 | 56 | 56 | 25
JOT-04 | 2017-04-01 | 4 | 2017 | 2017 | SPRING | 55 | 55 | 55 | 55 | 55 | 55 | 25 | 54 | 54 | 54 | 54 | 54 | 54 | 25
JOT-04 | 2017-05-01 | 5 | 2017 | 2017 | SPRING | 54 | 54 | 54 | 56 | 56 | 56 | 25 | 52 | 52 | 52 | 54 | 54 | 54 | 25
JOT-04 | 2017-06-01 | 6 | 2017 | 2017 | SUMMER | 52 | 52 | 52 | 54 | 54 | 54 | 25 | 50 | 50 | 50 | 52 | 52 | 52 | 25
JOT-04 | 2017-07-01 | 7 | 2017 | 2017 | SUMMER | 50 | 50 | 50 | 52 | 52 | 52 | 25 | 49 | 49 | 49 | 51 | 51 | 51 | 25
JOT-04 | 2017-08-01 | 8 | 2017 | 2017 | SUMMER | 50 | 50 | 50 | 52 | 52 | 52 | 25 | 49 | 49 | 49 | 51 | 51 | 51 | 25
JOT-04 | 2017-09-01 | 9 | 2017 | 2017 | SUMMER | 53 | 53 | 53 | 55 | 55 | 55 | 25 | 51 | 51 | 51 | 53 | 53 | 53 | 25
JOT-04 | 2017-10-01 | 10 | 2018 | 2017 | FALL | 55 | 55 | 55 | 55 | 55 | 55 | 25 | 54 | 54 | 54 | 54 | 54 | 54 | 25
JOT-04 | 2017-11-01 | 11 | 2018 | 2017 | FALL | 58 | 58 | 58 | 58 | 58 | 58 | 25 | 56 | 56 | 56 | 56 | 56 | 56 | 25
JOT-04 | 2017-12-01 | 12 | 2018 | 2017 | WINTER | 62 | 62 | 62 | 62 | 62 | 62 | 25 | 61 | 61 | 61 | 61 | 61 | 61 | 25
JOT-04 | 2018-01-01 | 1 | 2018 | 2018 | WINTER | 63 | 63 | 63 | 63 | 63 | 63 | 25 | 61 | 61 | 61 | 61 | 61 | 61 | 25
JOT-04 | 2018-02-01 | 2 | 2018 | 2018 | WINTER | 62 | 62 | 62 | 62 | 62 | 62 | 25 | 61 | 61 | 61 | 61 | 61 | 61 | 25
JOT-04 | 2018-03-01 | 3 | 2018 | 2018 | WINTER | 58 | 58 | 58 | 58 | 58 | 58 | 25 | 56 | 56 | 56 | 56 | 56 | 56 | 25
JOT-04 | 2018-04-01 | 4 | 2018 | 2018 | SPRING | 55 | 55 | 55 | 55 | 55 | 55 | 25 | 54 | 54 | 54 | 54 | 54 | 54 | 25
JOT-04 | 2018-05-01 | 5 | 2018 | 2018 | SPRING | 54 | 54 | 54 | 56 | 56 | 56 | 25 | 52 | 52 | 52 | 54 | 54 | 54 | 25
JOT-04 | 2018-06-01 | 6 | 2018 | 2018 | SUMMER | 52 | 52 | 52 | 54 | 54 | 54 | 25 | 50 | 50 | 50 | 52 | 52 | 52 | 25
JOT-04 | 2018-07-01 | 7 | 2018 | 2018 | SUMMER | 50 | 50 | 50 | 52 | 52 | 52 | 25 | 49 | 49 | 49 | 51 | 51 | 51 | 25
JOT-04 | 2018-08-01 | 8 | 2018 | 2018 | SUMMER | 50 | 50 | 50 | 52 | 52 | 52 | 25 | 49 | 49 | 49 | 51 | 51 | 51 | 25
JOT-04 | 2018-09-01 | 9 | 2018 | 2018 | SUMMER | 53 | 53 | 53 | 55 | 55 | 55 | 25 | 51 | 51 | 51 | 53 | 53 | 53 | 25
JOT-04 | 2018-10-01 | 10 | 2019 | 2018 | FALL | 55 | 55 | 55 | 55 | 55 | 55 | 25 | 54 | 54 | 54 | 54 | 54 | 54 | 25
JOT-04 | 2018-11-01 | 11 | 2019 | 2018 | FALL | 58 | 58 | 58 | 58 | 58 | 58 | 25 | 56 | 56 | 56 | 56 | 56 | 56 | 25
JOT-04 | 2018-12-01 | 12 | 2019 | 2018 | WINTER | 62 | 62 | 62 | 62 | 62 | 62 | 25 | 61 | 61 | 61 | 61 | 61 | 61 | 25
JOT-04 | 2019-01-01 | 1 | 2019 | 2019 | WINTER | 63 | 63 | 63 | 63 | 63 | 63 | 25 | 61 | 61 | 61 | 61 | 61 | 61 | 25
JOT-04 | 2019-02-01 | 2 | 2019 | 2019 | WINTER | 62 | 62 | 62 | 62 | 62 | 62 | 25 | 61 | 61 | 61 | 61 | 61 | 61 | 25
JOT-04 | 2019-03-01 | 3 | 2019 | 2019 | WINTER | 58 | 58 | 58 | 58 | 58 | 58 | 25 | 56 | 56 | 56 | 56 | 56 | 56 | 25
JOT-04 | 2019-04-01 | 4 | 2019 | 2019 | SPRING | 55 | 55 | 55 | 55 | 55 | 55 | 25 | 54 | 54 | 54 | 54 | 54 | 54 | 25
JOT-04 | 2019-05-01 | 5 | 2019 | 2019 | SPRING | 54 | 54 | 54 | 56 | 56 | 56 | 25 | 52 | 52 | 52 | 54 | 54 | 54 | 25
JOT-04 | 2019-06-01 | 6 | 2019 | 2019 | SUMMER | 52 | 52 | 52 | 54 | 54 | 54 | 25 | 50 | 50 | 50 | 52 | 52 | 52 | 25
JOT-04 | 2019-07-01 | 7 | 2019 | 2019 | SUMMER | 50 | 50 | 50 | 52 | 52 | 52 | 25 | 49 | 49 | 49 | 51 | 51 | 51 | 25
JOT-04 | 2019-08-01 | 8 | 2019 | 2019 | SUMMER | 50 | 50 | 50 | 52 | 52 | 52 | 25 | 49 | 49 | 49 | 51 | 51 | 51 | 25
JOT-04 | 2019-09-01 | 9 | 2019 | 2019 | SUMMER | 53 | 53 | 53 | 55 | 55 | 55 | 25 | 51 | 51 | 51 | 53 | 53 | 53 | 25
JOT-04 | 2019-10-01 | 10 | 2020 | 2019 | FALL | 55 | 55 | 55 | 55 | 55 | 55 | 25 | 54 | 54 | 54 | 54 | 54 | 54 | 25
JOT-04 | 2019-11-01 | 11 | 2020 | 2019 | FALL | 58 | 58 | 58 | 58 | 58 | 58 | 25 | 56 | 56 | 56 | 56 | 56 | 56 | 25
JOT-04 | 2019-12-01 | 12 | 2020 | 2019 | WINTER | 62 | 62 | 62 | 62 | 62 | 62 | 25 | 61 | 61 | 61 | 61 | 61 | 61 | 25
JOT-04 | 2020-01-01 | 1 | 2020 | 2020 | WINTER | 63 | 63 | 63 | 63 | 63 | 63 | 25 | 61 | 61 | 61 | 61 | 61 | 61 | 25
JOT-04 | 2020-02-01 | 2 | 2020 | 2020 | WINTER | 62 | 62 | 62 | 62 | 62 | 62 | 25 | 61 | 61 | 61 | 61 | 61 | 61 | 25
JOT-04 | 2020-03-01 | 3 | 2020 | 2020 | WINTER | 58 | 58 | 58 | 58 | 58 | 58 | 25 | 56 | 56 | 56 | 56 | 56 | 56 | 25
JOT-04 | 2020-04-01 | 4 | 2020 | 2020 | SPRING | 55 | 55 | 55 | 55 | 55 | 55 | 25 | 54 | 54 | 54 | 54 | 54 | 54 | 25
JOT-04 | 2020-05-01 | 5 | 2020 | 2020 | SPRING | 54 | 54 | 54 | 56 | 56 | 56 | 25 | 52 | 52 | 52 | 54 | 54 | 54 | 25
JOT-04 | 2020-06-01 | 6 | 2020 | 2020 | SUMMER | 52 | 52 | 52 | 54 | 54 | 54 | 25 | 50 | 50 | 50 | 52 | 52 | 52 | 25
JOT-04 | 2020-07-01 | 7 | 2020 | 2020 | SUMMER | 50 | 50 | 50 | 52 | 52 | 52 | 25 | 49 | 49 | 49 | 51 | 51 | 51 | 25
JOT-04 | 2020-08-01 | 8 | 2020 | 2020 | SUMMER | 50 | 50 | 50 | 52 | 52 | 52 | 25 | 49 | 49 | 49 | 51 | 51 | 51 | 25
JOT-04 | 2020-09-01 | 9 | 2020 | 2020 | SUMMER | 53 | 53 | 53 | 55 | 55 | 55 | 25 | 51 | 51 | 51 | 53 | 53 | 53 | 25
JOT-04 | 2020-10-01 | 10 | 2021 | 2020 | FALL | 55 | 55 | 55 | 55 | 55 | 55 | 25 | 54 | 54 | 54 | 54 | 54 | 54 | 25
JOT-04 | 2020-11-01 | 11 | 2021 | 2020 | FALL | 58 | 58 | 58 | 58 | 58 | 58 | 25 | 56 | 56 | 56 | 56 | 56 | 56 | 25
JOT-04 | 2020-12-01 | 12 | 2021 | 2020 | WINTER | 62 | 62 | 62 | 62 | 62 | 62 | 25 | 61 | 61 | 61 | 61 | 61 | 61 | 25
JOT-04 | 2021-01-01 | 1 | 2021 | 2021 | WINTER | 63 | 63 | 63 | 63 | 63 | 63 | 25 | 61 | 61 | 61 | 61 | 61 | 61 | 25
JOT-04 | 2021-02-01 | 2 | 2021 | 2021 | WINTER | 62 | 62 | 62 | 62 | 62 | 62 | 25 | 61 | 61 | 61 | 61 | 61 | 61 | 25
JOT-04 | 2021-03-01 | 3 | 2021 | 2021 | WINTER | 58 | 58 | 58 | 58 | 58 | 58 | 25 | 56 | 56 | 56 | 56 | 56 | 56 | 25
JOT-04 | 2021-04-01 | 4 | 2021 | 2021 | SPRING | 55 | 55 | 55 | 55 | 55 | 55 | 25 | 54 | 54 | 54 | 54 | 54 | 54 | 25
JOT-04 | 2021-05-01 | 5 | 2021 | 2021 | SPRING | 54 | 54 | 54 | 56 | 56 | 56 | 25 | 52 | 52 | 52 | 54 | 54 | 54 | 25
JOT-04 | 2021-06-01 | 6 | 2021 | 2021 | SUMMER | 52 | 52 | 52 | 54 | 54 | 54 | 25 | 50 | 50 | 50 | 52 | 52 | 52 | 25
JOT-04 | 2021-07-01 | 7 | 2021 | 2021 | SUMMER | 50 | 50 | 50 | 52 | 52 | 52 | 25 | 49 | 49 | 49 | 51 | 51 | 51 | 25
JOT-04 | 2021-08-01 | 8 | 2021 | 2021 | SUMMER | 50 | 50 | 50 | 52 | 52 | 52 | 25 | 49 | 49 | 49 | 51 | 51 | 51 | 25
JOT-04 | 2021-09-01 | 9 | 2021 | 2021 | SUMMER | 53 | 53 | 53 | 55 | 55 | 55 | 25 | 51 | 51 | 51 | 53 | 53 | 53 | 25
JOT-04 | 2021-10-01 | 10 | 2022 | 2021 | FALL | 55 | 55 | 55 | 55 | 55 | 55 | 25 | 54 | 54 | 54 | 54 | 54 | 54 | 25
JOT-04 | 2021-11-01 | 11 | 2022 | 2021 | FALL | 58 | 58 | 58 | 58 | 58 | 58 | 25 | 56 | 56 | 56 | 56 | 56 | 56 | 25
JOT-04 | 2021-12-01 | 12 | 2022 | 2021 | WINTER | 62 | 62 | 62 | 62 | 62 | 62 | 25 | 61 | 61 | 61 | 61 | 61 | 61 | 25
JOT-04 | 2022-01-01 | 1 | 2022 | 2022 | WINTER | 63 | 63 | 63 | 63 | 63 | 63 | 25 | 61 | 61 | 61 | 61 | 61 | 61 | 25
JOT-04 | 2022-02-01 | 2 | 2022 | 2022 | WINTER | 62 | 62 | 62 | 62 | 62 | 62 | 25 | 61 | 61 | 61 | 61 | 61 | 61 | 25
JOT-04 | 2022-03-01 | 3 | 2022 | 2022 | WINTER | 58 | 58 | 58 | 58 | 58 | 58 | 25 | 56 | 56 | 56 | 56 | 56 | 56 | 25
JOT-04 | 2022-04-01 | 4 | 2022 | 2022 | SPRING | 55 | 55 | 55 | 55 | 55 | 55 | 25 | 54 | 54 | 54 | 54 | 54 | 54 | 25
JOT-04 | 2022-05-01 | 5 | 2022 | 2022 | SPRING | 54 | 54 | 54 | 56 | 56 | 56 | 25 | 52 | 52 | 52 | 54 | 54 | 54 | 25
JOT-04 | 2022-06-01 | 6 | 2022 | 2022 | SUMMER | 52 | 52 | 52 | 54 | 54 | 54 | 25 | 50 | 50 | 50 | 52 | 52 | 52 | 25
JOT-04 | 2022-07-01 | 7 | 2022 | 2022 | SUMMER | 50 | 50 | 50 | 52 | 52 | 52 | 25 | 49 | 49 | 49 | 51 | 51 | 51 | 25
JOT-04 | 2022-08-01 | 8 | 2022 | 2022 | SUMMER | 50 | 50 | 50 | 52 | 52 | 52 | 25 | 49 | 49 | 49 | 51 | 51 | 51 | 25
JOT-04 | 2022-09-01 | 9 | 2022 | 2022 | SUMMER | 53 | 53 | 53 | 55 | 55 | 55 | 25 | 51 | 51 | 51 | 53 | 53 | 53 | 25
JOT-04 | 2022-10-01 | 10 | 2023 | 2022 | FALL | 55 | 55 | 55 | 55 | 55 | 55 | 25 | 54 | 54 | 54 | 54 | 54 | 54 | 25
JOT-04 | 2022-11-01 | 11 | 2023 | 2022 | FALL | 58 | 58 | 58 | 58 | 58 | 58 | 25 | 56 | 56 | 56 | 56 | 56 | 56 | 25
JOT-04 | 2022-12-01 | 12 | 2023 | 2022 | WINTER | 62 | 62 | 62 | 62 | 62 | 62 | 25 | 61 | 61 | 61 | 61 | 61 | 61 | 25
JOT-04 | 2023-01-01 | 1 | 2023 | 2023 | WINTER | 63 | 63 | 63 | 63 | 63 | 63 | 25 | 61 | 61 | 61 | 61 | 61 | 61 | 25
JOT-04 | 2023-02-01 | 2 | 2023 | 2023 | WINTER | 62 | 62 | 62 | 62 | 62 | 62 | 25 | 61 | 61 | 61 | 61 | 61 | 61 | 25
JOT-04 | 2023-03-01 | 3 | 2023 | 2023 | WINTER | 58 | 58 | 58 | 58 | 58 | 58 | 25 | 56 | 56 | 56 | 56 | 56 | 56 | 25
JOT-04 | 2023-04-01 | 4 | 2023 | 2023 | SPRING | 55 | 55 | 55 | 55 | 55 | 55 | 25 | 54 | 54 | 54 | 54 | 54 | 54 | 25
JOT-04 | 2023-05-01 | 5 | 2023 | 2023 | SPRING | 54 | 54 | 54 | 56 | 56 | 56 | 25 | 52 | 52 | 52 | 54 | 54 | 54 | 25
JOT-04 | 2023-06-01 | 6 | 2023 | 2023 | SUMMER | 52 | 52 | 52 | 54 | 54 | 54 | 25 | 50 | 50 | 50 | 52 | 52 | 52 | 25
JOT-04 | 2023-07-01 | 7 | 2023 | 2023 | SUMMER | 50 | 50 | 50 | 52 | 52 | 52 | 25 | 49 | 49 | 49 | 51 | 51 | 51 | 25
JOT-04 | 2023-08-01 | 8 | 2023 | 2023 | SUMMER | 50 | 50 | 50 | 52 | 52 | 52 | 25 | 49 | 49 | 49 | 51 | 51 | 51 | 25
JOT-04 | 2023-09-01 | 9 | 2023 | 2023 | SUMMER | 53 | 53 | 53 | 55 | 55 | 55 | 25 | 51 | 51 | 51 | 53 | 53 | 53 | 25
JOT-04 | 2023-10-01 | 10 | 2024 | 2023 | FALL | 55 | 55 | 55 | 55 | 55 | 55 | 25 | 54 | 54 | 54 | 54 | 54 | 54 | 25
JOT-04 | 2023-11-01 | 11 | 2024 | 2023 | FALL | 58 | 58 | 58 | 58 | 58 | 58 | 25 | 56 | 56 | 56 | 56 | 56 | 56 | 25
JOT-04 | 2023-12-01 | 12 | 2024 | 2023 | WINTER | 62 | 62 | 62 | 62 | 62 | 62 | 25 | 61 | 61 | 61 | 61 | 61 | 61 | 25
JOT-04 | 2024-01-01 | 1 | 2024 | 2024 | WINTER | 63 | 63 | 63 | 63 | 63 | 63 | 25 | 61 | 61 | 61 | 61 | 61 | 61 | 25
JOT-04 | 2024-02-01 | 2 | 2024 | 2024 | WINTER | 62 | 62 | 62 | 62 | 62 | 62 | 25 | 61 | 61 | 61 | 61 | 61 | 61 | 25
JOT-04 | 2024-03-01 | 3 | 2024 | 2024 | WINTER | 58 | 58 | 58 | 58 | 58 | 58 | 25 | 56 | 56 | 56 | 56 | 56 | 56 | 25
JOT-04 | 2024-04-01 | 4 | 2024 | 2024 | SPRING | 55 | 55 | 55 | 55 | 55 | 55 | 25 | 54 | 54 | 54 | 54 | 54 | 54 | 25
JOT-04 | 2024-05-01 | 5 | 2024 | 2024 | SPRING | 54 | 54 | 54 | 56 | 56 | 56 | 25 | 52 | 52 | 52 | 54 | 54 | 54 | 25
JOT-04 | 2024-06-01 | 6 | 2024 | 2024 | SUMMER | 52 | 52 | 52 | 54 | 54 | 54 | 25 | 50 | 50 | 50 | 52 | 52 | 52 | 25
JOT-04 | 2024-07-01 | 7 | 2024 | 2024 | SUMMER | 50 | 50 | 50 | 52 | 52 | 52 | 25 | 49 | 49 | 49 | 51 | 51 | 51 | 25
JOT-04 | 2024-08-01 | 8 | 2024 | 2024 | SUMMER | 50 | 50 | 50 | 52 | 52 | 52 | 25 | 49 | 49 | 49 | 51 | 51 | 51 | 25
JOT-04 | 2024-09-01 | 9 | 2024 | 2024 | SUMMER | 53 | 53 | 53 | 55 | 55 | 55 | 25 | 51 | 51 | 51 | 53 | 53 | 53 | 25
JOT-04 | 2024-10-01 | 10 | 2025 | 2024 | FALL | 55 | 55 | 55 | 55 | 55 | 55 | 25 | 54 | 54 | 54 | 54 | 54 | 54 | 25
JOT-04 | 2024-11-01 | 11 | 2025 | 2024 | FALL | 58 | 58 | 58 | 58 | 58 | 58 | 25 | 56 | 56 | 56 | 56 | 56 | 56 | 25
JOT-04 | 2024-12-01 | 12 | 2025 | 2024 | WINTER | 62 | 62 | 62 | 62 | 62 | 62 | 25 | 61 | 61 | 61 | 61 | 61 | 61 | 25
JOT-04 | 2025-01-01 | 1 | 2025 | 2025 | WINTER | 63 | 63 | 63 | 63 | 63 | 63 | 25 | 61 | 61 | 61 | 61 | 61 | 61 | 25
JOT-04 | 2025-02-01 | 2 | 2025 | 2025 | WINTER | 62 | 62 | 62 | 62 | 62 | 62 | 25 | 61 | 61 | 61 | 61 | 61 | 61 | 25
JOT-04 | 2025-03-01 | 3 | 2025 | 2025 | WINTER | 58 | 58 | 58 | 58 | 58 | 58 | 25 | 56 | 56 | 56 | 56 | 56 | 56 | 25
JOT-04 | 2025-04-01 | 4 | 2025 | 2025 | SPRING | 55 | 55 | 55 | 55 | 55 | 55 | 25 | 54 | 54 | 54 | 54 | 54 | 54 | 25
JOT-04 | 2025-05-01 | 5 | 2025 | 2025 | SPRING | 54 | 54 | 54 | 56 | 56 | 56 | 25 | 52 | 52 | 52 | 54 | 54 | 54 | 25
JOT-04 | 2025-06-01 | 6 | 2025 | 2025 | SUMMER | 52 | 52 | 52 | 54 | 54 | 54 | 25 | 50 | 50 | 50 | 52 | 52 | 52 | 25
JOT-04 | 2025-07-01 | 7 | 2025 | 2025 | SUMMER | 50 | 50 | 50 | 52 | 52 | 52 | 25 | 49 | 49 | 49 | 51 | 51 | 51 | 25
JOT-04 | 2025-08-01 | 8 | 2025 | 2025 | SUMMER | 50 | 50 | 50 | 52 | 52 | 52 | 25 | 49 | 49 | 49 | 51 | 51 | 51 | 25
JOT-04 | 2025-09-01 | 9 | 2025 | 2025 | SUMMER | 53 | 53 | 53 | 55 | 55 | 55 | 25 | 51 | 51 | 51 | 53 | 53 | 53 | 25
JOT-04 | 2025-10-01 | 10 | 2026 | 2025 | FALL | 55 | 55 | 55 | 55 | 55 | 55 | 25 | 54 | 54 | 54 | 54 | 54 | 54 | 25
JOT-04 | 2025-11-01 | 11 | 2026 | 2025 | FALL | 58 | 58 | 58 | 58 | 58 | 58 | 25 | 56 | 56 | 56 | 56 | 56 | 56 | 25
JOT-04 | 2025-12-01 | 12 | 2026 | 2025 | WINTER | 62 | 62 | 62 | 62 | 62 | 62 | 25 | 61 | 61 | 61 | 61 | 61 | 61 | 25
JOT-04 | 2026-01-01 | 1 | 2026 | 2026 | WINTER | 63 | 63 | 63 | 63 | 63 | 63 | 25 | 61 | 61 | 61 | 61 | 61 | 61 | 25
JOT-04 | 2026-02-01 | 2 | 2026 | 2026 | WINTER | 62 | 62 | 62 | 62 | 62 | 62 | 25 | 61 | 61 | 61 | 61 | 61 | 61 | 25
JOT-04 | 2026-03-01 | 3 | 2026 | 2026 | WINTER | 58 | 58 | 58 | 58 | 58 | 58 | 25 | 56 | 56 | 56 | 56 | 56 | 56 | 25
JOT-04 | 2026-04-01 | 4 | 2026 | 2026 | SPRING | 55 | 55 | 55 | 55 | 55 | 55 | 25 | 54 | 54 | 54 | 54 | 54 | 54 | 25
JOT-04 | 2026-05-01 | 5 | 2026 | 2026 | SPRING | 54 | 54 | 54 | 56 | 56 | 56 | 25 | 52 | 52 | 52 | 54 | 54 | 54 | 25
JOT-04 | 2026-06-01 | 6 | 2026 | 2026 | SUMMER | 52 | 52 | 52 | 54 | 54 | 54 | 25 | 50 | 50 | 50 | 52 | 52 | 52 | 25
JOT-04 | 2026-07-01 | 7 | 2026 | 2026 | SUMMER | 50 | 50 | 50 | 52 | 52 | 52 | 25 | 49 | 49 | 49 | 51 | 51 | 51 | 25
JOT-04 | 2026-08-01 | 8 | 2026 | 2026 | SUMMER | 50 | 50 | 50 | 52 | 52 | 52 | 25 | 49 | 49 | 49 | 51 | 51 | 51 | 25
JOT-04 | 2026-09-01 | 9 | 2026 | 2026 | SUMMER | 53 | 53 | 53 | 55 | 55 | 55 | 25 | 51 | 51 | 51 | 53 | 53 | 53 | 25
JOT-04 | 2026-10-01 | 10 | 2027 | 2026 | FALL | 55 | 55 | 55 | 55 | 55 | 55 | 25 | 54 | 54 | 54 | 54 | 54 | 54 | 25
JOT-04 | 2026-11-01 | 11 | 2027 | 2026 | FALL | 58 | 58 | 58 | 58 | 58 | 58 | 25 | 56 | 56 | 56 | 56 | 56 | 56 | 25
JOT-04 | 2026-12-01 | 12 | 2027 | 2026 | WINTER | 62 | 62 | 62 | 62 | 62 | 62 | 25 | 61 | 61 | 61 | 61 | 61 | 61 | 25
JOT-04 | 2027-01-01 | 1 | 2027 | 2027 | WINTER | 63 | 63 | 63 | 63 | 63 | 63 | 25 | 61 | 61 | 61 | 61 | 61 | 61 | 25
JOT-04 | 2027-02-01 | 2 | 2027 | 2027 | WINTER | 62 | 62 | 62 | 62 | 62 | 62 | 25 | 61 | 61 | 61 | 61 | 61 | 61 | 25
JOT-04 | 2027-03-01 | 3 | 2027 | 2027 | WINTER | 58 | 58 | 58 | 58 | 58 | 58 | 25 | 56 | 56 | 56 | 56 | 56 | 56 | 25
JOT-04 | 2027-04-01 | 4 | 2027 | 2027 | SPRING | 55 | 55 | 55 | 55 | 55 | 55 | 25 | 54 | 54 | 54 | 54 | 54 | 54 | 25
JOT-04 | 2027-05-01 | 5 | 2027 | 2027 | SPRING | 54 | 54 | 54 | 56 | 56 | 56 | 25 | 52 | 52 | 52 | 54 | 54 | 54 | 25
JOT-04 | 2027-06-01 | 6 | 2027 | 2027 | SUMMER | 52 | 52 | 52 | 54 | 54 | 54 | 25 | 50 | 50 | 50 | 52 | 52 | 52 | 25
JOT-04 | 2027-07-01 | 7 | 2027 | 2027 | SUMMER | 50 | 50 | 50 | 52 | 52 | 52 | 25 | 49 | 49 | 49 | 51 | 51 | 51 | 25
JOT-04 | 2027-08-01 | 8 | 2027 | 2027 | SUMMER | 50 | 50 | 50 | 52 | 52 | 52 | 25 | 49 | 49 | 49 | 51 | 51 | 51 | 25
JOT-04 | 2027-09-01 | 9 | 2027 | 2027 | SUMMER | 53 | 53 | 53 | 55 | 55 | 55 | 25 | 51 | 51 | 51 | 53 | 53 | 53 | 25
JOT-04 | 2027-10-01 | 10 | 2028 | 2027 | FALL | 55 | 55 | 55 | 55 | 55 | 55 | 25 | 54 | 54 | 54 | 54 | 54 | 54 | 25
JOT-04 | 2027-11-01 | 11 | 2028 | 2027 | FALL | 58 | 58 | 58 | 58 | 58 | 58 | 25 | 56 | 56 | 56 | 56 | 56 | 56 | 25
JOT-04 | 2027-12-01 | 12 | 2028 | 2027 | WINTER | 62 | 62 | 62 | 62 | 62 | 62 | 25 | 61 | 61 | 61 | 61 | 61 | 61 | 25
JOT-04 | 2028-01-01 | 1 | 2028 | 2028 | WINTER | 63 | 63 | 63 | 63 | 63 | 63 | 25 | 61 | 61 | 61 | 61 | 61 | 61 | 25
JOT-04 | 2028-02-01 | 2 | 2028 | 2028 | WINTER | 62 | 62 | 62 | 62 | 62 | 62 | 25 | 61 | 61 | 61 | 61 | 61 | 61 | 25
JOT-04 | 2028-03-01 | 3 | 2028 | 2028 | WINTER | 58 | 58 | 58 | 58 | 58 | 58 | 25 | 56 | 56 | 56 | 56 | 56 | 56 | 25
JOT-04 | 2028-04-01 | 4 | 2028 | 2028 | SPRING | 55 | 55 | 55 | 55 | 55 | 55 | 25 | 54 | 54 | 54 | 54 | 54 | 54 | 25
JOT-04 | 2028-05-01 | 5 | 2028 | 2028 | SPRING | 54 | 54 | 54 | 56 | 56 | 56 | 25 | 52 | 52 | 52 | 54 | 54 | 54 | 25
JOT-04 | 2028-06-01 | 6 | 2028 | 2028 | SUMMER | 52 | 52 | 52 | 54 | 54 | 54 | 25 | 50 | 50 | 50 | 52 | 52 | 52 | 25
JOT-04 | 2028-07-01 | 7 | 2028 | 2028 | SUMMER | 50 | 50 | 50 | 52 | 52 | 52 | 25 | 49 | 49 | 49 | 51 | 51 | 51 | 25
JOT-04 | 2028-08-01 | 8 | 2028 | 2028 | SUMMER | 50 | 50 | 50 | 52 | 52 | 52 | 25 | 49 | 49 | 49 | 51 | 51 | 51 | 25
JOT-04 | 2028-09-01 | 9 | 2028 | 2028 | SUMMER | 53 | 53 | 53 | 55 | 55 | 55 | 25 | 51 | 51 | 51 | 53 | 53 | 53 | 25
JOT-04 | 2028-10-01 | 10 | 2029 | 2028 | FALL | 55 | 55 | 55 | 55 | 55 | 55 | 25 | 54 | 54 | 54 | 54 | 54 | 54 | 25
JOT-04 | 2028-11-01 | 11 | 2029 | 2028 | FALL | 58 | 58 | 58 | 58 | 58 | 58 | 25 | 56 | 56 | 56 | 56 | 56 | 56 | 25
JOT-04 | 2028-12-01 | 12 | 2029 | 2028 | WINTER | 62 | 62 | 62 | 62 | 62 | 62 | 25 | 61 | 61 | 61 | 61 | 61 | 61 | 25
JOT-04 | 2029-01-01 | 1 | 2029 | 2029 | WINTER | 63 | 63 | 63 | 63 | 63 | 63 | 25 | 61 | 61 | 61 | 61 | 61 | 61 | 25
JOT-04 | 2029-02-01 | 2 | 2029 | 2029 | WINTER | 62 | 62 | 62 | 62 | 62 | 62 | 25 | 61 | 61 | 61 | 61 | 61 | 61 | 25
JOT-04 | 2029-03-01 | 3 | 2029 | 2029 | WINTER | 58 | 58 | 58 | 58 | 58 | 58 | 25 | 56 | 56 | 56 | 56 | 56 | 56 | 25
JOT-04 | 2029-04-01 | 4 | 2029 | 2029 | SPRING | 55 | 55 | 55 | 55 | 55 | 55 | 25 | 54 | 54 | 54 | 54 | 54 | 54 | 25
JOT-04 | 2029-05-01 | 5 | 2029 | 2029 | SPRING | 54 | 54 | 54 | 56 | 56 | 56 | 25 | 52 | 52 | 52 | 54 | 54 | 54 | 25
JOT-04 | 2029-06-01 | 6 | 2029 | 2029 | SUMMER | 52 | 52 | 52 | 54 | 54 | 54 | 25 | 50 | 50 | 50 | 52 | 52 | 52 | 25
JOT-04 | 2029-07-01 | 7 | 2029 | 2029 | SUMMER | 50 | 50 | 50 | 52 | 52 | 52 | 25 | 49 | 49 | 49 | 51 | 51 | 51 | 25
JOT-04 | 2029-08-01 | 8 | 2029 | 2029 | SUMMER | 50 | 50 | 50 | 52 | 52 | 52 | 25 | 49 | 49 | 49 | 51 | 51 | 51 | 25
JOT-04 | 2029-09-01 | 9 | 2029 | 2029 | SUMMER | 53 | 53 | 53 | 55 | 55 | 55 | 25 | 51 | 51 | 51 | 53 | 53 | 53 | 25
JOT-04 | 2029-10-01 | 10 | 2030 | 2029 | FALL | 55 | 55 | 55 | 55 | 55 | 55 | 25 | 54 | 54 | 54 | 54 | 54 | 54 | 25
JOT-04 | 2029-11-01 | 11 | 2030 | 2029 | FALL | 58 | 58 | 58 | 58 | 58 | 58 | 25 | 56 | 56 | 56 | 56 | 56 | 56 | 25
JOT-04 | 2029-12-01 | 12 | 2030 | 2029 | WINTER | 62 | 62 | 62 | 62 | 62 | 62 | 25 | 61 | 61 | 61 | 61 | 61 | 61 | 25
JOT-04 | 2030-01-01 | 1 | 2030 | 2030 | WINTER | 63 | 63 | 63 | 63 | 63 | 63 | 25 | 61 | 61 | 61 | 61 | 61 | 61 | 25
JOT-04 | 2030-02-01 | 2 | 2030 | 2030 | WINTER | 62 | 62 | 62 | 62 | 62 | 62 | 25 | 61 | 61 | 61 | 61 | 61 | 61 | 25
JOT-04 | 2030-03-01 | 3 | 2030 | 2030 | WINTER | 58 | 58 | 58 | 58 | 58 | 58 | 25 | 56 | 56 | 56 | 56 | 56 | 56 | 25
JOT-04 | 2030-04-01 | 4 | 2030 | 2030 | SPRING | 55 | 55 | 55 | 55 | 55 | 55 | 25 | 54 | 54 | 54 | 54 | 54 | 54 | 25
JOT-04 | 2030-05-01 | 5 | 2030 | 2030 | SPRING | 54 | 54 | 54 | 56 | 56 | 56 | 25 | 52 | 52 | 52 | 54 | 54 | 54 | 25
JOT-04 | 2030-06-01 | 6 | 2030 | 2030 | SUMMER | 52 | 52 | 52 | 54 | 54 | 54 | 25 | 50 | 50 | 50 | 52 | 52 | 52 | 25
JOT-04 | 2030-07-01 | 7 | 2030 | 2030 | SUMMER | 50 | 50 | 50 | 52 | 52 | 52 | 25 | 49 | 49 | 49 | 51 | 51 | 51 | 25
JOT-04 | 2030-08-01 | 8 | 2030 | 2030 | SUMMER | 50 | 50 | 50 | 52 | 52 | 52 | 25 | 49 | 49 | 49 | 51 | 51 | 51 | 25
JOT-04 | 2030-09-01 | 9 | 2030 | 2030 | SUMMER | 53 | 53 | 53 | 55 | 55 | 55 | 25 | 51 | 51 | 51 | 53 | 53 | 53 | 25
JOT-04 | 2030-10-01 | 10 | 2031 | 2030 | FALL | 55 | 55 | 55 | 55 | 55 | 55 | 25 | 54 | 54 | 54 | 54 | 54 | 54 | 25
JOT-04 | 2030-11-01 | 11 | 2031 | 2030 | FALL | 58 | 58 | 58 | 58 | 58 | 58 | 25 | 56 | 56 | 56 | 56 | 56 | 56 | 25
JOT-04 | 2030-12-01 | 12 | 2031 | 2030 | WINTER | 62 | 62 | 62 | 62 | 62 | 62 | 25 | 61 | 61 | 61 | 61 | 61 | 61 | 25
JOT-04 | 2031-01-01 | 1 | 2031 | 2031 | WINTER | 63 | 63 | 63 | 63 | 63 | 63 | 25 | 61 | 61 | 61 | 61 | 61 | 61 | 25
JOT-04 | 2031-02-01 | 2 | 2031 | 2031 | WINTER | 62 | 62 | 62 | 62 | 62 | 62 | 25 | 61 | 61 | 61 | 61 | 61 | 61 | 25
JOT-04 | 2031-03-01 | 3 | 2031 | 2031 | WINTER | 58 | 58 | 58 | 58 | 58 | 58 | 25 | 56 | 56 | 56 | 56 | 56 | 56 | 25
JOT-04 | 2031-04-01 | 4 | 2031 | 2031 | SPRING | 55 | 55 | 55 | 55 | 55 | 55 | 25 | 54 | 54 | 54 | 54 | 54 | 54 | 25
JOT-04 | 2031-05-01 | 5 | 2031 | 2031 | SPRING | 54 | 54 | 54 | 56 | 56 | 56 | 25 | 52 | 52 | 52 | 54 | 54 | 54 | 25
JOT-04 | 2031-06-01 | 6 | 2031 | 2031 | SUMMER | 52 | 52 | 52 | 54 | 54 | 54 | 25 | 50 | 50 | 50 | 52 | 52 | 52 | 25
JOT-04 | 2031-07-01 | 7 | 2031 | 2031 | SUMMER | 50 | 50 | 50 | 52 | 52 | 52 | 25 | 49 | 49 | 49 | 51 | 51 | 51 | 25
JOT-04 | 2031-08-01 | 8 | 2031 | 2031 | SUMMER | 50 | 50 | 50 | 52 | 52 | 52 | 25 | 49 | 49 | 49 | 51 | 51 | 51 | 25
JOT-04 | 2031-09-01 | 9 | 2031 | 2031 | SUMMER | 53 | 53 | 53 | 55 | 55 | 55 | 25 | 51 | 51 | 51 | 53 | 53 | 53 | 25
JOT-04 | 2031-10-01 | 10 | 2032 | 2031 | FALL | 55 | 55 | 55 | 55 | 55 | 55 | 25 | 54 | 54 | 54 | 54 | 54 | 54 | 25
JOT-04 | 2031-11-01 | 11 | 2032 | 2031 | FALL | 58 | 58 | 58 | 58 | 58 | 58 | 25 | 56 | 56 | 56 | 56 | 56 | 56 | 25
JOT-04 | 2031-12-01 | 12 | 2032 | 2031 | WINTER | 62 | 62 | 62 | 62 | 62 | 62 | 25 | 61 | 61 | 61 | 61 | 61 | 61 | 25
JOT-04 | 2032-01-01 | 1 | 2032 | 2032 | WINTER | 63 | 63 | 63 | 63 | 63 | 63 | 25 | 61 | 61 | 61 | 61 | 61 | 61 | 25
JOT-04 | 2032-02-01 | 2 | 2032 | 2032 | WINTER | 62 | 62 | 62 | 62 | 62 | 62 | 25 | 61 | 61 | 61 | 61 | 61 | 61 | 25
JOT-04 | 2032-03-01 | 3 | 2032 | 2032 | WINTER | 58 | 58 | 58 | 58 | 58 | 58 | 25 | 56 | 56 | 56 | 56 | 56 | 56 | 25
JOT-04 | 2032-04-01 | 4 | 2032 | 2032 | SPRING | 55 | 55 | 55 | 55 | 55 | 55 | 25 | 54 | 54 | 54 | 54 | 54 | 54 | 25
JOT-04 | 2032-05-01 | 5 | 2032 | 2032 | SPRING | 54 | 54 | 54 | 56 | 56 | 56 | 25 | 52 | 52 | 52 | 54 | 54 | 54 | 25
JOT-04 | 2032-06-01 | 6 | 2032 | 2032 | SUMMER | 52 | 52 | 52 | 54 | 54 | 54 | 25 | 50 | 50 | 50 | 52 | 52 | 52 | 25
JOT-04 | 2032-07-01 | 7 | 2032 | 2032 | SUMMER | 50 | 50 | 50 | 52 | 52 | 52 | 25 | 49 | 49 | 49 | 51 | 51 | 51 | 25
JOT-04 | 2032-08-01 | 8 | 2032 | 2032 | SUMMER | 50 | 50 | 50 | 52 | 52 | 52 | 25 | 49 | 49 | 49 | 51 | 51 | 51 | 25
JOT-04 | 2032-09-01 | 9 | 2032 | 2032 | SUMMER | 53 | 53 | 53 | 55 | 55 | 55 | 25 | 51 | 51 | 51 | 53 | 53 | 53 | 25
JOT-04 | 2032-10-01 | 10 | 2033 | 2032 | FALL | 55 | 55 | 55 | 55 | 55 | 55 | 25 | 54 | 54 | 54 | 54 | 54 | 54 | 25
JOT-04 | 2032-11-01 | 11 | 2033 | 2032 | FALL | 58 | 58 | 58 | 58 | 58 | 58 | 25 | 56 | 56 | 56 | 56 | 56 | 56 | 25
JOT-04 | 2032-12-01 | 12 | 2033 | 2032 | WINTER | 62 | 62 | 62 | 62 | 62 | 62 | 25 | 61 | 61 | 61 | 61 | 61 | 61 | 25
JOT-04 | 2033-01-01 | 1 | 2033 | 2033 | WINTER | 63 | 63 | 63 | 63 | 63 | 63 | 25 | 61 | 61 | 61 | 61 | 61 | 61 | 25
JOT-04 | 2033-02-01 | 2 | 2033 | 2033 | WINTER | 62 | 62 | 62 | 62 | 62 | 62 | 25 | 61 | 61 | 61 | 61 | 61 | 61 | 25
JOT-04 | 2033-03-01 | 3 | 2033 | 2033 | WINTER | 58 | 58 | 58 | 58 | 58 | 58 | 25 | 56 | 56 | 56 | 56 | 56 | 56 | 25
JOT-04 | 2033-04-01 | 4 | 2033 | 2033 | SPRING | 55 | 55 | 55 | 55 | 55 | 55 | 25 | 54 | 54 | 54 | 54 | 54 | 54 | 25
JOT-04 | 2033-05-01 | 5 | 2033 | 2033 | SPRING | 54 | 54 | 54 | 56 | 56 | 56 | 25 | 52 | 52 | 52 | 54 | 54 | 54 | 25
JOT-04 | 2033-06-01 | 6 | 2033 | 2033 | SUMMER | 52 | 52 | 52 | 54 | 54 | 54 | 25 | 50 | 50 | 50 | 52 | 52 | 52 | 25
JOT-04 | 2033-07-01 | 7 | 2033 | 2033 | SUMMER | 50 | 50 | 50 | 52 | 52 | 52 | 25 | 49 | 49 | 49 | 51 | 51 | 51 | 25
JOT-04 | 2033-08-01 | 8 | 2033 | 2033 | SUMMER | 50 | 50 | 50 | 52 | 52 | 52 | 25 | 49 | 49 | 49 | 51 | 51 | 51 | 25
JOT-04 | 2033-09-01 | 9 | 2033 | 2033 | SUMMER | 53 | 53 | 53 | 55 | 55 | 55 | 25 | 51 | 51 | 51 | 53 | 53 | 53 | 25
JOT-04 | 2033-10-01 | 10 | 2034 | 2033 | FALL | 55 | 55 | 55 | 55 | 55 | 55 | 25 | 54 | 54 | 54 | 54 | 54 | 54 | 25
JOT-04 | 2033-11-01 | 11 | 2034 | 2033 | FALL | 58 | 58 | 58 | 58 | 58 | 58 | 25 | 56 | 56 | 56 | 56 | 56 | 56 | 25
JOT-04 | 2033-12-01 | 12 | 2034 | 2033 | WINTER | 62 | 62 | 62 | 62 | 62 | 62 | 25 | 61 | 61 | 61 | 61 | 61 | 61 | 25
JOT-04 | 2034-01-01 | 1 | 2034 | 2034 | WINTER | 63 | 63 | 63 | 63 | 63 | 63 | 25 | 61 | 61 | 61 | 61 | 61 | 61 | 25
JOT-04 | 2034-02-01 | 2 | 2034 | 2034 | WINTER | 62 | 62 | 62 | 62 | 62 | 62 | 25 | 61 | 61 | 61 | 61 | 61 | 61 | 25
JOT-04 | 2034-03-01 | 3 | 2034 | 2034 | WINTER | 58 | 58 | 58 | 58 | 58 | 58 | 25 | 56 | 56 | 56 | 56 | 56 | 56 | 25
JOT-04 | 2034-04-01 | 4 | 2034 | 2034 | SPRING | 55 | 55 | 55 | 55 | 55 | 55 | 25 | 54 | 54 | 54 | 54 | 54 | 54 | 25
JOT-04 | 2034-05-01 | 5 | 2034 | 2034 | SPRING | 54 | 54 | 54 | 56 | 56 | 56 | 25 | 52 | 52 | 52 | 54 | 54 | 54 | 25
JOT-04 | 2034-06-01 | 6 | 2034 | 2034 | SUMMER | 52 | 52 | 52 | 54 | 54 | 54 | 25 | 50 | 50 | 50 | 52 | 52 | 52 | 25
JOT-04 | 2034-07-01 | 7 | 2034 | 2034 | SUMMER | 50 | 50 | 50 | 52 | 52 | 52 | 25 | 49 | 49 | 49 | 51 | 51 | 51 | 25
JOT-04 | 2034-08-01 | 8 | 2034 | 2034 | SUMMER | 50 | 50 | 50 | 52 | 52 | 52 | 25 | 49 | 49 | 49 | 51 | 51 | 51 | 25
JOT-04 | 2034-09-01 | 9 | 2034 | 2034 | SUMMER | 53 | 53 | 53 | 55 | 55 | 55 | 25 | 51 | 51 | 51 | 53 | 53 | 53 | 25
JOT-04 | 2034-10-01 | 10 | 2035 | 2034 | FALL | 55 | 55 | 55 | 55 | 55 | 55 | 25 | 54 | 54 | 54 | 54 | 54 | 54 | 25
JOT-04 | 2034-11-01 | 11 | 2035 | 2034 | FALL | 58 | 58 | 58 | 58 | 58 | 58 | 25 | 56 | 56 | 56 | 56 | 56 | 56 | 25
JOT-04 | 2034-12-01 | 12 | 2035 | 2034 | WINTER | 62 | 62 | 62 | 62 | 62 | 62 | 25 | 61 | 61 | 61 | 61 | 61 | 61 | 25
JOT-04 | 2035-01-01 | 1 | 2035 | 2035 | WINTER | 63 | 63 | 63 | 63 | 63 | 63 | 25 | 61 | 61 | 61 | 61 | 61 | 61 | 25
JOT-04 | 2035-02-01 | 2 | 2035 | 2035 | WINTER | 62 | 62 | 62 | 62 | 62 | 62 | 25 | 61 | 61 | 61 | 61 | 61 | 61 | 25
JOT-04 | 2035-03-01 | 3 | 2035 | 2035 | WINTER | 58 | 58 | 58 | 58 | 58 | 58 | 25 | 56 | 56 | 56 | 56 | 56 | 56 | 25
JOT-04 | 2035-04-01 | 4 | 2035 | 2035 | SPRING | 55 | 55 | 55 | 55 | 55 | 55 | 25 | 54 | 54 | 54 | 54 | 54 | 54 | 25
JOT-04 | 2035-05-01 | 5 | 2035 | 2035 | SPRING | 54 | 54 | 54 | 56 | 56 | 56 | 25 | 52 | 52 | 52 | 54 | 54 | 54 | 25
JOT-04 | 2035-06-01 | 6 | 2035 | 2035 | SUMMER | 52 | 52 | 52 | 54 | 54 | 54 | 25 | 50 | 50 | 50 | 52 | 52 | 52 | 25
JOT-04 | 2035-07-01 | 7 | 2035 | 2035 | SUMMER | 50 | 50 | 50 | 52 | 52 | 52 | 25 | 49 | 49 | 49 | 51 | 51 | 51 | 25
JOT-04 | 2035-08-01 | 8 | 2035 | 2035 | SUMMER | 50 | 50 | 50 | 52 | 52 | 52 | 25 | 49 | 49 | 49 | 51 | 51 | 51 | 25
JOT-04 | 2035-09-01 | 9 | 2035 | 2035 | SUMMER | 53 | 53 | 53 | 55 | 55 | 55 | 25 | 51 | 51 | 51 | 53 | 53 | 53 | 25
JOT-04 | 2035-10-01 | 10 | 2036 | 2035 | FALL | 55 | 55 | 55 | 55 | 55 | 55 | 25 | 54 | 54 | 54 | 54 | 54 | 54 | 25
JOT-04 | 2035-11-01 | 11 | 2036 | 2035 | FALL | 58 | 58 | 58 | 58 | 58 | 58 | 25 | 56 | 56 | 56 | 56 | 56 | 56 | 25
JOT-04 | 2035-12-01 | 12 | 2036 | 2035 | WINTER | 62 | 62 | 62 | 62 | 62 | 62 | 25 | 61 | 61 | 61 | 61 | 61 | 61 | 25
JOT-04 | 2036-01-01 | 1 | 2036 | 2036 | WINTER | 63 | 63 | 63 | 63 | 63 | 63 | 25 | 61 | 61 | 61 | 61 | 61 | 61 | 25
JOT-04 | 2036-02-01 | 2 | 2036 | 2036 | WINTER | 62 | 62 | 62 | 62 | 62 | 62 | 25 | 61 | 61 | 61 | 61 | 61 | 61 | 25
JOT-04 | 2036-03-01 | 3 | 2036 | 2036 | WINTER | 58 | 58 | 58 | 58 | 58 | 58 | 25 | 56 | 56 | 56 | 56 | 56 | 56 | 25
JOT-04 | 2036-04-01 | 4 | 2036 | 2036 | SPRING | 55 | 55 | 55 | 55 | 55 | 55 | 25 | 54 | 54 | 54 | 54 | 54 | 54 | 25
JOT-04 | 2036-05-01 | 5 | 2036 | 2036 | SPRING | 54 | 54 | 54 | 56 | 56 | 56 | 25 | 52 | 52 | 52 | 54 | 54 | 54 | 25
JOT-04 | 2036-06-01 | 6 | 2036 | 2036 | SUMMER | 52 | 52 | 52 | 54 | 54 | 54 | 25 | 50 | 50 | 50 | 52 | 52 | 52 | 25
JOT-04 | 2036-07-01 | 7 | 2036 | 2036 | SUMMER | 50 | 50 | 50 | 52 | 52 | 52 | 25 | 49 | 49 | 49 | 51 | 51 | 51 | 25
JOT-04 | 2036-08-01 | 8 | 2036 | 2036 | SUMMER | 50 | 50 | 50 | 52 | 52 | 52 | 25 | 49 | 49 | 49 | 51 | 51 | 51 | 25
JOT-04 | 2036-09-01 | 9 | 2036 | 2036 | SUMMER | 53 | 53 | 53 | 55 | 55 | 55 | 25 | 51 | 51 | 51 | 53 | 53 | 53 | 25
JOT-04 | 2036-10-01 | 10 | 2037 | 2036 | FALL | 55 | 55 | 55 | 55 | 55 | 55 | 25 | 54 | 54 | 54 | 54 | 54 | 54 | 25
JOT-04 | 2036-11-01 | 11 | 2037 | 2036 | FALL | 58 | 58 | 58 | 58 | 58 | 58 | 25 | 56 | 56 | 56 | 56 | 56 | 56 | 25
JOT-04 | 2036-12-01 | 12 | 2037 | 2036 | WINTER | 62 | 62 | 62 | 62 | 62 | 62 | 25 | 61 | 61 | 61 | 61 | 61 | 61 | 25
JOT-04 | 2037-01-01 | 1 | 2037 | 2037 | WINTER | 63 | 63 | 63 | 63 | 63 | 63 | 25 | 61 | 61 | 61 | 61 | 61 | 61 | 25
JOT-04 | 2037-02-01 | 2 | 2037 | 2037 | WINTER | 62 | 62 | 62 | 62 | 62 | 62 | 25 | 61 | 61 | 61 | 61 | 61 | 61 | 25
JOT-04 | 2037-03-01 | 3 | 2037 | 2037 | WINTER | 58 | 58 | 58 | 58 | 58 | 58 | 25 | 56 | 56 | 56 | 56 | 56 | 56 | 25
JOT-04 | 2037-04-01 | 4 | 2037 | 2037 | SPRING | 55 | 55 | 55 | 55 | 55 | 55 | 25 | 54 | 54 | 54 | 54 | 54 | 54 | 25
JOT-04 | 2037-05-01 | 5 | 2037 | 2037 | SPRING | 54 | 54 | 54 | 56 | 56 | 56 | 25 | 52 | 52 | 52 | 54 | 54 | 54 | 25
JOT-04 | 2037-06-01 | 6 | 2037 | 2037 | SUMMER | 52 | 52 | 52 | 54 | 54 | 54 | 25 | 50 | 50 | 50 | 52 | 52 | 52 | 25
JOT-04 | 2037-07-01 | 7 | 2037 | 2037 | SUMMER | 50 | 50 | 50 | 52 | 52 | 52 | 25 | 49 | 49 | 49 | 51 | 51 | 51 | 25
JOT-04 | 2037-08-01 | 8 | 2037 | 2037 | SUMMER | 50 | 50 | 50 | 52 | 52 | 52 | 25 | 49 | 49 | 49 | 51 | 51 | 51 | 25
JOT-04 | 2037-09-01 | 9 | 2037 | 2037 | SUMMER | 53 | 53 | 53 | 55 | 55 | 55 | 25 | 51 | 51 | 51 | 53 | 53 | 53 | 25
JOT-04 | 2037-10-01 | 10 | 2038 | 2037 | FALL | 55 | 55 | 55 | 55 | 55 | 55 | 25 | 54 | 54 | 54 | 54 | 54 | 54 | 25
JOT-04 | 2037-11-01 | 11 | 2038 | 2037 | FALL | 58 | 58 | 58 | 58 | 58 | 58 | 25 | 56 | 56 | 56 | 56 | 56 | 56 | 25
JOT-04 | 2037-12-01 | 12 | 2038 | 2037 | WINTER | 62 | 62 | 62 | 62 | 62 | 62 | 25 | 61 | 61 | 61 | 61 | 61 | 61 | 25
JOT-04 | 2038-01-01 | 1 | 2038 | 2038 | WINTER | 63 | 63 | 63 | 63 | 63 | 63 | 25 | 61 | 61 | 61 | 61 | 61 | 61 | 25
JOT-04 | 2038-02-01 | 2 | 2038 | 2038 | WINTER | 62 | 62 | 62 | 62 | 62 | 62 | 25 | 61 | 61 | 61 | 61 | 61 | 61 | 25
JOT-04 | 2038-03-01 | 3 | 2038 | 2038 | WINTER | 58 | 58 | 58 | 58 | 58 | 58 | 25 | 56 | 56 | 56 | 56 | 56 | 56 | 25
JOT-04 | 2038-04-01 | 4 | 2038 | 2038 | SPRING | 55 | 55 | 55 | 55 | 55 | 55 | 25 | 54 | 54 | 54 | 54 | 54 | 54 | 25
JOT-04 | 2038-05-01 | 5 | 2038 | 2038 | SPRING | 54 | 54 | 54 | 56 | 56 | 56 | 25 | 52 | 52 | 52 | 54 | 54 | 54 | 25
JOT-04 | 2038-06-01 | 6 | 2038 | 2038 | SUMMER | 52 | 52 | 52 | 54 | 54 | 54 | 25 | 50 | 50 | 50 | 52 | 52 | 52 | 25
JOT-04 | 2038-07-01 | 7 | 2038 | 2038 | SUMMER | 50 | 50 | 50 | 52 | 52 | 52 | 25 | 49 | 49 | 49 | 51 | 51 | 51 | 25
JOT-04 | 2038-08-01 | 8 | 2038 | 2038 | SUMMER | 50 | 50 | 50 | 52 | 52 | 52 | 25 | 49 | 49 | 49 | 51 | 51 | 51 | 25
JOT-04 | 2038-09-01 | 9 | 2038 | 2038 | SUMMER | 53 | 53 | 53 | 55 | 55 | 55 | 25 | 51 | 51 | 51 | 53 | 53 | 53 | 25
JOT-04 | 2038-10-01 | 10 | 2039 | 2038 | FALL | 55 | 55 | 55 | 55 | 55 | 55 | 25 | 54 | 54 | 54 | 54 | 54 | 54 | 25
JOT-04 | 2038-11-01 | 11 | 2039 | 2038 | FALL | 58 | 58 | 58 | 58 | 58 | 58 | 25 | 56 | 56 | 56 | 56 | 56 | 56 | 25
JOT-04 | 2038-12-01 | 12 | 2039 | 2038 | WINTER | 62 | 62 | 62 | 62 | 62 | 62 | 25 | 61 | 61 | 61 | 61 | 61 | 61 | 25
JOT-04 | 2039-01-01 | 1 | 2039 | 2039 | WINTER | 63 | 63 | 63 | 63 | 63 | 63 | 25 | 61 | 61 | 61 | 61 | 61 | 61 | 25
JOT-04 | 2039-02-01 | 2 | 2039 | 2039 | WINTER | 62 | 62 | 62 | 62 | 62 | 62 | 25 | 61 | 61 | 61 | 61 | 61 | 61 | 25
JOT-04 | 2039-03-01 | 3 | 2039 | 2039 | WINTER | 58 | 58 | 58 | 58 | 58 | 58 | 25 | 56 | 56 | 56 | 56 | 56 | 56 | 25
JOT-04 | 2039-04-01 | 4 | 2039 | 2039 | SPRING | 55 | 55 | 55 | 55 | 55 | 55 | 25 | 54 | 54 | 54 | 54 | 54 | 54 | 25
JOT-04 | 2039-05-01 | 5 | 2039 | 2039 | SPRING | 54 | 54 | 54 | 56 | 56 | 56 | 25 | 52 | 52 | 52 | 54 | 54 | 54 | 25
JOT-04 | 2039-06-01 | 6 | 2039 | 2039 | SUMMER | 52 | 52 | 52 | 54 | 54 | 54 | 25 | 50 | 50 | 50 | 52 | 52 | 52 | 25
JOT-04 | 2039-07-01 | 7 | 2039 | 2039 | SUMMER | 50 | 50 | 50 | 52 | 52 | 52 | 25 | 49 | 49 | 49 | 51 | 51 | 51 | 25
JOT-04 | 2039-08-01 | 8 | 2039 | 2039 | SUMMER | 50 | 50 | 50 | 52 | 52 | 52 | 25 | 49 | 49 | 49 | 51 | 51 | 51 | 25
JOT-04 | 2039-09-01 | 9 | 2039 | 2039 | SUMMER | 53 | 53 | 53 | 55 | 55 | 55 | 25 | 51 | 51 | 51 | 53 | 53 | 53 | 25
JOT-04 | 2039-10-01 | 10 | 2040 | 2039 | FALL | 55 | 55 | 55 | 55 | 55 | 55 | 25 | 54 | 54 | 54 | 54 | 54 | 54 | 25
JOT-04 | 2039-11-01 | 11 | 2040 | 2039 | FALL | 58 | 58 | 58 | 58 | 58 | 58 | 25 | 56 | 56 | 56 | 56 | 56 | 56 | 25
JOT-04 | 2039-12-01 | 12 | 2040 | 2039 | WINTER | 62 | 62 | 62 | 62 | 62 | 62 | 25 | 61 | 61 | 61 | 61 | 61 | 61 | 25
JOT-04 | 2040-01-01 | 1 | 2040 | 2040 | WINTER | 63 | 63 | 63 | 63 | 63 | 63 | 25 | 61 | 61 | 61 | 61 | 61 | 61 | 25
JOT-04 | 2040-02-01 | 2 | 2040 | 2040 | WINTER | 62 | 62 | 62 | 62 | 62 | 62 | 25 | 61 | 61 | 61 | 61 | 61 | 61 | 25
JOT-04 | 2040-03-01 | 3 | 2040 | 2040 | WINTER | 58 | 58 | 58 | 58 | 58 | 58 | 25 | 56 | 56 | 56 | 56 | 56 | 56 | 25
JOT-04 | 2040-04-01 | 4 | 2040 | 2040 | SPRING | 55 | 55 | 55 | 55 | 55 | 55 | 25 | 54 | 54 | 54 | 54 | 54 | 54 | 25
JOT-04 | 2040-05-01 | 5 | 2040 | 2040 | SPRING | 54 | 54 | 54 | 56 | 56 | 56 | 25 | 52 | 52 | 52 | 54 | 54 | 54 | 25
JOT-04 | 2040-06-01 | 6 | 2040 | 2040 | SUMMER | 52 | 52 | 52 | 54 | 54 | 54 | 25 | 50 | 50 | 50 | 52 | 52 | 52 | 25
JOT-04 | 2040-07-01 | 7 | 2040 | 2040 | SUMMER | 50 | 50 | 50 | 52 | 52 | 52 | 25 | 49 | 49 | 49 | 51 | 51 | 51 | 25
JOT-04 | 2040-08-01 | 8 | 2040 | 2040 | SUMMER | 50 | 50 | 50 | 52 | 52 | 52 | 25 | 49 | 49 | 49 | 51 | 51 | 51 | 25
JOT-04 | 2040-09-01 | 9 | 2040 | 2040 | SUMMER | 53 | 53 | 53 | 55 | 55 | 55 | 25 | 51 | 51 | 51 | 53 | 53 | 53 | 25
JOT-04 | 2040-10-01 | 10 | 2041 | 2040 | FALL | 55 | 55 | 55 | 55 | 55 | 55 | 25 | 54 | 54 | 54 | 54 | 54 | 54 | 25
JOT-04 | 2040-11-01 | 11 | 2041 | 2040 | FALL | 58 | 58 | 58 | 58 | 58 | 58 | 25 | 56 | 56 | 56 | 56 | 56 | 56 | 25
JOT-04 | 2040-12-01 | 12 | 2041 | 2040 | WINTER | 62 | 62 | 62 | 62 | 62 | 62 | 25 | 61 | 61 | 61 | 61 | 61 | 61 | 25
JOT-04 | 2041-01-01 | 1 | 2041 | 2041 | WINTER | 63 | 63 | 63 | 63 | 63 | 63 | 25 | 61 | 61 | 61 | 61 | 61 | 61 | 25
JOT-04 | 2041-02-01 | 2 | 2041 | 2041 | WINTER | 62 | 62 | 62 | 62 | 62 | 62 | 25 | 61 | 61 | 61 | 61 | 61 | 61 | 25
JOT-04 | 2041-03-01 | 3 | 2041 | 2041 | WINTER | 58 | 58 | 58 | 58 | 58 | 58 | 25 | 56 | 56 | 56 | 56 | 56 | 56 | 25
JOT-04 | 2041-04-01 | 4 | 2041 | 2041 | SPRING | 55 | 55 | 55 | 55 | 55 | 55 | 25 | 54 | 54 | 54 | 54 | 54 | 54 | 25
JOT-04 | 2041-05-01 | 5 | 2041 | 2041 | SPRING | 54 | 54 | 54 | 56 | 56 | 56 | 25 | 52 | 52 | 52 | 54 | 54 | 54 | 25
JOT-04 | 2041-06-01 | 6 | 2041 | 2041 | SUMMER | 52 | 52 | 52 | 54 | 54 | 54 | 25 | 50 | 50 | 50 | 52 | 52 | 52 | 25
JOT-04 | 2041-07-01 | 7 | 2041 | 2041 | SUMMER | 50 | 50 | 50 | 52 | 52 | 52 | 25 | 49 | 49 | 49 | 51 | 51 | 51 | 25
JOT-04 | 2041-08-01 | 8 | 2041 | 2041 | SUMMER | 50 | 50 | 50 | 52 | 52 | 52 | 25 | 49 | 49 | 49 | 51 | 51 | 51 | 25
JOT-04 | 2041-09-01 | 9 | 2041 | 2041 | SUMMER | 53 | 53 | 53 | 55 | 55 | 55 | 25 | 51 | 51 | 51 | 53 | 53 | 53 | 25
JOT-04 | 2041-10-01 | 10 | 2042 | 2041 | FALL | 55 | 55 | 55 | 55 | 55 | 55 | 25 | 54 | 54 | 54 | 54 | 54 | 54 | 25
JOT-04 | 2041-11-01 | 11 | 2042 | 2041 | FALL | 58 | 58 | 58 | 58 | 58 | 58 | 25 | 56 | 56 | 56 | 56 | 56 | 56 | 25
JOT-04 | 2041-12-01 | 12 | 2042 | 2041 | WINTER | 62 | 62 | 62 | 62 | 62 | 62 | 25 | 61 | 61 | 61 | 61 | 61 | 61 | 25
JOT-04 | 2042-01-01 | 1 | 2042 | 2042 | WINTER | 63 | 63 | 63 | 63 | 63 | 63 | 25 | 61 | 61 | 61 | 61 | 61 | 61 | 25
JOT-04 | 2042-02-01 | 2 | 2042 | 2042 | WINTER | 62 | 62 | 62 | 62 | 62 | 62 | 25 | 61 | 61 | 61 | 61 | 61 | 61 | 25
JOT-04 | 2042-03-01 | 3 | 2042 | 2042 | WINTER | 58 | 58 | 58 | 58 | 58 | 58 | 25 | 56 | 56 | 56 | 56 | 56 | 56 | 25
JOT-04 | 2042-04-01 | 4 | 2042 | 2042 | SPRING | 55 | 55 | 55 | 55 | 55 | 55 | 25 | 54 | 54 | 54 | 54 | 54 | 54 | 25
JOT-04 | 2042-05-01 | 5 | 2042 | 2042 | SPRING | 54 | 54 | 54 | 56 | 56 | 56 | 25 | 52 | 52 | 52 | 54 | 54 | 54 | 25
JOT-04 | 2042-06-01 | 6 | 2042 | 2042 | SUMMER | 52 | 52 | 52 | 54 | 54 | 54 | 25 | 50 | 50 | 50 | 52 | 52 | 52 | 25
JOT-04 | 2042-07-01 | 7 | 2042 | 2042 | SUMMER | 50 | 50 | 50 | 52 | 52 | 52 | 25 | 49 | 49 | 49 | 51 | 51 | 51 | 25
JOT-04 | 2042-08-01 | 8 | 2042 | 2042 | SUMMER | 50 | 50 | 50 | 52 | 52 | 52 | 25 | 49 | 49 | 49 | 51 | 51 | 51 | 25
JOT-04 | 2042-09-01 | 9 | 2042 | 2042 | SUMMER | 53 | 53 | 53 | 55 | 55 | 55 | 25 | 51 | 51 | 51 | 53 | 53 | 53 | 25
JOT-04 | 2042-10-01 | 10 | 2043 | 2042 | FALL | 55 | 55 | 55 | 55 | 55 | 55 | 25 | 54 | 54 | 54 | 54 | 54 | 54 | 25
JOT-04 | 2042-11-01 | 11 | 2043 | 2042 | FALL | 58 | 58 | 58 | 58 | 58 | 58 | 25 | 56 | 56 | 56 | 56 | 56 | 56 | 25
JOT-04 | 2042-12-01 | 12 | 2043 | 2042 | WINTER | 62 | 62 | 62 | 62 | 62 | 62 | 25 | 61 | 61 | 61 | 61 | 61 | 61 | 25
JOT-04 | 2043-01-01 | 1 | 2043 | 2043 | WINTER | 63 | 63 | 63 | 63 | 63 | 63 | 25 | 61 | 61 | 61 | 61 | 61 | 61 | 25
JOT-04 | 2043-02-01 | 2 | 2043 | 2043 | WINTER | 62 | 62 | 62 | 62 | 62 | 62 | 25 | 61 | 61 | 61 | 61 | 61 | 61 | 25
JOT-04 | 2043-03-01 | 3 | 2043 | 2043 | WINTER | 58 | 58 | 58 | 58 | 58 | 58 | 25 | 56 | 56 | 56 | 56 | 56 | 56 | 25
JOT-04 | 2043-04-01 | 4 | 2043 | 2043 | SPRING | 55 | 55 | 55 | 55 | 55 | 55 | 25 | 54 | 54 | 54 | 54 | 54 | 54 | 25
JOT-04 | 2043-05-01 | 5 | 2043 | 2043 | SPRING | 54 | 54 | 54 | 56 | 56 | 56 | 25 | 52 | 52 | 52 | 54 | 54 | 54 | 25
JOT-04 | 2043-06-01 | 6 | 2043 | 2043 | SUMMER | 52 | 52 | 52 | 54 | 54 | 54 | 25 | 50 | 50 | 50 | 52 | 52 | 52 | 25
JOT-04 | 2043-07-01 | 7 | 2043 | 2043 | SUMMER | 50 | 50 | 50 | 52 | 52 | 52 | 25 | 49 | 49 | 49 | 51 | 51 | 51 | 25
JOT-04 | 2043-08-01 | 8 | 2043 | 2043 | SUMMER | 50 | 50 | 50 | 52 | 52 | 52 | 25 | 49 | 49 | 49 | 51 | 51 | 51 | 25
JOT-04 | 2043-09-01 | 9 | 2043 | 2043 | SUMMER | 53 | 53 | 53 | 55 | 55 | 55 | 25 | 51 | 51 | 51 | 53 | 53 | 53 | 25
JOT-04 | 2043-10-01 | 10 | 2044 | 2043 | FALL | 55 | 55 | 55 | 55 | 55 | 55 | 25 | 54 | 54 | 54 | 54 | 54 | 54 | 25
JOT-04 | 2043-11-01 | 11 | 2044 | 2043 | FALL | 58 | 58 | 58 | 58 | 58 | 58 | 25 | 56 | 56 | 56 | 56 | 56 | 56 | 25
JOT-04 | 2043-12-01 | 12 | 2044 | 2043 | WINTER | 62 | 62 | 62 | 62 | 62 | 62 | 25 | 61 | 61 | 61 | 61 | 61 | 61 | 25
JOT-04 | 2044-01-01 | 1 | 2044 | 2044 | WINTER | 63 | 63 | 63 | 63 | 63 | 63 | 25 | 61 | 61 | 61 | 61 | 61 | 61 | 25
JOT-04 | 2044-02-01 | 2 | 2044 | 2044 | WINTER | 62 | 62 | 62 | 62 | 62 | 62 | 25 | 61 | 61 | 61 | 61 | 61 | 61 | 25
JOT-04 | 2044-03-01 | 3 | 2044 | 2044 | WINTER | 58 | 58 | 58 | 58 | 58 | 58 | 25 | 56 | 56 | 56 | 56 | 56 | 56 | 25
JOT-04 | 2044-04-01 | 4 | 2044 | 2044 | SPRING | 55 | 55 | 55 | 55 | 55 | 55 | 25 | 54 | 54 | 54 | 54 | 54 | 54 | 25
JOT-04 | 2044-05-01 | 5 | 2044 | 2044 | SPRING | 54 | 54 | 54 | 56 | 56 | 56 | 25 | 52 | 52 | 52 | 54 | 54 | 54 | 25
JOT-04 | 2044-06-01 | 6 | 2044 | 2044 | SUMMER | 52 | 52 | 52 | 54 | 54 | 54 | 25 | 50 | 50 | 50 | 52 | 52 | 52 | 25
JOT-04 | 2044-07-01 | 7 | 2044 | 2044 | SUMMER | 50 | 50 | 50 | 52 | 52 | 52 | 25 | 49 | 49 | 49 | 51 | 51 | 51 | 25
JOT-04 | 2044-08-01 | 8 | 2044 | 2044 | SUMMER | 50 | 50 | 50 | 52 | 52 | 52 | 25 | 49 | 49 | 49 | 51 | 51 | 51 | 25
JOT-04 | 2044-09-01 | 9 | 2044 | 2044 | SUMMER | 53 | 53 | 53 | 55 | 55 | 55 | 25 | 51 | 51 | 51 | 53 | 53 | 53 | 25
JOT-04 | 2044-10-01 | 10 | 2045 | 2044 | FALL | 55 | 55 | 55 | 55 | 55 | 55 | 25 | 54 | 54 | 54 | 54 | 54 | 54 | 25
JOT-04 | 2044-11-01 | 11 | 2045 | 2044 | FALL | 58 | 58 | 58 | 58 | 58 | 58 | 25 | 56 | 56 | 56 | 56 | 56 | 56 | 25
JOT-04 | 2044-12-01 | 12 | 2045 | 2044 | WINTER | 62 | 62 | 62 | 62 | 62 | 62 | 25 | 61 | 61 | 61 | 61 | 61 | 61 | 25
JOT-04 | 2045-01-01 | 1 | 2045 | 2045 | WINTER | 63 | 63 | 63 | 63 | 63 | 63 | 25 | 61 | 61 | 61 | 61 | 61 | 61 | 25
JOT-04 | 2045-02-01 | 2 | 2045 | 2045 | WINTER | 62 | 62 | 62 | 62 | 62 | 62 | 25 | 61 | 61 | 61 | 61 | 61 | 61 | 25
JOT-04 | 2045-03-01 | 3 | 2045 | 2045 | WINTER | 58 | 58 | 58 | 58 | 58 | 58 | 25 | 56 | 56 | 56 | 56 | 56 | 56 | 25
JOT-04 | 2045-04-01 | 4 | 2045 | 2045 | SPRING | 55 | 55 | 55 | 55 | 55 | 55 | 25 | 54 | 54 | 54 | 54 | 54 | 54 | 25
JOT-04 | 2045-05-01 | 5 | 2045 | 2045 | SPRING | 54 | 54 | 54 | 56 | 56 | 56 | 25 | 52 | 52 | 52 | 54 | 54 | 54 | 25
JOT-04 | 2045-06-01 | 6 | 2045 | 2045 | SUMMER | 52 | 52 | 52 | 54 | 54 | 54 | 25 | 50 | 50 | 50 | 52 | 52 | 52 | 25
JOT-04 | 2045-07-01 | 7 | 2045 | 2045 | SUMMER | 50 | 50 | 50 | 52 | 52 | 52 | 25 | 49 | 49 | 49 | 51 | 51 | 51 | 25
JOT-04 | 2045-08-01 | 8 | 2045 | 2045 | SUMMER | 50 | 50 | 50 | 52 | 52 | 52 | 25 | 49 | 49 | 49 | 51 | 51 | 51 | 25
JOT-04 | 2045-09-01 | 9 | 2045 | 2045 | SUMMER | 53 | 53 | 53 | 55 | 55 | 55 | 25 | 51 | 51 | 51 | 53 | 53 | 53 | 25
JOT-04 | 2045-10-01 | 10 | 2046 | 2045 | FALL | 55 | 55 | 55 | 55 | 55 | 55 | 25 | 54 | 54 | 54 | 54 | 54 | 54 | 25
JOT-04 | 2045-11-01 | 11 | 2046 | 2045 | FALL | 58 | 58 | 58 | 58 | 58 | 58 | 25 | 56 | 56 | 56 | 56 | 56 | 56 | 25
JOT-04 | 2045-12-01 | 12 | 2046 | 2045 | WINTER | 62 | 62 | 62 | 62 | 62 | 62 | 25 | 61 | 61 | 61 | 61 | 61 | 61 | 25
JOT-04 | 2046-01-01 | 1 | 2046 | 2046 | WINTER | 63 | 63 | 63 | 63 | 63 | 63 | 25 | 61 | 61 | 61 | 61 | 61 | 61 | 25
JOT-04 | 2046-02-01 | 2 | 2046 | 2046 | WINTER | 62 | 62 | 62 | 62 | 62 | 62 | 25 | 61 | 61 | 61 | 61 | 61 | 61 | 25
JOT-04 | 2046-03-01 | 3 | 2046 | 2046 | WINTER | 58 | 58 | 58 | 58 | 58 | 58 | 25 | 56 | 56 | 56 | 56 | 56 | 56 | 25
JOT-04 | 2046-04-01 | 4 | 2046 | 2046 | SPRING | 55 | 55 | 55 | 55 | 55 | 55 | 25 | 54 | 54 | 54 | 54 | 54 | 54 | 25
JOT-04 | 2046-05-01 | 5 | 2046 | 2046 | SPRING | 54 | 54 | 54 | 56 | 56 | 56 | 25 | 52 | 52 | 52 | 54 | 54 | 54 | 25
JOT-04 | 2046-06-01 | 6 | 2046 | 2046 | SUMMER | 52 | 52 | 52 | 54 | 54 | 54 | 25 | 50 | 50 | 50 | 52 | 52 | 52 | 25
JOT-04 | 2046-07-01 | 7 | 2046 | 2046 | SUMMER | 50 | 50 | 50 | 52 | 52 | 52 | 25 | 49 | 49 | 49 | 51 | 51 | 51 | 25
JOT-04 | 2046-08-01 | 8 | 2046 | 2046 | SUMMER | 50 | 50 | 50 | 52 | 52 | 52 | 25 | 49 | 49 | 49 | 51 | 51 | 51 | 25
JOT-04 | 2046-09-01 | 9 | 2046 | 2046 | SUMMER | 53 | 53 | 53 | 55 | 55 | 55 | 25 | 51 | 51 | 51 | 53 | 53 | 53 | 25
JOT-04 | 2046-10-01 | 10 | 2047 | 2046 | FALL | 55 | 55 | 55 | 55 | 55 | 55 | 25 | 54 | 54 | 54 | 54 | 54 | 54 | 25
JOT-04 | 2046-11-01 | 11 | 2047 | 2046 | FALL | 58 | 58 | 58 | 58 | 58 | 58 | 25 | 56 | 56 | 56 | 56 | 56 | 56 | 25
JOT-04 | 2046-12-01 | 12 | 2047 | 2046 | WINTER | 62 | 62 | 62 | 62 | 62 | 62 | 25 | 61 | 61 | 61 | 61 | 61 | 61 | 25
JOT-04 | 2047-01-01 | 1 | 2047 | 2047 | WINTER | 63 | 63 | 63 | 63 | 63 | 63 | 25 | 61 | 61 | 61 | 61 | 61 | 61 | 25
JOT-04 | 2047-02-01 | 2 | 2047 | 2047 | WINTER | 62 | 62 | 62 | 62 | 62 | 62 | 25 | 61 | 61 | 61 | 61 | 61 | 61 | 25
JOT-04 | 2047-03-01 | 3 | 2047 | 2047 | WINTER | 58 | 58 | 58 | 58 | 58 | 58 | 25 | 56 | 56 | 56 | 56 | 56 | 56 | 25
JOT-04 | 2047-04-01 | 4 | 2047 | 2047 | SPRING | 55 | 55 | 55 | 55 | 55 | 55 | 25 | 54 | 54 | 54 | 54 | 54 | 54 | 25
JOT-04 | 2047-05-01 | 5 | 2047 | 2047 | SPRING | 54 | 54 | 54 | 56 | 56 | 56 | 25 | 52 | 52 | 52 | 54 | 54 | 54 | 25
JOT-04 | 2047-06-01 | 6 | 2047 | 2047 | SUMMER | 52 | 52 | 52 | 54 | 54 | 54 | 25 | 50 | 50 | 50 | 52 | 52 | 52 | 25
JOT-04 | 2047-07-01 | 7 | 2047 | 2047 | SUMMER | 50 | 50 | 50 | 52 | 52 | 52 | 25 | 49 | 49 | 49 | 51 | 51 | 51 | 25
JOT-04 | 2047-08-01 | 8 | 2047 | 2047 | SUMMER | 50 | 50 | 50 | 52 | 52 | 52 | 25 | 49 | 49 | 49 | 51 | 51 | 51 | 25
JOT-04 | 2047-09-01 | 9 | 2047 | 2047 | SUMMER | 53 | 53 | 53 | 55 | 55 | 55 | 25 | 51 | 51 | 51 | 53 | 53 | 53 | 25
JOT-05 | 2016-10-01 | 10 | 2017 | 2016 | FALL | 55 | 55 | 55 | 55 | 55 | 55 | 25 | 54 | 54 | 54 | 54 | 54 | 54 | 25
JOT-05 | 2016-11-01 | 11 | 2017 | 2016 | FALL | 58 | 58 | 58 | 58 | 58 | 58 | 25 | 56 | 56 | 56 | 56 | 56 | 56 | 25
JOT-05 | 2016-12-01 | 12 | 2017 | 2016 | WINTER | 62 | 62 | 62 | 62 | 62 | 62 | 25 | 61 | 61 | 61 | 61 | 61 | 61 | 25
JOT-05 | 2017-01-01 | 1 | 2017 | 2017 | WINTER | 63 | 63 | 63 | 63 | 63 | 63 | 25 | 61 | 61 | 61 | 61 | 61 | 61 | 25
JOT-05 | 2017-02-01 | 2 | 2017 | 2017 | WINTER | 62 | 62 | 62 | 62 | 62 | 62 | 25 | 61 | 61 | 61 | 61 | 61 | 61 | 25
JOT-05 | 2017-03-01 | 3 | 2017 | 2017 | WINTER | 58 | 58 | 58 | 58 | 58 | 58 | 25 | 56 | 56 | 56 | 56 | 56 | 56 | 25
JOT-05 | 2017-04-01 | 4 | 2017 | 2017 | SPRING | 55 | 55 | 55 | 55 | 55 | 55 | 25 | 54 | 54 | 54 | 54 | 54 | 54 | 25
JOT-05 | 2017-05-01 | 5 | 2017 | 2017 | SPRING | 54 | 54 | 54 | 56 | 56 | 56 | 25 | 52 | 52 | 52 | 54 | 54 | 54 | 25
JOT-05 | 2017-06-01 | 6 | 2017 | 2017 | SUMMER | 52 | 52 | 52 | 54 | 54 | 54 | 25 | 50 | 50 | 50 | 52 | 52 | 52 | 25
JOT-05 | 2017-07-01 | 7 | 2017 | 2017 | SUMMER | 50 | 50 | 50 | 52 | 52 | 52 | 25 | 49 | 49 | 49 | 51 | 51 | 51 | 25
JOT-05 | 2017-08-01 | 8 | 2017 | 2017 | SUMMER | 50 | 50 | 50 | 52 | 52 | 52 | 25 | 49 | 49 | 49 | 51 | 51 | 51 | 25
JOT-05 | 2017-09-01 | 9 | 2017 | 2017 | SUMMER | 53 | 53 | 53 | 55 | 55 | 55 | 25 | 51 | 51 | 51 | 53 | 53 | 53 | 25
JOT-05 | 2017-10-01 | 10 | 2018 | 2017 | FALL | 55 | 55 | 55 | 55 | 55 | 55 | 25 | 54 | 54 | 54 | 54 | 54 | 54 | 25
JOT-05 | 2017-11-01 | 11 | 2018 | 2017 | FALL | 58 | 58 | 58 | 58 | 58 | 58 | 25 | 56 | 56 | 56 | 56 | 56 | 56 | 25
JOT-05 | 2017-12-01 | 12 | 2018 | 2017 | WINTER | 62 | 62 | 62 | 62 | 62 | 62 | 25 | 61 | 61 | 61 | 61 | 61 | 61 | 25
JOT-05 | 2018-01-01 | 1 | 2018 | 2018 | WINTER | 63 | 63 | 63 | 63 | 63 | 63 | 25 | 61 | 61 | 61 | 61 | 61 | 61 | 25
JOT-05 | 2018-02-01 | 2 | 2018 | 2018 | WINTER | 62 | 62 | 62 | 62 | 62 | 62 | 25 | 61 | 61 | 61 | 61 | 61 | 61 | 25
JOT-05 | 2018-03-01 | 3 | 2018 | 2018 | WINTER | 58 | 58 | 58 | 58 | 58 | 58 | 25 | 56 | 56 | 56 | 56 | 56 | 56 | 25
JOT-05 | 2018-04-01 | 4 | 2018 | 2018 | SPRING | 55 | 55 | 55 | 55 | 55 | 55 | 25 | 54 | 54 | 54 | 54 | 54 | 54 | 25
JOT-05 | 2018-05-01 | 5 | 2018 | 2018 | SPRING | 54 | 54 | 54 | 56 | 56 | 56 | 25 | 52 | 52 | 52 | 54 | 54 | 54 | 25
JOT-05 | 2018-06-01 | 6 | 2018 | 2018 | SUMMER | 52 | 52 | 52 | 54 | 54 | 54 | 25 | 50 | 50 | 50 | 52 | 52 | 52 | 25
JOT-05 | 2018-07-01 | 7 | 2018 | 2018 | SUMMER | 50 | 50 | 50 | 52 | 52 | 52 | 25 | 49 | 49 | 49 | 51 | 51 | 51 | 25
JOT-05 | 2018-08-01 | 8 | 2018 | 2018 | SUMMER | 50 | 50 | 50 | 52 | 52 | 52 | 25 | 49 | 49 | 49 | 51 | 51 | 51 | 25
JOT-05 | 2018-09-01 | 9 | 2018 | 2018 | SUMMER | 53 | 53 | 53 | 55 | 55 | 55 | 25 | 51 | 51 | 51 | 53 | 53 | 53 | 25
JOT-05 | 2018-10-01 | 10 | 2019 | 2018 | FALL | 55 | 55 | 55 | 55 | 55 | 55 | 25 | 54 | 54 | 54 | 54 | 54 | 54 | 25
JOT-05 | 2018-11-01 | 11 | 2019 | 2018 | FALL | 58 | 58 | 58 | 58 | 58 | 58 | 25 | 56 | 56 | 56 | 56 | 56 | 56 | 25
JOT-05 | 2018-12-01 | 12 | 2019 | 2018 | WINTER | 62 | 62 | 62 | 62 | 62 | 62 | 25 | 61 | 61 | 61 | 61 | 61 | 61 | 25
JOT-05 | 2019-01-01 | 1 | 2019 | 2019 | WINTER | 63 | 63 | 63 | 63 | 63 | 63 | 25 | 61 | 61 | 61 | 61 | 61 | 61 | 25
JOT-05 | 2019-02-01 | 2 | 2019 | 2019 | WINTER | 62 | 62 | 62 | 62 | 62 | 62 | 25 | 61 | 61 | 61 | 61 | 61 | 61 | 25
JOT-05 | 2019-03-01 | 3 | 2019 | 2019 | WINTER | 58 | 58 | 58 | 58 | 58 | 58 | 25 | 56 | 56 | 56 | 56 | 56 | 56 | 25
JOT-05 | 2019-04-01 | 4 | 2019 | 2019 | SPRING | 55 | 55 | 55 | 55 | 55 | 55 | 25 | 54 | 54 | 54 | 54 | 54 | 54 | 25
JOT-05 | 2019-05-01 | 5 | 2019 | 2019 | SPRING | 54 | 54 | 54 | 56 | 56 | 56 | 25 | 52 | 52 | 52 | 54 | 54 | 54 | 25
JOT-05 | 2019-06-01 | 6 | 2019 | 2019 | SUMMER | 52 | 52 | 52 | 54 | 54 | 54 | 25 | 50 | 50 | 50 | 52 | 52 | 52 | 25
JOT-05 | 2019-07-01 | 7 | 2019 | 2019 | SUMMER | 50 | 50 | 50 | 52 | 52 | 52 | 25 | 49 | 49 | 49 | 51 | 51 | 51 | 25
JOT-05 | 2019-08-01 | 8 | 2019 | 2019 | SUMMER | 50 | 50 | 50 | 52 | 52 | 52 | 25 | 49 | 49 | 49 | 51 | 51 | 51 | 25
JOT-05 | 2019-09-01 | 9 | 2019 | 2019 | SUMMER | 53 | 53 | 53 | 55 | 55 | 55 | 25 | 51 | 51 | 51 | 53 | 53 | 53 | 25
JOT-05 | 2019-10-01 | 10 | 2020 | 2019 | FALL | 55 | 55 | 55 | 55 | 55 | 55 | 25 | 54 | 54 | 54 | 54 | 54 | 54 | 25
JOT-05 | 2019-11-01 | 11 | 2020 | 2019 | FALL | 58 | 58 | 58 | 58 | 58 | 58 | 25 | 56 | 56 | 56 | 56 | 56 | 56 | 25
JOT-05 | 2019-12-01 | 12 | 2020 | 2019 | WINTER | 62 | 62 | 62 | 62 | 62 | 62 | 25 | 61 | 61 | 61 | 61 | 61 | 61 | 25
JOT-05 | 2020-01-01 | 1 | 2020 | 2020 | WINTER | 63 | 63 | 63 | 63 | 63 | 63 | 25 | 61 | 61 | 61 | 61 | 61 | 61 | 25
JOT-05 | 2020-02-01 | 2 | 2020 | 2020 | WINTER | 62 | 62 | 62 | 62 | 62 | 62 | 25 | 61 | 61 | 61 | 61 | 61 | 61 | 25
JOT-05 | 2020-03-01 | 3 | 2020 | 2020 | WINTER | 58 | 58 | 58 | 58 | 58 | 58 | 25 | 56 | 56 | 56 | 56 | 56 | 56 | 25
JOT-05 | 2020-04-01 | 4 | 2020 | 2020 | SPRING | 55 | 55 | 55 | 55 | 55 | 55 | 25 | 54 | 54 | 54 | 54 | 54 | 54 | 25
JOT-05 | 2020-05-01 | 5 | 2020 | 2020 | SPRING | 54 | 54 | 54 | 56 | 56 | 56 | 25 | 52 | 52 | 52 | 54 | 54 | 54 | 25
JOT-05 | 2020-06-01 | 6 | 2020 | 2020 | SUMMER | 52 | 52 | 52 | 54 | 54 | 54 | 25 | 50 | 50 | 50 | 52 | 52 | 52 | 25
JOT-05 | 2020-07-01 | 7 | 2020 | 2020 | SUMMER | 50 | 50 | 50 | 52 | 52 | 52 | 25 | 49 | 49 | 49 | 51 | 51 | 51 | 25
JOT-05 | 2020-08-01 | 8 | 2020 | 2020 | SUMMER | 50 | 50 | 50 | 52 | 52 | 52 | 25 | 49 | 49 | 49 | 51 | 51 | 51 | 25
JOT-05 | 2020-09-01 | 9 | 2020 | 2020 | SUMMER | 53 | 53 | 53 | 55 | 55 | 55 | 25 | 51 | 51 | 51 | 53 | 53 | 53 | 25
JOT-05 | 2020-10-01 | 10 | 2021 | 2020 | FALL | 55 | 55 | 55 | 55 | 55 | 55 | 25 | 54 | 54 | 54 | 54 | 54 | 54 | 25
JOT-05 | 2020-11-01 | 11 | 2021 | 2020 | FALL | 58 | 58 | 58 | 58 | 58 | 58 | 25 | 56 | 56 | 56 | 56 | 56 | 56 | 25
JOT-05 | 2020-12-01 | 12 | 2021 | 2020 | WINTER | 62 | 62 | 62 | 62 | 62 | 62 | 25 | 61 | 61 | 61 | 61 | 61 | 61 | 25
JOT-05 | 2021-01-01 | 1 | 2021 | 2021 | WINTER | 63 | 63 | 63 | 63 | 63 | 63 | 25 | 61 | 61 | 61 | 61 | 61 | 61 | 25
JOT-05 | 2021-02-01 | 2 | 2021 | 2021 | WINTER | 62 | 62 | 62 | 62 | 62 | 62 | 25 | 61 | 61 | 61 | 61 | 61 | 61 | 25
JOT-05 | 2021-03-01 | 3 | 2021 | 2021 | WINTER | 58 | 58 | 58 | 58 | 58 | 58 | 25 | 56 | 56 | 56 | 56 | 56 | 56 | 25
JOT-05 | 2021-04-01 | 4 | 2021 | 2021 | SPRING | 55 | 55 | 55 | 55 | 55 | 55 | 25 | 54 | 54 | 54 | 54 | 54 | 54 | 25
JOT-05 | 2021-05-01 | 5 | 2021 | 2021 | SPRING | 54 | 54 | 54 | 56 | 56 | 56 | 25 | 52 | 52 | 52 | 54 | 54 | 54 | 25
JOT-05 | 2021-06-01 | 6 | 2021 | 2021 | SUMMER | 52 | 52 | 52 | 54 | 54 | 54 | 25 | 50 | 50 | 50 | 52 | 52 | 52 | 25
JOT-05 | 2021-07-01 | 7 | 2021 | 2021 | SUMMER | 50 | 50 | 50 | 52 | 52 | 52 | 25 | 49 | 49 | 49 | 51 | 51 | 51 | 25
JOT-05 | 2021-08-01 | 8 | 2021 | 2021 | SUMMER | 50 | 50 | 50 | 52 | 52 | 52 | 25 | 49 | 49 | 49 | 51 | 51 | 51 | 25
JOT-05 | 2021-09-01 | 9 | 2021 | 2021 | SUMMER | 53 | 53 | 53 | 55 | 55 | 55 | 25 | 51 | 51 | 51 | 53 | 53 | 53 | 25
JOT-05 | 2021-10-01 | 10 | 2022 | 2021 | FALL | 55 | 55 | 55 | 55 | 55 | 55 | 25 | 54 | 54 | 54 | 54 | 54 | 54 | 25
JOT-05 | 2021-11-01 | 11 | 2022 | 2021 | FALL | 58 | 58 | 58 | 58 | 58 | 58 | 25 | 56 | 56 | 56 | 56 | 56 | 56 | 25
JOT-05 | 2021-12-01 | 12 | 2022 | 2021 | WINTER | 62 | 62 | 62 | 62 | 62 | 62 | 25 | 61 | 61 | 61 | 61 | 61 | 61 | 25
JOT-05 | 2022-01-01 | 1 | 2022 | 2022 | WINTER | 63 | 63 | 63 | 63 | 63 | 63 | 25 | 61 | 61 | 61 | 61 | 61 | 61 | 25
JOT-05 | 2022-02-01 | 2 | 2022 | 2022 | WINTER | 62 | 62 | 62 | 62 | 62 | 62 | 25 | 61 | 61 | 61 | 61 | 61 | 61 | 25
JOT-05 | 2022-03-01 | 3 | 2022 | 2022 | WINTER | 58 | 58 | 58 | 58 | 58 | 58 | 25 | 56 | 56 | 56 | 56 | 56 | 56 | 25
JOT-05 | 2022-04-01 | 4 | 2022 | 2022 | SPRING | 55 | 55 | 55 | 55 | 55 | 55 | 25 | 54 | 54 | 54 | 54 | 54 | 54 | 25
JOT-05 | 2022-05-01 | 5 | 2022 | 2022 | SPRING | 54 | 54 | 54 | 56 | 56 | 56 | 25 | 52 | 52 | 52 | 54 | 54 | 54 | 25
JOT-05 | 2022-06-01 | 6 | 2022 | 2022 | SUMMER | 52 | 52 | 52 | 54 | 54 | 54 | 25 | 50 | 50 | 50 | 52 | 52 | 52 | 25
JOT-05 | 2022-07-01 | 7 | 2022 | 2022 | SUMMER | 50 | 50 | 50 | 52 | 52 | 52 | 25 | 49 | 49 | 49 | 51 | 51 | 51 | 25
JOT-05 | 2022-08-01 | 8 | 2022 | 2022 | SUMMER | 50 | 50 | 50 | 52 | 52 | 52 | 25 | 49 | 49 | 49 | 51 | 51 | 51 | 25
JOT-05 | 2022-09-01 | 9 | 2022 | 2022 | SUMMER | 53 | 53 | 53 | 55 | 55 | 55 | 25 | 51 | 51 | 51 | 53 | 53 | 53 | 25
JOT-05 | 2022-10-01 | 10 | 2023 | 2022 | FALL | 55 | 55 | 55 | 55 | 55 | 55 | 25 | 54 | 54 | 54 | 54 | 54 | 54 | 25
JOT-05 | 2022-11-01 | 11 | 2023 | 2022 | FALL | 58 | 58 | 58 | 58 | 58 | 58 | 25 | 56 | 56 | 56 | 56 | 56 | 56 | 25
JOT-05 | 2022-12-01 | 12 | 2023 | 2022 | WINTER | 62 | 62 | 62 | 62 | 62 | 62 | 25 | 61 | 61 | 61 | 61 | 61 | 61 | 25
JOT-05 | 2023-01-01 | 1 | 2023 | 2023 | WINTER | 63 | 63 | 63 | 63 | 63 | 63 | 25 | 61 | 61 | 61 | 61 | 61 | 61 | 25
JOT-05 | 2023-02-01 | 2 | 2023 | 2023 | WINTER | 62 | 62 | 62 | 62 | 62 | 62 | 25 | 61 | 61 | 61 | 61 | 61 | 61 | 25
JOT-05 | 2023-03-01 | 3 | 2023 | 2023 | WINTER | 58 | 58 | 58 | 58 | 58 | 58 | 25 | 56 | 56 | 56 | 56 | 56 | 56 | 25
JOT-05 | 2023-04-01 | 4 | 2023 | 2023 | SPRING | 55 | 55 | 55 | 55 | 55 | 55 | 25 | 54 | 54 | 54 | 54 | 54 | 54 | 25
JOT-05 | 2023-05-01 | 5 | 2023 | 2023 | SPRING | 54 | 54 | 54 | 56 | 56 | 56 | 25 | 52 | 52 | 52 | 54 | 54 | 54 | 25
JOT-05 | 2023-06-01 | 6 | 2023 | 2023 | SUMMER | 52 | 52 | 52 | 54 | 54 | 54 | 25 | 50 | 50 | 50 | 52 | 52 | 52 | 25
JOT-05 | 2023-07-01 | 7 | 2023 | 2023 | SUMMER | 50 | 50 | 50 | 52 | 52 | 52 | 25 | 49 | 49 | 49 | 51 | 51 | 51 | 25
JOT-05 | 2023-08-01 | 8 | 2023 | 2023 | SUMMER | 50 | 50 | 50 | 52 | 52 | 52 | 25 | 49 | 49 | 49 | 51 | 51 | 51 | 25
JOT-05 | 2023-09-01 | 9 | 2023 | 2023 | SUMMER | 53 | 53 | 53 | 55 | 55 | 55 | 25 | 51 | 51 | 51 | 53 | 53 | 53 | 25
JOT-05 | 2023-10-01 | 10 | 2024 | 2023 | FALL | 55 | 55 | 55 | 55 | 55 | 55 | 25 | 54 | 54 | 54 | 54 | 54 | 54 | 25
JOT-05 | 2023-11-01 | 11 | 2024 | 2023 | FALL | 58 | 58 | 58 | 58 | 58 | 58 | 25 | 56 | 56 | 56 | 56 | 56 | 56 | 25
JOT-05 | 2023-12-01 | 12 | 2024 | 2023 | WINTER | 62 | 62 | 62 | 62 | 62 | 62 | 25 | 61 | 61 | 61 | 61 | 61 | 61 | 25
JOT-05 | 2024-01-01 | 1 | 2024 | 2024 | WINTER | 63 | 63 | 63 | 63 | 63 | 63 | 25 | 61 | 61 | 61 | 61 | 61 | 61 | 25
JOT-05 | 2024-02-01 | 2 | 2024 | 2024 | WINTER | 62 | 62 | 62 | 62 | 62 | 62 | 25 | 61 | 61 | 61 | 61 | 61 | 61 | 25
JOT-05 | 2024-03-01 | 3 | 2024 | 2024 | WINTER | 58 | 58 | 58 | 58 | 58 | 58 | 25 | 56 | 56 | 56 | 56 | 56 | 56 | 25
JOT-05 | 2024-04-01 | 4 | 2024 | 2024 | SPRING | 55 | 55 | 55 | 55 | 55 | 55 | 25 | 54 | 54 | 54 | 54 | 54 | 54 | 25
JOT-05 | 2024-05-01 | 5 | 2024 | 2024 | SPRING | 54 | 54 | 54 | 56 | 56 | 56 | 25 | 52 | 52 | 52 | 54 | 54 | 54 | 25
JOT-05 | 2024-06-01 | 6 | 2024 | 2024 | SUMMER | 52 | 52 | 52 | 54 | 54 | 54 | 25 | 50 | 50 | 50 | 52 | 52 | 52 | 25
JOT-05 | 2024-07-01 | 7 | 2024 | 2024 | SUMMER | 50 | 50 | 50 | 52 | 52 | 52 | 25 | 49 | 49 | 49 | 51 | 51 | 51 | 25
JOT-05 | 2024-08-01 | 8 | 2024 | 2024 | SUMMER | 50 | 50 | 50 | 52 | 52 | 52 | 25 | 49 | 49 | 49 | 51 | 51 | 51 | 25
JOT-05 | 2024-09-01 | 9 | 2024 | 2024 | SUMMER | 53 | 53 | 53 | 55 | 55 | 55 | 25 | 51 | 51 | 51 | 53 | 53 | 53 | 25
JOT-05 | 2024-10-01 | 10 | 2025 | 2024 | FALL | 55 | 55 | 55 | 55 | 55 | 55 | 25 | 54 | 54 | 54 | 54 | 54 | 54 | 25
JOT-05 | 2024-11-01 | 11 | 2025 | 2024 | FALL | 58 | 58 | 58 | 58 | 58 | 58 | 25 | 56 | 56 | 56 | 56 | 56 | 56 | 25
JOT-05 | 2024-12-01 | 12 | 2025 | 2024 | WINTER | 62 | 62 | 62 | 62 | 62 | 62 | 25 | 61 | 61 | 61 | 61 | 61 | 61 | 25
JOT-05 | 2025-01-01 | 1 | 2025 | 2025 | WINTER | 63 | 63 | 63 | 63 | 63 | 63 | 25 | 61 | 61 | 61 | 61 | 61 | 61 | 25
JOT-05 | 2025-02-01 | 2 | 2025 | 2025 | WINTER | 62 | 62 | 62 | 62 | 62 | 62 | 25 | 61 | 61 | 61 | 61 | 61 | 61 | 25
JOT-05 | 2025-03-01 | 3 | 2025 | 2025 | WINTER | 58 | 58 | 58 | 58 | 58 | 58 | 25 | 56 | 56 | 56 | 56 | 56 | 56 | 25
JOT-05 | 2025-04-01 | 4 | 2025 | 2025 | SPRING | 55 | 55 | 55 | 55 | 55 | 55 | 25 | 54 | 54 | 54 | 54 | 54 | 54 | 25
JOT-05 | 2025-05-01 | 5 | 2025 | 2025 | SPRING | 54 | 54 | 54 | 56 | 56 | 56 | 25 | 52 | 52 | 52 | 54 | 54 | 54 | 25
JOT-05 | 2025-06-01 | 6 | 2025 | 2025 | SUMMER | 52 | 52 | 52 | 54 | 54 | 54 | 25 | 50 | 50 | 50 | 52 | 52 | 52 | 25
JOT-05 | 2025-07-01 | 7 | 2025 | 2025 | SUMMER | 50 | 50 | 50 | 52 | 52 | 52 | 25 | 49 | 49 | 49 | 51 | 51 | 51 | 25
JOT-05 | 2025-08-01 | 8 | 2025 | 2025 | SUMMER | 50 | 50 | 50 | 52 | 52 | 52 | 25 | 49 | 49 | 49 | 51 | 51 | 51 | 25
JOT-05 | 2025-09-01 | 9 | 2025 | 2025 | SUMMER | 53 | 53 | 53 | 55 | 55 | 55 | 25 | 51 | 51 | 51 | 53 | 53 | 53 | 25
JOT-05 | 2025-10-01 | 10 | 2026 | 2025 | FALL | 55 | 55 | 55 | 55 | 55 | 55 | 25 | 54 | 54 | 54 | 54 | 54 | 54 | 25
JOT-05 | 2025-11-01 | 11 | 2026 | 2025 | FALL | 58 | 58 | 58 | 58 | 58 | 58 | 25 | 56 | 56 | 56 | 56 | 56 | 56 | 25
JOT-05 | 2025-12-01 | 12 | 2026 | 2025 | WINTER | 62 | 62 | 62 | 62 | 62 | 62 | 25 | 61 | 61 | 61 | 61 | 61 | 61 | 25
JOT-05 | 2026-01-01 | 1 | 2026 | 2026 | WINTER | 63 | 63 | 63 | 63 | 63 | 63 | 25 | 61 | 61 | 61 | 61 | 61 | 61 | 25
JOT-05 | 2026-02-01 | 2 | 2026 | 2026 | WINTER | 62 | 62 | 62 | 62 | 62 | 62 | 25 | 61 | 61 | 61 | 61 | 61 | 61 | 25
JOT-05 | 2026-03-01 | 3 | 2026 | 2026 | WINTER | 58 | 58 | 58 | 58 | 58 | 58 | 25 | 56 | 56 | 56 | 56 | 56 | 56 | 25
JOT-05 | 2026-04-01 | 4 | 2026 | 2026 | SPRING | 55 | 55 | 55 | 55 | 55 | 55 | 25 | 54 | 54 | 54 | 54 | 54 | 54 | 25
JOT-05 | 2026-05-01 | 5 | 2026 | 2026 | SPRING | 54 | 54 | 54 | 56 | 56 | 56 | 25 | 52 | 52 | 52 | 54 | 54 | 54 | 25
JOT-05 | 2026-06-01 | 6 | 2026 | 2026 | SUMMER | 52 | 52 | 52 | 54 | 54 | 54 | 25 | 50 | 50 | 50 | 52 | 52 | 52 | 25
JOT-05 | 2026-07-01 | 7 | 2026 | 2026 | SUMMER | 50 | 50 | 50 | 52 | 52 | 52 | 25 | 49 | 49 | 49 | 51 | 51 | 51 | 25
JOT-05 | 2026-08-01 | 8 | 2026 | 2026 | SUMMER | 50 | 50 | 50 | 52 | 52 | 52 | 25 | 49 | 49 | 49 | 51 | 51 | 51 | 25
JOT-05 | 2026-09-01 | 9 | 2026 | 2026 | SUMMER | 53 | 53 | 53 | 55 | 55 | 55 | 25 | 51 | 51 | 51 | 53 | 53 | 53 | 25
JOT-05 | 2026-10-01 | 10 | 2027 | 2026 | FALL | 55 | 55 | 55 | 55 | 55 | 55 | 25 | 54 | 54 | 54 | 54 | 54 | 54 | 25
JOT-05 | 2026-11-01 | 11 | 2027 | 2026 | FALL | 58 | 58 | 58 | 58 | 58 | 58 | 25 | 56 | 56 | 56 | 56 | 56 | 56 | 25
JOT-05 | 2026-12-01 | 12 | 2027 | 2026 | WINTER | 62 | 62 | 62 | 62 | 62 | 62 | 25 | 61 | 61 | 61 | 61 | 61 | 61 | 25
JOT-05 | 2027-01-01 | 1 | 2027 | 2027 | WINTER | 63 | 63 | 63 | 63 | 63 | 63 | 25 | 61 | 61 | 61 | 61 | 61 | 61 | 25
JOT-05 | 2027-02-01 | 2 | 2027 | 2027 | WINTER | 62 | 62 | 62 | 62 | 62 | 62 | 25 | 61 | 61 | 61 | 61 | 61 | 61 | 25
JOT-05 | 2027-03-01 | 3 | 2027 | 2027 | WINTER | 58 | 58 | 58 | 58 | 58 | 58 | 25 | 56 | 56 | 56 | 56 | 56 | 56 | 25
JOT-05 | 2027-04-01 | 4 | 2027 | 2027 | SPRING | 55 | 55 | 55 | 55 | 55 | 55 | 25 | 54 | 54 | 54 | 54 | 54 | 54 | 25
JOT-05 | 2027-05-01 | 5 | 2027 | 2027 | SPRING | 54 | 54 | 54 | 56 | 56 | 56 | 25 | 52 | 52 | 52 | 54 | 54 | 54 | 25
JOT-05 | 2027-06-01 | 6 | 2027 | 2027 | SUMMER | 52 | 52 | 52 | 54 | 54 | 54 | 25 | 50 | 50 | 50 | 52 | 52 | 52 | 25
JOT-05 | 2027-07-01 | 7 | 2027 | 2027 | SUMMER | 50 | 50 | 50 | 52 | 52 | 52 | 25 | 49 | 49 | 49 | 51 | 51 | 51 | 25
JOT-05 | 2027-08-01 | 8 | 2027 | 2027 | SUMMER | 50 | 50 | 50 | 52 | 52 | 52 | 25 | 49 | 49 | 49 | 51 | 51 | 51 | 25
JOT-05 | 2027-09-01 | 9 | 2027 | 2027 | SUMMER | 53 | 53 | 53 | 55 | 55 | 55 | 25 | 51 | 51 | 51 | 53 | 53 | 53 | 25
JOT-05 | 2027-10-01 | 10 | 2028 | 2027 | FALL | 55 | 55 | 55 | 55 | 55 | 55 | 25 | 54 | 54 | 54 | 54 | 54 | 54 | 25
JOT-05 | 2027-11-01 | 11 | 2028 | 2027 | FALL | 58 | 58 | 58 | 58 | 58 | 58 | 25 | 56 | 56 | 56 | 56 | 56 | 56 | 25
JOT-05 | 2027-12-01 | 12 | 2028 | 2027 | WINTER | 62 | 62 | 62 | 62 | 62 | 62 | 25 | 61 | 61 | 61 | 61 | 61 | 61 | 25
JOT-05 | 2028-01-01 | 1 | 2028 | 2028 | WINTER | 63 | 63 | 63 | 63 | 63 | 63 | 25 | 61 | 61 | 61 | 61 | 61 | 61 | 25
JOT-05 | 2028-02-01 | 2 | 2028 | 2028 | WINTER | 62 | 62 | 62 | 62 | 62 | 62 | 25 | 61 | 61 | 61 | 61 | 61 | 61 | 25
JOT-05 | 2028-03-01 | 3 | 2028 | 2028 | WINTER | 58 | 58 | 58 | 58 | 58 | 58 | 25 | 56 | 56 | 56 | 56 | 56 | 56 | 25
JOT-05 | 2028-04-01 | 4 | 2028 | 2028 | SPRING | 55 | 55 | 55 | 55 | 55 | 55 | 25 | 54 | 54 | 54 | 54 | 54 | 54 | 25
JOT-05 | 2028-05-01 | 5 | 2028 | 2028 | SPRING | 54 | 54 | 54 | 56 | 56 | 56 | 25 | 52 | 52 | 52 | 54 | 54 | 54 | 25
JOT-05 | 2028-06-01 | 6 | 2028 | 2028 | SUMMER | 52 | 52 | 52 | 54 | 54 | 54 | 25 | 50 | 50 | 50 | 52 | 52 | 52 | 25
JOT-05 | 2028-07-01 | 7 | 2028 | 2028 | SUMMER | 50 | 50 | 50 | 52 | 52 | 52 | 25 | 49 | 49 | 49 | 51 | 51 | 51 | 25
JOT-05 | 2028-08-01 | 8 | 2028 | 2028 | SUMMER | 50 | 50 | 50 | 52 | 52 | 52 | 25 | 49 | 49 | 49 | 51 | 51 | 51 | 25
JOT-05 | 2028-09-01 | 9 | 2028 | 2028 | SUMMER | 53 | 53 | 53 | 55 | 55 | 55 | 25 | 51 | 51 | 51 | 53 | 53 | 53 | 25
JOT-05 | 2028-10-01 | 10 | 2029 | 2028 | FALL | 55 | 55 | 55 | 55 | 55 | 55 | 25 | 54 | 54 | 54 | 54 | 54 | 54 | 25
JOT-05 | 2028-11-01 | 11 | 2029 | 2028 | FALL | 58 | 58 | 58 | 58 | 58 | 58 | 25 | 56 | 56 | 56 | 56 | 56 | 56 | 25
JOT-05 | 2028-12-01 | 12 | 2029 | 2028 | WINTER | 62 | 62 | 62 | 62 | 62 | 62 | 25 | 61 | 61 | 61 | 61 | 61 | 61 | 25
JOT-05 | 2029-01-01 | 1 | 2029 | 2029 | WINTER | 63 | 63 | 63 | 63 | 63 | 63 | 25 | 61 | 61 | 61 | 61 | 61 | 61 | 25
JOT-05 | 2029-02-01 | 2 | 2029 | 2029 | WINTER | 62 | 62 | 62 | 62 | 62 | 62 | 25 | 61 | 61 | 61 | 61 | 61 | 61 | 25
JOT-05 | 2029-03-01 | 3 | 2029 | 2029 | WINTER | 58 | 58 | 58 | 58 | 58 | 58 | 25 | 56 | 56 | 56 | 56 | 56 | 56 | 25
JOT-05 | 2029-04-01 | 4 | 2029 | 2029 | SPRING | 55 | 55 | 55 | 55 | 55 | 55 | 25 | 54 | 54 | 54 | 54 | 54 | 54 | 25
JOT-05 | 2029-05-01 | 5 | 2029 | 2029 | SPRING | 54 | 54 | 54 | 56 | 56 | 56 | 25 | 52 | 52 | 52 | 54 | 54 | 54 | 25
JOT-05 | 2029-06-01 | 6 | 2029 | 2029 | SUMMER | 52 | 52 | 52 | 54 | 54 | 54 | 25 | 50 | 50 | 50 | 52 | 52 | 52 | 25
JOT-05 | 2029-07-01 | 7 | 2029 | 2029 | SUMMER | 50 | 50 | 50 | 52 | 52 | 52 | 25 | 49 | 49 | 49 | 51 | 51 | 51 | 25
JOT-05 | 2029-08-01 | 8 | 2029 | 2029 | SUMMER | 50 | 50 | 50 | 52 | 52 | 52 | 25 | 49 | 49 | 49 | 51 | 51 | 51 | 25
JOT-05 | 2029-09-01 | 9 | 2029 | 2029 | SUMMER | 53 | 53 | 53 | 55 | 55 | 55 | 25 | 51 | 51 | 51 | 53 | 53 | 53 | 25
JOT-05 | 2029-10-01 | 10 | 2030 | 2029 | FALL | 55 | 55 | 55 | 55 | 55 | 55 | 25 | 54 | 54 | 54 | 54 | 54 | 54 | 25
JOT-05 | 2029-11-01 | 11 | 2030 | 2029 | FALL | 58 | 58 | 58 | 58 | 58 | 58 | 25 | 56 | 56 | 56 | 56 | 56 | 56 | 25
JOT-05 | 2029-12-01 | 12 | 2030 | 2029 | WINTER | 62 | 62 | 62 | 62 | 62 | 62 | 25 | 61 | 61 | 61 | 61 | 61 | 61 | 25
JOT-05 | 2030-01-01 | 1 | 2030 | 2030 | WINTER | 63 | 63 | 63 | 63 | 63 | 63 | 25 | 61 | 61 | 61 | 61 | 61 | 61 | 25
JOT-05 | 2030-02-01 | 2 | 2030 | 2030 | WINTER | 62 | 62 | 62 | 62 | 62 | 62 | 25 | 61 | 61 | 61 | 61 | 61 | 61 | 25
JOT-05 | 2030-03-01 | 3 | 2030 | 2030 | WINTER | 58 | 58 | 58 | 58 | 58 | 58 | 25 | 56 | 56 | 56 | 56 | 56 | 56 | 25
JOT-05 | 2030-04-01 | 4 | 2030 | 2030 | SPRING | 55 | 55 | 55 | 55 | 55 | 55 | 25 | 54 | 54 | 54 | 54 | 54 | 54 | 25
JOT-05 | 2030-05-01 | 5 | 2030 | 2030 | SPRING | 54 | 54 | 54 | 56 | 56 | 56 | 25 | 52 | 52 | 52 | 54 | 54 | 54 | 25
JOT-05 | 2030-06-01 | 6 | 2030 | 2030 | SUMMER | 52 | 52 | 52 | 54 | 54 | 54 | 25 | 50 | 50 | 50 | 52 | 52 | 52 | 25
JOT-05 | 2030-07-01 | 7 | 2030 | 2030 | SUMMER | 50 | 50 | 50 | 52 | 52 | 52 | 25 | 49 | 49 | 49 | 51 | 51 | 51 | 25
JOT-05 | 2030-08-01 | 8 | 2030 | 2030 | SUMMER | 50 | 50 | 50 | 52 | 52 | 52 | 25 | 49 | 49 | 49 | 51 | 51 | 51 | 25
JOT-05 | 2030-09-01 | 9 | 2030 | 2030 | SUMMER | 53 | 53 | 53 | 55 | 55 | 55 | 25 | 51 | 51 | 51 | 53 | 53 | 53 | 25
JOT-05 | 2030-10-01 | 10 | 2031 | 2030 | FALL | 55 | 55 | 55 | 55 | 55 | 55 | 25 | 54 | 54 | 54 | 54 | 54 | 54 | 25
JOT-05 | 2030-11-01 | 11 | 2031 | 2030 | FALL | 58 | 58 | 58 | 58 | 58 | 58 | 25 | 56 | 56 | 56 | 56 | 56 | 56 | 25
JOT-05 | 2030-12-01 | 12 | 2031 | 2030 | WINTER | 62 | 62 | 62 | 62 | 62 | 62 | 25 | 61 | 61 | 61 | 61 | 61 | 61 | 25
JOT-05 | 2031-01-01 | 1 | 2031 | 2031 | WINTER | 63 | 63 | 63 | 63 | 63 | 63 | 25 | 61 | 61 | 61 | 61 | 61 | 61 | 25
JOT-05 | 2031-02-01 | 2 | 2031 | 2031 | WINTER | 62 | 62 | 62 | 62 | 62 | 62 | 25 | 61 | 61 | 61 | 61 | 61 | 61 | 25
JOT-05 | 2031-03-01 | 3 | 2031 | 2031 | WINTER | 58 | 58 | 58 | 58 | 58 | 58 | 25 | 56 | 56 | 56 | 56 | 56 | 56 | 25
JOT-05 | 2031-04-01 | 4 | 2031 | 2031 | SPRING | 55 | 55 | 55 | 55 | 55 | 55 | 25 | 54 | 54 | 54 | 54 | 54 | 54 | 25
JOT-05 | 2031-05-01 | 5 | 2031 | 2031 | SPRING | 54 | 54 | 54 | 56 | 56 | 56 | 25 | 52 | 52 | 52 | 54 | 54 | 54 | 25
JOT-05 | 2031-06-01 | 6 | 2031 | 2031 | SUMMER | 52 | 52 | 52 | 54 | 54 | 54 | 25 | 50 | 50 | 50 | 52 | 52 | 52 | 25
JOT-05 | 2031-07-01 | 7 | 2031 | 2031 | SUMMER | 50 | 50 | 50 | 52 | 52 | 52 | 25 | 49 | 49 | 49 | 51 | 51 | 51 | 25
JOT-05 | 2031-08-01 | 8 | 2031 | 2031 | SUMMER | 50 | 50 | 50 | 52 | 52 | 52 | 25 | 49 | 49 | 49 | 51 | 51 | 51 | 25
JOT-05 | 2031-09-01 | 9 | 2031 | 2031 | SUMMER | 53 | 53 | 53 | 55 | 55 | 55 | 25 | 51 | 51 | 51 | 53 | 53 | 53 | 25
JOT-05 | 2031-10-01 | 10 | 2032 | 2031 | FALL | 55 | 55 | 55 | 55 | 55 | 55 | 25 | 54 | 54 | 54 | 54 | 54 | 54 | 25
JOT-05 | 2031-11-01 | 11 | 2032 | 2031 | FALL | 58 | 58 | 58 | 58 | 58 | 58 | 25 | 56 | 56 | 56 | 56 | 56 | 56 | 25
JOT-05 | 2031-12-01 | 12 | 2032 | 2031 | WINTER | 62 | 62 | 62 | 62 | 62 | 62 | 25 | 61 | 61 | 61 | 61 | 61 | 61 | 25
JOT-05 | 2032-01-01 | 1 | 2032 | 2032 | WINTER | 63 | 63 | 63 | 63 | 63 | 63 | 25 | 61 | 61 | 61 | 61 | 61 | 61 | 25
JOT-05 | 2032-02-01 | 2 | 2032 | 2032 | WINTER | 62 | 62 | 62 | 62 | 62 | 62 | 25 | 61 | 61 | 61 | 61 | 61 | 61 | 25
JOT-05 | 2032-03-01 | 3 | 2032 | 2032 | WINTER | 58 | 58 | 58 | 58 | 58 | 58 | 25 | 56 | 56 | 56 | 56 | 56 | 56 | 25
JOT-05 | 2032-04-01 | 4 | 2032 | 2032 | SPRING | 55 | 55 | 55 | 55 | 55 | 55 | 25 | 54 | 54 | 54 | 54 | 54 | 54 | 25
JOT-05 | 2032-05-01 | 5 | 2032 | 2032 | SPRING | 54 | 54 | 54 | 56 | 56 | 56 | 25 | 52 | 52 | 52 | 54 | 54 | 54 | 25
JOT-05 | 2032-06-01 | 6 | 2032 | 2032 | SUMMER | 52 | 52 | 52 | 54 | 54 | 54 | 25 | 50 | 50 | 50 | 52 | 52 | 52 | 25
JOT-05 | 2032-07-01 | 7 | 2032 | 2032 | SUMMER | 50 | 50 | 50 | 52 | 52 | 52 | 25 | 49 | 49 | 49 | 51 | 51 | 51 | 25
JOT-05 | 2032-08-01 | 8 | 2032 | 2032 | SUMMER | 50 | 50 | 50 | 52 | 52 | 52 | 25 | 49 | 49 | 49 | 51 | 51 | 51 | 25
JOT-05 | 2032-09-01 | 9 | 2032 | 2032 | SUMMER | 53 | 53 | 53 | 55 | 55 | 55 | 25 | 51 | 51 | 51 | 53 | 53 | 53 | 25
JOT-05 | 2032-10-01 | 10 | 2033 | 2032 | FALL | 55 | 55 | 55 | 55 | 55 | 55 | 25 | 54 | 54 | 54 | 54 | 54 | 54 | 25
JOT-05 | 2032-11-01 | 11 | 2033 | 2032 | FALL | 58 | 58 | 58 | 58 | 58 | 58 | 25 | 56 | 56 | 56 | 56 | 56 | 56 | 25
JOT-05 | 2032-12-01 | 12 | 2033 | 2032 | WINTER | 62 | 62 | 62 | 62 | 62 | 62 | 25 | 61 | 61 | 61 | 61 | 61 | 61 | 25
JOT-05 | 2033-01-01 | 1 | 2033 | 2033 | WINTER | 63 | 63 | 63 | 63 | 63 | 63 | 25 | 61 | 61 | 61 | 61 | 61 | 61 | 25
JOT-05 | 2033-02-01 | 2 | 2033 | 2033 | WINTER | 62 | 62 | 62 | 62 | 62 | 62 | 25 | 61 | 61 | 61 | 61 | 61 | 61 | 25
JOT-05 | 2033-03-01 | 3 | 2033 | 2033 | WINTER | 58 | 58 | 58 | 58 | 58 | 58 | 25 | 56 | 56 | 56 | 56 | 56 | 56 | 25
JOT-05 | 2033-04-01 | 4 | 2033 | 2033 | SPRING | 55 | 55 | 55 | 55 | 55 | 55 | 25 | 54 | 54 | 54 | 54 | 54 | 54 | 25
JOT-05 | 2033-05-01 | 5 | 2033 | 2033 | SPRING | 54 | 54 | 54 | 56 | 56 | 56 | 25 | 52 | 52 | 52 | 54 | 54 | 54 | 25
JOT-05 | 2033-06-01 | 6 | 2033 | 2033 | SUMMER | 52 | 52 | 52 | 54 | 54 | 54 | 25 | 50 | 50 | 50 | 52 | 52 | 52 | 25
JOT-05 | 2033-07-01 | 7 | 2033 | 2033 | SUMMER | 50 | 50 | 50 | 52 | 52 | 52 | 25 | 49 | 49 | 49 | 51 | 51 | 51 | 25
JOT-05 | 2033-08-01 | 8 | 2033 | 2033 | SUMMER | 50 | 50 | 50 | 52 | 52 | 52 | 25 | 49 | 49 | 49 | 51 | 51 | 51 | 25
JOT-05 | 2033-09-01 | 9 | 2033 | 2033 | SUMMER | 53 | 53 | 53 | 55 | 55 | 55 | 25 | 51 | 51 | 51 | 53 | 53 | 53 | 25
JOT-05 | 2033-10-01 | 10 | 2034 | 2033 | FALL | 55 | 55 | 55 | 55 | 55 | 55 | 25 | 54 | 54 | 54 | 54 | 54 | 54 | 25
JOT-05 | 2033-11-01 | 11 | 2034 | 2033 | FALL | 58 | 58 | 58 | 58 | 58 | 58 | 25 | 56 | 56 | 56 | 56 | 56 | 56 | 25
JOT-05 | 2033-12-01 | 12 | 2034 | 2033 | WINTER | 62 | 62 | 62 | 62 | 62 | 62 | 25 | 61 | 61 | 61 | 61 | 61 | 61 | 25
JOT-05 | 2034-01-01 | 1 | 2034 | 2034 | WINTER | 63 | 63 | 63 | 63 | 63 | 63 | 25 | 61 | 61 | 61 | 61 | 61 | 61 | 25
JOT-05 | 2034-02-01 | 2 | 2034 | 2034 | WINTER | 62 | 62 | 62 | 62 | 62 | 62 | 25 | 61 | 61 | 61 | 61 | 61 | 61 | 25
JOT-05 | 2034-03-01 | 3 | 2034 | 2034 | WINTER | 58 | 58 | 58 | 58 | 58 | 58 | 25 | 56 | 56 | 56 | 56 | 56 | 56 | 25
JOT-05 | 2034-04-01 | 4 | 2034 | 2034 | SPRING | 55 | 55 | 55 | 55 | 55 | 55 | 25 | 54 | 54 | 54 | 54 | 54 | 54 | 25
JOT-05 | 2034-05-01 | 5 | 2034 | 2034 | SPRING | 54 | 54 | 54 | 56 | 56 | 56 | 25 | 52 | 52 | 52 | 54 | 54 | 54 | 25
JOT-05 | 2034-06-01 | 6 | 2034 | 2034 | SUMMER | 52 | 52 | 52 | 54 | 54 | 54 | 25 | 50 | 50 | 50 | 52 | 52 | 52 | 25
JOT-05 | 2034-07-01 | 7 | 2034 | 2034 | SUMMER | 50 | 50 | 50 | 52 | 52 | 52 | 25 | 49 | 49 | 49 | 51 | 51 | 51 | 25
JOT-05 | 2034-08-01 | 8 | 2034 | 2034 | SUMMER | 50 | 50 | 50 | 52 | 52 | 52 | 25 | 49 | 49 | 49 | 51 | 51 | 51 | 25
JOT-05 | 2034-09-01 | 9 | 2034 | 2034 | SUMMER | 53 | 53 | 53 | 55 | 55 | 55 | 25 | 51 | 51 | 51 | 53 | 53 | 53 | 25
JOT-05 | 2034-10-01 | 10 | 2035 | 2034 | FALL | 55 | 55 | 55 | 55 | 55 | 55 | 25 | 54 | 54 | 54 | 54 | 54 | 54 | 25
JOT-05 | 2034-11-01 | 11 | 2035 | 2034 | FALL | 58 | 58 | 58 | 58 | 58 | 58 | 25 | 56 | 56 | 56 | 56 | 56 | 56 | 25
JOT-05 | 2034-12-01 | 12 | 2035 | 2034 | WINTER | 62 | 62 | 62 | 62 | 62 | 62 | 25 | 61 | 61 | 61 | 61 | 61 | 61 | 25
JOT-05 | 2035-01-01 | 1 | 2035 | 2035 | WINTER | 63 | 63 | 63 | 63 | 63 | 63 | 25 | 61 | 61 | 61 | 61 | 61 | 61 | 25
JOT-05 | 2035-02-01 | 2 | 2035 | 2035 | WINTER | 62 | 62 | 62 | 62 | 62 | 62 | 25 | 61 | 61 | 61 | 61 | 61 | 61 | 25
JOT-05 | 2035-03-01 | 3 | 2035 | 2035 | WINTER | 58 | 58 | 58 | 58 | 58 | 58 | 25 | 56 | 56 | 56 | 56 | 56 | 56 | 25
JOT-05 | 2035-04-01 | 4 | 2035 | 2035 | SPRING | 55 | 55 | 55 | 55 | 55 | 55 | 25 | 54 | 54 | 54 | 54 | 54 | 54 | 25
JOT-05 | 2035-05-01 | 5 | 2035 | 2035 | SPRING | 54 | 54 | 54 | 56 | 56 | 56 | 25 | 52 | 52 | 52 | 54 | 54 | 54 | 25
JOT-05 | 2035-06-01 | 6 | 2035 | 2035 | SUMMER | 52 | 52 | 52 | 54 | 54 | 54 | 25 | 50 | 50 | 50 | 52 | 52 | 52 | 25
JOT-05 | 2035-07-01 | 7 | 2035 | 2035 | SUMMER | 50 | 50 | 50 | 52 | 52 | 52 | 25 | 49 | 49 | 49 | 51 | 51 | 51 | 25
JOT-05 | 2035-08-01 | 8 | 2035 | 2035 | SUMMER | 50 | 50 | 50 | 52 | 52 | 52 | 25 | 49 | 49 | 49 | 51 | 51 | 51 | 25
JOT-05 | 2035-09-01 | 9 | 2035 | 2035 | SUMMER | 53 | 53 | 53 | 55 | 55 | 55 | 25 | 51 | 51 | 51 | 53 | 53 | 53 | 25
JOT-05 | 2035-10-01 | 10 | 2036 | 2035 | FALL | 55 | 55 | 55 | 55 | 55 | 55 | 25 | 54 | 54 | 54 | 54 | 54 | 54 | 25
JOT-05 | 2035-11-01 | 11 | 2036 | 2035 | FALL | 58 | 58 | 58 | 58 | 58 | 58 | 25 | 56 | 56 | 56 | 56 | 56 | 56 | 25
JOT-05 | 2035-12-01 | 12 | 2036 | 2035 | WINTER | 62 | 62 | 62 | 62 | 62 | 62 | 25 | 61 | 61 | 61 | 61 | 61 | 61 | 25
JOT-05 | 2036-01-01 | 1 | 2036 | 2036 | WINTER | 63 | 63 | 63 | 63 | 63 | 63 | 25 | 61 | 61 | 61 | 61 | 61 | 61 | 25
JOT-05 | 2036-02-01 | 2 | 2036 | 2036 | WINTER | 62 | 62 | 62 | 62 | 62 | 62 | 25 | 61 | 61 | 61 | 61 | 61 | 61 | 25
JOT-05 | 2036-03-01 | 3 | 2036 | 2036 | WINTER | 58 | 58 | 58 | 58 | 58 | 58 | 25 | 56 | 56 | 56 | 56 | 56 | 56 | 25
JOT-05 | 2036-04-01 | 4 | 2036 | 2036 | SPRING | 55 | 55 | 55 | 55 | 55 | 55 | 25 | 54 | 54 | 54 | 54 | 54 | 54 | 25
JOT-05 | 2036-05-01 | 5 | 2036 | 2036 | SPRING | 54 | 54 | 54 | 56 | 56 | 56 | 25 | 52 | 52 | 52 | 54 | 54 | 54 | 25
JOT-05 | 2036-06-01 | 6 | 2036 | 2036 | SUMMER | 52 | 52 | 52 | 54 | 54 | 54 | 25 | 50 | 50 | 50 | 52 | 52 | 52 | 25
JOT-05 | 2036-07-01 | 7 | 2036 | 2036 | SUMMER | 50 | 50 | 50 | 52 | 52 | 52 | 25 | 49 | 49 | 49 | 51 | 51 | 51 | 25
JOT-05 | 2036-08-01 | 8 | 2036 | 2036 | SUMMER | 50 | 50 | 50 | 52 | 52 | 52 | 25 | 49 | 49 | 49 | 51 | 51 | 51 | 25
JOT-05 | 2036-09-01 | 9 | 2036 | 2036 | SUMMER | 53 | 53 | 53 | 55 | 55 | 55 | 25 | 51 | 51 | 51 | 53 | 53 | 53 | 25
JOT-05 | 2036-10-01 | 10 | 2037 | 2036 | FALL | 55 | 55 | 55 | 55 | 55 | 55 | 25 | 54 | 54 | 54 | 54 | 54 | 54 | 25
JOT-05 | 2036-11-01 | 11 | 2037 | 2036 | FALL | 58 | 58 | 58 | 58 | 58 | 58 | 25 | 56 | 56 | 56 | 56 | 56 | 56 | 25
JOT-05 | 2036-12-01 | 12 | 2037 | 2036 | WINTER | 62 | 62 | 62 | 62 | 62 | 62 | 25 | 61 | 61 | 61 | 61 | 61 | 61 | 25
JOT-05 | 2037-01-01 | 1 | 2037 | 2037 | WINTER | 63 | 63 | 63 | 63 | 63 | 63 | 25 | 61 | 61 | 61 | 61 | 61 | 61 | 25
JOT-05 | 2037-02-01 | 2 | 2037 | 2037 | WINTER | 62 | 62 | 62 | 62 | 62 | 62 | 25 | 61 | 61 | 61 | 61 | 61 | 61 | 25
JOT-05 | 2037-03-01 | 3 | 2037 | 2037 | WINTER | 58 | 58 | 58 | 58 | 58 | 58 | 25 | 56 | 56 | 56 | 56 | 56 | 56 | 25
JOT-05 | 2037-04-01 | 4 | 2037 | 2037 | SPRING | 55 | 55 | 55 | 55 | 55 | 55 | 25 | 54 | 54 | 54 | 54 | 54 | 54 | 25
JOT-05 | 2037-05-01 | 5 | 2037 | 2037 | SPRING | 54 | 54 | 54 | 56 | 56 | 56 | 25 | 52 | 52 | 52 | 54 | 54 | 54 | 25
JOT-05 | 2037-06-01 | 6 | 2037 | 2037 | SUMMER | 52 | 52 | 52 | 54 | 54 | 54 | 25 | 50 | 50 | 50 | 52 | 52 | 52 | 25
JOT-05 | 2037-07-01 | 7 | 2037 | 2037 | SUMMER | 50 | 50 | 50 | 52 | 52 | 52 | 25 | 49 | 49 | 49 | 51 | 51 | 51 | 25
JOT-05 | 2037-08-01 | 8 | 2037 | 2037 | SUMMER | 50 | 50 | 50 | 52 | 52 | 52 | 25 | 49 | 49 | 49 | 51 | 51 | 51 | 25
JOT-05 | 2037-09-01 | 9 | 2037 | 2037 | SUMMER | 53 | 53 | 53 | 55 | 55 | 55 | 25 | 51 | 51 | 51 | 53 | 53 | 53 | 25
JOT-05 | 2037-10-01 | 10 | 2038 | 2037 | FALL | 55 | 55 | 55 | 55 | 55 | 55 | 25 | 54 | 54 | 54 | 54 | 54 | 54 | 25
JOT-05 | 2037-11-01 | 11 | 2038 | 2037 | FALL | 58 | 58 | 58 | 58 | 58 | 58 | 25 | 56 | 56 | 56 | 56 | 56 | 56 | 25
JOT-05 | 2037-12-01 | 12 | 2038 | 2037 | WINTER | 62 | 62 | 62 | 62 | 62 | 62 | 25 | 61 | 61 | 61 | 61 | 61 | 61 | 25
JOT-05 | 2038-01-01 | 1 | 2038 | 2038 | WINTER | 63 | 63 | 63 | 63 | 63 | 63 | 25 | 61 | 61 | 61 | 61 | 61 | 61 | 25
JOT-05 | 2038-02-01 | 2 | 2038 | 2038 | WINTER | 62 | 62 | 62 | 62 | 62 | 62 | 25 | 61 | 61 | 61 | 61 | 61 | 61 | 25
JOT-05 | 2038-03-01 | 3 | 2038 | 2038 | WINTER | 58 | 58 | 58 | 58 | 58 | 58 | 25 | 56 | 56 | 56 | 56 | 56 | 56 | 25
JOT-05 | 2038-04-01 | 4 | 2038 | 2038 | SPRING | 55 | 55 | 55 | 55 | 55 | 55 | 25 | 54 | 54 | 54 | 54 | 54 | 54 | 25
JOT-05 | 2038-05-01 | 5 | 2038 | 2038 | SPRING | 54 | 54 | 54 | 56 | 56 | 56 | 25 | 52 | 52 | 52 | 54 | 54 | 54 | 25
JOT-05 | 2038-06-01 | 6 | 2038 | 2038 | SUMMER | 52 | 52 | 52 | 54 | 54 | 54 | 25 | 50 | 50 | 50 | 52 | 52 | 52 | 25
JOT-05 | 2038-07-01 | 7 | 2038 | 2038 | SUMMER | 50 | 50 | 50 | 52 | 52 | 52 | 25 | 49 | 49 | 49 | 51 | 51 | 51 | 25
JOT-05 | 2038-08-01 | 8 | 2038 | 2038 | SUMMER | 50 | 50 | 50 | 52 | 52 | 52 | 25 | 49 | 49 | 49 | 51 | 51 | 51 | 25
JOT-05 | 2038-09-01 | 9 | 2038 | 2038 | SUMMER | 53 | 53 | 53 | 55 | 55 | 55 | 25 | 51 | 51 | 51 | 53 | 53 | 53 | 25
JOT-05 | 2038-10-01 | 10 | 2039 | 2038 | FALL | 55 | 55 | 55 | 55 | 55 | 55 | 25 | 54 | 54 | 54 | 54 | 54 | 54 | 25
JOT-05 | 2038-11-01 | 11 | 2039 | 2038 | FALL | 58 | 58 | 58 | 58 | 58 | 58 | 25 | 56 | 56 | 56 | 56 | 56 | 56 | 25
JOT-05 | 2038-12-01 | 12 | 2039 | 2038 | WINTER | 62 | 62 | 62 | 62 | 62 | 62 | 25 | 61 | 61 | 61 | 61 | 61 | 61 | 25
JOT-05 | 2039-01-01 | 1 | 2039 | 2039 | WINTER | 63 | 63 | 63 | 63 | 63 | 63 | 25 | 61 | 61 | 61 | 61 | 61 | 61 | 25
JOT-05 | 2039-02-01 | 2 | 2039 | 2039 | WINTER | 62 | 62 | 62 | 62 | 62 | 62 | 25 | 61 | 61 | 61 | 61 | 61 | 61 | 25
JOT-05 | 2039-03-01 | 3 | 2039 | 2039 | WINTER | 58 | 58 | 58 | 58 | 58 | 58 | 25 | 56 | 56 | 56 | 56 | 56 | 56 | 25
JOT-05 | 2039-04-01 | 4 | 2039 | 2039 | SPRING | 55 | 55 | 55 | 55 | 55 | 55 | 25 | 54 | 54 | 54 | 54 | 54 | 54 | 25
JOT-05 | 2039-05-01 | 5 | 2039 | 2039 | SPRING | 54 | 54 | 54 | 56 | 56 | 56 | 25 | 52 | 52 | 52 | 54 | 54 | 54 | 25
JOT-05 | 2039-06-01 | 6 | 2039 | 2039 | SUMMER | 52 | 52 | 52 | 54 | 54 | 54 | 25 | 50 | 50 | 50 | 52 | 52 | 52 | 25
JOT-05 | 2039-07-01 | 7 | 2039 | 2039 | SUMMER | 50 | 50 | 50 | 52 | 52 | 52 | 25 | 49 | 49 | 49 | 51 | 51 | 51 | 25
JOT-05 | 2039-08-01 | 8 | 2039 | 2039 | SUMMER | 50 | 50 | 50 | 52 | 52 | 52 | 25 | 49 | 49 | 49 | 51 | 51 | 51 | 25
JOT-05 | 2039-09-01 | 9 | 2039 | 2039 | SUMMER | 53 | 53 | 53 | 55 | 55 | 55 | 25 | 51 | 51 | 51 | 53 | 53 | 53 | 25
JOT-05 | 2039-10-01 | 10 | 2040 | 2039 | FALL | 55 | 55 | 55 | 55 | 55 | 55 | 25 | 54 | 54 | 54 | 54 | 54 | 54 | 25
JOT-05 | 2039-11-01 | 11 | 2040 | 2039 | FALL | 58 | 58 | 58 | 58 | 58 | 58 | 25 | 56 | 56 | 56 | 56 | 56 | 56 | 25
JOT-05 | 2039-12-01 | 12 | 2040 | 2039 | WINTER | 62 | 62 | 62 | 62 | 62 | 62 | 25 | 61 | 61 | 61 | 61 | 61 | 61 | 25
JOT-05 | 2040-01-01 | 1 | 2040 | 2040 | WINTER | 63 | 63 | 63 | 63 | 63 | 63 | 25 | 61 | 61 | 61 | 61 | 61 | 61 | 25
JOT-05 | 2040-02-01 | 2 | 2040 | 2040 | WINTER | 62 | 62 | 62 | 62 | 62 | 62 | 25 | 61 | 61 | 61 | 61 | 61 | 61 | 25
JOT-05 | 2040-03-01 | 3 | 2040 | 2040 | WINTER | 58 | 58 | 58 | 58 | 58 | 58 | 25 | 56 | 56 | 56 | 56 | 56 | 56 | 25
JOT-05 | 2040-04-01 | 4 | 2040 | 2040 | SPRING | 55 | 55 | 55 | 55 | 55 | 55 | 25 | 54 | 54 | 54 | 54 | 54 | 54 | 25
JOT-05 | 2040-05-01 | 5 | 2040 | 2040 | SPRING | 54 | 54 | 54 | 56 | 56 | 56 | 25 | 52 | 52 | 52 | 54 | 54 | 54 | 25
JOT-05 | 2040-06-01 | 6 | 2040 | 2040 | SUMMER | 52 | 52 | 52 | 54 | 54 | 54 | 25 | 50 | 50 | 50 | 52 | 52 | 52 | 25
JOT-05 | 2040-07-01 | 7 | 2040 | 2040 | SUMMER | 50 | 50 | 50 | 52 | 52 | 52 | 25 | 49 | 49 | 49 | 51 | 51 | 51 | 25
JOT-05 | 2040-08-01 | 8 | 2040 | 2040 | SUMMER | 50 | 50 | 50 | 52 | 52 | 52 | 25 | 49 | 49 | 49 | 51 | 51 | 51 | 25
JOT-05 | 2040-09-01 | 9 | 2040 | 2040 | SUMMER | 53 | 53 | 53 | 55 | 55 | 55 | 25 | 51 | 51 | 51 | 53 | 53 | 53 | 25
JOT-05 | 2040-10-01 | 10 | 2041 | 2040 | FALL | 55 | 55 | 55 | 55 | 55 | 55 | 25 | 54 | 54 | 54 | 54 | 54 | 54 | 25
JOT-05 | 2040-11-01 | 11 | 2041 | 2040 | FALL | 58 | 58 | 58 | 58 | 58 | 58 | 25 | 56 | 56 | 56 | 56 | 56 | 56 | 25
JOT-05 | 2040-12-01 | 12 | 2041 | 2040 | WINTER | 62 | 62 | 62 | 62 | 62 | 62 | 25 | 61 | 61 | 61 | 61 | 61 | 61 | 25
JOT-05 | 2041-01-01 | 1 | 2041 | 2041 | WINTER | 63 | 63 | 63 | 63 | 63 | 63 | 25 | 61 | 61 | 61 | 61 | 61 | 61 | 25
JOT-05 | 2041-02-01 | 2 | 2041 | 2041 | WINTER | 62 | 62 | 62 | 62 | 62 | 62 | 25 | 61 | 61 | 61 | 61 | 61 | 61 | 25
JOT-05 | 2041-03-01 | 3 | 2041 | 2041 | WINTER | 58 | 58 | 58 | 58 | 58 | 58 | 25 | 56 | 56 | 56 | 56 | 56 | 56 | 25
JOT-05 | 2041-04-01 | 4 | 2041 | 2041 | SPRING | 55 | 55 | 55 | 55 | 55 | 55 | 25 | 54 | 54 | 54 | 54 | 54 | 54 | 25
JOT-05 | 2041-05-01 | 5 | 2041 | 2041 | SPRING | 54 | 54 | 54 | 56 | 56 | 56 | 25 | 52 | 52 | 52 | 54 | 54 | 54 | 25
JOT-05 | 2041-06-01 | 6 | 2041 | 2041 | SUMMER | 52 | 52 | 52 | 54 | 54 | 54 | 25 | 50 | 50 | 50 | 52 | 52 | 52 | 25
JOT-05 | 2041-07-01 | 7 | 2041 | 2041 | SUMMER | 50 | 50 | 50 | 52 | 52 | 52 | 25 | 49 | 49 | 49 | 51 | 51 | 51 | 25
JOT-05 | 2041-08-01 | 8 | 2041 | 2041 | SUMMER | 50 | 50 | 50 | 52 | 52 | 52 | 25 | 49 | 49 | 49 | 51 | 51 | 51 | 25
JOT-05 | 2041-09-01 | 9 | 2041 | 2041 | SUMMER | 53 | 53 | 53 | 55 | 55 | 55 | 25 | 51 | 51 | 51 | 53 | 53 | 53 | 25
JOT-05 | 2041-10-01 | 10 | 2042 | 2041 | FALL | 55 | 55 | 55 | 55 | 55 | 55 | 25 | 54 | 54 | 54 | 54 | 54 | 54 | 25
JOT-05 | 2041-11-01 | 11 | 2042 | 2041 | FALL | 58 | 58 | 58 | 58 | 58 | 58 | 25 | 56 | 56 | 56 | 56 | 56 | 56 | 25
JOT-05 | 2041-12-01 | 12 | 2042 | 2041 | WINTER | 62 | 62 | 62 | 62 | 62 | 62 | 25 | 61 | 61 | 61 | 61 | 61 | 61 | 25
JOT-05 | 2042-01-01 | 1 | 2042 | 2042 | WINTER | 63 | 63 | 63 | 63 | 63 | 63 | 25 | 61 | 61 | 61 | 61 | 61 | 61 | 25
JOT-05 | 2042-02-01 | 2 | 2042 | 2042 | WINTER | 62 | 62 | 62 | 62 | 62 | 62 | 25 | 61 | 61 | 61 | 61 | 61 | 61 | 25
JOT-05 | 2042-03-01 | 3 | 2042 | 2042 | WINTER | 58 | 58 | 58 | 58 | 58 | 58 | 25 | 56 | 56 | 56 | 56 | 56 | 56 | 25
JOT-05 | 2042-04-01 | 4 | 2042 | 2042 | SPRING | 55 | 55 | 55 | 55 | 55 | 55 | 25 | 54 | 54 | 54 | 54 | 54 | 54 | 25
JOT-05 | 2042-05-01 | 5 | 2042 | 2042 | SPRING | 54 | 54 | 54 | 56 | 56 | 56 | 25 | 52 | 52 | 52 | 54 | 54 | 54 | 25
JOT-05 | 2042-06-01 | 6 | 2042 | 2042 | SUMMER | 52 | 52 | 52 | 54 | 54 | 54 | 25 | 50 | 50 | 50 | 52 | 52 | 52 | 25
JOT-05 | 2042-07-01 | 7 | 2042 | 2042 | SUMMER | 50 | 50 | 50 | 52 | 52 | 52 | 25 | 49 | 49 | 49 | 51 | 51 | 51 | 25
JOT-05 | 2042-08-01 | 8 | 2042 | 2042 | SUMMER | 50 | 50 | 50 | 52 | 52 | 52 | 25 | 49 | 49 | 49 | 51 | 51 | 51 | 25
JOT-05 | 2042-09-01 | 9 | 2042 | 2042 | SUMMER | 53 | 53 | 53 | 55 | 55 | 55 | 25 | 51 | 51 | 51 | 53 | 53 | 53 | 25
JOT-05 | 2042-10-01 | 10 | 2043 | 2042 | FALL | 55 | 55 | 55 | 55 | 55 | 55 | 25 | 54 | 54 | 54 | 54 | 54 | 54 | 25
JOT-05 | 2042-11-01 | 11 | 2043 | 2042 | FALL | 58 | 58 | 58 | 58 | 58 | 58 | 25 | 56 | 56 | 56 | 56 | 56 | 56 | 25
JOT-05 | 2042-12-01 | 12 | 2043 | 2042 | WINTER | 62 | 62 | 62 | 62 | 62 | 62 | 25 | 61 | 61 | 61 | 61 | 61 | 61 | 25
JOT-05 | 2043-01-01 | 1 | 2043 | 2043 | WINTER | 63 | 63 | 63 | 63 | 63 | 63 | 25 | 61 | 61 | 61 | 61 | 61 | 61 | 25
JOT-05 | 2043-02-01 | 2 | 2043 | 2043 | WINTER | 62 | 62 | 62 | 62 | 62 | 62 | 25 | 61 | 61 | 61 | 61 | 61 | 61 | 25
JOT-05 | 2043-03-01 | 3 | 2043 | 2043 | WINTER | 58 | 58 | 58 | 58 | 58 | 58 | 25 | 56 | 56 | 56 | 56 | 56 | 56 | 25
JOT-05 | 2043-04-01 | 4 | 2043 | 2043 | SPRING | 55 | 55 | 55 | 55 | 55 | 55 | 25 | 54 | 54 | 54 | 54 | 54 | 54 | 25
JOT-05 | 2043-05-01 | 5 | 2043 | 2043 | SPRING | 54 | 54 | 54 | 56 | 56 | 56 | 25 | 52 | 52 | 52 | 54 | 54 | 54 | 25
JOT-05 | 2043-06-01 | 6 | 2043 | 2043 | SUMMER | 52 | 52 | 52 | 54 | 54 | 54 | 25 | 50 | 50 | 50 | 52 | 52 | 52 | 25
JOT-05 | 2043-07-01 | 7 | 2043 | 2043 | SUMMER | 50 | 50 | 50 | 52 | 52 | 52 | 25 | 49 | 49 | 49 | 51 | 51 | 51 | 25
JOT-05 | 2043-08-01 | 8 | 2043 | 2043 | SUMMER | 50 | 50 | 50 | 52 | 52 | 52 | 25 | 49 | 49 | 49 | 51 | 51 | 51 | 25
JOT-05 | 2043-09-01 | 9 | 2043 | 2043 | SUMMER | 53 | 53 | 53 | 55 | 55 | 55 | 25 | 51 | 51 | 51 | 53 | 53 | 53 | 25
JOT-05 | 2043-10-01 | 10 | 2044 | 2043 | FALL | 55 | 55 | 55 | 55 | 55 | 55 | 25 | 54 | 54 | 54 | 54 | 54 | 54 | 25
JOT-05 | 2043-11-01 | 11 | 2044 | 2043 | FALL | 58 | 58 | 58 | 58 | 58 | 58 | 25 | 56 | 56 | 56 | 56 | 56 | 56 | 25
JOT-05 | 2043-12-01 | 12 | 2044 | 2043 | WINTER | 62 | 62 | 62 | 62 | 62 | 62 | 25 | 61 | 61 | 61 | 61 | 61 | 61 | 25
JOT-05 | 2044-01-01 | 1 | 2044 | 2044 | WINTER | 63 | 63 | 63 | 63 | 63 | 63 | 25 | 61 | 61 | 61 | 61 | 61 | 61 | 25
JOT-05 | 2044-02-01 | 2 | 2044 | 2044 | WINTER | 62 | 62 | 62 | 62 | 62 | 62 | 25 | 61 | 61 | 61 | 61 | 61 | 61 | 25
JOT-05 | 2044-03-01 | 3 | 2044 | 2044 | WINTER | 58 | 58 | 58 | 58 | 58 | 58 | 25 | 56 | 56 | 56 | 56 | 56 | 56 | 25
JOT-05 | 2044-04-01 | 4 | 2044 | 2044 | SPRING | 55 | 55 | 55 | 55 | 55 | 55 | 25 | 54 | 54 | 54 | 54 | 54 | 54 | 25
JOT-05 | 2044-05-01 | 5 | 2044 | 2044 | SPRING | 54 | 54 | 54 | 56 | 56 | 56 | 25 | 52 | 52 | 52 | 54 | 54 | 54 | 25
JOT-05 | 2044-06-01 | 6 | 2044 | 2044 | SUMMER | 52 | 52 | 52 | 54 | 54 | 54 | 25 | 50 | 50 | 50 | 52 | 52 | 52 | 25
JOT-05 | 2044-07-01 | 7 | 2044 | 2044 | SUMMER | 50 | 50 | 50 | 52 | 52 | 52 | 25 | 49 | 49 | 49 | 51 | 51 | 51 | 25
JOT-05 | 2044-08-01 | 8 | 2044 | 2044 | SUMMER | 50 | 50 | 50 | 52 | 52 | 52 | 25 | 49 | 49 | 49 | 51 | 51 | 51 | 25
JOT-05 | 2044-09-01 | 9 | 2044 | 2044 | SUMMER | 53 | 53 | 53 | 55 | 55 | 55 | 25 | 51 | 51 | 51 | 53 | 53 | 53 | 25
JOT-05 | 2044-10-01 | 10 | 2045 | 2044 | FALL | 55 | 55 | 55 | 55 | 55 | 55 | 25 | 54 | 54 | 54 | 54 | 54 | 54 | 25
JOT-05 | 2044-11-01 | 11 | 2045 | 2044 | FALL | 58 | 58 | 58 | 58 | 58 | 58 | 25 | 56 | 56 | 56 | 56 | 56 | 56 | 25
JOT-05 | 2044-12-01 | 12 | 2045 | 2044 | WINTER | 62 | 62 | 62 | 62 | 62 | 62 | 25 | 61 | 61 | 61 | 61 | 61 | 61 | 25
JOT-05 | 2045-01-01 | 1 | 2045 | 2045 | WINTER | 63 | 63 | 63 | 63 | 63 | 63 | 25 | 61 | 61 | 61 | 61 | 61 | 61 | 25
JOT-05 | 2045-02-01 | 2 | 2045 | 2045 | WINTER | 62 | 62 | 62 | 62 | 62 | 62 | 25 | 61 | 61 | 61 | 61 | 61 | 61 | 25
JOT-05 | 2045-03-01 | 3 | 2045 | 2045 | WINTER | 58 | 58 | 58 | 58 | 58 | 58 | 25 | 56 | 56 | 56 | 56 | 56 | 56 | 25
JOT-05 | 2045-04-01 | 4 | 2045 | 2045 | SPRING | 55 | 55 | 55 | 55 | 55 | 55 | 25 | 54 | 54 | 54 | 54 | 54 | 54 | 25
JOT-05 | 2045-05-01 | 5 | 2045 | 2045 | SPRING | 54 | 54 | 54 | 56 | 56 | 56 | 25 | 52 | 52 | 52 | 54 | 54 | 54 | 25
JOT-05 | 2045-06-01 | 6 | 2045 | 2045 | SUMMER | 52 | 52 | 52 | 54 | 54 | 54 | 25 | 50 | 50 | 50 | 52 | 52 | 52 | 25
JOT-05 | 2045-07-01 | 7 | 2045 | 2045 | SUMMER | 50 | 50 | 50 | 52 | 52 | 52 | 25 | 49 | 49 | 49 | 51 | 51 | 51 | 25
JOT-05 | 2045-08-01 | 8 | 2045 | 2045 | SUMMER | 50 | 50 | 50 | 52 | 52 | 52 | 25 | 49 | 49 | 49 | 51 | 51 | 51 | 25
JOT-05 | 2045-09-01 | 9 | 2045 | 2045 | SUMMER | 53 | 53 | 53 | 55 | 55 | 55 | 25 | 51 | 51 | 51 | 53 | 53 | 53 | 25
JOT-05 | 2045-10-01 | 10 | 2046 | 2045 | FALL | 55 | 55 | 55 | 55 | 55 | 55 | 25 | 54 | 54 | 54 | 54 | 54 | 54 | 25
JOT-05 | 2045-11-01 | 11 | 2046 | 2045 | FALL | 58 | 58 | 58 | 58 | 58 | 58 | 25 | 56 | 56 | 56 | 56 | 56 | 56 | 25
JOT-05 | 2045-12-01 | 12 | 2046 | 2045 | WINTER | 62 | 62 | 62 | 62 | 62 | 62 | 25 | 61 | 61 | 61 | 61 | 61 | 61 | 25
JOT-05 | 2046-01-01 | 1 | 2046 | 2046 | WINTER | 63 | 63 | 63 | 63 | 63 | 63 | 25 | 61 | 61 | 61 | 61 | 61 | 61 | 25
JOT-05 | 2046-02-01 | 2 | 2046 | 2046 | WINTER | 62 | 62 | 62 | 62 | 62 | 62 | 25 | 61 | 61 | 61 | 61 | 61 | 61 | 25
JOT-05 | 2046-03-01 | 3 | 2046 | 2046 | WINTER | 58 | 58 | 58 | 58 | 58 | 58 | 25 | 56 | 56 | 56 | 56 | 56 | 56 | 25
JOT-05 | 2046-04-01 | 4 | 2046 | 2046 | SPRING | 55 | 55 | 55 | 55 | 55 | 55 | 25 | 54 | 54 | 54 | 54 | 54 | 54 | 25
JOT-05 | 2046-05-01 | 5 | 2046 | 2046 | SPRING | 54 | 54 | 54 | 56 | 56 | 56 | 25 | 52 | 52 | 52 | 54 | 54 | 54 | 25
JOT-05 | 2046-06-01 | 6 | 2046 | 2046 | SUMMER | 52 | 52 | 52 | 54 | 54 | 54 | 25 | 50 | 50 | 50 | 52 | 52 | 52 | 25
JOT-05 | 2046-07-01 | 7 | 2046 | 2046 | SUMMER | 50 | 50 | 50 | 52 | 52 | 52 | 25 | 49 | 49 | 49 | 51 | 51 | 51 | 25
JOT-05 | 2046-08-01 | 8 | 2046 | 2046 | SUMMER | 50 | 50 | 50 | 52 | 52 | 52 | 25 | 49 | 49 | 49 | 51 | 51 | 51 | 25
JOT-05 | 2046-09-01 | 9 | 2046 | 2046 | SUMMER | 53 | 53 | 53 | 55 | 55 | 55 | 25 | 51 | 51 | 51 | 53 | 53 | 53 | 25
JOT-05 | 2046-10-01 | 10 | 2047 | 2046 | FALL | 55 | 55 | 55 | 55 | 55 | 55 | 25 | 54 | 54 | 54 | 54 | 54 | 54 | 25
JOT-05 | 2046-11-01 | 11 | 2047 | 2046 | FALL | 58 | 58 | 58 | 58 | 58 | 58 | 25 | 56 | 56 | 56 | 56 | 56 | 56 | 25
JOT-05 | 2046-12-01 | 12 | 2047 | 2046 | WINTER | 62 | 62 | 62 | 62 | 62 | 62 | 25 | 61 | 61 | 61 | 61 | 61 | 61 | 25
JOT-05 | 2047-01-01 | 1 | 2047 | 2047 | WINTER | 63 | 63 | 63 | 63 | 63 | 63 | 25 | 61 | 61 | 61 | 61 | 61 | 61 | 25
JOT-05 | 2047-02-01 | 2 | 2047 | 2047 | WINTER | 62 | 62 | 62 | 62 | 62 | 62 | 25 | 61 | 61 | 61 | 61 | 61 | 61 | 25
JOT-05 | 2047-03-01 | 3 | 2047 | 2047 | WINTER | 58 | 58 | 58 | 58 | 58 | 58 | 25 | 56 | 56 | 56 | 56 | 56 | 56 | 25
JOT-05 | 2047-04-01 | 4 | 2047 | 2047 | SPRING | 55 | 55 | 55 | 55 | 55 | 55 | 25 | 54 | 54 | 54 | 54 | 54 | 54 | 25
JOT-05 | 2047-05-01 | 5 | 2047 | 2047 | SPRING | 54 | 54 | 54 | 56 | 56 | 56 | 25 | 52 | 52 | 52 | 54 | 54 | 54 | 25
JOT-05 | 2047-06-01 | 6 | 2047 | 2047 | SUMMER | 52 | 52 | 52 | 54 | 54 | 54 | 25 | 50 | 50 | 50 | 52 | 52 | 52 | 25
JOT-05 | 2047-07-01 | 7 | 2047 | 2047 | SUMMER | 50 | 50 | 50 | 52 | 52 | 52 | 25 | 49 | 49 | 49 | 51 | 51 | 51 | 25
JOT-05 | 2047-08-01 | 8 | 2047 | 2047 | SUMMER | 50 | 50 | 50 | 52 | 52 | 52 | 25 | 49 | 49 | 49 | 51 | 51 | 51 | 25
JOT-05 | 2047-09-01 | 9 | 2047 | 2047 | SUMMER | 53 | 53 | 53 | 55 | 55 | 55 | 25 | 51 | 51 | 51 | 53 | 53 | 53 | 25
JOT-06 | 2016-10-01 | 10 | 2017 | 2016 | FALL | 55 | 55 | 55 | 55 | 55 | 55 | 25 | 54 | 54 | 54 | 54 | 54 | 54 | 25
JOT-06 | 2016-11-01 | 11 | 2017 | 2016 | FALL | 58 | 58 | 58 | 58 | 58 | 58 | 25 | 56 | 56 | 56 | 56 | 56 | 56 | 25
JOT-06 | 2016-12-01 | 12 | 2017 | 2016 | WINTER | 62 | 62 | 62 | 62 | 62 | 62 | 25 | 61 | 61 | 61 | 61 | 61 | 61 | 25
JOT-06 | 2017-01-01 | 1 | 2017 | 2017 | WINTER | 63 | 63 | 63 | 63 | 63 | 63 | 25 | 61 | 61 | 61 | 61 | 61 | 61 | 25
JOT-06 | 2017-02-01 | 2 | 2017 | 2017 | WINTER | 62 | 62 | 62 | 62 | 62 | 62 | 25 | 61 | 61 | 61 | 61 | 61 | 61 | 25
JOT-06 | 2017-03-01 | 3 | 2017 | 2017 | WINTER | 58 | 58 | 58 | 58 | 58 | 58 | 25 | 56 | 56 | 56 | 56 | 56 | 56 | 25
JOT-06 | 2017-04-01 | 4 | 2017 | 2017 | SPRING | 55 | 55 | 55 | 55 | 55 | 55 | 25 | 54 | 54 | 54 | 54 | 54 | 54 | 25
JOT-06 | 2017-05-01 | 5 | 2017 | 2017 | SPRING | 54 | 54 | 54 | 56 | 56 | 56 | 25 | 52 | 52 | 52 | 54 | 54 | 54 | 25
JOT-06 | 2017-06-01 | 6 | 2017 | 2017 | SUMMER | 52 | 52 | 52 | 54 | 54 | 54 | 25 | 50 | 50 | 50 | 52 | 52 | 52 | 25
JOT-06 | 2017-07-01 | 7 | 2017 | 2017 | SUMMER | 50 | 50 | 50 | 52 | 52 | 52 | 25 | 49 | 49 | 49 | 51 | 51 | 51 | 25
JOT-06 | 2017-08-01 | 8 | 2017 | 2017 | SUMMER | 50 | 50 | 50 | 52 | 52 | 52 | 25 | 49 | 49 | 49 | 51 | 51 | 51 | 25
JOT-06 | 2017-09-01 | 9 | 2017 | 2017 | SUMMER | 53 | 53 | 53 | 55 | 55 | 55 | 25 | 51 | 51 | 51 | 53 | 53 | 53 | 25
JOT-06 | 2017-10-01 | 10 | 2018 | 2017 | FALL | 55 | 55 | 55 | 55 | 55 | 55 | 25 | 54 | 54 | 54 | 54 | 54 | 54 | 25
JOT-06 | 2017-11-01 | 11 | 2018 | 2017 | FALL | 58 | 58 | 58 | 58 | 58 | 58 | 25 | 56 | 56 | 56 | 56 | 56 | 56 | 25
JOT-06 | 2017-12-01 | 12 | 2018 | 2017 | WINTER | 62 | 62 | 62 | 62 | 62 | 62 | 25 | 61 | 61 | 61 | 61 | 61 | 61 | 25
JOT-06 | 2018-01-01 | 1 | 2018 | 2018 | WINTER | 63 | 63 | 63 | 63 | 63 | 63 | 25 | 61 | 61 | 61 | 61 | 61 | 61 | 25
JOT-06 | 2018-02-01 | 2 | 2018 | 2018 | WINTER | 62 | 62 | 62 | 62 | 62 | 62 | 25 | 61 | 61 | 61 | 61 | 61 | 61 | 25
JOT-06 | 2018-03-01 | 3 | 2018 | 2018 | WINTER | 58 | 58 | 58 | 58 | 58 | 58 | 25 | 56 | 56 | 56 | 56 | 56 | 56 | 25
JOT-06 | 2018-04-01 | 4 | 2018 | 2018 | SPRING | 55 | 55 | 55 | 55 | 55 | 55 | 25 | 54 | 54 | 54 | 54 | 54 | 54 | 25
JOT-06 | 2018-05-01 | 5 | 2018 | 2018 | SPRING | 54 | 54 | 54 | 56 | 56 | 56 | 25 | 52 | 52 | 52 | 54 | 54 | 54 | 25
JOT-06 | 2018-06-01 | 6 | 2018 | 2018 | SUMMER | 52 | 52 | 52 | 54 | 54 | 54 | 25 | 50 | 50 | 50 | 52 | 52 | 52 | 25
JOT-06 | 2018-07-01 | 7 | 2018 | 2018 | SUMMER | 50 | 50 | 50 | 52 | 52 | 52 | 25 | 49 | 49 | 49 | 51 | 51 | 51 | 25
JOT-06 | 2018-08-01 | 8 | 2018 | 2018 | SUMMER | 50 | 50 | 50 | 52 | 52 | 52 | 25 | 49 | 49 | 49 | 51 | 51 | 51 | 25
JOT-06 | 2018-09-01 | 9 | 2018 | 2018 | SUMMER | 53 | 53 | 53 | 55 | 55 | 55 | 25 | 51 | 51 | 51 | 53 | 53 | 53 | 25
JOT-06 | 2018-10-01 | 10 | 2019 | 2018 | FALL | 55 | 55 | 55 | 55 | 55 | 55 | 25 | 54 | 54 | 54 | 54 | 54 | 54 | 25
JOT-06 | 2018-11-01 | 11 | 2019 | 2018 | FALL | 58 | 58 | 58 | 58 | 58 | 58 | 25 | 56 | 56 | 56 | 56 | 56 | 56 | 25
JOT-06 | 2018-12-01 | 12 | 2019 | 2018 | WINTER | 62 | 62 | 62 | 62 | 62 | 62 | 25 | 61 | 61 | 61 | 61 | 61 | 61 | 25
JOT-06 | 2019-01-01 | 1 | 2019 | 2019 | WINTER | 63 | 63 | 63 | 63 | 63 | 63 | 25 | 61 | 61 | 61 | 61 | 61 | 61 | 25
JOT-06 | 2019-02-01 | 2 | 2019 | 2019 | WINTER | 62 | 62 | 62 | 62 | 62 | 62 | 25 | 61 | 61 | 61 | 61 | 61 | 61 | 25
JOT-06 | 2019-03-01 | 3 | 2019 | 2019 | WINTER | 58 | 58 | 58 | 58 | 58 | 58 | 25 | 56 | 56 | 56 | 56 | 56 | 56 | 25
JOT-06 | 2019-04-01 | 4 | 2019 | 2019 | SPRING | 55 | 55 | 55 | 55 | 55 | 55 | 25 | 54 | 54 | 54 | 54 | 54 | 54 | 25
JOT-06 | 2019-05-01 | 5 | 2019 | 2019 | SPRING | 54 | 54 | 54 | 56 | 56 | 56 | 25 | 52 | 52 | 52 | 54 | 54 | 54 | 25
JOT-06 | 2019-06-01 | 6 | 2019 | 2019 | SUMMER | 52 | 52 | 52 | 54 | 54 | 54 | 25 | 50 | 50 | 50 | 52 | 52 | 52 | 25
JOT-06 | 2019-07-01 | 7 | 2019 | 2019 | SUMMER | 50 | 50 | 50 | 52 | 52 | 52 | 25 | 49 | 49 | 49 | 51 | 51 | 51 | 25
JOT-06 | 2019-08-01 | 8 | 2019 | 2019 | SUMMER | 50 | 50 | 50 | 52 | 52 | 52 | 25 | 49 | 49 | 49 | 51 | 51 | 51 | 25
JOT-06 | 2019-09-01 | 9 | 2019 | 2019 | SUMMER | 53 | 53 | 53 | 55 | 55 | 55 | 25 | 51 | 51 | 51 | 53 | 53 | 53 | 25
JOT-06 | 2019-10-01 | 10 | 2020 | 2019 | FALL | 55 | 55 | 55 | 55 | 55 | 55 | 25 | 54 | 54 | 54 | 54 | 54 | 54 | 25
JOT-06 | 2019-11-01 | 11 | 2020 | 2019 | FALL | 58 | 58 | 58 | 58 | 58 | 58 | 25 | 56 | 56 | 56 | 56 | 56 | 56 | 25
JOT-06 | 2019-12-01 | 12 | 2020 | 2019 | WINTER | 62 | 62 | 62 | 62 | 62 | 62 | 25 | 61 | 61 | 61 | 61 | 61 | 61 | 25
JOT-06 | 2020-01-01 | 1 | 2020 | 2020 | WINTER | 63 | 63 | 63 | 63 | 63 | 63 | 25 | 61 | 61 | 61 | 61 | 61 | 61 | 25
JOT-06 | 2020-02-01 | 2 | 2020 | 2020 | WINTER | 62 | 62 | 62 | 62 | 62 | 62 | 25 | 61 | 61 | 61 | 61 | 61 | 61 | 25
JOT-06 | 2020-03-01 | 3 | 2020 | 2020 | WINTER | 58 | 58 | 58 | 58 | 58 | 58 | 25 | 56 | 56 | 56 | 56 | 56 | 56 | 25
JOT-06 | 2020-04-01 | 4 | 2020 | 2020 | SPRING | 55 | 55 | 55 | 55 | 55 | 55 | 25 | 54 | 54 | 54 | 54 | 54 | 54 | 25
JOT-06 | 2020-05-01 | 5 | 2020 | 2020 | SPRING | 54 | 54 | 54 | 56 | 56 | 56 | 25 | 52 | 52 | 52 | 54 | 54 | 54 | 25
JOT-06 | 2020-06-01 | 6 | 2020 | 2020 | SUMMER | 52 | 52 | 52 | 54 | 54 | 54 | 25 | 50 | 50 | 50 | 52 | 52 | 52 | 25
JOT-06 | 2020-07-01 | 7 | 2020 | 2020 | SUMMER | 50 | 50 | 50 | 52 | 52 | 52 | 25 | 49 | 49 | 49 | 51 | 51 | 51 | 25
JOT-06 | 2020-08-01 | 8 | 2020 | 2020 | SUMMER | 50 | 50 | 50 | 52 | 52 | 52 | 25 | 49 | 49 | 49 | 51 | 51 | 51 | 25
JOT-06 | 2020-09-01 | 9 | 2020 | 2020 | SUMMER | 53 | 53 | 53 | 55 | 55 | 55 | 25 | 51 | 51 | 51 | 53 | 53 | 53 | 25
JOT-06 | 2020-10-01 | 10 | 2021 | 2020 | FALL | 55 | 55 | 55 | 55 | 55 | 55 | 25 | 54 | 54 | 54 | 54 | 54 | 54 | 25
JOT-06 | 2020-11-01 | 11 | 2021 | 2020 | FALL | 58 | 58 | 58 | 58 | 58 | 58 | 25 | 56 | 56 | 56 | 56 | 56 | 56 | 25
JOT-06 | 2020-12-01 | 12 | 2021 | 2020 | WINTER | 62 | 62 | 62 | 62 | 62 | 62 | 25 | 61 | 61 | 61 | 61 | 61 | 61 | 25
JOT-06 | 2021-01-01 | 1 | 2021 | 2021 | WINTER | 63 | 63 | 63 | 63 | 63 | 63 | 25 | 61 | 61 | 61 | 61 | 61 | 61 | 25
JOT-06 | 2021-02-01 | 2 | 2021 | 2021 | WINTER | 62 | 62 | 62 | 62 | 62 | 62 | 25 | 61 | 61 | 61 | 61 | 61 | 61 | 25
JOT-06 | 2021-03-01 | 3 | 2021 | 2021 | WINTER | 58 | 58 | 58 | 58 | 58 | 58 | 25 | 56 | 56 | 56 | 56 | 56 | 56 | 25
JOT-06 | 2021-04-01 | 4 | 2021 | 2021 | SPRING | 55 | 55 | 55 | 55 | 55 | 55 | 25 | 54 | 54 | 54 | 54 | 54 | 54 | 25
JOT-06 | 2021-05-01 | 5 | 2021 | 2021 | SPRING | 54 | 54 | 54 | 56 | 56 | 56 | 25 | 52 | 52 | 52 | 54 | 54 | 54 | 25
JOT-06 | 2021-06-01 | 6 | 2021 | 2021 | SUMMER | 52 | 52 | 52 | 54 | 54 | 54 | 25 | 50 | 50 | 50 | 52 | 52 | 52 | 25
JOT-06 | 2021-07-01 | 7 | 2021 | 2021 | SUMMER | 50 | 50 | 50 | 52 | 52 | 52 | 25 | 49 | 49 | 49 | 51 | 51 | 51 | 25
JOT-06 | 2021-08-01 | 8 | 2021 | 2021 | SUMMER | 50 | 50 | 50 | 52 | 52 | 52 | 25 | 49 | 49 | 49 | 51 | 51 | 51 | 25
JOT-06 | 2021-09-01 | 9 | 2021 | 2021 | SUMMER | 53 | 53 | 53 | 55 | 55 | 55 | 25 | 51 | 51 | 51 | 53 | 53 | 53 | 25
JOT-06 | 2021-10-01 | 10 | 2022 | 2021 | FALL | 55 | 55 | 55 | 55 | 55 | 55 | 25 | 54 | 54 | 54 | 54 | 54 | 54 | 25
JOT-06 | 2021-11-01 | 11 | 2022 | 2021 | FALL | 58 | 58 | 58 | 58 | 58 | 58 | 25 | 56 | 56 | 56 | 56 | 56 | 56 | 25
JOT-06 | 2021-12-01 | 12 | 2022 | 2021 | WINTER | 62 | 62 | 62 | 62 | 62 | 62 | 25 | 61 | 61 | 61 | 61 | 61 | 61 | 25
JOT-06 | 2022-01-01 | 1 | 2022 | 2022 | WINTER | 63 | 63 | 63 | 63 | 63 | 63 | 25 | 61 | 61 | 61 | 61 | 61 | 61 | 25
JOT-06 | 2022-02-01 | 2 | 2022 | 2022 | WINTER | 62 | 62 | 62 | 62 | 62 | 62 | 25 | 61 | 61 | 61 | 61 | 61 | 61 | 25
JOT-06 | 2022-03-01 | 3 | 2022 | 2022 | WINTER | 58 | 58 | 58 | 58 | 58 | 58 | 25 | 56 | 56 | 56 | 56 | 56 | 56 | 25
JOT-06 | 2022-04-01 | 4 | 2022 | 2022 | SPRING | 55 | 55 | 55 | 55 | 55 | 55 | 25 | 54 | 54 | 54 | 54 | 54 | 54 | 25
JOT-06 | 2022-05-01 | 5 | 2022 | 2022 | SPRING | 54 | 54 | 54 | 56 | 56 | 56 | 25 | 52 | 52 | 52 | 54 | 54 | 54 | 25
JOT-06 | 2022-06-01 | 6 | 2022 | 2022 | SUMMER | 52 | 52 | 52 | 54 | 54 | 54 | 25 | 50 | 50 | 50 | 52 | 52 | 52 | 25
JOT-06 | 2022-07-01 | 7 | 2022 | 2022 | SUMMER | 50 | 50 | 50 | 52 | 52 | 52 | 25 | 49 | 49 | 49 | 51 | 51 | 51 | 25
JOT-06 | 2022-08-01 | 8 | 2022 | 2022 | SUMMER | 50 | 50 | 50 | 52 | 52 | 52 | 25 | 49 | 49 | 49 | 51 | 51 | 51 | 25
JOT-06 | 2022-09-01 | 9 | 2022 | 2022 | SUMMER | 53 | 53 | 53 | 55 | 55 | 55 | 25 | 51 | 51 | 51 | 53 | 53 | 53 | 25
JOT-06 | 2022-10-01 | 10 | 2023 | 2022 | FALL | 55 | 55 | 55 | 55 | 55 | 55 | 25 | 54 | 54 | 54 | 54 | 54 | 54 | 25
JOT-06 | 2022-11-01 | 11 | 2023 | 2022 | FALL | 58 | 58 | 58 | 58 | 58 | 58 | 25 | 56 | 56 | 56 | 56 | 56 | 56 | 25
JOT-06 | 2022-12-01 | 12 | 2023 | 2022 | WINTER | 62 | 62 | 62 | 62 | 62 | 62 | 25 | 61 | 61 | 61 | 61 | 61 | 61 | 25
JOT-06 | 2023-01-01 | 1 | 2023 | 2023 | WINTER | 63 | 63 | 63 | 63 | 63 | 63 | 25 | 61 | 61 | 61 | 61 | 61 | 61 | 25
JOT-06 | 2023-02-01 | 2 | 2023 | 2023 | WINTER | 62 | 62 | 62 | 62 | 62 | 62 | 25 | 61 | 61 | 61 | 61 | 61 | 61 | 25
JOT-06 | 2023-03-01 | 3 | 2023 | 2023 | WINTER | 58 | 58 | 58 | 58 | 58 | 58 | 25 | 56 | 56 | 56 | 56 | 56 | 56 | 25
JOT-06 | 2023-04-01 | 4 | 2023 | 2023 | SPRING | 55 | 55 | 55 | 55 | 55 | 55 | 25 | 54 | 54 | 54 | 54 | 54 | 54 | 25
JOT-06 | 2023-05-01 | 5 | 2023 | 2023 | SPRING | 54 | 54 | 54 | 56 | 56 | 56 | 25 | 52 | 52 | 52 | 54 | 54 | 54 | 25
JOT-06 | 2023-06-01 | 6 | 2023 | 2023 | SUMMER | 52 | 52 | 52 | 54 | 54 | 54 | 25 | 50 | 50 | 50 | 52 | 52 | 52 | 25
JOT-06 | 2023-07-01 | 7 | 2023 | 2023 | SUMMER | 50 | 50 | 50 | 52 | 52 | 52 | 25 | 49 | 49 | 49 | 51 | 51 | 51 | 25
JOT-06 | 2023-08-01 | 8 | 2023 | 2023 | SUMMER | 50 | 50 | 50 | 52 | 52 | 52 | 25 | 49 | 49 | 49 | 51 | 51 | 51 | 25
JOT-06 | 2023-09-01 | 9 | 2023 | 2023 | SUMMER | 53 | 53 | 53 | 55 | 55 | 55 | 25 | 51 | 51 | 51 | 53 | 53 | 53 | 25
JOT-06 | 2023-10-01 | 10 | 2024 | 2023 | FALL | 55 | 55 | 55 | 55 | 55 | 55 | 25 | 54 | 54 | 54 | 54 | 54 | 54 | 25
JOT-06 | 2023-11-01 | 11 | 2024 | 2023 | FALL | 58 | 58 | 58 | 58 | 58 | 58 | 25 | 56 | 56 | 56 | 56 | 56 | 56 | 25
JOT-06 | 2023-12-01 | 12 | 2024 | 2023 | WINTER | 62 | 62 | 62 | 62 | 62 | 62 | 25 | 61 | 61 | 61 | 61 | 61 | 61 | 25
JOT-06 | 2024-01-01 | 1 | 2024 | 2024 | WINTER | 63 | 63 | 63 | 63 | 63 | 63 | 25 | 61 | 61 | 61 | 61 | 61 | 61 | 25
JOT-06 | 2024-02-01 | 2 | 2024 | 2024 | WINTER | 62 | 62 | 62 | 62 | 62 | 62 | 25 | 61 | 61 | 61 | 61 | 61 | 61 | 25
JOT-06 | 2024-03-01 | 3 | 2024 | 2024 | WINTER | 58 | 58 | 58 | 58 | 58 | 58 | 25 | 56 | 56 | 56 | 56 | 56 | 56 | 25
JOT-06 | 2024-04-01 | 4 | 2024 | 2024 | SPRING | 55 | 55 | 55 | 55 | 55 | 55 | 25 | 54 | 54 | 54 | 54 | 54 | 54 | 25
JOT-06 | 2024-05-01 | 5 | 2024 | 2024 | SPRING | 54 | 54 | 54 | 56 | 56 | 56 | 25 | 52 | 52 | 52 | 54 | 54 | 54 | 25
JOT-06 | 2024-06-01 | 6 | 2024 | 2024 | SUMMER | 52 | 52 | 52 | 54 | 54 | 54 | 25 | 50 | 50 | 50 | 52 | 52 | 52 | 25
JOT-06 | 2024-07-01 | 7 | 2024 | 2024 | SUMMER | 50 | 50 | 50 | 52 | 52 | 52 | 25 | 49 | 49 | 49 | 51 | 51 | 51 | 25
JOT-06 | 2024-08-01 | 8 | 2024 | 2024 | SUMMER | 50 | 50 | 50 | 52 | 52 | 52 | 25 | 49 | 49 | 49 | 51 | 51 | 51 | 25
JOT-06 | 2024-09-01 | 9 | 2024 | 2024 | SUMMER | 53 | 53 | 53 | 55 | 55 | 55 | 25 | 51 | 51 | 51 | 53 | 53 | 53 | 25
JOT-06 | 2024-10-01 | 10 | 2025 | 2024 | FALL | 55 | 55 | 55 | 55 | 55 | 55 | 25 | 54 | 54 | 54 | 54 | 54 | 54 | 25
JOT-06 | 2024-11-01 | 11 | 2025 | 2024 | FALL | 58 | 58 | 58 | 58 | 58 | 58 | 25 | 56 | 56 | 56 | 56 | 56 | 56 | 25
JOT-06 | 2024-12-01 | 12 | 2025 | 2024 | WINTER | 62 | 62 | 62 | 62 | 62 | 62 | 25 | 61 | 61 | 61 | 61 | 61 | 61 | 25
JOT-06 | 2025-01-01 | 1 | 2025 | 2025 | WINTER | 63 | 63 | 63 | 63 | 63 | 63 | 25 | 61 | 61 | 61 | 61 | 61 | 61 | 25
JOT-06 | 2025-02-01 | 2 | 2025 | 2025 | WINTER | 62 | 62 | 62 | 62 | 62 | 62 | 25 | 61 | 61 | 61 | 61 | 61 | 61 | 25
JOT-06 | 2025-03-01 | 3 | 2025 | 2025 | WINTER | 58 | 58 | 58 | 58 | 58 | 58 | 25 | 56 | 56 | 56 | 56 | 56 | 56 | 25
JOT-06 | 2025-04-01 | 4 | 2025 | 2025 | SPRING | 55 | 55 | 55 | 55 | 55 | 55 | 25 | 54 | 54 | 54 | 54 | 54 | 54 | 25
JOT-06 | 2025-05-01 | 5 | 2025 | 2025 | SPRING | 54 | 54 | 54 | 56 | 56 | 56 | 25 | 52 | 52 | 52 | 54 | 54 | 54 | 25
JOT-06 | 2025-06-01 | 6 | 2025 | 2025 | SUMMER | 52 | 52 | 52 | 54 | 54 | 54 | 25 | 50 | 50 | 50 | 52 | 52 | 52 | 25
JOT-06 | 2025-07-01 | 7 | 2025 | 2025 | SUMMER | 50 | 50 | 50 | 52 | 52 | 52 | 25 | 49 | 49 | 49 | 51 | 51 | 51 | 25
JOT-06 | 2025-08-01 | 8 | 2025 | 2025 | SUMMER | 50 | 50 | 50 | 52 | 52 | 52 | 25 | 49 | 49 | 49 | 51 | 51 | 51 | 25
JOT-06 | 2025-09-01 | 9 | 2025 | 2025 | SUMMER | 53 | 53 | 53 | 55 | 55 | 55 | 25 | 51 | 51 | 51 | 53 | 53 | 53 | 25
JOT-06 | 2025-10-01 | 10 | 2026 | 2025 | FALL | 55 | 55 | 55 | 55 | 55 | 55 | 25 | 54 | 54 | 54 | 54 | 54 | 54 | 25
JOT-06 | 2025-11-01 | 11 | 2026 | 2025 | FALL | 58 | 58 | 58 | 58 | 58 | 58 | 25 | 56 | 56 | 56 | 56 | 56 | 56 | 25
JOT-06 | 2025-12-01 | 12 | 2026 | 2025 | WINTER | 62 | 62 | 62 | 62 | 62 | 62 | 25 | 61 | 61 | 61 | 61 | 61 | 61 | 25
JOT-06 | 2026-01-01 | 1 | 2026 | 2026 | WINTER | 63 | 63 | 63 | 63 | 63 | 63 | 25 | 61 | 61 | 61 | 61 | 61 | 61 | 25
JOT-06 | 2026-02-01 | 2 | 2026 | 2026 | WINTER | 62 | 62 | 62 | 62 | 62 | 62 | 25 | 61 | 61 | 61 | 61 | 61 | 61 | 25
JOT-06 | 2026-03-01 | 3 | 2026 | 2026 | WINTER | 58 | 58 | 58 | 58 | 58 | 58 | 25 | 56 | 56 | 56 | 56 | 56 | 56 | 25
JOT-06 | 2026-04-01 | 4 | 2026 | 2026 | SPRING | 55 | 55 | 55 | 55 | 55 | 55 | 25 | 54 | 54 | 54 | 54 | 54 | 54 | 25
JOT-06 | 2026-05-01 | 5 | 2026 | 2026 | SPRING | 54 | 54 | 54 | 56 | 56 | 56 | 25 | 52 | 52 | 52 | 54 | 54 | 54 | 25
JOT-06 | 2026-06-01 | 6 | 2026 | 2026 | SUMMER | 52 | 52 | 52 | 54 | 54 | 54 | 25 | 50 | 50 | 50 | 52 | 52 | 52 | 25
JOT-06 | 2026-07-01 | 7 | 2026 | 2026 | SUMMER | 50 | 50 | 50 | 52 | 52 | 52 | 25 | 49 | 49 | 49 | 51 | 51 | 51 | 25
JOT-06 | 2026-08-01 | 8 | 2026 | 2026 | SUMMER | 50 | 50 | 50 | 52 | 52 | 52 | 25 | 49 | 49 | 49 | 51 | 51 | 51 | 25
JOT-06 | 2026-09-01 | 9 | 2026 | 2026 | SUMMER | 53 | 53 | 53 | 55 | 55 | 55 | 25 | 51 | 51 | 51 | 53 | 53 | 53 | 25
JOT-06 | 2026-10-01 | 10 | 2027 | 2026 | FALL | 55 | 55 | 55 | 55 | 55 | 55 | 25 | 54 | 54 | 54 | 54 | 54 | 54 | 25
JOT-06 | 2026-11-01 | 11 | 2027 | 2026 | FALL | 58 | 58 | 58 | 58 | 58 | 58 | 25 | 56 | 56 | 56 | 56 | 56 | 56 | 25
JOT-06 | 2026-12-01 | 12 | 2027 | 2026 | WINTER | 62 | 62 | 62 | 62 | 62 | 62 | 25 | 61 | 61 | 61 | 61 | 61 | 61 | 25
JOT-06 | 2027-01-01 | 1 | 2027 | 2027 | WINTER | 63 | 63 | 63 | 63 | 63 | 63 | 25 | 61 | 61 | 61 | 61 | 61 | 61 | 25
JOT-06 | 2027-02-01 | 2 | 2027 | 2027 | WINTER | 62 | 62 | 62 | 62 | 62 | 62 | 25 | 61 | 61 | 61 | 61 | 61 | 61 | 25
JOT-06 | 2027-03-01 | 3 | 2027 | 2027 | WINTER | 58 | 58 | 58 | 58 | 58 | 58 | 25 | 56 | 56 | 56 | 56 | 56 | 56 | 25
JOT-06 | 2027-04-01 | 4 | 2027 | 2027 | SPRING | 55 | 55 | 55 | 55 | 55 | 55 | 25 | 54 | 54 | 54 | 54 | 54 | 54 | 25
JOT-06 | 2027-05-01 | 5 | 2027 | 2027 | SPRING | 54 | 54 | 54 | 56 | 56 | 56 | 25 | 52 | 52 | 52 | 54 | 54 | 54 | 25
JOT-06 | 2027-06-01 | 6 | 2027 | 2027 | SUMMER | 52 | 52 | 52 | 54 | 54 | 54 | 25 | 50 | 50 | 50 | 52 | 52 | 52 | 25
JOT-06 | 2027-07-01 | 7 | 2027 | 2027 | SUMMER | 50 | 50 | 50 | 52 | 52 | 52 | 25 | 49 | 49 | 49 | 51 | 51 | 51 | 25
JOT-06 | 2027-08-01 | 8 | 2027 | 2027 | SUMMER | 50 | 50 | 50 | 52 | 52 | 52 | 25 | 49 | 49 | 49 | 51 | 51 | 51 | 25
JOT-06 | 2027-09-01 | 9 | 2027 | 2027 | SUMMER | 53 | 53 | 53 | 55 | 55 | 55 | 25 | 51 | 51 | 51 | 53 | 53 | 53 | 25
JOT-06 | 2027-10-01 | 10 | 2028 | 2027 | FALL | 55 | 55 | 55 | 55 | 55 | 55 | 25 | 54 | 54 | 54 | 54 | 54 | 54 | 25
JOT-06 | 2027-11-01 | 11 | 2028 | 2027 | FALL | 58 | 58 | 58 | 58 | 58 | 58 | 25 | 56 | 56 | 56 | 56 | 56 | 56 | 25
JOT-06 | 2027-12-01 | 12 | 2028 | 2027 | WINTER | 62 | 62 | 62 | 62 | 62 | 62 | 25 | 61 | 61 | 61 | 61 | 61 | 61 | 25
JOT-06 | 2028-01-01 | 1 | 2028 | 2028 | WINTER | 63 | 63 | 63 | 63 | 63 | 63 | 25 | 61 | 61 | 61 | 61 | 61 | 61 | 25
JOT-06 | 2028-02-01 | 2 | 2028 | 2028 | WINTER | 62 | 62 | 62 | 62 | 62 | 62 | 25 | 61 | 61 | 61 | 61 | 61 | 61 | 25
JOT-06 | 2028-03-01 | 3 | 2028 | 2028 | WINTER | 58 | 58 | 58 | 58 | 58 | 58 | 25 | 56 | 56 | 56 | 56 | 56 | 56 | 25
JOT-06 | 2028-04-01 | 4 | 2028 | 2028 | SPRING | 55 | 55 | 55 | 55 | 55 | 55 | 25 | 54 | 54 | 54 | 54 | 54 | 54 | 25
JOT-06 | 2028-05-01 | 5 | 2028 | 2028 | SPRING | 54 | 54 | 54 | 56 | 56 | 56 | 25 | 52 | 52 | 52 | 54 | 54 | 54 | 25
JOT-06 | 2028-06-01 | 6 | 2028 | 2028 | SUMMER | 52 | 52 | 52 | 54 | 54 | 54 | 25 | 50 | 50 | 50 | 52 | 52 | 52 | 25
JOT-06 | 2028-07-01 | 7 | 2028 | 2028 | SUMMER | 50 | 50 | 50 | 52 | 52 | 52 | 25 | 49 | 49 | 49 | 51 | 51 | 51 | 25
JOT-06 | 2028-08-01 | 8 | 2028 | 2028 | SUMMER | 50 | 50 | 50 | 52 | 52 | 52 | 25 | 49 | 49 | 49 | 51 | 51 | 51 | 25
JOT-06 | 2028-09-01 | 9 | 2028 | 2028 | SUMMER | 53 | 53 | 53 | 55 | 55 | 55 | 25 | 51 | 51 | 51 | 53 | 53 | 53 | 25
JOT-06 | 2028-10-01 | 10 | 2029 | 2028 | FALL | 55 | 55 | 55 | 55 | 55 | 55 | 25 | 54 | 54 | 54 | 54 | 54 | 54 | 25
JOT-06 | 2028-11-01 | 11 | 2029 | 2028 | FALL | 58 | 58 | 58 | 58 | 58 | 58 | 25 | 56 | 56 | 56 | 56 | 56 | 56 | 25
JOT-06 | 2028-12-01 | 12 | 2029 | 2028 | WINTER | 62 | 62 | 62 | 62 | 62 | 62 | 25 | 61 | 61 | 61 | 61 | 61 | 61 | 25
JOT-06 | 2029-01-01 | 1 | 2029 | 2029 | WINTER | 63 | 63 | 63 | 63 | 63 | 63 | 25 | 61 | 61 | 61 | 61 | 61 | 61 | 25
JOT-06 | 2029-02-01 | 2 | 2029 | 2029 | WINTER | 62 | 62 | 62 | 62 | 62 | 62 | 25 | 61 | 61 | 61 | 61 | 61 | 61 | 25
JOT-06 | 2029-03-01 | 3 | 2029 | 2029 | WINTER | 58 | 58 | 58 | 58 | 58 | 58 | 25 | 56 | 56 | 56 | 56 | 56 | 56 | 25
JOT-06 | 2029-04-01 | 4 | 2029 | 2029 | SPRING | 55 | 55 | 55 | 55 | 55 | 55 | 25 | 54 | 54 | 54 | 54 | 54 | 54 | 25
JOT-06 | 2029-05-01 | 5 | 2029 | 2029 | SPRING | 54 | 54 | 54 | 56 | 56 | 56 | 25 | 52 | 52 | 52 | 54 | 54 | 54 | 25
JOT-06 | 2029-06-01 | 6 | 2029 | 2029 | SUMMER | 52 | 52 | 52 | 54 | 54 | 54 | 25 | 50 | 50 | 50 | 52 | 52 | 52 | 25
JOT-06 | 2029-07-01 | 7 | 2029 | 2029 | SUMMER | 50 | 50 | 50 | 52 | 52 | 52 | 25 | 49 | 49 | 49 | 51 | 51 | 51 | 25
JOT-06 | 2029-08-01 | 8 | 2029 | 2029 | SUMMER | 50 | 50 | 50 | 52 | 52 | 52 | 25 | 49 | 49 | 49 | 51 | 51 | 51 | 25
JOT-06 | 2029-09-01 | 9 | 2029 | 2029 | SUMMER | 53 | 53 | 53 | 55 | 55 | 55 | 25 | 51 | 51 | 51 | 53 | 53 | 53 | 25
JOT-06 | 2029-10-01 | 10 | 2030 | 2029 | FALL | 55 | 55 | 55 | 55 | 55 | 55 | 25 | 54 | 54 | 54 | 54 | 54 | 54 | 25
JOT-06 | 2029-11-01 | 11 | 2030 | 2029 | FALL | 58 | 58 | 58 | 58 | 58 | 58 | 25 | 56 | 56 | 56 | 56 | 56 | 56 | 25
JOT-06 | 2029-12-01 | 12 | 2030 | 2029 | WINTER | 62 | 62 | 62 | 62 | 62 | 62 | 25 | 61 | 61 | 61 | 61 | 61 | 61 | 25
JOT-06 | 2030-01-01 | 1 | 2030 | 2030 | WINTER | 63 | 63 | 63 | 63 | 63 | 63 | 25 | 61 | 61 | 61 | 61 | 61 | 61 | 25
JOT-06 | 2030-02-01 | 2 | 2030 | 2030 | WINTER | 62 | 62 | 62 | 62 | 62 | 62 | 25 | 61 | 61 | 61 | 61 | 61 | 61 | 25
JOT-06 | 2030-03-01 | 3 | 2030 | 2030 | WINTER | 58 | 58 | 58 | 58 | 58 | 58 | 25 | 56 | 56 | 56 | 56 | 56 | 56 | 25
JOT-06 | 2030-04-01 | 4 | 2030 | 2030 | SPRING | 55 | 55 | 55 | 55 | 55 | 55 | 25 | 54 | 54 | 54 | 54 | 54 | 54 | 25
JOT-06 | 2030-05-01 | 5 | 2030 | 2030 | SPRING | 54 | 54 | 54 | 56 | 56 | 56 | 25 | 52 | 52 | 52 | 54 | 54 | 54 | 25
JOT-06 | 2030-06-01 | 6 | 2030 | 2030 | SUMMER | 52 | 52 | 52 | 54 | 54 | 54 | 25 | 50 | 50 | 50 | 52 | 52 | 52 | 25
JOT-06 | 2030-07-01 | 7 | 2030 | 2030 | SUMMER | 50 | 50 | 50 | 52 | 52 | 52 | 25 | 49 | 49 | 49 | 51 | 51 | 51 | 25
JOT-06 | 2030-08-01 | 8 | 2030 | 2030 | SUMMER | 50 | 50 | 50 | 52 | 52 | 52 | 25 | 49 | 49 | 49 | 51 | 51 | 51 | 25
JOT-06 | 2030-09-01 | 9 | 2030 | 2030 | SUMMER | 53 | 53 | 53 | 55 | 55 | 55 | 25 | 51 | 51 | 51 | 53 | 53 | 53 | 25
JOT-06 | 2030-10-01 | 10 | 2031 | 2030 | FALL | 55 | 55 | 55 | 55 | 55 | 55 | 25 | 54 | 54 | 54 | 54 | 54 | 54 | 25
JOT-06 | 2030-11-01 | 11 | 2031 | 2030 | FALL | 58 | 58 | 58 | 58 | 58 | 58 | 25 | 56 | 56 | 56 | 56 | 56 | 56 | 25
JOT-06 | 2030-12-01 | 12 | 2031 | 2030 | WINTER | 62 | 62 | 62 | 62 | 62 | 62 | 25 | 61 | 61 | 61 | 61 | 61 | 61 | 25
JOT-06 | 2031-01-01 | 1 | 2031 | 2031 | WINTER | 63 | 63 | 63 | 63 | 63 | 63 | 25 | 61 | 61 | 61 | 61 | 61 | 61 | 25
JOT-06 | 2031-02-01 | 2 | 2031 | 2031 | WINTER | 62 | 62 | 62 | 62 | 62 | 62 | 25 | 61 | 61 | 61 | 61 | 61 | 61 | 25
JOT-06 | 2031-03-01 | 3 | 2031 | 2031 | WINTER | 58 | 58 | 58 | 58 | 58 | 58 | 25 | 56 | 56 | 56 | 56 | 56 | 56 | 25
JOT-06 | 2031-04-01 | 4 | 2031 | 2031 | SPRING | 55 | 55 | 55 | 55 | 55 | 55 | 25 | 54 | 54 | 54 | 54 | 54 | 54 | 25
JOT-06 | 2031-05-01 | 5 | 2031 | 2031 | SPRING | 54 | 54 | 54 | 56 | 56 | 56 | 25 | 52 | 52 | 52 | 54 | 54 | 54 | 25
JOT-06 | 2031-06-01 | 6 | 2031 | 2031 | SUMMER | 52 | 52 | 52 | 54 | 54 | 54 | 25 | 50 | 50 | 50 | 52 | 52 | 52 | 25
JOT-06 | 2031-07-01 | 7 | 2031 | 2031 | SUMMER | 50 | 50 | 50 | 52 | 52 | 52 | 25 | 49 | 49 | 49 | 51 | 51 | 51 | 25
JOT-06 | 2031-08-01 | 8 | 2031 | 2031 | SUMMER | 50 | 50 | 50 | 52 | 52 | 52 | 25 | 49 | 49 | 49 | 51 | 51 | 51 | 25
JOT-06 | 2031-09-01 | 9 | 2031 | 2031 | SUMMER | 53 | 53 | 53 | 55 | 55 | 55 | 25 | 51 | 51 | 51 | 53 | 53 | 53 | 25
JOT-06 | 2031-10-01 | 10 | 2032 | 2031 | FALL | 55 | 55 | 55 | 55 | 55 | 55 | 25 | 54 | 54 | 54 | 54 | 54 | 54 | 25
JOT-06 | 2031-11-01 | 11 | 2032 | 2031 | FALL | 58 | 58 | 58 | 58 | 58 | 58 | 25 | 56 | 56 | 56 | 56 | 56 | 56 | 25
JOT-06 | 2031-12-01 | 12 | 2032 | 2031 | WINTER | 62 | 62 | 62 | 62 | 62 | 62 | 25 | 61 | 61 | 61 | 61 | 61 | 61 | 25
JOT-06 | 2032-01-01 | 1 | 2032 | 2032 | WINTER | 63 | 63 | 63 | 63 | 63 | 63 | 25 | 61 | 61 | 61 | 61 | 61 | 61 | 25
JOT-06 | 2032-02-01 | 2 | 2032 | 2032 | WINTER | 62 | 62 | 62 | 62 | 62 | 62 | 25 | 61 | 61 | 61 | 61 | 61 | 61 | 25
JOT-06 | 2032-03-01 | 3 | 2032 | 2032 | WINTER | 58 | 58 | 58 | 58 | 58 | 58 | 25 | 56 | 56 | 56 | 56 | 56 | 56 | 25
JOT-06 | 2032-04-01 | 4 | 2032 | 2032 | SPRING | 55 | 55 | 55 | 55 | 55 | 55 | 25 | 54 | 54 | 54 | 54 | 54 | 54 | 25
JOT-06 | 2032-05-01 | 5 | 2032 | 2032 | SPRING | 54 | 54 | 54 | 56 | 56 | 56 | 25 | 52 | 52 | 52 | 54 | 54 | 54 | 25
JOT-06 | 2032-06-01 | 6 | 2032 | 2032 | SUMMER | 52 | 52 | 52 | 54 | 54 | 54 | 25 | 50 | 50 | 50 | 52 | 52 | 52 | 25
JOT-06 | 2032-07-01 | 7 | 2032 | 2032 | SUMMER | 50 | 50 | 50 | 52 | 52 | 52 | 25 | 49 | 49 | 49 | 51 | 51 | 51 | 25
JOT-06 | 2032-08-01 | 8 | 2032 | 2032 | SUMMER | 50 | 50 | 50 | 52 | 52 | 52 | 25 | 49 | 49 | 49 | 51 | 51 | 51 | 25
JOT-06 | 2032-09-01 | 9 | 2032 | 2032 | SUMMER | 53 | 53 | 53 | 55 | 55 | 55 | 25 | 51 | 51 | 51 | 53 | 53 | 53 | 25
JOT-06 | 2032-10-01 | 10 | 2033 | 2032 | FALL | 55 | 55 | 55 | 55 | 55 | 55 | 25 | 54 | 54 | 54 | 54 | 54 | 54 | 25
JOT-06 | 2032-11-01 | 11 | 2033 | 2032 | FALL | 58 | 58 | 58 | 58 | 58 | 58 | 25 | 56 | 56 | 56 | 56 | 56 | 56 | 25
JOT-06 | 2032-12-01 | 12 | 2033 | 2032 | WINTER | 62 | 62 | 62 | 62 | 62 | 62 | 25 | 61 | 61 | 61 | 61 | 61 | 61 | 25
JOT-06 | 2033-01-01 | 1 | 2033 | 2033 | WINTER | 63 | 63 | 63 | 63 | 63 | 63 | 25 | 61 | 61 | 61 | 61 | 61 | 61 | 25
JOT-06 | 2033-02-01 | 2 | 2033 | 2033 | WINTER | 62 | 62 | 62 | 62 | 62 | 62 | 25 | 61 | 61 | 61 | 61 | 61 | 61 | 25
JOT-06 | 2033-03-01 | 3 | 2033 | 2033 | WINTER | 58 | 58 | 58 | 58 | 58 | 58 | 25 | 56 | 56 | 56 | 56 | 56 | 56 | 25
JOT-06 | 2033-04-01 | 4 | 2033 | 2033 | SPRING | 55 | 55 | 55 | 55 | 55 | 55 | 25 | 54 | 54 | 54 | 54 | 54 | 54 | 25
JOT-06 | 2033-05-01 | 5 | 2033 | 2033 | SPRING | 54 | 54 | 54 | 56 | 56 | 56 | 25 | 52 | 52 | 52 | 54 | 54 | 54 | 25
JOT-06 | 2033-06-01 | 6 | 2033 | 2033 | SUMMER | 52 | 52 | 52 | 54 | 54 | 54 | 25 | 50 | 50 | 50 | 52 | 52 | 52 | 25
JOT-06 | 2033-07-01 | 7 | 2033 | 2033 | SUMMER | 50 | 50 | 50 | 52 | 52 | 52 | 25 | 49 | 49 | 49 | 51 | 51 | 51 | 25
JOT-06 | 2033-08-01 | 8 | 2033 | 2033 | SUMMER | 50 | 50 | 50 | 52 | 52 | 52 | 25 | 49 | 49 | 49 | 51 | 51 | 51 | 25
JOT-06 | 2033-09-01 | 9 | 2033 | 2033 | SUMMER | 53 | 53 | 53 | 55 | 55 | 55 | 25 | 51 | 51 | 51 | 53 | 53 | 53 | 25
JOT-06 | 2033-10-01 | 10 | 2034 | 2033 | FALL | 55 | 55 | 55 | 55 | 55 | 55 | 25 | 54 | 54 | 54 | 54 | 54 | 54 | 25
JOT-06 | 2033-11-01 | 11 | 2034 | 2033 | FALL | 58 | 58 | 58 | 58 | 58 | 58 | 25 | 56 | 56 | 56 | 56 | 56 | 56 | 25
JOT-06 | 2033-12-01 | 12 | 2034 | 2033 | WINTER | 62 | 62 | 62 | 62 | 62 | 62 | 25 | 61 | 61 | 61 | 61 | 61 | 61 | 25
JOT-06 | 2034-01-01 | 1 | 2034 | 2034 | WINTER | 63 | 63 | 63 | 63 | 63 | 63 | 25 | 61 | 61 | 61 | 61 | 61 | 61 | 25
JOT-06 | 2034-02-01 | 2 | 2034 | 2034 | WINTER | 62 | 62 | 62 | 62 | 62 | 62 | 25 | 61 | 61 | 61 | 61 | 61 | 61 | 25
JOT-06 | 2034-03-01 | 3 | 2034 | 2034 | WINTER | 58 | 58 | 58 | 58 | 58 | 58 | 25 | 56 | 56 | 56 | 56 | 56 | 56 | 25
JOT-06 | 2034-04-01 | 4 | 2034 | 2034 | SPRING | 55 | 55 | 55 | 55 | 55 | 55 | 25 | 54 | 54 | 54 | 54 | 54 | 54 | 25
JOT-06 | 2034-05-01 | 5 | 2034 | 2034 | SPRING | 54 | 54 | 54 | 56 | 56 | 56 | 25 | 52 | 52 | 52 | 54 | 54 | 54 | 25
JOT-06 | 2034-06-01 | 6 | 2034 | 2034 | SUMMER | 52 | 52 | 52 | 54 | 54 | 54 | 25 | 50 | 50 | 50 | 52 | 52 | 52 | 25
JOT-06 | 2034-07-01 | 7 | 2034 | 2034 | SUMMER | 50 | 50 | 50 | 52 | 52 | 52 | 25 | 49 | 49 | 49 | 51 | 51 | 51 | 25
JOT-06 | 2034-08-01 | 8 | 2034 | 2034 | SUMMER | 50 | 50 | 50 | 52 | 52 | 52 | 25 | 49 | 49 | 49 | 51 | 51 | 51 | 25
JOT-06 | 2034-09-01 | 9 | 2034 | 2034 | SUMMER | 53 | 53 | 53 | 55 | 55 | 55 | 25 | 51 | 51 | 51 | 53 | 53 | 53 | 25
JOT-06 | 2034-10-01 | 10 | 2035 | 2034 | FALL | 55 | 55 | 55 | 55 | 55 | 55 | 25 | 54 | 54 | 54 | 54 | 54 | 54 | 25
JOT-06 | 2034-11-01 | 11 | 2035 | 2034 | FALL | 58 | 58 | 58 | 58 | 58 | 58 | 25 | 56 | 56 | 56 | 56 | 56 | 56 | 25
JOT-06 | 2034-12-01 | 12 | 2035 | 2034 | WINTER | 62 | 62 | 62 | 62 | 62 | 62 | 25 | 61 | 61 | 61 | 61 | 61 | 61 | 25
JOT-06 | 2035-01-01 | 1 | 2035 | 2035 | WINTER | 63 | 63 | 63 | 63 | 63 | 63 | 25 | 61 | 61 | 61 | 61 | 61 | 61 | 25
JOT-06 | 2035-02-01 | 2 | 2035 | 2035 | WINTER | 62 | 62 | 62 | 62 | 62 | 62 | 25 | 61 | 61 | 61 | 61 | 61 | 61 | 25
JOT-06 | 2035-03-01 | 3 | 2035 | 2035 | WINTER | 58 | 58 | 58 | 58 | 58 | 58 | 25 | 56 | 56 | 56 | 56 | 56 | 56 | 25
JOT-06 | 2035-04-01 | 4 | 2035 | 2035 | SPRING | 55 | 55 | 55 | 55 | 55 | 55 | 25 | 54 | 54 | 54 | 54 | 54 | 54 | 25
JOT-06 | 2035-05-01 | 5 | 2035 | 2035 | SPRING | 54 | 54 | 54 | 56 | 56 | 56 | 25 | 52 | 52 | 52 | 54 | 54 | 54 | 25
JOT-06 | 2035-06-01 | 6 | 2035 | 2035 | SUMMER | 52 | 52 | 52 | 54 | 54 | 54 | 25 | 50 | 50 | 50 | 52 | 52 | 52 | 25
JOT-06 | 2035-07-01 | 7 | 2035 | 2035 | SUMMER | 50 | 50 | 50 | 52 | 52 | 52 | 25 | 49 | 49 | 49 | 51 | 51 | 51 | 25
JOT-06 | 2035-08-01 | 8 | 2035 | 2035 | SUMMER | 50 | 50 | 50 | 52 | 52 | 52 | 25 | 49 | 49 | 49 | 51 | 51 | 51 | 25
JOT-06 | 2035-09-01 | 9 | 2035 | 2035 | SUMMER | 53 | 53 | 53 | 55 | 55 | 55 | 25 | 51 | 51 | 51 | 53 | 53 | 53 | 25
JOT-06 | 2035-10-01 | 10 | 2036 | 2035 | FALL | 55 | 55 | 55 | 55 | 55 | 55 | 25 | 54 | 54 | 54 | 54 | 54 | 54 | 25
JOT-06 | 2035-11-01 | 11 | 2036 | 2035 | FALL | 58 | 58 | 58 | 58 | 58 | 58 | 25 | 56 | 56 | 56 | 56 | 56 | 56 | 25
JOT-06 | 2035-12-01 | 12 | 2036 | 2035 | WINTER | 62 | 62 | 62 | 62 | 62 | 62 | 25 | 61 | 61 | 61 | 61 | 61 | 61 | 25
JOT-06 | 2036-01-01 | 1 | 2036 | 2036 | WINTER | 63 | 63 | 63 | 63 | 63 | 63 | 25 | 61 | 61 | 61 | 61 | 61 | 61 | 25
JOT-06 | 2036-02-01 | 2 | 2036 | 2036 | WINTER | 62 | 62 | 62 | 62 | 62 | 62 | 25 | 61 | 61 | 61 | 61 | 61 | 61 | 25
JOT-06 | 2036-03-01 | 3 | 2036 | 2036 | WINTER | 58 | 58 | 58 | 58 | 58 | 58 | 25 | 56 | 56 | 56 | 56 | 56 | 56 | 25
JOT-06 | 2036-04-01 | 4 | 2036 | 2036 | SPRING | 55 | 55 | 55 | 55 | 55 | 55 | 25 | 54 | 54 | 54 | 54 | 54 | 54 | 25
JOT-06 | 2036-05-01 | 5 | 2036 | 2036 | SPRING | 54 | 54 | 54 | 56 | 56 | 56 | 25 | 52 | 52 | 52 | 54 | 54 | 54 | 25
JOT-06 | 2036-06-01 | 6 | 2036 | 2036 | SUMMER | 52 | 52 | 52 | 54 | 54 | 54 | 25 | 50 | 50 | 50 | 52 | 52 | 52 | 25
JOT-06 | 2036-07-01 | 7 | 2036 | 2036 | SUMMER | 50 | 50 | 50 | 52 | 52 | 52 | 25 | 49 | 49 | 49 | 51 | 51 | 51 | 25
JOT-06 | 2036-08-01 | 8 | 2036 | 2036 | SUMMER | 50 | 50 | 50 | 52 | 52 | 52 | 25 | 49 | 49 | 49 | 51 | 51 | 51 | 25
JOT-06 | 2036-09-01 | 9 | 2036 | 2036 | SUMMER | 53 | 53 | 53 | 55 | 55 | 55 | 25 | 51 | 51 | 51 | 53 | 53 | 53 | 25
JOT-06 | 2036-10-01 | 10 | 2037 | 2036 | FALL | 55 | 55 | 55 | 55 | 55 | 55 | 25 | 54 | 54 | 54 | 54 | 54 | 54 | 25
JOT-06 | 2036-11-01 | 11 | 2037 | 2036 | FALL | 58 | 58 | 58 | 58 | 58 | 58 | 25 | 56 | 56 | 56 | 56 | 56 | 56 | 25
JOT-06 | 2036-12-01 | 12 | 2037 | 2036 | WINTER | 62 | 62 | 62 | 62 | 62 | 62 | 25 | 61 | 61 | 61 | 61 | 61 | 61 | 25
JOT-06 | 2037-01-01 | 1 | 2037 | 2037 | WINTER | 63 | 63 | 63 | 63 | 63 | 63 | 25 | 61 | 61 | 61 | 61 | 61 | 61 | 25
JOT-06 | 2037-02-01 | 2 | 2037 | 2037 | WINTER | 62 | 62 | 62 | 62 | 62 | 62 | 25 | 61 | 61 | 61 | 61 | 61 | 61 | 25
JOT-06 | 2037-03-01 | 3 | 2037 | 2037 | WINTER | 58 | 58 | 58 | 58 | 58 | 58 | 25 | 56 | 56 | 56 | 56 | 56 | 56 | 25
JOT-06 | 2037-04-01 | 4 | 2037 | 2037 | SPRING | 55 | 55 | 55 | 55 | 55 | 55 | 25 | 54 | 54 | 54 | 54 | 54 | 54 | 25
JOT-06 | 2037-05-01 | 5 | 2037 | 2037 | SPRING | 54 | 54 | 54 | 56 | 56 | 56 | 25 | 52 | 52 | 52 | 54 | 54 | 54 | 25
JOT-06 | 2037-06-01 | 6 | 2037 | 2037 | SUMMER | 52 | 52 | 52 | 54 | 54 | 54 | 25 | 50 | 50 | 50 | 52 | 52 | 52 | 25
JOT-06 | 2037-07-01 | 7 | 2037 | 2037 | SUMMER | 50 | 50 | 50 | 52 | 52 | 52 | 25 | 49 | 49 | 49 | 51 | 51 | 51 | 25
JOT-06 | 2037-08-01 | 8 | 2037 | 2037 | SUMMER | 50 | 50 | 50 | 52 | 52 | 52 | 25 | 49 | 49 | 49 | 51 | 51 | 51 | 25
JOT-06 | 2037-09-01 | 9 | 2037 | 2037 | SUMMER | 53 | 53 | 53 | 55 | 55 | 55 | 25 | 51 | 51 | 51 | 53 | 53 | 53 | 25
JOT-06 | 2037-10-01 | 10 | 2038 | 2037 | FALL | 55 | 55 | 55 | 55 | 55 | 55 | 25 | 54 | 54 | 54 | 54 | 54 | 54 | 25
JOT-06 | 2037-11-01 | 11 | 2038 | 2037 | FALL | 58 | 58 | 58 | 58 | 58 | 58 | 25 | 56 | 56 | 56 | 56 | 56 | 56 | 25
JOT-06 | 2037-12-01 | 12 | 2038 | 2037 | WINTER | 62 | 62 | 62 | 62 | 62 | 62 | 25 | 61 | 61 | 61 | 61 | 61 | 61 | 25
JOT-06 | 2038-01-01 | 1 | 2038 | 2038 | WINTER | 63 | 63 | 63 | 63 | 63 | 63 | 25 | 61 | 61 | 61 | 61 | 61 | 61 | 25
JOT-06 | 2038-02-01 | 2 | 2038 | 2038 | WINTER | 62 | 62 | 62 | 62 | 62 | 62 | 25 | 61 | 61 | 61 | 61 | 61 | 61 | 25
JOT-06 | 2038-03-01 | 3 | 2038 | 2038 | WINTER | 58 | 58 | 58 | 58 | 58 | 58 | 25 | 56 | 56 | 56 | 56 | 56 | 56 | 25
JOT-06 | 2038-04-01 | 4 | 2038 | 2038 | SPRING | 55 | 55 | 55 | 55 | 55 | 55 | 25 | 54 | 54 | 54 | 54 | 54 | 54 | 25
JOT-06 | 2038-05-01 | 5 | 2038 | 2038 | SPRING | 54 | 54 | 54 | 56 | 56 | 56 | 25 | 52 | 52 | 52 | 54 | 54 | 54 | 25
JOT-06 | 2038-06-01 | 6 | 2038 | 2038 | SUMMER | 52 | 52 | 52 | 54 | 54 | 54 | 25 | 50 | 50 | 50 | 52 | 52 | 52 | 25
JOT-06 | 2038-07-01 | 7 | 2038 | 2038 | SUMMER | 50 | 50 | 50 | 52 | 52 | 52 | 25 | 49 | 49 | 49 | 51 | 51 | 51 | 25
JOT-06 | 2038-08-01 | 8 | 2038 | 2038 | SUMMER | 50 | 50 | 50 | 52 | 52 | 52 | 25 | 49 | 49 | 49 | 51 | 51 | 51 | 25
JOT-06 | 2038-09-01 | 9 | 2038 | 2038 | SUMMER | 53 | 53 | 53 | 55 | 55 | 55 | 25 | 51 | 51 | 51 | 53 | 53 | 53 | 25
JOT-06 | 2038-10-01 | 10 | 2039 | 2038 | FALL | 55 | 55 | 55 | 55 | 55 | 55 | 25 | 54 | 54 | 54 | 54 | 54 | 54 | 25
JOT-06 | 2038-11-01 | 11 | 2039 | 2038 | FALL | 58 | 58 | 58 | 58 | 58 | 58 | 25 | 56 | 56 | 56 | 56 | 56 | 56 | 25
JOT-06 | 2038-12-01 | 12 | 2039 | 2038 | WINTER | 62 | 62 | 62 | 62 | 62 | 62 | 25 | 61 | 61 | 61 | 61 | 61 | 61 | 25
JOT-06 | 2039-01-01 | 1 | 2039 | 2039 | WINTER | 63 | 63 | 63 | 63 | 63 | 63 | 25 | 61 | 61 | 61 | 61 | 61 | 61 | 25
JOT-06 | 2039-02-01 | 2 | 2039 | 2039 | WINTER | 62 | 62 | 62 | 62 | 62 | 62 | 25 | 61 | 61 | 61 | 61 | 61 | 61 | 25
JOT-06 | 2039-03-01 | 3 | 2039 | 2039 | WINTER | 58 | 58 | 58 | 58 | 58 | 58 | 25 | 56 | 56 | 56 | 56 | 56 | 56 | 25
JOT-06 | 2039-04-01 | 4 | 2039 | 2039 | SPRING | 55 | 55 | 55 | 55 | 55 | 55 | 25 | 54 | 54 | 54 | 54 | 54 | 54 | 25
JOT-06 | 2039-05-01 | 5 | 2039 | 2039 | SPRING | 54 | 54 | 54 | 56 | 56 | 56 | 25 | 52 | 52 | 52 | 54 | 54 | 54 | 25
JOT-06 | 2039-06-01 | 6 | 2039 | 2039 | SUMMER | 52 | 52 | 52 | 54 | 54 | 54 | 25 | 50 | 50 | 50 | 52 | 52 | 52 | 25
JOT-06 | 2039-07-01 | 7 | 2039 | 2039 | SUMMER | 50 | 50 | 50 | 52 | 52 | 52 | 25 | 49 | 49 | 49 | 51 | 51 | 51 | 25
JOT-06 | 2039-08-01 | 8 | 2039 | 2039 | SUMMER | 50 | 50 | 50 | 52 | 52 | 52 | 25 | 49 | 49 | 49 | 51 | 51 | 51 | 25
JOT-06 | 2039-09-01 | 9 | 2039 | 2039 | SUMMER | 53 | 53 | 53 | 55 | 55 | 55 | 25 | 51 | 51 | 51 | 53 | 53 | 53 | 25
JOT-06 | 2039-10-01 | 10 | 2040 | 2039 | FALL | 55 | 55 | 55 | 55 | 55 | 55 | 25 | 54 | 54 | 54 | 54 | 54 | 54 | 25
JOT-06 | 2039-11-01 | 11 | 2040 | 2039 | FALL | 58 | 58 | 58 | 58 | 58 | 58 | 25 | 56 | 56 | 56 | 56 | 56 | 56 | 25
JOT-06 | 2039-12-01 | 12 | 2040 | 2039 | WINTER | 62 | 62 | 62 | 62 | 62 | 62 | 25 | 61 | 61 | 61 | 61 | 61 | 61 | 25
JOT-06 | 2040-01-01 | 1 | 2040 | 2040 | WINTER | 63 | 63 | 63 | 63 | 63 | 63 | 25 | 61 | 61 | 61 | 61 | 61 | 61 | 25
JOT-06 | 2040-02-01 | 2 | 2040 | 2040 | WINTER | 62 | 62 | 62 | 62 | 62 | 62 | 25 | 61 | 61 | 61 | 61 | 61 | 61 | 25
JOT-06 | 2040-03-01 | 3 | 2040 | 2040 | WINTER | 58 | 58 | 58 | 58 | 58 | 58 | 25 | 56 | 56 | 56 | 56 | 56 | 56 | 25
JOT-06 | 2040-04-01 | 4 | 2040 | 2040 | SPRING | 55 | 55 | 55 | 55 | 55 | 55 | 25 | 54 | 54 | 54 | 54 | 54 | 54 | 25
JOT-06 | 2040-05-01 | 5 | 2040 | 2040 | SPRING | 54 | 54 | 54 | 56 | 56 | 56 | 25 | 52 | 52 | 52 | 54 | 54 | 54 | 25
JOT-06 | 2040-06-01 | 6 | 2040 | 2040 | SUMMER | 52 | 52 | 52 | 54 | 54 | 54 | 25 | 50 | 50 | 50 | 52 | 52 | 52 | 25
JOT-06 | 2040-07-01 | 7 | 2040 | 2040 | SUMMER | 50 | 50 | 50 | 52 | 52 | 52 | 25 | 49 | 49 | 49 | 51 | 51 | 51 | 25
JOT-06 | 2040-08-01 | 8 | 2040 | 2040 | SUMMER | 50 | 50 | 50 | 52 | 52 | 52 | 25 | 49 | 49 | 49 | 51 | 51 | 51 | 25
JOT-06 | 2040-09-01 | 9 | 2040 | 2040 | SUMMER | 53 | 53 | 53 | 55 | 55 | 55 | 25 | 51 | 51 | 51 | 53 | 53 | 53 | 25
JOT-06 | 2040-10-01 | 10 | 2041 | 2040 | FALL | 55 | 55 | 55 | 55 | 55 | 55 | 25 | 54 | 54 | 54 | 54 | 54 | 54 | 25
JOT-06 | 2040-11-01 | 11 | 2041 | 2040 | FALL | 58 | 58 | 58 | 58 | 58 | 58 | 25 | 56 | 56 | 56 | 56 | 56 | 56 | 25
JOT-06 | 2040-12-01 | 12 | 2041 | 2040 | WINTER | 62 | 62 | 62 | 62 | 62 | 62 | 25 | 61 | 61 | 61 | 61 | 61 | 61 | 25
JOT-06 | 2041-01-01 | 1 | 2041 | 2041 | WINTER | 63 | 63 | 63 | 63 | 63 | 63 | 25 | 61 | 61 | 61 | 61 | 61 | 61 | 25
JOT-06 | 2041-02-01 | 2 | 2041 | 2041 | WINTER | 62 | 62 | 62 | 62 | 62 | 62 | 25 | 61 | 61 | 61 | 61 | 61 | 61 | 25
JOT-06 | 2041-03-01 | 3 | 2041 | 2041 | WINTER | 58 | 58 | 58 | 58 | 58 | 58 | 25 | 56 | 56 | 56 | 56 | 56 | 56 | 25
JOT-06 | 2041-04-01 | 4 | 2041 | 2041 | SPRING | 55 | 55 | 55 | 55 | 55 | 55 | 25 | 54 | 54 | 54 | 54 | 54 | 54 | 25
JOT-06 | 2041-05-01 | 5 | 2041 | 2041 | SPRING | 54 | 54 | 54 | 56 | 56 | 56 | 25 | 52 | 52 | 52 | 54 | 54 | 54 | 25
JOT-06 | 2041-06-01 | 6 | 2041 | 2041 | SUMMER | 52 | 52 | 52 | 54 | 54 | 54 | 25 | 50 | 50 | 50 | 52 | 52 | 52 | 25
JOT-06 | 2041-07-01 | 7 | 2041 | 2041 | SUMMER | 50 | 50 | 50 | 52 | 52 | 52 | 25 | 49 | 49 | 49 | 51 | 51 | 51 | 25
JOT-06 | 2041-08-01 | 8 | 2041 | 2041 | SUMMER | 50 | 50 | 50 | 52 | 52 | 52 | 25 | 49 | 49 | 49 | 51 | 51 | 51 | 25
JOT-06 | 2041-09-01 | 9 | 2041 | 2041 | SUMMER | 53 | 53 | 53 | 55 | 55 | 55 | 25 | 51 | 51 | 51 | 53 | 53 | 53 | 25
JOT-06 | 2041-10-01 | 10 | 2042 | 2041 | FALL | 55 | 55 | 55 | 55 | 55 | 55 | 25 | 54 | 54 | 54 | 54 | 54 | 54 | 25
JOT-06 | 2041-11-01 | 11 | 2042 | 2041 | FALL | 58 | 58 | 58 | 58 | 58 | 58 | 25 | 56 | 56 | 56 | 56 | 56 | 56 | 25
JOT-06 | 2041-12-01 | 12 | 2042 | 2041 | WINTER | 62 | 62 | 62 | 62 | 62 | 62 | 25 | 61 | 61 | 61 | 61 | 61 | 61 | 25
JOT-06 | 2042-01-01 | 1 | 2042 | 2042 | WINTER | 63 | 63 | 63 | 63 | 63 | 63 | 25 | 61 | 61 | 61 | 61 | 61 | 61 | 25
JOT-06 | 2042-02-01 | 2 | 2042 | 2042 | WINTER | 62 | 62 | 62 | 62 | 62 | 62 | 25 | 61 | 61 | 61 | 61 | 61 | 61 | 25
JOT-06 | 2042-03-01 | 3 | 2042 | 2042 | WINTER | 58 | 58 | 58 | 58 | 58 | 58 | 25 | 56 | 56 | 56 | 56 | 56 | 56 | 25
JOT-06 | 2042-04-01 | 4 | 2042 | 2042 | SPRING | 55 | 55 | 55 | 55 | 55 | 55 | 25 | 54 | 54 | 54 | 54 | 54 | 54 | 25
JOT-06 | 2042-05-01 | 5 | 2042 | 2042 | SPRING | 54 | 54 | 54 | 56 | 56 | 56 | 25 | 52 | 52 | 52 | 54 | 54 | 54 | 25
JOT-06 | 2042-06-01 | 6 | 2042 | 2042 | SUMMER | 52 | 52 | 52 | 54 | 54 | 54 | 25 | 50 | 50 | 50 | 52 | 52 | 52 | 25
JOT-06 | 2042-07-01 | 7 | 2042 | 2042 | SUMMER | 50 | 50 | 50 | 52 | 52 | 52 | 25 | 49 | 49 | 49 | 51 | 51 | 51 | 25
JOT-06 | 2042-08-01 | 8 | 2042 | 2042 | SUMMER | 50 | 50 | 50 | 52 | 52 | 52 | 25 | 49 | 49 | 49 | 51 | 51 | 51 | 25
JOT-06 | 2042-09-01 | 9 | 2042 | 2042 | SUMMER | 53 | 53 | 53 | 55 | 55 | 55 | 25 | 51 | 51 | 51 | 53 | 53 | 53 | 25
JOT-06 | 2042-10-01 | 10 | 2043 | 2042 | FALL | 55 | 55 | 55 | 55 | 55 | 55 | 25 | 54 | 54 | 54 | 54 | 54 | 54 | 25
JOT-06 | 2042-11-01 | 11 | 2043 | 2042 | FALL | 58 | 58 | 58 | 58 | 58 | 58 | 25 | 56 | 56 | 56 | 56 | 56 | 56 | 25
JOT-06 | 2042-12-01 | 12 | 2043 | 2042 | WINTER | 62 | 62 | 62 | 62 | 62 | 62 | 25 | 61 | 61 | 61 | 61 | 61 | 61 | 25
JOT-06 | 2043-01-01 | 1 | 2043 | 2043 | WINTER | 63 | 63 | 63 | 63 | 63 | 63 | 25 | 61 | 61 | 61 | 61 | 61 | 61 | 25
JOT-06 | 2043-02-01 | 2 | 2043 | 2043 | WINTER | 62 | 62 | 62 | 62 | 62 | 62 | 25 | 61 | 61 | 61 | 61 | 61 | 61 | 25
JOT-06 | 2043-03-01 | 3 | 2043 | 2043 | WINTER | 58 | 58 | 58 | 58 | 58 | 58 | 25 | 56 | 56 | 56 | 56 | 56 | 56 | 25
JOT-06 | 2043-04-01 | 4 | 2043 | 2043 | SPRING | 55 | 55 | 55 | 55 | 55 | 55 | 25 | 54 | 54 | 54 | 54 | 54 | 54 | 25
JOT-06 | 2043-05-01 | 5 | 2043 | 2043 | SPRING | 54 | 54 | 54 | 56 | 56 | 56 | 25 | 52 | 52 | 52 | 54 | 54 | 54 | 25
JOT-06 | 2043-06-01 | 6 | 2043 | 2043 | SUMMER | 52 | 52 | 52 | 54 | 54 | 54 | 25 | 50 | 50 | 50 | 52 | 52 | 52 | 25
JOT-06 | 2043-07-01 | 7 | 2043 | 2043 | SUMMER | 50 | 50 | 50 | 52 | 52 | 52 | 25 | 49 | 49 | 49 | 51 | 51 | 51 | 25
JOT-06 | 2043-08-01 | 8 | 2043 | 2043 | SUMMER | 50 | 50 | 50 | 52 | 52 | 52 | 25 | 49 | 49 | 49 | 51 | 51 | 51 | 25
JOT-06 | 2043-09-01 | 9 | 2043 | 2043 | SUMMER | 53 | 53 | 53 | 55 | 55 | 55 | 25 | 51 | 51 | 51 | 53 | 53 | 53 | 25
JOT-06 | 2043-10-01 | 10 | 2044 | 2043 | FALL | 55 | 55 | 55 | 55 | 55 | 55 | 25 | 54 | 54 | 54 | 54 | 54 | 54 | 25
JOT-06 | 2043-11-01 | 11 | 2044 | 2043 | FALL | 58 | 58 | 58 | 58 | 58 | 58 | 25 | 56 | 56 | 56 | 56 | 56 | 56 | 25
JOT-06 | 2043-12-01 | 12 | 2044 | 2043 | WINTER | 62 | 62 | 62 | 62 | 62 | 62 | 25 | 61 | 61 | 61 | 61 | 61 | 61 | 25
JOT-06 | 2044-01-01 | 1 | 2044 | 2044 | WINTER | 63 | 63 | 63 | 63 | 63 | 63 | 25 | 61 | 61 | 61 | 61 | 61 | 61 | 25
JOT-06 | 2044-02-01 | 2 | 2044 | 2044 | WINTER | 62 | 62 | 62 | 62 | 62 | 62 | 25 | 61 | 61 | 61 | 61 | 61 | 61 | 25
JOT-06 | 2044-03-01 | 3 | 2044 | 2044 | WINTER | 58 | 58 | 58 | 58 | 58 | 58 | 25 | 56 | 56 | 56 | 56 | 56 | 56 | 25
JOT-06 | 2044-04-01 | 4 | 2044 | 2044 | SPRING | 55 | 55 | 55 | 55 | 55 | 55 | 25 | 54 | 54 | 54 | 54 | 54 | 54 | 25
JOT-06 | 2044-05-01 | 5 | 2044 | 2044 | SPRING | 54 | 54 | 54 | 56 | 56 | 56 | 25 | 52 | 52 | 52 | 54 | 54 | 54 | 25
JOT-06 | 2044-06-01 | 6 | 2044 | 2044 | SUMMER | 52 | 52 | 52 | 54 | 54 | 54 | 25 | 50 | 50 | 50 | 52 | 52 | 52 | 25
JOT-06 | 2044-07-01 | 7 | 2044 | 2044 | SUMMER | 50 | 50 | 50 | 52 | 52 | 52 | 25 | 49 | 49 | 49 | 51 | 51 | 51 | 25
JOT-06 | 2044-08-01 | 8 | 2044 | 2044 | SUMMER | 50 | 50 | 50 | 52 | 52 | 52 | 25 | 49 | 49 | 49 | 51 | 51 | 51 | 25
JOT-06 | 2044-09-01 | 9 | 2044 | 2044 | SUMMER | 53 | 53 | 53 | 55 | 55 | 55 | 25 | 51 | 51 | 51 | 53 | 53 | 53 | 25
JOT-06 | 2044-10-01 | 10 | 2045 | 2044 | FALL | 55 | 55 | 55 | 55 | 55 | 55 | 25 | 54 | 54 | 54 | 54 | 54 | 54 | 25
JOT-06 | 2044-11-01 | 11 | 2045 | 2044 | FALL | 58 | 58 | 58 | 58 | 58 | 58 | 25 | 56 | 56 | 56 | 56 | 56 | 56 | 25
JOT-06 | 2044-12-01 | 12 | 2045 | 2044 | WINTER | 62 | 62 | 62 | 62 | 62 | 62 | 25 | 61 | 61 | 61 | 61 | 61 | 61 | 25
JOT-06 | 2045-01-01 | 1 | 2045 | 2045 | WINTER | 63 | 63 | 63 | 63 | 63 | 63 | 25 | 61 | 61 | 61 | 61 | 61 | 61 | 25
JOT-06 | 2045-02-01 | 2 | 2045 | 2045 | WINTER | 62 | 62 | 62 | 62 | 62 | 62 | 25 | 61 | 61 | 61 | 61 | 61 | 61 | 25
JOT-06 | 2045-03-01 | 3 | 2045 | 2045 | WINTER | 58 | 58 | 58 | 58 | 58 | 58 | 25 | 56 | 56 | 56 | 56 | 56 | 56 | 25
JOT-06 | 2045-04-01 | 4 | 2045 | 2045 | SPRING | 55 | 55 | 55 | 55 | 55 | 55 | 25 | 54 | 54 | 54 | 54 | 54 | 54 | 25
JOT-06 | 2045-05-01 | 5 | 2045 | 2045 | SPRING | 54 | 54 | 54 | 56 | 56 | 56 | 25 | 52 | 52 | 52 | 54 | 54 | 54 | 25
JOT-06 | 2045-06-01 | 6 | 2045 | 2045 | SUMMER | 52 | 52 | 52 | 54 | 54 | 54 | 25 | 50 | 50 | 50 | 52 | 52 | 52 | 25
JOT-06 | 2045-07-01 | 7 | 2045 | 2045 | SUMMER | 50 | 50 | 50 | 52 | 52 | 52 | 25 | 49 | 49 | 49 | 51 | 51 | 51 | 25
JOT-06 | 2045-08-01 | 8 | 2045 | 2045 | SUMMER | 50 | 50 | 50 | 52 | 52 | 52 | 25 | 49 | 49 | 49 | 51 | 51 | 51 | 25
JOT-06 | 2045-09-01 | 9 | 2045 | 2045 | SUMMER | 53 | 53 | 53 | 55 | 55 | 55 | 25 | 51 | 51 | 51 | 53 | 53 | 53 | 25
JOT-06 | 2045-10-01 | 10 | 2046 | 2045 | FALL | 55 | 55 | 55 | 55 | 55 | 55 | 25 | 54 | 54 | 54 | 54 | 54 | 54 | 25
JOT-06 | 2045-11-01 | 11 | 2046 | 2045 | FALL | 58 | 58 | 58 | 58 | 58 | 58 | 25 | 56 | 56 | 56 | 56 | 56 | 56 | 25
JOT-06 | 2045-12-01 | 12 | 2046 | 2045 | WINTER | 62 | 62 | 62 | 62 | 62 | 62 | 25 | 61 | 61 | 61 | 61 | 61 | 61 | 25
JOT-06 | 2046-01-01 | 1 | 2046 | 2046 | WINTER | 63 | 63 | 63 | 63 | 63 | 63 | 25 | 61 | 61 | 61 | 61 | 61 | 61 | 25
JOT-06 | 2046-02-01 | 2 | 2046 | 2046 | WINTER | 62 | 62 | 62 | 62 | 62 | 62 | 25 | 61 | 61 | 61 | 61 | 61 | 61 | 25
JOT-06 | 2046-03-01 | 3 | 2046 | 2046 | WINTER | 58 | 58 | 58 | 58 | 58 | 58 | 25 | 56 | 56 | 56 | 56 | 56 | 56 | 25
JOT-06 | 2046-04-01 | 4 | 2046 | 2046 | SPRING | 55 | 55 | 55 | 55 | 55 | 55 | 25 | 54 | 54 | 54 | 54 | 54 | 54 | 25
JOT-06 | 2046-05-01 | 5 | 2046 | 2046 | SPRING | 54 | 54 | 54 | 56 | 56 | 56 | 25 | 52 | 52 | 52 | 54 | 54 | 54 | 25
JOT-06 | 2046-06-01 | 6 | 2046 | 2046 | SUMMER | 52 | 52 | 52 | 54 | 54 | 54 | 25 | 50 | 50 | 50 | 52 | 52 | 52 | 25
JOT-06 | 2046-07-01 | 7 | 2046 | 2046 | SUMMER | 50 | 50 | 50 | 52 | 52 | 52 | 25 | 49 | 49 | 49 | 51 | 51 | 51 | 25
JOT-06 | 2046-08-01 | 8 | 2046 | 2046 | SUMMER | 50 | 50 | 50 | 52 | 52 | 52 | 25 | 49 | 49 | 49 | 51 | 51 | 51 | 25
JOT-06 | 2046-09-01 | 9 | 2046 | 2046 | SUMMER | 53 | 53 | 53 | 55 | 55 | 55 | 25 | 51 | 51 | 51 | 53 | 53 | 53 | 25
JOT-06 | 2046-10-01 | 10 | 2047 | 2046 | FALL | 55 | 55 | 55 | 55 | 55 | 55 | 25 | 54 | 54 | 54 | 54 | 54 | 54 | 25
JOT-06 | 2046-11-01 | 11 | 2047 | 2046 | FALL | 58 | 58 | 58 | 58 | 58 | 58 | 25 | 56 | 56 | 56 | 56 | 56 | 56 | 25
JOT-06 | 2046-12-01 | 12 | 2047 | 2046 | WINTER | 62 | 62 | 62 | 62 | 62 | 62 | 25 | 61 | 61 | 61 | 61 | 61 | 61 | 25
JOT-06 | 2047-01-01 | 1 | 2047 | 2047 | WINTER | 63 | 63 | 63 | 63 | 63 | 63 | 25 | 61 | 61 | 61 | 61 | 61 | 61 | 25
JOT-06 | 2047-02-01 | 2 | 2047 | 2047 | WINTER | 62 | 62 | 62 | 62 | 62 | 62 | 25 | 61 | 61 | 61 | 61 | 61 | 61 | 25
JOT-06 | 2047-03-01 | 3 | 2047 | 2047 | WINTER | 58 | 58 | 58 | 58 | 58 | 58 | 25 | 56 | 56 | 56 | 56 | 56 | 56 | 25
JOT-06 | 2047-04-01 | 4 | 2047 | 2047 | SPRING | 55 | 55 | 55 | 55 | 55 | 55 | 25 | 54 | 54 | 54 | 54 | 54 | 54 | 25
JOT-06 | 2047-05-01 | 5 | 2047 | 2047 | SPRING | 54 | 54 | 54 | 56 | 56 | 56 | 25 | 52 | 52 | 52 | 54 | 54 | 54 | 25
JOT-06 | 2047-06-01 | 6 | 2047 | 2047 | SUMMER | 52 | 52 | 52 | 54 | 54 | 54 | 25 | 50 | 50 | 50 | 52 | 52 | 52 | 25
JOT-06 | 2047-07-01 | 7 | 2047 | 2047 | SUMMER | 50 | 50 | 50 | 52 | 52 | 52 | 25 | 49 | 49 | 49 | 51 | 51 | 51 | 25
JOT-06 | 2047-08-01 | 8 | 2047 | 2047 | SUMMER | 50 | 50 | 50 | 52 | 52 | 52 | 25 | 49 | 49 | 49 | 51 | 51 | 51 | 25
JOT-06 | 2047-09-01 | 9 | 2047 | 2047 | SUMMER | 53 | 53 | 53 | 55 | 55 | 55 | 25 | 51 | 51 | 51 | 53 | 53 | 53 | 25
JOT-07 | 2016-10-01 | 10 | 2017 | 2016 | FALL | 55 | 55 | 55 | 55 | 55 | 55 | 25 | 54 | 54 | 54 | 54 | 54 | 54 | 25
JOT-07 | 2016-11-01 | 11 | 2017 | 2016 | FALL | 58 | 58 | 58 | 58 | 58 | 58 | 25 | 56 | 56 | 56 | 56 | 56 | 56 | 25
JOT-07 | 2016-12-01 | 12 | 2017 | 2016 | WINTER | 62 | 62 | 62 | 62 | 62 | 62 | 25 | 61 | 61 | 61 | 61 | 61 | 61 | 25
JOT-07 | 2017-01-01 | 1 | 2017 | 2017 | WINTER | 63 | 63 | 63 | 63 | 63 | 63 | 25 | 61 | 61 | 61 | 61 | 61 | 61 | 25
JOT-07 | 2017-02-01 | 2 | 2017 | 2017 | WINTER | 62 | 62 | 62 | 62 | 62 | 62 | 25 | 61 | 61 | 61 | 61 | 61 | 61 | 25
JOT-07 | 2017-03-01 | 3 | 2017 | 2017 | WINTER | 58 | 58 | 58 | 58 | 58 | 58 | 25 | 56 | 56 | 56 | 56 | 56 | 56 | 25
JOT-07 | 2017-04-01 | 4 | 2017 | 2017 | SPRING | 55 | 55 | 55 | 55 | 55 | 55 | 25 | 54 | 54 | 54 | 54 | 54 | 54 | 25
JOT-07 | 2017-05-01 | 5 | 2017 | 2017 | SPRING | 54 | 54 | 54 | 56 | 56 | 56 | 25 | 52 | 52 | 52 | 54 | 54 | 54 | 25
JOT-07 | 2017-06-01 | 6 | 2017 | 2017 | SUMMER | 52 | 52 | 52 | 54 | 54 | 54 | 25 | 50 | 50 | 50 | 52 | 52 | 52 | 25
JOT-07 | 2017-07-01 | 7 | 2017 | 2017 | SUMMER | 50 | 50 | 50 | 52 | 52 | 52 | 25 | 49 | 49 | 49 | 51 | 51 | 51 | 25
JOT-07 | 2017-08-01 | 8 | 2017 | 2017 | SUMMER | 50 | 50 | 50 | 52 | 52 | 52 | 25 | 49 | 49 | 49 | 51 | 51 | 51 | 25
JOT-07 | 2017-09-01 | 9 | 2017 | 2017 | SUMMER | 53 | 53 | 53 | 55 | 55 | 55 | 25 | 51 | 51 | 51 | 53 | 53 | 53 | 25
JOT-07 | 2017-10-01 | 10 | 2018 | 2017 | FALL | 55 | 55 | 55 | 55 | 55 | 55 | 25 | 54 | 54 | 54 | 54 | 54 | 54 | 25
JOT-07 | 2017-11-01 | 11 | 2018 | 2017 | FALL | 58 | 58 | 58 | 58 | 58 | 58 | 25 | 56 | 56 | 56 | 56 | 56 | 56 | 25
JOT-07 | 2017-12-01 | 12 | 2018 | 2017 | WINTER | 62 | 62 | 62 | 62 | 62 | 62 | 25 | 61 | 61 | 61 | 61 | 61 | 61 | 25
JOT-07 | 2018-01-01 | 1 | 2018 | 2018 | WINTER | 63 | 63 | 63 | 63 | 63 | 63 | 25 | 61 | 61 | 61 | 61 | 61 | 61 | 25
JOT-07 | 2018-02-01 | 2 | 2018 | 2018 | WINTER | 62 | 62 | 62 | 62 | 62 | 62 | 25 | 61 | 61 | 61 | 61 | 61 | 61 | 25
JOT-07 | 2018-03-01 | 3 | 2018 | 2018 | WINTER | 58 | 58 | 58 | 58 | 58 | 58 | 25 | 56 | 56 | 56 | 56 | 56 | 56 | 25
JOT-07 | 2018-04-01 | 4 | 2018 | 2018 | SPRING | 55 | 55 | 55 | 55 | 55 | 55 | 25 | 54 | 54 | 54 | 54 | 54 | 54 | 25
JOT-07 | 2018-05-01 | 5 | 2018 | 2018 | SPRING | 54 | 54 | 54 | 56 | 56 | 56 | 25 | 52 | 52 | 52 | 54 | 54 | 54 | 25
JOT-07 | 2018-06-01 | 6 | 2018 | 2018 | SUMMER | 52 | 52 | 52 | 54 | 54 | 54 | 25 | 50 | 50 | 50 | 52 | 52 | 52 | 25
JOT-07 | 2018-07-01 | 7 | 2018 | 2018 | SUMMER | 50 | 50 | 50 | 52 | 52 | 52 | 25 | 49 | 49 | 49 | 51 | 51 | 51 | 25
JOT-07 | 2018-08-01 | 8 | 2018 | 2018 | SUMMER | 50 | 50 | 50 | 52 | 52 | 52 | 25 | 49 | 49 | 49 | 51 | 51 | 51 | 25
JOT-07 | 2018-09-01 | 9 | 2018 | 2018 | SUMMER | 53 | 53 | 53 | 55 | 55 | 55 | 25 | 51 | 51 | 51 | 53 | 53 | 53 | 25
JOT-07 | 2018-10-01 | 10 | 2019 | 2018 | FALL | 55 | 55 | 55 | 55 | 55 | 55 | 25 | 54 | 54 | 54 | 54 | 54 | 54 | 25
JOT-07 | 2018-11-01 | 11 | 2019 | 2018 | FALL | 58 | 58 | 58 | 58 | 58 | 58 | 25 | 56 | 56 | 56 | 56 | 56 | 56 | 25
JOT-07 | 2018-12-01 | 12 | 2019 | 2018 | WINTER | 62 | 62 | 62 | 62 | 62 | 62 | 25 | 61 | 61 | 61 | 61 | 61 | 61 | 25
JOT-07 | 2019-01-01 | 1 | 2019 | 2019 | WINTER | 63 | 63 | 63 | 63 | 63 | 63 | 25 | 61 | 61 | 61 | 61 | 61 | 61 | 25
JOT-07 | 2019-02-01 | 2 | 2019 | 2019 | WINTER | 62 | 62 | 62 | 62 | 62 | 62 | 25 | 61 | 61 | 61 | 61 | 61 | 61 | 25
JOT-07 | 2019-03-01 | 3 | 2019 | 2019 | WINTER | 58 | 58 | 58 | 58 | 58 | 58 | 25 | 56 | 56 | 56 | 56 | 56 | 56 | 25
JOT-07 | 2019-04-01 | 4 | 2019 | 2019 | SPRING | 55 | 55 | 55 | 55 | 55 | 55 | 25 | 54 | 54 | 54 | 54 | 54 | 54 | 25
JOT-07 | 2019-05-01 | 5 | 2019 | 2019 | SPRING | 54 | 54 | 54 | 56 | 56 | 56 | 25 | 52 | 52 | 52 | 54 | 54 | 54 | 25
JOT-07 | 2019-06-01 | 6 | 2019 | 2019 | SUMMER | 52 | 52 | 52 | 54 | 54 | 54 | 25 | 50 | 50 | 50 | 52 | 52 | 52 | 25
JOT-07 | 2019-07-01 | 7 | 2019 | 2019 | SUMMER | 50 | 50 | 50 | 52 | 52 | 52 | 25 | 49 | 49 | 49 | 51 | 51 | 51 | 25
JOT-07 | 2019-08-01 | 8 | 2019 | 2019 | SUMMER | 50 | 50 | 50 | 52 | 52 | 52 | 25 | 49 | 49 | 49 | 51 | 51 | 51 | 25
JOT-07 | 2019-09-01 | 9 | 2019 | 2019 | SUMMER | 53 | 53 | 53 | 55 | 55 | 55 | 25 | 51 | 51 | 51 | 53 | 53 | 53 | 25
JOT-07 | 2019-10-01 | 10 | 2020 | 2019 | FALL | 55 | 55 | 55 | 55 | 55 | 55 | 25 | 54 | 54 | 54 | 54 | 54 | 54 | 25
JOT-07 | 2019-11-01 | 11 | 2020 | 2019 | FALL | 58 | 58 | 58 | 58 | 58 | 58 | 25 | 56 | 56 | 56 | 56 | 56 | 56 | 25
JOT-07 | 2019-12-01 | 12 | 2020 | 2019 | WINTER | 62 | 62 | 62 | 62 | 62 | 62 | 25 | 61 | 61 | 61 | 61 | 61 | 61 | 25
JOT-07 | 2020-01-01 | 1 | 2020 | 2020 | WINTER | 63 | 63 | 63 | 63 | 63 | 63 | 25 | 61 | 61 | 61 | 61 | 61 | 61 | 25
JOT-07 | 2020-02-01 | 2 | 2020 | 2020 | WINTER | 62 | 62 | 62 | 62 | 62 | 62 | 25 | 61 | 61 | 61 | 61 | 61 | 61 | 25
JOT-07 | 2020-03-01 | 3 | 2020 | 2020 | WINTER | 58 | 58 | 58 | 58 | 58 | 58 | 25 | 56 | 56 | 56 | 56 | 56 | 56 | 25
JOT-07 | 2020-04-01 | 4 | 2020 | 2020 | SPRING | 55 | 55 | 55 | 55 | 55 | 55 | 25 | 54 | 54 | 54 | 54 | 54 | 54 | 25
JOT-07 | 2020-05-01 | 5 | 2020 | 2020 | SPRING | 54 | 54 | 54 | 56 | 56 | 56 | 25 | 52 | 52 | 52 | 54 | 54 | 54 | 25
JOT-07 | 2020-06-01 | 6 | 2020 | 2020 | SUMMER | 52 | 52 | 52 | 54 | 54 | 54 | 25 | 50 | 50 | 50 | 52 | 52 | 52 | 25
JOT-07 | 2020-07-01 | 7 | 2020 | 2020 | SUMMER | 50 | 50 | 50 | 52 | 52 | 52 | 25 | 49 | 49 | 49 | 51 | 51 | 51 | 25
JOT-07 | 2020-08-01 | 8 | 2020 | 2020 | SUMMER | 50 | 50 | 50 | 52 | 52 | 52 | 25 | 49 | 49 | 49 | 51 | 51 | 51 | 25
JOT-07 | 2020-09-01 | 9 | 2020 | 2020 | SUMMER | 53 | 53 | 53 | 55 | 55 | 55 | 25 | 51 | 51 | 51 | 53 | 53 | 53 | 25
JOT-07 | 2020-10-01 | 10 | 2021 | 2020 | FALL | 55 | 55 | 55 | 55 | 55 | 55 | 25 | 54 | 54 | 54 | 54 | 54 | 54 | 25
JOT-07 | 2020-11-01 | 11 | 2021 | 2020 | FALL | 58 | 58 | 58 | 58 | 58 | 58 | 25 | 56 | 56 | 56 | 56 | 56 | 56 | 25
JOT-07 | 2020-12-01 | 12 | 2021 | 2020 | WINTER | 62 | 62 | 62 | 62 | 62 | 62 | 25 | 61 | 61 | 61 | 61 | 61 | 61 | 25
JOT-07 | 2021-01-01 | 1 | 2021 | 2021 | WINTER | 63 | 63 | 63 | 63 | 63 | 63 | 25 | 61 | 61 | 61 | 61 | 61 | 61 | 25
JOT-07 | 2021-02-01 | 2 | 2021 | 2021 | WINTER | 62 | 62 | 62 | 62 | 62 | 62 | 25 | 61 | 61 | 61 | 61 | 61 | 61 | 25
JOT-07 | 2021-03-01 | 3 | 2021 | 2021 | WINTER | 58 | 58 | 58 | 58 | 58 | 58 | 25 | 56 | 56 | 56 | 56 | 56 | 56 | 25
JOT-07 | 2021-04-01 | 4 | 2021 | 2021 | SPRING | 55 | 55 | 55 | 55 | 55 | 55 | 25 | 54 | 54 | 54 | 54 | 54 | 54 | 25
JOT-07 | 2021-05-01 | 5 | 2021 | 2021 | SPRING | 54 | 54 | 54 | 56 | 56 | 56 | 25 | 52 | 52 | 52 | 54 | 54 | 54 | 25
JOT-07 | 2021-06-01 | 6 | 2021 | 2021 | SUMMER | 52 | 52 | 52 | 54 | 54 | 54 | 25 | 50 | 50 | 50 | 52 | 52 | 52 | 25
JOT-07 | 2021-07-01 | 7 | 2021 | 2021 | SUMMER | 50 | 50 | 50 | 52 | 52 | 52 | 25 | 49 | 49 | 49 | 51 | 51 | 51 | 25
JOT-07 | 2021-08-01 | 8 | 2021 | 2021 | SUMMER | 50 | 50 | 50 | 52 | 52 | 52 | 25 | 49 | 49 | 49 | 51 | 51 | 51 | 25
JOT-07 | 2021-09-01 | 9 | 2021 | 2021 | SUMMER | 53 | 53 | 53 | 55 | 55 | 55 | 25 | 51 | 51 | 51 | 53 | 53 | 53 | 25
JOT-07 | 2021-10-01 | 10 | 2022 | 2021 | FALL | 55 | 55 | 55 | 55 | 55 | 55 | 25 | 54 | 54 | 54 | 54 | 54 | 54 | 25
JOT-07 | 2021-11-01 | 11 | 2022 | 2021 | FALL | 58 | 58 | 58 | 58 | 58 | 58 | 25 | 56 | 56 | 56 | 56 | 56 | 56 | 25
JOT-07 | 2021-12-01 | 12 | 2022 | 2021 | WINTER | 62 | 62 | 62 | 62 | 62 | 62 | 25 | 61 | 61 | 61 | 61 | 61 | 61 | 25
JOT-07 | 2022-01-01 | 1 | 2022 | 2022 | WINTER | 63 | 63 | 63 | 63 | 63 | 63 | 25 | 61 | 61 | 61 | 61 | 61 | 61 | 25
JOT-07 | 2022-02-01 | 2 | 2022 | 2022 | WINTER | 62 | 62 | 62 | 62 | 62 | 62 | 25 | 61 | 61 | 61 | 61 | 61 | 61 | 25
JOT-07 | 2022-03-01 | 3 | 2022 | 2022 | WINTER | 58 | 58 | 58 | 58 | 58 | 58 | 25 | 56 | 56 | 56 | 56 | 56 | 56 | 25
JOT-07 | 2022-04-01 | 4 | 2022 | 2022 | SPRING | 55 | 55 | 55 | 55 | 55 | 55 | 25 | 54 | 54 | 54 | 54 | 54 | 54 | 25
JOT-07 | 2022-05-01 | 5 | 2022 | 2022 | SPRING | 54 | 54 | 54 | 56 | 56 | 56 | 25 | 52 | 52 | 52 | 54 | 54 | 54 | 25
JOT-07 | 2022-06-01 | 6 | 2022 | 2022 | SUMMER | 52 | 52 | 52 | 54 | 54 | 54 | 25 | 50 | 50 | 50 | 52 | 52 | 52 | 25
JOT-07 | 2022-07-01 | 7 | 2022 | 2022 | SUMMER | 50 | 50 | 50 | 52 | 52 | 52 | 25 | 49 | 49 | 49 | 51 | 51 | 51 | 25
JOT-07 | 2022-08-01 | 8 | 2022 | 2022 | SUMMER | 50 | 50 | 50 | 52 | 52 | 52 | 25 | 49 | 49 | 49 | 51 | 51 | 51 | 25
JOT-07 | 2022-09-01 | 9 | 2022 | 2022 | SUMMER | 53 | 53 | 53 | 55 | 55 | 55 | 25 | 51 | 51 | 51 | 53 | 53 | 53 | 25
JOT-07 | 2022-10-01 | 10 | 2023 | 2022 | FALL | 55 | 55 | 55 | 55 | 55 | 55 | 25 | 54 | 54 | 54 | 54 | 54 | 54 | 25
JOT-07 | 2022-11-01 | 11 | 2023 | 2022 | FALL | 58 | 58 | 58 | 58 | 58 | 58 | 25 | 56 | 56 | 56 | 56 | 56 | 56 | 25
JOT-07 | 2022-12-01 | 12 | 2023 | 2022 | WINTER | 62 | 62 | 62 | 62 | 62 | 62 | 25 | 61 | 61 | 61 | 61 | 61 | 61 | 25
JOT-07 | 2023-01-01 | 1 | 2023 | 2023 | WINTER | 63 | 63 | 63 | 63 | 63 | 63 | 25 | 61 | 61 | 61 | 61 | 61 | 61 | 25
JOT-07 | 2023-02-01 | 2 | 2023 | 2023 | WINTER | 62 | 62 | 62 | 62 | 62 | 62 | 25 | 61 | 61 | 61 | 61 | 61 | 61 | 25
JOT-07 | 2023-03-01 | 3 | 2023 | 2023 | WINTER | 58 | 58 | 58 | 58 | 58 | 58 | 25 | 56 | 56 | 56 | 56 | 56 | 56 | 25
JOT-07 | 2023-04-01 | 4 | 2023 | 2023 | SPRING | 55 | 55 | 55 | 55 | 55 | 55 | 25 | 54 | 54 | 54 | 54 | 54 | 54 | 25
JOT-07 | 2023-05-01 | 5 | 2023 | 2023 | SPRING | 54 | 54 | 54 | 56 | 56 | 56 | 25 | 52 | 52 | 52 | 54 | 54 | 54 | 25
JOT-07 | 2023-06-01 | 6 | 2023 | 2023 | SUMMER | 52 | 52 | 52 | 54 | 54 | 54 | 25 | 50 | 50 | 50 | 52 | 52 | 52 | 25
JOT-07 | 2023-07-01 | 7 | 2023 | 2023 | SUMMER | 50 | 50 | 50 | 52 | 52 | 52 | 25 | 49 | 49 | 49 | 51 | 51 | 51 | 25
JOT-07 | 2023-08-01 | 8 | 2023 | 2023 | SUMMER | 50 | 50 | 50 | 52 | 52 | 52 | 25 | 49 | 49 | 49 | 51 | 51 | 51 | 25
JOT-07 | 2023-09-01 | 9 | 2023 | 2023 | SUMMER | 53 | 53 | 53 | 55 | 55 | 55 | 25 | 51 | 51 | 51 | 53 | 53 | 53 | 25
JOT-07 | 2023-10-01 | 10 | 2024 | 2023 | FALL | 55 | 55 | 55 | 55 | 55 | 55 | 25 | 54 | 54 | 54 | 54 | 54 | 54 | 25
JOT-07 | 2023-11-01 | 11 | 2024 | 2023 | FALL | 58 | 58 | 58 | 58 | 58 | 58 | 25 | 56 | 56 | 56 | 56 | 56 | 56 | 25
JOT-07 | 2023-12-01 | 12 | 2024 | 2023 | WINTER | 62 | 62 | 62 | 62 | 62 | 62 | 25 | 61 | 61 | 61 | 61 | 61 | 61 | 25
JOT-07 | 2024-01-01 | 1 | 2024 | 2024 | WINTER | 63 | 63 | 63 | 63 | 63 | 63 | 25 | 61 | 61 | 61 | 61 | 61 | 61 | 25
JOT-07 | 2024-02-01 | 2 | 2024 | 2024 | WINTER | 62 | 62 | 62 | 62 | 62 | 62 | 25 | 61 | 61 | 61 | 61 | 61 | 61 | 25
JOT-07 | 2024-03-01 | 3 | 2024 | 2024 | WINTER | 58 | 58 | 58 | 58 | 58 | 58 | 25 | 56 | 56 | 56 | 56 | 56 | 56 | 25
JOT-07 | 2024-04-01 | 4 | 2024 | 2024 | SPRING | 55 | 55 | 55 | 55 | 55 | 55 | 25 | 54 | 54 | 54 | 54 | 54 | 54 | 25
JOT-07 | 2024-05-01 | 5 | 2024 | 2024 | SPRING | 54 | 54 | 54 | 56 | 56 | 56 | 25 | 52 | 52 | 52 | 54 | 54 | 54 | 25
JOT-07 | 2024-06-01 | 6 | 2024 | 2024 | SUMMER | 52 | 52 | 52 | 54 | 54 | 54 | 25 | 50 | 50 | 50 | 52 | 52 | 52 | 25
JOT-07 | 2024-07-01 | 7 | 2024 | 2024 | SUMMER | 50 | 50 | 50 | 52 | 52 | 52 | 25 | 49 | 49 | 49 | 51 | 51 | 51 | 25
JOT-07 | 2024-08-01 | 8 | 2024 | 2024 | SUMMER | 50 | 50 | 50 | 52 | 52 | 52 | 25 | 49 | 49 | 49 | 51 | 51 | 51 | 25
JOT-07 | 2024-09-01 | 9 | 2024 | 2024 | SUMMER | 53 | 53 | 53 | 55 | 55 | 55 | 25 | 51 | 51 | 51 | 53 | 53 | 53 | 25
JOT-07 | 2024-10-01 | 10 | 2025 | 2024 | FALL | 55 | 55 | 55 | 55 | 55 | 55 | 25 | 54 | 54 | 54 | 54 | 54 | 54 | 25
JOT-07 | 2024-11-01 | 11 | 2025 | 2024 | FALL | 58 | 58 | 58 | 58 | 58 | 58 | 25 | 56 | 56 | 56 | 56 | 56 | 56 | 25
JOT-07 | 2024-12-01 | 12 | 2025 | 2024 | WINTER | 62 | 62 | 62 | 62 | 62 | 62 | 25 | 61 | 61 | 61 | 61 | 61 | 61 | 25
JOT-07 | 2025-01-01 | 1 | 2025 | 2025 | WINTER | 63 | 63 | 63 | 63 | 63 | 63 | 25 | 61 | 61 | 61 | 61 | 61 | 61 | 25
JOT-07 | 2025-02-01 | 2 | 2025 | 2025 | WINTER | 62 | 62 | 62 | 62 | 62 | 62 | 25 | 61 | 61 | 61 | 61 | 61 | 61 | 25
JOT-07 | 2025-03-01 | 3 | 2025 | 2025 | WINTER | 58 | 58 | 58 | 58 | 58 | 58 | 25 | 56 | 56 | 56 | 56 | 56 | 56 | 25
JOT-07 | 2025-04-01 | 4 | 2025 | 2025 | SPRING | 55 | 55 | 55 | 55 | 55 | 55 | 25 | 54 | 54 | 54 | 54 | 54 | 54 | 25
JOT-07 | 2025-05-01 | 5 | 2025 | 2025 | SPRING | 54 | 54 | 54 | 56 | 56 | 56 | 25 | 52 | 52 | 52 | 54 | 54 | 54 | 25
JOT-07 | 2025-06-01 | 6 | 2025 | 2025 | SUMMER | 52 | 52 | 52 | 54 | 54 | 54 | 25 | 50 | 50 | 50 | 52 | 52 | 52 | 25
JOT-07 | 2025-07-01 | 7 | 2025 | 2025 | SUMMER | 50 | 50 | 50 | 52 | 52 | 52 | 25 | 49 | 49 | 49 | 51 | 51 | 51 | 25
JOT-07 | 2025-08-01 | 8 | 2025 | 2025 | SUMMER | 50 | 50 | 50 | 52 | 52 | 52 | 25 | 49 | 49 | 49 | 51 | 51 | 51 | 25
JOT-07 | 2025-09-01 | 9 | 2025 | 2025 | SUMMER | 53 | 53 | 53 | 55 | 55 | 55 | 25 | 51 | 51 | 51 | 53 | 53 | 53 | 25
JOT-07 | 2025-10-01 | 10 | 2026 | 2025 | FALL | 55 | 55 | 55 | 55 | 55 | 55 | 25 | 54 | 54 | 54 | 54 | 54 | 54 | 25
JOT-07 | 2025-11-01 | 11 | 2026 | 2025 | FALL | 58 | 58 | 58 | 58 | 58 | 58 | 25 | 56 | 56 | 56 | 56 | 56 | 56 | 25
JOT-07 | 2025-12-01 | 12 | 2026 | 2025 | WINTER | 62 | 62 | 62 | 62 | 62 | 62 | 25 | 61 | 61 | 61 | 61 | 61 | 61 | 25
JOT-07 | 2026-01-01 | 1 | 2026 | 2026 | WINTER | 63 | 63 | 63 | 63 | 63 | 63 | 25 | 61 | 61 | 61 | 61 | 61 | 61 | 25
JOT-07 | 2026-02-01 | 2 | 2026 | 2026 | WINTER | 62 | 62 | 62 | 62 | 62 | 62 | 25 | 61 | 61 | 61 | 61 | 61 | 61 | 25
JOT-07 | 2026-03-01 | 3 | 2026 | 2026 | WINTER | 58 | 58 | 58 | 58 | 58 | 58 | 25 | 56 | 56 | 56 | 56 | 56 | 56 | 25
JOT-07 | 2026-04-01 | 4 | 2026 | 2026 | SPRING | 55 | 55 | 55 | 55 | 55 | 55 | 25 | 54 | 54 | 54 | 54 | 54 | 54 | 25
JOT-07 | 2026-05-01 | 5 | 2026 | 2026 | SPRING | 54 | 54 | 54 | 56 | 56 | 56 | 25 | 52 | 52 | 52 | 54 | 54 | 54 | 25
JOT-07 | 2026-06-01 | 6 | 2026 | 2026 | SUMMER | 52 | 52 | 52 | 54 | 54 | 54 | 25 | 50 | 50 | 50 | 52 | 52 | 52 | 25
JOT-07 | 2026-07-01 | 7 | 2026 | 2026 | SUMMER | 50 | 50 | 50 | 52 | 52 | 52 | 25 | 49 | 49 | 49 | 51 | 51 | 51 | 25
JOT-07 | 2026-08-01 | 8 | 2026 | 2026 | SUMMER | 50 | 50 | 50 | 52 | 52 | 52 | 25 | 49 | 49 | 49 | 51 | 51 | 51 | 25
JOT-07 | 2026-09-01 | 9 | 2026 | 2026 | SUMMER | 53 | 53 | 53 | 55 | 55 | 55 | 25 | 51 | 51 | 51 | 53 | 53 | 53 | 25
JOT-07 | 2026-10-01 | 10 | 2027 | 2026 | FALL | 55 | 55 | 55 | 55 | 55 | 55 | 25 | 54 | 54 | 54 | 54 | 54 | 54 | 25
JOT-07 | 2026-11-01 | 11 | 2027 | 2026 | FALL | 58 | 58 | 58 | 58 | 58 | 58 | 25 | 56 | 56 | 56 | 56 | 56 | 56 | 25
JOT-07 | 2026-12-01 | 12 | 2027 | 2026 | WINTER | 62 | 62 | 62 | 62 | 62 | 62 | 25 | 61 | 61 | 61 | 61 | 61 | 61 | 25
JOT-07 | 2027-01-01 | 1 | 2027 | 2027 | WINTER | 63 | 63 | 63 | 63 | 63 | 63 | 25 | 61 | 61 | 61 | 61 | 61 | 61 | 25
JOT-07 | 2027-02-01 | 2 | 2027 | 2027 | WINTER | 62 | 62 | 62 | 62 | 62 | 62 | 25 | 61 | 61 | 61 | 61 | 61 | 61 | 25
JOT-07 | 2027-03-01 | 3 | 2027 | 2027 | WINTER | 58 | 58 | 58 | 58 | 58 | 58 | 25 | 56 | 56 | 56 | 56 | 56 | 56 | 25
JOT-07 | 2027-04-01 | 4 | 2027 | 2027 | SPRING | 55 | 55 | 55 | 55 | 55 | 55 | 25 | 54 | 54 | 54 | 54 | 54 | 54 | 25
JOT-07 | 2027-05-01 | 5 | 2027 | 2027 | SPRING | 54 | 54 | 54 | 56 | 56 | 56 | 25 | 52 | 52 | 52 | 54 | 54 | 54 | 25
JOT-07 | 2027-06-01 | 6 | 2027 | 2027 | SUMMER | 52 | 52 | 52 | 54 | 54 | 54 | 25 | 50 | 50 | 50 | 52 | 52 | 52 | 25
JOT-07 | 2027-07-01 | 7 | 2027 | 2027 | SUMMER | 50 | 50 | 50 | 52 | 52 | 52 | 25 | 49 | 49 | 49 | 51 | 51 | 51 | 25
JOT-07 | 2027-08-01 | 8 | 2027 | 2027 | SUMMER | 50 | 50 | 50 | 52 | 52 | 52 | 25 | 49 | 49 | 49 | 51 | 51 | 51 | 25
JOT-07 | 2027-09-01 | 9 | 2027 | 2027 | SUMMER | 53 | 53 | 53 | 55 | 55 | 55 | 25 | 51 | 51 | 51 | 53 | 53 | 53 | 25
JOT-07 | 2027-10-01 | 10 | 2028 | 2027 | FALL | 55 | 55 | 55 | 55 | 55 | 55 | 25 | 54 | 54 | 54 | 54 | 54 | 54 | 25
JOT-07 | 2027-11-01 | 11 | 2028 | 2027 | FALL | 58 | 58 | 58 | 58 | 58 | 58 | 25 | 56 | 56 | 56 | 56 | 56 | 56 | 25
JOT-07 | 2027-12-01 | 12 | 2028 | 2027 | WINTER | 62 | 62 | 62 | 62 | 62 | 62 | 25 | 61 | 61 | 61 | 61 | 61 | 61 | 25
JOT-07 | 2028-01-01 | 1 | 2028 | 2028 | WINTER | 63 | 63 | 63 | 63 | 63 | 63 | 25 | 61 | 61 | 61 | 61 | 61 | 61 | 25
JOT-07 | 2028-02-01 | 2 | 2028 | 2028 | WINTER | 62 | 62 | 62 | 62 | 62 | 62 | 25 | 61 | 61 | 61 | 61 | 61 | 61 | 25
JOT-07 | 2028-03-01 | 3 | 2028 | 2028 | WINTER | 58 | 58 | 58 | 58 | 58 | 58 | 25 | 56 | 56 | 56 | 56 | 56 | 56 | 25
JOT-07 | 2028-04-01 | 4 | 2028 | 2028 | SPRING | 55 | 55 | 55 | 55 | 55 | 55 | 25 | 54 | 54 | 54 | 54 | 54 | 54 | 25
JOT-07 | 2028-05-01 | 5 | 2028 | 2028 | SPRING | 54 | 54 | 54 | 56 | 56 | 56 | 25 | 52 | 52 | 52 | 54 | 54 | 54 | 25
JOT-07 | 2028-06-01 | 6 | 2028 | 2028 | SUMMER | 52 | 52 | 52 | 54 | 54 | 54 | 25 | 50 | 50 | 50 | 52 | 52 | 52 | 25
JOT-07 | 2028-07-01 | 7 | 2028 | 2028 | SUMMER | 50 | 50 | 50 | 52 | 52 | 52 | 25 | 49 | 49 | 49 | 51 | 51 | 51 | 25
JOT-07 | 2028-08-01 | 8 | 2028 | 2028 | SUMMER | 50 | 50 | 50 | 52 | 52 | 52 | 25 | 49 | 49 | 49 | 51 | 51 | 51 | 25
JOT-07 | 2028-09-01 | 9 | 2028 | 2028 | SUMMER | 53 | 53 | 53 | 55 | 55 | 55 | 25 | 51 | 51 | 51 | 53 | 53 | 53 | 25
JOT-07 | 2028-10-01 | 10 | 2029 | 2028 | FALL | 55 | 55 | 55 | 55 | 55 | 55 | 25 | 54 | 54 | 54 | 54 | 54 | 54 | 25
JOT-07 | 2028-11-01 | 11 | 2029 | 2028 | FALL | 58 | 58 | 58 | 58 | 58 | 58 | 25 | 56 | 56 | 56 | 56 | 56 | 56 | 25
JOT-07 | 2028-12-01 | 12 | 2029 | 2028 | WINTER | 62 | 62 | 62 | 62 | 62 | 62 | 25 | 61 | 61 | 61 | 61 | 61 | 61 | 25
JOT-07 | 2029-01-01 | 1 | 2029 | 2029 | WINTER | 63 | 63 | 63 | 63 | 63 | 63 | 25 | 61 | 61 | 61 | 61 | 61 | 61 | 25
JOT-07 | 2029-02-01 | 2 | 2029 | 2029 | WINTER | 62 | 62 | 62 | 62 | 62 | 62 | 25 | 61 | 61 | 61 | 61 | 61 | 61 | 25
JOT-07 | 2029-03-01 | 3 | 2029 | 2029 | WINTER | 58 | 58 | 58 | 58 | 58 | 58 | 25 | 56 | 56 | 56 | 56 | 56 | 56 | 25
JOT-07 | 2029-04-01 | 4 | 2029 | 2029 | SPRING | 55 | 55 | 55 | 55 | 55 | 55 | 25 | 54 | 54 | 54 | 54 | 54 | 54 | 25
JOT-07 | 2029-05-01 | 5 | 2029 | 2029 | SPRING | 54 | 54 | 54 | 56 | 56 | 56 | 25 | 52 | 52 | 52 | 54 | 54 | 54 | 25
JOT-07 | 2029-06-01 | 6 | 2029 | 2029 | SUMMER | 52 | 52 | 52 | 54 | 54 | 54 | 25 | 50 | 50 | 50 | 52 | 52 | 52 | 25
JOT-07 | 2029-07-01 | 7 | 2029 | 2029 | SUMMER | 50 | 50 | 50 | 52 | 52 | 52 | 25 | 49 | 49 | 49 | 51 | 51 | 51 | 25
JOT-07 | 2029-08-01 | 8 | 2029 | 2029 | SUMMER | 50 | 50 | 50 | 52 | 52 | 52 | 25 | 49 | 49 | 49 | 51 | 51 | 51 | 25
JOT-07 | 2029-09-01 | 9 | 2029 | 2029 | SUMMER | 53 | 53 | 53 | 55 | 55 | 55 | 25 | 51 | 51 | 51 | 53 | 53 | 53 | 25
JOT-07 | 2029-10-01 | 10 | 2030 | 2029 | FALL | 55 | 55 | 55 | 55 | 55 | 55 | 25 | 54 | 54 | 54 | 54 | 54 | 54 | 25
JOT-07 | 2029-11-01 | 11 | 2030 | 2029 | FALL | 58 | 58 | 58 | 58 | 58 | 58 | 25 | 56 | 56 | 56 | 56 | 56 | 56 | 25
JOT-07 | 2029-12-01 | 12 | 2030 | 2029 | WINTER | 62 | 62 | 62 | 62 | 62 | 62 | 25 | 61 | 61 | 61 | 61 | 61 | 61 | 25
JOT-07 | 2030-01-01 | 1 | 2030 | 2030 | WINTER | 63 | 63 | 63 | 63 | 63 | 63 | 25 | 61 | 61 | 61 | 61 | 61 | 61 | 25
JOT-07 | 2030-02-01 | 2 | 2030 | 2030 | WINTER | 62 | 62 | 62 | 62 | 62 | 62 | 25 | 61 | 61 | 61 | 61 | 61 | 61 | 25
JOT-07 | 2030-03-01 | 3 | 2030 | 2030 | WINTER | 58 | 58 | 58 | 58 | 58 | 58 | 25 | 56 | 56 | 56 | 56 | 56 | 56 | 25
JOT-07 | 2030-04-01 | 4 | 2030 | 2030 | SPRING | 55 | 55 | 55 | 55 | 55 | 55 | 25 | 54 | 54 | 54 | 54 | 54 | 54 | 25
JOT-07 | 2030-05-01 | 5 | 2030 | 2030 | SPRING | 54 | 54 | 54 | 56 | 56 | 56 | 25 | 52 | 52 | 52 | 54 | 54 | 54 | 25
JOT-07 | 2030-06-01 | 6 | 2030 | 2030 | SUMMER | 52 | 52 | 52 | 54 | 54 | 54 | 25 | 50 | 50 | 50 | 52 | 52 | 52 | 25
JOT-07 | 2030-07-01 | 7 | 2030 | 2030 | SUMMER | 50 | 50 | 50 | 52 | 52 | 52 | 25 | 49 | 49 | 49 | 51 | 51 | 51 | 25
JOT-07 | 2030-08-01 | 8 | 2030 | 2030 | SUMMER | 50 | 50 | 50 | 52 | 52 | 52 | 25 | 49 | 49 | 49 | 51 | 51 | 51 | 25
JOT-07 | 2030-09-01 | 9 | 2030 | 2030 | SUMMER | 53 | 53 | 53 | 55 | 55 | 55 | 25 | 51 | 51 | 51 | 53 | 53 | 53 | 25
JOT-07 | 2030-10-01 | 10 | 2031 | 2030 | FALL | 55 | 55 | 55 | 55 | 55 | 55 | 25 | 54 | 54 | 54 | 54 | 54 | 54 | 25
JOT-07 | 2030-11-01 | 11 | 2031 | 2030 | FALL | 58 | 58 | 58 | 58 | 58 | 58 | 25 | 56 | 56 | 56 | 56 | 56 | 56 | 25
JOT-07 | 2030-12-01 | 12 | 2031 | 2030 | WINTER | 62 | 62 | 62 | 62 | 62 | 62 | 25 | 61 | 61 | 61 | 61 | 61 | 61 | 25
JOT-07 | 2031-01-01 | 1 | 2031 | 2031 | WINTER | 63 | 63 | 63 | 63 | 63 | 63 | 25 | 61 | 61 | 61 | 61 | 61 | 61 | 25
JOT-07 | 2031-02-01 | 2 | 2031 | 2031 | WINTER | 62 | 62 | 62 | 62 | 62 | 62 | 25 | 61 | 61 | 61 | 61 | 61 | 61 | 25
JOT-07 | 2031-03-01 | 3 | 2031 | 2031 | WINTER | 58 | 58 | 58 | 58 | 58 | 58 | 25 | 56 | 56 | 56 | 56 | 56 | 56 | 25
JOT-07 | 2031-04-01 | 4 | 2031 | 2031 | SPRING | 55 | 55 | 55 | 55 | 55 | 55 | 25 | 54 | 54 | 54 | 54 | 54 | 54 | 25
JOT-07 | 2031-05-01 | 5 | 2031 | 2031 | SPRING | 54 | 54 | 54 | 56 | 56 | 56 | 25 | 52 | 52 | 52 | 54 | 54 | 54 | 25
JOT-07 | 2031-06-01 | 6 | 2031 | 2031 | SUMMER | 52 | 52 | 52 | 54 | 54 | 54 | 25 | 50 | 50 | 50 | 52 | 52 | 52 | 25
JOT-07 | 2031-07-01 | 7 | 2031 | 2031 | SUMMER | 50 | 50 | 50 | 52 | 52 | 52 | 25 | 49 | 49 | 49 | 51 | 51 | 51 | 25
JOT-07 | 2031-08-01 | 8 | 2031 | 2031 | SUMMER | 50 | 50 | 50 | 52 | 52 | 52 | 25 | 49 | 49 | 49 | 51 | 51 | 51 | 25
JOT-07 | 2031-09-01 | 9 | 2031 | 2031 | SUMMER | 53 | 53 | 53 | 55 | 55 | 55 | 25 | 51 | 51 | 51 | 53 | 53 | 53 | 25
JOT-07 | 2031-10-01 | 10 | 2032 | 2031 | FALL | 55 | 55 | 55 | 55 | 55 | 55 | 25 | 54 | 54 | 54 | 54 | 54 | 54 | 25
JOT-07 | 2031-11-01 | 11 | 2032 | 2031 | FALL | 58 | 58 | 58 | 58 | 58 | 58 | 25 | 56 | 56 | 56 | 56 | 56 | 56 | 25
JOT-07 | 2031-12-01 | 12 | 2032 | 2031 | WINTER | 62 | 62 | 62 | 62 | 62 | 62 | 25 | 61 | 61 | 61 | 61 | 61 | 61 | 25
JOT-07 | 2032-01-01 | 1 | 2032 | 2032 | WINTER | 63 | 63 | 63 | 63 | 63 | 63 | 25 | 61 | 61 | 61 | 61 | 61 | 61 | 25
JOT-07 | 2032-02-01 | 2 | 2032 | 2032 | WINTER | 62 | 62 | 62 | 62 | 62 | 62 | 25 | 61 | 61 | 61 | 61 | 61 | 61 | 25
JOT-07 | 2032-03-01 | 3 | 2032 | 2032 | WINTER | 58 | 58 | 58 | 58 | 58 | 58 | 25 | 56 | 56 | 56 | 56 | 56 | 56 | 25
JOT-07 | 2032-04-01 | 4 | 2032 | 2032 | SPRING | 55 | 55 | 55 | 55 | 55 | 55 | 25 | 54 | 54 | 54 | 54 | 54 | 54 | 25
JOT-07 | 2032-05-01 | 5 | 2032 | 2032 | SPRING | 54 | 54 | 54 | 56 | 56 | 56 | 25 | 52 | 52 | 52 | 54 | 54 | 54 | 25
JOT-07 | 2032-06-01 | 6 | 2032 | 2032 | SUMMER | 52 | 52 | 52 | 54 | 54 | 54 | 25 | 50 | 50 | 50 | 52 | 52 | 52 | 25
JOT-07 | 2032-07-01 | 7 | 2032 | 2032 | SUMMER | 50 | 50 | 50 | 52 | 52 | 52 | 25 | 49 | 49 | 49 | 51 | 51 | 51 | 25
JOT-07 | 2032-08-01 | 8 | 2032 | 2032 | SUMMER | 50 | 50 | 50 | 52 | 52 | 52 | 25 | 49 | 49 | 49 | 51 | 51 | 51 | 25
JOT-07 | 2032-09-01 | 9 | 2032 | 2032 | SUMMER | 53 | 53 | 53 | 55 | 55 | 55 | 25 | 51 | 51 | 51 | 53 | 53 | 53 | 25
JOT-07 | 2032-10-01 | 10 | 2033 | 2032 | FALL | 55 | 55 | 55 | 55 | 55 | 55 | 25 | 54 | 54 | 54 | 54 | 54 | 54 | 25
JOT-07 | 2032-11-01 | 11 | 2033 | 2032 | FALL | 58 | 58 | 58 | 58 | 58 | 58 | 25 | 56 | 56 | 56 | 56 | 56 | 56 | 25
JOT-07 | 2032-12-01 | 12 | 2033 | 2032 | WINTER | 62 | 62 | 62 | 62 | 62 | 62 | 25 | 61 | 61 | 61 | 61 | 61 | 61 | 25
JOT-07 | 2033-01-01 | 1 | 2033 | 2033 | WINTER | 63 | 63 | 63 | 63 | 63 | 63 | 25 | 61 | 61 | 61 | 61 | 61 | 61 | 25
JOT-07 | 2033-02-01 | 2 | 2033 | 2033 | WINTER | 62 | 62 | 62 | 62 | 62 | 62 | 25 | 61 | 61 | 61 | 61 | 61 | 61 | 25
JOT-07 | 2033-03-01 | 3 | 2033 | 2033 | WINTER | 58 | 58 | 58 | 58 | 58 | 58 | 25 | 56 | 56 | 56 | 56 | 56 | 56 | 25
JOT-07 | 2033-04-01 | 4 | 2033 | 2033 | SPRING | 55 | 55 | 55 | 55 | 55 | 55 | 25 | 54 | 54 | 54 | 54 | 54 | 54 | 25
JOT-07 | 2033-05-01 | 5 | 2033 | 2033 | SPRING | 54 | 54 | 54 | 56 | 56 | 56 | 25 | 52 | 52 | 52 | 54 | 54 | 54 | 25
JOT-07 | 2033-06-01 | 6 | 2033 | 2033 | SUMMER | 52 | 52 | 52 | 54 | 54 | 54 | 25 | 50 | 50 | 50 | 52 | 52 | 52 | 25
JOT-07 | 2033-07-01 | 7 | 2033 | 2033 | SUMMER | 50 | 50 | 50 | 52 | 52 | 52 | 25 | 49 | 49 | 49 | 51 | 51 | 51 | 25
JOT-07 | 2033-08-01 | 8 | 2033 | 2033 | SUMMER | 50 | 50 | 50 | 52 | 52 | 52 | 25 | 49 | 49 | 49 | 51 | 51 | 51 | 25
JOT-07 | 2033-09-01 | 9 | 2033 | 2033 | SUMMER | 53 | 53 | 53 | 55 | 55 | 55 | 25 | 51 | 51 | 51 | 53 | 53 | 53 | 25
JOT-07 | 2033-10-01 | 10 | 2034 | 2033 | FALL | 55 | 55 | 55 | 55 | 55 | 55 | 25 | 54 | 54 | 54 | 54 | 54 | 54 | 25
JOT-07 | 2033-11-01 | 11 | 2034 | 2033 | FALL | 58 | 58 | 58 | 58 | 58 | 58 | 25 | 56 | 56 | 56 | 56 | 56 | 56 | 25
JOT-07 | 2033-12-01 | 12 | 2034 | 2033 | WINTER | 62 | 62 | 62 | 62 | 62 | 62 | 25 | 61 | 61 | 61 | 61 | 61 | 61 | 25
JOT-07 | 2034-01-01 | 1 | 2034 | 2034 | WINTER | 63 | 63 | 63 | 63 | 63 | 63 | 25 | 61 | 61 | 61 | 61 | 61 | 61 | 25
JOT-07 | 2034-02-01 | 2 | 2034 | 2034 | WINTER | 62 | 62 | 62 | 62 | 62 | 62 | 25 | 61 | 61 | 61 | 61 | 61 | 61 | 25
JOT-07 | 2034-03-01 | 3 | 2034 | 2034 | WINTER | 58 | 58 | 58 | 58 | 58 | 58 | 25 | 56 | 56 | 56 | 56 | 56 | 56 | 25
JOT-07 | 2034-04-01 | 4 | 2034 | 2034 | SPRING | 55 | 55 | 55 | 55 | 55 | 55 | 25 | 54 | 54 | 54 | 54 | 54 | 54 | 25
JOT-07 | 2034-05-01 | 5 | 2034 | 2034 | SPRING | 54 | 54 | 54 | 56 | 56 | 56 | 25 | 52 | 52 | 52 | 54 | 54 | 54 | 25
JOT-07 | 2034-06-01 | 6 | 2034 | 2034 | SUMMER | 52 | 52 | 52 | 54 | 54 | 54 | 25 | 50 | 50 | 50 | 52 | 52 | 52 | 25
JOT-07 | 2034-07-01 | 7 | 2034 | 2034 | SUMMER | 50 | 50 | 50 | 52 | 52 | 52 | 25 | 49 | 49 | 49 | 51 | 51 | 51 | 25
JOT-07 | 2034-08-01 | 8 | 2034 | 2034 | SUMMER | 50 | 50 | 50 | 52 | 52 | 52 | 25 | 49 | 49 | 49 | 51 | 51 | 51 | 25
JOT-07 | 2034-09-01 | 9 | 2034 | 2034 | SUMMER | 53 | 53 | 53 | 55 | 55 | 55 | 25 | 51 | 51 | 51 | 53 | 53 | 53 | 25
JOT-07 | 2034-10-01 | 10 | 2035 | 2034 | FALL | 55 | 55 | 55 | 55 | 55 | 55 | 25 | 54 | 54 | 54 | 54 | 54 | 54 | 25
JOT-07 | 2034-11-01 | 11 | 2035 | 2034 | FALL | 58 | 58 | 58 | 58 | 58 | 58 | 25 | 56 | 56 | 56 | 56 | 56 | 56 | 25
JOT-07 | 2034-12-01 | 12 | 2035 | 2034 | WINTER | 62 | 62 | 62 | 62 | 62 | 62 | 25 | 61 | 61 | 61 | 61 | 61 | 61 | 25
JOT-07 | 2035-01-01 | 1 | 2035 | 2035 | WINTER | 63 | 63 | 63 | 63 | 63 | 63 | 25 | 61 | 61 | 61 | 61 | 61 | 61 | 25
JOT-07 | 2035-02-01 | 2 | 2035 | 2035 | WINTER | 62 | 62 | 62 | 62 | 62 | 62 | 25 | 61 | 61 | 61 | 61 | 61 | 61 | 25
JOT-07 | 2035-03-01 | 3 | 2035 | 2035 | WINTER | 58 | 58 | 58 | 58 | 58 | 58 | 25 | 56 | 56 | 56 | 56 | 56 | 56 | 25
JOT-07 | 2035-04-01 | 4 | 2035 | 2035 | SPRING | 55 | 55 | 55 | 55 | 55 | 55 | 25 | 54 | 54 | 54 | 54 | 54 | 54 | 25
JOT-07 | 2035-05-01 | 5 | 2035 | 2035 | SPRING | 54 | 54 | 54 | 56 | 56 | 56 | 25 | 52 | 52 | 52 | 54 | 54 | 54 | 25
JOT-07 | 2035-06-01 | 6 | 2035 | 2035 | SUMMER | 52 | 52 | 52 | 54 | 54 | 54 | 25 | 50 | 50 | 50 | 52 | 52 | 52 | 25
JOT-07 | 2035-07-01 | 7 | 2035 | 2035 | SUMMER | 50 | 50 | 50 | 52 | 52 | 52 | 25 | 49 | 49 | 49 | 51 | 51 | 51 | 25
JOT-07 | 2035-08-01 | 8 | 2035 | 2035 | SUMMER | 50 | 50 | 50 | 52 | 52 | 52 | 25 | 49 | 49 | 49 | 51 | 51 | 51 | 25
JOT-07 | 2035-09-01 | 9 | 2035 | 2035 | SUMMER | 53 | 53 | 53 | 55 | 55 | 55 | 25 | 51 | 51 | 51 | 53 | 53 | 53 | 25
JOT-07 | 2035-10-01 | 10 | 2036 | 2035 | FALL | 55 | 55 | 55 | 55 | 55 | 55 | 25 | 54 | 54 | 54 | 54 | 54 | 54 | 25
JOT-07 | 2035-11-01 | 11 | 2036 | 2035 | FALL | 58 | 58 | 58 | 58 | 58 | 58 | 25 | 56 | 56 | 56 | 56 | 56 | 56 | 25
JOT-07 | 2035-12-01 | 12 | 2036 | 2035 | WINTER | 62 | 62 | 62 | 62 | 62 | 62 | 25 | 61 | 61 | 61 | 61 | 61 | 61 | 25
JOT-07 | 2036-01-01 | 1 | 2036 | 2036 | WINTER | 63 | 63 | 63 | 63 | 63 | 63 | 25 | 61 | 61 | 61 | 61 | 61 | 61 | 25
JOT-07 | 2036-02-01 | 2 | 2036 | 2036 | WINTER | 62 | 62 | 62 | 62 | 62 | 62 | 25 | 61 | 61 | 61 | 61 | 61 | 61 | 25
JOT-07 | 2036-03-01 | 3 | 2036 | 2036 | WINTER | 58 | 58 | 58 | 58 | 58 | 58 | 25 | 56 | 56 | 56 | 56 | 56 | 56 | 25
JOT-07 | 2036-04-01 | 4 | 2036 | 2036 | SPRING | 55 | 55 | 55 | 55 | 55 | 55 | 25 | 54 | 54 | 54 | 54 | 54 | 54 | 25
JOT-07 | 2036-05-01 | 5 | 2036 | 2036 | SPRING | 54 | 54 | 54 | 56 | 56 | 56 | 25 | 52 | 52 | 52 | 54 | 54 | 54 | 25
JOT-07 | 2036-06-01 | 6 | 2036 | 2036 | SUMMER | 52 | 52 | 52 | 54 | 54 | 54 | 25 | 50 | 50 | 50 | 52 | 52 | 52 | 25
JOT-07 | 2036-07-01 | 7 | 2036 | 2036 | SUMMER | 50 | 50 | 50 | 52 | 52 | 52 | 25 | 49 | 49 | 49 | 51 | 51 | 51 | 25
JOT-07 | 2036-08-01 | 8 | 2036 | 2036 | SUMMER | 50 | 50 | 50 | 52 | 52 | 52 | 25 | 49 | 49 | 49 | 51 | 51 | 51 | 25
JOT-07 | 2036-09-01 | 9 | 2036 | 2036 | SUMMER | 53 | 53 | 53 | 55 | 55 | 55 | 25 | 51 | 51 | 51 | 53 | 53 | 53 | 25
JOT-07 | 2036-10-01 | 10 | 2037 | 2036 | FALL | 55 | 55 | 55 | 55 | 55 | 55 | 25 | 54 | 54 | 54 | 54 | 54 | 54 | 25
JOT-07 | 2036-11-01 | 11 | 2037 | 2036 | FALL | 58 | 58 | 58 | 58 | 58 | 58 | 25 | 56 | 56 | 56 | 56 | 56 | 56 | 25
JOT-07 | 2036-12-01 | 12 | 2037 | 2036 | WINTER | 62 | 62 | 62 | 62 | 62 | 62 | 25 | 61 | 61 | 61 | 61 | 61 | 61 | 25
JOT-07 | 2037-01-01 | 1 | 2037 | 2037 | WINTER | 63 | 63 | 63 | 63 | 63 | 63 | 25 | 61 | 61 | 61 | 61 | 61 | 61 | 25
JOT-07 | 2037-02-01 | 2 | 2037 | 2037 | WINTER | 62 | 62 | 62 | 62 | 62 | 62 | 25 | 61 | 61 | 61 | 61 | 61 | 61 | 25
JOT-07 | 2037-03-01 | 3 | 2037 | 2037 | WINTER | 58 | 58 | 58 | 58 | 58 | 58 | 25 | 56 | 56 | 56 | 56 | 56 | 56 | 25
JOT-07 | 2037-04-01 | 4 | 2037 | 2037 | SPRING | 55 | 55 | 55 | 55 | 55 | 55 | 25 | 54 | 54 | 54 | 54 | 54 | 54 | 25
JOT-07 | 2037-05-01 | 5 | 2037 | 2037 | SPRING | 54 | 54 | 54 | 56 | 56 | 56 | 25 | 52 | 52 | 52 | 54 | 54 | 54 | 25
JOT-07 | 2037-06-01 | 6 | 2037 | 2037 | SUMMER | 52 | 52 | 52 | 54 | 54 | 54 | 25 | 50 | 50 | 50 | 52 | 52 | 52 | 25
JOT-07 | 2037-07-01 | 7 | 2037 | 2037 | SUMMER | 50 | 50 | 50 | 52 | 52 | 52 | 25 | 49 | 49 | 49 | 51 | 51 | 51 | 25
JOT-07 | 2037-08-01 | 8 | 2037 | 2037 | SUMMER | 50 | 50 | 50 | 52 | 52 | 52 | 25 | 49 | 49 | 49 | 51 | 51 | 51 | 25
JOT-07 | 2037-09-01 | 9 | 2037 | 2037 | SUMMER | 53 | 53 | 53 | 55 | 55 | 55 | 25 | 51 | 51 | 51 | 53 | 53 | 53 | 25
JOT-07 | 2037-10-01 | 10 | 2038 | 2037 | FALL | 55 | 55 | 55 | 55 | 55 | 55 | 25 | 54 | 54 | 54 | 54 | 54 | 54 | 25
JOT-07 | 2037-11-01 | 11 | 2038 | 2037 | FALL | 58 | 58 | 58 | 58 | 58 | 58 | 25 | 56 | 56 | 56 | 56 | 56 | 56 | 25
JOT-07 | 2037-12-01 | 12 | 2038 | 2037 | WINTER | 62 | 62 | 62 | 62 | 62 | 62 | 25 | 61 | 61 | 61 | 61 | 61 | 61 | 25
JOT-07 | 2038-01-01 | 1 | 2038 | 2038 | WINTER | 63 | 63 | 63 | 63 | 63 | 63 | 25 | 61 | 61 | 61 | 61 | 61 | 61 | 25
JOT-07 | 2038-02-01 | 2 | 2038 | 2038 | WINTER | 62 | 62 | 62 | 62 | 62 | 62 | 25 | 61 | 61 | 61 | 61 | 61 | 61 | 25
JOT-07 | 2038-03-01 | 3 | 2038 | 2038 | WINTER | 58 | 58 | 58 | 58 | 58 | 58 | 25 | 56 | 56 | 56 | 56 | 56 | 56 | 25
JOT-07 | 2038-04-01 | 4 | 2038 | 2038 | SPRING | 55 | 55 | 55 | 55 | 55 | 55 | 25 | 54 | 54 | 54 | 54 | 54 | 54 | 25
JOT-07 | 2038-05-01 | 5 | 2038 | 2038 | SPRING | 54 | 54 | 54 | 56 | 56 | 56 | 25 | 52 | 52 | 52 | 54 | 54 | 54 | 25
JOT-07 | 2038-06-01 | 6 | 2038 | 2038 | SUMMER | 52 | 52 | 52 | 54 | 54 | 54 | 25 | 50 | 50 | 50 | 52 | 52 | 52 | 25
JOT-07 | 2038-07-01 | 7 | 2038 | 2038 | SUMMER | 50 | 50 | 50 | 52 | 52 | 52 | 25 | 49 | 49 | 49 | 51 | 51 | 51 | 25
JOT-07 | 2038-08-01 | 8 | 2038 | 2038 | SUMMER | 50 | 50 | 50 | 52 | 52 | 52 | 25 | 49 | 49 | 49 | 51 | 51 | 51 | 25
JOT-07 | 2038-09-01 | 9 | 2038 | 2038 | SUMMER | 53 | 53 | 53 | 55 | 55 | 55 | 25 | 51 | 51 | 51 | 53 | 53 | 53 | 25
JOT-07 | 2038-10-01 | 10 | 2039 | 2038 | FALL | 55 | 55 | 55 | 55 | 55 | 55 | 25 | 54 | 54 | 54 | 54 | 54 | 54 | 25
JOT-07 | 2038-11-01 | 11 | 2039 | 2038 | FALL | 58 | 58 | 58 | 58 | 58 | 58 | 25 | 56 | 56 | 56 | 56 | 56 | 56 | 25
JOT-07 | 2038-12-01 | 12 | 2039 | 2038 | WINTER | 62 | 62 | 62 | 62 | 62 | 62 | 25 | 61 | 61 | 61 | 61 | 61 | 61 | 25
JOT-07 | 2039-01-01 | 1 | 2039 | 2039 | WINTER | 63 | 63 | 63 | 63 | 63 | 63 | 25 | 61 | 61 | 61 | 61 | 61 | 61 | 25
JOT-07 | 2039-02-01 | 2 | 2039 | 2039 | WINTER | 62 | 62 | 62 | 62 | 62 | 62 | 25 | 61 | 61 | 61 | 61 | 61 | 61 | 25
JOT-07 | 2039-03-01 | 3 | 2039 | 2039 | WINTER | 58 | 58 | 58 | 58 | 58 | 58 | 25 | 56 | 56 | 56 | 56 | 56 | 56 | 25
JOT-07 | 2039-04-01 | 4 | 2039 | 2039 | SPRING | 55 | 55 | 55 | 55 | 55 | 55 | 25 | 54 | 54 | 54 | 54 | 54 | 54 | 25
JOT-07 | 2039-05-01 | 5 | 2039 | 2039 | SPRING | 54 | 54 | 54 | 56 | 56 | 56 | 25 | 52 | 52 | 52 | 54 | 54 | 54 | 25
JOT-07 | 2039-06-01 | 6 | 2039 | 2039 | SUMMER | 52 | 52 | 52 | 54 | 54 | 54 | 25 | 50 | 50 | 50 | 52 | 52 | 52 | 25
JOT-07 | 2039-07-01 | 7 | 2039 | 2039 | SUMMER | 50 | 50 | 50 | 52 | 52 | 52 | 25 | 49 | 49 | 49 | 51 | 51 | 51 | 25
JOT-07 | 2039-08-01 | 8 | 2039 | 2039 | SUMMER | 50 | 50 | 50 | 52 | 52 | 52 | 25 | 49 | 49 | 49 | 51 | 51 | 51 | 25
JOT-07 | 2039-09-01 | 9 | 2039 | 2039 | SUMMER | 53 | 53 | 53 | 55 | 55 | 55 | 25 | 51 | 51 | 51 | 53 | 53 | 53 | 25
JOT-07 | 2039-10-01 | 10 | 2040 | 2039 | FALL | 55 | 55 | 55 | 55 | 55 | 55 | 25 | 54 | 54 | 54 | 54 | 54 | 54 | 25
JOT-07 | 2039-11-01 | 11 | 2040 | 2039 | FALL | 58 | 58 | 58 | 58 | 58 | 58 | 25 | 56 | 56 | 56 | 56 | 56 | 56 | 25
JOT-07 | 2039-12-01 | 12 | 2040 | 2039 | WINTER | 62 | 62 | 62 | 62 | 62 | 62 | 25 | 61 | 61 | 61 | 61 | 61 | 61 | 25
JOT-07 | 2040-01-01 | 1 | 2040 | 2040 | WINTER | 63 | 63 | 63 | 63 | 63 | 63 | 25 | 61 | 61 | 61 | 61 | 61 | 61 | 25
JOT-07 | 2040-02-01 | 2 | 2040 | 2040 | WINTER | 62 | 62 | 62 | 62 | 62 | 62 | 25 | 61 | 61 | 61 | 61 | 61 | 61 | 25
JOT-07 | 2040-03-01 | 3 | 2040 | 2040 | WINTER | 58 | 58 | 58 | 58 | 58 | 58 | 25 | 56 | 56 | 56 | 56 | 56 | 56 | 25
JOT-07 | 2040-04-01 | 4 | 2040 | 2040 | SPRING | 55 | 55 | 55 | 55 | 55 | 55 | 25 | 54 | 54 | 54 | 54 | 54 | 54 | 25
JOT-07 | 2040-05-01 | 5 | 2040 | 2040 | SPRING | 54 | 54 | 54 | 56 | 56 | 56 | 25 | 52 | 52 | 52 | 54 | 54 | 54 | 25
JOT-07 | 2040-06-01 | 6 | 2040 | 2040 | SUMMER | 52 | 52 | 52 | 54 | 54 | 54 | 25 | 50 | 50 | 50 | 52 | 52 | 52 | 25
JOT-07 | 2040-07-01 | 7 | 2040 | 2040 | SUMMER | 50 | 50 | 50 | 52 | 52 | 52 | 25 | 49 | 49 | 49 | 51 | 51 | 51 | 25
JOT-07 | 2040-08-01 | 8 | 2040 | 2040 | SUMMER | 50 | 50 | 50 | 52 | 52 | 52 | 25 | 49 | 49 | 49 | 51 | 51 | 51 | 25
JOT-07 | 2040-09-01 | 9 | 2040 | 2040 | SUMMER | 53 | 53 | 53 | 55 | 55 | 55 | 25 | 51 | 51 | 51 | 53 | 53 | 53 | 25
JOT-07 | 2040-10-01 | 10 | 2041 | 2040 | FALL | 55 | 55 | 55 | 55 | 55 | 55 | 25 | 54 | 54 | 54 | 54 | 54 | 54 | 25
JOT-07 | 2040-11-01 | 11 | 2041 | 2040 | FALL | 58 | 58 | 58 | 58 | 58 | 58 | 25 | 56 | 56 | 56 | 56 | 56 | 56 | 25
JOT-07 | 2040-12-01 | 12 | 2041 | 2040 | WINTER | 62 | 62 | 62 | 62 | 62 | 62 | 25 | 61 | 61 | 61 | 61 | 61 | 61 | 25
JOT-07 | 2041-01-01 | 1 | 2041 | 2041 | WINTER | 63 | 63 | 63 | 63 | 63 | 63 | 25 | 61 | 61 | 61 | 61 | 61 | 61 | 25
JOT-07 | 2041-02-01 | 2 | 2041 | 2041 | WINTER | 62 | 62 | 62 | 62 | 62 | 62 | 25 | 61 | 61 | 61 | 61 | 61 | 61 | 25
JOT-07 | 2041-03-01 | 3 | 2041 | 2041 | WINTER | 58 | 58 | 58 | 58 | 58 | 58 | 25 | 56 | 56 | 56 | 56 | 56 | 56 | 25
JOT-07 | 2041-04-01 | 4 | 2041 | 2041 | SPRING | 55 | 55 | 55 | 55 | 55 | 55 | 25 | 54 | 54 | 54 | 54 | 54 | 54 | 25
JOT-07 | 2041-05-01 | 5 | 2041 | 2041 | SPRING | 54 | 54 | 54 | 56 | 56 | 56 | 25 | 52 | 52 | 52 | 54 | 54 | 54 | 25
JOT-07 | 2041-06-01 | 6 | 2041 | 2041 | SUMMER | 52 | 52 | 52 | 54 | 54 | 54 | 25 | 50 | 50 | 50 | 52 | 52 | 52 | 25
JOT-07 | 2041-07-01 | 7 | 2041 | 2041 | SUMMER | 50 | 50 | 50 | 52 | 52 | 52 | 25 | 49 | 49 | 49 | 51 | 51 | 51 | 25
JOT-07 | 2041-08-01 | 8 | 2041 | 2041 | SUMMER | 50 | 50 | 50 | 52 | 52 | 52 | 25 | 49 | 49 | 49 | 51 | 51 | 51 | 25
JOT-07 | 2041-09-01 | 9 | 2041 | 2041 | SUMMER | 53 | 53 | 53 | 55 | 55 | 55 | 25 | 51 | 51 | 51 | 53 | 53 | 53 | 25
JOT-07 | 2041-10-01 | 10 | 2042 | 2041 | FALL | 55 | 55 | 55 | 55 | 55 | 55 | 25 | 54 | 54 | 54 | 54 | 54 | 54 | 25
JOT-07 | 2041-11-01 | 11 | 2042 | 2041 | FALL | 58 | 58 | 58 | 58 | 58 | 58 | 25 | 56 | 56 | 56 | 56 | 56 | 56 | 25
JOT-07 | 2041-12-01 | 12 | 2042 | 2041 | WINTER | 62 | 62 | 62 | 62 | 62 | 62 | 25 | 61 | 61 | 61 | 61 | 61 | 61 | 25
JOT-07 | 2042-01-01 | 1 | 2042 | 2042 | WINTER | 63 | 63 | 63 | 63 | 63 | 63 | 25 | 61 | 61 | 61 | 61 | 61 | 61 | 25
JOT-07 | 2042-02-01 | 2 | 2042 | 2042 | WINTER | 62 | 62 | 62 | 62 | 62 | 62 | 25 | 61 | 61 | 61 | 61 | 61 | 61 | 25
JOT-07 | 2042-03-01 | 3 | 2042 | 2042 | WINTER | 58 | 58 | 58 | 58 | 58 | 58 | 25 | 56 | 56 | 56 | 56 | 56 | 56 | 25
JOT-07 | 2042-04-01 | 4 | 2042 | 2042 | SPRING | 55 | 55 | 55 | 55 | 55 | 55 | 25 | 54 | 54 | 54 | 54 | 54 | 54 | 25
JOT-07 | 2042-05-01 | 5 | 2042 | 2042 | SPRING | 54 | 54 | 54 | 56 | 56 | 56 | 25 | 52 | 52 | 52 | 54 | 54 | 54 | 25
JOT-07 | 2042-06-01 | 6 | 2042 | 2042 | SUMMER | 52 | 52 | 52 | 54 | 54 | 54 | 25 | 50 | 50 | 50 | 52 | 52 | 52 | 25
JOT-07 | 2042-07-01 | 7 | 2042 | 2042 | SUMMER | 50 | 50 | 50 | 52 | 52 | 52 | 25 | 49 | 49 | 49 | 51 | 51 | 51 | 25
JOT-07 | 2042-08-01 | 8 | 2042 | 2042 | SUMMER | 50 | 50 | 50 | 52 | 52 | 52 | 25 | 49 | 49 | 49 | 51 | 51 | 51 | 25
JOT-07 | 2042-09-01 | 9 | 2042 | 2042 | SUMMER | 53 | 53 | 53 | 55 | 55 | 55 | 25 | 51 | 51 | 51 | 53 | 53 | 53 | 25
JOT-07 | 2042-10-01 | 10 | 2043 | 2042 | FALL | 55 | 55 | 55 | 55 | 55 | 55 | 25 | 54 | 54 | 54 | 54 | 54 | 54 | 25
JOT-07 | 2042-11-01 | 11 | 2043 | 2042 | FALL | 58 | 58 | 58 | 58 | 58 | 58 | 25 | 56 | 56 | 56 | 56 | 56 | 56 | 25
JOT-07 | 2042-12-01 | 12 | 2043 | 2042 | WINTER | 62 | 62 | 62 | 62 | 62 | 62 | 25 | 61 | 61 | 61 | 61 | 61 | 61 | 25
JOT-07 | 2043-01-01 | 1 | 2043 | 2043 | WINTER | 63 | 63 | 63 | 63 | 63 | 63 | 25 | 61 | 61 | 61 | 61 | 61 | 61 | 25
JOT-07 | 2043-02-01 | 2 | 2043 | 2043 | WINTER | 62 | 62 | 62 | 62 | 62 | 62 | 25 | 61 | 61 | 61 | 61 | 61 | 61 | 25
JOT-07 | 2043-03-01 | 3 | 2043 | 2043 | WINTER | 58 | 58 | 58 | 58 | 58 | 58 | 25 | 56 | 56 | 56 | 56 | 56 | 56 | 25
JOT-07 | 2043-04-01 | 4 | 2043 | 2043 | SPRING | 55 | 55 | 55 | 55 | 55 | 55 | 25 | 54 | 54 | 54 | 54 | 54 | 54 | 25
JOT-07 | 2043-05-01 | 5 | 2043 | 2043 | SPRING | 54 | 54 | 54 | 56 | 56 | 56 | 25 | 52 | 52 | 52 | 54 | 54 | 54 | 25
JOT-07 | 2043-06-01 | 6 | 2043 | 2043 | SUMMER | 52 | 52 | 52 | 54 | 54 | 54 | 25 | 50 | 50 | 50 | 52 | 52 | 52 | 25
JOT-07 | 2043-07-01 | 7 | 2043 | 2043 | SUMMER | 50 | 50 | 50 | 52 | 52 | 52 | 25 | 49 | 49 | 49 | 51 | 51 | 51 | 25
JOT-07 | 2043-08-01 | 8 | 2043 | 2043 | SUMMER | 50 | 50 | 50 | 52 | 52 | 52 | 25 | 49 | 49 | 49 | 51 | 51 | 51 | 25
JOT-07 | 2043-09-01 | 9 | 2043 | 2043 | SUMMER | 53 | 53 | 53 | 55 | 55 | 55 | 25 | 51 | 51 | 51 | 53 | 53 | 53 | 25
JOT-07 | 2043-10-01 | 10 | 2044 | 2043 | FALL | 55 | 55 | 55 | 55 | 55 | 55 | 25 | 54 | 54 | 54 | 54 | 54 | 54 | 25
JOT-07 | 2043-11-01 | 11 | 2044 | 2043 | FALL | 58 | 58 | 58 | 58 | 58 | 58 | 25 | 56 | 56 | 56 | 56 | 56 | 56 | 25
JOT-07 | 2043-12-01 | 12 | 2044 | 2043 | WINTER | 62 | 62 | 62 | 62 | 62 | 62 | 25 | 61 | 61 | 61 | 61 | 61 | 61 | 25
JOT-07 | 2044-01-01 | 1 | 2044 | 2044 | WINTER | 63 | 63 | 63 | 63 | 63 | 63 | 25 | 61 | 61 | 61 | 61 | 61 | 61 | 25
JOT-07 | 2044-02-01 | 2 | 2044 | 2044 | WINTER | 62 | 62 | 62 | 62 | 62 | 62 | 25 | 61 | 61 | 61 | 61 | 61 | 61 | 25
JOT-07 | 2044-03-01 | 3 | 2044 | 2044 | WINTER | 58 | 58 | 58 | 58 | 58 | 58 | 25 | 56 | 56 | 56 | 56 | 56 | 56 | 25
JOT-07 | 2044-04-01 | 4 | 2044 | 2044 | SPRING | 55 | 55 | 55 | 55 | 55 | 55 | 25 | 54 | 54 | 54 | 54 | 54 | 54 | 25
JOT-07 | 2044-05-01 | 5 | 2044 | 2044 | SPRING | 54 | 54 | 54 | 56 | 56 | 56 | 25 | 52 | 52 | 52 | 54 | 54 | 54 | 25
JOT-07 | 2044-06-01 | 6 | 2044 | 2044 | SUMMER | 52 | 52 | 52 | 54 | 54 | 54 | 25 | 50 | 50 | 50 | 52 | 52 | 52 | 25
JOT-07 | 2044-07-01 | 7 | 2044 | 2044 | SUMMER | 50 | 50 | 50 | 52 | 52 | 52 | 25 | 49 | 49 | 49 | 51 | 51 | 51 | 25
JOT-07 | 2044-08-01 | 8 | 2044 | 2044 | SUMMER | 50 | 50 | 50 | 52 | 52 | 52 | 25 | 49 | 49 | 49 | 51 | 51 | 51 | 25
JOT-07 | 2044-09-01 | 9 | 2044 | 2044 | SUMMER | 53 | 53 | 53 | 55 | 55 | 55 | 25 | 51 | 51 | 51 | 53 | 53 | 53 | 25
JOT-07 | 2044-10-01 | 10 | 2045 | 2044 | FALL | 55 | 55 | 55 | 55 | 55 | 55 | 25 | 54 | 54 | 54 | 54 | 54 | 54 | 25
JOT-07 | 2044-11-01 | 11 | 2045 | 2044 | FALL | 58 | 58 | 58 | 58 | 58 | 58 | 25 | 56 | 56 | 56 | 56 | 56 | 56 | 25
JOT-07 | 2044-12-01 | 12 | 2045 | 2044 | WINTER | 62 | 62 | 62 | 62 | 62 | 62 | 25 | 61 | 61 | 61 | 61 | 61 | 61 | 25
JOT-07 | 2045-01-01 | 1 | 2045 | 2045 | WINTER | 63 | 63 | 63 | 63 | 63 | 63 | 25 | 61 | 61 | 61 | 61 | 61 | 61 | 25
JOT-07 | 2045-02-01 | 2 | 2045 | 2045 | WINTER | 62 | 62 | 62 | 62 | 62 | 62 | 25 | 61 | 61 | 61 | 61 | 61 | 61 | 25
JOT-07 | 2045-03-01 | 3 | 2045 | 2045 | WINTER | 58 | 58 | 58 | 58 | 58 | 58 | 25 | 56 | 56 | 56 | 56 | 56 | 56 | 25
JOT-07 | 2045-04-01 | 4 | 2045 | 2045 | SPRING | 55 | 55 | 55 | 55 | 55 | 55 | 25 | 54 | 54 | 54 | 54 | 54 | 54 | 25
JOT-07 | 2045-05-01 | 5 | 2045 | 2045 | SPRING | 54 | 54 | 54 | 56 | 56 | 56 | 25 | 52 | 52 | 52 | 54 | 54 | 54 | 25
JOT-07 | 2045-06-01 | 6 | 2045 | 2045 | SUMMER | 52 | 52 | 52 | 54 | 54 | 54 | 25 | 50 | 50 | 50 | 52 | 52 | 52 | 25
JOT-07 | 2045-07-01 | 7 | 2045 | 2045 | SUMMER | 50 | 50 | 50 | 52 | 52 | 52 | 25 | 49 | 49 | 49 | 51 | 51 | 51 | 25
JOT-07 | 2045-08-01 | 8 | 2045 | 2045 | SUMMER | 50 | 50 | 50 | 52 | 52 | 52 | 25 | 49 | 49 | 49 | 51 | 51 | 51 | 25
JOT-07 | 2045-09-01 | 9 | 2045 | 2045 | SUMMER | 53 | 53 | 53 | 55 | 55 | 55 | 25 | 51 | 51 | 51 | 53 | 53 | 53 | 25
JOT-07 | 2045-10-01 | 10 | 2046 | 2045 | FALL | 55 | 55 | 55 | 55 | 55 | 55 | 25 | 54 | 54 | 54 | 54 | 54 | 54 | 25
JOT-07 | 2045-11-01 | 11 | 2046 | 2045 | FALL | 58 | 58 | 58 | 58 | 58 | 58 | 25 | 56 | 56 | 56 | 56 | 56 | 56 | 25
JOT-07 | 2045-12-01 | 12 | 2046 | 2045 | WINTER | 62 | 62 | 62 | 62 | 62 | 62 | 25 | 61 | 61 | 61 | 61 | 61 | 61 | 25
JOT-07 | 2046-01-01 | 1 | 2046 | 2046 | WINTER | 63 | 63 | 63 | 63 | 63 | 63 | 25 | 61 | 61 | 61 | 61 | 61 | 61 | 25
JOT-07 | 2046-02-01 | 2 | 2046 | 2046 | WINTER | 62 | 62 | 62 | 62 | 62 | 62 | 25 | 61 | 61 | 61 | 61 | 61 | 61 | 25
JOT-07 | 2046-03-01 | 3 | 2046 | 2046 | WINTER | 58 | 58 | 58 | 58 | 58 | 58 | 25 | 56 | 56 | 56 | 56 | 56 | 56 | 25
JOT-07 | 2046-04-01 | 4 | 2046 | 2046 | SPRING | 55 | 55 | 55 | 55 | 55 | 55 | 25 | 54 | 54 | 54 | 54 | 54 | 54 | 25
JOT-07 | 2046-05-01 | 5 | 2046 | 2046 | SPRING | 54 | 54 | 54 | 56 | 56 | 56 | 25 | 52 | 52 | 52 | 54 | 54 | 54 | 25
JOT-07 | 2046-06-01 | 6 | 2046 | 2046 | SUMMER | 52 | 52 | 52 | 54 | 54 | 54 | 25 | 50 | 50 | 50 | 52 | 52 | 52 | 25
JOT-07 | 2046-07-01 | 7 | 2046 | 2046 | SUMMER | 50 | 50 | 50 | 52 | 52 | 52 | 25 | 49 | 49 | 49 | 51 | 51 | 51 | 25
JOT-07 | 2046-08-01 | 8 | 2046 | 2046 | SUMMER | 50 | 50 | 50 | 52 | 52 | 52 | 25 | 49 | 49 | 49 | 51 | 51 | 51 | 25
JOT-07 | 2046-09-01 | 9 | 2046 | 2046 | SUMMER | 53 | 53 | 53 | 55 | 55 | 55 | 25 | 51 | 51 | 51 | 53 | 53 | 53 | 25
JOT-07 | 2046-10-01 | 10 | 2047 | 2046 | FALL | 55 | 55 | 55 | 55 | 55 | 55 | 25 | 54 | 54 | 54 | 54 | 54 | 54 | 25
JOT-07 | 2046-11-01 | 11 | 2047 | 2046 | FALL | 58 | 58 | 58 | 58 | 58 | 58 | 25 | 56 | 56 | 56 | 56 | 56 | 56 | 25
JOT-07 | 2046-12-01 | 12 | 2047 | 2046 | WINTER | 62 | 62 | 62 | 62 | 62 | 62 | 25 | 61 | 61 | 61 | 61 | 61 | 61 | 25
JOT-07 | 2047-01-01 | 1 | 2047 | 2047 | WINTER | 63 | 63 | 63 | 63 | 63 | 63 | 25 | 61 | 61 | 61 | 61 | 61 | 61 | 25
JOT-07 | 2047-02-01 | 2 | 2047 | 2047 | WINTER | 62 | 62 | 62 | 62 | 62 | 62 | 25 | 61 | 61 | 61 | 61 | 61 | 61 | 25
JOT-07 | 2047-03-01 | 3 | 2047 | 2047 | WINTER | 58 | 58 | 58 | 58 | 58 | 58 | 25 | 56 | 56 | 56 | 56 | 56 | 56 | 25
JOT-07 | 2047-04-01 | 4 | 2047 | 2047 | SPRING | 55 | 55 | 55 | 55 | 55 | 55 | 25 | 54 | 54 | 54 | 54 | 54 | 54 | 25
JOT-07 | 2047-05-01 | 5 | 2047 | 2047 | SPRING | 54 | 54 | 54 | 56 | 56 | 56 | 25 | 52 | 52 | 52 | 54 | 54 | 54 | 25
JOT-07 | 2047-06-01 | 6 | 2047 | 2047 | SUMMER | 52 | 52 | 52 | 54 | 54 | 54 | 25 | 50 | 50 | 50 | 52 | 52 | 52 | 25
JOT-07 | 2047-07-01 | 7 | 2047 | 2047 | SUMMER | 50 | 50 | 50 | 52 | 52 | 52 | 25 | 49 | 49 | 49 | 51 | 51 | 51 | 25
JOT-07 | 2047-08-01 | 8 | 2047 | 2047 | SUMMER | 50 | 50 | 50 | 52 | 52 | 52 | 25 | 49 | 49 | 49 | 51 | 51 | 51 | 25
JOT-07 | 2047-09-01 | 9 | 2047 | 2047 | SUMMER | 53 | 53 | 53 | 55 | 55 | 55 | 25 | 51 | 51 | 51 | 53 | 53 | 53 | 25
JOT-08 | 2016-10-01 | 10 | 2017 | 2016 | FALL | 55 | 55 | 55 | 55 | 55 | 55 | 25 | 54 | 54 | 54 | 54 | 54 | 54 | 25
JOT-08 | 2016-11-01 | 11 | 2017 | 2016 | FALL | 58 | 58 | 58 | 58 | 58 | 58 | 25 | 56 | 56 | 56 | 56 | 56 | 56 | 25
JOT-08 | 2016-12-01 | 12 | 2017 | 2016 | WINTER | 62 | 62 | 62 | 62 | 62 | 62 | 25 | 61 | 61 | 61 | 61 | 61 | 61 | 25
JOT-08 | 2017-01-01 | 1 | 2017 | 2017 | WINTER | 63 | 63 | 63 | 63 | 63 | 63 | 25 | 61 | 61 | 61 | 61 | 61 | 61 | 25
JOT-08 | 2017-02-01 | 2 | 2017 | 2017 | WINTER | 62 | 62 | 62 | 62 | 62 | 62 | 25 | 61 | 61 | 61 | 61 | 61 | 61 | 25
JOT-08 | 2017-03-01 | 3 | 2017 | 2017 | WINTER | 58 | 58 | 58 | 58 | 58 | 58 | 25 | 56 | 56 | 56 | 56 | 56 | 56 | 25
JOT-08 | 2017-04-01 | 4 | 2017 | 2017 | SPRING | 55 | 55 | 55 | 55 | 55 | 55 | 25 | 54 | 54 | 54 | 54 | 54 | 54 | 25
JOT-08 | 2017-05-01 | 5 | 2017 | 2017 | SPRING | 54 | 54 | 54 | 56 | 56 | 56 | 25 | 52 | 52 | 52 | 54 | 54 | 54 | 25
JOT-08 | 2017-06-01 | 6 | 2017 | 2017 | SUMMER | 52 | 52 | 52 | 54 | 54 | 54 | 25 | 50 | 50 | 50 | 52 | 52 | 52 | 25
JOT-08 | 2017-07-01 | 7 | 2017 | 2017 | SUMMER | 50 | 50 | 50 | 52 | 52 | 52 | 25 | 49 | 49 | 49 | 51 | 51 | 51 | 25
JOT-08 | 2017-08-01 | 8 | 2017 | 2017 | SUMMER | 50 | 50 | 50 | 52 | 52 | 52 | 25 | 49 | 49 | 49 | 51 | 51 | 51 | 25
JOT-08 | 2017-09-01 | 9 | 2017 | 2017 | SUMMER | 53 | 53 | 53 | 55 | 55 | 55 | 25 | 51 | 51 | 51 | 53 | 53 | 53 | 25
JOT-08 | 2017-10-01 | 10 | 2018 | 2017 | FALL | 55 | 55 | 55 | 55 | 55 | 55 | 25 | 54 | 54 | 54 | 54 | 54 | 54 | 25
JOT-08 | 2017-11-01 | 11 | 2018 | 2017 | FALL | 58 | 58 | 58 | 58 | 58 | 58 | 25 | 56 | 56 | 56 | 56 | 56 | 56 | 25
JOT-08 | 2017-12-01 | 12 | 2018 | 2017 | WINTER | 62 | 62 | 62 | 62 | 62 | 62 | 25 | 61 | 61 | 61 | 61 | 61 | 61 | 25
JOT-08 | 2018-01-01 | 1 | 2018 | 2018 | WINTER | 63 | 63 | 63 | 63 | 63 | 63 | 25 | 61 | 61 | 61 | 61 | 61 | 61 | 25
JOT-08 | 2018-02-01 | 2 | 2018 | 2018 | WINTER | 62 | 62 | 62 | 62 | 62 | 62 | 25 | 61 | 61 | 61 | 61 | 61 | 61 | 25
JOT-08 | 2018-03-01 | 3 | 2018 | 2018 | WINTER | 58 | 58 | 58 | 58 | 58 | 58 | 25 | 56 | 56 | 56 | 56 | 56 | 56 | 25
JOT-08 | 2018-04-01 | 4 | 2018 | 2018 | SPRING | 55 | 55 | 55 | 55 | 55 | 55 | 25 | 54 | 54 | 54 | 54 | 54 | 54 | 25
JOT-08 | 2018-05-01 | 5 | 2018 | 2018 | SPRING | 54 | 54 | 54 | 56 | 56 | 56 | 25 | 52 | 52 | 52 | 54 | 54 | 54 | 25
JOT-08 | 2018-06-01 | 6 | 2018 | 2018 | SUMMER | 52 | 52 | 52 | 54 | 54 | 54 | 25 | 50 | 50 | 50 | 52 | 52 | 52 | 25
JOT-08 | 2018-07-01 | 7 | 2018 | 2018 | SUMMER | 50 | 50 | 50 | 52 | 52 | 52 | 25 | 49 | 49 | 49 | 51 | 51 | 51 | 25
JOT-08 | 2018-08-01 | 8 | 2018 | 2018 | SUMMER | 50 | 50 | 50 | 52 | 52 | 52 | 25 | 49 | 49 | 49 | 51 | 51 | 51 | 25
JOT-08 | 2018-09-01 | 9 | 2018 | 2018 | SUMMER | 53 | 53 | 53 | 55 | 55 | 55 | 25 | 51 | 51 | 51 | 53 | 53 | 53 | 25
JOT-08 | 2018-10-01 | 10 | 2019 | 2018 | FALL | 55 | 55 | 55 | 55 | 55 | 55 | 25 | 54 | 54 | 54 | 54 | 54 | 54 | 25
JOT-08 | 2018-11-01 | 11 | 2019 | 2018 | FALL | 58 | 58 | 58 | 58 | 58 | 58 | 25 | 56 | 56 | 56 | 56 | 56 | 56 | 25
JOT-08 | 2018-12-01 | 12 | 2019 | 2018 | WINTER | 62 | 62 | 62 | 62 | 62 | 62 | 25 | 61 | 61 | 61 | 61 | 61 | 61 | 25
JOT-08 | 2019-01-01 | 1 | 2019 | 2019 | WINTER | 63 | 63 | 63 | 63 | 63 | 63 | 25 | 61 | 61 | 61 | 61 | 61 | 61 | 25
JOT-08 | 2019-02-01 | 2 | 2019 | 2019 | WINTER | 62 | 62 | 62 | 62 | 62 | 62 | 25 | 61 | 61 | 61 | 61 | 61 | 61 | 25
JOT-08 | 2019-03-01 | 3 | 2019 | 2019 | WINTER | 58 | 58 | 58 | 58 | 58 | 58 | 25 | 56 | 56 | 56 | 56 | 56 | 56 | 25
JOT-08 | 2019-04-01 | 4 | 2019 | 2019 | SPRING | 55 | 55 | 55 | 55 | 55 | 55 | 25 | 54 | 54 | 54 | 54 | 54 | 54 | 25
JOT-08 | 2019-05-01 | 5 | 2019 | 2019 | SPRING | 54 | 54 | 54 | 56 | 56 | 56 | 25 | 52 | 52 | 52 | 54 | 54 | 54 | 25
JOT-08 | 2019-06-01 | 6 | 2019 | 2019 | SUMMER | 52 | 52 | 52 | 54 | 54 | 54 | 25 | 50 | 50 | 50 | 52 | 52 | 52 | 25
JOT-08 | 2019-07-01 | 7 | 2019 | 2019 | SUMMER | 50 | 50 | 50 | 52 | 52 | 52 | 25 | 49 | 49 | 49 | 51 | 51 | 51 | 25
JOT-08 | 2019-08-01 | 8 | 2019 | 2019 | SUMMER | 50 | 50 | 50 | 52 | 52 | 52 | 25 | 49 | 49 | 49 | 51 | 51 | 51 | 25
JOT-08 | 2019-09-01 | 9 | 2019 | 2019 | SUMMER | 53 | 53 | 53 | 55 | 55 | 55 | 25 | 51 | 51 | 51 | 53 | 53 | 53 | 25
JOT-08 | 2019-10-01 | 10 | 2020 | 2019 | FALL | 55 | 55 | 55 | 55 | 55 | 55 | 25 | 54 | 54 | 54 | 54 | 54 | 54 | 25
JOT-08 | 2019-11-01 | 11 | 2020 | 2019 | FALL | 58 | 58 | 58 | 58 | 58 | 58 | 25 | 56 | 56 | 56 | 56 | 56 | 56 | 25
JOT-08 | 2019-12-01 | 12 | 2020 | 2019 | WINTER | 62 | 62 | 62 | 62 | 62 | 62 | 25 | 61 | 61 | 61 | 61 | 61 | 61 | 25
JOT-08 | 2020-01-01 | 1 | 2020 | 2020 | WINTER | 63 | 63 | 63 | 63 | 63 | 63 | 25 | 61 | 61 | 61 | 61 | 61 | 61 | 25
JOT-08 | 2020-02-01 | 2 | 2020 | 2020 | WINTER | 62 | 62 | 62 | 62 | 62 | 62 | 25 | 61 | 61 | 61 | 61 | 61 | 61 | 25
JOT-08 | 2020-03-01 | 3 | 2020 | 2020 | WINTER | 58 | 58 | 58 | 58 | 58 | 58 | 25 | 56 | 56 | 56 | 56 | 56 | 56 | 25
JOT-08 | 2020-04-01 | 4 | 2020 | 2020 | SPRING | 55 | 55 | 55 | 55 | 55 | 55 | 25 | 54 | 54 | 54 | 54 | 54 | 54 | 25
JOT-08 | 2020-05-01 | 5 | 2020 | 2020 | SPRING | 54 | 54 | 54 | 56 | 56 | 56 | 25 | 52 | 52 | 52 | 54 | 54 | 54 | 25
JOT-08 | 2020-06-01 | 6 | 2020 | 2020 | SUMMER | 52 | 52 | 52 | 54 | 54 | 54 | 25 | 50 | 50 | 50 | 52 | 52 | 52 | 25
JOT-08 | 2020-07-01 | 7 | 2020 | 2020 | SUMMER | 50 | 50 | 50 | 52 | 52 | 52 | 25 | 49 | 49 | 49 | 51 | 51 | 51 | 25
JOT-08 | 2020-08-01 | 8 | 2020 | 2020 | SUMMER | 50 | 50 | 50 | 52 | 52 | 52 | 25 | 49 | 49 | 49 | 51 | 51 | 51 | 25
JOT-08 | 2020-09-01 | 9 | 2020 | 2020 | SUMMER | 53 | 53 | 53 | 55 | 55 | 55 | 25 | 51 | 51 | 51 | 53 | 53 | 53 | 25
JOT-08 | 2020-10-01 | 10 | 2021 | 2020 | FALL | 55 | 55 | 55 | 55 | 55 | 55 | 25 | 54 | 54 | 54 | 54 | 54 | 54 | 25
JOT-08 | 2020-11-01 | 11 | 2021 | 2020 | FALL | 58 | 58 | 58 | 58 | 58 | 58 | 25 | 56 | 56 | 56 | 56 | 56 | 56 | 25
JOT-08 | 2020-12-01 | 12 | 2021 | 2020 | WINTER | 62 | 62 | 62 | 62 | 62 | 62 | 25 | 61 | 61 | 61 | 61 | 61 | 61 | 25
JOT-08 | 2021-01-01 | 1 | 2021 | 2021 | WINTER | 63 | 63 | 63 | 63 | 63 | 63 | 25 | 61 | 61 | 61 | 61 | 61 | 61 | 25
JOT-08 | 2021-02-01 | 2 | 2021 | 2021 | WINTER | 62 | 62 | 62 | 62 | 62 | 62 | 25 | 61 | 61 | 61 | 61 | 61 | 61 | 25
JOT-08 | 2021-03-01 | 3 | 2021 | 2021 | WINTER | 58 | 58 | 58 | 58 | 58 | 58 | 25 | 56 | 56 | 56 | 56 | 56 | 56 | 25
JOT-08 | 2021-04-01 | 4 | 2021 | 2021 | SPRING | 55 | 55 | 55 | 55 | 55 | 55 | 25 | 54 | 54 | 54 | 54 | 54 | 54 | 25
JOT-08 | 2021-05-01 | 5 | 2021 | 2021 | SPRING | 54 | 54 | 54 | 56 | 56 | 56 | 25 | 52 | 52 | 52 | 54 | 54 | 54 | 25
JOT-08 | 2021-06-01 | 6 | 2021 | 2021 | SUMMER | 52 | 52 | 52 | 54 | 54 | 54 | 25 | 50 | 50 | 50 | 52 | 52 | 52 | 25
JOT-08 | 2021-07-01 | 7 | 2021 | 2021 | SUMMER | 50 | 50 | 50 | 52 | 52 | 52 | 25 | 49 | 49 | 49 | 51 | 51 | 51 | 25
JOT-08 | 2021-08-01 | 8 | 2021 | 2021 | SUMMER | 50 | 50 | 50 | 52 | 52 | 52 | 25 | 49 | 49 | 49 | 51 | 51 | 51 | 25
JOT-08 | 2021-09-01 | 9 | 2021 | 2021 | SUMMER | 53 | 53 | 53 | 55 | 55 | 55 | 25 | 51 | 51 | 51 | 53 | 53 | 53 | 25
JOT-08 | 2021-10-01 | 10 | 2022 | 2021 | FALL | 55 | 55 | 55 | 55 | 55 | 55 | 25 | 54 | 54 | 54 | 54 | 54 | 54 | 25
JOT-08 | 2021-11-01 | 11 | 2022 | 2021 | FALL | 58 | 58 | 58 | 58 | 58 | 58 | 25 | 56 | 56 | 56 | 56 | 56 | 56 | 25
JOT-08 | 2021-12-01 | 12 | 2022 | 2021 | WINTER | 62 | 62 | 62 | 62 | 62 | 62 | 25 | 61 | 61 | 61 | 61 | 61 | 61 | 25
JOT-08 | 2022-01-01 | 1 | 2022 | 2022 | WINTER | 63 | 63 | 63 | 63 | 63 | 63 | 25 | 61 | 61 | 61 | 61 | 61 | 61 | 25
JOT-08 | 2022-02-01 | 2 | 2022 | 2022 | WINTER | 62 | 62 | 62 | 62 | 62 | 62 | 25 | 61 | 61 | 61 | 61 | 61 | 61 | 25
JOT-08 | 2022-03-01 | 3 | 2022 | 2022 | WINTER | 58 | 58 | 58 | 58 | 58 | 58 | 25 | 56 | 56 | 56 | 56 | 56 | 56 | 25
JOT-08 | 2022-04-01 | 4 | 2022 | 2022 | SPRING | 55 | 55 | 55 | 55 | 55 | 55 | 25 | 54 | 54 | 54 | 54 | 54 | 54 | 25
JOT-08 | 2022-05-01 | 5 | 2022 | 2022 | SPRING | 54 | 54 | 54 | 56 | 56 | 56 | 25 | 52 | 52 | 52 | 54 | 54 | 54 | 25
JOT-08 | 2022-06-01 | 6 | 2022 | 2022 | SUMMER | 52 | 52 | 52 | 54 | 54 | 54 | 25 | 50 | 50 | 50 | 52 | 52 | 52 | 25
JOT-08 | 2022-07-01 | 7 | 2022 | 2022 | SUMMER | 50 | 50 | 50 | 52 | 52 | 52 | 25 | 49 | 49 | 49 | 51 | 51 | 51 | 25
JOT-08 | 2022-08-01 | 8 | 2022 | 2022 | SUMMER | 50 | 50 | 50 | 52 | 52 | 52 | 25 | 49 | 49 | 49 | 51 | 51 | 51 | 25
JOT-08 | 2022-09-01 | 9 | 2022 | 2022 | SUMMER | 53 | 53 | 53 | 55 | 55 | 55 | 25 | 51 | 51 | 51 | 53 | 53 | 53 | 25
JOT-08 | 2022-10-01 | 10 | 2023 | 2022 | FALL | 55 | 55 | 55 | 55 | 55 | 55 | 25 | 54 | 54 | 54 | 54 | 54 | 54 | 25
JOT-08 | 2022-11-01 | 11 | 2023 | 2022 | FALL | 58 | 58 | 58 | 58 | 58 | 58 | 25 | 56 | 56 | 56 | 56 | 56 | 56 | 25
JOT-08 | 2022-12-01 | 12 | 2023 | 2022 | WINTER | 62 | 62 | 62 | 62 | 62 | 62 | 25 | 61 | 61 | 61 | 61 | 61 | 61 | 25
JOT-08 | 2023-01-01 | 1 | 2023 | 2023 | WINTER | 63 | 63 | 63 | 63 | 63 | 63 | 25 | 61 | 61 | 61 | 61 | 61 | 61 | 25
JOT-08 | 2023-02-01 | 2 | 2023 | 2023 | WINTER | 62 | 62 | 62 | 62 | 62 | 62 | 25 | 61 | 61 | 61 | 61 | 61 | 61 | 25
JOT-08 | 2023-03-01 | 3 | 2023 | 2023 | WINTER | 58 | 58 | 58 | 58 | 58 | 58 | 25 | 56 | 56 | 56 | 56 | 56 | 56 | 25
JOT-08 | 2023-04-01 | 4 | 2023 | 2023 | SPRING | 55 | 55 | 55 | 55 | 55 | 55 | 25 | 54 | 54 | 54 | 54 | 54 | 54 | 25
JOT-08 | 2023-05-01 | 5 | 2023 | 2023 | SPRING | 54 | 54 | 54 | 56 | 56 | 56 | 25 | 52 | 52 | 52 | 54 | 54 | 54 | 25
JOT-08 | 2023-06-01 | 6 | 2023 | 2023 | SUMMER | 52 | 52 | 52 | 54 | 54 | 54 | 25 | 50 | 50 | 50 | 52 | 52 | 52 | 25
JOT-08 | 2023-07-01 | 7 | 2023 | 2023 | SUMMER | 50 | 50 | 50 | 52 | 52 | 52 | 25 | 49 | 49 | 49 | 51 | 51 | 51 | 25
JOT-08 | 2023-08-01 | 8 | 2023 | 2023 | SUMMER | 50 | 50 | 50 | 52 | 52 | 52 | 25 | 49 | 49 | 49 | 51 | 51 | 51 | 25
JOT-08 | 2023-09-01 | 9 | 2023 | 2023 | SUMMER | 53 | 53 | 53 | 55 | 55 | 55 | 25 | 51 | 51 | 51 | 53 | 53 | 53 | 25
JOT-08 | 2023-10-01 | 10 | 2024 | 2023 | FALL | 55 | 55 | 55 | 55 | 55 | 55 | 25 | 54 | 54 | 54 | 54 | 54 | 54 | 25
JOT-08 | 2023-11-01 | 11 | 2024 | 2023 | FALL | 58 | 58 | 58 | 58 | 58 | 58 | 25 | 56 | 56 | 56 | 56 | 56 | 56 | 25
JOT-08 | 2023-12-01 | 12 | 2024 | 2023 | WINTER | 62 | 62 | 62 | 62 | 62 | 62 | 25 | 61 | 61 | 61 | 61 | 61 | 61 | 25
JOT-08 | 2024-01-01 | 1 | 2024 | 2024 | WINTER | 63 | 63 | 63 | 63 | 63 | 63 | 25 | 61 | 61 | 61 | 61 | 61 | 61 | 25
JOT-08 | 2024-02-01 | 2 | 2024 | 2024 | WINTER | 62 | 62 | 62 | 62 | 62 | 62 | 25 | 61 | 61 | 61 | 61 | 61 | 61 | 25
JOT-08 | 2024-03-01 | 3 | 2024 | 2024 | WINTER | 58 | 58 | 58 | 58 | 58 | 58 | 25 | 56 | 56 | 56 | 56 | 56 | 56 | 25
JOT-08 | 2024-04-01 | 4 | 2024 | 2024 | SPRING | 55 | 55 | 55 | 55 | 55 | 55 | 25 | 54 | 54 | 54 | 54 | 54 | 54 | 25
JOT-08 | 2024-05-01 | 5 | 2024 | 2024 | SPRING | 54 | 54 | 54 | 56 | 56 | 56 | 25 | 52 | 52 | 52 | 54 | 54 | 54 | 25
JOT-08 | 2024-06-01 | 6 | 2024 | 2024 | SUMMER | 52 | 52 | 52 | 54 | 54 | 54 | 25 | 50 | 50 | 50 | 52 | 52 | 52 | 25
JOT-08 | 2024-07-01 | 7 | 2024 | 2024 | SUMMER | 50 | 50 | 50 | 52 | 52 | 52 | 25 | 49 | 49 | 49 | 51 | 51 | 51 | 25
JOT-08 | 2024-08-01 | 8 | 2024 | 2024 | SUMMER | 50 | 50 | 50 | 52 | 52 | 52 | 25 | 49 | 49 | 49 | 51 | 51 | 51 | 25
JOT-08 | 2024-09-01 | 9 | 2024 | 2024 | SUMMER | 53 | 53 | 53 | 55 | 55 | 55 | 25 | 51 | 51 | 51 | 53 | 53 | 53 | 25
JOT-08 | 2024-10-01 | 10 | 2025 | 2024 | FALL | 55 | 55 | 55 | 55 | 55 | 55 | 25 | 54 | 54 | 54 | 54 | 54 | 54 | 25
JOT-08 | 2024-11-01 | 11 | 2025 | 2024 | FALL | 58 | 58 | 58 | 58 | 58 | 58 | 25 | 56 | 56 | 56 | 56 | 56 | 56 | 25
JOT-08 | 2024-12-01 | 12 | 2025 | 2024 | WINTER | 62 | 62 | 62 | 62 | 62 | 62 | 25 | 61 | 61 | 61 | 61 | 61 | 61 | 25
JOT-08 | 2025-01-01 | 1 | 2025 | 2025 | WINTER | 63 | 63 | 63 | 63 | 63 | 63 | 25 | 61 | 61 | 61 | 61 | 61 | 61 | 25
JOT-08 | 2025-02-01 | 2 | 2025 | 2025 | WINTER | 62 | 62 | 62 | 62 | 62 | 62 | 25 | 61 | 61 | 61 | 61 | 61 | 61 | 25
JOT-08 | 2025-03-01 | 3 | 2025 | 2025 | WINTER | 58 | 58 | 58 | 58 | 58 | 58 | 25 | 56 | 56 | 56 | 56 | 56 | 56 | 25
JOT-08 | 2025-04-01 | 4 | 2025 | 2025 | SPRING | 55 | 55 | 55 | 55 | 55 | 55 | 25 | 54 | 54 | 54 | 54 | 54 | 54 | 25
JOT-08 | 2025-05-01 | 5 | 2025 | 2025 | SPRING | 54 | 54 | 54 | 56 | 56 | 56 | 25 | 52 | 52 | 52 | 54 | 54 | 54 | 25
JOT-08 | 2025-06-01 | 6 | 2025 | 2025 | SUMMER | 52 | 52 | 52 | 54 | 54 | 54 | 25 | 50 | 50 | 50 | 52 | 52 | 52 | 25
JOT-08 | 2025-07-01 | 7 | 2025 | 2025 | SUMMER | 50 | 50 | 50 | 52 | 52 | 52 | 25 | 49 | 49 | 49 | 51 | 51 | 51 | 25
JOT-08 | 2025-08-01 | 8 | 2025 | 2025 | SUMMER | 50 | 50 | 50 | 52 | 52 | 52 | 25 | 49 | 49 | 49 | 51 | 51 | 51 | 25
JOT-08 | 2025-09-01 | 9 | 2025 | 2025 | SUMMER | 53 | 53 | 53 | 55 | 55 | 55 | 25 | 51 | 51 | 51 | 53 | 53 | 53 | 25
JOT-08 | 2025-10-01 | 10 | 2026 | 2025 | FALL | 55 | 55 | 55 | 55 | 55 | 55 | 25 | 54 | 54 | 54 | 54 | 54 | 54 | 25
JOT-08 | 2025-11-01 | 11 | 2026 | 2025 | FALL | 58 | 58 | 58 | 58 | 58 | 58 | 25 | 56 | 56 | 56 | 56 | 56 | 56 | 25
JOT-08 | 2025-12-01 | 12 | 2026 | 2025 | WINTER | 62 | 62 | 62 | 62 | 62 | 62 | 25 | 61 | 61 | 61 | 61 | 61 | 61 | 25
JOT-08 | 2026-01-01 | 1 | 2026 | 2026 | WINTER | 63 | 63 | 63 | 63 | 63 | 63 | 25 | 61 | 61 | 61 | 61 | 61 | 61 | 25
JOT-08 | 2026-02-01 | 2 | 2026 | 2026 | WINTER | 62 | 62 | 62 | 62 | 62 | 62 | 25 | 61 | 61 | 61 | 61 | 61 | 61 | 25
JOT-08 | 2026-03-01 | 3 | 2026 | 2026 | WINTER | 58 | 58 | 58 | 58 | 58 | 58 | 25 | 56 | 56 | 56 | 56 | 56 | 56 | 25
JOT-08 | 2026-04-01 | 4 | 2026 | 2026 | SPRING | 55 | 55 | 55 | 55 | 55 | 55 | 25 | 54 | 54 | 54 | 54 | 54 | 54 | 25
JOT-08 | 2026-05-01 | 5 | 2026 | 2026 | SPRING | 54 | 54 | 54 | 56 | 56 | 56 | 25 | 52 | 52 | 52 | 54 | 54 | 54 | 25
JOT-08 | 2026-06-01 | 6 | 2026 | 2026 | SUMMER | 52 | 52 | 52 | 54 | 54 | 54 | 25 | 50 | 50 | 50 | 52 | 52 | 52 | 25
JOT-08 | 2026-07-01 | 7 | 2026 | 2026 | SUMMER | 50 | 50 | 50 | 52 | 52 | 52 | 25 | 49 | 49 | 49 | 51 | 51 | 51 | 25
JOT-08 | 2026-08-01 | 8 | 2026 | 2026 | SUMMER | 50 | 50 | 50 | 52 | 52 | 52 | 25 | 49 | 49 | 49 | 51 | 51 | 51 | 25
JOT-08 | 2026-09-01 | 9 | 2026 | 2026 | SUMMER | 53 | 53 | 53 | 55 | 55 | 55 | 25 | 51 | 51 | 51 | 53 | 53 | 53 | 25
JOT-08 | 2026-10-01 | 10 | 2027 | 2026 | FALL | 55 | 55 | 55 | 55 | 55 | 55 | 25 | 54 | 54 | 54 | 54 | 54 | 54 | 25
JOT-08 | 2026-11-01 | 11 | 2027 | 2026 | FALL | 58 | 58 | 58 | 58 | 58 | 58 | 25 | 56 | 56 | 56 | 56 | 56 | 56 | 25
JOT-08 | 2026-12-01 | 12 | 2027 | 2026 | WINTER | 62 | 62 | 62 | 62 | 62 | 62 | 25 | 61 | 61 | 61 | 61 | 61 | 61 | 25
JOT-08 | 2027-01-01 | 1 | 2027 | 2027 | WINTER | 63 | 63 | 63 | 63 | 63 | 63 | 25 | 61 | 61 | 61 | 61 | 61 | 61 | 25
JOT-08 | 2027-02-01 | 2 | 2027 | 2027 | WINTER | 62 | 62 | 62 | 62 | 62 | 62 | 25 | 61 | 61 | 61 | 61 | 61 | 61 | 25
JOT-08 | 2027-03-01 | 3 | 2027 | 2027 | WINTER | 58 | 58 | 58 | 58 | 58 | 58 | 25 | 56 | 56 | 56 | 56 | 56 | 56 | 25
JOT-08 | 2027-04-01 | 4 | 2027 | 2027 | SPRING | 55 | 55 | 55 | 55 | 55 | 55 | 25 | 54 | 54 | 54 | 54 | 54 | 54 | 25
JOT-08 | 2027-05-01 | 5 | 2027 | 2027 | SPRING | 54 | 54 | 54 | 56 | 56 | 56 | 25 | 52 | 52 | 52 | 54 | 54 | 54 | 25
JOT-08 | 2027-06-01 | 6 | 2027 | 2027 | SUMMER | 52 | 52 | 52 | 54 | 54 | 54 | 25 | 50 | 50 | 50 | 52 | 52 | 52 | 25
JOT-08 | 2027-07-01 | 7 | 2027 | 2027 | SUMMER | 50 | 50 | 50 | 52 | 52 | 52 | 25 | 49 | 49 | 49 | 51 | 51 | 51 | 25
JOT-08 | 2027-08-01 | 8 | 2027 | 2027 | SUMMER | 50 | 50 | 50 | 52 | 52 | 52 | 25 | 49 | 49 | 49 | 51 | 51 | 51 | 25
JOT-08 | 2027-09-01 | 9 | 2027 | 2027 | SUMMER | 53 | 53 | 53 | 55 | 55 | 55 | 25 | 51 | 51 | 51 | 53 | 53 | 53 | 25
JOT-08 | 2027-10-01 | 10 | 2028 | 2027 | FALL | 55 | 55 | 55 | 55 | 55 | 55 | 25 | 54 | 54 | 54 | 54 | 54 | 54 | 25
JOT-08 | 2027-11-01 | 11 | 2028 | 2027 | FALL | 58 | 58 | 58 | 58 | 58 | 58 | 25 | 56 | 56 | 56 | 56 | 56 | 56 | 25
JOT-08 | 2027-12-01 | 12 | 2028 | 2027 | WINTER | 62 | 62 | 62 | 62 | 62 | 62 | 25 | 61 | 61 | 61 | 61 | 61 | 61 | 25
JOT-08 | 2028-01-01 | 1 | 2028 | 2028 | WINTER | 63 | 63 | 63 | 63 | 63 | 63 | 25 | 61 | 61 | 61 | 61 | 61 | 61 | 25
JOT-08 | 2028-02-01 | 2 | 2028 | 2028 | WINTER | 62 | 62 | 62 | 62 | 62 | 62 | 25 | 61 | 61 | 61 | 61 | 61 | 61 | 25
JOT-08 | 2028-03-01 | 3 | 2028 | 2028 | WINTER | 58 | 58 | 58 | 58 | 58 | 58 | 25 | 56 | 56 | 56 | 56 | 56 | 56 | 25
JOT-08 | 2028-04-01 | 4 | 2028 | 2028 | SPRING | 55 | 55 | 55 | 55 | 55 | 55 | 25 | 54 | 54 | 54 | 54 | 54 | 54 | 25
JOT-08 | 2028-05-01 | 5 | 2028 | 2028 | SPRING | 54 | 54 | 54 | 56 | 56 | 56 | 25 | 52 | 52 | 52 | 54 | 54 | 54 | 25
JOT-08 | 2028-06-01 | 6 | 2028 | 2028 | SUMMER | 52 | 52 | 52 | 54 | 54 | 54 | 25 | 50 | 50 | 50 | 52 | 52 | 52 | 25
JOT-08 | 2028-07-01 | 7 | 2028 | 2028 | SUMMER | 50 | 50 | 50 | 52 | 52 | 52 | 25 | 49 | 49 | 49 | 51 | 51 | 51 | 25
JOT-08 | 2028-08-01 | 8 | 2028 | 2028 | SUMMER | 50 | 50 | 50 | 52 | 52 | 52 | 25 | 49 | 49 | 49 | 51 | 51 | 51 | 25
JOT-08 | 2028-09-01 | 9 | 2028 | 2028 | SUMMER | 53 | 53 | 53 | 55 | 55 | 55 | 25 | 51 | 51 | 51 | 53 | 53 | 53 | 25
JOT-08 | 2028-10-01 | 10 | 2029 | 2028 | FALL | 55 | 55 | 55 | 55 | 55 | 55 | 25 | 54 | 54 | 54 | 54 | 54 | 54 | 25
JOT-08 | 2028-11-01 | 11 | 2029 | 2028 | FALL | 58 | 58 | 58 | 58 | 58 | 58 | 25 | 56 | 56 | 56 | 56 | 56 | 56 | 25
JOT-08 | 2028-12-01 | 12 | 2029 | 2028 | WINTER | 62 | 62 | 62 | 62 | 62 | 62 | 25 | 61 | 61 | 61 | 61 | 61 | 61 | 25
JOT-08 | 2029-01-01 | 1 | 2029 | 2029 | WINTER | 63 | 63 | 63 | 63 | 63 | 63 | 25 | 61 | 61 | 61 | 61 | 61 | 61 | 25
JOT-08 | 2029-02-01 | 2 | 2029 | 2029 | WINTER | 62 | 62 | 62 | 62 | 62 | 62 | 25 | 61 | 61 | 61 | 61 | 61 | 61 | 25
JOT-08 | 2029-03-01 | 3 | 2029 | 2029 | WINTER | 58 | 58 | 58 | 58 | 58 | 58 | 25 | 56 | 56 | 56 | 56 | 56 | 56 | 25
JOT-08 | 2029-04-01 | 4 | 2029 | 2029 | SPRING | 55 | 55 | 55 | 55 | 55 | 55 | 25 | 54 | 54 | 54 | 54 | 54 | 54 | 25
JOT-08 | 2029-05-01 | 5 | 2029 | 2029 | SPRING | 54 | 54 | 54 | 56 | 56 | 56 | 25 | 52 | 52 | 52 | 54 | 54 | 54 | 25
JOT-08 | 2029-06-01 | 6 | 2029 | 2029 | SUMMER | 52 | 52 | 52 | 54 | 54 | 54 | 25 | 50 | 50 | 50 | 52 | 52 | 52 | 25
JOT-08 | 2029-07-01 | 7 | 2029 | 2029 | SUMMER | 50 | 50 | 50 | 52 | 52 | 52 | 25 | 49 | 49 | 49 | 51 | 51 | 51 | 25
JOT-08 | 2029-08-01 | 8 | 2029 | 2029 | SUMMER | 50 | 50 | 50 | 52 | 52 | 52 | 25 | 49 | 49 | 49 | 51 | 51 | 51 | 25
JOT-08 | 2029-09-01 | 9 | 2029 | 2029 | SUMMER | 53 | 53 | 53 | 55 | 55 | 55 | 25 | 51 | 51 | 51 | 53 | 53 | 53 | 25
JOT-08 | 2029-10-01 | 10 | 2030 | 2029 | FALL | 55 | 55 | 55 | 55 | 55 | 55 | 25 | 54 | 54 | 54 | 54 | 54 | 54 | 25
JOT-08 | 2029-11-01 | 11 | 2030 | 2029 | FALL | 58 | 58 | 58 | 58 | 58 | 58 | 25 | 56 | 56 | 56 | 56 | 56 | 56 | 25
JOT-08 | 2029-12-01 | 12 | 2030 | 2029 | WINTER | 62 | 62 | 62 | 62 | 62 | 62 | 25 | 61 | 61 | 61 | 61 | 61 | 61 | 25
JOT-08 | 2030-01-01 | 1 | 2030 | 2030 | WINTER | 63 | 63 | 63 | 63 | 63 | 63 | 25 | 61 | 61 | 61 | 61 | 61 | 61 | 25
JOT-08 | 2030-02-01 | 2 | 2030 | 2030 | WINTER | 62 | 62 | 62 | 62 | 62 | 62 | 25 | 61 | 61 | 61 | 61 | 61 | 61 | 25
JOT-08 | 2030-03-01 | 3 | 2030 | 2030 | WINTER | 58 | 58 | 58 | 58 | 58 | 58 | 25 | 56 | 56 | 56 | 56 | 56 | 56 | 25
JOT-08 | 2030-04-01 | 4 | 2030 | 2030 | SPRING | 55 | 55 | 55 | 55 | 55 | 55 | 25 | 54 | 54 | 54 | 54 | 54 | 54 | 25
JOT-08 | 2030-05-01 | 5 | 2030 | 2030 | SPRING | 54 | 54 | 54 | 56 | 56 | 56 | 25 | 52 | 52 | 52 | 54 | 54 | 54 | 25
JOT-08 | 2030-06-01 | 6 | 2030 | 2030 | SUMMER | 52 | 52 | 52 | 54 | 54 | 54 | 25 | 50 | 50 | 50 | 52 | 52 | 52 | 25
JOT-08 | 2030-07-01 | 7 | 2030 | 2030 | SUMMER | 50 | 50 | 50 | 52 | 52 | 52 | 25 | 49 | 49 | 49 | 51 | 51 | 51 | 25
JOT-08 | 2030-08-01 | 8 | 2030 | 2030 | SUMMER | 50 | 50 | 50 | 52 | 52 | 52 | 25 | 49 | 49 | 49 | 51 | 51 | 51 | 25
JOT-08 | 2030-09-01 | 9 | 2030 | 2030 | SUMMER | 53 | 53 | 53 | 55 | 55 | 55 | 25 | 51 | 51 | 51 | 53 | 53 | 53 | 25
JOT-08 | 2030-10-01 | 10 | 2031 | 2030 | FALL | 55 | 55 | 55 | 55 | 55 | 55 | 25 | 54 | 54 | 54 | 54 | 54 | 54 | 25
JOT-08 | 2030-11-01 | 11 | 2031 | 2030 | FALL | 58 | 58 | 58 | 58 | 58 | 58 | 25 | 56 | 56 | 56 | 56 | 56 | 56 | 25
JOT-08 | 2030-12-01 | 12 | 2031 | 2030 | WINTER | 62 | 62 | 62 | 62 | 62 | 62 | 25 | 61 | 61 | 61 | 61 | 61 | 61 | 25
JOT-08 | 2031-01-01 | 1 | 2031 | 2031 | WINTER | 63 | 63 | 63 | 63 | 63 | 63 | 25 | 61 | 61 | 61 | 61 | 61 | 61 | 25
JOT-08 | 2031-02-01 | 2 | 2031 | 2031 | WINTER | 62 | 62 | 62 | 62 | 62 | 62 | 25 | 61 | 61 | 61 | 61 | 61 | 61 | 25
JOT-08 | 2031-03-01 | 3 | 2031 | 2031 | WINTER | 58 | 58 | 58 | 58 | 58 | 58 | 25 | 56 | 56 | 56 | 56 | 56 | 56 | 25
JOT-08 | 2031-04-01 | 4 | 2031 | 2031 | SPRING | 55 | 55 | 55 | 55 | 55 | 55 | 25 | 54 | 54 | 54 | 54 | 54 | 54 | 25
JOT-08 | 2031-05-01 | 5 | 2031 | 2031 | SPRING | 54 | 54 | 54 | 56 | 56 | 56 | 25 | 52 | 52 | 52 | 54 | 54 | 54 | 25
JOT-08 | 2031-06-01 | 6 | 2031 | 2031 | SUMMER | 52 | 52 | 52 | 54 | 54 | 54 | 25 | 50 | 50 | 50 | 52 | 52 | 52 | 25
JOT-08 | 2031-07-01 | 7 | 2031 | 2031 | SUMMER | 50 | 50 | 50 | 52 | 52 | 52 | 25 | 49 | 49 | 49 | 51 | 51 | 51 | 25
JOT-08 | 2031-08-01 | 8 | 2031 | 2031 | SUMMER | 50 | 50 | 50 | 52 | 52 | 52 | 25 | 49 | 49 | 49 | 51 | 51 | 51 | 25
JOT-08 | 2031-09-01 | 9 | 2031 | 2031 | SUMMER | 53 | 53 | 53 | 55 | 55 | 55 | 25 | 51 | 51 | 51 | 53 | 53 | 53 | 25
JOT-08 | 2031-10-01 | 10 | 2032 | 2031 | FALL | 55 | 55 | 55 | 55 | 55 | 55 | 25 | 54 | 54 | 54 | 54 | 54 | 54 | 25
JOT-08 | 2031-11-01 | 11 | 2032 | 2031 | FALL | 58 | 58 | 58 | 58 | 58 | 58 | 25 | 56 | 56 | 56 | 56 | 56 | 56 | 25
JOT-08 | 2031-12-01 | 12 | 2032 | 2031 | WINTER | 62 | 62 | 62 | 62 | 62 | 62 | 25 | 61 | 61 | 61 | 61 | 61 | 61 | 25
JOT-08 | 2032-01-01 | 1 | 2032 | 2032 | WINTER | 63 | 63 | 63 | 63 | 63 | 63 | 25 | 61 | 61 | 61 | 61 | 61 | 61 | 25
JOT-08 | 2032-02-01 | 2 | 2032 | 2032 | WINTER | 62 | 62 | 62 | 62 | 62 | 62 | 25 | 61 | 61 | 61 | 61 | 61 | 61 | 25
JOT-08 | 2032-03-01 | 3 | 2032 | 2032 | WINTER | 58 | 58 | 58 | 58 | 58 | 58 | 25 | 56 | 56 | 56 | 56 | 56 | 56 | 25
JOT-08 | 2032-04-01 | 4 | 2032 | 2032 | SPRING | 55 | 55 | 55 | 55 | 55 | 55 | 25 | 54 | 54 | 54 | 54 | 54 | 54 | 25
JOT-08 | 2032-05-01 | 5 | 2032 | 2032 | SPRING | 54 | 54 | 54 | 56 | 56 | 56 | 25 | 52 | 52 | 52 | 54 | 54 | 54 | 25
JOT-08 | 2032-06-01 | 6 | 2032 | 2032 | SUMMER | 52 | 52 | 52 | 54 | 54 | 54 | 25 | 50 | 50 | 50 | 52 | 52 | 52 | 25
JOT-08 | 2032-07-01 | 7 | 2032 | 2032 | SUMMER | 50 | 50 | 50 | 52 | 52 | 52 | 25 | 49 | 49 | 49 | 51 | 51 | 51 | 25
JOT-08 | 2032-08-01 | 8 | 2032 | 2032 | SUMMER | 50 | 50 | 50 | 52 | 52 | 52 | 25 | 49 | 49 | 49 | 51 | 51 | 51 | 25
JOT-08 | 2032-09-01 | 9 | 2032 | 2032 | SUMMER | 53 | 53 | 53 | 55 | 55 | 55 | 25 | 51 | 51 | 51 | 53 | 53 | 53 | 25
JOT-08 | 2032-10-01 | 10 | 2033 | 2032 | FALL | 55 | 55 | 55 | 55 | 55 | 55 | 25 | 54 | 54 | 54 | 54 | 54 | 54 | 25
JOT-08 | 2032-11-01 | 11 | 2033 | 2032 | FALL | 58 | 58 | 58 | 58 | 58 | 58 | 25 | 56 | 56 | 56 | 56 | 56 | 56 | 25
JOT-08 | 2032-12-01 | 12 | 2033 | 2032 | WINTER | 62 | 62 | 62 | 62 | 62 | 62 | 25 | 61 | 61 | 61 | 61 | 61 | 61 | 25
JOT-08 | 2033-01-01 | 1 | 2033 | 2033 | WINTER | 63 | 63 | 63 | 63 | 63 | 63 | 25 | 61 | 61 | 61 | 61 | 61 | 61 | 25
JOT-08 | 2033-02-01 | 2 | 2033 | 2033 | WINTER | 62 | 62 | 62 | 62 | 62 | 62 | 25 | 61 | 61 | 61 | 61 | 61 | 61 | 25
JOT-08 | 2033-03-01 | 3 | 2033 | 2033 | WINTER | 58 | 58 | 58 | 58 | 58 | 58 | 25 | 56 | 56 | 56 | 56 | 56 | 56 | 25
JOT-08 | 2033-04-01 | 4 | 2033 | 2033 | SPRING | 55 | 55 | 55 | 55 | 55 | 55 | 25 | 54 | 54 | 54 | 54 | 54 | 54 | 25
JOT-08 | 2033-05-01 | 5 | 2033 | 2033 | SPRING | 54 | 54 | 54 | 56 | 56 | 56 | 25 | 52 | 52 | 52 | 54 | 54 | 54 | 25
JOT-08 | 2033-06-01 | 6 | 2033 | 2033 | SUMMER | 52 | 52 | 52 | 54 | 54 | 54 | 25 | 50 | 50 | 50 | 52 | 52 | 52 | 25
JOT-08 | 2033-07-01 | 7 | 2033 | 2033 | SUMMER | 50 | 50 | 50 | 52 | 52 | 52 | 25 | 49 | 49 | 49 | 51 | 51 | 51 | 25
JOT-08 | 2033-08-01 | 8 | 2033 | 2033 | SUMMER | 50 | 50 | 50 | 52 | 52 | 52 | 25 | 49 | 49 | 49 | 51 | 51 | 51 | 25
JOT-08 | 2033-09-01 | 9 | 2033 | 2033 | SUMMER | 53 | 53 | 53 | 55 | 55 | 55 | 25 | 51 | 51 | 51 | 53 | 53 | 53 | 25
JOT-08 | 2033-10-01 | 10 | 2034 | 2033 | FALL | 55 | 55 | 55 | 55 | 55 | 55 | 25 | 54 | 54 | 54 | 54 | 54 | 54 | 25
JOT-08 | 2033-11-01 | 11 | 2034 | 2033 | FALL | 58 | 58 | 58 | 58 | 58 | 58 | 25 | 56 | 56 | 56 | 56 | 56 | 56 | 25
JOT-08 | 2033-12-01 | 12 | 2034 | 2033 | WINTER | 62 | 62 | 62 | 62 | 62 | 62 | 25 | 61 | 61 | 61 | 61 | 61 | 61 | 25
JOT-08 | 2034-01-01 | 1 | 2034 | 2034 | WINTER | 63 | 63 | 63 | 63 | 63 | 63 | 25 | 61 | 61 | 61 | 61 | 61 | 61 | 25
JOT-08 | 2034-02-01 | 2 | 2034 | 2034 | WINTER | 62 | 62 | 62 | 62 | 62 | 62 | 25 | 61 | 61 | 61 | 61 | 61 | 61 | 25
JOT-08 | 2034-03-01 | 3 | 2034 | 2034 | WINTER | 58 | 58 | 58 | 58 | 58 | 58 | 25 | 56 | 56 | 56 | 56 | 56 | 56 | 25
JOT-08 | 2034-04-01 | 4 | 2034 | 2034 | SPRING | 55 | 55 | 55 | 55 | 55 | 55 | 25 | 54 | 54 | 54 | 54 | 54 | 54 | 25
JOT-08 | 2034-05-01 | 5 | 2034 | 2034 | SPRING | 54 | 54 | 54 | 56 | 56 | 56 | 25 | 52 | 52 | 52 | 54 | 54 | 54 | 25
JOT-08 | 2034-06-01 | 6 | 2034 | 2034 | SUMMER | 52 | 52 | 52 | 54 | 54 | 54 | 25 | 50 | 50 | 50 | 52 | 52 | 52 | 25
JOT-08 | 2034-07-01 | 7 | 2034 | 2034 | SUMMER | 50 | 50 | 50 | 52 | 52 | 52 | 25 | 49 | 49 | 49 | 51 | 51 | 51 | 25
JOT-08 | 2034-08-01 | 8 | 2034 | 2034 | SUMMER | 50 | 50 | 50 | 52 | 52 | 52 | 25 | 49 | 49 | 49 | 51 | 51 | 51 | 25
JOT-08 | 2034-09-01 | 9 | 2034 | 2034 | SUMMER | 53 | 53 | 53 | 55 | 55 | 55 | 25 | 51 | 51 | 51 | 53 | 53 | 53 | 25
JOT-08 | 2034-10-01 | 10 | 2035 | 2034 | FALL | 55 | 55 | 55 | 55 | 55 | 55 | 25 | 54 | 54 | 54 | 54 | 54 | 54 | 25
JOT-08 | 2034-11-01 | 11 | 2035 | 2034 | FALL | 58 | 58 | 58 | 58 | 58 | 58 | 25 | 56 | 56 | 56 | 56 | 56 | 56 | 25
JOT-08 | 2034-12-01 | 12 | 2035 | 2034 | WINTER | 62 | 62 | 62 | 62 | 62 | 62 | 25 | 61 | 61 | 61 | 61 | 61 | 61 | 25
JOT-08 | 2035-01-01 | 1 | 2035 | 2035 | WINTER | 63 | 63 | 63 | 63 | 63 | 63 | 25 | 61 | 61 | 61 | 61 | 61 | 61 | 25
JOT-08 | 2035-02-01 | 2 | 2035 | 2035 | WINTER | 62 | 62 | 62 | 62 | 62 | 62 | 25 | 61 | 61 | 61 | 61 | 61 | 61 | 25
JOT-08 | 2035-03-01 | 3 | 2035 | 2035 | WINTER | 58 | 58 | 58 | 58 | 58 | 58 | 25 | 56 | 56 | 56 | 56 | 56 | 56 | 25
JOT-08 | 2035-04-01 | 4 | 2035 | 2035 | SPRING | 55 | 55 | 55 | 55 | 55 | 55 | 25 | 54 | 54 | 54 | 54 | 54 | 54 | 25
JOT-08 | 2035-05-01 | 5 | 2035 | 2035 | SPRING | 54 | 54 | 54 | 56 | 56 | 56 | 25 | 52 | 52 | 52 | 54 | 54 | 54 | 25
JOT-08 | 2035-06-01 | 6 | 2035 | 2035 | SUMMER | 52 | 52 | 52 | 54 | 54 | 54 | 25 | 50 | 50 | 50 | 52 | 52 | 52 | 25
JOT-08 | 2035-07-01 | 7 | 2035 | 2035 | SUMMER | 50 | 50 | 50 | 52 | 52 | 52 | 25 | 49 | 49 | 49 | 51 | 51 | 51 | 25
JOT-08 | 2035-08-01 | 8 | 2035 | 2035 | SUMMER | 50 | 50 | 50 | 52 | 52 | 52 | 25 | 49 | 49 | 49 | 51 | 51 | 51 | 25
JOT-08 | 2035-09-01 | 9 | 2035 | 2035 | SUMMER | 53 | 53 | 53 | 55 | 55 | 55 | 25 | 51 | 51 | 51 | 53 | 53 | 53 | 25
JOT-08 | 2035-10-01 | 10 | 2036 | 2035 | FALL | 55 | 55 | 55 | 55 | 55 | 55 | 25 | 54 | 54 | 54 | 54 | 54 | 54 | 25
JOT-08 | 2035-11-01 | 11 | 2036 | 2035 | FALL | 58 | 58 | 58 | 58 | 58 | 58 | 25 | 56 | 56 | 56 | 56 | 56 | 56 | 25
JOT-08 | 2035-12-01 | 12 | 2036 | 2035 | WINTER | 62 | 62 | 62 | 62 | 62 | 62 | 25 | 61 | 61 | 61 | 61 | 61 | 61 | 25
JOT-08 | 2036-01-01 | 1 | 2036 | 2036 | WINTER | 63 | 63 | 63 | 63 | 63 | 63 | 25 | 61 | 61 | 61 | 61 | 61 | 61 | 25
JOT-08 | 2036-02-01 | 2 | 2036 | 2036 | WINTER | 62 | 62 | 62 | 62 | 62 | 62 | 25 | 61 | 61 | 61 | 61 | 61 | 61 | 25
JOT-08 | 2036-03-01 | 3 | 2036 | 2036 | WINTER | 58 | 58 | 58 | 58 | 58 | 58 | 25 | 56 | 56 | 56 | 56 | 56 | 56 | 25
JOT-08 | 2036-04-01 | 4 | 2036 | 2036 | SPRING | 55 | 55 | 55 | 55 | 55 | 55 | 25 | 54 | 54 | 54 | 54 | 54 | 54 | 25
JOT-08 | 2036-05-01 | 5 | 2036 | 2036 | SPRING | 54 | 54 | 54 | 56 | 56 | 56 | 25 | 52 | 52 | 52 | 54 | 54 | 54 | 25
JOT-08 | 2036-06-01 | 6 | 2036 | 2036 | SUMMER | 52 | 52 | 52 | 54 | 54 | 54 | 25 | 50 | 50 | 50 | 52 | 52 | 52 | 25
JOT-08 | 2036-07-01 | 7 | 2036 | 2036 | SUMMER | 50 | 50 | 50 | 52 | 52 | 52 | 25 | 49 | 49 | 49 | 51 | 51 | 51 | 25
JOT-08 | 2036-08-01 | 8 | 2036 | 2036 | SUMMER | 50 | 50 | 50 | 52 | 52 | 52 | 25 | 49 | 49 | 49 | 51 | 51 | 51 | 25
JOT-08 | 2036-09-01 | 9 | 2036 | 2036 | SUMMER | 53 | 53 | 53 | 55 | 55 | 55 | 25 | 51 | 51 | 51 | 53 | 53 | 53 | 25
JOT-08 | 2036-10-01 | 10 | 2037 | 2036 | FALL | 55 | 55 | 55 | 55 | 55 | 55 | 25 | 54 | 54 | 54 | 54 | 54 | 54 | 25
JOT-08 | 2036-11-01 | 11 | 2037 | 2036 | FALL | 58 | 58 | 58 | 58 | 58 | 58 | 25 | 56 | 56 | 56 | 56 | 56 | 56 | 25
JOT-08 | 2036-12-01 | 12 | 2037 | 2036 | WINTER | 62 | 62 | 62 | 62 | 62 | 62 | 25 | 61 | 61 | 61 | 61 | 61 | 61 | 25
JOT-08 | 2037-01-01 | 1 | 2037 | 2037 | WINTER | 63 | 63 | 63 | 63 | 63 | 63 | 25 | 61 | 61 | 61 | 61 | 61 | 61 | 25
JOT-08 | 2037-02-01 | 2 | 2037 | 2037 | WINTER | 62 | 62 | 62 | 62 | 62 | 62 | 25 | 61 | 61 | 61 | 61 | 61 | 61 | 25
JOT-08 | 2037-03-01 | 3 | 2037 | 2037 | WINTER | 58 | 58 | 58 | 58 | 58 | 58 | 25 | 56 | 56 | 56 | 56 | 56 | 56 | 25
JOT-08 | 2037-04-01 | 4 | 2037 | 2037 | SPRING | 55 | 55 | 55 | 55 | 55 | 55 | 25 | 54 | 54 | 54 | 54 | 54 | 54 | 25
JOT-08 | 2037-05-01 | 5 | 2037 | 2037 | SPRING | 54 | 54 | 54 | 56 | 56 | 56 | 25 | 52 | 52 | 52 | 54 | 54 | 54 | 25
JOT-08 | 2037-06-01 | 6 | 2037 | 2037 | SUMMER | 52 | 52 | 52 | 54 | 54 | 54 | 25 | 50 | 50 | 50 | 52 | 52 | 52 | 25
JOT-08 | 2037-07-01 | 7 | 2037 | 2037 | SUMMER | 50 | 50 | 50 | 52 | 52 | 52 | 25 | 49 | 49 | 49 | 51 | 51 | 51 | 25
JOT-08 | 2037-08-01 | 8 | 2037 | 2037 | SUMMER | 50 | 50 | 50 | 52 | 52 | 52 | 25 | 49 | 49 | 49 | 51 | 51 | 51 | 25
JOT-08 | 2037-09-01 | 9 | 2037 | 2037 | SUMMER | 53 | 53 | 53 | 55 | 55 | 55 | 25 | 51 | 51 | 51 | 53 | 53 | 53 | 25
JOT-08 | 2037-10-01 | 10 | 2038 | 2037 | FALL | 55 | 55 | 55 | 55 | 55 | 55 | 25 | 54 | 54 | 54 | 54 | 54 | 54 | 25
JOT-08 | 2037-11-01 | 11 | 2038 | 2037 | FALL | 58 | 58 | 58 | 58 | 58 | 58 | 25 | 56 | 56 | 56 | 56 | 56 | 56 | 25
JOT-08 | 2037-12-01 | 12 | 2038 | 2037 | WINTER | 62 | 62 | 62 | 62 | 62 | 62 | 25 | 61 | 61 | 61 | 61 | 61 | 61 | 25
JOT-08 | 2038-01-01 | 1 | 2038 | 2038 | WINTER | 63 | 63 | 63 | 63 | 63 | 63 | 25 | 61 | 61 | 61 | 61 | 61 | 61 | 25
JOT-08 | 2038-02-01 | 2 | 2038 | 2038 | WINTER | 62 | 62 | 62 | 62 | 62 | 62 | 25 | 61 | 61 | 61 | 61 | 61 | 61 | 25
JOT-08 | 2038-03-01 | 3 | 2038 | 2038 | WINTER | 58 | 58 | 58 | 58 | 58 | 58 | 25 | 56 | 56 | 56 | 56 | 56 | 56 | 25
JOT-08 | 2038-04-01 | 4 | 2038 | 2038 | SPRING | 55 | 55 | 55 | 55 | 55 | 55 | 25 | 54 | 54 | 54 | 54 | 54 | 54 | 25
JOT-08 | 2038-05-01 | 5 | 2038 | 2038 | SPRING | 54 | 54 | 54 | 56 | 56 | 56 | 25 | 52 | 52 | 52 | 54 | 54 | 54 | 25
JOT-08 | 2038-06-01 | 6 | 2038 | 2038 | SUMMER | 52 | 52 | 52 | 54 | 54 | 54 | 25 | 50 | 50 | 50 | 52 | 52 | 52 | 25
JOT-08 | 2038-07-01 | 7 | 2038 | 2038 | SUMMER | 50 | 50 | 50 | 52 | 52 | 52 | 25 | 49 | 49 | 49 | 51 | 51 | 51 | 25
JOT-08 | 2038-08-01 | 8 | 2038 | 2038 | SUMMER | 50 | 50 | 50 | 52 | 52 | 52 | 25 | 49 | 49 | 49 | 51 | 51 | 51 | 25
JOT-08 | 2038-09-01 | 9 | 2038 | 2038 | SUMMER | 53 | 53 | 53 | 55 | 55 | 55 | 25 | 51 | 51 | 51 | 53 | 53 | 53 | 25
JOT-08 | 2038-10-01 | 10 | 2039 | 2038 | FALL | 55 | 55 | 55 | 55 | 55 | 55 | 25 | 54 | 54 | 54 | 54 | 54 | 54 | 25
JOT-08 | 2038-11-01 | 11 | 2039 | 2038 | FALL | 58 | 58 | 58 | 58 | 58 | 58 | 25 | 56 | 56 | 56 | 56 | 56 | 56 | 25
JOT-08 | 2038-12-01 | 12 | 2039 | 2038 | WINTER | 62 | 62 | 62 | 62 | 62 | 62 | 25 | 61 | 61 | 61 | 61 | 61 | 61 | 25
JOT-08 | 2039-01-01 | 1 | 2039 | 2039 | WINTER | 63 | 63 | 63 | 63 | 63 | 63 | 25 | 61 | 61 | 61 | 61 | 61 | 61 | 25
JOT-08 | 2039-02-01 | 2 | 2039 | 2039 | WINTER | 62 | 62 | 62 | 62 | 62 | 62 | 25 | 61 | 61 | 61 | 61 | 61 | 61 | 25
JOT-08 | 2039-03-01 | 3 | 2039 | 2039 | WINTER | 58 | 58 | 58 | 58 | 58 | 58 | 25 | 56 | 56 | 56 | 56 | 56 | 56 | 25
JOT-08 | 2039-04-01 | 4 | 2039 | 2039 | SPRING | 55 | 55 | 55 | 55 | 55 | 55 | 25 | 54 | 54 | 54 | 54 | 54 | 54 | 25
JOT-08 | 2039-05-01 | 5 | 2039 | 2039 | SPRING | 54 | 54 | 54 | 56 | 56 | 56 | 25 | 52 | 52 | 52 | 54 | 54 | 54 | 25
JOT-08 | 2039-06-01 | 6 | 2039 | 2039 | SUMMER | 52 | 52 | 52 | 54 | 54 | 54 | 25 | 50 | 50 | 50 | 52 | 52 | 52 | 25
JOT-08 | 2039-07-01 | 7 | 2039 | 2039 | SUMMER | 50 | 50 | 50 | 52 | 52 | 52 | 25 | 49 | 49 | 49 | 51 | 51 | 51 | 25
JOT-08 | 2039-08-01 | 8 | 2039 | 2039 | SUMMER | 50 | 50 | 50 | 52 | 52 | 52 | 25 | 49 | 49 | 49 | 51 | 51 | 51 | 25
JOT-08 | 2039-09-01 | 9 | 2039 | 2039 | SUMMER | 53 | 53 | 53 | 55 | 55 | 55 | 25 | 51 | 51 | 51 | 53 | 53 | 53 | 25
JOT-08 | 2039-10-01 | 10 | 2040 | 2039 | FALL | 55 | 55 | 55 | 55 | 55 | 55 | 25 | 54 | 54 | 54 | 54 | 54 | 54 | 25
JOT-08 | 2039-11-01 | 11 | 2040 | 2039 | FALL | 58 | 58 | 58 | 58 | 58 | 58 | 25 | 56 | 56 | 56 | 56 | 56 | 56 | 25
JOT-08 | 2039-12-01 | 12 | 2040 | 2039 | WINTER | 62 | 62 | 62 | 62 | 62 | 62 | 25 | 61 | 61 | 61 | 61 | 61 | 61 | 25
JOT-08 | 2040-01-01 | 1 | 2040 | 2040 | WINTER | 63 | 63 | 63 | 63 | 63 | 63 | 25 | 61 | 61 | 61 | 61 | 61 | 61 | 25
JOT-08 | 2040-02-01 | 2 | 2040 | 2040 | WINTER | 62 | 62 | 62 | 62 | 62 | 62 | 25 | 61 | 61 | 61 | 61 | 61 | 61 | 25
JOT-08 | 2040-03-01 | 3 | 2040 | 2040 | WINTER | 58 | 58 | 58 | 58 | 58 | 58 | 25 | 56 | 56 | 56 | 56 | 56 | 56 | 25
JOT-08 | 2040-04-01 | 4 | 2040 | 2040 | SPRING | 55 | 55 | 55 | 55 | 55 | 55 | 25 | 54 | 54 | 54 | 54 | 54 | 54 | 25
JOT-08 | 2040-05-01 | 5 | 2040 | 2040 | SPRING | 54 | 54 | 54 | 56 | 56 | 56 | 25 | 52 | 52 | 52 | 54 | 54 | 54 | 25
JOT-08 | 2040-06-01 | 6 | 2040 | 2040 | SUMMER | 52 | 52 | 52 | 54 | 54 | 54 | 25 | 50 | 50 | 50 | 52 | 52 | 52 | 25
JOT-08 | 2040-07-01 | 7 | 2040 | 2040 | SUMMER | 50 | 50 | 50 | 52 | 52 | 52 | 25 | 49 | 49 | 49 | 51 | 51 | 51 | 25
JOT-08 | 2040-08-01 | 8 | 2040 | 2040 | SUMMER | 50 | 50 | 50 | 52 | 52 | 52 | 25 | 49 | 49 | 49 | 51 | 51 | 51 | 25
JOT-08 | 2040-09-01 | 9 | 2040 | 2040 | SUMMER | 53 | 53 | 53 | 55 | 55 | 55 | 25 | 51 | 51 | 51 | 53 | 53 | 53 | 25
JOT-08 | 2040-10-01 | 10 | 2041 | 2040 | FALL | 55 | 55 | 55 | 55 | 55 | 55 | 25 | 54 | 54 | 54 | 54 | 54 | 54 | 25
JOT-08 | 2040-11-01 | 11 | 2041 | 2040 | FALL | 58 | 58 | 58 | 58 | 58 | 58 | 25 | 56 | 56 | 56 | 56 | 56 | 56 | 25
JOT-08 | 2040-12-01 | 12 | 2041 | 2040 | WINTER | 62 | 62 | 62 | 62 | 62 | 62 | 25 | 61 | 61 | 61 | 61 | 61 | 61 | 25
JOT-08 | 2041-01-01 | 1 | 2041 | 2041 | WINTER | 63 | 63 | 63 | 63 | 63 | 63 | 25 | 61 | 61 | 61 | 61 | 61 | 61 | 25
JOT-08 | 2041-02-01 | 2 | 2041 | 2041 | WINTER | 62 | 62 | 62 | 62 | 62 | 62 | 25 | 61 | 61 | 61 | 61 | 61 | 61 | 25
JOT-08 | 2041-03-01 | 3 | 2041 | 2041 | WINTER | 58 | 58 | 58 | 58 | 58 | 58 | 25 | 56 | 56 | 56 | 56 | 56 | 56 | 25
JOT-08 | 2041-04-01 | 4 | 2041 | 2041 | SPRING | 55 | 55 | 55 | 55 | 55 | 55 | 25 | 54 | 54 | 54 | 54 | 54 | 54 | 25
JOT-08 | 2041-05-01 | 5 | 2041 | 2041 | SPRING | 54 | 54 | 54 | 56 | 56 | 56 | 25 | 52 | 52 | 52 | 54 | 54 | 54 | 25
JOT-08 | 2041-06-01 | 6 | 2041 | 2041 | SUMMER | 52 | 52 | 52 | 54 | 54 | 54 | 25 | 50 | 50 | 50 | 52 | 52 | 52 | 25
JOT-08 | 2041-07-01 | 7 | 2041 | 2041 | SUMMER | 50 | 50 | 50 | 52 | 52 | 52 | 25 | 49 | 49 | 49 | 51 | 51 | 51 | 25
JOT-08 | 2041-08-01 | 8 | 2041 | 2041 | SUMMER | 50 | 50 | 50 | 52 | 52 | 52 | 25 | 49 | 49 | 49 | 51 | 51 | 51 | 25
JOT-08 | 2041-09-01 | 9 | 2041 | 2041 | SUMMER | 53 | 53 | 53 | 55 | 55 | 55 | 25 | 51 | 51 | 51 | 53 | 53 | 53 | 25
JOT-08 | 2041-10-01 | 10 | 2042 | 2041 | FALL | 55 | 55 | 55 | 55 | 55 | 55 | 25 | 54 | 54 | 54 | 54 | 54 | 54 | 25
JOT-08 | 2041-11-01 | 11 | 2042 | 2041 | FALL | 58 | 58 | 58 | 58 | 58 | 58 | 25 | 56 | 56 | 56 | 56 | 56 | 56 | 25
JOT-08 | 2041-12-01 | 12 | 2042 | 2041 | WINTER | 62 | 62 | 62 | 62 | 62 | 62 | 25 | 61 | 61 | 61 | 61 | 61 | 61 | 25
JOT-08 | 2042-01-01 | 1 | 2042 | 2042 | WINTER | 63 | 63 | 63 | 63 | 63 | 63 | 25 | 61 | 61 | 61 | 61 | 61 | 61 | 25
JOT-08 | 2042-02-01 | 2 | 2042 | 2042 | WINTER | 62 | 62 | 62 | 62 | 62 | 62 | 25 | 61 | 61 | 61 | 61 | 61 | 61 | 25
JOT-08 | 2042-03-01 | 3 | 2042 | 2042 | WINTER | 58 | 58 | 58 | 58 | 58 | 58 | 25 | 56 | 56 | 56 | 56 | 56 | 56 | 25
JOT-08 | 2042-04-01 | 4 | 2042 | 2042 | SPRING | 55 | 55 | 55 | 55 | 55 | 55 | 25 | 54 | 54 | 54 | 54 | 54 | 54 | 25
JOT-08 | 2042-05-01 | 5 | 2042 | 2042 | SPRING | 54 | 54 | 54 | 56 | 56 | 56 | 25 | 52 | 52 | 52 | 54 | 54 | 54 | 25
JOT-08 | 2042-06-01 | 6 | 2042 | 2042 | SUMMER | 52 | 52 | 52 | 54 | 54 | 54 | 25 | 50 | 50 | 50 | 52 | 52 | 52 | 25
JOT-08 | 2042-07-01 | 7 | 2042 | 2042 | SUMMER | 50 | 50 | 50 | 52 | 52 | 52 | 25 | 49 | 49 | 49 | 51 | 51 | 51 | 25
JOT-08 | 2042-08-01 | 8 | 2042 | 2042 | SUMMER | 50 | 50 | 50 | 52 | 52 | 52 | 25 | 49 | 49 | 49 | 51 | 51 | 51 | 25
JOT-08 | 2042-09-01 | 9 | 2042 | 2042 | SUMMER | 53 | 53 | 53 | 55 | 55 | 55 | 25 | 51 | 51 | 51 | 53 | 53 | 53 | 25
JOT-08 | 2042-10-01 | 10 | 2043 | 2042 | FALL | 55 | 55 | 55 | 55 | 55 | 55 | 25 | 54 | 54 | 54 | 54 | 54 | 54 | 25
JOT-08 | 2042-11-01 | 11 | 2043 | 2042 | FALL | 58 | 58 | 58 | 58 | 58 | 58 | 25 | 56 | 56 | 56 | 56 | 56 | 56 | 25
JOT-08 | 2042-12-01 | 12 | 2043 | 2042 | WINTER | 62 | 62 | 62 | 62 | 62 | 62 | 25 | 61 | 61 | 61 | 61 | 61 | 61 | 25
JOT-08 | 2043-01-01 | 1 | 2043 | 2043 | WINTER | 63 | 63 | 63 | 63 | 63 | 63 | 25 | 61 | 61 | 61 | 61 | 61 | 61 | 25
JOT-08 | 2043-02-01 | 2 | 2043 | 2043 | WINTER | 62 | 62 | 62 | 62 | 62 | 62 | 25 | 61 | 61 | 61 | 61 | 61 | 61 | 25
JOT-08 | 2043-03-01 | 3 | 2043 | 2043 | WINTER | 58 | 58 | 58 | 58 | 58 | 58 | 25 | 56 | 56 | 56 | 56 | 56 | 56 | 25
JOT-08 | 2043-04-01 | 4 | 2043 | 2043 | SPRING | 55 | 55 | 55 | 55 | 55 | 55 | 25 | 54 | 54 | 54 | 54 | 54 | 54 | 25
JOT-08 | 2043-05-01 | 5 | 2043 | 2043 | SPRING | 54 | 54 | 54 | 56 | 56 | 56 | 25 | 52 | 52 | 52 | 54 | 54 | 54 | 25
JOT-08 | 2043-06-01 | 6 | 2043 | 2043 | SUMMER | 52 | 52 | 52 | 54 | 54 | 54 | 25 | 50 | 50 | 50 | 52 | 52 | 52 | 25
JOT-08 | 2043-07-01 | 7 | 2043 | 2043 | SUMMER | 50 | 50 | 50 | 52 | 52 | 52 | 25 | 49 | 49 | 49 | 51 | 51 | 51 | 25
JOT-08 | 2043-08-01 | 8 | 2043 | 2043 | SUMMER | 50 | 50 | 50 | 52 | 52 | 52 | 25 | 49 | 49 | 49 | 51 | 51 | 51 | 25
JOT-08 | 2043-09-01 | 9 | 2043 | 2043 | SUMMER | 53 | 53 | 53 | 55 | 55 | 55 | 25 | 51 | 51 | 51 | 53 | 53 | 53 | 25
JOT-08 | 2043-10-01 | 10 | 2044 | 2043 | FALL | 55 | 55 | 55 | 55 | 55 | 55 | 25 | 54 | 54 | 54 | 54 | 54 | 54 | 25
JOT-08 | 2043-11-01 | 11 | 2044 | 2043 | FALL | 58 | 58 | 58 | 58 | 58 | 58 | 25 | 56 | 56 | 56 | 56 | 56 | 56 | 25
JOT-08 | 2043-12-01 | 12 | 2044 | 2043 | WINTER | 62 | 62 | 62 | 62 | 62 | 62 | 25 | 61 | 61 | 61 | 61 | 61 | 61 | 25
JOT-08 | 2044-01-01 | 1 | 2044 | 2044 | WINTER | 63 | 63 | 63 | 63 | 63 | 63 | 25 | 61 | 61 | 61 | 61 | 61 | 61 | 25
JOT-08 | 2044-02-01 | 2 | 2044 | 2044 | WINTER | 62 | 62 | 62 | 62 | 62 | 62 | 25 | 61 | 61 | 61 | 61 | 61 | 61 | 25
JOT-08 | 2044-03-01 | 3 | 2044 | 2044 | WINTER | 58 | 58 | 58 | 58 | 58 | 58 | 25 | 56 | 56 | 56 | 56 | 56 | 56 | 25
JOT-08 | 2044-04-01 | 4 | 2044 | 2044 | SPRING | 55 | 55 | 55 | 55 | 55 | 55 | 25 | 54 | 54 | 54 | 54 | 54 | 54 | 25
JOT-08 | 2044-05-01 | 5 | 2044 | 2044 | SPRING | 54 | 54 | 54 | 56 | 56 | 56 | 25 | 52 | 52 | 52 | 54 | 54 | 54 | 25
JOT-08 | 2044-06-01 | 6 | 2044 | 2044 | SUMMER | 52 | 52 | 52 | 54 | 54 | 54 | 25 | 50 | 50 | 50 | 52 | 52 | 52 | 25
JOT-08 | 2044-07-01 | 7 | 2044 | 2044 | SUMMER | 50 | 50 | 50 | 52 | 52 | 52 | 25 | 49 | 49 | 49 | 51 | 51 | 51 | 25
JOT-08 | 2044-08-01 | 8 | 2044 | 2044 | SUMMER | 50 | 50 | 50 | 52 | 52 | 52 | 25 | 49 | 49 | 49 | 51 | 51 | 51 | 25
JOT-08 | 2044-09-01 | 9 | 2044 | 2044 | SUMMER | 53 | 53 | 53 | 55 | 55 | 55 | 25 | 51 | 51 | 51 | 53 | 53 | 53 | 25
JOT-08 | 2044-10-01 | 10 | 2045 | 2044 | FALL | 55 | 55 | 55 | 55 | 55 | 55 | 25 | 54 | 54 | 54 | 54 | 54 | 54 | 25
JOT-08 | 2044-11-01 | 11 | 2045 | 2044 | FALL | 58 | 58 | 58 | 58 | 58 | 58 | 25 | 56 | 56 | 56 | 56 | 56 | 56 | 25
JOT-08 | 2044-12-01 | 12 | 2045 | 2044 | WINTER | 62 | 62 | 62 | 62 | 62 | 62 | 25 | 61 | 61 | 61 | 61 | 61 | 61 | 25
JOT-08 | 2045-01-01 | 1 | 2045 | 2045 | WINTER | 63 | 63 | 63 | 63 | 63 | 63 | 25 | 61 | 61 | 61 | 61 | 61 | 61 | 25
JOT-08 | 2045-02-01 | 2 | 2045 | 2045 | WINTER | 62 | 62 | 62 | 62 | 62 | 62 | 25 | 61 | 61 | 61 | 61 | 61 | 61 | 25
JOT-08 | 2045-03-01 | 3 | 2045 | 2045 | WINTER | 58 | 58 | 58 | 58 | 58 | 58 | 25 | 56 | 56 | 56 | 56 | 56 | 56 | 25
JOT-08 | 2045-04-01 | 4 | 2045 | 2045 | SPRING | 55 | 55 | 55 | 55 | 55 | 55 | 25 | 54 | 54 | 54 | 54 | 54 | 54 | 25
JOT-08 | 2045-05-01 | 5 | 2045 | 2045 | SPRING | 54 | 54 | 54 | 56 | 56 | 56 | 25 | 52 | 52 | 52 | 54 | 54 | 54 | 25
JOT-08 | 2045-06-01 | 6 | 2045 | 2045 | SUMMER | 52 | 52 | 52 | 54 | 54 | 54 | 25 | 50 | 50 | 50 | 52 | 52 | 52 | 25
JOT-08 | 2045-07-01 | 7 | 2045 | 2045 | SUMMER | 50 | 50 | 50 | 52 | 52 | 52 | 25 | 49 | 49 | 49 | 51 | 51 | 51 | 25
JOT-08 | 2045-08-01 | 8 | 2045 | 2045 | SUMMER | 50 | 50 | 50 | 52 | 52 | 52 | 25 | 49 | 49 | 49 | 51 | 51 | 51 | 25
JOT-08 | 2045-09-01 | 9 | 2045 | 2045 | SUMMER | 53 | 53 | 53 | 55 | 55 | 55 | 25 | 51 | 51 | 51 | 53 | 53 | 53 | 25
JOT-08 | 2045-10-01 | 10 | 2046 | 2045 | FALL | 55 | 55 | 55 | 55 | 55 | 55 | 25 | 54 | 54 | 54 | 54 | 54 | 54 | 25
JOT-08 | 2045-11-01 | 11 | 2046 | 2045 | FALL | 58 | 58 | 58 | 58 | 58 | 58 | 25 | 56 | 56 | 56 | 56 | 56 | 56 | 25
JOT-08 | 2045-12-01 | 12 | 2046 | 2045 | WINTER | 62 | 62 | 62 | 62 | 62 | 62 | 25 | 61 | 61 | 61 | 61 | 61 | 61 | 25
JOT-08 | 2046-01-01 | 1 | 2046 | 2046 | WINTER | 63 | 63 | 63 | 63 | 63 | 63 | 25 | 61 | 61 | 61 | 61 | 61 | 61 | 25
JOT-08 | 2046-02-01 | 2 | 2046 | 2046 | WINTER | 62 | 62 | 62 | 62 | 62 | 62 | 25 | 61 | 61 | 61 | 61 | 61 | 61 | 25