## Notes
Category | Name | Notes
Input | FY17budget wind & solar | Folder of csv files for all wind and solar profiles
Input | Fuel | Fuel price forecast for all plants
Input | Hydro | Hydro fleet profile
Input | Interruptibles | Interruptible load forecast
Input | Load Forecast | Load forecast
Input | Transmission | Transmission capacity
Input | GADSprocessed | Outage data*
Input | Solar History | Historical hourly solar profile data
Input | Wind History | Historical hourly wind profile data
Input | Wind and Solar Profiles | Wind and solar profiles*
Results | Final Graph | Graph of integration costs
*Located in a separate folder

## Fuel cost
Group Name | Year | Month | Fuel No | Fuel Name | Fuel Cost
TVA Base Case | 2014 | 1 | 94 | Albertville_Oil | 22.4627
TVA Base Case | 2014 | 2 | 94 | Albertville_Oil | 22.4627
TVA Base Case | 2014 | 3 | 94 | Albertville_Oil | 22.4627
TVA Base Case | 2014 | 4 | 94 | Albertville_Oil | 22.2651
TVA Base Case | 2014 | 5 | 94 | Albertville_Oil | 22.1887
TVA Base Case | 2014 | 6 | 94 | Albertville_Oil | 22.1372
TVA Base Case | 2014 | 7 | 94 | Albertville_Oil | 22.1002
TVA Base Case | 2014 | 8 | 94 | Albertville_Oil | 22.0669
TVA Base Case | 2014 | 9 | 94 | Albertville_Oil | 22.0418
TVA Base Case | 2014 | 10 | 94 | Albertville_Oil | 21.9955
TVA Base Case | 2014 | 11 | 94 | Albertville_Oil | 21.9559
TVA Base Case | 2014 | 12 | 94 | Albertville_Oil | 21.9197
TVA Base Case | 2015 | 1 | 94 | Albertville_Oil | 13.41
TVA Base Case | 2015 | 2 | 94 | Albertville_Oil | 13.41
TVA Base Case | 2015 | 3 | 94 | Albertville_Oil | 13.41
TVA Base Case | 2015 | 4 | 94 | Albertville_Oil | 13.6372
TVA Base Case | 2015 | 5 | 94 | Albertville_Oil | 13.5106
TVA Base Case | 2015 | 6 | 94 | Albertville_Oil | 13.535
TVA Base Case | 2015 | 7 | 94 | Albertville_Oil | 13.6228
TVA Base Case | 2015 | 8 | 94 | Albertville_Oil | 13.7502
TVA Base Case | 2015 | 9 | 94 | Albertville_Oil | 13.8943
TVA Base Case | 2015 | 10 | 94 | Albertville_Oil | 14.0392
TVA Base Case | 2015 | 11 | 94 | Albertville_Oil | 14.1608
TVA Base Case | 2015 | 12 | 94 | Albertville_Oil | 14.2718
TVA Base Case | 2016 | 1 | 94 | Albertville_Oil | 14.3887
TVA Base Case | 2016 | 2 | 94 | Albertville_Oil | 14.4592
TVA Base Case | 2016 | 3 | 94 | Albertville_Oil | 14.4651
TVA Base Case | 2016 | 4 | 94 | Albertville_Oil | 14.4096
TVA Base Case | 2016 | 5 | 94 | Albertville_Oil | 14.441
TVA Base Case | 2016 | 6 | 94 | Albertville_Oil | 14.5079
TVA Base Case | 2016 | 7 | 94 | Albertville_Oil | 14.5936
TVA Base Case | 2016 | 8 | 94 | Albertville_Oil | 14.7159
TVA Base Case | 2016 | 9 | 94 | Albertville_Oil | 14.8493
TVA Base Case | 2016 | 10 | 94 | Albertville_Oil | 14.9545
TVA Base Case | 2016 | 11 | 94 | Albertville_Oil | 15.0268
TVA Base Case | 2016 | 12 | 94 | Albertville_Oil | 15.0999
TVA Base Case | 2017 | 1 | 94 | Albertville_Oil | 15.1727
TVA Base Case | 2017 | 2 | 94 | Albertville_Oil | 15.2313
TVA Base Case | 2017 | 3 | 94 | Albertville_Oil | 15.2381
TVA Base Case | 2017 | 4 | 94 | Albertville_Oil | 15.1958
TVA Base Case | 2017 | 5 | 94 | Albertville_Oil | 15.2223
TVA Base Case | 2017 | 6 | 94 | Albertville_Oil | 15.243
TVA Base Case | 2017 | 7 | 94 | Albertville_Oil | 15.3034
TVA Base Case | 2017 | 8 | 94 | Albertville_Oil | 15.3862
TVA Base Case | 2017 | 9 | 94 | Albertville_Oil | 15.4662
TVA Base Case | 2017 | 10 | 94 | Albertville_Oil | 15.5462
TVA Base Case | 2017 | 11 | 94 | Albertville_Oil | 15.598
TVA Base Case | 2017 | 12 | 94 | Albertville_Oil | 15.6456
TVA Base Case | 2018 | 1 | 94 | Albertville_Oil | 15.6349
TVA Base Case | 2018 | 2 | 94 | Albertville_Oil | 15.6469
TVA Base Case | 2018 | 3 | 94 | Albertville_Oil | 15.6395
TVA Base Case | 2018 | 4 | 94 | Albertville_Oil | 15.617
TVA Base Case | 2018 | 5 | 94 | Albertville_Oil | 15.5432
TVA Base Case | 2018 | 6 | 94 | Albertville_Oil | 15.4499
TVA Base Case | 2018 | 7 | 94 | Albertville_Oil | 15.5272
TVA Base Case | 2018 | 8 | 94 | Albertville_Oil | 15.6125
TVA Base Case | 2018 | 9 | 94 | Albertville_Oil | 15.6736
TVA Base Case | 2018 | 10 | 94 | Albertville_Oil | 15.7208
TVA Base Case | 2018 | 11 | 94 | Albertville_Oil | 15.7938
TVA Base Case | 2018 | 12 | 94 | Albertville_Oil | 15.6792
TVA Base Case | 2019 | 1 | 94 | Albertville_Oil | 15.8975
TVA Base Case | 2019 | 2 | 94 | Albertville_Oil | 16.5104
TVA Base Case | 2019 | 3 | 94 | Albertville_Oil | 16.549
TVA Base Case | 2019 | 4 | 94 | Albertville_Oil | 16.3389
TVA Base Case | 2019 | 5 | 94 | Albertville_Oil | 15.696
TVA Base Case | 2019 | 6 | 94 | Albertville_Oil | 15.7712
TVA Base Case | 2019 | 7 | 94 | Albertville_Oil | 16.2561
TVA Base Case | 2019 | 8 | 94 | Albertville_Oil | 16.3645
TVA Base Case | 2019 | 9 | 94 | Albertville_Oil | 15.7853
TVA Base Case | 2019 | 10 | 94 | Albertville_Oil | 15.8324
TVA Base Case | 2019 | 11 | 94 | Albertville_Oil | 16.2041
TVA Base Case | 2019 | 12 | 94 | Albertville_Oil | 16.8527
TVA Base Case | 2020 | 1 | 94 | Albertville_Oil | 16.9755
TVA Base Case | 2020 | 2 | 94 | Albertville_Oil | 17.8002
TVA Base Case | 2020 | 3 | 94 | Albertville_Oil | 17.8337
TVA Base Case | 2020 | 4 | 94 | Albertville_Oil | 17.3623
TVA Base Case | 2020 | 5 | 94 | Albertville_Oil | 16.0998
TVA Base Case | 2020 | 6 | 94 | Albertville_Oil | 16.2779
TVA Base Case | 2020 | 7 | 94 | Albertville_Oil | 17.1217
TVA Base Case | 2020 | 8 | 94 | Albertville_Oil | 17.2744
TVA Base Case | 2020 | 9 | 94 | Albertville_Oil | 16.4052
TVA Base Case | 2020 | 10 | 94 | Albertville_Oil | 16.5008
TVA Base Case | 2020 | 11 | 94 | Albertville_Oil | 17.0232
TVA Base Case | 2020 | 12 | 94 | Albertville_Oil | 17.7863
TVA Base Case | 2021 | 1 | 94 | Albertville_Oil | 17.9071
TVA Base Case | 2021 | 2 | 94 | Albertville_Oil | 18.8188
TVA Base Case | 2021 | 3 | 94 | Albertville_Oil | 18.7913
TVA Base Case | 2021 | 4 | 94 | Albertville_Oil | 18.2377
TVA Base Case | 2021 | 5 | 94 | Albertville_Oil | 16.9092
TVA Base Case | 2021 | 6 | 94 | Albertville_Oil | 17.0965
TVA Base Case | 2021 | 7 | 94 | Albertville_Oil | 17.9843
TVA Base Case | 2021 | 8 | 94 | Albertville_Oil | 18.1448
TVA Base Case | 2021 | 9 | 94 | Albertville_Oil | 17.2304
TVA Base Case | 2021 | 10 | 94 | Albertville_Oil | 17.3309
TVA Base Case | 2021 | 11 | 94 | Albertville_Oil | 17.8811
TVA Base Case | 2021 | 12 | 94 | Albertville_Oil | 18.603
TVA Base Case | 2022 | 1 | 94 | Albertville_Oil | 18.7289
TVA Base Case | 2022 | 2 | 94 | Albertville_Oil | 19.6831
TVA Base Case | 2022 | 3 | 94 | Albertville_Oil | 19.654
TVA Base Case | 2022 | 4 | 94 | Albertville_Oil | 19.0739
TVA Base Case | 2022 | 5 | 94 | Albertville_Oil | 17.6824
TVA Base Case | 2022 | 6 | 94 | Albertville_Oil | 17.8786
TVA Base Case | 2022 | 7 | 94 | Albertville_Oil | 18.8084
TVA Base Case | 2022 | 8 | 94 | Albertville_Oil | 18.9763
TVA Base Case | 2022 | 9 | 94 | Albertville_Oil | 18.0187
TVA Base Case | 2022 | 10 | 94 | Albertville_Oil | 18.1239
TVA Base Case | 2022 | 11 | 94 | Albertville_Oil | 18.7006
TVA Base Case | 2022 | 12 | 94 | Albertville_Oil | 19.4201
TVA Base Case | 2023 | 1 | 94 | Albertville_Oil | 19.552
TVA Base Case | 2023 | 2 | 94 | Albertville_Oil | 20.5487
TVA Base Case | 2023 | 3 | 94 | Albertville_Oil | 20.518
TVA Base Case | 2023 | 4 | 94 | Albertville_Oil | 19.9114
TVA Base Case | 2023 | 5 | 94 | Albertville_Oil | 18.4568
TVA Base Case | 2023 | 6 | 94 | Albertville_Oil | 18.6619
TVA Base Case | 2023 | 7 | 94 | Albertville_Oil | 19.6337
TVA Base Case | 2023 | 8 | 94 | Albertville_Oil | 19.8091
TVA Base Case | 2023 | 9 | 94 | Albertville_Oil | 18.8083
TVA Base Case | 2023 | 10 | 94 | Albertville_Oil | 18.9182
TVA Base Case | 2023 | 11 | 94 | Albertville_Oil | 19.5214
TVA Base Case | 2023 | 12 | 94 | Albertville_Oil | 20.2395
TVA Base Case | 2024 | 1 | 94 | Albertville_Oil | 20.3772
TVA Base Case | 2024 | 2 | 94 | Albertville_Oil | 21.4166
TVA Base Case | 2024 | 3 | 94 | Albertville_Oil | 21.3843
TVA Base Case | 2024 | 4 | 94 | Albertville_Oil | 20.7511
TVA Base Case | 2024 | 5 | 94 | Albertville_Oil | 19.2334
TVA Base Case | 2024 | 6 | 94 | Albertville_Oil | 19.4473
TVA Base Case | 2024 | 7 | 94 | Albertville_Oil | 20.4612
TVA Base Case | 2024 | 8 | 94 | Albertville_Oil | 20.6441
TVA Base Case | 2024 | 9 | 94 | Albertville_Oil | 19.5999
TVA Base Case | 2024 | 10 | 94 | Albertville_Oil | 19.7146
TVA Base Case | 2024 | 11 | 94 | Albertville_Oil | 20.3444
TVA Base Case | 2024 | 12 | 94 | Albertville_Oil | 21.0579
TVA Base Case | 2025 | 1 | 94 | Albertville_Oil | 21.2014
TVA Base Case | 2025 | 2 | 94 | Albertville_Oil | 22.2833
TVA Base Case | 2025 | 3 | 94 | Albertville_Oil | 22.2494
TVA Base Case | 2025 | 4 | 94 | Albertville_Oil | 21.5897
TVA Base Case | 2025 | 5 | 94 | Albertville_Oil | 20.0089
TVA Base Case | 2025 | 6 | 94 | Albertville_Oil | 20.2317
TVA Base Case | 2025 | 7 | 94 | Albertville_Oil | 21.2876
TVA Base Case | 2025 | 8 | 94 | Albertville_Oil | 21.478
TVA Base Case | 2025 | 9 | 94 | Albertville_Oil | 20.3906
TVA Base Case | 2025 | 10 | 94 | Albertville_Oil | 20.51
TVA Base Case | 2025 | 11 | 94 | Albertville_Oil | 21.1662
TVA Base Case | 2025 | 12 | 94 | Albertville_Oil | 21.8762
TVA Base Case | 2026 | 1 | 94 | Albertville_Oil | 22.0255
TVA Base Case | 2026 | 2 | 94 | Albertville_Oil | 23.15
TVA Base Case | 2026 | 3 | 94 | Albertville_Oil | 23.1145
TVA Base Case | 2026 | 4 | 94 | Albertville_Oil | 22.4283
TVA Base Case | 2026 | 5 | 94 | Albertville_Oil | 20.7844
TVA Base Case | 2026 | 6 | 94 | Albertville_Oil | 21.0161
TVA Base Case | 2026 | 7 | 94 | Albertville_Oil | 22.114
TVA Base Case | 2026 | 8 | 94 | Albertville_Oil | 22.3119
TVA Base Case | 2026 | 9 | 94 | Albertville_Oil | 21.1812
TVA Base Case | 2026 | 10 | 94 | Albertville_Oil | 21.3054
TVA Base Case | 2026 | 11 | 94 | Albertville_Oil | 21.9881
TVA Base Case | 2026 | 12 | 94 | Albertville_Oil | 22.6949
TVA Base Case | 2027 | 1 | 94 | Albertville_Oil | 22.85
TVA Base Case | 2027 | 2 | 94 | Albertville_Oil | 24.017
TVA Base Case | 2027 | 3 | 94 | Albertville_Oil | 23.9799
TVA Base Case | 2027 | 4 | 94 | Albertville_Oil | 23.2673
TVA Base Case | 2027 | 5 | 94 | Albertville_Oil | 21.5603
TVA Base Case | 2027 | 6 | 94 | Albertville_Oil | 21.8009
TVA Base Case | 2027 | 7 | 94 | Albertville_Oil | 22.9408
TVA Base Case | 2027 | 8 | 94 | Albertville_Oil | 23.1462
TVA Base Case | 2027 | 9 | 94 | Albertville_Oil | 21.9723
TVA Base Case | 2027 | 10 | 94 | Albertville_Oil | 22.1011
TVA Base Case | 2027 | 11 | 94 | Albertville_Oil | 22.8104
TVA Base Case | 2027 | 12 | 94 | Albertville_Oil | 23.5159
TVA Base Case | 2028 | 1 | 94 | Albertville_Oil | 23.6766
TVA Base Case | 2028 | 2 | 94 | Albertville_Oil | 24.8864
TVA Base Case | 2028 | 3 | 94 | Albertville_Oil | 24.8477
TVA Base Case | 2028 | 4 | 94 | Albertville_Oil | 24.1085
TVA Base Case | 2028 | 5 | 94 | Albertville_Oil | 22.3384
TVA Base Case | 2028 | 6 | 94 | Albertville_Oil | 22.5879
TVA Base Case | 2028 | 7 | 94 | Albertville_Oil | 23.7699
TVA Base Case | 2028 | 8 | 94 | Albertville_Oil | 23.9828
TVA Base Case | 2028 | 9 | 94 | Albertville_Oil | 22.7655
TVA Base Case | 2028 | 10 | 94 | Albertville_Oil | 22.8991
TVA Base Case | 2028 | 11 | 94 | Albertville_Oil | 23.6349
TVA Base Case | 2028 | 12 | 94 | Albertville_Oil | 24.3357
TVA Base Case | 2029 | 1 | 94 | Albertville_Oil | 24.5022
TVA Base Case | 2029 | 2 | 94 | Albertville_Oil | 25.7546
TVA Base Case | 2029 | 3 | 94 | Albertville_Oil | 25.7143
TVA Base Case | 2029 | 4 | 94 | Albertville_Oil | 24.9486
TVA Base Case | 2029 | 5 | 94 | Albertville_Oil | 23.1155
TVA Base Case | 2029 | 6 | 94 | Albertville_Oil | 23.3738
TVA Base Case | 2029 | 7 | 94 | Albertville_Oil | 24.5979
TVA Base Case | 2029 | 8 | 94 | Albertville_Oil | 24.8183
TVA Base Case | 2029 | 9 | 94 | Albertville_Oil | 23.5577
TVA Base Case | 2029 | 10 | 94 | Albertville_Oil | 23.696
TVA Base Case | 2029 | 11 | 94 | Albertville_Oil | 24.4582
TVA Base Case | 2029 | 12 | 94 | Albertville_Oil | 25.1555
TVA Base Case | 2030 | 1 | 94 | Albertville_Oil | 25.3279
TVA Base Case | 2030 | 2 | 94 | Albertville_Oil | 26.6228
TVA Base Case | 2030 | 3 | 94 | Albertville_Oil | 26.581
TVA Base Case | 2030 | 4 | 94 | Albertville_Oil | 25.7888
TVA Base Case | 2030 | 5 | 94 | Albertville_Oil | 23.8926
TVA Base Case | 2030 | 6 | 94 | Albertville_Oil | 24.1598
TVA Base Case | 2030 | 7 | 94 | Albertville_Oil | 25.4259
TVA Base Case | 2030 | 8 | 94 | Albertville_Oil | 25.6538
TVA Base Case | 2030 | 9 | 94 | Albertville_Oil | 24.3499
TVA Base Case | 2030 | 10 | 94 | Albertville_Oil | 24.493
TVA Base Case | 2030 | 11 | 94 | Albertville_Oil | 25.2817
TVA Base Case | 2030 | 12 | 94 | Albertville_Oil | 25.9758
TVA Base Case | 2031 | 1 | 94 | Albertville_Oil | 26.1538
TVA Base Case | 2031 | 2 | 94 | Albertville_Oil | 27.4914
TVA Base Case | 2031 | 3 | 94 | Albertville_Oil | 27.448
TVA Base Case | 2031 | 4 | 94 | Albertville_Oil | 26.6293
TVA Base Case | 2031 | 5 | 94 | Albertville_Oil | 24.6702
TVA Base Case | 2031 | 6 | 94 | Albertville_Oil | 24.9463
TVA Base Case | 2031 | 7 | 94 | Albertville_Oil | 26.2543
TVA Base Case | 2031 | 8 | 94 | Albertville_Oil | 26.4897
TVA Base Case | 2031 | 9 | 94 | Albertville_Oil | 25.1426
TVA Base Case | 2031 | 10 | 94 | Albertville_Oil | 25.2904
TVA Base Case | 2031 | 11 | 94 | Albertville_Oil | 26.1055
TVA Base Case | 2031 | 12 | 94 | Albertville_Oil | 26.7982
TVA Base Case | 2032 | 1 | 94 | Albertville_Oil | 26.9821
TVA Base Case | 2032 | 2 | 94 | Albertville_Oil | 28.3624
TVA Base Case | 2032 | 3 | 94 | Albertville_Oil | 28.3174
TVA Base Case | 2032 | 4 | 94 | Albertville_Oil | 27.4722
TVA Base Case | 2032 | 5 | 94 | Albertville_Oil | 25.4499
TVA Base Case | 2032 | 6 | 94 | Albertville_Oil | 25.7349
TVA Base Case | 2032 | 7 | 94 | Albertville_Oil | 27.085
TVA Base Case | 2032 | 8 | 94 | Albertville_Oil | 27.3279
TVA Base Case | 2032 | 9 | 94 | Albertville_Oil | 25.9375
TVA Base Case | 2032 | 10 | 94 | Albertville_Oil | 26.09
TVA Base Case | 2032 | 11 | 94 | Albertville_Oil | 26.9316
TVA Base Case | 2032 | 12 | 94 | Albertville_Oil | 27.6196
TVA Base Case | 2033 | 1 | 94 | Albertville_Oil | 27.8093
TVA Base Case | 2033 | 2 | 94 | Albertville_Oil | 29.2322
TVA Base Case | 2033 | 3 | 94 | Albertville_Oil | 29.1857
TVA Base Case | 2033 | 4 | 94 | Albertville_Oil | 28.314
TVA Base Case | 2033 | 5 | 94 | Albertville_Oil | 26.2286
TVA Base Case | 2033 | 6 | 94 | Albertville_Oil | 26.5225
TVA Base Case | 2033 | 7 | 94 | Albertville_Oil | 27.9146
TVA Base Case | 2033 | 8 | 94 | Albertville_Oil | 28.165
TVA Base Case | 2033 | 9 | 94 | Albertville_Oil | 26.7314
TVA Base Case | 2033 | 10 | 94 | Albertville_Oil | 26.8886
TVA Base Case | 2033 | 11 | 94 | Albertville_Oil | 27.7567
TVA Base Case | 2033 | 12 | 94 | Albertville_Oil | 28.4411
TVA Base Case | 2034 | 1 | 94 | Albertville_Oil | 28.6365
TVA Base Case | 2034 | 2 | 94 | Albertville_Oil | 30.1021
TVA Base Case | 2034 | 3 | 94 | Albertville_Oil | 30.054
TVA Base Case | 2034 | 4 | 94 | Albertville_Oil | 29.1559
TVA Base Case | 2034 | 5 | 94 | Albertville_Oil | 27.0075
TVA Base Case | 2034 | 6 | 94 | Albertville_Oil | 27.3102
TVA Base Case | 2034 | 7 | 94 | Albertville_Oil | 28.7443
TVA Base Case | 2034 | 8 | 94 | Albertville_Oil | 29.0023
TVA Base Case | 2034 | 9 | 94 | Albertville_Oil | 27.5253
TVA Base Case | 2034 | 10 | 94 | Albertville_Oil | 27.6873
TVA Base Case | 2034 | 11 | 94 | Albertville_Oil | 28.5818
TVA Base Case | 2034 | 12 | 94 | Albertville_Oil | 29.263
TVA Base Case | 2035 | 1 | 94 | Albertville_Oil | 29.4641
TVA Base Case | 2035 | 2 | 94 | Albertville_Oil | 30.9724
TVA Base Case | 2035 | 3 | 94 | Albertville_Oil | 30.9228
TVA Base Case | 2035 | 4 | 94 | Albertville_Oil | 29.9982
TVA Base Case | 2035 | 5 | 94 | Albertville_Oil | 27.7868
TVA Base Case | 2035 | 6 | 94 | Albertville_Oil | 28.0984
TVA Base Case | 2035 | 7 | 94 | Albertville_Oil | 29.5745
TVA Base Case | 2035 | 8 | 94 | Albertville_Oil | 29.8399
TVA Base Case | 2035 | 9 | 94 | Albertville_Oil | 28.3198
TVA Base Case | 2035 | 10 | 94 | Albertville_Oil | 28.4865
TVA Base Case | 2035 | 11 | 94 | Albertville_Oil | 29.4074
TVA Base Case | 2035 | 12 | 94 | Albertville_Oil | 30.0871
TVA Base Case | 2014 | 1 | 1 | ALF-01_Coal | 2.0306
TVA Base Case | 2014 | 2 | 1 | ALF-01_Coal | 2.0306
TVA Base Case | 2014 | 3 | 1 | ALF-01_Coal | 2.0306
TVA Base Case | 2014 | 4 | 1 | ALF-01_Coal | 2.0505
TVA Base Case | 2014 | 5 | 1 | ALF-01_Coal | 2.0591
TVA Base Case | 2014 | 6 | 1 | ALF-01_Coal | 2.0592
TVA Base Case | 2014 | 7 | 1 | ALF-01_Coal | 2.0677
TVA Base Case | 2014 | 8 | 1 | ALF-01_Coal | 2.0678
TVA Base Case | 2014 | 9 | 1 | ALF-01_Coal | 2.064
TVA Base Case | 2014 | 10 | 1 | ALF-01_Coal | 2.0782
TVA Base Case | 2014 | 11 | 1 | ALF-01_Coal | 2.0783
TVA Base Case | 2014 | 12 | 1 | ALF-01_Coal | 2.0784
TVA Base Case | 2015 | 1 | 1 | ALF-01_Coal | 2.02
TVA Base Case | 2015 | 2 | 1 | ALF-01_Coal | 2.02
TVA Base Case | 2015 | 3 | 1 | ALF-01_Coal | 2.02
TVA Base Case | 2015 | 4 | 1 | ALF-01_Coal | 2.0005
TVA Base Case | 2015 | 5 | 1 | ALF-01_Coal | 2.0075
TVA Base Case | 2015 | 6 | 1 | ALF-01_Coal | 1.9989
TVA Base Case | 2015 | 7 | 1 | ALF-01_Coal | 2.0148
TVA Base Case | 2015 | 8 | 1 | ALF-01_Coal | 2.0148
TVA Base Case | 2015 | 9 | 1 | ALF-01_Coal | 2.0202
TVA Base Case | 2015 | 10 | 1 | ALF-01_Coal | 2.0276
TVA Base Case | 2015 | 11 | 1 | ALF-01_Coal | 2.0276
TVA Base Case | 2015 | 12 | 1 | ALF-01_Coal | 2.0222
TVA Base Case | 2016 | 1 | 1 | ALF-01_Coal | 2.0712
TVA Base Case | 2016 | 2 | 1 | ALF-01_Coal | 2.0713
TVA Base Case | 2016 | 3 | 1 | ALF-01_Coal | 2.0714
TVA Base Case | 2016 | 4 | 1 | ALF-01_Coal | 2.0928
TVA Base Case | 2016 | 5 | 1 | ALF-01_Coal | 2.0983
TVA Base Case | 2016 | 6 | 1 | ALF-01_Coal | 2.0984
TVA Base Case | 2016 | 7 | 1 | ALF-01_Coal | 2.1063
TVA Base Case | 2016 | 8 | 1 | ALF-01_Coal | 2.1118
TVA Base Case | 2016 | 9 | 1 | ALF-01_Coal | 2.1119
TVA Base Case | 2016 | 10 | 1 | ALF-01_Coal | 2.128
TVA Base Case | 2016 | 11 | 1 | ALF-01_Coal | 2.1281
TVA Base Case | 2016 | 12 | 1 | ALF-01_Coal | 2.1282
TVA Base Case | 2017 | 1 | 1 | ALF-01_Coal | 2.2578
TVA Base Case | 2017 | 2 | 1 | ALF-01_Coal | 2.2661
TVA Base Case | 2017 | 3 | 1 | ALF-01_Coal | 2.2745
TVA Base Case | 2017 | 4 | 1 | ALF-01_Coal | 2.2828
TVA Base Case | 2017 | 5 | 1 | ALF-01_Coal | 2.2911
TVA Base Case | 2017 | 6 | 1 | ALF-01_Coal | 2.2995
TVA Base Case | 2017 | 7 | 1 | ALF-01_Coal | 2.3078
TVA Base Case | 2017 | 8 | 1 | ALF-01_Coal | 2.3138
TVA Base Case | 2017 | 9 | 1 | ALF-01_Coal | 2.3197
TVA Base Case | 2017 | 10 | 1 | ALF-01_Coal | 2.3257
TVA Base Case | 2017 | 11 | 1 | ALF-01_Coal | 2.3316
TVA Base Case | 2017 | 12 | 1 | ALF-01_Coal | 2.3375
TVA Base Case | 2018 | 1 | 1 | ALF-01_Coal | 2.3787
TVA Base Case | 2018 | 2 | 1 | ALF-01_Coal | 2.3847
TVA Base Case | 2018 | 3 | 1 | ALF-01_Coal | 2.3907
TVA Base Case | 2018 | 4 | 1 | ALF-01_Coal | 2.3967
TVA Base Case | 2018 | 5 | 1 | ALF-01_Coal | 2.4027
TVA Base Case | 2018 | 6 | 1 | ALF-01_Coal | 2.4087
TVA Base Case | 2018 | 7 | 1 | ALF-01_Coal | 2.4146
TVA Base Case | 2018 | 8 | 1 | ALF-01_Coal | 2.4144
TVA Base Case | 2018 | 9 | 1 | ALF-01_Coal | 2.4142
TVA Base Case | 2018 | 10 | 1 | ALF-01_Coal | 2.414
TVA Base Case | 2018 | 11 | 1 | ALF-01_Coal | 2.4137
TVA Base Case | 2018 | 12 | 1 | ALF-01_Coal | 2.4135
TVA Base Case | 2019 | 1 | 1 | ALF-01_Coal | 2.8413
TVA Base Case | 2019 | 2 | 1 | ALF-01_Coal | 2.8436
TVA Base Case | 2019 | 3 | 1 | ALF-01_Coal | 2.8459
TVA Base Case | 2019 | 4 | 1 | ALF-01_Coal | 2.8482
TVA Base Case | 2019 | 5 | 1 | ALF-01_Coal | 2.8505
TVA Base Case | 2019 | 6 | 1 | ALF-01_Coal | 2.8528
TVA Base Case | 2019 | 7 | 1 | ALF-01_Coal | 2.8551
TVA Base Case | 2019 | 8 | 1 | ALF-01_Coal | 2.8609
TVA Base Case | 2019 | 9 | 1 | ALF-01_Coal | 2.8667
TVA Base Case | 2019 | 10 | 1 | ALF-01_Coal | 2.8725
TVA Base Case | 2019 | 11 | 1 | ALF-01_Coal | 2.8783
TVA Base Case | 2019 | 12 | 1 | ALF-01_Coal | 2.8842
TVA Base Case | 2020 | 1 | 1 | ALF-01_Coal | 2.8915
TVA Base Case | 2020 | 2 | 1 | ALF-01_Coal | 2.8974
TVA Base Case | 2020 | 3 | 1 | ALF-01_Coal | 2.9032
TVA Base Case | 2020 | 4 | 1 | ALF-01_Coal | 2.9091
TVA Base Case | 2020 | 5 | 1 | ALF-01_Coal | 2.9149
TVA Base Case | 2020 | 6 | 1 | ALF-01_Coal | 2.9208
TVA Base Case | 2020 | 7 | 1 | ALF-01_Coal | 2.9267
TVA Base Case | 2020 | 8 | 1 | ALF-01_Coal | 2.9353
TVA Base Case | 2020 | 9 | 1 | ALF-01_Coal | 2.9439
TVA Base Case | 2020 | 10 | 1 | ALF-01_Coal | 2.9526
TVA Base Case | 2020 | 11 | 1 | ALF-01_Coal | 2.9612
TVA Base Case | 2020 | 12 | 1 | ALF-01_Coal | 2.9698
TVA Base Case | 2021 | 1 | 1 | ALF-01_Coal | 2.98
TVA Base Case | 2021 | 2 | 1 | ALF-01_Coal | 2.9887
TVA Base Case | 2021 | 3 | 1 | ALF-01_Coal | 2.9973
TVA Base Case | 2021 | 4 | 1 | ALF-01_Coal | 3.006
TVA Base Case | 2021 | 5 | 1 | ALF-01_Coal | 3.0146
TVA Base Case | 2021 | 6 | 1 | ALF-01_Coal | 3.0233
TVA Base Case | 2021 | 7 | 1 | ALF-01_Coal | 3.0319
TVA Base Case | 2021 | 8 | 1 | ALF-01_Coal | 3.0419
TVA Base Case | 2021 | 9 | 1 | ALF-01_Coal | 3.0518
TVA Base Case | 2021 | 10 | 1 | ALF-01_Coal | 3.0617
TVA Base Case | 2021 | 11 | 1 | ALF-01_Coal | 3.0717
TVA Base Case | 2021 | 12 | 1 | ALF-01_Coal | 3.0816
TVA Base Case | 2022 | 1 | 1 | ALF-01_Coal | 3.0931
TVA Base Case | 2022 | 2 | 1 | ALF-01_Coal | 3.1029
TVA Base Case | 2022 | 3 | 1 | ALF-01_Coal | 3.1127
TVA Base Case | 2022 | 4 | 1 | ALF-01_Coal | 3.1226
TVA Base Case | 2022 | 5 | 1 | ALF-01_Coal | 3.1324
TVA Base Case | 2022 | 6 | 1 | ALF-01_Coal | 3.1423
TVA Base Case | 2022 | 7 | 1 | ALF-01_Coal | 3.1521
TVA Base Case | 2022 | 8 | 1 | ALF-01_Coal | 3.1657
TVA Base Case | 2022 | 9 | 1 | ALF-01_Coal | 3.1793
TVA Base Case | 2022 | 10 | 1 | ALF-01_Coal | 3.1929
TVA Base Case | 2022 | 11 | 1 | ALF-01_Coal | 3.2065
TVA Base Case | 2022 | 12 | 1 | ALF-01_Coal | 3.2201
TVA Base Case | 2023 | 1 | 1 | ALF-01_Coal | 3.2354
TVA Base Case | 2023 | 2 | 1 | ALF-01_Coal | 3.2491
TVA Base Case | 2023 | 3 | 1 | ALF-01_Coal | 3.2628
TVA Base Case | 2023 | 4 | 1 | ALF-01_Coal | 3.2765
TVA Base Case | 2023 | 5 | 1 | ALF-01_Coal | 3.2901
TVA Base Case | 2023 | 6 | 1 | ALF-01_Coal | 3.3038
TVA Base Case | 2023 | 7 | 1 | ALF-01_Coal | 3.3175
TVA Base Case | 2023 | 8 | 1 | ALF-01_Coal | 3.3238
TVA Base Case | 2023 | 9 | 1 | ALF-01_Coal | 3.3301
TVA Base Case | 2023 | 10 | 1 | ALF-01_Coal | 3.3364
TVA Base Case | 2023 | 11 | 1 | ALF-01_Coal | 3.3427
TVA Base Case | 2023 | 12 | 1 | ALF-01_Coal | 3.349
TVA Base Case | 2024 | 1 | 1 | ALF-01_Coal | 3.3571
TVA Base Case | 2024 | 2 | 1 | ALF-01_Coal | 3.3634
TVA Base Case | 2024 | 3 | 1 | ALF-01_Coal | 3.3698
TVA Base Case | 2024 | 4 | 1 | ALF-01_Coal | 3.3761
TVA Base Case | 2024 | 5 | 1 | ALF-01_Coal | 3.3824
TVA Base Case | 2024 | 6 | 1 | ALF-01_Coal | 3.3888
TVA Base Case | 2024 | 7 | 1 | ALF-01_Coal | 3.3951
TVA Base Case | 2024 | 8 | 1 | ALF-01_Coal | 3.4105
TVA Base Case | 2024 | 9 | 1 | ALF-01_Coal | 3.4259
TVA Base Case | 2024 | 10 | 1 | ALF-01_Coal | 3.4413
TVA Base Case | 2024 | 11 | 1 | ALF-01_Coal | 3.4567
TVA Base Case | 2024 | 12 | 1 | ALF-01_Coal | 3.4721
TVA Base Case | 2025 | 1 | 1 | ALF-01_Coal | 3.4892
TVA Base Case | 2025 | 2 | 1 | ALF-01_Coal | 3.5047
TVA Base Case | 2025 | 3 | 1 | ALF-01_Coal | 3.5201
TVA Base Case | 2025 | 4 | 1 | ALF-01_Coal | 3.5355
TVA Base Case | 2025 | 5 | 1 | ALF-01_Coal | 3.5509
TVA Base Case | 2025 | 6 | 1 | ALF-01_Coal | 3.5664
TVA Base Case | 2025 | 7 | 1 | ALF-01_Coal | 3.5818
TVA Base Case | 2025 | 8 | 1 | ALF-01_Coal | 3.5722
TVA Base Case | 2025 | 9 | 1 | ALF-01_Coal | 3.5625
TVA Base Case | 2025 | 10 | 1 | ALF-01_Coal | 3.5528
TVA Base Case | 2025 | 11 | 1 | ALF-01_Coal | 3.5432
TVA Base Case | 2025 | 12 | 1 | ALF-01_Coal | 3.5335
TVA Base Case | 2026 | 1 | 1 | ALF-01_Coal | 3.5256
TVA Base Case | 2026 | 2 | 1 | ALF-01_Coal | 3.516
TVA Base Case | 2026 | 3 | 1 | ALF-01_Coal | 3.5063
TVA Base Case | 2026 | 4 | 1 | ALF-01_Coal | 3.4967
TVA Base Case | 2026 | 5 | 1 | ALF-01_Coal | 3.4871
TVA Base Case | 2026 | 6 | 1 | ALF-01_Coal | 3.4775
TVA Base Case | 2026 | 7 | 1 | ALF-01_Coal | 3.4679
TVA Base Case | 2026 | 8 | 1 | ALF-01_Coal | 3.4763
TVA Base Case | 2026 | 9 | 1 | ALF-01_Coal | 3.4847
TVA Base Case | 2026 | 10 | 1 | ALF-01_Coal | 3.4932
TVA Base Case | 2026 | 11 | 1 | ALF-01_Coal | 3.5016
TVA Base Case | 2026 | 12 | 1 | ALF-01_Coal | 3.5101
TVA Base Case | 2027 | 1 | 1 | ALF-01_Coal | 3.5203
TVA Base Case | 2027 | 2 | 1 | ALF-01_Coal | 3.5288
TVA Base Case | 2027 | 3 | 1 | ALF-01_Coal | 3.5372
TVA Base Case | 2027 | 4 | 1 | ALF-01_Coal | 3.5457
TVA Base Case | 2027 | 5 | 1 | ALF-01_Coal | 3.5542
TVA Base Case | 2027 | 6 | 1 | ALF-01_Coal | 3.5627
TVA Base Case | 2027 | 7 | 1 | ALF-01_Coal | 3.5711
TVA Base Case | 2027 | 8 | 1 | ALF-01_Coal | 3.59
TVA Base Case | 2027 | 9 | 1 | ALF-01_Coal | 3.6088
TVA Base Case | 2027 | 10 | 1 | ALF-01_Coal | 3.6276
TVA Base Case | 2027 | 11 | 1 | ALF-01_Coal | 3.6465
TVA Base Case | 2027 | 12 | 1 | ALF-01_Coal | 3.6653
TVA Base Case | 2028 | 1 | 1 | ALF-01_Coal | 3.686
TVA Base Case | 2028 | 2 | 1 | ALF-01_Coal | 3.7048
TVA Base Case | 2028 | 3 | 1 | ALF-01_Coal | 3.7237
TVA Base Case | 2028 | 4 | 1 | ALF-01_Coal | 3.7425
TVA Base Case | 2028 | 5 | 1 | ALF-01_Coal | 3.7614
TVA Base Case | 2028 | 6 | 1 | ALF-01_Coal | 3.7803
TVA Base Case | 2028 | 7 | 1 | ALF-01_Coal | 3.7992
TVA Base Case | 2028 | 8 | 1 | ALF-01_Coal | 3.8027
TVA Base Case | 2028 | 9 | 1 | ALF-01_Coal | 3.8062
TVA Base Case | 2028 | 10 | 1 | ALF-01_Coal | 3.8097
TVA Base Case | 2028 | 11 | 1 | ALF-01_Coal | 3.8132
TVA Base Case | 2028 | 12 | 1 | ALF-01_Coal | 3.8167
TVA Base Case | 2029 | 1 | 1 | ALF-01_Coal | 3.8221
TVA Base Case | 2029 | 2 | 1 | ALF-01_Coal | 3.8257
TVA Base Case | 2029 | 3 | 1 | ALF-01_Coal | 3.8292
TVA Base Case | 2029 | 4 | 1 | ALF-01_Coal | 3.8328
TVA Base Case | 2029 | 5 | 1 | ALF-01_Coal | 3.8363
TVA Base Case | 2029 | 6 | 1 | ALF-01_Coal | 3.8399
TVA Base Case | 2029 | 7 | 1 | ALF-01_Coal | 3.8434
TVA Base Case | 2029 | 8 | 1 | ALF-01_Coal | 3.8477
TVA Base Case | 2029 | 9 | 1 | ALF-01_Coal | 3.8519
TVA Base Case | 2029 | 10 | 1 | ALF-01_Coal | 3.8562
TVA Base Case | 2029 | 11 | 1 | ALF-01_Coal | 3.8605
TVA Base Case | 2029 | 12 | 1 | ALF-01_Coal | 3.8647
TVA Base Case | 2030 | 1 | 1 | ALF-01_Coal | 3.8709
TVA Base Case | 2030 | 2 | 1 | ALF-01_Coal | 3.8752
TVA Base Case | 2030 | 3 | 1 | ALF-01_Coal | 3.8795
TVA Base Case | 2030 | 4 | 1 | ALF-01_Coal | 3.8838
TVA Base Case | 2030 | 5 | 1 | ALF-01_Coal | 3.8881
TVA Base Case | 2030 | 6 | 1 | ALF-01_Coal | 3.8924
TVA Base Case | 2030 | 7 | 1 | ALF-01_Coal | 3.8967
TVA Base Case | 2030 | 8 | 1 | ALF-01_Coal | 3.9087
TVA Base Case | 2030 | 9 | 1 | ALF-01_Coal | 3.9208
TVA Base Case | 2030 | 10 | 1 | ALF-01_Coal | 3.9329
TVA Base Case | 2030 | 11 | 1 | ALF-01_Coal | 3.945
TVA Base Case | 2030 | 12 | 1 | ALF-01_Coal | 3.9571
TVA Base Case | 2031 | 1 | 1 | ALF-01_Coal | 3.9712
TVA Base Case | 2031 | 2 | 1 | ALF-01_Coal | 3.9833
TVA Base Case | 2031 | 3 | 1 | ALF-01_Coal | 3.9954
TVA Base Case | 2031 | 4 | 1 | ALF-01_Coal | 4.0075
TVA Base Case | 2031 | 5 | 1 | ALF-01_Coal | 4.0197
TVA Base Case | 2031 | 6 | 1 | ALF-01_Coal | 4.0318
TVA Base Case | 2031 | 7 | 1 | ALF-01_Coal | 4.044
TVA Base Case | 2031 | 8 | 1 | ALF-01_Coal | 4.0465
TVA Base Case | 2031 | 9 | 1 | ALF-01_Coal | 4.049
TVA Base Case | 2031 | 10 | 1 | ALF-01_Coal | 4.0515
TVA Base Case | 2031 | 11 | 1 | ALF-01_Coal | 4.054
TVA Base Case | 2031 | 12 | 1 | ALF-01_Coal | 4.0565
TVA Base Case | 2032 | 1 | 1 | ALF-01_Coal | 4.061
TVA Base Case | 2032 | 2 | 1 | ALF-01_Coal | 4.0635
TVA Base Case | 2032 | 3 | 1 | ALF-01_Coal | 4.0661
TVA Base Case | 2032 | 4 | 1 | ALF-01_Coal | 4.0686
TVA Base Case | 2032 | 5 | 1 | ALF-01_Coal | 4.0712
TVA Base Case | 2032 | 6 | 1 | ALF-01_Coal | 4.0737
TVA Base Case | 2032 | 7 | 1 | ALF-01_Coal | 4.0763
TVA Base Case | 2032 | 8 | 1 | ALF-01_Coal | 4.0865
TVA Base Case | 2032 | 9 | 1 | ALF-01_Coal | 4.0966
TVA Base Case | 2032 | 10 | 1 | ALF-01_Coal | 4.1068
TVA Base Case | 2032 | 11 | 1 | ALF-01_Coal | 4.117
TVA Base Case | 2032 | 12 | 1 | ALF-01_Coal | 4.1272
TVA Base Case | 2033 | 1 | 1 | ALF-01_Coal | 4.1394
TVA Base Case | 2033 | 2 | 1 | ALF-01_Coal | 4.1496
TVA Base Case | 2033 | 3 | 1 | ALF-01_Coal | 4.1598
TVA Base Case | 2033 | 4 | 1 | ALF-01_Coal | 4.17
TVA Base Case | 2033 | 5 | 1 | ALF-01_Coal | 4.1802
TVA Base Case | 2033 | 6 | 1 | ALF-01_Coal | 4.1904
TVA Base Case | 2033 | 7 | 1 | ALF-01_Coal | 4.2007
TVA Base Case | 2033 | 8 | 1 | ALF-01_Coal | 4.2086
TVA Base Case | 2033 | 9 | 1 | ALF-01_Coal | 4.2165
TVA Base Case | 2033 | 10 | 1 | ALF-01_Coal | 4.2244
TVA Base Case | 2033 | 11 | 1 | ALF-01_Coal | 4.2324
TVA Base Case | 2033 | 12 | 1 | ALF-01_Coal | 4.2403
TVA Base Case | 2034 | 1 | 1 | ALF-01_Coal | 4.2503
TVA Base Case | 2034 | 2 | 1 | ALF-01_Coal | 4.2582
TVA Base Case | 2034 | 3 | 1 | ALF-01_Coal | 4.2662
TVA Base Case | 2034 | 4 | 1 | ALF-01_Coal | 4.2741
TVA Base Case | 2034 | 5 | 1 | ALF-01_Coal | 4.2821
TVA Base Case | 2034 | 6 | 1 | ALF-01_Coal | 4.2901
TVA Base Case | 2034 | 7 | 1 | ALF-01_Coal | 4.2981
TVA Base Case | 2034 | 8 | 1 | ALF-01_Coal | 4.3061
TVA Base Case | 2034 | 9 | 1 | ALF-01_Coal | 4.3141
TVA Base Case | 2034 | 10 | 1 | ALF-01_Coal | 4.3221
TVA Base Case | 2034 | 11 | 1 | ALF-01_Coal | 4.3301
TVA Base Case | 2034 | 12 | 1 | ALF-01_Coal | 4.3381
TVA Base Case | 2035 | 1 | 1 | ALF-01_Coal | 4.3482
TVA Base Case | 2035 | 2 | 1 | ALF-01_Coal | 4.3562
TVA Base Case | 2035 | 3 | 1 | ALF-01_Coal | 4.3643
TVA Base Case | 2035 | 4 | 1 | ALF-01_Coal | 4.3723
TVA Base Case | 2035 | 5 | 1 | ALF-01_Coal | 4.3804
TVA Base Case | 2035 | 6 | 1 | ALF-01_Coal | 4.3884
TVA Base Case | 2035 | 7 | 1 | ALF-01_Coal | 4.3965
TVA Base Case | 2035 | 8 | 1 | ALF-01_Coal | 4.4046
TVA Base Case | 2035 | 9 | 1 | ALF-01_Coal | 4.4127
TVA Base Case | 2035 | 10 | 1 | ALF-01_Coal | 4.4207
TVA Base Case | 2035 | 11 | 1 | ALF-01_Coal | 4.4288
TVA Base Case | 2035 | 12 | 1 | ALF-01_Coal | 4.4369
TVA Base Case | 2014 | 1 | 61 | Allen_Gas | 5.1888
TVA Base Case | 2014 | 2 | 61 | Allen_Gas | 5.1888
TVA Base Case | 2014 | 3 | 61 | Allen_Gas | 5.1888
TVA Base Case | 2014 | 4 | 61 | Allen_Gas | 4.9328
TVA Base Case | 2014 | 5 | 61 | Allen_Gas | 4.9266
TVA Base Case | 2014 | 6 | 61 | Allen_Gas | 4.9483
TVA Base Case | 2014 | 7 | 61 | Allen_Gas | 5.0051
TVA Base Case | 2014 | 8 | 61 | Allen_Gas | 4.9953
TVA Base Case | 2014 | 9 | 61 | Allen_Gas | 4.9509
TVA Base Case | 2014 | 10 | 61 | Allen_Gas | 4.9514
TVA Base Case | 2014 | 11 | 61 | Allen_Gas | 5.0133
TVA Base Case | 2014 | 12 | 61 | Allen_Gas | 5.1295
TVA Base Case | 2015 | 1 | 61 | Allen_Gas | 3.21
TVA Base Case | 2015 | 2 | 61 | Allen_Gas | 3.21
TVA Base Case | 2015 | 3 | 61 | Allen_Gas | 3.21
TVA Base Case | 2015 | 4 | 61 | Allen_Gas | 3.0728
TVA Base Case | 2015 | 5 | 61 | Allen_Gas | 3.079
TVA Base Case | 2015 | 6 | 61 | Allen_Gas | 3.1523
TVA Base Case | 2015 | 7 | 61 | Allen_Gas | 3.19
TVA Base Case | 2015 | 8 | 61 | Allen_Gas | 3.222
TVA Base Case | 2015 | 9 | 61 | Allen_Gas | 3.1962
TVA Base Case | 2015 | 10 | 61 | Allen_Gas | 3.1972
TVA Base Case | 2015 | 11 | 61 | Allen_Gas | 3.3206
TVA Base Case | 2015 | 12 | 61 | Allen_Gas | 3.4827
TVA Base Case | 2016 | 1 | 61 | Allen_Gas | 3.6025
TVA Base Case | 2016 | 2 | 61 | Allen_Gas | 3.5727
TVA Base Case | 2016 | 3 | 61 | Allen_Gas | 3.5577
TVA Base Case | 2016 | 4 | 61 | Allen_Gas | 3.3837
TVA Base Case | 2016 | 5 | 61 | Allen_Gas | 3.3951
TVA Base Case | 2016 | 6 | 61 | Allen_Gas | 3.4689
TVA Base Case | 2016 | 7 | 61 | Allen_Gas | 3.5092
TVA Base Case | 2016 | 8 | 61 | Allen_Gas | 3.52
TVA Base Case | 2016 | 9 | 61 | Allen_Gas | 3.5014
TVA Base Case | 2016 | 10 | 61 | Allen_Gas | 3.5242
TVA Base Case | 2016 | 11 | 61 | Allen_Gas | 3.598
TVA Base Case | 2016 | 12 | 61 | Allen_Gas | 3.7786
TVA Base Case | 2017 | 1 | 61 | Allen_Gas | 3.9132
TVA Base Case | 2017 | 2 | 61 | Allen_Gas | 3.9127
TVA Base Case | 2017 | 3 | 61 | Allen_Gas | 3.858
TVA Base Case | 2017 | 4 | 61 | Allen_Gas | 3.6411
TVA Base Case | 2017 | 5 | 61 | Allen_Gas | 3.6468
TVA Base Case | 2017 | 6 | 61 | Allen_Gas | 3.6912
TVA Base Case | 2017 | 7 | 61 | Allen_Gas | 3.7336
TVA Base Case | 2017 | 8 | 61 | Allen_Gas | 3.7449
TVA Base Case | 2017 | 9 | 61 | Allen_Gas | 3.7299
TVA Base Case | 2017 | 10 | 61 | Allen_Gas | 3.7501
TVA Base Case | 2017 | 11 | 61 | Allen_Gas | 3.8136
TVA Base Case | 2017 | 12 | 61 | Allen_Gas | 3.9777
TVA Base Case | 2018 | 1 | 61 | Allen_Gas | 4.1369
TVA Base Case | 2018 | 2 | 61 | Allen_Gas | 4.1261
TVA Base Case | 2018 | 3 | 61 | Allen_Gas | 4.0611
TVA Base Case | 2018 | 4 | 61 | Allen_Gas | 3.737
TVA Base Case | 2018 | 5 | 61 | Allen_Gas | 3.7397
TVA Base Case | 2018 | 6 | 61 | Allen_Gas | 3.779
TVA Base Case | 2018 | 7 | 61 | Allen_Gas | 3.8465
TVA Base Case | 2018 | 8 | 61 | Allen_Gas | 3.8705
TVA Base Case | 2018 | 9 | 61 | Allen_Gas | 3.8622
TVA Base Case | 2018 | 10 | 61 | Allen_Gas | 3.8894
TVA Base Case | 2018 | 11 | 61 | Allen_Gas | 3.9903
TVA Base Case | 2018 | 12 | 61 | Allen_Gas | 4.1281
TVA Base Case | 2019 | 1 | 61 | Allen_Gas | 4.4553
TVA Base Case | 2019 | 2 | 61 | Allen_Gas | 4.429
TVA Base Case | 2019 | 3 | 61 | Allen_Gas | 4.1771
TVA Base Case | 2019 | 4 | 61 | Allen_Gas | 3.9642
TVA Base Case | 2019 | 5 | 61 | Allen_Gas | 3.9917
TVA Base Case | 2019 | 6 | 61 | Allen_Gas | 4.0578
TVA Base Case | 2019 | 7 | 61 | Allen_Gas | 4.2214
TVA Base Case | 2019 | 8 | 61 | Allen_Gas | 4.2591
TVA Base Case | 2019 | 9 | 61 | Allen_Gas | 4.205
TVA Base Case | 2019 | 10 | 61 | Allen_Gas | 4.2331
TVA Base Case | 2019 | 11 | 61 | Allen_Gas | 4.2999
TVA Base Case | 2019 | 12 | 61 | Allen_Gas | 4.4463
TVA Base Case | 2020 | 1 | 61 | Allen_Gas | 4.7958
TVA Base Case | 2020 | 2 | 61 | Allen_Gas | 4.5737
TVA Base Case | 2020 | 3 | 61 | Allen_Gas | 4.3571
TVA Base Case | 2020 | 4 | 61 | Allen_Gas | 4.2668
TVA Base Case | 2020 | 5 | 61 | Allen_Gas | 4.3436
TVA Base Case | 2020 | 6 | 61 | Allen_Gas | 4.4148
TVA Base Case | 2020 | 7 | 61 | Allen_Gas | 4.677
TVA Base Case | 2020 | 8 | 61 | Allen_Gas | 4.6997
TVA Base Case | 2020 | 9 | 61 | Allen_Gas | 4.549
TVA Base Case | 2020 | 10 | 61 | Allen_Gas | 4.5706
TVA Base Case | 2020 | 11 | 61 | Allen_Gas | 4.6491
TVA Base Case | 2020 | 12 | 61 | Allen_Gas | 4.7771
TVA Base Case | 2021 | 1 | 61 | Allen_Gas | 5.0463
TVA Base Case | 2021 | 2 | 61 | Allen_Gas | 5.016
TVA Base Case | 2021 | 3 | 61 | Allen_Gas | 4.6196
TVA Base Case | 2021 | 4 | 61 | Allen_Gas | 4.4806
TVA Base Case | 2021 | 5 | 61 | Allen_Gas | 4.5526
TVA Base Case | 2021 | 6 | 61 | Allen_Gas | 4.6594
TVA Base Case | 2021 | 7 | 61 | Allen_Gas | 4.8936
TVA Base Case | 2021 | 8 | 61 | Allen_Gas | 4.9283
TVA Base Case | 2021 | 9 | 61 | Allen_Gas | 4.7727
TVA Base Case | 2021 | 10 | 61 | Allen_Gas | 4.8049
TVA Base Case | 2021 | 11 | 61 | Allen_Gas | 4.9195
TVA Base Case | 2021 | 12 | 61 | Allen_Gas | 5.0172
TVA Base Case | 2022 | 1 | 61 | Allen_Gas | 5.6236
TVA Base Case | 2022 | 2 | 61 | Allen_Gas | 5.5105
TVA Base Case | 2022 | 3 | 61 | Allen_Gas | 5.1311
TVA Base Case | 2022 | 4 | 61 | Allen_Gas | 4.9761
TVA Base Case | 2022 | 5 | 61 | Allen_Gas | 5.075
TVA Base Case | 2022 | 6 | 61 | Allen_Gas | 5.1459
TVA Base Case | 2022 | 7 | 61 | Allen_Gas | 5.3393
TVA Base Case | 2022 | 8 | 61 | Allen_Gas | 5.3747
TVA Base Case | 2022 | 9 | 61 | Allen_Gas | 5.2728
TVA Base Case | 2022 | 10 | 61 | Allen_Gas | 5.3082
TVA Base Case | 2022 | 11 | 61 | Allen_Gas | 5.4824
TVA Base Case | 2022 | 12 | 61 | Allen_Gas | 5.5577
TVA Base Case | 2023 | 1 | 61 | Allen_Gas | 5.9675
TVA Base Case | 2023 | 2 | 61 | Allen_Gas | 5.8887
TVA Base Case | 2023 | 3 | 61 | Allen_Gas | 5.5257
TVA Base Case | 2023 | 4 | 61 | Allen_Gas | 5.3692
TVA Base Case | 2023 | 5 | 61 | Allen_Gas | 5.481
TVA Base Case | 2023 | 6 | 61 | Allen_Gas | 5.5429
TVA Base Case | 2023 | 7 | 61 | Allen_Gas | 5.665
TVA Base Case | 2023 | 8 | 61 | Allen_Gas | 5.6891
TVA Base Case | 2023 | 9 | 61 | Allen_Gas | 5.5997
TVA Base Case | 2023 | 10 | 61 | Allen_Gas | 5.6237
TVA Base Case | 2023 | 11 | 61 | Allen_Gas | 5.8113
TVA Base Case | 2023 | 12 | 61 | Allen_Gas | 5.9007
TVA Base Case | 2024 | 1 | 61 | Allen_Gas | 6.2368
TVA Base Case | 2024 | 2 | 61 | Allen_Gas | 6.0341
TVA Base Case | 2024 | 3 | 61 | Allen_Gas | 5.7271
TVA Base Case | 2024 | 4 | 61 | Allen_Gas | 5.5881
TVA Base Case | 2024 | 5 | 61 | Allen_Gas | 5.6677
TVA Base Case | 2024 | 6 | 61 | Allen_Gas | 5.7394
TVA Base Case | 2024 | 7 | 61 | Allen_Gas | 6.038
TVA Base Case | 2024 | 8 | 61 | Allen_Gas | 6.0748
TVA Base Case | 2024 | 9 | 61 | Allen_Gas | 5.9339
TVA Base Case | 2024 | 10 | 61 | Allen_Gas | 5.9707
TVA Base Case | 2024 | 11 | 61 | Allen_Gas | 6.0793
TVA Base Case | 2024 | 12 | 61 | Allen_Gas | 6.1937
TVA Base Case | 2025 | 1 | 61 | Allen_Gas | 6.5917
TVA Base Case | 2025 | 2 | 61 | Allen_Gas | 6.4855
TVA Base Case | 2025 | 3 | 61 | Allen_Gas | 6.045
TVA Base Case | 2025 | 4 | 61 | Allen_Gas | 5.8698
TVA Base Case | 2025 | 5 | 61 | Allen_Gas | 5.9449
TVA Base Case | 2025 | 6 | 61 | Allen_Gas | 6.02
TVA Base Case | 2025 | 7 | 61 | Allen_Gas | 6.3146
TVA Base Case | 2025 | 8 | 61 | Allen_Gas | 6.3521
TVA Base Case | 2025 | 9 | 61 | Allen_Gas | 6.2203
TVA Base Case | 2025 | 10 | 61 | Allen_Gas | 6.2454
TVA Base Case | 2025 | 11 | 61 | Allen_Gas | 6.3934
TVA Base Case | 2025 | 12 | 61 | Allen_Gas | 6.5459
TVA Base Case | 2026 | 1 | 61 | Allen_Gas | 6.8155
TVA Base Case | 2026 | 2 | 61 | Allen_Gas | 6.6796
TVA Base Case | 2026 | 3 | 61 | Allen_Gas | 6.1817
TVA Base Case | 2026 | 4 | 61 | Allen_Gas | 6.0413
TVA Base Case | 2026 | 5 | 61 | Allen_Gas | 6.1179
TVA Base Case | 2026 | 6 | 61 | Allen_Gas | 6.2328
TVA Base Case | 2026 | 7 | 61 | Allen_Gas | 6.5058
TVA Base Case | 2026 | 8 | 61 | Allen_Gas | 6.5082
TVA Base Case | 2026 | 9 | 61 | Allen_Gas | 6.3604
TVA Base Case | 2026 | 10 | 61 | Allen_Gas | 6.3963
TVA Base Case | 2026 | 11 | 61 | Allen_Gas | 6.5598
TVA Base Case | 2026 | 12 | 61 | Allen_Gas | 6.6948
TVA Base Case | 2027 | 1 | 61 | Allen_Gas | 7.1003
TVA Base Case | 2027 | 2 | 61 | Allen_Gas | 7.0113
TVA Base Case | 2027 | 3 | 61 | Allen_Gas | 6.5686
TVA Base Case | 2027 | 4 | 61 | Allen_Gas | 6.368
TVA Base Case | 2027 | 5 | 61 | Allen_Gas | 6.4515
TVA Base Case | 2027 | 6 | 61 | Allen_Gas | 6.5713
TVA Base Case | 2027 | 7 | 61 | Allen_Gas | 6.8631
TVA Base Case | 2027 | 8 | 61 | Allen_Gas | 6.8919
TVA Base Case | 2027 | 9 | 61 | Allen_Gas | 6.7119
TVA Base Case | 2027 | 10 | 61 | Allen_Gas | 6.7325
TVA Base Case | 2027 | 11 | 61 | Allen_Gas | 6.9044
TVA Base Case | 2027 | 12 | 61 | Allen_Gas | 7.04
TVA Base Case | 2028 | 1 | 61 | Allen_Gas | 7.6063
TVA Base Case | 2028 | 2 | 61 | Allen_Gas | 7.253
TVA Base Case | 2028 | 3 | 61 | Allen_Gas | 6.9418
TVA Base Case | 2028 | 4 | 61 | Allen_Gas | 6.753
TVA Base Case | 2028 | 5 | 61 | Allen_Gas | 6.8356
TVA Base Case | 2028 | 6 | 61 | Allen_Gas | 6.9743
TVA Base Case | 2028 | 7 | 61 | Allen_Gas | 7.1955
TVA Base Case | 2028 | 8 | 61 | Allen_Gas | 7.2353
TVA Base Case | 2028 | 9 | 61 | Allen_Gas | 7.0347
TVA Base Case | 2028 | 10 | 61 | Allen_Gas | 7.0716
TVA Base Case | 2028 | 11 | 61 | Allen_Gas | 7.2707
TVA Base Case | 2028 | 12 | 61 | Allen_Gas | 7.3725
TVA Base Case | 2029 | 1 | 61 | Allen_Gas | 7.8798
TVA Base Case | 2029 | 2 | 61 | Allen_Gas | 7.7531
TVA Base Case | 2029 | 3 | 61 | Allen_Gas | 7.1781
TVA Base Case | 2029 | 4 | 61 | Allen_Gas | 6.9209
TVA Base Case | 2029 | 5 | 61 | Allen_Gas | 7.0021
TVA Base Case | 2029 | 6 | 61 | Allen_Gas | 7.1304
TVA Base Case | 2029 | 7 | 61 | Allen_Gas | 7.5191
TVA Base Case | 2029 | 8 | 61 | Allen_Gas | 7.5732
TVA Base Case | 2029 | 9 | 61 | Allen_Gas | 7.3573
TVA Base Case | 2029 | 10 | 61 | Allen_Gas | 7.3947
TVA Base Case | 2029 | 11 | 61 | Allen_Gas | 7.4998
TVA Base Case | 2029 | 12 | 61 | Allen_Gas | 7.6583
TVA Base Case | 2030 | 1 | 61 | Allen_Gas | 8.0882
TVA Base Case | 2030 | 2 | 61 | Allen_Gas | 7.9524
TVA Base Case | 2030 | 3 | 61 | Allen_Gas | 7.3243
TVA Base Case | 2030 | 4 | 61 | Allen_Gas | 7.1449
TVA Base Case | 2030 | 5 | 61 | Allen_Gas | 7.2588
TVA Base Case | 2030 | 6 | 61 | Allen_Gas | 7.3762
TVA Base Case | 2030 | 7 | 61 | Allen_Gas | 7.7972
TVA Base Case | 2030 | 8 | 61 | Allen_Gas | 7.8283
TVA Base Case | 2030 | 9 | 61 | Allen_Gas | 7.6039
TVA Base Case | 2030 | 10 | 61 | Allen_Gas | 7.628
TVA Base Case | 2030 | 11 | 61 | Allen_Gas | 7.7763
TVA Base Case | 2030 | 12 | 61 | Allen_Gas | 7.9662
TVA Base Case | 2031 | 1 | 61 | Allen_Gas | 8.4076
TVA Base Case | 2031 | 2 | 61 | Allen_Gas | 8.2832
TVA Base Case | 2031 | 3 | 61 | Allen_Gas | 7.6883
TVA Base Case | 2031 | 4 | 61 | Allen_Gas | 7.4771
TVA Base Case | 2031 | 5 | 61 | Allen_Gas | 7.5297
TVA Base Case | 2031 | 6 | 61 | Allen_Gas | 7.6958
TVA Base Case | 2031 | 7 | 61 | Allen_Gas | 8.1152
TVA Base Case | 2031 | 8 | 61 | Allen_Gas | 8.1575
TVA Base Case | 2031 | 9 | 61 | Allen_Gas | 7.9276
TVA Base Case | 2031 | 10 | 61 | Allen_Gas | 7.952
TVA Base Case | 2031 | 11 | 61 | Allen_Gas | 8.0927
TVA Base Case | 2031 | 12 | 61 | Allen_Gas | 8.2729
TVA Base Case | 2032 | 1 | 61 | Allen_Gas | 8.7363
TVA Base Case | 2032 | 2 | 61 | Allen_Gas | 8.3655
TVA Base Case | 2032 | 3 | 61 | Allen_Gas | 8.017
TVA Base Case | 2032 | 4 | 61 | Allen_Gas | 7.8447
TVA Base Case | 2032 | 5 | 61 | Allen_Gas | 7.9021
TVA Base Case | 2032 | 6 | 61 | Allen_Gas | 8.1008
TVA Base Case | 2032 | 7 | 61 | Allen_Gas | 8.4574
TVA Base Case | 2032 | 8 | 61 | Allen_Gas | 8.5004
TVA Base Case | 2032 | 9 | 61 | Allen_Gas | 8.1932
TVA Base Case | 2032 | 10 | 61 | Allen_Gas | 8.2282
TVA Base Case | 2032 | 11 | 61 | Allen_Gas | 8.4476
TVA Base Case | 2032 | 12 | 61 | Allen_Gas | 8.5951
TVA Base Case | 2033 | 1 | 61 | Allen_Gas | 9.1228
TVA Base Case | 2033 | 2 | 61 | Allen_Gas | 8.891
TVA Base Case | 2033 | 3 | 61 | Allen_Gas | 8.3452
TVA Base Case | 2033 | 4 | 61 | Allen_Gas | 8.117
TVA Base Case | 2033 | 5 | 61 | Allen_Gas | 8.1988
TVA Base Case | 2033 | 6 | 61 | Allen_Gas | 8.4167
TVA Base Case | 2033 | 7 | 61 | Allen_Gas | 8.8394
TVA Base Case | 2033 | 8 | 61 | Allen_Gas | 8.898
TVA Base Case | 2033 | 9 | 61 | Allen_Gas | 8.5501
TVA Base Case | 2033 | 10 | 61 | Allen_Gas | 8.5751
TVA Base Case | 2033 | 11 | 61 | Allen_Gas | 8.7989
TVA Base Case | 2033 | 12 | 61 | Allen_Gas | 8.9349
TVA Base Case | 2034 | 1 | 61 | Allen_Gas | 9.487
TVA Base Case | 2034 | 2 | 61 | Allen_Gas | 9.1715
TVA Base Case | 2034 | 3 | 61 | Allen_Gas | 8.6388
TVA Base Case | 2034 | 4 | 61 | Allen_Gas | 8.4356
TVA Base Case | 2034 | 5 | 61 | Allen_Gas | 8.594
TVA Base Case | 2034 | 6 | 61 | Allen_Gas | 8.772
TVA Base Case | 2034 | 7 | 61 | Allen_Gas | 9.1887
TVA Base Case | 2034 | 8 | 61 | Allen_Gas | 9.2335
TVA Base Case | 2034 | 9 | 61 | Allen_Gas | 8.8179
TVA Base Case | 2034 | 10 | 61 | Allen_Gas | 8.8431
TVA Base Case | 2034 | 11 | 61 | Allen_Gas | 9.0819
TVA Base Case | 2034 | 12 | 61 | Allen_Gas | 9.2059
TVA Base Case | 2035 | 1 | 61 | Allen_Gas | 9.6793
TVA Base Case | 2035 | 2 | 61 | Allen_Gas | 9.5247
TVA Base Case | 2035 | 3 | 61 | Allen_Gas | 8.8905
TVA Base Case | 2035 | 4 | 61 | Allen_Gas | 8.6676
TVA Base Case | 2035 | 5 | 61 | Allen_Gas | 8.7839
TVA Base Case | 2035 | 6 | 61 | Allen_Gas | 8.9812
TVA Base Case | 2035 | 7 | 61 | Allen_Gas | 9.6047
TVA Base Case | 2035 | 8 | 61 | Allen_Gas | 9.6655
TVA Base Case | 2035 | 9 | 61 | Allen_Gas | 9.21
TVA Base Case | 2035 | 10 | 61 | Allen_Gas | 9.2052
TVA Base Case | 2035 | 11 | 61 | Allen_Gas | 9.3117
TVA Base Case | 2035 | 12 | 61 | Allen_Gas | 9.484
TVA Base Case | 2014 | 1 | 85 | Allen_Oil | 22.14
TVA Base Case | 2014 | 2 | 85 | Allen_Oil | 22.14
TVA Base Case | 2014 | 3 | 85 | Allen_Oil | 22.14
TVA Base Case | 2014 | 4 | 85 | Allen_Oil | 21.9424
TVA Base Case | 2014 | 5 | 85 | Allen_Oil | 21.866
TVA Base Case | 2014 | 6 | 85 | Allen_Oil | 21.8145
TVA Base Case | 2014 | 7 | 85 | Allen_Oil | 21.7776
TVA Base Case | 2014 | 8 | 85 | Allen_Oil | 21.7442
TVA Base Case | 2014 | 9 | 85 | Allen_Oil | 21.7191
TVA Base Case | 2014 | 10 | 85 | Allen_Oil | 21.6728
TVA Base Case | 2014 | 11 | 85 | Allen_Oil | 21.6332
TVA Base Case | 2014 | 12 | 85 | Allen_Oil | 21.5971
TVA Base Case | 2015 | 1 | 85 | Allen_Oil | 13.09
TVA Base Case | 2015 | 2 | 85 | Allen_Oil | 13.09
TVA Base Case | 2015 | 3 | 85 | Allen_Oil | 13.09
TVA Base Case | 2015 | 4 | 85 | Allen_Oil | 13.32
TVA Base Case | 2015 | 5 | 85 | Allen_Oil | 13.1933
TVA Base Case | 2015 | 6 | 85 | Allen_Oil | 13.2177
TVA Base Case | 2015 | 7 | 85 | Allen_Oil | 13.3056
TVA Base Case | 2015 | 8 | 85 | Allen_Oil | 13.4329
TVA Base Case | 2015 | 9 | 85 | Allen_Oil | 13.5771
TVA Base Case | 2015 | 10 | 85 | Allen_Oil | 13.722
TVA Base Case | 2015 | 11 | 85 | Allen_Oil | 13.8436
TVA Base Case | 2015 | 12 | 85 | Allen_Oil | 13.9545
TVA Base Case | 2016 | 1 | 85 | Allen_Oil | 14.0655
TVA Base Case | 2016 | 2 | 85 | Allen_Oil | 14.136
TVA Base Case | 2016 | 3 | 85 | Allen_Oil | 14.1418
TVA Base Case | 2016 | 4 | 85 | Allen_Oil | 14.0863
TVA Base Case | 2016 | 5 | 85 | Allen_Oil | 14.1177
TVA Base Case | 2016 | 6 | 85 | Allen_Oil | 14.1847
TVA Base Case | 2016 | 7 | 85 | Allen_Oil | 14.2703
TVA Base Case | 2016 | 8 | 85 | Allen_Oil | 14.3927
TVA Base Case | 2016 | 9 | 85 | Allen_Oil | 14.5261
TVA Base Case | 2016 | 10 | 85 | Allen_Oil | 14.6313
TVA Base Case | 2016 | 11 | 85 | Allen_Oil | 14.7036
TVA Base Case | 2016 | 12 | 85 | Allen_Oil | 14.7767
TVA Base Case | 2017 | 1 | 85 | Allen_Oil | 14.8438
TVA Base Case | 2017 | 2 | 85 | Allen_Oil | 14.9023
TVA Base Case | 2017 | 3 | 85 | Allen_Oil | 14.9091
TVA Base Case | 2017 | 4 | 85 | Allen_Oil | 14.8668
TVA Base Case | 2017 | 5 | 85 | Allen_Oil | 14.8933
TVA Base Case | 2017 | 6 | 85 | Allen_Oil | 14.914
TVA Base Case | 2017 | 7 | 85 | Allen_Oil | 14.9745
TVA Base Case | 2017 | 8 | 85 | Allen_Oil | 15.0572
TVA Base Case | 2017 | 9 | 85 | Allen_Oil | 15.1372
TVA Base Case | 2017 | 10 | 85 | Allen_Oil | 15.2172
TVA Base Case | 2017 | 11 | 85 | Allen_Oil | 15.2691
TVA Base Case | 2017 | 12 | 85 | Allen_Oil | 15.3167
TVA Base Case | 2018 | 1 | 85 | Allen_Oil | 15.2997
TVA Base Case | 2018 | 2 | 85 | Allen_Oil | 15.3117
TVA Base Case | 2018 | 3 | 85 | Allen_Oil | 15.3043
TVA Base Case | 2018 | 4 | 85 | Allen_Oil | 15.2818
TVA Base Case | 2018 | 5 | 85 | Allen_Oil | 15.208
TVA Base Case | 2018 | 6 | 85 | Allen_Oil | 15.1147
TVA Base Case | 2018 | 7 | 85 | Allen_Oil | 15.192
TVA Base Case | 2018 | 8 | 85 | Allen_Oil | 15.2773
TVA Base Case | 2018 | 9 | 85 | Allen_Oil | 15.3384
TVA Base Case | 2018 | 10 | 85 | Allen_Oil | 15.3856
TVA Base Case | 2018 | 11 | 85 | Allen_Oil | 15.4586
TVA Base Case | 2018 | 12 | 85 | Allen_Oil | 15.344
TVA Base Case | 2019 | 1 | 85 | Allen_Oil | 15.5556
TVA Base Case | 2019 | 2 | 85 | Allen_Oil | 16.1684
TVA Base Case | 2019 | 3 | 85 | Allen_Oil | 16.207
TVA Base Case | 2019 | 4 | 85 | Allen_Oil | 15.9969
TVA Base Case | 2019 | 5 | 85 | Allen_Oil | 15.354
TVA Base Case | 2019 | 6 | 85 | Allen_Oil | 15.4292
TVA Base Case | 2019 | 7 | 85 | Allen_Oil | 15.9141
TVA Base Case | 2019 | 8 | 85 | Allen_Oil | 16.0225
TVA Base Case | 2019 | 9 | 85 | Allen_Oil | 15.4434
TVA Base Case | 2019 | 10 | 85 | Allen_Oil | 15.4905
TVA Base Case | 2019 | 11 | 85 | Allen_Oil | 15.8621
TVA Base Case | 2019 | 12 | 85 | Allen_Oil | 16.5107
TVA Base Case | 2020 | 1 | 85 | Allen_Oil | 16.6266
TVA Base Case | 2020 | 2 | 85 | Allen_Oil | 17.4513
TVA Base Case | 2020 | 3 | 85 | Allen_Oil | 17.4848
TVA Base Case | 2020 | 4 | 85 | Allen_Oil | 17.0134
TVA Base Case | 2020 | 5 | 85 | Allen_Oil | 15.7509
TVA Base Case | 2020 | 6 | 85 | Allen_Oil | 15.9289
TVA Base Case | 2020 | 7 | 85 | Allen_Oil | 16.7728
TVA Base Case | 2020 | 8 | 85 | Allen_Oil | 16.9255
TVA Base Case | 2020 | 9 | 85 | Allen_Oil | 16.0563
TVA Base Case | 2020 | 10 | 85 | Allen_Oil | 16.1519
TVA Base Case | 2020 | 11 | 85 | Allen_Oil | 16.6743
TVA Base Case | 2020 | 12 | 85 | Allen_Oil | 17.4374
TVA Base Case | 2021 | 1 | 85 | Allen_Oil | 17.5511
TVA Base Case | 2021 | 2 | 85 | Allen_Oil | 18.4628
TVA Base Case | 2021 | 3 | 85 | Allen_Oil | 18.4353
TVA Base Case | 2021 | 4 | 85 | Allen_Oil | 17.8817
TVA Base Case | 2021 | 5 | 85 | Allen_Oil | 16.5532
TVA Base Case | 2021 | 6 | 85 | Allen_Oil | 16.7405
TVA Base Case | 2021 | 7 | 85 | Allen_Oil | 17.6284
TVA Base Case | 2021 | 8 | 85 | Allen_Oil | 17.7889
TVA Base Case | 2021 | 9 | 85 | Allen_Oil | 16.8745
TVA Base Case | 2021 | 10 | 85 | Allen_Oil | 16.9749
TVA Base Case | 2021 | 11 | 85 | Allen_Oil | 17.5252
TVA Base Case | 2021 | 12 | 85 | Allen_Oil | 18.2471
TVA Base Case | 2022 | 1 | 85 | Allen_Oil | 18.3661
TVA Base Case | 2022 | 2 | 85 | Allen_Oil | 19.3202
TVA Base Case | 2022 | 3 | 85 | Allen_Oil | 19.2911
TVA Base Case | 2022 | 4 | 85 | Allen_Oil | 18.711
TVA Base Case | 2022 | 5 | 85 | Allen_Oil | 17.3195
TVA Base Case | 2022 | 6 | 85 | Allen_Oil | 17.5157
TVA Base Case | 2022 | 7 | 85 | Allen_Oil | 18.4455
TVA Base Case | 2022 | 8 | 85 | Allen_Oil | 18.6135
TVA Base Case | 2022 | 9 | 85 | Allen_Oil | 17.6558
TVA Base Case | 2022 | 10 | 85 | Allen_Oil | 17.761
TVA Base Case | 2022 | 11 | 85 | Allen_Oil | 18.3377
TVA Base Case | 2022 | 12 | 85 | Allen_Oil | 19.0572
TVA Base Case | 2023 | 1 | 85 | Allen_Oil | 19.182
TVA Base Case | 2023 | 2 | 85 | Allen_Oil | 20.1787
TVA Base Case | 2023 | 3 | 85 | Allen_Oil | 20.148
TVA Base Case | 2023 | 4 | 85 | Allen_Oil | 19.5414
TVA Base Case | 2023 | 5 | 85 | Allen_Oil | 18.0868
TVA Base Case | 2023 | 6 | 85 | Allen_Oil | 18.2918
TVA Base Case | 2023 | 7 | 85 | Allen_Oil | 19.2636
TVA Base Case | 2023 | 8 | 85 | Allen_Oil | 19.4391
TVA Base Case | 2023 | 9 | 85 | Allen_Oil | 18.4382
TVA Base Case | 2023 | 10 | 85 | Allen_Oil | 18.5482
TVA Base Case | 2023 | 11 | 85 | Allen_Oil | 19.1514
TVA Base Case | 2023 | 12 | 85 | Allen_Oil | 19.8695
TVA Base Case | 2024 | 1 | 85 | Allen_Oil | 19.9999
TVA Base Case | 2024 | 2 | 85 | Allen_Oil | 21.0393
TVA Base Case | 2024 | 3 | 85 | Allen_Oil | 21.007
TVA Base Case | 2024 | 4 | 85 | Allen_Oil | 20.3738
TVA Base Case | 2024 | 5 | 85 | Allen_Oil | 18.856
TVA Base Case | 2024 | 6 | 85 | Allen_Oil | 19.07
TVA Base Case | 2024 | 7 | 85 | Allen_Oil | 20.0839
TVA Base Case | 2024 | 8 | 85 | Allen_Oil | 20.2668
TVA Base Case | 2024 | 9 | 85 | Allen_Oil | 19.2226
TVA Base Case | 2024 | 10 | 85 | Allen_Oil | 19.3373
TVA Base Case | 2024 | 11 | 85 | Allen_Oil | 19.9671
TVA Base Case | 2024 | 12 | 85 | Allen_Oil | 20.6806
TVA Base Case | 2025 | 1 | 85 | Allen_Oil | 20.8166
TVA Base Case | 2025 | 2 | 85 | Allen_Oil | 21.8985
TVA Base Case | 2025 | 3 | 85 | Allen_Oil | 21.8646
TVA Base Case | 2025 | 4 | 85 | Allen_Oil | 21.2049
TVA Base Case | 2025 | 5 | 85 | Allen_Oil | 19.6241
TVA Base Case | 2025 | 6 | 85 | Allen_Oil | 19.8469
TVA Base Case | 2025 | 7 | 85 | Allen_Oil | 20.9029
TVA Base Case | 2025 | 8 | 85 | Allen_Oil | 21.0933
TVA Base Case | 2025 | 9 | 85 | Allen_Oil | 20.0058
TVA Base Case | 2025 | 10 | 85 | Allen_Oil | 20.1252
TVA Base Case | 2025 | 11 | 85 | Allen_Oil | 20.7815
TVA Base Case | 2025 | 12 | 85 | Allen_Oil | 21.4915
TVA Base Case | 2026 | 1 | 85 | Allen_Oil | 21.6332
TVA Base Case | 2026 | 2 | 85 | Allen_Oil | 22.7576
TVA Base Case | 2026 | 3 | 85 | Allen_Oil | 22.7221
TVA Base Case | 2026 | 4 | 85 | Allen_Oil | 22.0359
TVA Base Case | 2026 | 5 | 85 | Allen_Oil | 20.3921
TVA Base Case | 2026 | 6 | 85 | Allen_Oil | 20.6238
TVA Base Case | 2026 | 7 | 85 | Allen_Oil | 21.7217
TVA Base Case | 2026 | 8 | 85 | Allen_Oil | 21.9196
TVA Base Case | 2026 | 9 | 85 | Allen_Oil | 20.7889
TVA Base Case | 2026 | 10 | 85 | Allen_Oil | 20.913
TVA Base Case | 2026 | 11 | 85 | Allen_Oil | 21.5958
TVA Base Case | 2026 | 12 | 85 | Allen_Oil | 22.3026
TVA Base Case | 2027 | 1 | 85 | Allen_Oil | 22.4499
TVA Base Case | 2027 | 2 | 85 | Allen_Oil | 23.617
TVA Base Case | 2027 | 3 | 85 | Allen_Oil | 23.5799
TVA Base Case | 2027 | 4 | 85 | Allen_Oil | 22.8672
TVA Base Case | 2027 | 5 | 85 | Allen_Oil | 21.1603
TVA Base Case | 2027 | 6 | 85 | Allen_Oil | 21.4009
TVA Base Case | 2027 | 7 | 85 | Allen_Oil | 22.5408
TVA Base Case | 2027 | 8 | 85 | Allen_Oil | 22.7462
TVA Base Case | 2027 | 9 | 85 | Allen_Oil | 21.5722
TVA Base Case | 2027 | 10 | 85 | Allen_Oil | 21.7011
TVA Base Case | 2027 | 11 | 85 | Allen_Oil | 22.4103
TVA Base Case | 2027 | 12 | 85 | Allen_Oil | 23.1158
TVA Base Case | 2028 | 1 | 85 | Allen_Oil | 23.2687
TVA Base Case | 2028 | 2 | 85 | Allen_Oil | 24.4784
TVA Base Case | 2028 | 3 | 85 | Allen_Oil | 24.4398
TVA Base Case | 2028 | 4 | 85 | Allen_Oil | 23.7005
TVA Base Case | 2028 | 5 | 85 | Allen_Oil | 21.9305
TVA Base Case | 2028 | 6 | 85 | Allen_Oil | 22.1799
TVA Base Case | 2028 | 7 | 85 | Allen_Oil | 23.3619
TVA Base Case | 2028 | 8 | 85 | Allen_Oil | 23.5749
TVA Base Case | 2028 | 9 | 85 | Allen_Oil | 22.3575
TVA Base Case | 2028 | 10 | 85 | Allen_Oil | 22.4912
TVA Base Case | 2028 | 11 | 85 | Allen_Oil | 23.2269
TVA Base Case | 2028 | 12 | 85 | Allen_Oil | 23.9277
TVA Base Case | 2029 | 1 | 85 | Allen_Oil | 24.0863
TVA Base Case | 2029 | 2 | 85 | Allen_Oil | 25.3386
TVA Base Case | 2029 | 3 | 85 | Allen_Oil | 25.2984
TVA Base Case | 2029 | 4 | 85 | Allen_Oil | 24.5326
TVA Base Case | 2029 | 5 | 85 | Allen_Oil | 22.6995
TVA Base Case | 2029 | 6 | 85 | Allen_Oil | 22.9579
TVA Base Case | 2029 | 7 | 85 | Allen_Oil | 24.1819
TVA Base Case | 2029 | 8 | 85 | Allen_Oil | 24.4023
TVA Base Case | 2029 | 9 | 85 | Allen_Oil | 23.1417
TVA Base Case | 2029 | 10 | 85 | Allen_Oil | 23.28
TVA Base Case | 2029 | 11 | 85 | Allen_Oil | 24.0423
TVA Base Case | 2029 | 12 | 85 | Allen_Oil | 24.7395
TVA Base Case | 2030 | 1 | 85 | Allen_Oil | 24.9037
TVA Base Case | 2030 | 2 | 85 | Allen_Oil | 26.1986
TVA Base Case | 2030 | 3 | 85 | Allen_Oil | 26.1568
TVA Base Case | 2030 | 4 | 85 | Allen_Oil | 25.3646
TVA Base Case | 2030 | 5 | 85 | Allen_Oil | 23.4684
TVA Base Case | 2030 | 6 | 85 | Allen_Oil | 23.7357
TVA Base Case | 2030 | 7 | 85 | Allen_Oil | 25.0017
TVA Base Case | 2030 | 8 | 85 | Allen_Oil | 25.2296
TVA Base Case | 2030 | 9 | 85 | Allen_Oil | 23.9258
TVA Base Case | 2030 | 10 | 85 | Allen_Oil | 24.0688
TVA Base Case | 2030 | 11 | 85 | Allen_Oil | 24.8575
TVA Base Case | 2030 | 12 | 85 | Allen_Oil | 25.5516
TVA Base Case | 2031 | 1 | 85 | Allen_Oil | 25.7213
TVA Base Case | 2031 | 2 | 85 | Allen_Oil | 27.0589
TVA Base Case | 2031 | 3 | 85 | Allen_Oil | 27.0155
TVA Base Case | 2031 | 4 | 85 | Allen_Oil | 26.1968
TVA Base Case | 2031 | 5 | 85 | Allen_Oil | 24.2376
TVA Base Case | 2031 | 6 | 85 | Allen_Oil | 24.5137
TVA Base Case | 2031 | 7 | 85 | Allen_Oil | 25.8217
TVA Base Case | 2031 | 8 | 85 | Allen_Oil | 26.0572
TVA Base Case | 2031 | 9 | 85 | Allen_Oil | 24.7101
TVA Base Case | 2031 | 10 | 85 | Allen_Oil | 24.8579
TVA Base Case | 2031 | 11 | 85 | Allen_Oil | 25.673
TVA Base Case | 2031 | 12 | 85 | Allen_Oil | 26.3657
TVA Base Case | 2032 | 1 | 85 | Allen_Oil | 26.541
TVA Base Case | 2032 | 2 | 85 | Allen_Oil | 27.9213
TVA Base Case | 2032 | 3 | 85 | Allen_Oil | 27.8764
TVA Base Case | 2032 | 4 | 85 | Allen_Oil | 27.0312
TVA Base Case | 2032 | 5 | 85 | Allen_Oil | 25.0088
TVA Base Case | 2032 | 6 | 85 | Allen_Oil | 25.2938
TVA Base Case | 2032 | 7 | 85 | Allen_Oil | 26.6439
TVA Base Case | 2032 | 8 | 85 | Allen_Oil | 26.8868
TVA Base Case | 2032 | 9 | 85 | Allen_Oil | 25.4964
TVA Base Case | 2032 | 10 | 85 | Allen_Oil | 25.649
TVA Base Case | 2032 | 11 | 85 | Allen_Oil | 26.4906
TVA Base Case | 2032 | 12 | 85 | Allen_Oil | 27.1786
TVA Base Case | 2033 | 1 | 85 | Allen_Oil | 27.3595
TVA Base Case | 2033 | 2 | 85 | Allen_Oil | 28.7825
TVA Base Case | 2033 | 3 | 85 | Allen_Oil | 28.7359
TVA Base Case | 2033 | 4 | 85 | Allen_Oil | 27.8643
TVA Base Case | 2033 | 5 | 85 | Allen_Oil | 25.7789
TVA Base Case | 2033 | 6 | 85 | Allen_Oil | 26.0727
TVA Base Case | 2033 | 7 | 85 | Allen_Oil | 27.4649
TVA Base Case | 2033 | 8 | 85 | Allen_Oil | 27.7153
TVA Base Case | 2033 | 9 | 85 | Allen_Oil | 26.2816
TVA Base Case | 2033 | 10 | 85 | Allen_Oil | 26.4389
TVA Base Case | 2033 | 11 | 85 | Allen_Oil | 27.307
TVA Base Case | 2033 | 12 | 85 | Allen_Oil | 27.9913
TVA Base Case | 2034 | 1 | 85 | Allen_Oil | 28.1779
TVA Base Case | 2034 | 2 | 85 | Allen_Oil | 29.6435
TVA Base Case | 2034 | 3 | 85 | Allen_Oil | 29.5954
TVA Base Case | 2034 | 4 | 85 | Allen_Oil | 28.6973
TVA Base Case | 2034 | 5 | 85 | Allen_Oil | 26.5489
TVA Base Case | 2034 | 6 | 85 | Allen_Oil | 26.8516
TVA Base Case | 2034 | 7 | 85 | Allen_Oil | 28.2857
TVA Base Case | 2034 | 8 | 85 | Allen_Oil | 28.5436
TVA Base Case | 2034 | 9 | 85 | Allen_Oil | 27.0667
TVA Base Case | 2034 | 10 | 85 | Allen_Oil | 27.2287
TVA Base Case | 2034 | 11 | 85 | Allen_Oil | 28.1232
TVA Base Case | 2034 | 12 | 85 | Allen_Oil | 28.8044
TVA Base Case | 2035 | 1 | 85 | Allen_Oil | 28.9965
TVA Base Case | 2035 | 2 | 85 | Allen_Oil | 30.5047
TVA Base Case | 2035 | 3 | 85 | Allen_Oil | 30.4551
TVA Base Case | 2035 | 4 | 85 | Allen_Oil | 29.5305
TVA Base Case | 2035 | 5 | 85 | Allen_Oil | 27.3191
TVA Base Case | 2035 | 6 | 85 | Allen_Oil | 27.6307
TVA Base Case | 2035 | 7 | 85 | Allen_Oil | 29.1069
TVA Base Case | 2035 | 8 | 85 | Allen_Oil | 29.3723
TVA Base Case | 2035 | 9 | 85 | Allen_Oil | 27.8521
TVA Base Case | 2035 | 10 | 85 | Allen_Oil | 28.0189
TVA Base Case | 2035 | 11 | 85 | Allen_Oil | 28.9397
TVA Base Case | 2035 | 12 | 85 | Allen_Oil | 29.6195
TVA Base Case | 2016 | 1 | 106 | Biomass | 1.967
TVA Base Case | 2016 | 2 | 106 | Biomass | 1.9692
TVA Base Case | 2016 | 3 | 106 | Biomass | 1.9714
TVA Base Case | 2016 | 4 | 106 | Biomass | 1.9736
TVA Base Case | 2016 | 5 | 106 | Biomass | 1.9757
TVA Base Case | 2016 | 6 | 106 | Biomass | 1.9779
TVA Base Case | 2016 | 7 | 106 | Biomass | 1.9801
TVA Base Case | 2016 | 8 | 106 | Biomass | 1.9823
TVA Base Case | 2016 | 9 | 106 | Biomass | 1.9845
TVA Base Case | 2016 | 10 | 106 | Biomass | 1.9867
TVA Base Case | 2016 | 11 | 106 | Biomass | 1.9889
TVA Base Case | 2016 | 12 | 106 | Biomass | 1.9911
TVA Base Case | 2014 | 1 | 96 | Bolivar_Oil | 22.4627
TVA Base Case | 2014 | 2 | 96 | Bolivar_Oil | 22.4627
TVA Base Case | 2014 | 3 | 96 | Bolivar_Oil | 22.4627
TVA Base Case | 2014 | 4 | 96 | Bolivar_Oil | 22.2651
TVA Base Case | 2014 | 5 | 96 | Bolivar_Oil | 22.1887
TVA Base Case | 2014 | 6 | 96 | Bolivar_Oil | 22.1372
TVA Base Case | 2014 | 7 | 96 | Bolivar_Oil | 22.1002
TVA Base Case | 2014 | 8 | 96 | Bolivar_Oil | 22.0669
TVA Base Case | 2014 | 9 | 96 | Bolivar_Oil | 22.0418
TVA Base Case | 2014 | 10 | 96 | Bolivar_Oil | 21.9955
TVA Base Case | 2014 | 11 | 96 | Bolivar_Oil | 21.9559
TVA Base Case | 2014 | 12 | 96 | Bolivar_Oil | 21.9197
TVA Base Case | 2015 | 1 | 96 | Bolivar_Oil | 13.41
TVA Base Case | 2015 | 2 | 96 | Bolivar_Oil | 13.41
TVA Base Case | 2015 | 3 | 96 | Bolivar_Oil | 13.41
TVA Base Case | 2015 | 4 | 96 | Bolivar_Oil | 13.6372
TVA Base Case | 2015 | 5 | 96 | Bolivar_Oil | 13.5106
TVA Base Case | 2015 | 6 | 96 | Bolivar_Oil | 13.535
TVA Base Case | 2015 | 7 | 96 | Bolivar_Oil | 13.6228
TVA Base Case | 2015 | 8 | 96 | Bolivar_Oil | 13.7502
TVA Base Case | 2015 | 9 | 96 | Bolivar_Oil | 13.8943
TVA Base Case | 2015 | 10 | 96 | Bolivar_Oil | 14.0392
TVA Base Case | 2015 | 11 | 96 | Bolivar_Oil | 14.1608
TVA Base Case | 2015 | 12 | 96 | Bolivar_Oil | 14.2718
TVA Base Case | 2016 | 1 | 96 | Bolivar_Oil | 14.3887
TVA Base Case | 2016 | 2 | 96 | Bolivar_Oil | 14.4592
TVA Base Case | 2016 | 3 | 96 | Bolivar_Oil | 14.4651
TVA Base Case | 2016 | 4 | 96 | Bolivar_Oil | 14.4096
TVA Base Case | 2016 | 5 | 96 | Bolivar_Oil | 14.441
TVA Base Case | 2016 | 6 | 96 | Bolivar_Oil | 14.5079
TVA Base Case | 2016 | 7 | 96 | Bolivar_Oil | 14.5936
TVA Base Case | 2016 | 8 | 96 | Bolivar_Oil | 14.7159
TVA Base Case | 2016 | 9 | 96 | Bolivar_Oil | 14.8493
TVA Base Case | 2016 | 10 | 96 | Bolivar_Oil | 14.9545
TVA Base Case | 2016 | 11 | 96 | Bolivar_Oil | 15.0268
TVA Base Case | 2016 | 12 | 96 | Bolivar_Oil | 15.0999
TVA Base Case | 2017 | 1 | 96 | Bolivar_Oil | 15.1727
TVA Base Case | 2017 | 2 | 96 | Bolivar_Oil | 15.2313
TVA Base Case | 2017 | 3 | 96 | Bolivar_Oil | 15.2381
TVA Base Case | 2017 | 4 | 96 | Bolivar_Oil | 15.1958
TVA Base Case | 2017 | 5 | 96 | Bolivar_Oil | 15.2223
TVA Base Case | 2017 | 6 | 96 | Bolivar_Oil | 15.243
TVA Base Case | 2017 | 7 | 96 | Bolivar_Oil | 15.3034
TVA Base Case | 2017 | 8 | 96 | Bolivar_Oil | 15.3862
TVA Base Case | 2017 | 9 | 96 | Bolivar_Oil | 15.4662
TVA Base Case | 2017 | 10 | 96 | Bolivar_Oil | 15.5462
TVA Base Case | 2017 | 11 | 96 | Bolivar_Oil | 15.598
TVA Base Case | 2017 | 12 | 96 | Bolivar_Oil | 15.6456
TVA Base Case | 2018 | 1 | 96 | Bolivar_Oil | 15.6349
TVA Base Case | 2018 | 2 | 96 | Bolivar_Oil | 15.6469
TVA Base Case | 2018 | 3 | 96 | Bolivar_Oil | 15.6395
TVA Base Case | 2018 | 4 | 96 | Bolivar_Oil | 15.617
TVA Base Case | 2018 | 5 | 96 | Bolivar_Oil | 15.5432
TVA Base Case | 2018 | 6 | 96 | Bolivar_Oil | 15.4499
TVA Base Case | 2018 | 7 | 96 | Bolivar_Oil | 15.5272
TVA Base Case | 2018 | 8 | 96 | Bolivar_Oil | 15.6125
TVA Base Case | 2018 | 9 | 96 | Bolivar_Oil | 15.6736
TVA Base Case | 2018 | 10 | 96 | Bolivar_Oil | 15.7208
TVA Base Case | 2018 | 11 | 96 | Bolivar_Oil | 15.7938
TVA Base Case | 2018 | 12 | 96 | Bolivar_Oil | 15.6792
TVA Base Case | 2019 | 1 | 96 | Bolivar_Oil | 15.8975
TVA Base Case | 2019 | 2 | 96 | Bolivar_Oil | 16.5104
TVA Base Case | 2019 | 3 | 96 | Bolivar_Oil | 16.549
TVA Base Case | 2019 | 4 | 96 | Bolivar_Oil | 16.3389
TVA Base Case | 2019 | 5 | 96 | Bolivar_Oil | 15.696
TVA Base Case | 2019 | 6 | 96 | Bolivar_Oil | 15.7712
TVA Base Case | 2019 | 7 | 96 | Bolivar_Oil | 16.2561
TVA Base Case | 2019 | 8 | 96 | Bolivar_Oil | 16.3645
TVA Base Case | 2019 | 9 | 96 | Bolivar_Oil | 15.7853
TVA Base Case | 2019 | 10 | 96 | Bolivar_Oil | 15.8324
TVA Base Case | 2019 | 11 | 96 | Bolivar_Oil | 16.2041
TVA Base Case | 2019 | 12 | 96 | Bolivar_Oil | 16.8527
TVA Base Case | 2020 | 1 | 96 | Bolivar_Oil | 16.9755
TVA Base Case | 2020 | 2 | 96 | Bolivar_Oil | 17.8002
TVA Base Case | 2020 | 3 | 96 | Bolivar_Oil | 17.8337
TVA Base Case | 2020 | 4 | 96 | Bolivar_Oil | 17.3623
TVA Base Case | 2020 | 5 | 96 | Bolivar_Oil | 16.0998
TVA Base Case | 2020 | 6 | 96 | Bolivar_Oil | 16.2779
TVA Base Case | 2020 | 7 | 96 | Bolivar_Oil | 17.1217
TVA Base Case | 2020 | 8 | 96 | Bolivar_Oil | 17.2744
TVA Base Case | 2020 | 9 | 96 | Bolivar_Oil | 16.4052
TVA Base Case | 2020 | 10 | 96 | Bolivar_Oil | 16.5008
TVA Base Case | 2020 | 11 | 96 | Bolivar_Oil | 17.0232
TVA Base Case | 2020 | 12 | 96 | Bolivar_Oil | 17.7863
TVA Base Case | 2021 | 1 | 96 | Bolivar_Oil | 17.9071
TVA Base Case | 2021 | 2 | 96 | Bolivar_Oil | 18.8188
TVA Base Case | 2021 | 3 | 96 | Bolivar_Oil | 18.7913
TVA Base Case | 2021 | 4 | 96 | Bolivar_Oil | 18.2377
TVA Base Case | 2021 | 5 | 96 | Bolivar_Oil | 16.9092
TVA Base Case | 2021 | 6 | 96 | Bolivar_Oil | 17.0965
TVA Base Case | 2021 | 7 | 96 | Bolivar_Oil | 17.9843
TVA Base Case | 2021 | 8 | 96 | Bolivar_Oil | 18.1448
TVA Base Case | 2021 | 9 | 96 | Bolivar_Oil | 17.2304
TVA Base Case | 2021 | 10 | 96 | Bolivar_Oil | 17.3309
TVA Base Case | 2021 | 11 | 96 | Bolivar_Oil | 17.8811
TVA Base Case | 2021 | 12 | 96 | Bolivar_Oil | 18.603
TVA Base Case | 2022 | 1 | 96 | Bolivar_Oil | 18.7289
TVA Base Case | 2022 | 2 | 96 | Bolivar_Oil | 19.6831
TVA Base Case | 2022 | 3 | 96 | Bolivar_Oil | 19.654
TVA Base Case | 2022 | 4 | 96 | Bolivar_Oil | 19.0739
TVA Base Case | 2022 | 5 | 96 | Bolivar_Oil | 17.6824
TVA Base Case | 2022 | 6 | 96 | Bolivar_Oil | 17.8786
TVA Base Case | 2022 | 7 | 96 | Bolivar_Oil | 18.8084
TVA Base Case | 2022 | 8 | 96 | Bolivar_Oil | 18.9763
TVA Base Case | 2022 | 9 | 96 | Bolivar_Oil | 18.0187
TVA Base Case | 2022 | 10 | 96 | Bolivar_Oil | 18.1239
TVA Base Case | 2022 | 11 | 96 | Bolivar_Oil | 18.7006
TVA Base Case | 2022 | 12 | 96 | Bolivar_Oil | 19.4201
TVA Base Case | 2023 | 1 | 96 | Bolivar_Oil | 19.552
TVA Base Case | 2023 | 2 | 96 | Bolivar_Oil | 20.5487
TVA Base Case | 2023 | 3 | 96 | Bolivar_Oil | 20.518
TVA Base Case | 2023 | 4 | 96 | Bolivar_Oil | 19.9114
TVA Base Case | 2023 | 5 | 96 | Bolivar_Oil | 18.4568
TVA Base Case | 2023 | 6 | 96 | Bolivar_Oil | 18.6619
TVA Base Case | 2023 | 7 | 96 | Bolivar_Oil | 19.6337
TVA Base Case | 2023 | 8 | 96 | Bolivar_Oil | 19.8091
TVA Base Case | 2023 | 9 | 96 | Bolivar_Oil | 18.8083
TVA Base Case | 2023 | 10 | 96 | Bolivar_Oil | 18.9182
TVA Base Case | 2023 | 11 | 96 | Bolivar_Oil | 19.5214
TVA Base Case | 2023 | 12 | 96 | Bolivar_Oil | 20.2395
TVA Base Case | 2024 | 1 | 96 | Bolivar_Oil | 20.3772
TVA Base Case | 2024 | 2 | 96 | Bolivar_Oil | 21.4166
TVA Base Case | 2024 | 3 | 96 | Bolivar_Oil | 21.3843
TVA Base Case | 2024 | 4 | 96 | Bolivar_Oil | 20.7511
TVA Base Case | 2024 | 5 | 96 | Bolivar_Oil | 19.2334
TVA Base Case | 2024 | 6 | 96 | Bolivar_Oil | 19.4473
TVA Base Case | 2024 | 7 | 96 | Bolivar_Oil | 20.4612
TVA Base Case | 2024 | 8 | 96 | Bolivar_Oil | 20.6441
TVA Base Case | 2024 | 9 | 96 | Bolivar_Oil | 19.5999
TVA Base Case | 2024 | 10 | 96 | Bolivar_Oil | 19.7146
TVA Base Case | 2024 | 11 | 96 | Bolivar_Oil | 20.3444
TVA Base Case | 2024 | 12 | 96 | Bolivar_Oil | 21.0579
TVA Base Case | 2025 | 1 | 96 | Bolivar_Oil | 21.2014
TVA Base Case | 2025 | 2 | 96 | Bolivar_Oil | 22.2833
TVA Base Case | 2025 | 3 | 96 | Bolivar_Oil | 22.2494
TVA Base Case | 2025 | 4 | 96 | Bolivar_Oil | 21.5897
TVA Base Case | 2025 | 5 | 96 | Bolivar_Oil | 20.0089
TVA Base Case | 2025 | 6 | 96 | Bolivar_Oil | 20.2317
TVA Base Case | 2025 | 7 | 96 | Bolivar_Oil | 21.2876
TVA Base Case | 2025 | 8 | 96 | Bolivar_Oil | 21.478
TVA Base Case | 2025 | 9 | 96 | Bolivar_Oil | 20.3906
TVA Base Case | 2025 | 10 | 96 | Bolivar_Oil | 20.51
TVA Base Case | 2025 | 11 | 96 | Bolivar_Oil | 21.1662
TVA Base Case | 2025 | 12 | 96 | Bolivar_Oil | 21.8762
TVA Base Case | 2026 | 1 | 96 | Bolivar_Oil | 22.0255
TVA Base Case | 2026 | 2 | 96 | Bolivar_Oil | 23.15
TVA Base Case | 2026 | 3 | 96 | Bolivar_Oil | 23.1145
TVA Base Case | 2026 | 4 | 96 | Bolivar_Oil | 22.4283
TVA Base Case | 2026 | 5 | 96 | Bolivar_Oil | 20.7844
TVA Base Case | 2026 | 6 | 96 | Bolivar_Oil | 21.0161
TVA Base Case | 2026 | 7 | 96 | Bolivar_Oil | 22.114
TVA Base Case | 2026 | 8 | 96 | Bolivar_Oil | 22.3119
TVA Base Case | 2026 | 9 | 96 | Bolivar_Oil | 21.1812
TVA Base Case | 2026 | 10 | 96 | Bolivar_Oil | 21.3054
TVA Base Case | 2026 | 11 | 96 | Bolivar_Oil | 21.9881
TVA Base Case | 2026 | 12 | 96 | Bolivar_Oil | 22.6949
TVA Base Case | 2027 | 1 | 96 | Bolivar_Oil | 22.85
TVA Base Case | 2027 | 2 | 96 | Bolivar_Oil | 24.017
TVA Base Case | 2027 | 3 | 96 | Bolivar_Oil | 23.9799
TVA Base Case | 2027 | 4 | 96 | Bolivar_Oil | 23.2673
TVA Base Case | 2027 | 5 | 96 | Bolivar_Oil | 21.5603
TVA Base Case | 2027 | 6 | 96 | Bolivar_Oil | 21.8009
TVA Base Case | 2027 | 7 | 96 | Bolivar_Oil | 22.9408
TVA Base Case | 2027 | 8 | 96 | Bolivar_Oil | 23.1462
TVA Base Case | 2027 | 9 | 96 | Bolivar_Oil | 21.9723
TVA Base Case | 2027 | 10 | 96 | Bolivar_Oil | 22.1011
TVA Base Case | 2027 | 11 | 96 | Bolivar_Oil | 22.8104
TVA Base Case | 2027 | 12 | 96 | Bolivar_Oil | 23.5159
TVA Base Case | 2028 | 1 | 96 | Bolivar_Oil | 23.6766
TVA Base Case | 2028 | 2 | 96 | Bolivar_Oil | 24.8864
TVA Base Case | 2028 | 3 | 96 | Bolivar_Oil | 24.8477
TVA Base Case | 2028 | 4 | 96 | Bolivar_Oil | 24.1085
TVA Base Case | 2028 | 5 | 96 | Bolivar_Oil | 22.3384
TVA Base Case | 2028 | 6 | 96 | Bolivar_Oil | 22.5879
TVA Base Case | 2028 | 7 | 96 | Bolivar_Oil | 23.7699
TVA Base Case | 2028 | 8 | 96 | Bolivar_Oil | 23.9828
TVA Base Case | 2028 | 9 | 96 | Bolivar_Oil | 22.7655
TVA Base Case | 2028 | 10 | 96 | Bolivar_Oil | 22.8991
TVA Base Case | 2028 | 11 | 96 | Bolivar_Oil | 23.6349
TVA Base Case | 2028 | 12 | 96 | Bolivar_Oil | 24.3357
TVA Base Case | 2029 | 1 | 96 | Bolivar_Oil | 24.5022
TVA Base Case | 2029 | 2 | 96 | Bolivar_Oil | 25.7546
TVA Base Case | 2029 | 3 | 96 | Bolivar_Oil | 25.7143
TVA Base Case | 2029 | 4 | 96 | Bolivar_Oil | 24.9486
TVA Base Case | 2029 | 5 | 96 | Bolivar_Oil | 23.1155
TVA Base Case | 2029 | 6 | 96 | Bolivar_Oil | 23.3738
TVA Base Case | 2029 | 7 | 96 | Bolivar_Oil | 24.5979
TVA Base Case | 2029 | 8 | 96 | Bolivar_Oil | 24.8183
TVA Base Case | 2029 | 9 | 96 | Bolivar_Oil | 23.5577
TVA Base Case | 2029 | 10 | 96 | Bolivar_Oil | 23.696
TVA Base Case | 2029 | 11 | 96 | Bolivar_Oil | 24.4582
TVA Base Case | 2029 | 12 | 96 | Bolivar_Oil | 25.1555
TVA Base Case | 2030 | 1 | 96 | Bolivar_Oil | 25.3279
TVA Base Case | 2030 | 2 | 96 | Bolivar_Oil | 26.6228
TVA Base Case | 2030 | 3 | 96 | Bolivar_Oil | 26.581
TVA Base Case | 2030 | 4 | 96 | Bolivar_Oil | 25.7888
TVA Base Case | 2030 | 5 | 96 | Bolivar_Oil | 23.8926
TVA Base Case | 2030 | 6 | 96 | Bolivar_Oil | 24.1598
TVA Base Case | 2030 | 7 | 96 | Bolivar_Oil | 25.4259
TVA Base Case | 2030 | 8 | 96 | Bolivar_Oil | 25.6538
TVA Base Case | 2030 | 9 | 96 | Bolivar_Oil | 24.3499
TVA Base Case | 2030 | 10 | 96 | Bolivar_Oil | 24.493
TVA Base Case | 2030 | 11 | 96 | Bolivar_Oil | 25.2817
TVA Base Case | 2030 | 12 | 96 | Bolivar_Oil | 25.9758
TVA Base Case | 2031 | 1 | 96 | Bolivar_Oil | 26.1538
TVA Base Case | 2031 | 2 | 96 | Bolivar_Oil | 27.4914
TVA Base Case | 2031 | 3 | 96 | Bolivar_Oil | 27.448
TVA Base Case | 2031 | 4 | 96 | Bolivar_Oil | 26.6293
TVA Base Case | 2031 | 5 | 96 | Bolivar_Oil | 24.6702
TVA Base Case | 2031 | 6 | 96 | Bolivar_Oil | 24.9463
TVA Base Case | 2031 | 7 | 96 | Bolivar_Oil | 26.2543
TVA Base Case | 2031 | 8 | 96 | Bolivar_Oil | 26.4897
TVA Base Case | 2031 | 9 | 96 | Bolivar_Oil | 25.1426
TVA Base Case | 2031 | 10 | 96 | Bolivar_Oil | 25.2904
TVA Base Case | 2031 | 11 | 96 | Bolivar_Oil | 26.1055
TVA Base Case | 2031 | 12 | 96 | Bolivar_Oil | 26.7982
TVA Base Case | 2032 | 1 | 96 | Bolivar_Oil | 26.9821
TVA Base Case | 2032 | 2 | 96 | Bolivar_Oil | 28.3624
TVA Base Case | 2032 | 3 | 96 | Bolivar_Oil | 28.3174
TVA Base Case | 2032 | 4 | 96 | Bolivar_Oil | 27.4722
TVA Base Case | 2032 | 5 | 96 | Bolivar_Oil | 25.4499
TVA Base Case | 2032 | 6 | 96 | Bolivar_Oil | 25.7349
TVA Base Case | 2032 | 7 | 96 | Bolivar_Oil | 27.085
TVA Base Case | 2032 | 8 | 96 | Bolivar_Oil | 27.3279
TVA Base Case | 2032 | 9 | 96 | Bolivar_Oil | 25.9375
TVA Base Case | 2032 | 10 | 96 | Bolivar_Oil | 26.09
TVA Base Case | 2032 | 11 | 96 | Bolivar_Oil | 26.9316
TVA Base Case | 2032 | 12 | 96 | Bolivar_Oil | 27.6196
TVA Base Case | 2033 | 1 | 96 | Bolivar_Oil | 27.8093
TVA Base Case | 2033 | 2 | 96 | Bolivar_Oil | 29.2322
TVA Base Case | 2033 | 3 | 96 | Bolivar_Oil | 29.1857
TVA Base Case | 2033 | 4 | 96 | Bolivar_Oil | 28.314
TVA Base Case | 2033 | 5 | 96 | Bolivar_Oil | 26.2286
TVA Base Case | 2033 | 6 | 96 | Bolivar_Oil | 26.5225
TVA Base Case | 2033 | 7 | 96 | Bolivar_Oil | 27.9146
TVA Base Case | 2033 | 8 | 96 | Bolivar_Oil | 28.165
TVA Base Case | 2033 | 9 | 96 | Bolivar_Oil | 26.7314
TVA Base Case | 2033 | 10 | 96 | Bolivar_Oil | 26.8886
TVA Base Case | 2033 | 11 | 96 | Bolivar_Oil | 27.7567
TVA Base Case | 2033 | 12 | 96 | Bolivar_Oil | 28.4411
TVA Base Case | 2034 | 1 | 96 | Bolivar_Oil | 28.6365
TVA Base Case | 2034 | 2 | 96 | Bolivar_Oil | 30.1021
TVA Base Case | 2034 | 3 | 96 | Bolivar_Oil | 30.054
TVA Base Case | 2034 | 4 | 96 | Bolivar_Oil | 29.1559
TVA Base Case | 2034 | 5 | 96 | Bolivar_Oil | 27.0075
TVA Base Case | 2034 | 6 | 96 | Bolivar_Oil | 27.3102
TVA Base Case | 2034 | 7 | 96 | Bolivar_Oil | 28.7443
TVA Base Case | 2034 | 8 | 96 | Bolivar_Oil | 29.0023
TVA Base Case | 2034 | 9 | 96 | Bolivar_Oil | 27.5253
TVA Base Case | 2034 | 10 | 96 | Bolivar_Oil | 27.6873
TVA Base Case | 2034 | 11 | 96 | Bolivar_Oil | 28.5818
TVA Base Case | 2034 | 12 | 96 | Bolivar_Oil | 29.263
TVA Base Case | 2035 | 1 | 96 | Bolivar_Oil | 29.4641
TVA Base Case | 2035 | 2 | 96 | Bolivar_Oil | 30.9724
TVA Base Case | 2035 | 3 | 96 | Bolivar_Oil | 30.9228
TVA Base Case | 2035 | 4 | 96 | Bolivar_Oil | 29.9982
TVA Base Case | 2035 | 5 | 96 | Bolivar_Oil | 27.7868
TVA Base Case | 2035 | 6 | 96 | Bolivar_Oil | 28.0984
TVA Base Case | 2035 | 7 | 96 | Bolivar_Oil | 29.5745
TVA Base Case | 2035 | 8 | 96 | Bolivar_Oil | 29.8399
TVA Base Case | 2035 | 9 | 96 | Bolivar_Oil | 28.3198
TVA Base Case | 2035 | 10 | 96 | Bolivar_Oil | 28.4865
TVA Base Case | 2035 | 11 | 96 | Bolivar_Oil | 29.4074
TVA Base Case | 2035 | 12 | 96 | Bolivar_Oil | 30.0871
TVA Base Case | 2014 | 1 | 4 | BRF-01_Coal | 2.876
TVA Base Case | 2014 | 2 | 4 | BRF-01_Coal | 2.876
TVA Base Case | 2014 | 3 | 4 | BRF-01_Coal | 2.876
TVA Base Case | 2014 | 4 | 4 | BRF-01_Coal | 2.8441
TVA Base Case | 2014 | 5 | 4 | BRF-01_Coal | 2.884
TVA Base Case | 2014 | 6 | 4 | BRF-01_Coal | 2.8837
TVA Base Case | 2014 | 7 | 4 | BRF-01_Coal | 2.8643
TVA Base Case | 2014 | 8 | 4 | BRF-01_Coal | 2.864
TVA Base Case | 2014 | 9 | 4 | BRF-01_Coal | 2.8625
TVA Base Case | 2014 | 10 | 4 | BRF-01_Coal | 2.8677
TVA Base Case | 2014 | 11 | 4 | BRF-01_Coal | 2.8676
TVA Base Case | 2014 | 12 | 4 | BRF-01_Coal | 2.867
TVA Base Case | 2015 | 1 | 4 | BRF-01_Coal | 2.24
TVA Base Case | 2015 | 2 | 4 | BRF-01_Coal | 2.24
TVA Base Case | 2015 | 3 | 4 | BRF-01_Coal | 2.24
TVA Base Case | 2015 | 4 | 4 | BRF-01_Coal | 2.2591
TVA Base Case | 2015 | 5 | 4 | BRF-01_Coal | 2.2659
TVA Base Case | 2015 | 6 | 4 | BRF-01_Coal | 2.2721
TVA Base Case | 2015 | 7 | 4 | BRF-01_Coal | 2.3007
TVA Base Case | 2015 | 8 | 4 | BRF-01_Coal | 2.3025
TVA Base Case | 2015 | 9 | 4 | BRF-01_Coal | 2.5535
TVA Base Case | 2015 | 10 | 4 | BRF-01_Coal | 2.5745
TVA Base Case | 2015 | 11 | 4 | BRF-01_Coal | 2.575
TVA Base Case | 2015 | 12 | 4 | BRF-01_Coal | 2.5748
TVA Base Case | 2016 | 1 | 4 | BRF-01_Coal | 2.5912
TVA Base Case | 2016 | 2 | 4 | BRF-01_Coal | 2.5917
TVA Base Case | 2016 | 3 | 4 | BRF-01_Coal | 2.5929
TVA Base Case | 2016 | 4 | 4 | BRF-01_Coal | 2.6249
TVA Base Case | 2016 | 5 | 4 | BRF-01_Coal | 2.6254
TVA Base Case | 2016 | 6 | 4 | BRF-01_Coal | 2.6266
TVA Base Case | 2016 | 7 | 4 | BRF-01_Coal | 2.6538
TVA Base Case | 2016 | 8 | 4 | BRF-01_Coal | 2.655
TVA Base Case | 2016 | 9 | 4 | BRF-01_Coal | 2.6649
TVA Base Case | 2016 | 10 | 4 | BRF-01_Coal | 2.694
TVA Base Case | 2016 | 11 | 4 | BRF-01_Coal | 2.6939
TVA Base Case | 2016 | 12 | 4 | BRF-01_Coal | 2.693
TVA Base Case | 2017 | 1 | 4 | BRF-01_Coal | 2.7079
TVA Base Case | 2017 | 2 | 4 | BRF-01_Coal | 2.7184
TVA Base Case | 2017 | 3 | 4 | BRF-01_Coal | 2.7288
TVA Base Case | 2017 | 4 | 4 | BRF-01_Coal | 2.7424
TVA Base Case | 2017 | 5 | 4 | BRF-01_Coal | 2.7529
TVA Base Case | 2017 | 6 | 4 | BRF-01_Coal | 2.7633
TVA Base Case | 2017 | 7 | 4 | BRF-01_Coal | 2.7769
TVA Base Case | 2017 | 8 | 4 | BRF-01_Coal | 2.7925
TVA Base Case | 2017 | 9 | 4 | BRF-01_Coal | 2.8179
TVA Base Case | 2017 | 10 | 4 | BRF-01_Coal | 2.8366
TVA Base Case | 2017 | 11 | 4 | BRF-01_Coal | 2.8522
TVA Base Case | 2017 | 12 | 4 | BRF-01_Coal | 2.8677
TVA Base Case | 2018 | 1 | 4 | BRF-01_Coal | 2.888
TVA Base Case | 2018 | 2 | 4 | BRF-01_Coal | 2.9036
TVA Base Case | 2018 | 3 | 4 | BRF-01_Coal | 2.9192
TVA Base Case | 2018 | 4 | 4 | BRF-01_Coal | 2.938
TVA Base Case | 2018 | 5 | 4 | BRF-01_Coal | 2.9536
TVA Base Case | 2018 | 6 | 4 | BRF-01_Coal | 2.9692
TVA Base Case | 2018 | 7 | 4 | BRF-01_Coal | 2.9881
TVA Base Case | 2018 | 8 | 4 | BRF-01_Coal | 3.0336
TVA Base Case | 2018 | 9 | 4 | BRF-01_Coal | 2.9645
TVA Base Case | 2018 | 10 | 4 | BRF-01_Coal | 3.0106
TVA Base Case | 2018 | 11 | 4 | BRF-01_Coal | 3.0567
TVA Base Case | 2018 | 12 | 4 | BRF-01_Coal | 3.1028
TVA Base Case | 2019 | 1 | 4 | BRF-01_Coal | 3.1506
TVA Base Case | 2019 | 2 | 4 | BRF-01_Coal | 3.1968
TVA Base Case | 2019 | 3 | 4 | BRF-01_Coal | 3.243
TVA Base Case | 2019 | 4 | 4 | BRF-01_Coal | 3.2892
TVA Base Case | 2019 | 5 | 4 | BRF-01_Coal | 3.3354
TVA Base Case | 2019 | 6 | 4 | BRF-01_Coal | 3.3816
TVA Base Case | 2019 | 7 | 4 | BRF-01_Coal | 3.4278
TVA Base Case | 2019 | 8 | 4 | BRF-01_Coal | 3.4352
TVA Base Case | 2019 | 9 | 4 | BRF-01_Coal | 3.4425
TVA Base Case | 2019 | 10 | 4 | BRF-01_Coal | 3.4499
TVA Base Case | 2019 | 11 | 4 | BRF-01_Coal | 3.4572
TVA Base Case | 2019 | 12 | 4 | BRF-01_Coal | 3.5697
TVA Base Case | 2020 | 1 | 4 | BRF-01_Coal | 3.5806
TVA Base Case | 2020 | 2 | 4 | BRF-01_Coal | 3.588
TVA Base Case | 2020 | 3 | 4 | BRF-01_Coal | 3.5954
TVA Base Case | 2020 | 4 | 4 | BRF-01_Coal | 3.6027
TVA Base Case | 2020 | 5 | 4 | BRF-01_Coal | 3.6101
TVA Base Case | 2020 | 6 | 4 | BRF-01_Coal | 3.6175
TVA Base Case | 2020 | 7 | 4 | BRF-01_Coal | 3.6249
TVA Base Case | 2020 | 8 | 4 | BRF-01_Coal | 3.6376
TVA Base Case | 2020 | 9 | 4 | BRF-01_Coal | 3.6502
TVA Base Case | 2020 | 10 | 4 | BRF-01_Coal | 3.6629
TVA Base Case | 2020 | 11 | 4 | BRF-01_Coal | 3.6755
TVA Base Case | 2020 | 12 | 4 | BRF-01_Coal | 3.6882
TVA Base Case | 2021 | 1 | 4 | BRF-01_Coal | 3.7045
TVA Base Case | 2021 | 2 | 4 | BRF-01_Coal | 3.7172
TVA Base Case | 2021 | 3 | 4 | BRF-01_Coal | 3.7298
TVA Base Case | 2021 | 4 | 4 | BRF-01_Coal | 3.7425
TVA Base Case | 2021 | 5 | 4 | BRF-01_Coal | 3.7552
TVA Base Case | 2021 | 6 | 4 | BRF-01_Coal | 3.7679
TVA Base Case | 2021 | 7 | 4 | BRF-01_Coal | 3.7805
TVA Base Case | 2021 | 8 | 4 | BRF-01_Coal | 3.7903
TVA Base Case | 2021 | 9 | 4 | BRF-01_Coal | 3.8
TVA Base Case | 2021 | 10 | 4 | BRF-01_Coal | 3.8097
TVA Base Case | 2021 | 11 | 4 | BRF-01_Coal | 3.8195
TVA Base Case | 2021 | 12 | 4 | BRF-01_Coal | 3.8292
TVA Base Case | 2022 | 1 | 4 | BRF-01_Coal | 3.8428
TVA Base Case | 2022 | 2 | 4 | BRF-01_Coal | 3.8525
TVA Base Case | 2022 | 3 | 4 | BRF-01_Coal | 3.8622
TVA Base Case | 2022 | 4 | 4 | BRF-01_Coal | 3.8719
TVA Base Case | 2022 | 5 | 4 | BRF-01_Coal | 3.8816
TVA Base Case | 2022 | 6 | 4 | BRF-01_Coal | 3.8913
TVA Base Case | 2022 | 7 | 4 | BRF-01_Coal | 3.901
TVA Base Case | 2022 | 8 | 4 | BRF-01_Coal | 3.9125
TVA Base Case | 2022 | 9 | 4 | BRF-01_Coal | 3.9239
TVA Base Case | 2022 | 10 | 4 | BRF-01_Coal | 3.9354
TVA Base Case | 2022 | 11 | 4 | BRF-01_Coal | 3.9469
TVA Base Case | 2022 | 12 | 4 | BRF-01_Coal | 3.9584
TVA Base Case | 2023 | 1 | 4 | BRF-01_Coal | 3.9739
TVA Base Case | 2023 | 2 | 4 | BRF-01_Coal | 3.9854
TVA Base Case | 2023 | 3 | 4 | BRF-01_Coal | 3.9969
TVA Base Case | 2023 | 4 | 4 | BRF-01_Coal | 4.0084
TVA Base Case | 2023 | 5 | 4 | BRF-01_Coal | 4.0199
TVA Base Case | 2023 | 6 | 4 | BRF-01_Coal | 4.0314
TVA Base Case | 2023 | 7 | 4 | BRF-01_Coal | 4.0429
TVA Base Case | 2023 | 8 | 4 | BRF-01_Coal | 4.0507
TVA Base Case | 2023 | 9 | 4 | BRF-01_Coal | 4.0584
TVA Base Case | 2023 | 10 | 4 | BRF-01_Coal | 4.0662
TVA Base Case | 2023 | 11 | 4 | BRF-01_Coal | 4.0739
TVA Base Case | 2023 | 12 | 4 | BRF-01_Coal | 4.0817
TVA Base Case | 2024 | 1 | 4 | BRF-01_Coal | 4.0935
TVA Base Case | 2024 | 2 | 4 | BRF-01_Coal | 4.1013
TVA Base Case | 2024 | 3 | 4 | BRF-01_Coal | 4.109
TVA Base Case | 2024 | 4 | 4 | BRF-01_Coal | 4.1168
TVA Base Case | 2024 | 5 | 4 | BRF-01_Coal | 4.1246
TVA Base Case | 2024 | 6 | 4 | BRF-01_Coal | 4.1323
TVA Base Case | 2024 | 7 | 4 | BRF-01_Coal | 4.1401
TVA Base Case | 2024 | 8 | 4 | BRF-01_Coal | 4.1399
TVA Base Case | 2024 | 9 | 4 | BRF-01_Coal | 4.1398
TVA Base Case | 2024 | 10 | 4 | BRF-01_Coal | 4.1396
TVA Base Case | 2024 | 11 | 4 | BRF-01_Coal | 4.1395
TVA Base Case | 2024 | 12 | 4 | BRF-01_Coal | 4.1393
TVA Base Case | 2025 | 1 | 4 | BRF-01_Coal | 4.1432
TVA Base Case | 2025 | 2 | 4 | BRF-01_Coal | 4.1431
TVA Base Case | 2025 | 3 | 4 | BRF-01_Coal | 4.1429
TVA Base Case | 2025 | 4 | 4 | BRF-01_Coal | 4.1428
TVA Base Case | 2025 | 5 | 4 | BRF-01_Coal | 4.1426
TVA Base Case | 2025 | 6 | 4 | BRF-01_Coal | 4.1425
TVA Base Case | 2025 | 7 | 4 | BRF-01_Coal | 4.1423
TVA Base Case | 2025 | 8 | 4 | BRF-01_Coal | 4.1438
TVA Base Case | 2025 | 9 | 4 | BRF-01_Coal | 4.1453
TVA Base Case | 2025 | 10 | 4 | BRF-01_Coal | 4.1467
TVA Base Case | 2025 | 11 | 4 | BRF-01_Coal | 4.1482
TVA Base Case | 2025 | 12 | 4 | BRF-01_Coal | 4.1497
TVA Base Case | 2026 | 1 | 4 | BRF-01_Coal | 4.1553
TVA Base Case | 2026 | 2 | 4 | BRF-01_Coal | 4.1568
TVA Base Case | 2026 | 3 | 4 | BRF-01_Coal | 4.1582
TVA Base Case | 2026 | 4 | 4 | BRF-01_Coal | 4.1597
TVA Base Case | 2026 | 5 | 4 | BRF-01_Coal | 4.1612
TVA Base Case | 2026 | 6 | 4 | BRF-01_Coal | 4.1627
TVA Base Case | 2026 | 7 | 4 | BRF-01_Coal | 4.1642
TVA Base Case | 2026 | 8 | 4 | BRF-01_Coal | 4.1726
TVA Base Case | 2026 | 9 | 4 | BRF-01_Coal | 4.1811
TVA Base Case | 2026 | 10 | 4 | BRF-01_Coal | 4.1896
TVA Base Case | 2026 | 11 | 4 | BRF-01_Coal | 4.1981
TVA Base Case | 2026 | 12 | 4 | BRF-01_Coal | 4.2065
TVA Base Case | 2027 | 1 | 4 | BRF-01_Coal | 4.2192
TVA Base Case | 2027 | 2 | 4 | BRF-01_Coal | 4.2277
TVA Base Case | 2027 | 3 | 4 | BRF-01_Coal | 4.2362
TVA Base Case | 2027 | 4 | 4 | BRF-01_Coal | 4.2447
TVA Base Case | 2027 | 5 | 4 | BRF-01_Coal | 4.2531
TVA Base Case | 2027 | 6 | 4 | BRF-01_Coal | 4.2616
TVA Base Case | 2027 | 7 | 4 | BRF-01_Coal | 4.2701
TVA Base Case | 2027 | 8 | 4 | BRF-01_Coal | 4.2778
TVA Base Case | 2027 | 9 | 4 | BRF-01_Coal | 4.2855
TVA Base Case | 2027 | 10 | 4 | BRF-01_Coal | 4.2932
TVA Base Case | 2027 | 11 | 4 | BRF-01_Coal | 4.3009
TVA Base Case | 2027 | 12 | 4 | BRF-01_Coal | 4.3086
TVA Base Case | 2028 | 1 | 4 | BRF-01_Coal | 4.3206
TVA Base Case | 2028 | 2 | 4 | BRF-01_Coal | 4.3283
TVA Base Case | 2028 | 3 | 4 | BRF-01_Coal | 4.3361
TVA Base Case | 2028 | 4 | 4 | BRF-01_Coal | 4.3438
TVA Base Case | 2028 | 5 | 4 | BRF-01_Coal | 4.3515
TVA Base Case | 2028 | 6 | 4 | BRF-01_Coal | 4.3592
TVA Base Case | 2028 | 7 | 4 | BRF-01_Coal | 4.3669
TVA Base Case | 2028 | 8 | 4 | BRF-01_Coal | 4.3729
TVA Base Case | 2028 | 9 | 4 | BRF-01_Coal | 4.3789
TVA Base Case | 2028 | 10 | 4 | BRF-01_Coal | 4.3848
TVA Base Case | 2028 | 11 | 4 | BRF-01_Coal | 4.3908
TVA Base Case | 2028 | 12 | 4 | BRF-01_Coal | 4.3968
TVA Base Case | 2029 | 1 | 4 | BRF-01_Coal | 4.4071
TVA Base Case | 2029 | 2 | 4 | BRF-01_Coal | 4.4131
TVA Base Case | 2029 | 3 | 4 | BRF-01_Coal | 4.4191
TVA Base Case | 2029 | 4 | 4 | BRF-01_Coal | 4.4251
TVA Base Case | 2029 | 5 | 4 | BRF-01_Coal | 4.431
TVA Base Case | 2029 | 6 | 4 | BRF-01_Coal | 4.437
TVA Base Case | 2029 | 7 | 4 | BRF-01_Coal | 4.443
TVA Base Case | 2029 | 8 | 4 | BRF-01_Coal | 4.45
TVA Base Case | 2029 | 9 | 4 | BRF-01_Coal | 4.457
TVA Base Case | 2029 | 10 | 4 | BRF-01_Coal | 4.464
TVA Base Case | 2029 | 11 | 4 | BRF-01_Coal | 4.471
TVA Base Case | 2029 | 12 | 4 | BRF-01_Coal | 4.478
TVA Base Case | 2030 | 1 | 4 | BRF-01_Coal | 4.4894
TVA Base Case | 2030 | 2 | 4 | BRF-01_Coal | 4.4964
TVA Base Case | 2030 | 3 | 4 | BRF-01_Coal | 4.5034
TVA Base Case | 2030 | 4 | 4 | BRF-01_Coal | 4.5104
TVA Base Case | 2030 | 5 | 4 | BRF-01_Coal | 4.5174
TVA Base Case | 2030 | 6 | 4 | BRF-01_Coal | 4.5244
TVA Base Case | 2030 | 7 | 4 | BRF-01_Coal | 4.5314
TVA Base Case | 2030 | 8 | 4 | BRF-01_Coal | 4.5403
TVA Base Case | 2030 | 9 | 4 | BRF-01_Coal | 4.5491
TVA Base Case | 2030 | 10 | 4 | BRF-01_Coal | 4.5579
TVA Base Case | 2030 | 11 | 4 | BRF-01_Coal | 4.5668
TVA Base Case | 2030 | 12 | 4 | BRF-01_Coal | 4.5756
TVA Base Case | 2031 | 1 | 4 | BRF-01_Coal | 4.589
TVA Base Case | 2031 | 2 | 4 | BRF-01_Coal | 4.5979
TVA Base Case | 2031 | 3 | 4 | BRF-01_Coal | 4.6067
TVA Base Case | 2031 | 4 | 4 | BRF-01_Coal | 4.6156
TVA Base Case | 2031 | 5 | 4 | BRF-01_Coal | 4.6244
TVA Base Case | 2031 | 6 | 4 | BRF-01_Coal | 4.6333
TVA Base Case | 2031 | 7 | 4 | BRF-01_Coal | 4.6422
TVA Base Case | 2031 | 8 | 4 | BRF-01_Coal | 4.6473
TVA Base Case | 2031 | 9 | 4 | BRF-01_Coal | 4.6524
TVA Base Case | 2031 | 10 | 4 | BRF-01_Coal | 4.6576
TVA Base Case | 2031 | 11 | 4 | BRF-01_Coal | 4.6627
TVA Base Case | 2031 | 12 | 4 | BRF-01_Coal | 4.6678
TVA Base Case | 2032 | 1 | 4 | BRF-01_Coal | 4.6776
TVA Base Case | 2032 | 2 | 4 | BRF-01_Coal | 4.6828
TVA Base Case | 2032 | 3 | 4 | BRF-01_Coal | 4.6879
TVA Base Case | 2032 | 4 | 4 | BRF-01_Coal | 4.6931
TVA Base Case | 2032 | 5 | 4 | BRF-01_Coal | 4.6982
TVA Base Case | 2032 | 6 | 4 | BRF-01_Coal | 4.7034
TVA Base Case | 2032 | 7 | 4 | BRF-01_Coal | 4.7085
TVA Base Case | 2032 | 8 | 4 | BRF-01_Coal | 4.7143
TVA Base Case | 2032 | 9 | 4 | BRF-01_Coal | 4.7202
TVA Base Case | 2032 | 10 | 4 | BRF-01_Coal | 4.726
TVA Base Case | 2032 | 11 | 4 | BRF-01_Coal | 4.7318
TVA Base Case | 2032 | 12 | 4 | BRF-01_Coal | 4.7376
TVA Base Case | 2033 | 1 | 4 | BRF-01_Coal | 4.7481
TVA Base Case | 2033 | 2 | 4 | BRF-01_Coal | 4.7539
TVA Base Case | 2033 | 3 | 4 | BRF-01_Coal | 4.7598
TVA Base Case | 2033 | 4 | 4 | BRF-01_Coal | 4.7656
TVA Base Case | 2033 | 5 | 4 | BRF-01_Coal | 4.7714
TVA Base Case | 2033 | 6 | 4 | BRF-01_Coal | 4.7773
TVA Base Case | 2033 | 7 | 4 | BRF-01_Coal | 4.7831
TVA Base Case | 2033 | 8 | 4 | BRF-01_Coal | 4.7898
TVA Base Case | 2033 | 9 | 4 | BRF-01_Coal | 4.7964
TVA Base Case | 2033 | 10 | 4 | BRF-01_Coal | 4.8031
TVA Base Case | 2033 | 11 | 4 | BRF-01_Coal | 4.8098
TVA Base Case | 2033 | 12 | 4 | BRF-01_Coal | 4.8165
TVA Base Case | 2034 | 1 | 4 | BRF-01_Coal | 4.828
TVA Base Case | 2034 | 2 | 4 | BRF-01_Coal | 4.8346
TVA Base Case | 2034 | 3 | 4 | BRF-01_Coal | 4.8413
TVA Base Case | 2034 | 4 | 4 | BRF-01_Coal | 4.848
TVA Base Case | 2034 | 5 | 4 | BRF-01_Coal | 4.8547
TVA Base Case | 2034 | 6 | 4 | BRF-01_Coal | 4.8614
TVA Base Case | 2034 | 7 | 4 | BRF-01_Coal | 4.8681
TVA Base Case | 2034 | 8 | 4 | BRF-01_Coal | 4.8748
TVA Base Case | 2034 | 9 | 4 | BRF-01_Coal | 4.8815
TVA Base Case | 2034 | 10 | 4 | BRF-01_Coal | 4.8882
TVA Base Case | 2034 | 11 | 4 | BRF-01_Coal | 4.8949
TVA Base Case | 2034 | 12 | 4 | BRF-01_Coal | 4.9017
TVA Base Case | 2035 | 1 | 4 | BRF-01_Coal | 4.9133
TVA Base Case | 2035 | 2 | 4 | BRF-01_Coal | 4.92
TVA Base Case | 2035 | 3 | 4 | BRF-01_Coal | 4.9267
TVA Base Case | 2035 | 4 | 4 | BRF-01_Coal | 4.9334
TVA Base Case | 2035 | 5 | 4 | BRF-01_Coal | 4.9401
TVA Base Case | 2035 | 6 | 4 | BRF-01_Coal | 4.9469
TVA Base Case | 2035 | 7 | 4 | BRF-01_Coal | 4.9536
TVA Base Case | 2035 | 8 | 4 | BRF-01_Coal | 4.9603
TVA Base Case | 2035 | 9 | 4 | BRF-01_Coal | 4.9671
TVA Base Case | 2035 | 10 | 4 | BRF-01_Coal | 4.9738
TVA Base Case | 2035 | 11 | 4 | BRF-01_Coal | 4.9806
TVA Base Case | 2035 | 12 | 4 | BRF-01_Coal | 4.9873
TVA Base Case | 2014 | 1 | 68 | Brownsville CT_Gas | 4.5967
TVA Base Case | 2014 | 2 | 68 | Brownsville CT_Gas | 4.5967
TVA Base Case | 2014 | 3 | 68 | Brownsville CT_Gas | 4.5967
TVA Base Case | 2014 | 4 | 68 | Brownsville CT_Gas | 4.4088
TVA Base Case | 2014 | 5 | 68 | Brownsville CT_Gas | 4.3977
TVA Base Case | 2014 | 6 | 68 | Brownsville CT_Gas | 4.424
TVA Base Case | 2014 | 7 | 68 | Brownsville CT_Gas | 4.4595
TVA Base Case | 2014 | 8 | 68 | Brownsville CT_Gas | 4.4524
TVA Base Case | 2014 | 9 | 68 | Brownsville CT_Gas | 4.4291
TVA Base Case | 2014 | 10 | 68 | Brownsville CT_Gas | 4.4423
TVA Base Case | 2014 | 11 | 68 | Brownsville CT_Gas | 4.4904
TVA Base Case | 2014 | 12 | 68 | Brownsville CT_Gas | 4.6119
TVA Base Case | 2015 | 1 | 68 | Brownsville CT_Gas | 2.71
TVA Base Case | 2015 | 2 | 68 | Brownsville CT_Gas | 2.71
TVA Base Case | 2015 | 3 | 68 | Brownsville CT_Gas | 2.71
TVA Base Case | 2015 | 4 | 68 | Brownsville CT_Gas | 2.7021
TVA Base Case | 2015 | 5 | 68 | Brownsville CT_Gas | 2.7284
TVA Base Case | 2015 | 6 | 68 | Brownsville CT_Gas | 2.7649
TVA Base Case | 2015 | 7 | 68 | Brownsville CT_Gas | 2.8145
TVA Base Case | 2015 | 8 | 68 | Brownsville CT_Gas | 2.8358
TVA Base Case | 2015 | 9 | 68 | Brownsville CT_Gas | 2.8256
TVA Base Case | 2015 | 10 | 68 | Brownsville CT_Gas | 2.8545
TVA Base Case | 2015 | 11 | 68 | Brownsville CT_Gas | 2.9476
TVA Base Case | 2015 | 12 | 68 | Brownsville CT_Gas | 3.1066
TVA Base Case | 2016 | 1 | 68 | Brownsville CT_Gas | 3.2351
TVA Base Case | 2016 | 2 | 68 | Brownsville CT_Gas | 3.2194
TVA Base Case | 2016 | 3 | 68 | Brownsville CT_Gas | 3.1693
TVA Base Case | 2016 | 4 | 68 | Brownsville CT_Gas | 3.0544
TVA Base Case | 2016 | 5 | 68 | Brownsville CT_Gas | 3.0504
TVA Base Case | 2016 | 6 | 68 | Brownsville CT_Gas | 3.0797
TVA Base Case | 2016 | 7 | 68 | Brownsville CT_Gas | 3.1192
TVA Base Case | 2016 | 8 | 68 | Brownsville CT_Gas | 3.1273
TVA Base Case | 2016 | 9 | 68 | Brownsville CT_Gas | 3.1141
TVA Base Case | 2016 | 10 | 68 | Brownsville CT_Gas | 3.139
TVA Base Case | 2016 | 11 | 68 | Brownsville CT_Gas | 3.2189
TVA Base Case | 2016 | 12 | 68 | Brownsville CT_Gas | 3.4012
TVA Base Case | 2017 | 1 | 68 | Brownsville CT_Gas | 3.5672
TVA Base Case | 2017 | 2 | 68 | Brownsville CT_Gas | 3.5525
TVA Base Case | 2017 | 3 | 68 | Brownsville CT_Gas | 3.4912
TVA Base Case | 2017 | 4 | 68 | Brownsville CT_Gas | 3.271
TVA Base Case | 2017 | 5 | 68 | Brownsville CT_Gas | 3.269
TVA Base Case | 2017 | 6 | 68 | Brownsville CT_Gas | 3.3024
TVA Base Case | 2017 | 7 | 68 | Brownsville CT_Gas | 3.3439
TVA Base Case | 2017 | 8 | 68 | Brownsville CT_Gas | 3.3551
TVA Base Case | 2017 | 9 | 68 | Brownsville CT_Gas | 3.3429
TVA Base Case | 2017 | 10 | 68 | Brownsville CT_Gas | 3.3677
TVA Base Case | 2017 | 11 | 68 | Brownsville CT_Gas | 3.4376
TVA Base Case | 2017 | 12 | 68 | Brownsville CT_Gas | 3.6087
TVA Base Case | 2018 | 1 | 68 | Brownsville CT_Gas | 3.7631
TVA Base Case | 2018 | 2 | 68 | Brownsville CT_Gas | 3.7383
TVA Base Case | 2018 | 3 | 68 | Brownsville CT_Gas | 3.6669
TVA Base Case | 2018 | 4 | 68 | Brownsville CT_Gas | 3.3713
TVA Base Case | 2018 | 5 | 68 | Brownsville CT_Gas | 3.3664
TVA Base Case | 2018 | 6 | 68 | Brownsville CT_Gas | 3.3971
TVA Base Case | 2018 | 7 | 68 | Brownsville CT_Gas | 3.4639
TVA Base Case | 2018 | 8 | 68 | Brownsville CT_Gas | 3.488
TVA Base Case | 2018 | 9 | 68 | Brownsville CT_Gas | 3.4824
TVA Base Case | 2018 | 10 | 68 | Brownsville CT_Gas | 3.5151
TVA Base Case | 2018 | 11 | 68 | Brownsville CT_Gas | 3.5919
TVA Base Case | 2018 | 12 | 68 | Brownsville CT_Gas | 3.735
TVA Base Case | 2019 | 1 | 68 | Brownsville CT_Gas | 4.0589
TVA Base Case | 2019 | 2 | 68 | Brownsville CT_Gas | 4.0246
TVA Base Case | 2019 | 3 | 68 | Brownsville CT_Gas | 3.7787
TVA Base Case | 2019 | 4 | 68 | Brownsville CT_Gas | 3.5658
TVA Base Case | 2019 | 5 | 68 | Brownsville CT_Gas | 3.5994
TVA Base Case | 2019 | 6 | 68 | Brownsville CT_Gas | 3.6654
TVA Base Case | 2019 | 7 | 68 | Brownsville CT_Gas | 3.827
TVA Base Case | 2019 | 8 | 68 | Brownsville CT_Gas | 3.8652
TVA Base Case | 2019 | 9 | 68 | Brownsville CT_Gas | 3.8134
TVA Base Case | 2019 | 10 | 68 | Brownsville CT_Gas | 3.8421
TVA Base Case | 2019 | 11 | 68 | Brownsville CT_Gas | 3.9089
TVA Base Case | 2019 | 12 | 68 | Brownsville CT_Gas | 4.0537
TVA Base Case | 2020 | 1 | 68 | Brownsville CT_Gas | 4.3929
TVA Base Case | 2020 | 2 | 68 | Brownsville CT_Gas | 4.1745
TVA Base Case | 2020 | 3 | 68 | Brownsville CT_Gas | 3.9633
TVA Base Case | 2020 | 4 | 68 | Brownsville CT_Gas | 3.8676
TVA Base Case | 2020 | 5 | 68 | Brownsville CT_Gas | 3.943
TVA Base Case | 2020 | 6 | 68 | Brownsville CT_Gas | 4.0128
TVA Base Case | 2020 | 7 | 68 | Brownsville CT_Gas | 4.2699
TVA Base Case | 2020 | 8 | 68 | Brownsville CT_Gas | 4.2922
TVA Base Case | 2020 | 9 | 68 | Brownsville CT_Gas | 4.1444
TVA Base Case | 2020 | 10 | 68 | Brownsville CT_Gas | 4.1657
TVA Base Case | 2020 | 11 | 68 | Brownsville CT_Gas | 4.2527
TVA Base Case | 2020 | 12 | 68 | Brownsville CT_Gas | 4.3783
TVA Base Case | 2021 | 1 | 68 | Brownsville CT_Gas | 4.6272
TVA Base Case | 2021 | 2 | 68 | Brownsville CT_Gas | 4.6057
TVA Base Case | 2021 | 3 | 68 | Brownsville CT_Gas | 4.2068
TVA Base Case | 2021 | 4 | 68 | Brownsville CT_Gas | 4.0705
TVA Base Case | 2021 | 5 | 68 | Brownsville CT_Gas | 4.1411
TVA Base Case | 2021 | 6 | 68 | Brownsville CT_Gas | 4.2459
TVA Base Case | 2021 | 7 | 68 | Brownsville CT_Gas | 4.4755
TVA Base Case | 2021 | 8 | 68 | Brownsville CT_Gas | 4.5096
TVA Base Case | 2021 | 9 | 68 | Brownsville CT_Gas | 4.357
TVA Base Case | 2021 | 10 | 68 | Brownsville CT_Gas | 4.3886
TVA Base Case | 2021 | 11 | 68 | Brownsville CT_Gas | 4.501
TVA Base Case | 2021 | 12 | 68 | Brownsville CT_Gas | 4.6069
TVA Base Case | 2022 | 1 | 68 | Brownsville CT_Gas | 5.1967
TVA Base Case | 2022 | 2 | 68 | Brownsville CT_Gas | 5.0737
TVA Base Case | 2022 | 3 | 68 | Brownsville CT_Gas | 4.7118
TVA Base Case | 2022 | 4 | 68 | Brownsville CT_Gas | 4.5496
TVA Base Case | 2022 | 5 | 68 | Brownsville CT_Gas | 4.6466
TVA Base Case | 2022 | 6 | 68 | Brownsville CT_Gas | 4.7013
TVA Base Case | 2022 | 7 | 68 | Brownsville CT_Gas | 4.9011
TVA Base Case | 2022 | 8 | 68 | Brownsville CT_Gas | 4.9257
TVA Base Case | 2022 | 9 | 68 | Brownsville CT_Gas | 4.8258
TVA Base Case | 2022 | 10 | 68 | Brownsville CT_Gas | 4.8605
TVA Base Case | 2022 | 11 | 68 | Brownsville CT_Gas | 5.0414
TVA Base Case | 2022 | 12 | 68 | Brownsville CT_Gas | 5.1153
TVA Base Case | 2023 | 1 | 68 | Brownsville CT_Gas | 5.5118
TVA Base Case | 2023 | 2 | 68 | Brownsville CT_Gas | 5.4224
TVA Base Case | 2023 | 3 | 68 | Brownsville CT_Gas | 5.0664
TVA Base Case | 2023 | 4 | 68 | Brownsville CT_Gas | 4.923
TVA Base Case | 2023 | 5 | 68 | Brownsville CT_Gas | 5.0226
TVA Base Case | 2023 | 6 | 68 | Brownsville CT_Gas | 5.0833
TVA Base Case | 2023 | 7 | 68 | Brownsville CT_Gas | 5.2031
TVA Base Case | 2023 | 8 | 68 | Brownsville CT_Gas | 5.2368
TVA Base Case | 2023 | 9 | 68 | Brownsville CT_Gas | 5.1491
TVA Base Case | 2023 | 10 | 68 | Brownsville CT_Gas | 5.1727
TVA Base Case | 2023 | 11 | 68 | Brownsville CT_Gas | 5.3465
TVA Base Case | 2023 | 12 | 68 | Brownsville CT_Gas | 5.4443
TVA Base Case | 2024 | 1 | 68 | Brownsville CT_Gas | 5.7685
TVA Base Case | 2024 | 2 | 68 | Brownsville CT_Gas | 5.5676
TVA Base Case | 2024 | 3 | 68 | Brownsville CT_Gas | 5.2666
TVA Base Case | 2024 | 4 | 68 | Brownsville CT_Gas | 5.1201
TVA Base Case | 2024 | 5 | 68 | Brownsville CT_Gas | 5.188
TVA Base Case | 2024 | 6 | 68 | Brownsville CT_Gas | 5.2584
TVA Base Case | 2024 | 7 | 68 | Brownsville CT_Gas | 5.5512
TVA Base Case | 2024 | 8 | 68 | Brownsville CT_Gas | 5.5873
TVA Base Case | 2024 | 9 | 68 | Brownsville CT_Gas | 5.4592
TVA Base Case | 2024 | 10 | 68 | Brownsville CT_Gas | 5.4954
TVA Base Case | 2024 | 11 | 68 | Brownsville CT_Gas | 5.612
TVA Base Case | 2024 | 12 | 68 | Brownsville CT_Gas | 5.7242
TVA Base Case | 2025 | 1 | 68 | Brownsville CT_Gas | 6.1089
TVA Base Case | 2025 | 2 | 68 | Brownsville CT_Gas | 6.0027
TVA Base Case | 2025 | 3 | 68 | Brownsville CT_Gas | 5.5708
TVA Base Case | 2025 | 4 | 68 | Brownsville CT_Gas | 5.3989
TVA Base Case | 2025 | 5 | 68 | Brownsville CT_Gas | 5.4523
TVA Base Case | 2025 | 6 | 68 | Brownsville CT_Gas | 5.5158
TVA Base Case | 2025 | 7 | 68 | Brownsville CT_Gas | 5.8149
TVA Base Case | 2025 | 8 | 68 | Brownsville CT_Gas | 5.8517
TVA Base Case | 2025 | 9 | 68 | Brownsville CT_Gas | 5.7427
TVA Base Case | 2025 | 10 | 68 | Brownsville CT_Gas | 5.7673
TVA Base Case | 2025 | 11 | 68 | Brownsville CT_Gas | 5.9125
TVA Base Case | 2025 | 12 | 68 | Brownsville CT_Gas | 6.0518
TVA Base Case | 2026 | 1 | 68 | Brownsville CT_Gas | 6.3207
TVA Base Case | 2026 | 2 | 68 | Brownsville CT_Gas | 6.1854
TVA Base Case | 2026 | 3 | 68 | Brownsville CT_Gas | 5.697
TVA Base Case | 2026 | 4 | 68 | Brownsville CT_Gas | 5.5593
TVA Base Case | 2026 | 5 | 68 | Brownsville CT_Gas | 5.6344
TVA Base Case | 2026 | 6 | 68 | Brownsville CT_Gas | 5.7167
TVA Base Case | 2026 | 7 | 68 | Brownsville CT_Gas | 5.9845
TVA Base Case | 2026 | 8 | 68 | Brownsville CT_Gas | 5.997
TVA Base Case | 2026 | 9 | 68 | Brownsville CT_Gas | 5.8723
TVA Base Case | 2026 | 10 | 68 | Brownsville CT_Gas | 5.9075
TVA Base Case | 2026 | 11 | 68 | Brownsville CT_Gas | 6.0679
TVA Base Case | 2026 | 12 | 68 | Brownsville CT_Gas | 6.2003
TVA Base Case | 2027 | 1 | 68 | Brownsville CT_Gas | 6.5921
TVA Base Case | 2027 | 2 | 68 | Brownsville CT_Gas | 6.5027
TVA Base Case | 2027 | 3 | 68 | Brownsville CT_Gas | 6.0686
TVA Base Case | 2027 | 4 | 68 | Brownsville CT_Gas | 5.8617
TVA Base Case | 2027 | 5 | 68 | Brownsville CT_Gas | 5.9537
TVA Base Case | 2027 | 6 | 68 | Brownsville CT_Gas | 6.051
TVA Base Case | 2027 | 7 | 68 | Brownsville CT_Gas | 6.3271
TVA Base Case | 2027 | 8 | 68 | Brownsville CT_Gas | 6.3654
TVA Base Case | 2027 | 9 | 68 | Brownsville CT_Gas | 6.2091
TVA Base Case | 2027 | 10 | 68 | Brownsville CT_Gas | 6.2293
TVA Base Case | 2027 | 11 | 68 | Brownsville CT_Gas | 6.398
TVA Base Case | 2027 | 12 | 68 | Brownsville CT_Gas | 6.5309
TVA Base Case | 2028 | 1 | 68 | Brownsville CT_Gas | 7.0804
TVA Base Case | 2028 | 2 | 68 | Brownsville CT_Gas | 6.7419
TVA Base Case | 2028 | 3 | 68 | Brownsville CT_Gas | 6.4164
TVA Base Case | 2028 | 4 | 68 | Brownsville CT_Gas | 6.2413
TVA Base Case | 2028 | 5 | 68 | Brownsville CT_Gas | 6.3122
TVA Base Case | 2028 | 6 | 68 | Brownsville CT_Gas | 6.428
TVA Base Case | 2028 | 7 | 68 | Brownsville CT_Gas | 6.6551
TVA Base Case | 2028 | 8 | 68 | Brownsville CT_Gas | 6.6942
TVA Base Case | 2028 | 9 | 68 | Brownsville CT_Gas | 6.5177
TVA Base Case | 2028 | 10 | 68 | Brownsville CT_Gas | 6.5538
TVA Base Case | 2028 | 11 | 68 | Brownsville CT_Gas | 6.7491
TVA Base Case | 2028 | 12 | 68 | Brownsville CT_Gas | 6.8489
TVA Base Case | 2029 | 1 | 68 | Brownsville CT_Gas | 7.3404
TVA Base Case | 2029 | 2 | 68 | Brownsville CT_Gas | 7.214
TVA Base Case | 2029 | 3 | 68 | Brownsville CT_Gas | 6.65
TVA Base Case | 2029 | 4 | 68 | Brownsville CT_Gas | 6.3978
TVA Base Case | 2029 | 5 | 68 | Brownsville CT_Gas | 6.4775
TVA Base Case | 2029 | 6 | 68 | Brownsville CT_Gas | 6.5729
TVA Base Case | 2029 | 7 | 68 | Brownsville CT_Gas | 6.9642
TVA Base Case | 2029 | 8 | 68 | Brownsville CT_Gas | 7.0072
TVA Base Case | 2029 | 9 | 68 | Brownsville CT_Gas | 6.8258
TVA Base Case | 2029 | 10 | 68 | Brownsville CT_Gas | 6.8625
TVA Base Case | 2029 | 11 | 68 | Brownsville CT_Gas | 6.9655
TVA Base Case | 2029 | 12 | 68 | Brownsville CT_Gas | 7.121
TVA Base Case | 2030 | 1 | 68 | Brownsville CT_Gas | 7.5466
TVA Base Case | 2030 | 2 | 68 | Brownsville CT_Gas | 7.4011
TVA Base Case | 2030 | 3 | 68 | Brownsville CT_Gas | 6.785
TVA Base Case | 2030 | 4 | 68 | Brownsville CT_Gas | 6.6091
TVA Base Case | 2030 | 5 | 68 | Brownsville CT_Gas | 6.7106
TVA Base Case | 2030 | 6 | 68 | Brownsville CT_Gas | 6.8156
TVA Base Case | 2030 | 7 | 68 | Brownsville CT_Gas | 7.2185
TVA Base Case | 2030 | 8 | 68 | Brownsville CT_Gas | 7.2591
TVA Base Case | 2030 | 9 | 68 | Brownsville CT_Gas | 7.0592
TVA Base Case | 2030 | 10 | 68 | Brownsville CT_Gas | 7.0829
TVA Base Case | 2030 | 11 | 68 | Brownsville CT_Gas | 7.2284
TVA Base Case | 2030 | 12 | 68 | Brownsville CT_Gas | 7.4146
TVA Base Case | 2031 | 1 | 68 | Brownsville CT_Gas | 7.8412
TVA Base Case | 2031 | 2 | 68 | Brownsville CT_Gas | 7.7169
TVA Base Case | 2031 | 3 | 68 | Brownsville CT_Gas | 7.1335
TVA Base Case | 2031 | 4 | 68 | Brownsville CT_Gas | 6.9264
TVA Base Case | 2031 | 5 | 68 | Brownsville CT_Gas | 6.9779
TVA Base Case | 2031 | 6 | 68 | Brownsville CT_Gas | 7.1104
TVA Base Case | 2031 | 7 | 68 | Brownsville CT_Gas | 7.5319
TVA Base Case | 2031 | 8 | 68 | Brownsville CT_Gas | 7.5734
TVA Base Case | 2031 | 9 | 68 | Brownsville CT_Gas | 7.3681
TVA Base Case | 2031 | 10 | 68 | Brownsville CT_Gas | 7.3921
TVA Base Case | 2031 | 11 | 68 | Brownsville CT_Gas | 7.5402
TVA Base Case | 2031 | 12 | 68 | Brownsville CT_Gas | 7.7169
TVA Base Case | 2032 | 1 | 68 | Brownsville CT_Gas | 8.1549
TVA Base Case | 2032 | 2 | 68 | Brownsville CT_Gas | 7.7889
TVA Base Case | 2032 | 3 | 68 | Brownsville CT_Gas | 7.4471
TVA Base Case | 2032 | 4 | 68 | Brownsville CT_Gas | 7.2782
TVA Base Case | 2032 | 5 | 68 | Brownsville CT_Gas | 7.3345
TVA Base Case | 2032 | 6 | 68 | Brownsville CT_Gas | 7.499
TVA Base Case | 2032 | 7 | 68 | Brownsville CT_Gas | 7.8588
TVA Base Case | 2032 | 8 | 68 | Brownsville CT_Gas | 7.901
TVA Base Case | 2032 | 9 | 68 | Brownsville CT_Gas | 7.6301
TVA Base Case | 2032 | 10 | 68 | Brownsville CT_Gas | 7.6543
TVA Base Case | 2032 | 11 | 68 | Brownsville CT_Gas | 7.8795
TVA Base Case | 2032 | 12 | 68 | Brownsville CT_Gas | 8.0141
TVA Base Case | 2033 | 1 | 68 | Brownsville CT_Gas | 8.5353
TVA Base Case | 2033 | 2 | 68 | Brownsville CT_Gas | 8.3056
TVA Base Case | 2033 | 3 | 68 | Brownsville CT_Gas | 7.7601
TVA Base Case | 2033 | 4 | 68 | Brownsville CT_Gas | 7.5364
TVA Base Case | 2033 | 5 | 68 | Brownsville CT_Gas | 7.6166
TVA Base Case | 2033 | 6 | 68 | Brownsville CT_Gas | 7.7999
TVA Base Case | 2033 | 7 | 68 | Brownsville CT_Gas | 8.2246
TVA Base Case | 2033 | 8 | 68 | Brownsville CT_Gas | 8.282
TVA Base Case | 2033 | 9 | 68 | Brownsville CT_Gas | 7.9611
TVA Base Case | 2033 | 10 | 68 | Brownsville CT_Gas | 7.9856
TVA Base Case | 2033 | 11 | 68 | Brownsville CT_Gas | 8.2152
TVA Base Case | 2033 | 12 | 68 | Brownsville CT_Gas | 8.3487
TVA Base Case | 2034 | 1 | 68 | Brownsville CT_Gas | 8.8733
TVA Base Case | 2034 | 2 | 68 | Brownsville CT_Gas | 8.5614
TVA Base Case | 2034 | 3 | 68 | Brownsville CT_Gas | 8.039
TVA Base Case | 2034 | 4 | 68 | Brownsville CT_Gas | 7.8397
TVA Base Case | 2034 | 5 | 68 | Brownsville CT_Gas | 7.9647
TVA Base Case | 2034 | 6 | 68 | Brownsville CT_Gas | 8.1393
TVA Base Case | 2034 | 7 | 68 | Brownsville CT_Gas | 8.548
TVA Base Case | 2034 | 8 | 68 | Brownsville CT_Gas | 8.5919
TVA Base Case | 2034 | 9 | 68 | Brownsville CT_Gas | 8.2147
TVA Base Case | 2034 | 10 | 68 | Brownsville CT_Gas | 8.2495
TVA Base Case | 2034 | 11 | 68 | Brownsville CT_Gas | 8.4736
TVA Base Case | 2034 | 12 | 68 | Brownsville CT_Gas | 8.6053
TVA Base Case | 2035 | 1 | 68 | Brownsville CT_Gas | 9.0527
TVA Base Case | 2035 | 2 | 68 | Brownsville CT_Gas | 8.8987
TVA Base Case | 2035 | 3 | 68 | Brownsville CT_Gas | 8.2766
TVA Base Case | 2035 | 4 | 68 | Brownsville CT_Gas | 8.058
TVA Base Case | 2035 | 5 | 68 | Brownsville CT_Gas | 8.1417
TVA Base Case | 2035 | 6 | 68 | Brownsville CT_Gas | 8.3353
TVA Base Case | 2035 | 7 | 68 | Brownsville CT_Gas | 8.9467
TVA Base Case | 2035 | 8 | 68 | Brownsville CT_Gas | 9.0064
TVA Base Case | 2035 | 9 | 68 | Brownsville CT_Gas | 8.59
TVA Base Case | 2035 | 10 | 68 | Brownsville CT_Gas | 8.5954
TVA Base Case | 2035 | 11 | 68 | Brownsville CT_Gas | 8.6897
TVA Base Case | 2035 | 12 | 68 | Brownsville CT_Gas | 8.8688
TVA Base Case | 2014 | 1 | 69 | Caledonia CT_Gas | 4.709
TVA Base Case | 2014 | 2 | 69 | Caledonia CT_Gas | 4.709
TVA Base Case | 2014 | 3 | 69 | Caledonia CT_Gas | 4.709
TVA Base Case | 2014 | 4 | 69 | Caledonia CT_Gas | 4.4983
TVA Base Case | 2014 | 5 | 69 | Caledonia CT_Gas | 4.4872
TVA Base Case | 2014 | 6 | 69 | Caledonia CT_Gas | 4.5135
TVA Base Case | 2014 | 7 | 69 | Caledonia CT_Gas | 4.549
TVA Base Case | 2014 | 8 | 69 | Caledonia CT_Gas | 4.5419
TVA Base Case | 2014 | 9 | 69 | Caledonia CT_Gas | 4.5186
TVA Base Case | 2014 | 10 | 69 | Caledonia CT_Gas | 4.5318
TVA Base Case | 2014 | 11 | 69 | Caledonia CT_Gas | 4.6077
TVA Base Case | 2014 | 12 | 69 | Caledonia CT_Gas | 4.7293
TVA Base Case | 2015 | 1 | 69 | Caledonia CT_Gas | 2.71
TVA Base Case | 2015 | 2 | 69 | Caledonia CT_Gas | 2.71
TVA Base Case | 2015 | 3 | 69 | Caledonia CT_Gas | 2.71
TVA Base Case | 2015 | 4 | 69 | Caledonia CT_Gas | 2.776
TVA Base Case | 2015 | 5 | 69 | Caledonia CT_Gas | 2.8023
TVA Base Case | 2015 | 6 | 69 | Caledonia CT_Gas | 2.8388
TVA Base Case | 2015 | 7 | 69 | Caledonia CT_Gas | 2.8884
TVA Base Case | 2015 | 8 | 69 | Caledonia CT_Gas | 2.9097
TVA Base Case | 2015 | 9 | 69 | Caledonia CT_Gas | 2.8995
TVA Base Case | 2015 | 10 | 69 | Caledonia CT_Gas | 2.9233
TVA Base Case | 2015 | 11 | 69 | Caledonia CT_Gas | 3.0317
TVA Base Case | 2015 | 12 | 69 | Caledonia CT_Gas | 3.1907
TVA Base Case | 2016 | 1 | 69 | Caledonia CT_Gas | 3.3203
TVA Base Case | 2016 | 2 | 69 | Caledonia CT_Gas | 3.3046
TVA Base Case | 2016 | 3 | 69 | Caledonia CT_Gas | 3.2545
TVA Base Case | 2016 | 4 | 69 | Caledonia CT_Gas | 3.1142
TVA Base Case | 2016 | 5 | 69 | Caledonia CT_Gas | 3.1101
TVA Base Case | 2016 | 6 | 69 | Caledonia CT_Gas | 3.1395
TVA Base Case | 2016 | 7 | 69 | Caledonia CT_Gas | 3.179
TVA Base Case | 2016 | 8 | 69 | Caledonia CT_Gas | 3.1871
TVA Base Case | 2016 | 9 | 69 | Caledonia CT_Gas | 3.1739
TVA Base Case | 2016 | 10 | 69 | Caledonia CT_Gas | 3.1988
TVA Base Case | 2016 | 11 | 69 | Caledonia CT_Gas | 3.3041
TVA Base Case | 2016 | 12 | 69 | Caledonia CT_Gas | 3.4864
TVA Base Case | 2017 | 1 | 69 | Caledonia CT_Gas | 3.661
TVA Base Case | 2017 | 2 | 69 | Caledonia CT_Gas | 3.6463
TVA Base Case | 2017 | 3 | 69 | Caledonia CT_Gas | 3.585
TVA Base Case | 2017 | 4 | 69 | Caledonia CT_Gas | 3.3267
TVA Base Case | 2017 | 5 | 69 | Caledonia CT_Gas | 3.3247
TVA Base Case | 2017 | 6 | 69 | Caledonia CT_Gas | 3.3581
TVA Base Case | 2017 | 7 | 69 | Caledonia CT_Gas | 3.3997
TVA Base Case | 2017 | 8 | 69 | Caledonia CT_Gas | 3.4108
TVA Base Case | 2017 | 9 | 69 | Caledonia CT_Gas | 3.3987
TVA Base Case | 2017 | 10 | 69 | Caledonia CT_Gas | 3.4235
TVA Base Case | 2017 | 11 | 69 | Caledonia CT_Gas | 3.5162
TVA Base Case | 2017 | 12 | 69 | Caledonia CT_Gas | 3.6873
TVA Base Case | 2018 | 1 | 69 | Caledonia CT_Gas | 3.8504
TVA Base Case | 2018 | 2 | 69 | Caledonia CT_Gas | 3.8256
TVA Base Case | 2018 | 3 | 69 | Caledonia CT_Gas | 3.7542
TVA Base Case | 2018 | 4 | 69 | Caledonia CT_Gas | 3.4208
TVA Base Case | 2018 | 5 | 69 | Caledonia CT_Gas | 3.4188
TVA Base Case | 2018 | 6 | 69 | Caledonia CT_Gas | 3.4523
TVA Base Case | 2018 | 7 | 69 | Caledonia CT_Gas | 3.5252
TVA Base Case | 2018 | 8 | 69 | Caledonia CT_Gas | 3.553
TVA Base Case | 2018 | 9 | 69 | Caledonia CT_Gas | 3.5461
TVA Base Case | 2018 | 10 | 69 | Caledonia CT_Gas | 3.5817
TVA Base Case | 2018 | 11 | 69 | Caledonia CT_Gas | 3.6938
TVA Base Case | 2018 | 12 | 69 | Caledonia CT_Gas | 3.8385
TVA Base Case | 2019 | 1 | 69 | Caledonia CT_Gas | 4.1454
TVA Base Case | 2019 | 2 | 69 | Caledonia CT_Gas | 4.1139
TVA Base Case | 2019 | 3 | 69 | Caledonia CT_Gas | 3.8708
TVA Base Case | 2019 | 4 | 69 | Caledonia CT_Gas | 3.6554
TVA Base Case | 2019 | 5 | 69 | Caledonia CT_Gas | 3.6857
TVA Base Case | 2019 | 6 | 69 | Caledonia CT_Gas | 3.7599
TVA Base Case | 2019 | 7 | 69 | Caledonia CT_Gas | 3.9304
TVA Base Case | 2019 | 8 | 69 | Caledonia CT_Gas | 3.9715
TVA Base Case | 2019 | 9 | 69 | Caledonia CT_Gas | 3.9152
TVA Base Case | 2019 | 10 | 69 | Caledonia CT_Gas | 3.9387
TVA Base Case | 2019 | 11 | 69 | Caledonia CT_Gas | 4.0237
TVA Base Case | 2019 | 12 | 69 | Caledonia CT_Gas | 4.1714
TVA Base Case | 2020 | 1 | 69 | Caledonia CT_Gas | 4.5236
TVA Base Case | 2020 | 2 | 69 | Caledonia CT_Gas | 4.299
TVA Base Case | 2020 | 3 | 69 | Caledonia CT_Gas | 4.0906
TVA Base Case | 2020 | 4 | 69 | Caledonia CT_Gas | 3.9775
TVA Base Case | 2020 | 5 | 69 | Caledonia CT_Gas | 4.063
TVA Base Case | 2020 | 6 | 69 | Caledonia CT_Gas | 4.143
TVA Base Case | 2020 | 7 | 69 | Caledonia CT_Gas | 4.4002
TVA Base Case | 2020 | 8 | 69 | Caledonia CT_Gas | 4.4225
TVA Base Case | 2020 | 9 | 69 | Caledonia CT_Gas | 4.2645
TVA Base Case | 2020 | 10 | 69 | Caledonia CT_Gas | 4.2858
TVA Base Case | 2020 | 11 | 69 | Caledonia CT_Gas | 4.3729
TVA Base Case | 2020 | 12 | 69 | Caledonia CT_Gas | 4.5086
TVA Base Case | 2021 | 1 | 69 | Caledonia CT_Gas | 4.7587
TVA Base Case | 2021 | 2 | 69 | Caledonia CT_Gas | 4.7372
TVA Base Case | 2021 | 3 | 69 | Caledonia CT_Gas | 4.3382
TVA Base Case | 2021 | 4 | 69 | Caledonia CT_Gas | 4.2019
TVA Base Case | 2021 | 5 | 69 | Caledonia CT_Gas | 4.2624
TVA Base Case | 2021 | 6 | 69 | Caledonia CT_Gas | 4.3773
TVA Base Case | 2021 | 7 | 69 | Caledonia CT_Gas | 4.607
TVA Base Case | 2021 | 8 | 69 | Caledonia CT_Gas | 4.6411
TVA Base Case | 2021 | 9 | 69 | Caledonia CT_Gas | 4.4783
TVA Base Case | 2021 | 10 | 69 | Caledonia CT_Gas | 4.4998
TVA Base Case | 2021 | 11 | 69 | Caledonia CT_Gas | 4.6426
TVA Base Case | 2021 | 12 | 69 | Caledonia CT_Gas | 4.7385
TVA Base Case | 2022 | 1 | 69 | Caledonia CT_Gas | 5.3397
TVA Base Case | 2022 | 2 | 69 | Caledonia CT_Gas | 5.2167
TVA Base Case | 2022 | 3 | 69 | Caledonia CT_Gas | 4.8445
TVA Base Case | 2022 | 4 | 69 | Caledonia CT_Gas | 4.6823
TVA Base Case | 2022 | 5 | 69 | Caledonia CT_Gas | 4.7895
TVA Base Case | 2022 | 6 | 69 | Caledonia CT_Gas | 4.8489
TVA Base Case | 2022 | 7 | 69 | Caledonia CT_Gas | 5.0487
TVA Base Case | 2022 | 8 | 69 | Caledonia CT_Gas | 5.0835
TVA Base Case | 2022 | 9 | 69 | Caledonia CT_Gas | 4.9734
TVA Base Case | 2022 | 10 | 69 | Caledonia CT_Gas | 5.0081
TVA Base Case | 2022 | 11 | 69 | Caledonia CT_Gas | 5.1891
TVA Base Case | 2022 | 12 | 69 | Caledonia CT_Gas | 5.2731
TVA Base Case | 2023 | 1 | 69 | Caledonia CT_Gas | 5.5917
TVA Base Case | 2023 | 2 | 69 | Caledonia CT_Gas | 5.5023
TVA Base Case | 2023 | 3 | 69 | Caledonia CT_Gas | 5.1462
TVA Base Case | 2023 | 4 | 69 | Caledonia CT_Gas | 4.9926
TVA Base Case | 2023 | 5 | 69 | Caledonia CT_Gas | 5.1023
TVA Base Case | 2023 | 6 | 69 | Caledonia CT_Gas | 5.1631
TVA Base Case | 2023 | 7 | 69 | Caledonia CT_Gas | 5.2829
TVA Base Case | 2023 | 8 | 69 | Caledonia CT_Gas | 5.3166
TVA Base Case | 2023 | 9 | 69 | Caledonia CT_Gas | 5.2086
TVA Base Case | 2023 | 10 | 69 | Caledonia CT_Gas | 5.2424
TVA Base Case | 2023 | 11 | 69 | Caledonia CT_Gas | 5.4263
TVA Base Case | 2023 | 12 | 69 | Caledonia CT_Gas | 5.5242
TVA Base Case | 2024 | 1 | 69 | Caledonia CT_Gas | 5.8484
TVA Base Case | 2024 | 2 | 69 | Caledonia CT_Gas | 5.6475
TVA Base Case | 2024 | 3 | 69 | Caledonia CT_Gas | 5.3463
TVA Base Case | 2024 | 4 | 69 | Caledonia CT_Gas | 5.1999
TVA Base Case | 2024 | 5 | 69 | Caledonia CT_Gas | 5.2678
TVA Base Case | 2024 | 6 | 69 | Caledonia CT_Gas | 5.328
TVA Base Case | 2024 | 7 | 69 | Caledonia CT_Gas | 5.6412
TVA Base Case | 2024 | 8 | 69 | Caledonia CT_Gas | 5.6773
TVA Base Case | 2024 | 9 | 69 | Caledonia CT_Gas | 5.5289
TVA Base Case | 2024 | 10 | 69 | Caledonia CT_Gas | 5.5651
TVA Base Case | 2024 | 11 | 69 | Caledonia CT_Gas | 5.6918
TVA Base Case | 2024 | 12 | 69 | Caledonia CT_Gas | 5.8041
TVA Base Case | 2025 | 1 | 69 | Caledonia CT_Gas | 6.199
TVA Base Case | 2025 | 2 | 69 | Caledonia CT_Gas | 6.0928
TVA Base Case | 2025 | 3 | 69 | Caledonia CT_Gas | 5.6405
TVA Base Case | 2025 | 4 | 69 | Caledonia CT_Gas | 5.4786
TVA Base Case | 2025 | 5 | 69 | Caledonia CT_Gas | 5.5321
TVA Base Case | 2025 | 6 | 69 | Caledonia CT_Gas | 5.5956
TVA Base Case | 2025 | 7 | 69 | Caledonia CT_Gas | 5.8947
TVA Base Case | 2025 | 8 | 69 | Caledonia CT_Gas | 5.9417
TVA Base Case | 2025 | 9 | 69 | Caledonia CT_Gas | 5.8023
TVA Base Case | 2025 | 10 | 69 | Caledonia CT_Gas | 5.8269
TVA Base Case | 2025 | 11 | 69 | Caledonia CT_Gas | 5.9822
TVA Base Case | 2025 | 12 | 69 | Caledonia CT_Gas | 6.1419
TVA Base Case | 2026 | 1 | 69 | Caledonia CT_Gas | 6.4108
TVA Base Case | 2026 | 2 | 69 | Caledonia CT_Gas | 6.2653
TVA Base Case | 2026 | 3 | 69 | Caledonia CT_Gas | 5.7768
TVA Base Case | 2026 | 4 | 69 | Caledonia CT_Gas | 5.6289
TVA Base Case | 2026 | 5 | 69 | Caledonia CT_Gas | 5.7041
TVA Base Case | 2026 | 6 | 69 | Caledonia CT_Gas | 5.7965
TVA Base Case | 2026 | 7 | 69 | Caledonia CT_Gas | 6.0644
TVA Base Case | 2026 | 8 | 69 | Caledonia CT_Gas | 6.087
TVA Base Case | 2026 | 9 | 69 | Caledonia CT_Gas | 5.9319
TVA Base Case | 2026 | 10 | 69 | Caledonia CT_Gas | 5.9671
TVA Base Case | 2026 | 11 | 69 | Caledonia CT_Gas | 6.1478
TVA Base Case | 2026 | 12 | 69 | Caledonia CT_Gas | 6.2904
TVA Base Case | 2027 | 1 | 69 | Caledonia CT_Gas | 6.6823
TVA Base Case | 2027 | 2 | 69 | Caledonia CT_Gas | 6.5928
TVA Base Case | 2027 | 3 | 69 | Caledonia CT_Gas | 6.1485
TVA Base Case | 2027 | 4 | 69 | Caledonia CT_Gas | 5.9313
TVA Base Case | 2027 | 5 | 69 | Caledonia CT_Gas | 6.0133
TVA Base Case | 2027 | 6 | 69 | Caledonia CT_Gas | 6.1308
TVA Base Case | 2027 | 7 | 69 | Caledonia CT_Gas | 6.4171
TVA Base Case | 2027 | 8 | 69 | Caledonia CT_Gas | 6.4453
TVA Base Case | 2027 | 9 | 69 | Caledonia CT_Gas | 6.2687
TVA Base Case | 2027 | 10 | 69 | Caledonia CT_Gas | 6.289
TVA Base Case | 2027 | 11 | 69 | Caledonia CT_Gas | 6.488
TVA Base Case | 2027 | 12 | 69 | Caledonia CT_Gas | 6.621
TVA Base Case | 2028 | 1 | 69 | Caledonia CT_Gas | 7.1706
TVA Base Case | 2028 | 2 | 69 | Caledonia CT_Gas | 6.8219
TVA Base Case | 2028 | 3 | 69 | Caledonia CT_Gas | 6.5064
TVA Base Case | 2028 | 4 | 69 | Caledonia CT_Gas | 6.3009
TVA Base Case | 2028 | 5 | 69 | Caledonia CT_Gas | 6.382
TVA Base Case | 2028 | 6 | 69 | Caledonia CT_Gas | 6.518
TVA Base Case | 2028 | 7 | 69 | Caledonia CT_Gas | 6.7452
TVA Base Case | 2028 | 8 | 69 | Caledonia CT_Gas | 6.7843
TVA Base Case | 2028 | 9 | 69 | Caledonia CT_Gas | 6.5773
TVA Base Case | 2028 | 10 | 69 | Caledonia CT_Gas | 6.6135
TVA Base Case | 2028 | 11 | 69 | Caledonia CT_Gas | 6.819
TVA Base Case | 2028 | 12 | 69 | Caledonia CT_Gas | 6.9492
TVA Base Case | 2029 | 1 | 69 | Caledonia CT_Gas | 7.4408
TVA Base Case | 2029 | 2 | 69 | Caledonia CT_Gas | 7.3143
TVA Base Case | 2029 | 3 | 69 | Caledonia CT_Gas | 6.7299
TVA Base Case | 2029 | 4 | 69 | Caledonia CT_Gas | 6.4675
TVA Base Case | 2029 | 5 | 69 | Caledonia CT_Gas | 6.537
TVA Base Case | 2029 | 6 | 69 | Caledonia CT_Gas | 6.6629
TVA Base Case | 2029 | 7 | 69 | Caledonia CT_Gas | 7.0543
TVA Base Case | 2029 | 8 | 69 | Caledonia CT_Gas | 7.0973
TVA Base Case | 2029 | 9 | 69 | Caledonia CT_Gas | 6.8855
TVA Base Case | 2029 | 10 | 69 | Caledonia CT_Gas | 6.9222
TVA Base Case | 2029 | 11 | 69 | Caledonia CT_Gas | 7.0354
TVA Base Case | 2029 | 12 | 69 | Caledonia CT_Gas | 7.2213
TVA Base Case | 2030 | 1 | 69 | Caledonia CT_Gas | 7.6368
TVA Base Case | 2030 | 2 | 69 | Caledonia CT_Gas | 7.5014
TVA Base Case | 2030 | 3 | 69 | Caledonia CT_Gas | 6.8649
TVA Base Case | 2030 | 4 | 69 | Caledonia CT_Gas | 6.6787
TVA Base Case | 2030 | 5 | 69 | Caledonia CT_Gas | 6.7905
TVA Base Case | 2030 | 6 | 69 | Caledonia CT_Gas | 6.9057
TVA Base Case | 2030 | 7 | 69 | Caledonia CT_Gas | 7.3086
TVA Base Case | 2030 | 8 | 69 | Caledonia CT_Gas | 7.3493
TVA Base Case | 2030 | 9 | 69 | Caledonia CT_Gas | 7.1291
TVA Base Case | 2030 | 10 | 69 | Caledonia CT_Gas | 7.1426
TVA Base Case | 2030 | 11 | 69 | Caledonia CT_Gas | 7.2983
TVA Base Case | 2030 | 12 | 69 | Caledonia CT_Gas | 7.5149
TVA Base Case | 2031 | 1 | 69 | Caledonia CT_Gas | 7.9416
TVA Base Case | 2031 | 2 | 69 | Caledonia CT_Gas | 7.8173
TVA Base Case | 2031 | 3 | 69 | Caledonia CT_Gas | 7.2235
TVA Base Case | 2031 | 4 | 69 | Caledonia CT_Gas | 6.9961
TVA Base Case | 2031 | 5 | 69 | Caledonia CT_Gas | 7.0375
TVA Base Case | 2031 | 6 | 69 | Caledonia CT_Gas | 7.2005
TVA Base Case | 2031 | 7 | 69 | Caledonia CT_Gas | 7.6221
TVA Base Case | 2031 | 8 | 69 | Caledonia CT_Gas | 7.6635
TVA Base Case | 2031 | 9 | 69 | Caledonia CT_Gas | 7.4279
TVA Base Case | 2031 | 10 | 69 | Caledonia CT_Gas | 7.4619
TVA Base Case | 2031 | 11 | 69 | Caledonia CT_Gas | 7.6102
TVA Base Case | 2031 | 12 | 69 | Caledonia CT_Gas | 7.8072
TVA Base Case | 2032 | 1 | 69 | Caledonia CT_Gas | 8.2553
TVA Base Case | 2032 | 2 | 69 | Caledonia CT_Gas | 7.8892
TVA Base Case | 2032 | 3 | 69 | Caledonia CT_Gas | 7.5372
TVA Base Case | 2032 | 4 | 69 | Caledonia CT_Gas | 7.3479
TVA Base Case | 2032 | 5 | 69 | Caledonia CT_Gas | 7.4043
TVA Base Case | 2032 | 6 | 69 | Caledonia CT_Gas | 7.5891
TVA Base Case | 2032 | 7 | 69 | Caledonia CT_Gas | 7.9692
TVA Base Case | 2032 | 8 | 69 | Caledonia CT_Gas | 7.9912
TVA Base Case | 2032 | 9 | 69 | Caledonia CT_Gas | 7.6898
TVA Base Case | 2032 | 10 | 69 | Caledonia CT_Gas | 7.7242
TVA Base Case | 2032 | 11 | 69 | Caledonia CT_Gas | 7.9495
TVA Base Case | 2032 | 12 | 69 | Caledonia CT_Gas | 8.1145
TVA Base Case | 2033 | 1 | 69 | Caledonia CT_Gas | 8.6357
TVA Base Case | 2033 | 2 | 69 | Caledonia CT_Gas | 8.406
TVA Base Case | 2033 | 3 | 69 | Caledonia CT_Gas | 7.8604
TVA Base Case | 2033 | 4 | 69 | Caledonia CT_Gas | 7.596
TVA Base Case | 2033 | 5 | 69 | Caledonia CT_Gas | 7.6864
TVA Base Case | 2033 | 6 | 69 | Caledonia CT_Gas | 7.9001
TVA Base Case | 2033 | 7 | 69 | Caledonia CT_Gas | 8.3351
TVA Base Case | 2033 | 8 | 69 | Caledonia CT_Gas | 8.3723
TVA Base Case | 2033 | 9 | 69 | Caledonia CT_Gas | 8.031
TVA Base Case | 2033 | 10 | 69 | Caledonia CT_Gas | 8.0555
TVA Base Case | 2033 | 11 | 69 | Caledonia CT_Gas | 8.2954
TVA Base Case | 2033 | 12 | 69 | Caledonia CT_Gas | 8.4491
TVA Base Case | 2034 | 1 | 69 | Caledonia CT_Gas | 8.984
TVA Base Case | 2034 | 2 | 69 | Caledonia CT_Gas | 8.6618
TVA Base Case | 2034 | 3 | 69 | Caledonia CT_Gas | 8.1291
TVA Base Case | 2034 | 4 | 69 | Caledonia CT_Gas | 7.9095
TVA Base Case | 2034 | 5 | 69 | Caledonia CT_Gas | 8.065
TVA Base Case | 2034 | 6 | 69 | Caledonia CT_Gas | 8.2395
TVA Base Case | 2034 | 7 | 69 | Caledonia CT_Gas | 8.6687
TVA Base Case | 2034 | 8 | 69 | Caledonia CT_Gas | 8.6923
TVA Base Case | 2034 | 9 | 69 | Caledonia CT_Gas | 8.2947
TVA Base Case | 2034 | 10 | 69 | Caledonia CT_Gas | 8.3195
TVA Base Case | 2034 | 11 | 69 | Caledonia CT_Gas | 8.5639
TVA Base Case | 2034 | 12 | 69 | Caledonia CT_Gas | 8.7058
TVA Base Case | 2035 | 1 | 69 | Caledonia CT_Gas | 9.1633
TVA Base Case | 2035 | 2 | 69 | Caledonia CT_Gas | 8.9991
TVA Base Case | 2035 | 3 | 69 | Caledonia CT_Gas | 8.3667
TVA Base Case | 2035 | 4 | 69 | Caledonia CT_Gas | 8.1279
TVA Base Case | 2035 | 5 | 69 | Caledonia CT_Gas | 8.242
TVA Base Case | 2035 | 6 | 69 | Caledonia CT_Gas | 8.4355
TVA Base Case | 2035 | 7 | 69 | Caledonia CT_Gas | 9.0674
TVA Base Case | 2035 | 8 | 69 | Caledonia CT_Gas | 9.1069
TVA Base Case | 2035 | 9 | 69 | Caledonia CT_Gas | 8.6701
TVA Base Case | 2035 | 10 | 69 | Caledonia CT_Gas | 8.6653
TVA Base Case | 2035 | 11 | 69 | Caledonia CT_Gas | 8.78
TVA Base Case | 2035 | 12 | 69 | Caledonia CT_Gas | 8.9693
TVA Base Case | 2014 | 1 | 74 | Caledonia_Gas | 4.6278
TVA Base Case | 2014 | 2 | 74 | Caledonia_Gas | 4.6278
TVA Base Case | 2014 | 3 | 74 | Caledonia_Gas | 4.6278
TVA Base Case | 2014 | 4 | 74 | Caledonia_Gas | 4.4323
TVA Base Case | 2014 | 5 | 74 | Caledonia_Gas | 4.4161
TVA Base Case | 2014 | 6 | 74 | Caledonia_Gas | 4.4387
TVA Base Case | 2014 | 7 | 74 | Caledonia_Gas | 4.4703
TVA Base Case | 2014 | 8 | 74 | Caledonia_Gas | 4.4582
TVA Base Case | 2014 | 9 | 74 | Caledonia_Gas | 4.4387
TVA Base Case | 2014 | 10 | 74 | Caledonia_Gas | 4.4518
TVA Base Case | 2014 | 11 | 74 | Caledonia_Gas | 4.5088
TVA Base Case | 2014 | 12 | 74 | Caledonia_Gas | 4.6304
TVA Base Case | 2015 | 1 | 74 | Caledonia_Gas | 2.72
TVA Base Case | 2015 | 2 | 74 | Caledonia_Gas | 2.72
TVA Base Case | 2015 | 3 | 74 | Caledonia_Gas | 2.72
TVA Base Case | 2015 | 4 | 74 | Caledonia_Gas | 2.737
TVA Base Case | 2015 | 5 | 74 | Caledonia_Gas | 2.7633
TVA Base Case | 2015 | 6 | 74 | Caledonia_Gas | 2.7922
TVA Base Case | 2015 | 7 | 74 | Caledonia_Gas | 2.8393
TVA Base Case | 2015 | 8 | 74 | Caledonia_Gas | 2.8605
TVA Base Case | 2015 | 9 | 74 | Caledonia_Gas | 2.8631
TVA Base Case | 2015 | 10 | 74 | Caledonia_Gas | 2.8767
TVA Base Case | 2015 | 11 | 74 | Caledonia_Gas | 2.9826
TVA Base Case | 2015 | 12 | 74 | Caledonia_Gas | 3.1416
TVA Base Case | 2016 | 1 | 74 | Caledonia_Gas | 3.2688
TVA Base Case | 2016 | 2 | 74 | Caledonia_Gas | 3.2547
TVA Base Case | 2016 | 3 | 74 | Caledonia_Gas | 3.2121
TVA Base Case | 2016 | 4 | 74 | Caledonia_Gas | 3.0731
TVA Base Case | 2016 | 5 | 74 | Caledonia_Gas | 3.0716
TVA Base Case | 2016 | 6 | 74 | Caledonia_Gas | 3.1022
TVA Base Case | 2016 | 7 | 74 | Caledonia_Gas | 3.1405
TVA Base Case | 2016 | 8 | 74 | Caledonia_Gas | 3.1486
TVA Base Case | 2016 | 9 | 74 | Caledonia_Gas | 3.1367
TVA Base Case | 2016 | 10 | 74 | Caledonia_Gas | 3.1602
TVA Base Case | 2016 | 11 | 74 | Caledonia_Gas | 3.2554
TVA Base Case | 2016 | 12 | 74 | Caledonia_Gas | 3.4352
TVA Base Case | 2017 | 1 | 74 | Caledonia_Gas | 3.596
TVA Base Case | 2017 | 2 | 74 | Caledonia_Gas | 3.583
TVA Base Case | 2017 | 3 | 74 | Caledonia_Gas | 3.5293
TVA Base Case | 2017 | 4 | 74 | Caledonia_Gas | 3.2824
TVA Base Case | 2017 | 5 | 74 | Caledonia_Gas | 3.2829
TVA Base Case | 2017 | 6 | 74 | Caledonia_Gas | 3.3176
TVA Base Case | 2017 | 7 | 74 | Caledonia_Gas | 3.3579
TVA Base Case | 2017 | 8 | 74 | Caledonia_Gas | 3.369
TVA Base Case | 2017 | 9 | 74 | Caledonia_Gas | 3.3581
TVA Base Case | 2017 | 10 | 74 | Caledonia_Gas | 3.3817
TVA Base Case | 2017 | 11 | 74 | Caledonia_Gas | 3.4731
TVA Base Case | 2017 | 12 | 74 | Caledonia_Gas | 3.6417
TVA Base Case | 2018 | 1 | 74 | Caledonia_Gas | 3.7871
TVA Base Case | 2018 | 2 | 74 | Caledonia_Gas | 3.7639
TVA Base Case | 2018 | 3 | 74 | Caledonia_Gas | 3.7001
TVA Base Case | 2018 | 4 | 74 | Caledonia_Gas | 3.3717
TVA Base Case | 2018 | 5 | 74 | Caledonia_Gas | 3.3705
TVA Base Case | 2018 | 6 | 74 | Caledonia_Gas | 3.403
TVA Base Case | 2018 | 7 | 74 | Caledonia_Gas | 3.4727
TVA Base Case | 2018 | 8 | 74 | Caledonia_Gas | 3.4989
TVA Base Case | 2018 | 9 | 74 | Caledonia_Gas | 3.4952
TVA Base Case | 2018 | 10 | 74 | Caledonia_Gas | 3.5275
TVA Base Case | 2018 | 11 | 74 | Caledonia_Gas | 3.6416
TVA Base Case | 2018 | 12 | 74 | Caledonia_Gas | 3.7842
TVA Base Case | 2019 | 1 | 74 | Caledonia_Gas | 4.0901
TVA Base Case | 2019 | 2 | 74 | Caledonia_Gas | 4.058
TVA Base Case | 2019 | 3 | 74 | Caledonia_Gas | 3.8114
TVA Base Case | 2019 | 4 | 74 | Caledonia_Gas | 3.5975
TVA Base Case | 2019 | 5 | 74 | Caledonia_Gas | 3.6267
TVA Base Case | 2019 | 6 | 74 | Caledonia_Gas | 3.6877
TVA Base Case | 2019 | 7 | 74 | Caledonia_Gas | 3.85
TVA Base Case | 2019 | 8 | 74 | Caledonia_Gas | 3.8888
TVA Base Case | 2019 | 9 | 74 | Caledonia_Gas | 3.8303
TVA Base Case | 2019 | 10 | 74 | Caledonia_Gas | 3.8592
TVA Base Case | 2019 | 11 | 74 | Caledonia_Gas | 3.9546
TVA Base Case | 2019 | 12 | 74 | Caledonia_Gas | 4.1011
TVA Base Case | 2020 | 1 | 74 | Caledonia_Gas | 4.4552
TVA Base Case | 2020 | 2 | 74 | Caledonia_Gas | 4.2301
TVA Base Case | 2020 | 3 | 74 | Caledonia_Gas | 4.006
TVA Base Case | 2020 | 4 | 74 | Caledonia_Gas | 3.8964
TVA Base Case | 2020 | 5 | 74 | Caledonia_Gas | 3.9515
TVA Base Case | 2020 | 6 | 74 | Caledonia_Gas | 4.0416
TVA Base Case | 2020 | 7 | 74 | Caledonia_Gas | 4.2937
TVA Base Case | 2020 | 8 | 74 | Caledonia_Gas | 4.3109
TVA Base Case | 2020 | 9 | 74 | Caledonia_Gas | 4.158
TVA Base Case | 2020 | 10 | 74 | Caledonia_Gas | 4.1742
TVA Base Case | 2020 | 11 | 74 | Caledonia_Gas | 4.2917
TVA Base Case | 2020 | 12 | 74 | Caledonia_Gas | 4.4223
TVA Base Case | 2021 | 1 | 74 | Caledonia_Gas | 4.6813
TVA Base Case | 2021 | 2 | 74 | Caledonia_Gas | 4.6501
TVA Base Case | 2021 | 3 | 74 | Caledonia_Gas | 4.246
TVA Base Case | 2021 | 4 | 74 | Caledonia_Gas | 4.0945
TVA Base Case | 2021 | 5 | 74 | Caledonia_Gas | 4.1499
TVA Base Case | 2021 | 6 | 74 | Caledonia_Gas | 4.2598
TVA Base Case | 2021 | 7 | 74 | Caledonia_Gas | 4.4946
TVA Base Case | 2021 | 8 | 74 | Caledonia_Gas | 4.5135
TVA Base Case | 2021 | 9 | 74 | Caledonia_Gas | 4.3507
TVA Base Case | 2021 | 10 | 74 | Caledonia_Gas | 4.3671
TVA Base Case | 2021 | 11 | 74 | Caledonia_Gas | 4.5453
TVA Base Case | 2021 | 12 | 74 | Caledonia_Gas | 4.6412
TVA Base Case | 2022 | 1 | 74 | Caledonia_Gas | 5.1753
TVA Base Case | 2022 | 2 | 74 | Caledonia_Gas | 5.0628
TVA Base Case | 2022 | 3 | 74 | Caledonia_Gas | 4.7317
TVA Base Case | 2022 | 4 | 74 | Caledonia_Gas | 4.5594
TVA Base Case | 2022 | 5 | 74 | Caledonia_Gas | 4.6565
TVA Base Case | 2022 | 6 | 74 | Caledonia_Gas | 4.7057
TVA Base Case | 2022 | 7 | 74 | Caledonia_Gas | 4.9208
TVA Base Case | 2022 | 8 | 74 | Caledonia_Gas | 4.9505
TVA Base Case | 2022 | 9 | 74 | Caledonia_Gas | 4.8201
TVA Base Case | 2022 | 10 | 74 | Caledonia_Gas | 4.8549
TVA Base Case | 2022 | 11 | 74 | Caledonia_Gas | 5.0814
TVA Base Case | 2022 | 12 | 74 | Caledonia_Gas | 5.1199
TVA Base Case | 2023 | 1 | 74 | Caledonia_Gas | 5.5018
TVA Base Case | 2023 | 2 | 74 | Caledonia_Gas | 5.4178
TVA Base Case | 2023 | 3 | 74 | Caledonia_Gas | 5.0871
TVA Base Case | 2023 | 4 | 74 | Caledonia_Gas | 4.9183
TVA Base Case | 2023 | 5 | 74 | Caledonia_Gas | 5.0381
TVA Base Case | 2023 | 6 | 74 | Caledonia_Gas | 5.0938
TVA Base Case | 2023 | 7 | 74 | Caledonia_Gas | 5.2136
TVA Base Case | 2023 | 8 | 74 | Caledonia_Gas | 5.2423
TVA Base Case | 2023 | 9 | 74 | Caledonia_Gas | 5.1343
TVA Base Case | 2023 | 10 | 74 | Caledonia_Gas | 5.158
TVA Base Case | 2023 | 11 | 74 | Caledonia_Gas | 5.3622
TVA Base Case | 2023 | 12 | 74 | Caledonia_Gas | 5.4347
TVA Base Case | 2024 | 1 | 74 | Caledonia_Gas | 5.7488
TVA Base Case | 2024 | 2 | 74 | Caledonia_Gas | 5.5584
TVA Base Case | 2024 | 3 | 74 | Caledonia_Gas | 5.2775
TVA Base Case | 2024 | 4 | 74 | Caledonia_Gas | 5.126
TVA Base Case | 2024 | 5 | 74 | Caledonia_Gas | 5.199
TVA Base Case | 2024 | 6 | 74 | Caledonia_Gas | 5.2541
TVA Base Case | 2024 | 7 | 74 | Caledonia_Gas | 5.5673
TVA Base Case | 2024 | 8 | 74 | Caledonia_Gas | 5.6035
TVA Base Case | 2024 | 9 | 74 | Caledonia_Gas | 5.4449
TVA Base Case | 2024 | 10 | 74 | Caledonia_Gas | 5.4811
TVA Base Case | 2024 | 11 | 74 | Caledonia_Gas | 5.6028
TVA Base Case | 2024 | 12 | 74 | Caledonia_Gas | 5.6897
TVA Base Case | 2025 | 1 | 74 | Caledonia_Gas | 6.0846
TVA Base Case | 2025 | 2 | 74 | Caledonia_Gas | 5.9687
TVA Base Case | 2025 | 3 | 74 | Caledonia_Gas | 5.5569
TVA Base Case | 2025 | 4 | 74 | Caledonia_Gas | 5.3951
TVA Base Case | 2025 | 5 | 74 | Caledonia_Gas | 5.4536
TVA Base Case | 2025 | 6 | 74 | Caledonia_Gas | 5.5222
TVA Base Case | 2025 | 7 | 74 | Caledonia_Gas | 5.8314
TVA Base Case | 2025 | 8 | 74 | Caledonia_Gas | 5.8683
TVA Base Case | 2025 | 9 | 74 | Caledonia_Gas | 5.7187
TVA Base Case | 2025 | 10 | 74 | Caledonia_Gas | 5.7382
TVA Base Case | 2025 | 11 | 74 | Caledonia_Gas | 5.8936
TVA Base Case | 2025 | 12 | 74 | Caledonia_Gas | 5.9976
TVA Base Case | 2026 | 1 | 74 | Caledonia_Gas | 6.2969
TVA Base Case | 2026 | 2 | 74 | Caledonia_Gas | 6.1366
TVA Base Case | 2026 | 3 | 74 | Caledonia_Gas | 5.6886
TVA Base Case | 2026 | 4 | 74 | Caledonia_Gas | 5.5458
TVA Base Case | 2026 | 5 | 74 | Caledonia_Gas | 5.6209
TVA Base Case | 2026 | 6 | 74 | Caledonia_Gas | 5.7134
TVA Base Case | 2026 | 7 | 74 | Caledonia_Gas | 5.9964
TVA Base Case | 2026 | 8 | 74 | Caledonia_Gas | 5.9988
TVA Base Case | 2026 | 9 | 74 | Caledonia_Gas | 5.8437
TVA Base Case | 2026 | 10 | 74 | Caledonia_Gas | 5.8637
TVA Base Case | 2026 | 11 | 74 | Caledonia_Gas | 6.0495
TVA Base Case | 2026 | 12 | 74 | Caledonia_Gas | 6.1262
TVA Base Case | 2027 | 1 | 74 | Caledonia_Gas | 6.5586
TVA Base Case | 2027 | 2 | 74 | Caledonia_Gas | 6.4545
TVA Base Case | 2027 | 3 | 74 | Caledonia_Gas | 6.0304
TVA Base Case | 2027 | 4 | 74 | Caledonia_Gas | 5.8436
TVA Base Case | 2027 | 5 | 74 | Caledonia_Gas | 5.9306
TVA Base Case | 2027 | 6 | 74 | Caledonia_Gas | 6.0381
TVA Base Case | 2027 | 7 | 74 | Caledonia_Gas | 6.3294
TVA Base Case | 2027 | 8 | 74 | Caledonia_Gas | 6.3576
TVA Base Case | 2027 | 9 | 74 | Caledonia_Gas | 6.1708
TVA Base Case | 2027 | 10 | 74 | Caledonia_Gas | 6.181
TVA Base Case | 2027 | 11 | 74 | Caledonia_Gas | 6.375
TVA Base Case | 2027 | 12 | 74 | Caledonia_Gas | 6.4573
TVA Base Case | 2028 | 1 | 74 | Caledonia_Gas | 7.0576
TVA Base Case | 2028 | 2 | 74 | Caledonia_Gas | 6.6789
TVA Base Case | 2028 | 3 | 74 | Caledonia_Gas | 6.3685
TVA Base Case | 2028 | 4 | 74 | Caledonia_Gas | 6.2187
TVA Base Case | 2028 | 5 | 74 | Caledonia_Gas | 6.2998
TVA Base Case | 2028 | 6 | 74 | Caledonia_Gas | 6.4307
TVA Base Case | 2028 | 7 | 74 | Caledonia_Gas | 6.6326
TVA Base Case | 2028 | 8 | 74 | Caledonia_Gas | 6.6616
TVA Base Case | 2028 | 9 | 74 | Caledonia_Gas | 6.4647
TVA Base Case | 2028 | 10 | 74 | Caledonia_Gas | 6.5009
TVA Base Case | 2028 | 11 | 74 | Caledonia_Gas | 6.676
TVA Base Case | 2028 | 12 | 74 | Caledonia_Gas | 6.786
TVA Base Case | 2029 | 1 | 74 | Caledonia_Gas | 7.3181
TVA Base Case | 2029 | 2 | 74 | Caledonia_Gas | 7.1819
TVA Base Case | 2029 | 3 | 74 | Caledonia_Gas | 6.5723
TVA Base Case | 2029 | 4 | 74 | Caledonia_Gas | 6.3858
TVA Base Case | 2029 | 5 | 74 | Caledonia_Gas | 6.4452
TVA Base Case | 2029 | 6 | 74 | Caledonia_Gas | 6.566
TVA Base Case | 2029 | 7 | 74 | Caledonia_Gas | 6.9321
TVA Base Case | 2029 | 8 | 74 | Caledonia_Gas | 6.9751
TVA Base Case | 2029 | 9 | 74 | Caledonia_Gas | 6.7379
TVA Base Case | 2029 | 10 | 74 | Caledonia_Gas | 6.7696
TVA Base Case | 2029 | 11 | 74 | Caledonia_Gas | 6.8929
TVA Base Case | 2029 | 12 | 74 | Caledonia_Gas | 7.0535
TVA Base Case | 2030 | 1 | 74 | Caledonia_Gas | 7.5197
TVA Base Case | 2030 | 2 | 74 | Caledonia_Gas | 7.3695
TVA Base Case | 2030 | 3 | 74 | Caledonia_Gas | 6.7077
TVA Base Case | 2030 | 4 | 74 | Caledonia_Gas | 6.5975
TVA Base Case | 2030 | 5 | 74 | Caledonia_Gas | 6.6738
TVA Base Case | 2030 | 6 | 74 | Caledonia_Gas | 6.7839
TVA Base Case | 2030 | 7 | 74 | Caledonia_Gas | 7.1869
TVA Base Case | 2030 | 8 | 74 | Caledonia_Gas | 7.2174
TVA Base Case | 2030 | 9 | 74 | Caledonia_Gas | 6.9769
TVA Base Case | 2030 | 10 | 74 | Caledonia_Gas | 6.9905
TVA Base Case | 2030 | 11 | 74 | Caledonia_Gas | 7.1461
TVA Base Case | 2030 | 12 | 74 | Caledonia_Gas | 7.3476
TVA Base Case | 2031 | 1 | 74 | Caledonia_Gas | 7.8198
TVA Base Case | 2031 | 2 | 74 | Caledonia_Gas | 7.691
TVA Base Case | 2031 | 3 | 74 | Caledonia_Gas | 7.0617
TVA Base Case | 2031 | 4 | 74 | Caledonia_Gas | 6.9103
TVA Base Case | 2031 | 5 | 74 | Caledonia_Gas | 6.9264
TVA Base Case | 2031 | 6 | 74 | Caledonia_Gas | 7.0843
TVA Base Case | 2031 | 7 | 74 | Caledonia_Gas | 7.4806
TVA Base Case | 2031 | 8 | 74 | Caledonia_Gas | 7.5068
TVA Base Case | 2031 | 9 | 74 | Caledonia_Gas | 7.2762
TVA Base Case | 2031 | 10 | 74 | Caledonia_Gas | 7.3052
TVA Base Case | 2031 | 11 | 74 | Caledonia_Gas | 7.4585
TVA Base Case | 2031 | 12 | 74 | Caledonia_Gas | 7.6454
TVA Base Case | 2032 | 1 | 74 | Caledonia_Gas | 8.1391
TVA Base Case | 2032 | 2 | 74 | Caledonia_Gas | 7.7634
TVA Base Case | 2032 | 3 | 74 | Caledonia_Gas | 7.3709
TVA Base Case | 2032 | 4 | 74 | Caledonia_Gas | 7.2627
TVA Base Case | 2032 | 5 | 74 | Caledonia_Gas | 7.2835
TVA Base Case | 2032 | 6 | 74 | Caledonia_Gas | 7.4632
TVA Base Case | 2032 | 7 | 74 | Caledonia_Gas | 7.808
TVA Base Case | 2032 | 8 | 74 | Caledonia_Gas | 7.835
TVA Base Case | 2032 | 9 | 74 | Caledonia_Gas | 7.5387
TVA Base Case | 2032 | 10 | 74 | Caledonia_Gas | 7.568
TVA Base Case | 2032 | 11 | 74 | Caledonia_Gas | 7.7984
TVA Base Case | 2032 | 12 | 74 | Caledonia_Gas | 7.9482
TVA Base Case | 2033 | 1 | 74 | Caledonia_Gas | 8.515
TVA Base Case | 2033 | 2 | 74 | Caledonia_Gas | 8.2858
TVA Base Case | 2033 | 3 | 74 | Caledonia_Gas | 7.6895
TVA Base Case | 2033 | 4 | 74 | Caledonia_Gas | 7.5112
TVA Base Case | 2033 | 5 | 74 | Caledonia_Gas | 7.5763
TVA Base Case | 2033 | 6 | 74 | Caledonia_Gas | 7.7748
TVA Base Case | 2033 | 7 | 74 | Caledonia_Gas | 8.1895
TVA Base Case | 2033 | 8 | 74 | Caledonia_Gas | 8.2318
TVA Base Case | 2033 | 9 | 74 | Caledonia_Gas | 7.8753
TVA Base Case | 2033 | 10 | 74 | Caledonia_Gas | 7.8998
TVA Base Case | 2033 | 11 | 74 | Caledonia_Gas | 8.1447
TVA Base Case | 2033 | 12 | 74 | Caledonia_Gas | 8.3035
TVA Base Case | 2034 | 1 | 74 | Caledonia_Gas | 8.8637
TVA Base Case | 2034 | 2 | 74 | Caledonia_Gas | 8.5421
TVA Base Case | 2034 | 3 | 74 | Caledonia_Gas | 7.974
TVA Base Case | 2034 | 4 | 74 | Caledonia_Gas | 7.8253
TVA Base Case | 2034 | 5 | 74 | Caledonia_Gas | 7.9554
TVA Base Case | 2034 | 6 | 74 | Caledonia_Gas | 8.1198
TVA Base Case | 2034 | 7 | 74 | Caledonia_Gas | 8.5287
TVA Base Case | 2034 | 8 | 74 | Caledonia_Gas | 8.5524
TVA Base Case | 2034 | 9 | 74 | Caledonia_Gas | 8.1395
TVA Base Case | 2034 | 10 | 74 | Caledonia_Gas | 8.1593
TVA Base Case | 2034 | 11 | 74 | Caledonia_Gas | 8.4087
TVA Base Case | 2034 | 12 | 74 | Caledonia_Gas | 8.5557
TVA Base Case | 2035 | 1 | 74 | Caledonia_Gas | 9.0436
TVA Base Case | 2035 | 2 | 74 | Caledonia_Gas | 8.88
TVA Base Case | 2035 | 3 | 74 | Caledonia_Gas | 8.2121
TVA Base Case | 2035 | 4 | 74 | Caledonia_Gas | 8.0441
TVA Base Case | 2035 | 5 | 74 | Caledonia_Gas | 8.1329
TVA Base Case | 2035 | 6 | 74 | Caledonia_Gas | 8.3164
TVA Base Case | 2035 | 7 | 74 | Caledonia_Gas | 8.928
TVA Base Case | 2035 | 8 | 74 | Caledonia_Gas | 8.9674
TVA Base Case | 2035 | 9 | 74 | Caledonia_Gas | 8.5155
TVA Base Case | 2035 | 10 | 74 | Caledonia_Gas | 8.5056
TVA Base Case | 2035 | 11 | 74 | Caledonia_Gas | 8.6254
TVA Base Case | 2035 | 12 | 74 | Caledonia_Gas | 8.8197
TVA Base Case | 2016 | 1 | 109 | Coal_SPP | 1.7844
TVA Base Case | 2016 | 2 | 109 | Coal_SPP | 1.7863
TVA Base Case | 2016 | 3 | 109 | Coal_SPP | 1.7881
TVA Base Case | 2016 | 4 | 109 | Coal_SPP | 1.79
TVA Base Case | 2016 | 5 | 109 | Coal_SPP | 1.7919
TVA Base Case | 2016 | 6 | 109 | Coal_SPP | 1.7937
TVA Base Case | 2016 | 7 | 109 | Coal_SPP | 1.7956
TVA Base Case | 2016 | 8 | 109 | Coal_SPP | 1.7974
TVA Base Case | 2016 | 9 | 109 | Coal_SPP | 1.7993
TVA Base Case | 2016 | 10 | 109 | Coal_SPP | 1.8011
TVA Base Case | 2016 | 11 | 109 | Coal_SPP | 1.803
TVA Base Case | 2016 | 12 | 109 | Coal_SPP | 1.8048
TVA Base Case | 2014 | 1 | 5 | COF-01_Coal | 2.1889
TVA Base Case | 2014 | 2 | 5 | COF-01_Coal | 2.1889
TVA Base Case | 2014 | 3 | 5 | COF-01_Coal | 2.1889
TVA Base Case | 2014 | 4 | 5 | COF-01_Coal | 2.1906
TVA Base Case | 2014 | 5 | 5 | COF-01_Coal | 2.1966
TVA Base Case | 2014 | 6 | 5 | COF-01_Coal | 2.1273
TVA Base Case | 2014 | 7 | 5 | COF-01_Coal | 2.1253
TVA Base Case | 2014 | 8 | 5 | COF-01_Coal | 2.1248
TVA Base Case | 2014 | 9 | 5 | COF-01_Coal | 2.123
TVA Base Case | 2014 | 10 | 5 | COF-01_Coal | 2.1319
TVA Base Case | 2014 | 11 | 5 | COF-01_Coal | 2.1317
TVA Base Case | 2014 | 12 | 5 | COF-01_Coal | 2.131
TVA Base Case | 2015 | 1 | 5 | COF-01_Coal | 2.05
TVA Base Case | 2015 | 2 | 5 | COF-01_Coal | 2.05
TVA Base Case | 2015 | 3 | 5 | COF-01_Coal | 2.05
TVA Base Case | 2015 | 4 | 5 | COF-01_Coal | 2.0655
TVA Base Case | 2015 | 5 | 5 | COF-01_Coal | 2.0622
TVA Base Case | 2015 | 6 | 5 | COF-01_Coal | 2.0505
TVA Base Case | 2015 | 7 | 5 | COF-01_Coal | 2.0595
TVA Base Case | 2015 | 8 | 5 | COF-01_Coal | 2.0596
TVA Base Case | 2015 | 9 | 5 | COF-01_Coal | 2.0612
TVA Base Case | 2015 | 10 | 5 | COF-01_Coal | 2.0688
TVA Base Case | 2015 | 11 | 5 | COF-01_Coal | 2.0671
TVA Base Case | 2015 | 12 | 5 | COF-01_Coal | 2.0656
TVA Base Case | 2016 | 1 | 5 | COF-01_Coal | 2.081
TVA Base Case | 2016 | 2 | 5 | COF-01_Coal | 2.0811
TVA Base Case | 2016 | 3 | 5 | COF-01_Coal | 2.0811
TVA Base Case | 2016 | 4 | 5 | COF-01_Coal | 2.1049
TVA Base Case | 2016 | 5 | 5 | COF-01_Coal | 2.1063
TVA Base Case | 2016 | 6 | 5 | COF-01_Coal | 2.1064
TVA Base Case | 2016 | 7 | 5 | COF-01_Coal | 2.124
TVA Base Case | 2016 | 8 | 5 | COF-01_Coal | 2.1254
TVA Base Case | 2016 | 9 | 5 | COF-01_Coal | 2.1274
TVA Base Case | 2016 | 10 | 5 | COF-01_Coal | 2.1479
TVA Base Case | 2016 | 11 | 5 | COF-01_Coal | 2.146
TVA Base Case | 2016 | 12 | 5 | COF-01_Coal | 2.1461
TVA Base Case | 2017 | 1 | 5 | COF-01_Coal | 2.3773
TVA Base Case | 2017 | 2 | 5 | COF-01_Coal | 2.3875
TVA Base Case | 2017 | 3 | 5 | COF-01_Coal | 2.3976
TVA Base Case | 2017 | 4 | 5 | COF-01_Coal | 2.41
TVA Base Case | 2017 | 5 | 5 | COF-01_Coal | 2.4202
TVA Base Case | 2017 | 6 | 5 | COF-01_Coal | 2.4303
TVA Base Case | 2017 | 7 | 5 | COF-01_Coal | 2.4427
TVA Base Case | 2017 | 8 | 5 | COF-01_Coal | 2.4513
TVA Base Case | 2017 | 9 | 5 | COF-01_Coal | 2.4599
TVA Base Case | 2017 | 10 | 5 | COF-01_Coal | 2.4707
TVA Base Case | 2017 | 11 | 5 | COF-01_Coal | 2.4793
TVA Base Case | 2017 | 12 | 5 | COF-01_Coal | 2.4879
TVA Base Case | 2018 | 1 | 5 | COF-01_Coal | 2.2235
TVA Base Case | 2018 | 2 | 5 | COF-01_Coal | 2.2289
TVA Base Case | 2018 | 3 | 5 | COF-01_Coal | 2.2344
TVA Base Case | 2018 | 4 | 5 | COF-01_Coal | 2.2424
TVA Base Case | 2018 | 5 | 5 | COF-01_Coal | 2.2478
TVA Base Case | 2018 | 6 | 5 | COF-01_Coal | 2.2533
TVA Base Case | 2018 | 7 | 5 | COF-01_Coal | 2.2613
TVA Base Case | 2018 | 8 | 5 | COF-01_Coal | 2.2555
TVA Base Case | 2018 | 9 | 5 | COF-01_Coal | 2.2498
TVA Base Case | 2018 | 10 | 5 | COF-01_Coal | 2.2465
TVA Base Case | 2018 | 11 | 5 | COF-01_Coal | 2.2408
TVA Base Case | 2018 | 12 | 5 | COF-01_Coal | 2.235
TVA Base Case | 2019 | 1 | 5 | COF-01_Coal | 2.5599
TVA Base Case | 2019 | 2 | 5 | COF-01_Coal | 2.5559
TVA Base Case | 2019 | 3 | 5 | COF-01_Coal | 2.5519
TVA Base Case | 2019 | 4 | 5 | COF-01_Coal | 2.5479
TVA Base Case | 2019 | 5 | 5 | COF-01_Coal | 2.5439
TVA Base Case | 2019 | 6 | 5 | COF-01_Coal | 2.5399
TVA Base Case | 2019 | 7 | 5 | COF-01_Coal | 2.5358
TVA Base Case | 2019 | 8 | 5 | COF-01_Coal | 2.542
TVA Base Case | 2019 | 9 | 5 | COF-01_Coal | 2.5481
TVA Base Case | 2019 | 10 | 5 | COF-01_Coal | 2.5542
TVA Base Case | 2019 | 11 | 5 | COF-01_Coal | 2.5603
TVA Base Case | 2019 | 12 | 5 | COF-01_Coal | 2.5665
TVA Base Case | 2020 | 1 | 5 | COF-01_Coal | 2.5726
TVA Base Case | 2020 | 2 | 5 | COF-01_Coal | 2.5788
TVA Base Case | 2020 | 3 | 5 | COF-01_Coal | 2.5849
TVA Base Case | 2020 | 4 | 5 | COF-01_Coal | 2.5911
TVA Base Case | 2020 | 5 | 5 | COF-01_Coal | 2.5973
TVA Base Case | 2020 | 6 | 5 | COF-01_Coal | 2.6034
TVA Base Case | 2020 | 7 | 5 | COF-01_Coal | 2.6096
TVA Base Case | 2020 | 8 | 5 | COF-01_Coal | 2.6178
TVA Base Case | 2020 | 9 | 5 | COF-01_Coal | 2.626
TVA Base Case | 2020 | 10 | 5 | COF-01_Coal | 2.6341
TVA Base Case | 2020 | 11 | 5 | COF-01_Coal | 2.6423
TVA Base Case | 2020 | 12 | 5 | COF-01_Coal | 2.6505
TVA Base Case | 2021 | 1 | 5 | COF-01_Coal | 2.6587
TVA Base Case | 2021 | 2 | 5 | COF-01_Coal | 2.6668
TVA Base Case | 2021 | 3 | 5 | COF-01_Coal | 2.675
TVA Base Case | 2021 | 4 | 5 | COF-01_Coal | 2.6832
TVA Base Case | 2021 | 5 | 5 | COF-01_Coal | 2.6914
TVA Base Case | 2021 | 6 | 5 | COF-01_Coal | 2.6996
TVA Base Case | 2021 | 7 | 5 | COF-01_Coal | 2.7078
TVA Base Case | 2021 | 8 | 5 | COF-01_Coal | 2.7175
TVA Base Case | 2021 | 9 | 5 | COF-01_Coal | 2.7273
TVA Base Case | 2021 | 10 | 5 | COF-01_Coal | 2.737
TVA Base Case | 2021 | 11 | 5 | COF-01_Coal | 2.7468
TVA Base Case | 2021 | 12 | 5 | COF-01_Coal | 2.7565
TVA Base Case | 2022 | 1 | 5 | COF-01_Coal | 2.7662
TVA Base Case | 2022 | 2 | 5 | COF-01_Coal | 2.7758
TVA Base Case | 2022 | 3 | 5 | COF-01_Coal | 2.7855
TVA Base Case | 2022 | 4 | 5 | COF-01_Coal | 2.7951
TVA Base Case | 2022 | 5 | 5 | COF-01_Coal | 2.8048
TVA Base Case | 2022 | 6 | 5 | COF-01_Coal | 2.8145
TVA Base Case | 2022 | 7 | 5 | COF-01_Coal | 2.8242
TVA Base Case | 2022 | 8 | 5 | COF-01_Coal | 2.8374
TVA Base Case | 2022 | 9 | 5 | COF-01_Coal | 2.8506
TVA Base Case | 2022 | 10 | 5 | COF-01_Coal | 2.8639
TVA Base Case | 2022 | 11 | 5 | COF-01_Coal | 2.8772
TVA Base Case | 2022 | 12 | 5 | COF-01_Coal | 2.8904
TVA Base Case | 2023 | 1 | 5 | COF-01_Coal | 2.9037
TVA Base Case | 2023 | 2 | 5 | COF-01_Coal | 2.917
TVA Base Case | 2023 | 3 | 5 | COF-01_Coal | 2.9303
TVA Base Case | 2023 | 4 | 5 | COF-01_Coal | 2.9436
TVA Base Case | 2023 | 5 | 5 | COF-01_Coal | 2.957
TVA Base Case | 2023 | 6 | 5 | COF-01_Coal | 2.9703
TVA Base Case | 2023 | 7 | 5 | COF-01_Coal | 2.9836
TVA Base Case | 2023 | 8 | 5 | COF-01_Coal | 2.9899
TVA Base Case | 2023 | 9 | 5 | COF-01_Coal | 2.9963
TVA Base Case | 2023 | 10 | 5 | COF-01_Coal | 3.0026
TVA Base Case | 2023 | 11 | 5 | COF-01_Coal | 3.009
TVA Base Case | 2023 | 12 | 5 | COF-01_Coal | 3.0154
TVA Base Case | 2024 | 1 | 5 | COF-01_Coal | 3.0217
TVA Base Case | 2024 | 2 | 5 | COF-01_Coal | 3.0281
TVA Base Case | 2024 | 3 | 5 | COF-01_Coal | 3.0345
TVA Base Case | 2024 | 4 | 5 | COF-01_Coal | 3.0408
TVA Base Case | 2024 | 5 | 5 | COF-01_Coal | 3.0472
TVA Base Case | 2024 | 6 | 5 | COF-01_Coal | 3.0536
TVA Base Case | 2024 | 7 | 5 | COF-01_Coal | 3.06
TVA Base Case | 2024 | 8 | 5 | COF-01_Coal | 3.0732
TVA Base Case | 2024 | 9 | 5 | COF-01_Coal | 3.0865
TVA Base Case | 2024 | 10 | 5 | COF-01_Coal | 3.0997
TVA Base Case | 2024 | 11 | 5 | COF-01_Coal | 3.113
TVA Base Case | 2024 | 12 | 5 | COF-01_Coal | 3.1262
TVA Base Case | 2025 | 1 | 5 | COF-01_Coal | 3.1395
TVA Base Case | 2025 | 2 | 5 | COF-01_Coal | 3.1528
TVA Base Case | 2025 | 3 | 5 | COF-01_Coal | 3.166
TVA Base Case | 2025 | 4 | 5 | COF-01_Coal | 3.1793
TVA Base Case | 2025 | 5 | 5 | COF-01_Coal | 3.1926
TVA Base Case | 2025 | 6 | 5 | COF-01_Coal | 3.2059
TVA Base Case | 2025 | 7 | 5 | COF-01_Coal | 3.2191
TVA Base Case | 2025 | 8 | 5 | COF-01_Coal | 3.2114
TVA Base Case | 2025 | 9 | 5 | COF-01_Coal | 3.2037
TVA Base Case | 2025 | 10 | 5 | COF-01_Coal | 3.196
TVA Base Case | 2025 | 11 | 5 | COF-01_Coal | 3.1883
TVA Base Case | 2025 | 12 | 5 | COF-01_Coal | 3.1806
TVA Base Case | 2026 | 1 | 5 | COF-01_Coal | 3.1729
TVA Base Case | 2026 | 2 | 5 | COF-01_Coal | 3.1652
TVA Base Case | 2026 | 3 | 5 | COF-01_Coal | 3.1576
TVA Base Case | 2026 | 4 | 5 | COF-01_Coal | 3.1499
TVA Base Case | 2026 | 5 | 5 | COF-01_Coal | 3.1422
TVA Base Case | 2026 | 6 | 5 | COF-01_Coal | 3.1345
TVA Base Case | 2026 | 7 | 5 | COF-01_Coal | 3.1269
TVA Base Case | 2026 | 8 | 5 | COF-01_Coal | 3.133
TVA Base Case | 2026 | 9 | 5 | COF-01_Coal | 3.1391
TVA Base Case | 2026 | 10 | 5 | COF-01_Coal | 3.1453
TVA Base Case | 2026 | 11 | 5 | COF-01_Coal | 3.1514
TVA Base Case | 2026 | 12 | 5 | COF-01_Coal | 3.1576
TVA Base Case | 2027 | 1 | 5 | COF-01_Coal | 3.1637
TVA Base Case | 2027 | 2 | 5 | COF-01_Coal | 3.1699
TVA Base Case | 2027 | 3 | 5 | COF-01_Coal | 3.1761
TVA Base Case | 2027 | 4 | 5 | COF-01_Coal | 3.1822
TVA Base Case | 2027 | 5 | 5 | COF-01_Coal | 3.1884
TVA Base Case | 2027 | 6 | 5 | COF-01_Coal | 3.1946
TVA Base Case | 2027 | 7 | 5 | COF-01_Coal | 3.2008
TVA Base Case | 2027 | 8 | 5 | COF-01_Coal | 3.2167
TVA Base Case | 2027 | 9 | 5 | COF-01_Coal | 3.2326
TVA Base Case | 2027 | 10 | 5 | COF-01_Coal | 3.2486
TVA Base Case | 2027 | 11 | 5 | COF-01_Coal | 3.2645
TVA Base Case | 2027 | 12 | 5 | COF-01_Coal | 3.2805
TVA Base Case | 2028 | 1 | 5 | COF-01_Coal | 3.2965
TVA Base Case | 2028 | 2 | 5 | COF-01_Coal | 3.3124
TVA Base Case | 2028 | 3 | 5 | COF-01_Coal | 3.3284
TVA Base Case | 2028 | 4 | 5 | COF-01_Coal | 3.3444
TVA Base Case | 2028 | 5 | 5 | COF-01_Coal | 3.3603
TVA Base Case | 2028 | 6 | 5 | COF-01_Coal | 3.3763
TVA Base Case | 2028 | 7 | 5 | COF-01_Coal | 3.3923
TVA Base Case | 2028 | 8 | 5 | COF-01_Coal | 3.3955
TVA Base Case | 2028 | 9 | 5 | COF-01_Coal | 3.3988
TVA Base Case | 2028 | 10 | 5 | COF-01_Coal | 3.402
TVA Base Case | 2028 | 11 | 5 | COF-01_Coal | 3.4052
TVA Base Case | 2028 | 12 | 5 | COF-01_Coal | 3.4085
TVA Base Case | 2029 | 1 | 5 | COF-01_Coal | 3.4117
TVA Base Case | 2029 | 2 | 5 | COF-01_Coal | 3.415
TVA Base Case | 2029 | 3 | 5 | COF-01_Coal | 3.4183
TVA Base Case | 2029 | 4 | 5 | COF-01_Coal | 3.4215
TVA Base Case | 2029 | 5 | 5 | COF-01_Coal | 3.4248
TVA Base Case | 2029 | 6 | 5 | COF-01_Coal | 3.4281
TVA Base Case | 2029 | 7 | 5 | COF-01_Coal | 3.4313
TVA Base Case | 2029 | 8 | 5 | COF-01_Coal | 3.4359
TVA Base Case | 2029 | 9 | 5 | COF-01_Coal | 3.4405
TVA Base Case | 2029 | 10 | 5 | COF-01_Coal | 3.445
TVA Base Case | 2029 | 11 | 5 | COF-01_Coal | 3.4496
TVA Base Case | 2029 | 12 | 5 | COF-01_Coal | 3.4542
TVA Base Case | 2030 | 1 | 5 | COF-01_Coal | 3.4588
TVA Base Case | 2030 | 2 | 5 | COF-01_Coal | 3.4634
TVA Base Case | 2030 | 3 | 5 | COF-01_Coal | 3.468
TVA Base Case | 2030 | 4 | 5 | COF-01_Coal | 3.4726
TVA Base Case | 2030 | 5 | 5 | COF-01_Coal | 3.4772
TVA Base Case | 2030 | 6 | 5 | COF-01_Coal | 3.4818
TVA Base Case | 2030 | 7 | 5 | COF-01_Coal | 3.4864
TVA Base Case | 2030 | 8 | 5 | COF-01_Coal | 3.4977
TVA Base Case | 2030 | 9 | 5 | COF-01_Coal | 3.509
TVA Base Case | 2030 | 10 | 5 | COF-01_Coal | 3.5202
TVA Base Case | 2030 | 11 | 5 | COF-01_Coal | 3.5315
TVA Base Case | 2030 | 12 | 5 | COF-01_Coal | 3.5428
TVA Base Case | 2031 | 1 | 5 | COF-01_Coal | 3.5541
TVA Base Case | 2031 | 2 | 5 | COF-01_Coal | 3.5654
TVA Base Case | 2031 | 3 | 5 | COF-01_Coal | 3.5768
TVA Base Case | 2031 | 4 | 5 | COF-01_Coal | 3.5881
TVA Base Case | 2031 | 5 | 5 | COF-01_Coal | 3.5994
TVA Base Case | 2031 | 6 | 5 | COF-01_Coal | 3.6107
TVA Base Case | 2031 | 7 | 5 | COF-01_Coal | 3.622
TVA Base Case | 2031 | 8 | 5 | COF-01_Coal | 3.6234
TVA Base Case | 2031 | 9 | 5 | COF-01_Coal | 3.6248
TVA Base Case | 2031 | 10 | 5 | COF-01_Coal | 3.6262
TVA Base Case | 2031 | 11 | 5 | COF-01_Coal | 3.6276
TVA Base Case | 2031 | 12 | 5 | COF-01_Coal | 3.629
TVA Base Case | 2032 | 1 | 5 | COF-01_Coal | 3.6304
TVA Base Case | 2032 | 2 | 5 | COF-01_Coal | 3.6318
TVA Base Case | 2032 | 3 | 5 | COF-01_Coal | 3.6332
TVA Base Case | 2032 | 4 | 5 | COF-01_Coal | 3.6346
TVA Base Case | 2032 | 5 | 5 | COF-01_Coal | 3.636
TVA Base Case | 2032 | 6 | 5 | COF-01_Coal | 3.6375
TVA Base Case | 2032 | 7 | 5 | COF-01_Coal | 3.6389
TVA Base Case | 2032 | 8 | 5 | COF-01_Coal | 3.6486
TVA Base Case | 2032 | 9 | 5 | COF-01_Coal | 3.6584
TVA Base Case | 2032 | 10 | 5 | COF-01_Coal | 3.6681
TVA Base Case | 2032 | 11 | 5 | COF-01_Coal | 3.6778
TVA Base Case | 2032 | 12 | 5 | COF-01_Coal | 3.6876
TVA Base Case | 2033 | 1 | 5 | COF-01_Coal | 3.6974
TVA Base Case | 2033 | 2 | 5 | COF-01_Coal | 3.7071
TVA Base Case | 2033 | 3 | 5 | COF-01_Coal | 3.7169
TVA Base Case | 2033 | 4 | 5 | COF-01_Coal | 3.7266
TVA Base Case | 2033 | 5 | 5 | COF-01_Coal | 3.7364
TVA Base Case | 2033 | 6 | 5 | COF-01_Coal | 3.7462
TVA Base Case | 2033 | 7 | 5 | COF-01_Coal | 3.756
TVA Base Case | 2033 | 8 | 5 | COF-01_Coal | 3.7631
TVA Base Case | 2033 | 9 | 5 | COF-01_Coal | 3.7702
TVA Base Case | 2033 | 10 | 5 | COF-01_Coal | 3.7774
TVA Base Case | 2033 | 11 | 5 | COF-01_Coal | 3.7845
TVA Base Case | 2033 | 12 | 5 | COF-01_Coal | 3.7917
TVA Base Case | 2034 | 1 | 5 | COF-01_Coal | 3.7988
TVA Base Case | 2034 | 2 | 5 | COF-01_Coal | 3.806
TVA Base Case | 2034 | 3 | 5 | COF-01_Coal | 3.8131
TVA Base Case | 2034 | 4 | 5 | COF-01_Coal | 3.8203
TVA Base Case | 2034 | 5 | 5 | COF-01_Coal | 3.8275
TVA Base Case | 2034 | 6 | 5 | COF-01_Coal | 3.8347
TVA Base Case | 2034 | 7 | 5 | COF-01_Coal | 3.8418
TVA Base Case | 2034 | 8 | 5 | COF-01_Coal | 3.849
TVA Base Case | 2034 | 9 | 5 | COF-01_Coal | 3.8562
TVA Base Case | 2034 | 10 | 5 | COF-01_Coal | 3.8634
TVA Base Case | 2034 | 11 | 5 | COF-01_Coal | 3.8706
TVA Base Case | 2034 | 12 | 5 | COF-01_Coal | 3.8778
TVA Base Case | 2035 | 1 | 5 | COF-01_Coal | 3.885
TVA Base Case | 2035 | 2 | 5 | COF-01_Coal | 3.8923
TVA Base Case | 2035 | 3 | 5 | COF-01_Coal | 3.8995
TVA Base Case | 2035 | 4 | 5 | COF-01_Coal | 3.9067
TVA Base Case | 2035 | 5 | 5 | COF-01_Coal | 3.914
TVA Base Case | 2035 | 6 | 5 | COF-01_Coal | 3.9212
TVA Base Case | 2035 | 7 | 5 | COF-01_Coal | 3.9285
TVA Base Case | 2035 | 8 | 5 | COF-01_Coal | 3.9357
TVA Base Case | 2035 | 9 | 5 | COF-01_Coal | 3.943
TVA Base Case | 2035 | 10 | 5 | COF-01_Coal | 3.9502
TVA Base Case | 2035 | 11 | 5 | COF-01_Coal | 3.9575
TVA Base Case | 2035 | 12 | 5 | COF-01_Coal | 3.9648
TVA Base Case | 2014 | 1 | 62 | Colbert_Gas | 4.8079
TVA Base Case | 2014 | 2 | 62 | Colbert_Gas | 4.8079
TVA Base Case | 2014 | 3 | 62 | Colbert_Gas | 4.8079
TVA Base Case | 2014 | 4 | 62 | Colbert_Gas | 4.5972
TVA Base Case | 2014 | 5 | 62 | Colbert_Gas | 4.5861
TVA Base Case | 2014 | 6 | 62 | Colbert_Gas | 4.6124
TVA Base Case | 2014 | 7 | 62 | Colbert_Gas | 4.6478
TVA Base Case | 2014 | 8 | 62 | Colbert_Gas | 4.6407
TVA Base Case | 2014 | 9 | 62 | Colbert_Gas | 4.6174
TVA Base Case | 2014 | 10 | 62 | Colbert_Gas | 4.6306
TVA Base Case | 2014 | 11 | 62 | Colbert_Gas | 4.7066
TVA Base Case | 2014 | 12 | 62 | Colbert_Gas | 4.8281
TVA Base Case | 2015 | 1 | 62 | Colbert_Gas | 2.9
TVA Base Case | 2015 | 2 | 62 | Colbert_Gas | 2.9
TVA Base Case | 2015 | 3 | 62 | Colbert_Gas | 2.9
TVA Base Case | 2015 | 4 | 62 | Colbert_Gas | 2.8946
TVA Base Case | 2015 | 5 | 62 | Colbert_Gas | 2.8946
TVA Base Case | 2015 | 6 | 62 | Colbert_Gas | 2.8946
TVA Base Case | 2015 | 7 | 62 | Colbert_Gas | 2.8946
TVA Base Case | 2015 | 8 | 62 | Colbert_Gas | 2.8946
TVA Base Case | 2015 | 9 | 62 | Colbert_Gas | 2.8946
TVA Base Case | 2015 | 10 | 62 | Colbert_Gas | 2.8946
TVA Base Case | 2015 | 11 | 62 | Colbert_Gas | 2.8946
TVA Base Case | 2015 | 12 | 62 | Colbert_Gas | 2.8946
TVA Base Case | 2016 | 1 | 62 | Colbert_Gas | 2.8946
TVA Base Case | 2016 | 2 | 62 | Colbert_Gas | 2.8946
TVA Base Case | 2016 | 3 | 62 | Colbert_Gas | 2.8946
TVA Base Case | 2016 | 4 | 62 | Colbert_Gas | 2.8946
TVA Base Case | 2016 | 5 | 62 | Colbert_Gas | 2.8946
TVA Base Case | 2016 | 6 | 62 | Colbert_Gas | 2.8946
TVA Base Case | 2016 | 7 | 62 | Colbert_Gas | 2.8946
TVA Base Case | 2016 | 8 | 62 | Colbert_Gas | 2.8946
TVA Base Case | 2016 | 9 | 62 | Colbert_Gas | 2.8946
TVA Base Case | 2016 | 10 | 62 | Colbert_Gas | 2.8946
TVA Base Case | 2016 | 11 | 62 | Colbert_Gas | 2.8946
TVA Base Case | 2016 | 12 | 62 | Colbert_Gas | 2.8946
TVA Base Case | 2017 | 1 | 62 | Colbert_Gas | 2.8946
TVA Base Case | 2017 | 2 | 62 | Colbert_Gas | 2.8946
TVA Base Case | 2017 | 3 | 62 | Colbert_Gas | 2.8946
TVA Base Case | 2017 | 4 | 62 | Colbert_Gas | 2.8946
TVA Base Case | 2017 | 5 | 62 | Colbert_Gas | 2.8946
TVA Base Case | 2017 | 6 | 62 | Colbert_Gas | 2.8946
TVA Base Case | 2017 | 7 | 62 | Colbert_Gas | 2.8946
TVA Base Case | 2017 | 8 | 62 | Colbert_Gas | 2.8946
TVA Base Case | 2017 | 9 | 62 | Colbert_Gas | 2.8946
TVA Base Case | 2017 | 10 | 62 | Colbert_Gas | 2.8946
TVA Base Case | 2017 | 11 | 62 | Colbert_Gas | 2.8946
TVA Base Case | 2017 | 12 | 62 | Colbert_Gas | 2.8946
TVA Base Case | 2018 | 1 | 62 | Colbert_Gas | 2.8946
TVA Base Case | 2018 | 2 | 62 | Colbert_Gas | 2.8946
TVA Base Case | 2018 | 3 | 62 | Colbert_Gas | 2.8946
TVA Base Case | 2018 | 4 | 62 | Colbert_Gas | 2.8946
TVA Base Case | 2018 | 5 | 62 | Colbert_Gas | 2.8946
TVA Base Case | 2018 | 6 | 62 | Colbert_Gas | 2.8946
TVA Base Case | 2018 | 7 | 62 | Colbert_Gas | 2.8946
TVA Base Case | 2018 | 8 | 62 | Colbert_Gas | 2.8946
TVA Base Case | 2018 | 9 | 62 | Colbert_Gas | 2.8946
TVA Base Case | 2018 | 10 | 62 | Colbert_Gas | 2.8946
TVA Base Case | 2018 | 11 | 62 | Colbert_Gas | 2.8946
TVA Base Case | 2018 | 12 | 62 | Colbert_Gas | 2.8946
TVA Base Case | 2019 | 1 | 62 | Colbert_Gas | 2.8946
TVA Base Case | 2019 | 2 | 62 | Colbert_Gas | 2.8946
TVA Base Case | 2019 | 3 | 62 | Colbert_Gas | 2.8946
TVA Base Case | 2019 | 4 | 62 | Colbert_Gas | 2.8946
TVA Base Case | 2019 | 5 | 62 | Colbert_Gas | 2.8946
TVA Base Case | 2019 | 6 | 62 | Colbert_Gas | 2.8946
TVA Base Case | 2019 | 7 | 62 | Colbert_Gas | 2.8946
TVA Base Case | 2019 | 8 | 62 | Colbert_Gas | 2.8946
TVA Base Case | 2019 | 9 | 62 | Colbert_Gas | 2.8946
TVA Base Case | 2019 | 10 | 62 | Colbert_Gas | 2.8946
TVA Base Case | 2019 | 11 | 62 | Colbert_Gas | 2.8946
TVA Base Case | 2019 | 12 | 62 | Colbert_Gas | 2.8946
TVA Base Case | 2020 | 1 | 62 | Colbert_Gas | 2.8946
TVA Base Case | 2020 | 2 | 62 | Colbert_Gas | 2.8946
TVA Base Case | 2020 | 3 | 62 | Colbert_Gas | 2.8946
TVA Base Case | 2020 | 4 | 62 | Colbert_Gas | 2.8946
TVA Base Case | 2020 | 5 | 62 | Colbert_Gas | 2.8946
TVA Base Case | 2020 | 6 | 62 | Colbert_Gas | 2.8946
TVA Base Case | 2020 | 7 | 62 | Colbert_Gas | 2.8946
TVA Base Case | 2020 | 8 | 62 | Colbert_Gas | 2.8946
TVA Base Case | 2020 | 9 | 62 | Colbert_Gas | 2.8946
TVA Base Case | 2020 | 10 | 62 | Colbert_Gas | 2.8946
TVA Base Case | 2020 | 11 | 62 | Colbert_Gas | 2.8946
TVA Base Case | 2020 | 12 | 62 | Colbert_Gas | 2.8946
TVA Base Case | 2021 | 1 | 62 | Colbert_Gas | 2.8946
TVA Base Case | 2021 | 2 | 62 | Colbert_Gas | 2.8946
TVA Base Case | 2021 | 3 | 62 | Colbert_Gas | 2.8946
TVA Base Case | 2021 | 4 | 62 | Colbert_Gas | 2.8946
TVA Base Case | 2021 | 5 | 62 | Colbert_Gas | 2.8946
TVA Base Case | 2021 | 6 | 62 | Colbert_Gas | 2.8946
TVA Base Case | 2021 | 7 | 62 | Colbert_Gas | 2.8946
TVA Base Case | 2021 | 8 | 62 | Colbert_Gas | 2.8946
TVA Base Case | 2021 | 9 | 62 | Colbert_Gas | 2.8946
TVA Base Case | 2021 | 10 | 62 | Colbert_Gas | 2.8946
TVA Base Case | 2021 | 11 | 62 | Colbert_Gas | 2.8946
TVA Base Case | 2021 | 12 | 62 | Colbert_Gas | 2.8946
TVA Base Case | 2022 | 1 | 62 | Colbert_Gas | 2.8946
TVA Base Case | 2022 | 2 | 62 | Colbert_Gas | 2.8946
TVA Base Case | 2022 | 3 | 62 | Colbert_Gas | 2.8946
TVA Base Case | 2022 | 4 | 62 | Colbert_Gas | 2.8946
TVA Base Case | 2022 | 5 | 62 | Colbert_Gas | 2.8946
TVA Base Case | 2022 | 6 | 62 | Colbert_Gas | 2.8946
TVA Base Case | 2022 | 7 | 62 | Colbert_Gas | 2.8946
TVA Base Case | 2022 | 8 | 62 | Colbert_Gas | 2.8946
TVA Base Case | 2022 | 9 | 62 | Colbert_Gas | 2.8946
TVA Base Case | 2022 | 10 | 62 | Colbert_Gas | 2.8946
TVA Base Case | 2022 | 11 | 62 | Colbert_Gas | 2.8946
TVA Base Case | 2022 | 12 | 62 | Colbert_Gas | 2.8946
TVA Base Case | 2023 | 1 | 62 | Colbert_Gas | 2.8946
TVA Base Case | 2023 | 2 | 62 | Colbert_Gas | 2.8946
TVA Base Case | 2023 | 3 | 62 | Colbert_Gas | 2.8946
TVA Base Case | 2023 | 4 | 62 | Colbert_Gas | 2.8946
TVA Base Case | 2023 | 5 | 62 | Colbert_Gas | 2.8946
TVA Base Case | 2023 | 6 | 62 | Colbert_Gas | 2.8946
TVA Base Case | 2023 | 7 | 62 | Colbert_Gas | 2.8946
TVA Base Case | 2023 | 8 | 62 | Colbert_Gas | 2.8946
TVA Base Case | 2023 | 9 | 62 | Colbert_Gas | 2.8946
TVA Base Case | 2023 | 10 | 62 | Colbert_Gas | 2.8946
TVA Base Case | 2023 | 11 | 62 | Colbert_Gas | 2.8946
TVA Base Case | 2023 | 12 | 62 | Colbert_Gas | 2.8946
TVA Base Case | 2024 | 1 | 62 | Colbert_Gas | 2.8946
TVA Base Case | 2024 | 2 | 62 | Colbert_Gas | 2.8946
TVA Base Case | 2024 | 3 | 62 | Colbert_Gas | 2.8946
TVA Base Case | 2024 | 4 | 62 | Colbert_Gas | 2.8946
TVA Base Case | 2024 | 5 | 62 | Colbert_Gas | 2.8946
TVA Base Case | 2024 | 6 | 62 | Colbert_Gas | 2.8946
TVA Base Case | 2024 | 7 | 62 | Colbert_Gas | 2.8946
TVA Base Case | 2024 | 8 | 62 | Colbert_Gas | 2.8946
TVA Base Case | 2024 | 9 | 62 | Colbert_Gas | 2.8946
TVA Base Case | 2024 | 10 | 62 | Colbert_Gas | 2.8946
TVA Base Case | 2024 | 11 | 62 | Colbert_Gas | 2.8946
TVA Base Case | 2024 | 12 | 62 | Colbert_Gas | 2.8946
TVA Base Case | 2025 | 1 | 62 | Colbert_Gas | 2.8946
TVA Base Case | 2025 | 2 | 62 | Colbert_Gas | 2.8946
TVA Base Case | 2025 | 3 | 62 | Colbert_Gas | 2.8946
TVA Base Case | 2025 | 4 | 62 | Colbert_Gas | 2.8946
TVA Base Case | 2025 | 5 | 62 | Colbert_Gas | 2.8946
TVA Base Case | 2025 | 6 | 62 | Colbert_Gas | 2.8946
TVA Base Case | 2025 | 7 | 62 | Colbert_Gas | 2.8946
TVA Base Case | 2025 | 8 | 62 | Colbert_Gas | 2.8946
TVA Base Case | 2025 | 9 | 62 | Colbert_Gas | 2.8946
TVA Base Case | 2025 | 10 | 62 | Colbert_Gas | 2.8946
TVA Base Case | 2025 | 11 | 62 | Colbert_Gas | 2.8946
TVA Base Case | 2025 | 12 | 62 | Colbert_Gas | 2.8946
TVA Base Case | 2026 | 1 | 62 | Colbert_Gas | 2.8946
TVA Base Case | 2026 | 2 | 62 | Colbert_Gas | 2.8946
TVA Base Case | 2026 | 3 | 62 | Colbert_Gas | 2.8946
TVA Base Case | 2026 | 4 | 62 | Colbert_Gas | 2.8946
TVA Base Case | 2026 | 5 | 62 | Colbert_Gas | 2.8946
TVA Base Case | 2026 | 6 | 62 | Colbert_Gas | 2.8946
TVA Base Case | 2026 | 7 | 62 | Colbert_Gas | 2.8946
TVA Base Case | 2026 | 8 | 62 | Colbert_Gas | 2.8946
TVA Base Case | 2026 | 9 | 62 | Colbert_Gas | 2.8946
TVA Base Case | 2026 | 10 | 62 | Colbert_Gas | 2.8946
TVA Base Case | 2026 | 11 | 62 | Colbert_Gas | 2.8946
TVA Base Case | 2026 | 12 | 62 | Colbert_Gas | 2.8946
TVA Base Case | 2027 | 1 | 62 | Colbert_Gas | 2.8946
TVA Base Case | 2027 | 2 | 62 | Colbert_Gas | 2.8946
TVA Base Case | 2027 | 3 | 62 | Colbert_Gas | 2.8946
TVA Base Case | 2027 | 4 | 62 | Colbert_Gas | 2.8946
TVA Base Case | 2027 | 5 | 62 | Colbert_Gas | 2.8946
TVA Base Case | 2027 | 6 | 62 | Colbert_Gas | 2.8946
TVA Base Case | 2027 | 7 | 62 | Colbert_Gas | 2.8946
TVA Base Case | 2027 | 8 | 62 | Colbert_Gas | 2.8946
TVA Base Case | 2027 | 9 | 62 | Colbert_Gas | 2.8946
TVA Base Case | 2027 | 10 | 62 | Colbert_Gas | 2.8946
TVA Base Case | 2027 | 11 | 62 | Colbert_Gas | 2.8946
TVA Base Case | 2027 | 12 | 62 | Colbert_Gas | 2.8946
TVA Base Case | 2028 | 1 | 62 | Colbert_Gas | 2.8946
TVA Base Case | 2028 | 2 | 62 | Colbert_Gas | 2.8946
TVA Base Case | 2028 | 3 | 62 | Colbert_Gas | 2.8946
TVA Base Case | 2028 | 4 | 62 | Colbert_Gas | 2.8946
TVA Base Case | 2028 | 5 | 62 | Colbert_Gas | 2.8946
TVA Base Case | 2028 | 6 | 62 | Colbert_Gas | 2.8946
TVA Base Case | 2028 | 7 | 62 | Colbert_Gas | 2.8946
TVA Base Case | 2028 | 8 | 62 | Colbert_Gas | 2.8946
TVA Base Case | 2028 | 9 | 62 | Colbert_Gas | 2.8946
TVA Base Case | 2028 | 10 | 62 | Colbert_Gas | 2.8946
TVA Base Case | 2028 | 11 | 62 | Colbert_Gas | 2.8946
TVA Base Case | 2028 | 12 | 62 | Colbert_Gas | 2.8946
TVA Base Case | 2029 | 1 | 62 | Colbert_Gas | 2.8946
TVA Base Case | 2029 | 2 | 62 | Colbert_Gas | 2.8946
TVA Base Case | 2029 | 3 | 62 | Colbert_Gas | 2.8946
TVA Base Case | 2029 | 4 | 62 | Colbert_Gas | 2.8946
TVA Base Case | 2029 | 5 | 62 | Colbert_Gas | 2.8946
TVA Base Case | 2029 | 6 | 62 | Colbert_Gas | 2.8946
TVA Base Case | 2029 | 7 | 62 | Colbert_Gas | 2.8946
TVA Base Case | 2029 | 8 | 62 | Colbert_Gas | 2.8946
TVA Base Case | 2029 | 9 | 62 | Colbert_Gas | 2.8946
TVA Base Case | 2029 | 10 | 62 | Colbert_Gas | 2.8946
TVA Base Case | 2029 | 11 | 62 | Colbert_Gas | 2.8946
TVA Base Case | 2029 | 12 | 62 | Colbert_Gas | 2.8946
TVA Base Case | 2030 | 1 | 62 | Colbert_Gas | 2.8946
TVA Base Case | 2030 | 2 | 62 | Colbert_Gas | 2.8946
TVA Base Case | 2030 | 3 | 62 | Colbert_Gas | 2.8946
TVA Base Case | 2030 | 4 | 62 | Colbert_Gas | 2.8946
TVA Base Case | 2030 | 5 | 62 | Colbert_Gas | 2.8946
TVA Base Case | 2030 | 6 | 62 | Colbert_Gas | 2.8946
TVA Base Case | 2030 | 7 | 62 | Colbert_Gas | 2.8946
TVA Base Case | 2030 | 8 | 62 | Colbert_Gas | 2.8946
TVA Base Case | 2030 | 9 | 62 | Colbert_Gas | 2.8946
TVA Base Case | 2030 | 10 | 62 | Colbert_Gas | 2.8946
TVA Base Case | 2030 | 11 | 62 | Colbert_Gas | 2.8946
TVA Base Case | 2030 | 12 | 62 | Colbert_Gas | 2.8946
TVA Base Case | 2031 | 1 | 62 | Colbert_Gas | 2.8946
TVA Base Case | 2031 | 2 | 62 | Colbert_Gas | 2.8946
TVA Base Case | 2031 | 3 | 62 | Colbert_Gas | 2.8946
TVA Base Case | 2031 | 4 | 62 | Colbert_Gas | 2.8946
TVA Base Case | 2031 | 5 | 62 | Colbert_Gas | 2.8946
TVA Base Case | 2031 | 6 | 62 | Colbert_Gas | 2.8946
TVA Base Case | 2031 | 7 | 62 | Colbert_Gas | 2.8946
TVA Base Case | 2031 | 8 | 62 | Colbert_Gas | 2.8946
TVA Base Case | 2031 | 9 | 62 | Colbert_Gas | 2.8946
TVA Base Case | 2031 | 10 | 62 | Colbert_Gas | 2.8946
TVA Base Case | 2031 | 11 | 62 | Colbert_Gas | 2.8946
TVA Base Case | 2031 | 12 | 62 | Colbert_Gas | 2.8946
TVA Base Case | 2032 | 1 | 62 | Colbert_Gas | 2.8946
TVA Base Case | 2032 | 2 | 62 | Colbert_Gas | 2.8946
TVA Base Case | 2032 | 3 | 62 | Colbert_Gas | 2.8946
TVA Base Case | 2032 | 4 | 62 | Colbert_Gas | 2.8946
TVA Base Case | 2032 | 5 | 62 | Colbert_Gas | 2.8946
TVA Base Case | 2032 | 6 | 62 | Colbert_Gas | 2.8946
TVA Base Case | 2032 | 7 | 62 | Colbert_Gas | 2.8946
TVA Base Case | 2032 | 8 | 62 | Colbert_Gas | 2.8946
TVA Base Case | 2032 | 9 | 62 | Colbert_Gas | 2.8946
TVA Base Case | 2032 | 10 | 62 | Colbert_Gas | 2.8946
TVA Base Case | 2032 | 11 | 62 | Colbert_Gas | 2.8946
TVA Base Case | 2032 | 12 | 62 | Colbert_Gas | 2.8946
TVA Base Case | 2033 | 1 | 62 | Colbert_Gas | 2.8946
TVA Base Case | 2033 | 2 | 62 | Colbert_Gas | 2.8946
TVA Base Case | 2033 | 3 | 62 | Colbert_Gas | 2.8946
TVA Base Case | 2033 | 4 | 62 | Colbert_Gas | 2.8946
TVA Base Case | 2033 | 5 | 62 | Colbert_Gas | 2.8946
TVA Base Case | 2033 | 6 | 62 | Colbert_Gas | 2.8946
TVA Base Case | 2033 | 7 | 62 | Colbert_Gas | 2.8946
TVA Base Case | 2033 | 8 | 62 | Colbert_Gas | 2.8946
TVA Base Case | 2033 | 9 | 62 | Colbert_Gas | 2.8946
TVA Base Case | 2033 | 10 | 62 | Colbert_Gas | 2.8946
TVA Base Case | 2033 | 11 | 62 | Colbert_Gas | 2.8946
TVA Base Case | 2033 | 12 | 62 | Colbert_Gas | 2.8946
TVA Base Case | 2034 | 1 | 62 | Colbert_Gas | 2.8946
TVA Base Case | 2034 | 2 | 62 | Colbert_Gas | 2.8946
TVA Base Case | 2034 | 3 | 62 | Colbert_Gas | 2.8946
TVA Base Case | 2034 | 4 | 62 | Colbert_Gas | 2.8946
TVA Base Case | 2034 | 5 | 62 | Colbert_Gas | 2.8946
TVA Base Case | 2034 | 6 | 62 | Colbert_Gas | 2.8946
TVA Base Case | 2034 | 7 | 62 | Colbert_Gas | 2.8946
TVA Base Case | 2034 | 8 | 62 | Colbert_Gas | 2.8946
TVA Base Case | 2034 | 9 | 62 | Colbert_Gas | 2.8946
TVA Base Case | 2034 | 10 | 62 | Colbert_Gas | 2.8946
TVA Base Case | 2034 | 11 | 62 | Colbert_Gas | 2.8946
TVA Base Case | 2034 | 12 | 62 | Colbert_Gas | 2.8946
TVA Base Case | 2035 | 1 | 62 | Colbert_Gas | 2.8946
TVA Base Case | 2035 | 2 | 62 | Colbert_Gas | 2.8946
TVA Base Case | 2035 | 3 | 62 | Colbert_Gas | 2.8946
TVA Base Case | 2035 | 4 | 62 | Colbert_Gas | 2.8946
TVA Base Case | 2035 | 5 | 62 | Colbert_Gas | 2.8946
TVA Base Case | 2035 | 6 | 62 | Colbert_Gas | 2.8946
TVA Base Case | 2035 | 7 | 62 | Colbert_Gas | 2.8946
TVA Base Case | 2035 | 8 | 62 | Colbert_Gas | 2.8946
TVA Base Case | 2035 | 9 | 62 | Colbert_Gas | 2.8946
TVA Base Case | 2035 | 10 | 62 | Colbert_Gas | 2.8946
TVA Base Case | 2035 | 11 | 62 | Colbert_Gas | 2.8946
TVA Base Case | 2035 | 12 | 62 | Colbert_Gas | 2.8946
TVA Base Case | 2014 | 1 | 86 | Colbert_Oil | 22.4224
TVA Base Case | 2014 | 2 | 86 | Colbert_Oil | 22.4224
TVA Base Case | 2014 | 3 | 86 | Colbert_Oil | 22.4224
TVA Base Case | 2014 | 4 | 86 | Colbert_Oil | 22.2248
TVA Base Case | 2014 | 5 | 86 | Colbert_Oil | 22.1483
TVA Base Case | 2014 | 6 | 86 | Colbert_Oil | 22.0969
TVA Base Case | 2014 | 7 | 86 | Colbert_Oil | 22.0599
TVA Base Case | 2014 | 8 | 86 | Colbert_Oil | 22.0265
TVA Base Case | 2014 | 9 | 86 | Colbert_Oil | 22.0015
TVA Base Case | 2014 | 10 | 86 | Colbert_Oil | 21.9551
TVA Base Case | 2014 | 11 | 86 | Colbert_Oil | 21.9156
TVA Base Case | 2014 | 12 | 86 | Colbert_Oil | 21.8794
TVA Base Case | 2015 | 1 | 86 | Colbert_Oil | 13.37
TVA Base Case | 2015 | 2 | 86 | Colbert_Oil | 13.37
TVA Base Case | 2015 | 3 | 86 | Colbert_Oil | 13.37
TVA Base Case | 2015 | 4 | 86 | Colbert_Oil | 13.5976
TVA Base Case | 2015 | 5 | 86 | Colbert_Oil | 13.4709
TVA Base Case | 2015 | 6 | 86 | Colbert_Oil | 13.4953
TVA Base Case | 2015 | 7 | 86 | Colbert_Oil | 13.5832
TVA Base Case | 2015 | 8 | 86 | Colbert_Oil | 13.7105
TVA Base Case | 2015 | 9 | 86 | Colbert_Oil | 13.8547
TVA Base Case | 2015 | 10 | 86 | Colbert_Oil | 13.9996
TVA Base Case | 2015 | 11 | 86 | Colbert_Oil | 14.1212
TVA Base Case | 2015 | 12 | 86 | Colbert_Oil | 14.2321
TVA Base Case | 2016 | 1 | 86 | Colbert_Oil | 14.3483
TVA Base Case | 2016 | 2 | 86 | Colbert_Oil | 14.4188
TVA Base Case | 2016 | 3 | 86 | Colbert_Oil | 14.4247
TVA Base Case | 2016 | 4 | 86 | Colbert_Oil | 14.3692
TVA Base Case | 2016 | 5 | 86 | Colbert_Oil | 14.4006
TVA Base Case | 2016 | 6 | 86 | Colbert_Oil | 14.4675
TVA Base Case | 2016 | 7 | 86 | Colbert_Oil | 14.5532
TVA Base Case | 2016 | 8 | 86 | Colbert_Oil | 14.6755
TVA Base Case | 2016 | 9 | 86 | Colbert_Oil | 14.8089
TVA Base Case | 2016 | 10 | 86 | Colbert_Oil | 14.9141
TVA Base Case | 2016 | 11 | 86 | Colbert_Oil | 14.9864
TVA Base Case | 2016 | 12 | 86 | Colbert_Oil | 15.0595
TVA Base Case | 2017 | 1 | 86 | Colbert_Oil | 15.1316
TVA Base Case | 2017 | 2 | 86 | Colbert_Oil | 15.1902
TVA Base Case | 2017 | 3 | 86 | Colbert_Oil | 15.197
TVA Base Case | 2017 | 4 | 86 | Colbert_Oil | 15.1546
TVA Base Case | 2017 | 5 | 86 | Colbert_Oil | 15.1811
TVA Base Case | 2017 | 6 | 86 | Colbert_Oil | 15.2019
TVA Base Case | 2017 | 7 | 86 | Colbert_Oil | 15.2623
TVA Base Case | 2017 | 8 | 86 | Colbert_Oil | 15.3451
TVA Base Case | 2017 | 9 | 86 | Colbert_Oil | 15.4251
TVA Base Case | 2017 | 10 | 86 | Colbert_Oil | 15.5051
TVA Base Case | 2017 | 11 | 86 | Colbert_Oil | 15.5569
TVA Base Case | 2017 | 12 | 86 | Colbert_Oil | 15.6045
TVA Base Case | 2018 | 1 | 86 | Colbert_Oil | 15.593
TVA Base Case | 2018 | 2 | 86 | Colbert_Oil | 15.605
TVA Base Case | 2018 | 3 | 86 | Colbert_Oil | 15.5976
TVA Base Case | 2018 | 4 | 86 | Colbert_Oil | 15.5751
TVA Base Case | 2018 | 5 | 86 | Colbert_Oil | 15.5013
TVA Base Case | 2018 | 6 | 86 | Colbert_Oil | 15.408
TVA Base Case | 2018 | 7 | 86 | Colbert_Oil | 15.4853
TVA Base Case | 2018 | 8 | 86 | Colbert_Oil | 15.5706
TVA Base Case | 2018 | 9 | 86 | Colbert_Oil | 15.6317
TVA Base Case | 2018 | 10 | 86 | Colbert_Oil | 15.6789
TVA Base Case | 2018 | 11 | 86 | Colbert_Oil | 15.7519
TVA Base Case | 2018 | 12 | 86 | Colbert_Oil | 15.6373
TVA Base Case | 2019 | 1 | 86 | Colbert_Oil | 15.8548
TVA Base Case | 2019 | 2 | 86 | Colbert_Oil | 16.4677
TVA Base Case | 2019 | 3 | 86 | Colbert_Oil | 16.5063
TVA Base Case | 2019 | 4 | 86 | Colbert_Oil | 16.2961
TVA Base Case | 2019 | 5 | 86 | Colbert_Oil | 15.6532
TVA Base Case | 2019 | 6 | 86 | Colbert_Oil | 15.7284
TVA Base Case | 2019 | 7 | 86 | Colbert_Oil | 16.2133
TVA Base Case | 2019 | 8 | 86 | Colbert_Oil | 16.3217
TVA Base Case | 2019 | 9 | 86 | Colbert_Oil | 15.7426
TVA Base Case | 2019 | 10 | 86 | Colbert_Oil | 15.7897
TVA Base Case | 2019 | 11 | 86 | Colbert_Oil | 16.1613
TVA Base Case | 2019 | 12 | 86 | Colbert_Oil | 16.8099
TVA Base Case | 2020 | 1 | 86 | Colbert_Oil | 16.9319
TVA Base Case | 2020 | 2 | 86 | Colbert_Oil | 17.7565
TVA Base Case | 2020 | 3 | 86 | Colbert_Oil | 17.7901
TVA Base Case | 2020 | 4 | 86 | Colbert_Oil | 17.3187
TVA Base Case | 2020 | 5 | 86 | Colbert_Oil | 16.0562
TVA Base Case | 2020 | 6 | 86 | Colbert_Oil | 16.2342
TVA Base Case | 2020 | 7 | 86 | Colbert_Oil | 17.0781
TVA Base Case | 2020 | 8 | 86 | Colbert_Oil | 17.2308
TVA Base Case | 2020 | 9 | 86 | Colbert_Oil | 16.3616
TVA Base Case | 2020 | 10 | 86 | Colbert_Oil | 16.4572
TVA Base Case | 2020 | 11 | 86 | Colbert_Oil | 16.9796
TVA Base Case | 2020 | 12 | 86 | Colbert_Oil | 17.7427
TVA Base Case | 2021 | 1 | 86 | Colbert_Oil | 17.8626
TVA Base Case | 2021 | 2 | 86 | Colbert_Oil | 18.7743
TVA Base Case | 2021 | 3 | 86 | Colbert_Oil | 18.7468
TVA Base Case | 2021 | 4 | 86 | Colbert_Oil | 18.1932
TVA Base Case | 2021 | 5 | 86 | Colbert_Oil | 16.8647
TVA Base Case | 2021 | 6 | 86 | Colbert_Oil | 17.052
TVA Base Case | 2021 | 7 | 86 | Colbert_Oil | 17.9398
TVA Base Case | 2021 | 8 | 86 | Colbert_Oil | 18.1003
TVA Base Case | 2021 | 9 | 86 | Colbert_Oil | 17.1859
TVA Base Case | 2021 | 10 | 86 | Colbert_Oil | 17.2864
TVA Base Case | 2021 | 11 | 86 | Colbert_Oil | 17.8366
TVA Base Case | 2021 | 12 | 86 | Colbert_Oil | 18.5585
TVA Base Case | 2022 | 1 | 86 | Colbert_Oil | 18.6836
TVA Base Case | 2022 | 2 | 86 | Colbert_Oil | 19.6377
TVA Base Case | 2022 | 3 | 86 | Colbert_Oil | 19.6086
TVA Base Case | 2022 | 4 | 86 | Colbert_Oil | 19.0285
TVA Base Case | 2022 | 5 | 86 | Colbert_Oil | 17.637
TVA Base Case | 2022 | 6 | 86 | Colbert_Oil | 17.8332
TVA Base Case | 2022 | 7 | 86 | Colbert_Oil | 18.763
TVA Base Case | 2022 | 8 | 86 | Colbert_Oil | 18.931
TVA Base Case | 2022 | 9 | 86 | Colbert_Oil | 17.9734
TVA Base Case | 2022 | 10 | 86 | Colbert_Oil | 18.0785
TVA Base Case | 2022 | 11 | 86 | Colbert_Oil | 18.6553
TVA Base Case | 2022 | 12 | 86 | Colbert_Oil | 19.3747
TVA Base Case | 2023 | 1 | 86 | Colbert_Oil | 19.5057
TVA Base Case | 2023 | 2 | 86 | Colbert_Oil | 20.5024
TVA Base Case | 2023 | 3 | 86 | Colbert_Oil | 20.4717
TVA Base Case | 2023 | 4 | 86 | Colbert_Oil | 19.8651
TVA Base Case | 2023 | 5 | 86 | Colbert_Oil | 18.4106
TVA Base Case | 2023 | 6 | 86 | Colbert_Oil | 18.6156
TVA Base Case | 2023 | 7 | 86 | Colbert_Oil | 19.5874
TVA Base Case | 2023 | 8 | 86 | Colbert_Oil | 19.7629
TVA Base Case | 2023 | 9 | 86 | Colbert_Oil | 18.762
TVA Base Case | 2023 | 10 | 86 | Colbert_Oil | 18.8719
TVA Base Case | 2023 | 11 | 86 | Colbert_Oil | 19.4751
TVA Base Case | 2023 | 12 | 86 | Colbert_Oil | 20.1933
TVA Base Case | 2024 | 1 | 86 | Colbert_Oil | 20.3301
TVA Base Case | 2024 | 2 | 86 | Colbert_Oil | 21.3694
TVA Base Case | 2024 | 3 | 86 | Colbert_Oil | 21.3371
TVA Base Case | 2024 | 4 | 86 | Colbert_Oil | 20.7039
TVA Base Case | 2024 | 5 | 86 | Colbert_Oil | 19.1862
TVA Base Case | 2024 | 6 | 86 | Colbert_Oil | 19.4001
TVA Base Case | 2024 | 7 | 86 | Colbert_Oil | 20.414
TVA Base Case | 2024 | 8 | 86 | Colbert_Oil | 20.597
TVA Base Case | 2024 | 9 | 86 | Colbert_Oil | 19.5528
TVA Base Case | 2024 | 10 | 86 | Colbert_Oil | 19.6674
TVA Base Case | 2024 | 11 | 86 | Colbert_Oil | 20.2972
TVA Base Case | 2024 | 12 | 86 | Colbert_Oil | 21.0107
TVA Base Case | 2025 | 1 | 86 | Colbert_Oil | 21.1533
TVA Base Case | 2025 | 2 | 86 | Colbert_Oil | 22.2352
TVA Base Case | 2025 | 3 | 86 | Colbert_Oil | 22.2013
TVA Base Case | 2025 | 4 | 86 | Colbert_Oil | 21.5416
TVA Base Case | 2025 | 5 | 86 | Colbert_Oil | 19.9608
TVA Base Case | 2025 | 6 | 86 | Colbert_Oil | 20.1836
TVA Base Case | 2025 | 7 | 86 | Colbert_Oil | 21.2395
TVA Base Case | 2025 | 8 | 86 | Colbert_Oil | 21.4299
TVA Base Case | 2025 | 9 | 86 | Colbert_Oil | 20.3425
TVA Base Case | 2025 | 10 | 86 | Colbert_Oil | 20.4619
TVA Base Case | 2025 | 11 | 86 | Colbert_Oil | 21.1181
TVA Base Case | 2025 | 12 | 86 | Colbert_Oil | 21.8281
TVA Base Case | 2026 | 1 | 86 | Colbert_Oil | 21.9764
TVA Base Case | 2026 | 2 | 86 | Colbert_Oil | 23.1009
TVA Base Case | 2026 | 3 | 86 | Colbert_Oil | 23.0654
TVA Base Case | 2026 | 4 | 86 | Colbert_Oil | 22.3792
TVA Base Case | 2026 | 5 | 86 | Colbert_Oil | 20.7354
TVA Base Case | 2026 | 6 | 86 | Colbert_Oil | 20.9671
TVA Base Case | 2026 | 7 | 86 | Colbert_Oil | 22.065
TVA Base Case | 2026 | 8 | 86 | Colbert_Oil | 22.2629
TVA Base Case | 2026 | 9 | 86 | Colbert_Oil | 21.1322
TVA Base Case | 2026 | 10 | 86 | Colbert_Oil | 21.2563
TVA Base Case | 2026 | 11 | 86 | Colbert_Oil | 21.9391
TVA Base Case | 2026 | 12 | 86 | Colbert_Oil | 22.6459
TVA Base Case | 2027 | 1 | 86 | Colbert_Oil | 22.7999
TVA Base Case | 2027 | 2 | 86 | Colbert_Oil | 23.967
TVA Base Case | 2027 | 3 | 86 | Colbert_Oil | 23.9299
TVA Base Case | 2027 | 4 | 86 | Colbert_Oil | 23.2172
TVA Base Case | 2027 | 5 | 86 | Colbert_Oil | 21.5103
TVA Base Case | 2027 | 6 | 86 | Colbert_Oil | 21.7509
TVA Base Case | 2027 | 7 | 86 | Colbert_Oil | 22.8908
TVA Base Case | 2027 | 8 | 86 | Colbert_Oil | 23.0962
TVA Base Case | 2027 | 9 | 86 | Colbert_Oil | 21.9223
TVA Base Case | 2027 | 10 | 86 | Colbert_Oil | 22.0511
TVA Base Case | 2027 | 11 | 86 | Colbert_Oil | 22.7604
TVA Base Case | 2027 | 12 | 86 | Colbert_Oil | 23.4658
TVA Base Case | 2028 | 1 | 86 | Colbert_Oil | 23.6257
TVA Base Case | 2028 | 2 | 86 | Colbert_Oil | 24.8354
TVA Base Case | 2028 | 3 | 86 | Colbert_Oil | 24.7967
TVA Base Case | 2028 | 4 | 86 | Colbert_Oil | 24.0575
TVA Base Case | 2028 | 5 | 86 | Colbert_Oil | 22.2874
TVA Base Case | 2028 | 6 | 86 | Colbert_Oil | 22.5369
TVA Base Case | 2028 | 7 | 86 | Colbert_Oil | 23.7189
TVA Base Case | 2028 | 8 | 86 | Colbert_Oil | 23.9318
TVA Base Case | 2028 | 9 | 86 | Colbert_Oil | 22.7145
TVA Base Case | 2028 | 10 | 86 | Colbert_Oil | 22.8481
TVA Base Case | 2028 | 11 | 86 | Colbert_Oil | 23.5839
TVA Base Case | 2028 | 12 | 86 | Colbert_Oil | 24.2847
TVA Base Case | 2029 | 1 | 86 | Colbert_Oil | 24.4502
TVA Base Case | 2029 | 2 | 86 | Colbert_Oil | 25.7026
TVA Base Case | 2029 | 3 | 86 | Colbert_Oil | 25.6624
TVA Base Case | 2029 | 4 | 86 | Colbert_Oil | 24.8966
TVA Base Case | 2029 | 5 | 86 | Colbert_Oil | 23.0635
TVA Base Case | 2029 | 6 | 86 | Colbert_Oil | 23.3218
TVA Base Case | 2029 | 7 | 86 | Colbert_Oil | 24.5459
TVA Base Case | 2029 | 8 | 86 | Colbert_Oil | 24.7663
TVA Base Case | 2029 | 9 | 86 | Colbert_Oil | 23.5057
TVA Base Case | 2029 | 10 | 86 | Colbert_Oil | 23.644
TVA Base Case | 2029 | 11 | 86 | Colbert_Oil | 24.4063
TVA Base Case | 2029 | 12 | 86 | Colbert_Oil | 25.1035
TVA Base Case | 2030 | 1 | 86 | Colbert_Oil | 25.2748
TVA Base Case | 2030 | 2 | 86 | Colbert_Oil | 26.5698
TVA Base Case | 2030 | 3 | 86 | Colbert_Oil | 26.528
TVA Base Case | 2030 | 4 | 86 | Colbert_Oil | 25.7357
TVA Base Case | 2030 | 5 | 86 | Colbert_Oil | 23.8396
TVA Base Case | 2030 | 6 | 86 | Colbert_Oil | 24.1068
TVA Base Case | 2030 | 7 | 86 | Colbert_Oil | 25.3728
TVA Base Case | 2030 | 8 | 86 | Colbert_Oil | 25.6007
TVA Base Case | 2030 | 9 | 86 | Colbert_Oil | 24.2969
TVA Base Case | 2030 | 10 | 86 | Colbert_Oil | 24.44
TVA Base Case | 2030 | 11 | 86 | Colbert_Oil | 25.2287
TVA Base Case | 2030 | 12 | 86 | Colbert_Oil | 25.9227
TVA Base Case | 2031 | 1 | 86 | Colbert_Oil | 26.0998
TVA Base Case | 2031 | 2 | 86 | Colbert_Oil | 27.4373
TVA Base Case | 2031 | 3 | 86 | Colbert_Oil | 27.394
TVA Base Case | 2031 | 4 | 86 | Colbert_Oil | 26.5753
TVA Base Case | 2031 | 5 | 86 | Colbert_Oil | 24.6161
TVA Base Case | 2031 | 6 | 86 | Colbert_Oil | 24.8922
TVA Base Case | 2031 | 7 | 86 | Colbert_Oil | 26.2002
TVA Base Case | 2031 | 8 | 86 | Colbert_Oil | 26.4356
TVA Base Case | 2031 | 9 | 86 | Colbert_Oil | 25.0886
TVA Base Case | 2031 | 10 | 86 | Colbert_Oil | 25.2364
TVA Base Case | 2031 | 11 | 86 | Colbert_Oil | 26.0515
TVA Base Case | 2031 | 12 | 86 | Colbert_Oil | 26.7442
TVA Base Case | 2032 | 1 | 86 | Colbert_Oil | 26.927
TVA Base Case | 2032 | 2 | 86 | Colbert_Oil | 28.3072
TVA Base Case | 2032 | 3 | 86 | Colbert_Oil | 28.2623
TVA Base Case | 2032 | 4 | 86 | Colbert_Oil | 27.4171
TVA Base Case | 2032 | 5 | 86 | Colbert_Oil | 25.3947
TVA Base Case | 2032 | 6 | 86 | Colbert_Oil | 25.6797
TVA Base Case | 2032 | 7 | 86 | Colbert_Oil | 27.0298
TVA Base Case | 2032 | 8 | 86 | Colbert_Oil | 27.2728
TVA Base Case | 2032 | 9 | 86 | Colbert_Oil | 25.8823
TVA Base Case | 2032 | 10 | 86 | Colbert_Oil | 26.0349
TVA Base Case | 2032 | 11 | 86 | Colbert_Oil | 26.8765
TVA Base Case | 2032 | 12 | 86 | Colbert_Oil | 27.5645
TVA Base Case | 2033 | 1 | 86 | Colbert_Oil | 27.753
TVA Base Case | 2033 | 2 | 86 | Colbert_Oil | 29.176
TVA Base Case | 2033 | 3 | 86 | Colbert_Oil | 29.1295
TVA Base Case | 2033 | 4 | 86 | Colbert_Oil | 28.2578
TVA Base Case | 2033 | 5 | 86 | Colbert_Oil | 26.1724
TVA Base Case | 2033 | 6 | 86 | Colbert_Oil | 26.4663
TVA Base Case | 2033 | 7 | 86 | Colbert_Oil | 27.8584
TVA Base Case | 2033 | 8 | 86 | Colbert_Oil | 28.1088
TVA Base Case | 2033 | 9 | 86 | Colbert_Oil | 26.6751
TVA Base Case | 2033 | 10 | 86 | Colbert_Oil | 26.8324
TVA Base Case | 2033 | 11 | 86 | Colbert_Oil | 27.7005
TVA Base Case | 2033 | 12 | 86 | Colbert_Oil | 28.3849
TVA Base Case | 2034 | 1 | 86 | Colbert_Oil | 28.5792
TVA Base Case | 2034 | 2 | 86 | Colbert_Oil | 30.0447
TVA Base Case | 2034 | 3 | 86 | Colbert_Oil | 29.9967
TVA Base Case | 2034 | 4 | 86 | Colbert_Oil | 29.0985
TVA Base Case | 2034 | 5 | 86 | Colbert_Oil | 26.9501
TVA Base Case | 2034 | 6 | 86 | Colbert_Oil | 27.2529
TVA Base Case | 2034 | 7 | 86 | Colbert_Oil | 28.687
TVA Base Case | 2034 | 8 | 86 | Colbert_Oil | 28.9449
TVA Base Case | 2034 | 9 | 86 | Colbert_Oil | 27.468
TVA Base Case | 2034 | 10 | 86 | Colbert_Oil | 27.63
TVA Base Case | 2034 | 11 | 86 | Colbert_Oil | 28.5245
TVA Base Case | 2034 | 12 | 86 | Colbert_Oil | 29.2057
TVA Base Case | 2035 | 1 | 86 | Colbert_Oil | 29.4057
TVA Base Case | 2035 | 2 | 86 | Colbert_Oil | 30.9139
TVA Base Case | 2035 | 3 | 86 | Colbert_Oil | 30.8643
TVA Base Case | 2035 | 4 | 86 | Colbert_Oil | 29.9397
TVA Base Case | 2035 | 5 | 86 | Colbert_Oil | 27.7283
TVA Base Case | 2035 | 6 | 86 | Colbert_Oil | 28.0399
TVA Base Case | 2035 | 7 | 86 | Colbert_Oil | 29.516
TVA Base Case | 2035 | 8 | 86 | Colbert_Oil | 29.7815
TVA Base Case | 2035 | 9 | 86 | Colbert_Oil | 28.2613
TVA Base Case | 2035 | 10 | 86 | Colbert_Oil | 28.428
TVA Base Case | 2035 | 11 | 86 | Colbert_Oil | 29.3489
TVA Base Case | 2035 | 12 | 86 | Colbert_Oil | 30.0287
TVA Base Case | 2014 | 1 | 10 | CUF-01_Coal | 2.1514
TVA Base Case | 2014 | 2 | 10 | CUF-01_Coal | 2.1514
TVA Base Case | 2014 | 3 | 10 | CUF-01_Coal | 2.1514
TVA Base Case | 2014 | 4 | 10 | CUF-01_Coal | 2.118
TVA Base Case | 2014 | 5 | 10 | CUF-01_Coal | 2.1498
TVA Base Case | 2014 | 6 | 10 | CUF-01_Coal | 2.1509
TVA Base Case | 2014 | 7 | 10 | CUF-01_Coal | 2.1324
TVA Base Case | 2014 | 8 | 10 | CUF-01_Coal | 2.1324
TVA Base Case | 2014 | 9 | 10 | CUF-01_Coal | 2.1315
TVA Base Case | 2014 | 10 | 10 | CUF-01_Coal | 2.1363
TVA Base Case | 2014 | 11 | 10 | CUF-01_Coal | 2.1364
TVA Base Case | 2014 | 12 | 10 | CUF-01_Coal | 2.1364
TVA Base Case | 2015 | 1 | 10 | CUF-01_Coal | 1.89
TVA Base Case | 2015 | 2 | 10 | CUF-01_Coal | 1.89
TVA Base Case | 2015 | 3 | 10 | CUF-01_Coal | 1.89
TVA Base Case | 2015 | 4 | 10 | CUF-01_Coal | 1.8497
TVA Base Case | 2015 | 5 | 10 | CUF-01_Coal | 1.8501
TVA Base Case | 2015 | 6 | 10 | CUF-01_Coal | 1.8567
TVA Base Case | 2015 | 7 | 10 | CUF-01_Coal | 1.8666
TVA Base Case | 2015 | 8 | 10 | CUF-01_Coal | 1.8667
TVA Base Case | 2015 | 9 | 10 | CUF-01_Coal | 1.8668
TVA Base Case | 2015 | 10 | 10 | CUF-01_Coal | 1.8767
TVA Base Case | 2015 | 11 | 10 | CUF-01_Coal | 1.8768
TVA Base Case | 2015 | 12 | 10 | CUF-01_Coal | 1.877
TVA Base Case | 2016 | 1 | 10 | CUF-01_Coal | 2.0333
TVA Base Case | 2016 | 2 | 10 | CUF-01_Coal | 2.0336
TVA Base Case | 2016 | 3 | 10 | CUF-01_Coal | 2.0339
TVA Base Case | 2016 | 4 | 10 | CUF-01_Coal | 2.056
TVA Base Case | 2016 | 5 | 10 | CUF-01_Coal | 2.0563
TVA Base Case | 2016 | 6 | 10 | CUF-01_Coal | 2.0567
TVA Base Case | 2016 | 7 | 10 | CUF-01_Coal | 2.0787
TVA Base Case | 2016 | 8 | 10 | CUF-01_Coal | 2.0791
TVA Base Case | 2016 | 9 | 10 | CUF-01_Coal | 2.0794
TVA Base Case | 2016 | 10 | 10 | CUF-01_Coal | 2.1015
TVA Base Case | 2016 | 11 | 10 | CUF-01_Coal | 2.1018
TVA Base Case | 2016 | 12 | 10 | CUF-01_Coal | 2.1022
TVA Base Case | 2017 | 1 | 10 | CUF-01_Coal | 2.1119
TVA Base Case | 2017 | 2 | 10 | CUF-01_Coal | 2.1194
TVA Base Case | 2017 | 3 | 10 | CUF-01_Coal | 2.1268
TVA Base Case | 2017 | 4 | 10 | CUF-01_Coal | 2.1343
TVA Base Case | 2017 | 5 | 10 | CUF-01_Coal | 2.1418
TVA Base Case | 2017 | 6 | 10 | CUF-01_Coal | 2.1492
TVA Base Case | 2017 | 7 | 10 | CUF-01_Coal | 2.1567
TVA Base Case | 2017 | 8 | 10 | CUF-01_Coal | 2.1581
TVA Base Case | 2017 | 9 | 10 | CUF-01_Coal | 2.1596
TVA Base Case | 2017 | 10 | 10 | CUF-01_Coal | 2.161
TVA Base Case | 2017 | 11 | 10 | CUF-01_Coal | 2.1625
TVA Base Case | 2017 | 12 | 10 | CUF-01_Coal | 2.1639
TVA Base Case | 2018 | 1 | 10 | CUF-01_Coal | 2.1679
TVA Base Case | 2018 | 2 | 10 | CUF-01_Coal | 2.1693
TVA Base Case | 2018 | 3 | 10 | CUF-01_Coal | 2.1708
TVA Base Case | 2018 | 4 | 10 | CUF-01_Coal | 2.1723
TVA Base Case | 2018 | 5 | 10 | CUF-01_Coal | 2.1737
TVA Base Case | 2018 | 6 | 10 | CUF-01_Coal | 2.1752
TVA Base Case | 2018 | 7 | 10 | CUF-01_Coal | 2.1767
TVA Base Case | 2018 | 8 | 10 | CUF-01_Coal | 2.1473
TVA Base Case | 2018 | 9 | 10 | CUF-01_Coal | 2.118
TVA Base Case | 2018 | 10 | 10 | CUF-01_Coal | 2.0887
TVA Base Case | 2018 | 11 | 10 | CUF-01_Coal | 2.0594
TVA Base Case | 2018 | 12 | 10 | CUF-01_Coal | 2.0301
TVA Base Case | 2019 | 1 | 10 | CUF-01_Coal | 2.0107
TVA Base Case | 2019 | 2 | 10 | CUF-01_Coal | 1.9814
TVA Base Case | 2019 | 3 | 10 | CUF-01_Coal | 1.9522
TVA Base Case | 2019 | 4 | 10 | CUF-01_Coal | 1.9229
TVA Base Case | 2019 | 5 | 10 | CUF-01_Coal | 1.8936
TVA Base Case | 2019 | 6 | 10 | CUF-01_Coal | 1.8644
TVA Base Case | 2019 | 7 | 10 | CUF-01_Coal | 1.8351
TVA Base Case | 2019 | 8 | 10 | CUF-01_Coal | 1.8411
TVA Base Case | 2019 | 9 | 10 | CUF-01_Coal | 1.8471
TVA Base Case | 2019 | 10 | 10 | CUF-01_Coal | 1.8531
TVA Base Case | 2019 | 11 | 10 | CUF-01_Coal | 1.859
TVA Base Case | 2019 | 12 | 10 | CUF-01_Coal | 1.865
TVA Base Case | 2020 | 1 | 10 | CUF-01_Coal | 1.8737
TVA Base Case | 2020 | 2 | 10 | CUF-01_Coal | 1.8797
TVA Base Case | 2020 | 3 | 10 | CUF-01_Coal | 1.8857
TVA Base Case | 2020 | 4 | 10 | CUF-01_Coal | 1.8916
TVA Base Case | 2020 | 5 | 10 | CUF-01_Coal | 1.8976
TVA Base Case | 2020 | 6 | 10 | CUF-01_Coal | 1.9036
TVA Base Case | 2020 | 7 | 10 | CUF-01_Coal | 1.9096
TVA Base Case | 2020 | 8 | 10 | CUF-01_Coal | 1.916
TVA Base Case | 2020 | 9 | 10 | CUF-01_Coal | 1.9225
TVA Base Case | 2020 | 10 | 10 | CUF-01_Coal | 1.9289
TVA Base Case | 2020 | 11 | 10 | CUF-01_Coal | 1.9354
TVA Base Case | 2020 | 12 | 10 | CUF-01_Coal | 1.9418
TVA Base Case | 2021 | 1 | 10 | CUF-01_Coal | 1.9511
TVA Base Case | 2021 | 2 | 10 | CUF-01_Coal | 1.9575
TVA Base Case | 2021 | 3 | 10 | CUF-01_Coal | 1.964
TVA Base Case | 2021 | 4 | 10 | CUF-01_Coal | 1.9704
TVA Base Case | 2021 | 5 | 10 | CUF-01_Coal | 1.9768
TVA Base Case | 2021 | 6 | 10 | CUF-01_Coal | 1.9833
TVA Base Case | 2021 | 7 | 10 | CUF-01_Coal | 1.9897
TVA Base Case | 2021 | 8 | 10 | CUF-01_Coal | 1.9982
TVA Base Case | 2021 | 9 | 10 | CUF-01_Coal | 2.0066
TVA Base Case | 2021 | 10 | 10 | CUF-01_Coal | 2.0151
TVA Base Case | 2021 | 11 | 10 | CUF-01_Coal | 2.0235
TVA Base Case | 2021 | 12 | 10 | CUF-01_Coal | 2.032
TVA Base Case | 2022 | 1 | 10 | CUF-01_Coal | 2.0434
TVA Base Case | 2022 | 2 | 10 | CUF-01_Coal | 2.0518
TVA Base Case | 2022 | 3 | 10 | CUF-01_Coal | 2.0603
TVA Base Case | 2022 | 4 | 10 | CUF-01_Coal | 2.0687
TVA Base Case | 2022 | 5 | 10 | CUF-01_Coal | 2.0772
TVA Base Case | 2022 | 6 | 10 | CUF-01_Coal | 2.0856
TVA Base Case | 2022 | 7 | 10 | CUF-01_Coal | 2.094
TVA Base Case | 2022 | 8 | 10 | CUF-01_Coal | 2.1058
TVA Base Case | 2022 | 9 | 10 | CUF-01_Coal | 2.1175
TVA Base Case | 2022 | 10 | 10 | CUF-01_Coal | 2.1292
TVA Base Case | 2022 | 11 | 10 | CUF-01_Coal | 2.1409
TVA Base Case | 2022 | 12 | 10 | CUF-01_Coal | 2.1526
TVA Base Case | 2023 | 1 | 10 | CUF-01_Coal | 2.1674
TVA Base Case | 2023 | 2 | 10 | CUF-01_Coal | 2.1792
TVA Base Case | 2023 | 3 | 10 | CUF-01_Coal | 2.1909
TVA Base Case | 2023 | 4 | 10 | CUF-01_Coal | 2.2026
TVA Base Case | 2023 | 5 | 10 | CUF-01_Coal | 2.2143
TVA Base Case | 2023 | 6 | 10 | CUF-01_Coal | 2.2261
TVA Base Case | 2023 | 7 | 10 | CUF-01_Coal | 2.2378
TVA Base Case | 2023 | 8 | 10 | CUF-01_Coal | 2.2433
TVA Base Case | 2023 | 9 | 10 | CUF-01_Coal | 2.2487
TVA Base Case | 2023 | 10 | 10 | CUF-01_Coal | 2.2542
TVA Base Case | 2023 | 11 | 10 | CUF-01_Coal | 2.2597
TVA Base Case | 2023 | 12 | 10 | CUF-01_Coal | 2.2651
TVA Base Case | 2024 | 1 | 10 | CUF-01_Coal | 2.2737
TVA Base Case | 2024 | 2 | 10 | CUF-01_Coal | 2.2792
TVA Base Case | 2024 | 3 | 10 | CUF-01_Coal | 2.2847
TVA Base Case | 2024 | 4 | 10 | CUF-01_Coal | 2.2901
TVA Base Case | 2024 | 5 | 10 | CUF-01_Coal | 2.2956
TVA Base Case | 2024 | 6 | 10 | CUF-01_Coal | 2.3011
TVA Base Case | 2024 | 7 | 10 | CUF-01_Coal | 2.3066
TVA Base Case | 2024 | 8 | 10 | CUF-01_Coal | 2.3151
TVA Base Case | 2024 | 9 | 10 | CUF-01_Coal | 2.3236
TVA Base Case | 2024 | 10 | 10 | CUF-01_Coal | 2.3322
TVA Base Case | 2024 | 11 | 10 | CUF-01_Coal | 2.3407
TVA Base Case | 2024 | 12 | 10 | CUF-01_Coal | 2.3493
TVA Base Case | 2025 | 1 | 10 | CUF-01_Coal | 2.3609
TVA Base Case | 2025 | 2 | 10 | CUF-01_Coal | 2.3695
TVA Base Case | 2025 | 3 | 10 | CUF-01_Coal | 2.378
TVA Base Case | 2025 | 4 | 10 | CUF-01_Coal | 2.3865
TVA Base Case | 2025 | 5 | 10 | CUF-01_Coal | 2.3951
TVA Base Case | 2025 | 6 | 10 | CUF-01_Coal | 2.4036
TVA Base Case | 2025 | 7 | 10 | CUF-01_Coal | 2.4122
TVA Base Case | 2025 | 8 | 10 | CUF-01_Coal | 2.4069
TVA Base Case | 2025 | 9 | 10 | CUF-01_Coal | 2.4016
TVA Base Case | 2025 | 10 | 10 | CUF-01_Coal | 2.3962
TVA Base Case | 2025 | 11 | 10 | CUF-01_Coal | 2.3909
TVA Base Case | 2025 | 12 | 10 | CUF-01_Coal | 2.3856
TVA Base Case | 2026 | 1 | 10 | CUF-01_Coal | 2.3835
TVA Base Case | 2026 | 2 | 10 | CUF-01_Coal | 2.3782
TVA Base Case | 2026 | 3 | 10 | CUF-01_Coal | 2.3729
TVA Base Case | 2026 | 4 | 10 | CUF-01_Coal | 2.3676
TVA Base Case | 2026 | 5 | 10 | CUF-01_Coal | 2.3623
TVA Base Case | 2026 | 6 | 10 | CUF-01_Coal | 2.357
TVA Base Case | 2026 | 7 | 10 | CUF-01_Coal | 2.3516
TVA Base Case | 2026 | 8 | 10 | CUF-01_Coal | 2.3528
TVA Base Case | 2026 | 9 | 10 | CUF-01_Coal | 2.3539
TVA Base Case | 2026 | 10 | 10 | CUF-01_Coal | 2.3551
TVA Base Case | 2026 | 11 | 10 | CUF-01_Coal | 2.3562
TVA Base Case | 2026 | 12 | 10 | CUF-01_Coal | 2.3573
TVA Base Case | 2027 | 1 | 10 | CUF-01_Coal | 2.3617
TVA Base Case | 2027 | 2 | 10 | CUF-01_Coal | 2.3629
TVA Base Case | 2027 | 3 | 10 | CUF-01_Coal | 2.364
TVA Base Case | 2027 | 4 | 10 | CUF-01_Coal | 2.3652
TVA Base Case | 2027 | 5 | 10 | CUF-01_Coal | 2.3663
TVA Base Case | 2027 | 6 | 10 | CUF-01_Coal | 2.3674
TVA Base Case | 2027 | 7 | 10 | CUF-01_Coal | 2.3686
TVA Base Case | 2027 | 8 | 10 | CUF-01_Coal | 2.3785
TVA Base Case | 2027 | 9 | 10 | CUF-01_Coal | 2.3884
TVA Base Case | 2027 | 10 | 10 | CUF-01_Coal | 2.3983
TVA Base Case | 2027 | 11 | 10 | CUF-01_Coal | 2.4082
TVA Base Case | 2027 | 12 | 10 | CUF-01_Coal | 2.4181
TVA Base Case | 2028 | 1 | 10 | CUF-01_Coal | 2.4313
TVA Base Case | 2028 | 2 | 10 | CUF-01_Coal | 2.4412
TVA Base Case | 2028 | 3 | 10 | CUF-01_Coal | 2.4511
TVA Base Case | 2028 | 4 | 10 | CUF-01_Coal | 2.461
TVA Base Case | 2028 | 5 | 10 | CUF-01_Coal | 2.4709
TVA Base Case | 2028 | 6 | 10 | CUF-01_Coal | 2.4808
TVA Base Case | 2028 | 7 | 10 | CUF-01_Coal | 2.4907
TVA Base Case | 2028 | 8 | 10 | CUF-01_Coal | 2.4924
TVA Base Case | 2028 | 9 | 10 | CUF-01_Coal | 2.4941
TVA Base Case | 2028 | 10 | 10 | CUF-01_Coal | 2.4958
TVA Base Case | 2028 | 11 | 10 | CUF-01_Coal | 2.4975
TVA Base Case | 2028 | 12 | 10 | CUF-01_Coal | 2.4992
TVA Base Case | 2029 | 1 | 10 | CUF-01_Coal | 2.5043
TVA Base Case | 2029 | 2 | 10 | CUF-01_Coal | 2.506
TVA Base Case | 2029 | 3 | 10 | CUF-01_Coal | 2.5077
TVA Base Case | 2029 | 4 | 10 | CUF-01_Coal | 2.5094
TVA Base Case | 2029 | 5 | 10 | CUF-01_Coal | 2.5111
TVA Base Case | 2029 | 6 | 10 | CUF-01_Coal | 2.5128
TVA Base Case | 2029 | 7 | 10 | CUF-01_Coal | 2.5145
TVA Base Case | 2029 | 8 | 10 | CUF-01_Coal | 2.5185
TVA Base Case | 2029 | 9 | 10 | CUF-01_Coal | 2.5225
TVA Base Case | 2029 | 10 | 10 | CUF-01_Coal | 2.5266
TVA Base Case | 2029 | 11 | 10 | CUF-01_Coal | 2.5306
TVA Base Case | 2029 | 12 | 10 | CUF-01_Coal | 2.5346
TVA Base Case | 2030 | 1 | 10 | CUF-01_Coal | 2.5421
TVA Base Case | 2030 | 2 | 10 | CUF-01_Coal | 2.5461
TVA Base Case | 2030 | 3 | 10 | CUF-01_Coal | 2.5502
TVA Base Case | 2030 | 4 | 10 | CUF-01_Coal | 2.5542
TVA Base Case | 2030 | 5 | 10 | CUF-01_Coal | 2.5583
TVA Base Case | 2030 | 6 | 10 | CUF-01_Coal | 2.5623
TVA Base Case | 2030 | 7 | 10 | CUF-01_Coal | 2.5663
TVA Base Case | 2030 | 8 | 10 | CUF-01_Coal | 2.5751
TVA Base Case | 2030 | 9 | 10 | CUF-01_Coal | 2.5839
TVA Base Case | 2030 | 10 | 10 | CUF-01_Coal | 2.5927
TVA Base Case | 2030 | 11 | 10 | CUF-01_Coal | 2.6015
TVA Base Case | 2030 | 12 | 10 | CUF-01_Coal | 2.6103
TVA Base Case | 2031 | 1 | 10 | CUF-01_Coal | 2.6226
TVA Base Case | 2031 | 2 | 10 | CUF-01_Coal | 2.6314
TVA Base Case | 2031 | 3 | 10 | CUF-01_Coal | 2.6402
TVA Base Case | 2031 | 4 | 10 | CUF-01_Coal | 2.649
TVA Base Case | 2031 | 5 | 10 | CUF-01_Coal | 2.6577
TVA Base Case | 2031 | 6 | 10 | CUF-01_Coal | 2.6665
TVA Base Case | 2031 | 7 | 10 | CUF-01_Coal | 2.6753
TVA Base Case | 2031 | 8 | 10 | CUF-01_Coal | 2.6737
TVA Base Case | 2031 | 9 | 10 | CUF-01_Coal | 2.672
TVA Base Case | 2031 | 10 | 10 | CUF-01_Coal | 2.6703
TVA Base Case | 2031 | 11 | 10 | CUF-01_Coal | 2.6686
TVA Base Case | 2031 | 12 | 10 | CUF-01_Coal | 2.6669
TVA Base Case | 2032 | 1 | 10 | CUF-01_Coal | 2.6688
TVA Base Case | 2032 | 2 | 10 | CUF-01_Coal | 2.6671
TVA Base Case | 2032 | 3 | 10 | CUF-01_Coal | 2.6654
TVA Base Case | 2032 | 4 | 10 | CUF-01_Coal | 2.6638
TVA Base Case | 2032 | 5 | 10 | CUF-01_Coal | 2.6621
TVA Base Case | 2032 | 6 | 10 | CUF-01_Coal | 2.6604
TVA Base Case | 2032 | 7 | 10 | CUF-01_Coal | 2.6587
TVA Base Case | 2032 | 8 | 10 | CUF-01_Coal | 2.6653
TVA Base Case | 2032 | 9 | 10 | CUF-01_Coal | 2.6719
TVA Base Case | 2032 | 10 | 10 | CUF-01_Coal | 2.6785
TVA Base Case | 2032 | 11 | 10 | CUF-01_Coal | 2.6851
TVA Base Case | 2032 | 12 | 10 | CUF-01_Coal | 2.6917
TVA Base Case | 2033 | 1 | 10 | CUF-01_Coal | 2.7019
TVA Base Case | 2033 | 2 | 10 | CUF-01_Coal | 2.7085
TVA Base Case | 2033 | 3 | 10 | CUF-01_Coal | 2.7151
TVA Base Case | 2033 | 4 | 10 | CUF-01_Coal | 2.7217
TVA Base Case | 2033 | 5 | 10 | CUF-01_Coal | 2.7283
TVA Base Case | 2033 | 6 | 10 | CUF-01_Coal | 2.7349
TVA Base Case | 2033 | 7 | 10 | CUF-01_Coal | 2.7415
TVA Base Case | 2033 | 8 | 10 | CUF-01_Coal | 2.7459
TVA Base Case | 2033 | 9 | 10 | CUF-01_Coal | 2.7503
TVA Base Case | 2033 | 10 | 10 | CUF-01_Coal | 2.7547
TVA Base Case | 2033 | 11 | 10 | CUF-01_Coal | 2.7591
TVA Base Case | 2033 | 12 | 10 | CUF-01_Coal | 2.7636
TVA Base Case | 2034 | 1 | 10 | CUF-01_Coal | 2.7717
TVA Base Case | 2034 | 2 | 10 | CUF-01_Coal | 2.7761
TVA Base Case | 2034 | 3 | 10 | CUF-01_Coal | 2.7805
TVA Base Case | 2034 | 4 | 10 | CUF-01_Coal | 2.7849
TVA Base Case | 2034 | 5 | 10 | CUF-01_Coal | 2.7893
TVA Base Case | 2034 | 6 | 10 | CUF-01_Coal | 2.7937
TVA Base Case | 2034 | 7 | 10 | CUF-01_Coal | 2.7982
TVA Base Case | 2034 | 8 | 10 | CUF-01_Coal | 2.8026
TVA Base Case | 2034 | 9 | 10 | CUF-01_Coal | 2.807
TVA Base Case | 2034 | 10 | 10 | CUF-01_Coal | 2.8114
TVA Base Case | 2034 | 11 | 10 | CUF-01_Coal | 2.8158
TVA Base Case | 2034 | 12 | 10 | CUF-01_Coal | 2.8203
TVA Base Case | 2035 | 1 | 10 | CUF-01_Coal | 2.8285
TVA Base Case | 2035 | 2 | 10 | CUF-01_Coal | 2.8329
TVA Base Case | 2035 | 3 | 10 | CUF-01_Coal | 2.8373
TVA Base Case | 2035 | 4 | 10 | CUF-01_Coal | 2.8417
TVA Base Case | 2035 | 5 | 10 | CUF-01_Coal | 2.8462
TVA Base Case | 2035 | 6 | 10 | CUF-01_Coal | 2.8506
TVA Base Case | 2035 | 7 | 10 | CUF-01_Coal | 2.855
TVA Base Case | 2035 | 8 | 10 | CUF-01_Coal | 2.8594
TVA Base Case | 2035 | 9 | 10 | CUF-01_Coal | 2.8639
TVA Base Case | 2035 | 10 | 10 | CUF-01_Coal | 2.8683
TVA Base Case | 2035 | 11 | 10 | CUF-01_Coal | 2.8727
TVA Base Case | 2035 | 12 | 10 | CUF-01_Coal | 2.8772
TVA Base Case | 2014 | 1 | 71 | Decatur_Gas | 4.6854
TVA Base Case | 2014 | 2 | 71 | Decatur_Gas | 4.6854
TVA Base Case | 2014 | 3 | 71 | Decatur_Gas | 4.6854
TVA Base Case | 2014 | 4 | 71 | Decatur_Gas | 4.49
TVA Base Case | 2014 | 5 | 71 | Decatur_Gas | 4.4738
TVA Base Case | 2014 | 6 | 71 | Decatur_Gas | 4.4963
TVA Base Case | 2014 | 7 | 71 | Decatur_Gas | 4.5279
TVA Base Case | 2014 | 8 | 71 | Decatur_Gas | 4.5158
TVA Base Case | 2014 | 9 | 71 | Decatur_Gas | 4.4963
TVA Base Case | 2014 | 10 | 71 | Decatur_Gas | 4.5095
TVA Base Case | 2014 | 11 | 71 | Decatur_Gas | 4.5664
TVA Base Case | 2014 | 12 | 71 | Decatur_Gas | 4.688
TVA Base Case | 2015 | 1 | 71 | Decatur_Gas | 2.77
TVA Base Case | 2015 | 2 | 71 | Decatur_Gas | 2.77
TVA Base Case | 2015 | 3 | 71 | Decatur_Gas | 2.77
TVA Base Case | 2015 | 4 | 71 | Decatur_Gas | 2.7853
TVA Base Case | 2015 | 5 | 71 | Decatur_Gas | 2.8116
TVA Base Case | 2015 | 6 | 71 | Decatur_Gas | 2.8405
TVA Base Case | 2015 | 7 | 71 | Decatur_Gas | 2.8876
TVA Base Case | 2015 | 8 | 71 | Decatur_Gas | 2.9089
TVA Base Case | 2015 | 9 | 71 | Decatur_Gas | 2.9114
TVA Base Case | 2015 | 10 | 71 | Decatur_Gas | 2.9251
TVA Base Case | 2015 | 11 | 71 | Decatur_Gas | 3.0309
TVA Base Case | 2015 | 12 | 71 | Decatur_Gas | 3.1899
TVA Base Case | 2016 | 1 | 71 | Decatur_Gas | 3.3184
TVA Base Case | 2016 | 2 | 71 | Decatur_Gas | 3.3039
TVA Base Case | 2016 | 3 | 71 | Decatur_Gas | 3.2614
TVA Base Case | 2016 | 4 | 71 | Decatur_Gas | 3.1224
TVA Base Case | 2016 | 5 | 71 | Decatur_Gas | 3.1209
TVA Base Case | 2016 | 6 | 71 | Decatur_Gas | 3.1515
TVA Base Case | 2016 | 7 | 71 | Decatur_Gas | 3.1897
TVA Base Case | 2016 | 8 | 71 | Decatur_Gas | 3.1978
TVA Base Case | 2016 | 9 | 71 | Decatur_Gas | 3.1859
TVA Base Case | 2016 | 10 | 71 | Decatur_Gas | 3.2095
TVA Base Case | 2016 | 11 | 71 | Decatur_Gas | 3.3047
TVA Base Case | 2016 | 12 | 71 | Decatur_Gas | 3.4845
TVA Base Case | 2017 | 1 | 71 | Decatur_Gas | 3.6465
TVA Base Case | 2017 | 2 | 71 | Decatur_Gas | 3.6331
TVA Base Case | 2017 | 3 | 71 | Decatur_Gas | 3.5794
TVA Base Case | 2017 | 4 | 71 | Decatur_Gas | 3.3325
TVA Base Case | 2017 | 5 | 71 | Decatur_Gas | 3.333
TVA Base Case | 2017 | 6 | 71 | Decatur_Gas | 3.3677
TVA Base Case | 2017 | 7 | 71 | Decatur_Gas | 3.408
TVA Base Case | 2017 | 8 | 71 | Decatur_Gas | 3.4191
TVA Base Case | 2017 | 9 | 71 | Decatur_Gas | 3.4082
TVA Base Case | 2017 | 10 | 71 | Decatur_Gas | 3.4318
TVA Base Case | 2017 | 11 | 71 | Decatur_Gas | 3.5232
TVA Base Case | 2017 | 12 | 71 | Decatur_Gas | 3.6918
TVA Base Case | 2018 | 1 | 71 | Decatur_Gas | 3.8386
TVA Base Case | 2018 | 2 | 71 | Decatur_Gas | 3.815
TVA Base Case | 2018 | 3 | 71 | Decatur_Gas | 3.7512
TVA Base Case | 2018 | 4 | 71 | Decatur_Gas | 3.4227
TVA Base Case | 2018 | 5 | 71 | Decatur_Gas | 3.4216
TVA Base Case | 2018 | 6 | 71 | Decatur_Gas | 3.4541
TVA Base Case | 2018 | 7 | 71 | Decatur_Gas | 3.5238
TVA Base Case | 2018 | 8 | 71 | Decatur_Gas | 3.55
TVA Base Case | 2018 | 9 | 71 | Decatur_Gas | 3.5463
TVA Base Case | 2018 | 10 | 71 | Decatur_Gas | 3.5785
TVA Base Case | 2018 | 11 | 71 | Decatur_Gas | 3.6927
TVA Base Case | 2018 | 12 | 71 | Decatur_Gas | 3.8353
TVA Base Case | 2019 | 1 | 71 | Decatur_Gas | 4.1426
TVA Base Case | 2019 | 2 | 71 | Decatur_Gas | 4.1101
TVA Base Case | 2019 | 3 | 71 | Decatur_Gas | 3.8635
TVA Base Case | 2019 | 4 | 71 | Decatur_Gas | 3.6496
TVA Base Case | 2019 | 5 | 71 | Decatur_Gas | 3.6789
TVA Base Case | 2019 | 6 | 71 | Decatur_Gas | 3.7398
TVA Base Case | 2019 | 7 | 71 | Decatur_Gas | 3.9021
TVA Base Case | 2019 | 8 | 71 | Decatur_Gas | 3.9409
TVA Base Case | 2019 | 9 | 71 | Decatur_Gas | 3.8824
TVA Base Case | 2019 | 10 | 71 | Decatur_Gas | 3.9114
TVA Base Case | 2019 | 11 | 71 | Decatur_Gas | 4.0068
TVA Base Case | 2019 | 12 | 71 | Decatur_Gas | 4.1532
TVA Base Case | 2020 | 1 | 71 | Decatur_Gas | 4.5088
TVA Base Case | 2020 | 2 | 71 | Decatur_Gas | 4.2832
TVA Base Case | 2020 | 3 | 71 | Decatur_Gas | 4.0592
TVA Base Case | 2020 | 4 | 71 | Decatur_Gas | 3.9495
TVA Base Case | 2020 | 5 | 71 | Decatur_Gas | 4.0046
TVA Base Case | 2020 | 6 | 71 | Decatur_Gas | 4.0948
TVA Base Case | 2020 | 7 | 71 | Decatur_Gas | 4.3469
TVA Base Case | 2020 | 8 | 71 | Decatur_Gas | 4.3641
TVA Base Case | 2020 | 9 | 71 | Decatur_Gas | 4.2112
TVA Base Case | 2020 | 10 | 71 | Decatur_Gas | 4.2274
TVA Base Case | 2020 | 11 | 71 | Decatur_Gas | 4.3449
TVA Base Case | 2020 | 12 | 71 | Decatur_Gas | 4.4755
TVA Base Case | 2021 | 1 | 71 | Decatur_Gas | 4.736
TVA Base Case | 2021 | 2 | 71 | Decatur_Gas | 4.7043
TVA Base Case | 2021 | 3 | 71 | Decatur_Gas | 4.3003
TVA Base Case | 2021 | 4 | 71 | Decatur_Gas | 4.1487
TVA Base Case | 2021 | 5 | 71 | Decatur_Gas | 4.2042
TVA Base Case | 2021 | 6 | 71 | Decatur_Gas | 4.314
TVA Base Case | 2021 | 7 | 71 | Decatur_Gas | 4.5488
TVA Base Case | 2021 | 8 | 71 | Decatur_Gas | 4.5677
TVA Base Case | 2021 | 9 | 71 | Decatur_Gas | 4.4049
TVA Base Case | 2021 | 10 | 71 | Decatur_Gas | 4.4214
TVA Base Case | 2021 | 11 | 71 | Decatur_Gas | 4.5996
TVA Base Case | 2021 | 12 | 71 | Decatur_Gas | 4.6955
TVA Base Case | 2022 | 1 | 71 | Decatur_Gas | 5.231
TVA Base Case | 2022 | 2 | 71 | Decatur_Gas | 5.1181
TVA Base Case | 2022 | 3 | 71 | Decatur_Gas | 4.7879
TVA Base Case | 2022 | 4 | 71 | Decatur_Gas | 4.6156
TVA Base Case | 2022 | 5 | 71 | Decatur_Gas | 4.7126
TVA Base Case | 2022 | 6 | 71 | Decatur_Gas | 4.7619
TVA Base Case | 2022 | 7 | 71 | Decatur_Gas | 4.9769
TVA Base Case | 2022 | 8 | 71 | Decatur_Gas | 5.0066
TVA Base Case | 2022 | 9 | 71 | Decatur_Gas | 4.8763
TVA Base Case | 2022 | 10 | 71 | Decatur_Gas | 4.911
TVA Base Case | 2022 | 11 | 71 | Decatur_Gas | 5.1376
TVA Base Case | 2022 | 12 | 71 | Decatur_Gas | 5.176
TVA Base Case | 2023 | 1 | 71 | Decatur_Gas | 5.5604
TVA Base Case | 2023 | 2 | 71 | Decatur_Gas | 5.4761
TVA Base Case | 2023 | 3 | 71 | Decatur_Gas | 5.1453
TVA Base Case | 2023 | 4 | 71 | Decatur_Gas | 4.9765
TVA Base Case | 2023 | 5 | 71 | Decatur_Gas | 5.0964
TVA Base Case | 2023 | 6 | 71 | Decatur_Gas | 5.152
TVA Base Case | 2023 | 7 | 71 | Decatur_Gas | 5.2719
TVA Base Case | 2023 | 8 | 71 | Decatur_Gas | 5.3005
TVA Base Case | 2023 | 9 | 71 | Decatur_Gas | 5.1925
TVA Base Case | 2023 | 10 | 71 | Decatur_Gas | 5.2162
TVA Base Case | 2023 | 11 | 71 | Decatur_Gas | 5.4204
TVA Base Case | 2023 | 12 | 71 | Decatur_Gas | 5.4929
TVA Base Case | 2024 | 1 | 71 | Decatur_Gas | 5.8086
TVA Base Case | 2024 | 2 | 71 | Decatur_Gas | 5.6178
TVA Base Case | 2024 | 3 | 71 | Decatur_Gas | 5.3369
TVA Base Case | 2024 | 4 | 71 | Decatur_Gas | 5.1854
TVA Base Case | 2024 | 5 | 71 | Decatur_Gas | 5.2583
TVA Base Case | 2024 | 6 | 71 | Decatur_Gas | 5.3135
TVA Base Case | 2024 | 7 | 71 | Decatur_Gas | 5.6267
TVA Base Case | 2024 | 8 | 71 | Decatur_Gas | 5.6628
TVA Base Case | 2024 | 9 | 71 | Decatur_Gas | 5.5043
TVA Base Case | 2024 | 10 | 71 | Decatur_Gas | 5.5404
TVA Base Case | 2024 | 11 | 71 | Decatur_Gas | 5.6621
TVA Base Case | 2024 | 12 | 71 | Decatur_Gas | 5.7491
TVA Base Case | 2025 | 1 | 71 | Decatur_Gas | 6.1456
TVA Base Case | 2025 | 2 | 71 | Decatur_Gas | 6.0292
TVA Base Case | 2025 | 3 | 71 | Decatur_Gas | 5.6174
TVA Base Case | 2025 | 4 | 71 | Decatur_Gas | 5.4556
TVA Base Case | 2025 | 5 | 71 | Decatur_Gas | 5.5141
TVA Base Case | 2025 | 6 | 71 | Decatur_Gas | 5.5827
TVA Base Case | 2025 | 7 | 71 | Decatur_Gas | 5.892
TVA Base Case | 2025 | 8 | 71 | Decatur_Gas | 5.9288
TVA Base Case | 2025 | 9 | 71 | Decatur_Gas | 5.7793
TVA Base Case | 2025 | 10 | 71 | Decatur_Gas | 5.7988
TVA Base Case | 2025 | 11 | 71 | Decatur_Gas | 5.9541
TVA Base Case | 2025 | 12 | 71 | Decatur_Gas | 6.0581
TVA Base Case | 2026 | 1 | 71 | Decatur_Gas | 6.359
TVA Base Case | 2026 | 2 | 71 | Decatur_Gas | 6.1983
TVA Base Case | 2026 | 3 | 71 | Decatur_Gas | 5.7504
TVA Base Case | 2026 | 4 | 71 | Decatur_Gas | 5.6075
TVA Base Case | 2026 | 5 | 71 | Decatur_Gas | 5.6827
TVA Base Case | 2026 | 6 | 71 | Decatur_Gas | 5.7751
TVA Base Case | 2026 | 7 | 71 | Decatur_Gas | 6.0582
TVA Base Case | 2026 | 8 | 71 | Decatur_Gas | 6.0606
TVA Base Case | 2026 | 9 | 71 | Decatur_Gas | 5.9055
TVA Base Case | 2026 | 10 | 71 | Decatur_Gas | 5.9254
TVA Base Case | 2026 | 11 | 71 | Decatur_Gas | 6.1112
TVA Base Case | 2026 | 12 | 71 | Decatur_Gas | 6.1879
TVA Base Case | 2027 | 1 | 71 | Decatur_Gas | 6.622
TVA Base Case | 2027 | 2 | 71 | Decatur_Gas | 6.5174
TVA Base Case | 2027 | 3 | 71 | Decatur_Gas | 6.0933
TVA Base Case | 2027 | 4 | 71 | Decatur_Gas | 5.9065
TVA Base Case | 2027 | 5 | 71 | Decatur_Gas | 5.9935
TVA Base Case | 2027 | 6 | 71 | Decatur_Gas | 6.101
TVA Base Case | 2027 | 7 | 71 | Decatur_Gas | 6.3923
TVA Base Case | 2027 | 8 | 71 | Decatur_Gas | 6.4205
TVA Base Case | 2027 | 9 | 71 | Decatur_Gas | 6.2338
TVA Base Case | 2027 | 10 | 71 | Decatur_Gas | 6.2439
TVA Base Case | 2027 | 11 | 71 | Decatur_Gas | 6.4379
TVA Base Case | 2027 | 12 | 71 | Decatur_Gas | 6.5203
TVA Base Case | 2028 | 1 | 71 | Decatur_Gas | 7.1222
TVA Base Case | 2028 | 2 | 71 | Decatur_Gas | 6.7431
TVA Base Case | 2028 | 3 | 71 | Decatur_Gas | 6.4327
TVA Base Case | 2028 | 4 | 71 | Decatur_Gas | 6.2829
TVA Base Case | 2028 | 5 | 71 | Decatur_Gas | 6.3639
TVA Base Case | 2028 | 6 | 71 | Decatur_Gas | 6.4949
TVA Base Case | 2028 | 7 | 71 | Decatur_Gas | 6.6968
TVA Base Case | 2028 | 8 | 71 | Decatur_Gas | 6.7257
TVA Base Case | 2028 | 9 | 71 | Decatur_Gas | 6.5289
TVA Base Case | 2028 | 10 | 71 | Decatur_Gas | 6.5651
TVA Base Case | 2028 | 11 | 71 | Decatur_Gas | 6.7402
TVA Base Case | 2028 | 12 | 71 | Decatur_Gas | 6.8502
TVA Base Case | 2029 | 1 | 71 | Decatur_Gas | 7.384
TVA Base Case | 2029 | 2 | 71 | Decatur_Gas | 7.2474
TVA Base Case | 2029 | 3 | 71 | Decatur_Gas | 6.6377
TVA Base Case | 2029 | 4 | 71 | Decatur_Gas | 6.4512
TVA Base Case | 2029 | 5 | 71 | Decatur_Gas | 6.5106
TVA Base Case | 2029 | 6 | 71 | Decatur_Gas | 6.6314
TVA Base Case | 2029 | 7 | 71 | Decatur_Gas | 6.9975
TVA Base Case | 2029 | 8 | 71 | Decatur_Gas | 7.0405
TVA Base Case | 2029 | 9 | 71 | Decatur_Gas | 6.8034
TVA Base Case | 2029 | 10 | 71 | Decatur_Gas | 6.835
TVA Base Case | 2029 | 11 | 71 | Decatur_Gas | 6.9584
TVA Base Case | 2029 | 12 | 71 | Decatur_Gas | 7.119
TVA Base Case | 2030 | 1 | 71 | Decatur_Gas | 7.5869
TVA Base Case | 2030 | 2 | 71 | Decatur_Gas | 7.4363
TVA Base Case | 2030 | 3 | 71 | Decatur_Gas | 6.7745
TVA Base Case | 2030 | 4 | 71 | Decatur_Gas | 6.6642
TVA Base Case | 2030 | 5 | 71 | Decatur_Gas | 6.7405
TVA Base Case | 2030 | 6 | 71 | Decatur_Gas | 6.8506
TVA Base Case | 2030 | 7 | 71 | Decatur_Gas | 7.2536
TVA Base Case | 2030 | 8 | 71 | Decatur_Gas | 7.2841
TVA Base Case | 2030 | 9 | 71 | Decatur_Gas | 7.0437
TVA Base Case | 2030 | 10 | 71 | Decatur_Gas | 7.0572
TVA Base Case | 2030 | 11 | 71 | Decatur_Gas | 7.2129
TVA Base Case | 2030 | 12 | 71 | Decatur_Gas | 7.4144
TVA Base Case | 2031 | 1 | 71 | Decatur_Gas | 7.8884
TVA Base Case | 2031 | 2 | 71 | Decatur_Gas | 7.759
TVA Base Case | 2031 | 3 | 71 | Decatur_Gas | 7.1298
TVA Base Case | 2031 | 4 | 71 | Decatur_Gas | 6.9784
TVA Base Case | 2031 | 5 | 71 | Decatur_Gas | 6.9945
TVA Base Case | 2031 | 6 | 71 | Decatur_Gas | 7.1523
TVA Base Case | 2031 | 7 | 71 | Decatur_Gas | 7.5487
TVA Base Case | 2031 | 8 | 71 | Decatur_Gas | 7.5749
TVA Base Case | 2031 | 9 | 71 | Decatur_Gas | 7.3443
TVA Base Case | 2031 | 10 | 71 | Decatur_Gas | 7.3733
TVA Base Case | 2031 | 11 | 71 | Decatur_Gas | 7.5266
TVA Base Case | 2031 | 12 | 71 | Decatur_Gas | 7.7134
TVA Base Case | 2032 | 1 | 71 | Decatur_Gas | 8.209
TVA Base Case | 2032 | 2 | 71 | Decatur_Gas | 7.8328
TVA Base Case | 2032 | 3 | 71 | Decatur_Gas | 7.4402
TVA Base Case | 2032 | 4 | 71 | Decatur_Gas | 7.332
TVA Base Case | 2032 | 5 | 71 | Decatur_Gas | 7.3529
TVA Base Case | 2032 | 6 | 71 | Decatur_Gas | 7.5326
TVA Base Case | 2032 | 7 | 71 | Decatur_Gas | 7.8774
TVA Base Case | 2032 | 8 | 71 | Decatur_Gas | 7.9044
TVA Base Case | 2032 | 9 | 71 | Decatur_Gas | 7.6081
TVA Base Case | 2032 | 10 | 71 | Decatur_Gas | 7.6374
TVA Base Case | 2032 | 11 | 71 | Decatur_Gas | 7.8677
TVA Base Case | 2032 | 12 | 71 | Decatur_Gas | 8.0176
TVA Base Case | 2033 | 1 | 71 | Decatur_Gas | 8.5863
TVA Base Case | 2033 | 2 | 71 | Decatur_Gas | 8.3565
TVA Base Case | 2033 | 3 | 71 | Decatur_Gas | 7.7603
TVA Base Case | 2033 | 4 | 71 | Decatur_Gas | 7.582
TVA Base Case | 2033 | 5 | 71 | Decatur_Gas | 7.647
TVA Base Case | 2033 | 6 | 71 | Decatur_Gas | 7.8456
TVA Base Case | 2033 | 7 | 71 | Decatur_Gas | 8.2603
TVA Base Case | 2033 | 8 | 71 | Decatur_Gas | 8.3025
TVA Base Case | 2033 | 9 | 71 | Decatur_Gas | 7.9461
TVA Base Case | 2033 | 10 | 71 | Decatur_Gas | 7.9706
TVA Base Case | 2033 | 11 | 71 | Decatur_Gas | 8.2155
TVA Base Case | 2033 | 12 | 71 | Decatur_Gas | 8.3743
TVA Base Case | 2034 | 1 | 71 | Decatur_Gas | 8.9364
TVA Base Case | 2034 | 2 | 71 | Decatur_Gas | 8.6143
TVA Base Case | 2034 | 3 | 71 | Decatur_Gas | 8.0461
TVA Base Case | 2034 | 4 | 71 | Decatur_Gas | 7.8974
TVA Base Case | 2034 | 5 | 71 | Decatur_Gas | 8.0275
TVA Base Case | 2034 | 6 | 71 | Decatur_Gas | 8.192
TVA Base Case | 2034 | 7 | 71 | Decatur_Gas | 8.6009
TVA Base Case | 2034 | 8 | 71 | Decatur_Gas | 8.6245
TVA Base Case | 2034 | 9 | 71 | Decatur_Gas | 8.2117
TVA Base Case | 2034 | 10 | 71 | Decatur_Gas | 8.2314
TVA Base Case | 2034 | 11 | 71 | Decatur_Gas | 8.4809
TVA Base Case | 2034 | 12 | 71 | Decatur_Gas | 8.6278
TVA Base Case | 2035 | 1 | 71 | Decatur_Gas | 9.1178
TVA Base Case | 2035 | 2 | 71 | Decatur_Gas | 8.9535
TVA Base Case | 2035 | 3 | 71 | Decatur_Gas | 8.2857
TVA Base Case | 2035 | 4 | 71 | Decatur_Gas | 8.1177
TVA Base Case | 2035 | 5 | 71 | Decatur_Gas | 8.2065
TVA Base Case | 2035 | 6 | 71 | Decatur_Gas | 8.3899
TVA Base Case | 2035 | 7 | 71 | Decatur_Gas | 9.0015
TVA Base Case | 2035 | 8 | 71 | Decatur_Gas | 9.041
TVA Base Case | 2035 | 9 | 71 | Decatur_Gas | 8.5891
TVA Base Case | 2035 | 10 | 71 | Decatur_Gas | 8.5792
TVA Base Case | 2035 | 11 | 71 | Decatur_Gas | 8.6989
TVA Base Case | 2035 | 12 | 71 | Decatur_Gas | 8.8933
TVA Base Case | 2014 | 1 | 12 | GAF-01_Coal | 2.1451
TVA Base Case | 2014 | 2 | 12 | GAF-01_Coal | 2.1451
TVA Base Case | 2014 | 3 | 12 | GAF-01_Coal | 2.1451
TVA Base Case | 2014 | 4 | 12 | GAF-01_Coal | 2.1678
TVA Base Case | 2014 | 5 | 12 | GAF-01_Coal | 2.1764
TVA Base Case | 2014 | 6 | 12 | GAF-01_Coal | 2.1762
TVA Base Case | 2014 | 7 | 12 | GAF-01_Coal | 2.1836
TVA Base Case | 2014 | 8 | 12 | GAF-01_Coal | 2.1834
TVA Base Case | 2014 | 9 | 12 | GAF-01_Coal | 2.1797
TVA Base Case | 2014 | 10 | 12 | GAF-01_Coal | 2.1926
TVA Base Case | 2014 | 11 | 12 | GAF-01_Coal | 2.1926
TVA Base Case | 2014 | 12 | 12 | GAF-01_Coal | 2.1923
TVA Base Case | 2015 | 1 | 12 | GAF-01_Coal | 1.93
TVA Base Case | 2015 | 2 | 12 | GAF-01_Coal | 1.93
TVA Base Case | 2015 | 3 | 12 | GAF-01_Coal | 1.93
TVA Base Case | 2015 | 4 | 12 | GAF-01_Coal | 1.93
TVA Base Case | 2015 | 5 | 12 | GAF-01_Coal | 1.93
TVA Base Case | 2015 | 6 | 12 | GAF-01_Coal | 1.93
TVA Base Case | 2015 | 7 | 12 | GAF-01_Coal | 1.93
TVA Base Case | 2015 | 8 | 12 | GAF-01_Coal | 1.93
TVA Base Case | 2015 | 9 | 12 | GAF-01_Coal | 1.93
TVA Base Case | 2015 | 10 | 12 | GAF-01_Coal | 1.93
TVA Base Case | 2015 | 11 | 12 | GAF-01_Coal | 1.93
TVA Base Case | 2015 | 12 | 12 | GAF-01_Coal | 1.93
TVA Base Case | 2016 | 1 | 12 | GAF-01_Coal | 2.4671
TVA Base Case | 2016 | 2 | 12 | GAF-01_Coal | 2.4672
TVA Base Case | 2016 | 3 | 12 | GAF-01_Coal | 2.4368
TVA Base Case | 2016 | 4 | 12 | GAF-01_Coal | 2.5044
TVA Base Case | 2016 | 5 | 12 | GAF-01_Coal | 2.5041
TVA Base Case | 2016 | 6 | 12 | GAF-01_Coal | 2.5039
TVA Base Case | 2016 | 7 | 12 | GAF-01_Coal | 2.5038
TVA Base Case | 2016 | 8 | 12 | GAF-01_Coal | 2.5035
TVA Base Case | 2016 | 9 | 12 | GAF-01_Coal | 2.5033
TVA Base Case | 2016 | 10 | 12 | GAF-01_Coal | 2.5033
TVA Base Case | 2016 | 11 | 12 | GAF-01_Coal | 2.5033
TVA Base Case | 2016 | 12 | 12 | GAF-01_Coal | 2.5036
TVA Base Case | 2017 | 1 | 12 | GAF-01_Coal | 2.6417
TVA Base Case | 2017 | 2 | 12 | GAF-01_Coal | 2.6421
TVA Base Case | 2017 | 3 | 12 | GAF-01_Coal | 2.6398
TVA Base Case | 2017 | 4 | 12 | GAF-01_Coal | 2.6399
TVA Base Case | 2017 | 5 | 12 | GAF-01_Coal | 2.64
TVA Base Case | 2017 | 6 | 12 | GAF-01_Coal | 2.6401
TVA Base Case | 2017 | 7 | 12 | GAF-01_Coal | 2.6402
TVA Base Case | 2017 | 8 | 12 | GAF-01_Coal | 2.6403
TVA Base Case | 2017 | 9 | 12 | GAF-01_Coal | 2.6404
TVA Base Case | 2017 | 10 | 12 | GAF-01_Coal | 2.6405
TVA Base Case | 2017 | 11 | 12 | GAF-01_Coal | 2.6405
TVA Base Case | 2017 | 12 | 12 | GAF-01_Coal | 2.6406
TVA Base Case | 2018 | 1 | 12 | GAF-01_Coal | 2.7188
TVA Base Case | 2018 | 2 | 12 | GAF-01_Coal | 2.7187
TVA Base Case | 2018 | 3 | 12 | GAF-01_Coal | 2.7187
TVA Base Case | 2018 | 4 | 12 | GAF-01_Coal | 2.7188
TVA Base Case | 2018 | 5 | 12 | GAF-01_Coal | 2.7189
TVA Base Case | 2018 | 6 | 12 | GAF-01_Coal | 2.719
TVA Base Case | 2018 | 7 | 12 | GAF-01_Coal | 2.7191
TVA Base Case | 2018 | 8 | 12 | GAF-01_Coal | 2.7192
TVA Base Case | 2018 | 9 | 12 | GAF-01_Coal | 2.7192
TVA Base Case | 2018 | 10 | 12 | GAF-01_Coal | 2.7193
TVA Base Case | 2018 | 11 | 12 | GAF-01_Coal | 2.7194
TVA Base Case | 2018 | 12 | 12 | GAF-01_Coal | 2.7195
TVA Base Case | 2019 | 1 | 12 | GAF-01_Coal | 3.146
TVA Base Case | 2019 | 2 | 12 | GAF-01_Coal | 3.1487
TVA Base Case | 2019 | 3 | 12 | GAF-01_Coal | 3.1514
TVA Base Case | 2019 | 4 | 12 | GAF-01_Coal | 3.1542
TVA Base Case | 2019 | 5 | 12 | GAF-01_Coal | 3.1569
TVA Base Case | 2019 | 6 | 12 | GAF-01_Coal | 3.1597
TVA Base Case | 2019 | 7 | 12 | GAF-01_Coal | 3.1624
TVA Base Case | 2019 | 8 | 12 | GAF-01_Coal | 3.1652
TVA Base Case | 2019 | 9 | 12 | GAF-01_Coal | 3.1679
TVA Base Case | 2019 | 10 | 12 | GAF-01_Coal | 3.1707
TVA Base Case | 2019 | 11 | 12 | GAF-01_Coal | 3.1735
TVA Base Case | 2019 | 12 | 12 | GAF-01_Coal | 3.1762
TVA Base Case | 2020 | 1 | 12 | GAF-01_Coal | 3.2956
TVA Base Case | 2020 | 2 | 12 | GAF-01_Coal | 3.2984
TVA Base Case | 2020 | 3 | 12 | GAF-01_Coal | 3.3012
TVA Base Case | 2020 | 4 | 12 | GAF-01_Coal | 3.304
TVA Base Case | 2020 | 5 | 12 | GAF-01_Coal | 3.3068
TVA Base Case | 2020 | 6 | 12 | GAF-01_Coal | 3.3096
TVA Base Case | 2020 | 7 | 12 | GAF-01_Coal | 3.3124
TVA Base Case | 2020 | 8 | 12 | GAF-01_Coal | 3.3153
TVA Base Case | 2020 | 9 | 12 | GAF-01_Coal | 3.3181
TVA Base Case | 2020 | 10 | 12 | GAF-01_Coal | 3.3209
TVA Base Case | 2020 | 11 | 12 | GAF-01_Coal | 3.3238
TVA Base Case | 2020 | 12 | 12 | GAF-01_Coal | 3.3266
TVA Base Case | 2021 | 1 | 12 | GAF-01_Coal | 3.3699
TVA Base Case | 2021 | 2 | 12 | GAF-01_Coal | 3.3727
TVA Base Case | 2021 | 3 | 12 | GAF-01_Coal | 3.3756
TVA Base Case | 2021 | 4 | 12 | GAF-01_Coal | 3.3784
TVA Base Case | 2021 | 5 | 12 | GAF-01_Coal | 3.3813
TVA Base Case | 2021 | 6 | 12 | GAF-01_Coal | 3.3841
TVA Base Case | 2021 | 7 | 12 | GAF-01_Coal | 3.387
TVA Base Case | 2021 | 8 | 12 | GAF-01_Coal | 3.3899
TVA Base Case | 2021 | 9 | 12 | GAF-01_Coal | 3.3927
TVA Base Case | 2021 | 10 | 12 | GAF-01_Coal | 3.3956
TVA Base Case | 2021 | 11 | 12 | GAF-01_Coal | 3.3985
TVA Base Case | 2021 | 12 | 12 | GAF-01_Coal | 3.4014
TVA Base Case | 2022 | 1 | 12 | GAF-01_Coal | 3.5001
TVA Base Case | 2022 | 2 | 12 | GAF-01_Coal | 3.5031
TVA Base Case | 2022 | 3 | 12 | GAF-01_Coal | 3.5061
TVA Base Case | 2022 | 4 | 12 | GAF-01_Coal | 3.5091
TVA Base Case | 2022 | 5 | 12 | GAF-01_Coal | 3.5121
TVA Base Case | 2022 | 6 | 12 | GAF-01_Coal | 3.5151
TVA Base Case | 2022 | 7 | 12 | GAF-01_Coal | 3.5181
TVA Base Case | 2022 | 8 | 12 | GAF-01_Coal | 3.5211
TVA Base Case | 2022 | 9 | 12 | GAF-01_Coal | 3.5241
TVA Base Case | 2022 | 10 | 12 | GAF-01_Coal | 3.5271
TVA Base Case | 2022 | 11 | 12 | GAF-01_Coal | 3.5301
TVA Base Case | 2022 | 12 | 12 | GAF-01_Coal | 3.5331
TVA Base Case | 2023 | 1 | 12 | GAF-01_Coal | 3.6226
TVA Base Case | 2023 | 2 | 12 | GAF-01_Coal | 3.6255
TVA Base Case | 2023 | 3 | 12 | GAF-01_Coal | 3.6283
TVA Base Case | 2023 | 4 | 12 | GAF-01_Coal | 3.6312
TVA Base Case | 2023 | 5 | 12 | GAF-01_Coal | 3.634
TVA Base Case | 2023 | 6 | 12 | GAF-01_Coal | 3.6368
TVA Base Case | 2023 | 7 | 12 | GAF-01_Coal | 3.6397
TVA Base Case | 2023 | 8 | 12 | GAF-01_Coal | 3.6425
TVA Base Case | 2023 | 9 | 12 | GAF-01_Coal | 3.6454
TVA Base Case | 2023 | 10 | 12 | GAF-01_Coal | 3.6483
TVA Base Case | 2023 | 11 | 12 | GAF-01_Coal | 3.6511
TVA Base Case | 2023 | 12 | 12 | GAF-01_Coal | 3.654
TVA Base Case | 2024 | 1 | 12 | GAF-01_Coal | 3.7033
TVA Base Case | 2024 | 2 | 12 | GAF-01_Coal | 3.7062
TVA Base Case | 2024 | 3 | 12 | GAF-01_Coal | 3.7091
TVA Base Case | 2024 | 4 | 12 | GAF-01_Coal | 3.712
TVA Base Case | 2024 | 5 | 12 | GAF-01_Coal | 3.7149
TVA Base Case | 2024 | 6 | 12 | GAF-01_Coal | 3.7178
TVA Base Case | 2024 | 7 | 12 | GAF-01_Coal | 3.7207
TVA Base Case | 2024 | 8 | 12 | GAF-01_Coal | 3.7236
TVA Base Case | 2024 | 9 | 12 | GAF-01_Coal | 3.7265
TVA Base Case | 2024 | 10 | 12 | GAF-01_Coal | 3.7294
TVA Base Case | 2024 | 11 | 12 | GAF-01_Coal | 3.7323
TVA Base Case | 2024 | 12 | 12 | GAF-01_Coal | 3.7352
TVA Base Case | 2025 | 1 | 12 | GAF-01_Coal | 3.7656
TVA Base Case | 2025 | 2 | 12 | GAF-01_Coal | 3.7685
TVA Base Case | 2025 | 3 | 12 | GAF-01_Coal | 3.7715
TVA Base Case | 2025 | 4 | 12 | GAF-01_Coal | 3.7744
TVA Base Case | 2025 | 5 | 12 | GAF-01_Coal | 3.7773
TVA Base Case | 2025 | 6 | 12 | GAF-01_Coal | 3.7803
TVA Base Case | 2025 | 7 | 12 | GAF-01_Coal | 3.7832
TVA Base Case | 2025 | 8 | 12 | GAF-01_Coal | 3.7862
TVA Base Case | 2025 | 9 | 12 | GAF-01_Coal | 3.7891
TVA Base Case | 2025 | 10 | 12 | GAF-01_Coal | 3.7921
TVA Base Case | 2025 | 11 | 12 | GAF-01_Coal | 3.795
TVA Base Case | 2025 | 12 | 12 | GAF-01_Coal | 3.798
TVA Base Case | 2026 | 1 | 12 | GAF-01_Coal | 3.8929
TVA Base Case | 2026 | 2 | 12 | GAF-01_Coal | 3.8958
TVA Base Case | 2026 | 3 | 12 | GAF-01_Coal | 3.8988
TVA Base Case | 2026 | 4 | 12 | GAF-01_Coal | 3.9018
TVA Base Case | 2026 | 5 | 12 | GAF-01_Coal | 3.9048
TVA Base Case | 2026 | 6 | 12 | GAF-01_Coal | 3.9078
TVA Base Case | 2026 | 7 | 12 | GAF-01_Coal | 3.9108
TVA Base Case | 2026 | 8 | 12 | GAF-01_Coal | 3.9138
TVA Base Case | 2026 | 9 | 12 | GAF-01_Coal | 3.9168
TVA Base Case | 2026 | 10 | 12 | GAF-01_Coal | 3.9198
TVA Base Case | 2026 | 11 | 12 | GAF-01_Coal | 3.9228
TVA Base Case | 2026 | 12 | 12 | GAF-01_Coal | 3.9258
TVA Base Case | 2027 | 1 | 12 | GAF-01_Coal | 3.9738
TVA Base Case | 2027 | 2 | 12 | GAF-01_Coal | 3.9768
TVA Base Case | 2027 | 3 | 12 | GAF-01_Coal | 3.9798
TVA Base Case | 2027 | 4 | 12 | GAF-01_Coal | 3.9828
TVA Base Case | 2027 | 5 | 12 | GAF-01_Coal | 3.9859
TVA Base Case | 2027 | 6 | 12 | GAF-01_Coal | 3.9889
TVA Base Case | 2027 | 7 | 12 | GAF-01_Coal | 3.9919
TVA Base Case | 2027 | 8 | 12 | GAF-01_Coal | 3.995
TVA Base Case | 2027 | 9 | 12 | GAF-01_Coal | 3.998
TVA Base Case | 2027 | 10 | 12 | GAF-01_Coal | 4.0011
TVA Base Case | 2027 | 11 | 12 | GAF-01_Coal | 4.0041
TVA Base Case | 2027 | 12 | 12 | GAF-01_Coal | 4.0072
TVA Base Case | 2028 | 1 | 12 | GAF-01_Coal | 4.0694
TVA Base Case | 2028 | 2 | 12 | GAF-01_Coal | 4.0725
TVA Base Case | 2028 | 3 | 12 | GAF-01_Coal | 4.0755
TVA Base Case | 2028 | 4 | 12 | GAF-01_Coal | 4.0786
TVA Base Case | 2028 | 5 | 12 | GAF-01_Coal | 4.0817
TVA Base Case | 2028 | 6 | 12 | GAF-01_Coal | 4.0848
TVA Base Case | 2028 | 7 | 12 | GAF-01_Coal | 4.0879
TVA Base Case | 2028 | 8 | 12 | GAF-01_Coal | 4.091
TVA Base Case | 2028 | 9 | 12 | GAF-01_Coal | 4.0941
TVA Base Case | 2028 | 10 | 12 | GAF-01_Coal | 4.0972
TVA Base Case | 2028 | 11 | 12 | GAF-01_Coal | 4.1003
TVA Base Case | 2028 | 12 | 12 | GAF-01_Coal | 4.1034
TVA Base Case | 2029 | 1 | 12 | GAF-01_Coal | 4.2161
TVA Base Case | 2029 | 2 | 12 | GAF-01_Coal | 4.2192
TVA Base Case | 2029 | 3 | 12 | GAF-01_Coal | 4.2223
TVA Base Case | 2029 | 4 | 12 | GAF-01_Coal | 4.2255
TVA Base Case | 2029 | 5 | 12 | GAF-01_Coal | 4.2286
TVA Base Case | 2029 | 6 | 12 | GAF-01_Coal | 4.2317
TVA Base Case | 2029 | 7 | 12 | GAF-01_Coal | 4.2349
TVA Base Case | 2029 | 8 | 12 | GAF-01_Coal | 4.238
TVA Base Case | 2029 | 9 | 12 | GAF-01_Coal | 4.2412
TVA Base Case | 2029 | 10 | 12 | GAF-01_Coal | 4.2443
TVA Base Case | 2029 | 11 | 12 | GAF-01_Coal | 4.2475
TVA Base Case | 2029 | 12 | 12 | GAF-01_Coal | 4.2506
TVA Base Case | 2030 | 1 | 12 | GAF-01_Coal | 4.3114
TVA Base Case | 2030 | 2 | 12 | GAF-01_Coal | 4.3146
TVA Base Case | 2030 | 3 | 12 | GAF-01_Coal | 4.3177
TVA Base Case | 2030 | 4 | 12 | GAF-01_Coal | 4.3209
TVA Base Case | 2030 | 5 | 12 | GAF-01_Coal | 4.3241
TVA Base Case | 2030 | 6 | 12 | GAF-01_Coal | 4.3273
TVA Base Case | 2030 | 7 | 12 | GAF-01_Coal | 4.3305
TVA Base Case | 2030 | 8 | 12 | GAF-01_Coal | 4.3337
TVA Base Case | 2030 | 9 | 12 | GAF-01_Coal | 4.3369
TVA Base Case | 2030 | 10 | 12 | GAF-01_Coal | 4.3401
TVA Base Case | 2030 | 11 | 12 | GAF-01_Coal | 4.3433
TVA Base Case | 2030 | 12 | 12 | GAF-01_Coal | 4.3465
TVA Base Case | 2031 | 1 | 12 | GAF-01_Coal | 4.4087
TVA Base Case | 2031 | 2 | 12 | GAF-01_Coal | 4.412
TVA Base Case | 2031 | 3 | 12 | GAF-01_Coal | 4.4152
TVA Base Case | 2031 | 4 | 12 | GAF-01_Coal | 4.4184
TVA Base Case | 2031 | 5 | 12 | GAF-01_Coal | 4.4217
TVA Base Case | 2031 | 6 | 12 | GAF-01_Coal | 4.4249
TVA Base Case | 2031 | 7 | 12 | GAF-01_Coal | 4.4281
TVA Base Case | 2031 | 8 | 12 | GAF-01_Coal | 4.4314
TVA Base Case | 2031 | 9 | 12 | GAF-01_Coal | 4.4346
TVA Base Case | 2031 | 10 | 12 | GAF-01_Coal | 4.4379
TVA Base Case | 2031 | 11 | 12 | GAF-01_Coal | 4.4411
TVA Base Case | 2031 | 12 | 12 | GAF-01_Coal | 4.4444
TVA Base Case | 2032 | 1 | 12 | GAF-01_Coal | 4.6066
TVA Base Case | 2032 | 2 | 12 | GAF-01_Coal | 4.6099
TVA Base Case | 2032 | 3 | 12 | GAF-01_Coal | 4.6132
TVA Base Case | 2032 | 4 | 12 | GAF-01_Coal | 4.6165
TVA Base Case | 2032 | 5 | 12 | GAF-01_Coal | 4.6198
TVA Base Case | 2032 | 6 | 12 | GAF-01_Coal | 4.623
TVA Base Case | 2032 | 7 | 12 | GAF-01_Coal | 4.6263
TVA Base Case | 2032 | 8 | 12 | GAF-01_Coal | 4.6296
TVA Base Case | 2032 | 9 | 12 | GAF-01_Coal | 4.6329
TVA Base Case | 2032 | 10 | 12 | GAF-01_Coal | 4.6362
TVA Base Case | 2032 | 11 | 12 | GAF-01_Coal | 4.6396
TVA Base Case | 2032 | 12 | 12 | GAF-01_Coal | 4.6429
TVA Base Case | 2033 | 1 | 12 | GAF-01_Coal | 4.7121
TVA Base Case | 2033 | 2 | 12 | GAF-01_Coal | 4.7154
TVA Base Case | 2033 | 3 | 12 | GAF-01_Coal | 4.7188
TVA Base Case | 2033 | 4 | 12 | GAF-01_Coal | 4.7221
TVA Base Case | 2033 | 5 | 12 | GAF-01_Coal | 4.7254
TVA Base Case | 2033 | 6 | 12 | GAF-01_Coal | 4.7288
TVA Base Case | 2033 | 7 | 12 | GAF-01_Coal | 4.7321
TVA Base Case | 2033 | 8 | 12 | GAF-01_Coal | 4.7355
TVA Base Case | 2033 | 9 | 12 | GAF-01_Coal | 4.7388
TVA Base Case | 2033 | 10 | 12 | GAF-01_Coal | 4.7422
TVA Base Case | 2033 | 11 | 12 | GAF-01_Coal | 4.7456
TVA Base Case | 2033 | 12 | 12 | GAF-01_Coal | 4.7489
TVA Base Case | 2034 | 1 | 12 | GAF-01_Coal | 4.8203
TVA Base Case | 2034 | 2 | 12 | GAF-01_Coal | 4.8237
TVA Base Case | 2034 | 3 | 12 | GAF-01_Coal | 4.827
TVA Base Case | 2034 | 4 | 12 | GAF-01_Coal | 4.8304
TVA Base Case | 2034 | 5 | 12 | GAF-01_Coal | 4.8338
TVA Base Case | 2034 | 6 | 12 | GAF-01_Coal | 4.8372
TVA Base Case | 2034 | 7 | 12 | GAF-01_Coal | 4.8406
TVA Base Case | 2034 | 8 | 12 | GAF-01_Coal | 4.844
TVA Base Case | 2034 | 9 | 12 | GAF-01_Coal | 4.8474
TVA Base Case | 2034 | 10 | 12 | GAF-01_Coal | 4.8509
TVA Base Case | 2034 | 11 | 12 | GAF-01_Coal | 4.8543
TVA Base Case | 2034 | 12 | 12 | GAF-01_Coal | 4.8577
TVA Base Case | 2035 | 1 | 12 | GAF-01_Coal | 4.5023
TVA Base Case | 2035 | 2 | 12 | GAF-01_Coal | 4.5105
TVA Base Case | 2035 | 3 | 12 | GAF-01_Coal | 4.5187
TVA Base Case | 2035 | 4 | 12 | GAF-01_Coal | 4.5269
TVA Base Case | 2035 | 5 | 12 | GAF-01_Coal | 4.5351
TVA Base Case | 2035 | 6 | 12 | GAF-01_Coal | 4.5433
TVA Base Case | 2035 | 7 | 12 | GAF-01_Coal | 4.5515
TVA Base Case | 2035 | 8 | 12 | GAF-01_Coal | 4.5598
TVA Base Case | 2035 | 9 | 12 | GAF-01_Coal | 4.568
TVA Base Case | 2035 | 10 | 12 | GAF-01_Coal | 4.5762
TVA Base Case | 2035 | 11 | 12 | GAF-01_Coal | 4.5845
TVA Base Case | 2035 | 12 | 12 | GAF-01_Coal | 4.5928
TVA Base Case | 2014 | 1 | 64 | Gallatin_Gas | 5.3282
TVA Base Case | 2014 | 2 | 64 | Gallatin_Gas | 5.3282
TVA Base Case | 2014 | 3 | 64 | Gallatin_Gas | 5.3282
TVA Base Case | 2014 | 4 | 64 | Gallatin_Gas | 4.844
TVA Base Case | 2014 | 5 | 64 | Gallatin_Gas | 4.6859
TVA Base Case | 2014 | 6 | 64 | Gallatin_Gas | 4.6261
TVA Base Case | 2014 | 7 | 64 | Gallatin_Gas | 4.6211
TVA Base Case | 2014 | 8 | 64 | Gallatin_Gas | 4.614
TVA Base Case | 2014 | 9 | 64 | Gallatin_Gas | 4.5907
TVA Base Case | 2014 | 10 | 64 | Gallatin_Gas | 4.6621
TVA Base Case | 2014 | 11 | 64 | Gallatin_Gas | 4.847
TVA Base Case | 2014 | 12 | 64 | Gallatin_Gas | 4.9686
TVA Base Case | 2015 | 1 | 64 | Gallatin_Gas | 2.91
TVA Base Case | 2015 | 2 | 64 | Gallatin_Gas | 2.91
TVA Base Case | 2015 | 3 | 64 | Gallatin_Gas | 2.91
TVA Base Case | 2015 | 4 | 64 | Gallatin_Gas | 2.8668
TVA Base Case | 2015 | 5 | 64 | Gallatin_Gas | 2.8933
TVA Base Case | 2015 | 6 | 64 | Gallatin_Gas | 2.9147
TVA Base Case | 2015 | 7 | 64 | Gallatin_Gas | 2.9595
TVA Base Case | 2015 | 8 | 64 | Gallatin_Gas | 2.981
TVA Base Case | 2015 | 9 | 64 | Gallatin_Gas | 2.9733
TVA Base Case | 2015 | 10 | 64 | Gallatin_Gas | 2.9998
TVA Base Case | 2015 | 11 | 64 | Gallatin_Gas | 3.0962
TVA Base Case | 2015 | 12 | 64 | Gallatin_Gas | 3.2562
TVA Base Case | 2016 | 1 | 64 | Gallatin_Gas | 3.3856
TVA Base Case | 2016 | 2 | 64 | Gallatin_Gas | 3.3723
TVA Base Case | 2016 | 3 | 64 | Gallatin_Gas | 3.3371
TVA Base Case | 2016 | 4 | 64 | Gallatin_Gas | 3.2036
TVA Base Case | 2016 | 5 | 64 | Gallatin_Gas | 3.2046
TVA Base Case | 2016 | 6 | 64 | Gallatin_Gas | 3.2367
TVA Base Case | 2016 | 7 | 64 | Gallatin_Gas | 3.2739
TVA Base Case | 2016 | 8 | 64 | Gallatin_Gas | 3.2821
TVA Base Case | 2016 | 9 | 64 | Gallatin_Gas | 3.2714
TVA Base Case | 2016 | 10 | 64 | Gallatin_Gas | 3.2938
TVA Base Case | 2016 | 11 | 64 | Gallatin_Gas | 3.3769
TVA Base Case | 2016 | 12 | 64 | Gallatin_Gas | 3.5553
TVA Base Case | 2017 | 1 | 64 | Gallatin_Gas | 3.7121
TVA Base Case | 2017 | 2 | 64 | Gallatin_Gas | 3.6998
TVA Base Case | 2017 | 3 | 64 | Gallatin_Gas | 3.6534
TVA Base Case | 2017 | 4 | 64 | Gallatin_Gas | 3.4164
TVA Base Case | 2017 | 5 | 64 | Gallatin_Gas | 3.4195
TVA Base Case | 2017 | 6 | 64 | Gallatin_Gas | 3.4557
TVA Base Case | 2017 | 7 | 64 | Gallatin_Gas | 3.4949
TVA Base Case | 2017 | 8 | 64 | Gallatin_Gas | 3.5061
TVA Base Case | 2017 | 9 | 64 | Gallatin_Gas | 3.4964
TVA Base Case | 2017 | 10 | 64 | Gallatin_Gas | 3.5189
TVA Base Case | 2017 | 11 | 64 | Gallatin_Gas | 3.5943
TVA Base Case | 2017 | 12 | 64 | Gallatin_Gas | 3.7615
TVA Base Case | 2018 | 1 | 64 | Gallatin_Gas | 3.8991
TVA Base Case | 2018 | 2 | 64 | Gallatin_Gas | 3.8767
TVA Base Case | 2018 | 3 | 64 | Gallatin_Gas | 3.8201
TVA Base Case | 2018 | 4 | 64 | Gallatin_Gas | 3.5033
TVA Base Case | 2018 | 5 | 64 | Gallatin_Gas | 3.5044
TVA Base Case | 2018 | 6 | 64 | Gallatin_Gas | 3.5372
TVA Base Case | 2018 | 7 | 64 | Gallatin_Gas | 3.6046
TVA Base Case | 2018 | 8 | 64 | Gallatin_Gas | 3.6298
TVA Base Case | 2018 | 9 | 64 | Gallatin_Gas | 3.6271
TVA Base Case | 2018 | 10 | 64 | Gallatin_Gas | 3.6591
TVA Base Case | 2018 | 11 | 64 | Gallatin_Gas | 3.753
TVA Base Case | 2018 | 12 | 64 | Gallatin_Gas | 3.894
TVA Base Case | 2019 | 1 | 64 | Gallatin_Gas | 4.1723
TVA Base Case | 2019 | 2 | 64 | Gallatin_Gas | 4.149
TVA Base Case | 2019 | 3 | 64 | Gallatin_Gas | 3.9086
TVA Base Case | 2019 | 4 | 64 | Gallatin_Gas | 3.6971
TVA Base Case | 2019 | 5 | 64 | Gallatin_Gas | 3.7337
TVA Base Case | 2019 | 6 | 64 | Gallatin_Gas | 3.802
TVA Base Case | 2019 | 7 | 64 | Gallatin_Gas | 3.9668
TVA Base Case | 2019 | 8 | 64 | Gallatin_Gas | 4.0083
TVA Base Case | 2019 | 9 | 64 | Gallatin_Gas | 3.9599
TVA Base Case | 2019 | 10 | 64 | Gallatin_Gas | 3.9918
TVA Base Case | 2019 | 11 | 64 | Gallatin_Gas | 4.0636
TVA Base Case | 2019 | 12 | 64 | Gallatin_Gas | 4.2112
TVA Base Case | 2020 | 1 | 64 | Gallatin_Gas | 4.567
TVA Base Case | 2020 | 2 | 64 | Gallatin_Gas | 4.3471
TVA Base Case | 2020 | 3 | 64 | Gallatin_Gas | 4.1344
TVA Base Case | 2020 | 4 | 64 | Gallatin_Gas | 4.0381
TVA Base Case | 2020 | 5 | 64 | Gallatin_Gas | 4.1139
TVA Base Case | 2020 | 6 | 64 | Gallatin_Gas | 4.1843
TVA Base Case | 2020 | 7 | 64 | Gallatin_Gas | 4.4432
TVA Base Case | 2020 | 8 | 64 | Gallatin_Gas | 4.4656
TVA Base Case | 2020 | 9 | 64 | Gallatin_Gas | 4.3168
TVA Base Case | 2020 | 10 | 64 | Gallatin_Gas | 4.3382
TVA Base Case | 2020 | 11 | 64 | Gallatin_Gas | 4.4259
TVA Base Case | 2020 | 12 | 64 | Gallatin_Gas | 4.5523
TVA Base Case | 2021 | 1 | 64 | Gallatin_Gas | 4.8058
TVA Base Case | 2021 | 2 | 64 | Gallatin_Gas | 4.7842
TVA Base Case | 2021 | 3 | 64 | Gallatin_Gas | 4.3825
TVA Base Case | 2021 | 4 | 64 | Gallatin_Gas | 4.2453
TVA Base Case | 2021 | 5 | 64 | Gallatin_Gas | 4.3164
TVA Base Case | 2021 | 6 | 64 | Gallatin_Gas | 4.4218
TVA Base Case | 2021 | 7 | 64 | Gallatin_Gas | 4.6531
TVA Base Case | 2021 | 8 | 64 | Gallatin_Gas | 4.6874
TVA Base Case | 2021 | 9 | 64 | Gallatin_Gas | 4.5337
TVA Base Case | 2021 | 10 | 64 | Gallatin_Gas | 4.5656
TVA Base Case | 2021 | 11 | 64 | Gallatin_Gas | 4.6787
TVA Base Case | 2021 | 12 | 64 | Gallatin_Gas | 4.7854
TVA Base Case | 2022 | 1 | 64 | Gallatin_Gas | 5.3821
TVA Base Case | 2022 | 2 | 64 | Gallatin_Gas | 5.2583
TVA Base Case | 2022 | 3 | 64 | Gallatin_Gas | 4.8938
TVA Base Case | 2022 | 4 | 64 | Gallatin_Gas | 4.7306
TVA Base Case | 2022 | 5 | 64 | Gallatin_Gas | 4.8282
TVA Base Case | 2022 | 6 | 64 | Gallatin_Gas | 4.8982
TVA Base Case | 2022 | 7 | 64 | Gallatin_Gas | 5.0994
TVA Base Case | 2022 | 8 | 64 | Gallatin_Gas | 5.1242
TVA Base Case | 2022 | 9 | 64 | Gallatin_Gas | 5.0236
TVA Base Case | 2022 | 10 | 64 | Gallatin_Gas | 5.0585
TVA Base Case | 2022 | 11 | 64 | Gallatin_Gas | 5.2407
TVA Base Case | 2022 | 12 | 64 | Gallatin_Gas | 5.3151
TVA Base Case | 2023 | 1 | 64 | Gallatin_Gas | 5.7176
TVA Base Case | 2023 | 2 | 64 | Gallatin_Gas | 5.6276
TVA Base Case | 2023 | 3 | 64 | Gallatin_Gas | 5.2691
TVA Base Case | 2023 | 4 | 64 | Gallatin_Gas | 5.1248
TVA Base Case | 2023 | 5 | 64 | Gallatin_Gas | 5.225
TVA Base Case | 2023 | 6 | 64 | Gallatin_Gas | 5.2963
TVA Base Case | 2023 | 7 | 64 | Gallatin_Gas | 5.4169
TVA Base Case | 2023 | 8 | 64 | Gallatin_Gas | 5.4407
TVA Base Case | 2023 | 9 | 64 | Gallatin_Gas | 5.3524
TVA Base Case | 2023 | 10 | 64 | Gallatin_Gas | 5.3762
TVA Base Case | 2023 | 11 | 64 | Gallatin_Gas | 5.5511
TVA Base Case | 2023 | 12 | 64 | Gallatin_Gas | 5.6497
TVA Base Case | 2024 | 1 | 64 | Gallatin_Gas | 5.9794
TVA Base Case | 2024 | 2 | 64 | Gallatin_Gas | 5.7771
TVA Base Case | 2024 | 3 | 64 | Gallatin_Gas | 5.474
TVA Base Case | 2024 | 4 | 64 | Gallatin_Gas | 5.3265
TVA Base Case | 2024 | 5 | 64 | Gallatin_Gas | 5.4153
TVA Base Case | 2024 | 6 | 64 | Gallatin_Gas | 5.4861
TVA Base Case | 2024 | 7 | 64 | Gallatin_Gas | 5.7708
TVA Base Case | 2024 | 8 | 64 | Gallatin_Gas | 5.8071
TVA Base Case | 2024 | 9 | 64 | Gallatin_Gas | 5.668
TVA Base Case | 2024 | 10 | 64 | Gallatin_Gas | 5.7043
TVA Base Case | 2024 | 11 | 64 | Gallatin_Gas | 5.8217
TVA Base Case | 2024 | 12 | 64 | Gallatin_Gas | 5.9347
TVA Base Case | 2025 | 1 | 64 | Gallatin_Gas | 6.3255
TVA Base Case | 2025 | 2 | 64 | Gallatin_Gas | 6.2186
TVA Base Case | 2025 | 3 | 64 | Gallatin_Gas | 5.7836
TVA Base Case | 2025 | 4 | 64 | Gallatin_Gas | 5.6105
TVA Base Case | 2025 | 5 | 64 | Gallatin_Gas | 5.6745
TVA Base Case | 2025 | 6 | 64 | Gallatin_Gas | 5.7589
TVA Base Case | 2025 | 7 | 64 | Gallatin_Gas | 6.0498
TVA Base Case | 2025 | 8 | 64 | Gallatin_Gas | 6.0869
TVA Base Case | 2025 | 9 | 64 | Gallatin_Gas | 5.9567
TVA Base Case | 2025 | 10 | 64 | Gallatin_Gas | 5.9815
TVA Base Case | 2025 | 11 | 64 | Gallatin_Gas | 6.1277
TVA Base Case | 2025 | 12 | 64 | Gallatin_Gas | 6.268
TVA Base Case | 2026 | 1 | 64 | Gallatin_Gas | 6.5422
TVA Base Case | 2026 | 2 | 64 | Gallatin_Gas | 6.4059
TVA Base Case | 2026 | 3 | 64 | Gallatin_Gas | 5.9142
TVA Base Case | 2026 | 4 | 64 | Gallatin_Gas | 5.7755
TVA Base Case | 2026 | 5 | 64 | Gallatin_Gas | 5.8512
TVA Base Case | 2026 | 6 | 64 | Gallatin_Gas | 5.9544
TVA Base Case | 2026 | 7 | 64 | Gallatin_Gas | 6.224
TVA Base Case | 2026 | 8 | 64 | Gallatin_Gas | 6.2366
TVA Base Case | 2026 | 9 | 64 | Gallatin_Gas | 6.0907
TVA Base Case | 2026 | 10 | 64 | Gallatin_Gas | 6.1261
TVA Base Case | 2026 | 11 | 64 | Gallatin_Gas | 6.2876
TVA Base Case | 2026 | 12 | 64 | Gallatin_Gas | 6.4209
TVA Base Case | 2027 | 1 | 64 | Gallatin_Gas | 6.819
TVA Base Case | 2027 | 2 | 64 | Gallatin_Gas | 6.729
TVA Base Case | 2027 | 3 | 64 | Gallatin_Gas | 6.2919
TVA Base Case | 2027 | 4 | 64 | Gallatin_Gas | 6.0835
TVA Base Case | 2027 | 5 | 64 | Gallatin_Gas | 6.1762
TVA Base Case | 2027 | 6 | 64 | Gallatin_Gas | 6.2945
TVA Base Case | 2027 | 7 | 64 | Gallatin_Gas | 6.5725
TVA Base Case | 2027 | 8 | 64 | Gallatin_Gas | 6.6111
TVA Base Case | 2027 | 9 | 64 | Gallatin_Gas | 6.4333
TVA Base Case | 2027 | 10 | 64 | Gallatin_Gas | 6.4537
TVA Base Case | 2027 | 11 | 64 | Gallatin_Gas | 6.6235
TVA Base Case | 2027 | 12 | 64 | Gallatin_Gas | 6.7574
TVA Base Case | 2028 | 1 | 64 | Gallatin_Gas | 7.3142
TVA Base Case | 2028 | 2 | 64 | Gallatin_Gas | 6.9734
TVA Base Case | 2028 | 3 | 64 | Gallatin_Gas | 6.6456
TVA Base Case | 2028 | 4 | 64 | Gallatin_Gas | 6.4694
TVA Base Case | 2028 | 5 | 64 | Gallatin_Gas | 6.5509
TVA Base Case | 2028 | 6 | 64 | Gallatin_Gas | 6.6879
TVA Base Case | 2028 | 7 | 64 | Gallatin_Gas | 6.9064
TVA Base Case | 2028 | 8 | 64 | Gallatin_Gas | 6.9457
TVA Base Case | 2028 | 9 | 64 | Gallatin_Gas | 6.7476
TVA Base Case | 2028 | 10 | 64 | Gallatin_Gas | 6.784
TVA Base Case | 2028 | 11 | 64 | Gallatin_Gas | 6.9806
TVA Base Case | 2028 | 12 | 64 | Gallatin_Gas | 7.0812
TVA Base Case | 2029 | 1 | 64 | Gallatin_Gas | 7.5797
TVA Base Case | 2029 | 2 | 64 | Gallatin_Gas | 7.4523
TVA Base Case | 2029 | 3 | 64 | Gallatin_Gas | 6.8845
TVA Base Case | 2029 | 4 | 64 | Gallatin_Gas | 6.6305
TVA Base Case | 2029 | 5 | 64 | Gallatin_Gas | 6.7107
TVA Base Case | 2029 | 6 | 64 | Gallatin_Gas | 6.8374
TVA Base Case | 2029 | 7 | 64 | Gallatin_Gas | 7.2212
TVA Base Case | 2029 | 8 | 64 | Gallatin_Gas | 7.2747
TVA Base Case | 2029 | 9 | 64 | Gallatin_Gas | 7.0615
TVA Base Case | 2029 | 10 | 64 | Gallatin_Gas | 7.0984
TVA Base Case | 2029 | 11 | 64 | Gallatin_Gas | 7.2022
TVA Base Case | 2029 | 12 | 64 | Gallatin_Gas | 7.3588
TVA Base Case | 2030 | 1 | 64 | Gallatin_Gas | 7.791
TVA Base Case | 2030 | 2 | 64 | Gallatin_Gas | 7.6445
TVA Base Case | 2030 | 3 | 64 | Gallatin_Gas | 7.0242
TVA Base Case | 2030 | 4 | 64 | Gallatin_Gas | 6.847
TVA Base Case | 2030 | 5 | 64 | Gallatin_Gas | 6.9594
TVA Base Case | 2030 | 6 | 64 | Gallatin_Gas | 7.0754
TVA Base Case | 2030 | 7 | 64 | Gallatin_Gas | 7.4912
TVA Base Case | 2030 | 8 | 64 | Gallatin_Gas | 7.5321
TVA Base Case | 2030 | 9 | 64 | Gallatin_Gas | 7.3002
TVA Base Case | 2030 | 10 | 64 | Gallatin_Gas | 7.3241
TVA Base Case | 2030 | 11 | 64 | Gallatin_Gas | 7.4706
TVA Base Case | 2030 | 12 | 64 | Gallatin_Gas | 7.6581
TVA Base Case | 2031 | 1 | 64 | Gallatin_Gas | 8.0914
TVA Base Case | 2031 | 2 | 64 | Gallatin_Gas | 7.9663
TVA Base Case | 2031 | 3 | 64 | Gallatin_Gas | 7.3788
TVA Base Case | 2031 | 4 | 64 | Gallatin_Gas | 7.1703
TVA Base Case | 2031 | 5 | 64 | Gallatin_Gas | 7.2222
TVA Base Case | 2031 | 6 | 64 | Gallatin_Gas | 7.3862
TVA Base Case | 2031 | 7 | 64 | Gallatin_Gas | 7.8004
TVA Base Case | 2031 | 8 | 64 | Gallatin_Gas | 7.8421
TVA Base Case | 2031 | 9 | 64 | Gallatin_Gas | 7.6151
TVA Base Case | 2031 | 10 | 64 | Gallatin_Gas | 7.6392
TVA Base Case | 2031 | 11 | 64 | Gallatin_Gas | 7.7884
TVA Base Case | 2031 | 12 | 64 | Gallatin_Gas | 7.9663
TVA Base Case | 2032 | 1 | 64 | Gallatin_Gas | 8.4111
TVA Base Case | 2032 | 2 | 64 | Gallatin_Gas | 8.0426
TVA Base Case | 2032 | 3 | 64 | Gallatin_Gas | 7.6984
TVA Base Case | 2032 | 4 | 64 | Gallatin_Gas | 7.5284
TVA Base Case | 2032 | 5 | 64 | Gallatin_Gas | 7.5851
TVA Base Case | 2032 | 6 | 64 | Gallatin_Gas | 7.7813
TVA Base Case | 2032 | 7 | 64 | Gallatin_Gas | 8.1436
TVA Base Case | 2032 | 8 | 64 | Gallatin_Gas | 8.1759
TVA Base Case | 2032 | 9 | 64 | Gallatin_Gas | 7.8827
TVA Base Case | 2032 | 10 | 64 | Gallatin_Gas | 7.9071
TVA Base Case | 2032 | 11 | 64 | Gallatin_Gas | 8.1339
TVA Base Case | 2032 | 12 | 64 | Gallatin_Gas | 8.2694
TVA Base Case | 2033 | 1 | 64 | Gallatin_Gas | 8.7981
TVA Base Case | 2033 | 2 | 64 | Gallatin_Gas | 8.5668
TVA Base Case | 2033 | 3 | 64 | Gallatin_Gas | 8.0176
TVA Base Case | 2033 | 4 | 64 | Gallatin_Gas | 7.7923
TVA Base Case | 2033 | 5 | 64 | Gallatin_Gas | 7.873
TVA Base Case | 2033 | 6 | 64 | Gallatin_Gas | 8.0882
TVA Base Case | 2033 | 7 | 64 | Gallatin_Gas | 8.5158
TVA Base Case | 2033 | 8 | 64 | Gallatin_Gas | 8.5634
TVA Base Case | 2033 | 9 | 64 | Gallatin_Gas | 8.2199
TVA Base Case | 2033 | 10 | 64 | Gallatin_Gas | 8.2446
TVA Base Case | 2033 | 11 | 64 | Gallatin_Gas | 8.4758
TVA Base Case | 2033 | 12 | 64 | Gallatin_Gas | 8.6102
TVA Base Case | 2034 | 1 | 64 | Gallatin_Gas | 9.1425
TVA Base Case | 2034 | 2 | 64 | Gallatin_Gas | 8.8284
TVA Base Case | 2034 | 3 | 64 | Gallatin_Gas | 8.3024
TVA Base Case | 2034 | 4 | 64 | Gallatin_Gas | 8.1017
TVA Base Case | 2034 | 5 | 64 | Gallatin_Gas | 8.2582
TVA Base Case | 2034 | 6 | 64 | Gallatin_Gas | 8.4339
TVA Base Case | 2034 | 7 | 64 | Gallatin_Gas | 8.8557
TVA Base Case | 2034 | 8 | 64 | Gallatin_Gas | 8.8897
TVA Base Case | 2034 | 9 | 64 | Gallatin_Gas | 8.4793
TVA Base Case | 2034 | 10 | 64 | Gallatin_Gas | 8.5144
TVA Base Case | 2034 | 11 | 64 | Gallatin_Gas | 8.74
TVA Base Case | 2034 | 12 | 64 | Gallatin_Gas | 8.8726
TVA Base Case | 2035 | 1 | 64 | Gallatin_Gas | 9.3272
TVA Base Case | 2035 | 2 | 64 | Gallatin_Gas | 9.1721
TVA Base Case | 2035 | 3 | 64 | Gallatin_Gas | 8.5457
TVA Base Case | 2035 | 4 | 64 | Gallatin_Gas | 8.3257
TVA Base Case | 2035 | 5 | 64 | Gallatin_Gas | 8.4405
TVA Base Case | 2035 | 6 | 64 | Gallatin_Gas | 8.6354
TVA Base Case | 2035 | 7 | 64 | Gallatin_Gas | 9.2612
TVA Base Case | 2035 | 8 | 64 | Gallatin_Gas | 9.3111
TVA Base Case | 2035 | 9 | 64 | Gallatin_Gas | 8.8613
TVA Base Case | 2035 | 10 | 64 | Gallatin_Gas | 8.8667
TVA Base Case | 2035 | 11 | 64 | Gallatin_Gas | 8.9617
TVA Base Case | 2035 | 12 | 64 | Gallatin_Gas | 9.142
TVA Base Case | 2014 | 1 | 88 | Gallatin_Oil | 22.4224
TVA Base Case | 2014 | 2 | 88 | Gallatin_Oil | 22.4224
TVA Base Case | 2014 | 3 | 88 | Gallatin_Oil | 22.4224
TVA Base Case | 2014 | 4 | 88 | Gallatin_Oil | 22.2248
TVA Base Case | 2014 | 5 | 88 | Gallatin_Oil | 22.1483
TVA Base Case | 2014 | 6 | 88 | Gallatin_Oil | 22.0969
TVA Base Case | 2014 | 7 | 88 | Gallatin_Oil | 22.0599
TVA Base Case | 2014 | 8 | 88 | Gallatin_Oil | 22.0265
TVA Base Case | 2014 | 9 | 88 | Gallatin_Oil | 22.0015
TVA Base Case | 2014 | 10 | 88 | Gallatin_Oil | 21.9551
TVA Base Case | 2014 | 11 | 88 | Gallatin_Oil | 21.9156
TVA Base Case | 2014 | 12 | 88 | Gallatin_Oil | 21.8794
TVA Base Case | 2015 | 1 | 88 | Gallatin_Oil | 13.37
TVA Base Case | 2015 | 2 | 88 | Gallatin_Oil | 13.37
TVA Base Case | 2015 | 3 | 88 | Gallatin_Oil | 13.37
TVA Base Case | 2015 | 4 | 88 | Gallatin_Oil | 13.5976
TVA Base Case | 2015 | 5 | 88 | Gallatin_Oil | 13.4709
TVA Base Case | 2015 | 6 | 88 | Gallatin_Oil | 13.4953
TVA Base Case | 2015 | 7 | 88 | Gallatin_Oil | 13.5832
TVA Base Case | 2015 | 8 | 88 | Gallatin_Oil | 13.7105
TVA Base Case | 2015 | 9 | 88 | Gallatin_Oil | 13.8547
TVA Base Case | 2015 | 10 | 88 | Gallatin_Oil | 13.9996
TVA Base Case | 2015 | 11 | 88 | Gallatin_Oil | 14.1212
TVA Base Case | 2015 | 12 | 88 | Gallatin_Oil | 14.2321
TVA Base Case | 2016 | 1 | 88 | Gallatin_Oil | 14.3483
TVA Base Case | 2016 | 2 | 88 | Gallatin_Oil | 14.4188
TVA Base Case | 2016 | 3 | 88 | Gallatin_Oil | 14.4247
TVA Base Case | 2016 | 4 | 88 | Gallatin_Oil | 14.3692
TVA Base Case | 2016 | 5 | 88 | Gallatin_Oil | 14.4006
TVA Base Case | 2016 | 6 | 88 | Gallatin_Oil | 14.4675
TVA Base Case | 2016 | 7 | 88 | Gallatin_Oil | 14.5532
TVA Base Case | 2016 | 8 | 88 | Gallatin_Oil | 14.6755
TVA Base Case | 2016 | 9 | 88 | Gallatin_Oil | 14.8089
TVA Base Case | 2016 | 10 | 88 | Gallatin_Oil | 14.9141
TVA Base Case | 2016 | 11 | 88 | Gallatin_Oil | 14.9864
TVA Base Case | 2016 | 12 | 88 | Gallatin_Oil | 15.0595
TVA Base Case | 2017 | 1 | 88 | Gallatin_Oil | 15.1316
TVA Base Case | 2017 | 2 | 88 | Gallatin_Oil | 15.1902
TVA Base Case | 2017 | 3 | 88 | Gallatin_Oil | 15.197
TVA Base Case | 2017 | 4 | 88 | Gallatin_Oil | 15.1546
TVA Base Case | 2017 | 5 | 88 | Gallatin_Oil | 15.1811
TVA Base Case | 2017 | 6 | 88 | Gallatin_Oil | 15.2019
TVA Base Case | 2017 | 7 | 88 | Gallatin_Oil | 15.2623
TVA Base Case | 2017 | 8 | 88 | Gallatin_Oil | 15.3451
TVA Base Case | 2017 | 9 | 88 | Gallatin_Oil | 15.4251
TVA Base Case | 2017 | 10 | 88 | Gallatin_Oil | 15.5051
TVA Base Case | 2017 | 11 | 88 | Gallatin_Oil | 15.5569
TVA Base Case | 2017 | 12 | 88 | Gallatin_Oil | 15.6045
TVA Base Case | 2018 | 1 | 88 | Gallatin_Oil | 15.593
TVA Base Case | 2018 | 2 | 88 | Gallatin_Oil | 15.605
TVA Base Case | 2018 | 3 | 88 | Gallatin_Oil | 15.5976
TVA Base Case | 2018 | 4 | 88 | Gallatin_Oil | 15.5751
TVA Base Case | 2018 | 5 | 88 | Gallatin_Oil | 15.5013
TVA Base Case | 2018 | 6 | 88 | Gallatin_Oil | 15.408
TVA Base Case | 2018 | 7 | 88 | Gallatin_Oil | 15.4853
TVA Base Case | 2018 | 8 | 88 | Gallatin_Oil | 15.5706
TVA Base Case | 2018 | 9 | 88 | Gallatin_Oil | 15.6317
TVA Base Case | 2018 | 10 | 88 | Gallatin_Oil | 15.6789
TVA Base Case | 2018 | 11 | 88 | Gallatin_Oil | 15.7519
TVA Base Case | 2018 | 12 | 88 | Gallatin_Oil | 15.6373
TVA Base Case | 2019 | 1 | 88 | Gallatin_Oil | 15.8548
TVA Base Case | 2019 | 2 | 88 | Gallatin_Oil | 16.4677
TVA Base Case | 2019 | 3 | 88 | Gallatin_Oil | 16.5063
TVA Base Case | 2019 | 4 | 88 | Gallatin_Oil | 16.2961
TVA Base Case | 2019 | 5 | 88 | Gallatin_Oil | 15.6532
TVA Base Case | 2019 | 6 | 88 | Gallatin_Oil | 15.7284
TVA Base Case | 2019 | 7 | 88 | Gallatin_Oil | 16.2133
TVA Base Case | 2019 | 8 | 88 | Gallatin_Oil | 16.3217
TVA Base Case | 2019 | 9 | 88 | Gallatin_Oil | 15.7426
TVA Base Case | 2019 | 10 | 88 | Gallatin_Oil | 15.7897
TVA Base Case | 2019 | 11 | 88 | Gallatin_Oil | 16.1613
TVA Base Case | 2019 | 12 | 88 | Gallatin_Oil | 16.8099
TVA Base Case | 2020 | 1 | 88 | Gallatin_Oil | 16.9319
TVA Base Case | 2020 | 2 | 88 | Gallatin_Oil | 17.7565
TVA Base Case | 2020 | 3 | 88 | Gallatin_Oil | 17.7901
TVA Base Case | 2020 | 4 | 88 | Gallatin_Oil | 17.3187
TVA Base Case | 2020 | 5 | 88 | Gallatin_Oil | 16.0562
TVA Base Case | 2020 | 6 | 88 | Gallatin_Oil | 16.2342
TVA Base Case | 2020 | 7 | 88 | Gallatin_Oil | 17.0781
TVA Base Case | 2020 | 8 | 88 | Gallatin_Oil | 17.2308
TVA Base Case | 2020 | 9 | 88 | Gallatin_Oil | 16.3616
TVA Base Case | 2020 | 10 | 88 | Gallatin_Oil | 16.4572
TVA Base Case | 2020 | 11 | 88 | Gallatin_Oil | 16.9796
TVA Base Case | 2020 | 12 | 88 | Gallatin_Oil | 17.7427
TVA Base Case | 2021 | 1 | 88 | Gallatin_Oil | 17.8626
TVA Base Case | 2021 | 2 | 88 | Gallatin_Oil | 18.7743
TVA Base Case | 2021 | 3 | 88 | Gallatin_Oil | 18.7468
TVA Base Case | 2021 | 4 | 88 | Gallatin_Oil | 18.1932
TVA Base Case | 2021 | 5 | 88 | Gallatin_Oil | 16.8647
TVA Base Case | 2021 | 6 | 88 | Gallatin_Oil | 17.052
TVA Base Case | 2021 | 7 | 88 | Gallatin_Oil | 17.9398
TVA Base Case | 2021 | 8 | 88 | Gallatin_Oil | 18.1003
TVA Base Case | 2021 | 9 | 88 | Gallatin_Oil | 17.1859
TVA Base Case | 2021 | 10 | 88 | Gallatin_Oil | 17.2864
TVA Base Case | 2021 | 11 | 88 | Gallatin_Oil | 17.8366
TVA Base Case | 2021 | 12 | 88 | Gallatin_Oil | 18.5585
TVA Base Case | 2022 | 1 | 88 | Gallatin_Oil | 18.6836
TVA Base Case | 2022 | 2 | 88 | Gallatin_Oil | 19.6377
TVA Base Case | 2022 | 3 | 88 | Gallatin_Oil | 19.6086
TVA Base Case | 2022 | 4 | 88 | Gallatin_Oil | 19.0285
TVA Base Case | 2022 | 5 | 88 | Gallatin_Oil | 17.637
TVA Base Case | 2022 | 6 | 88 | Gallatin_Oil | 17.8332
TVA Base Case | 2022 | 7 | 88 | Gallatin_Oil | 18.763
TVA Base Case | 2022 | 8 | 88 | Gallatin_Oil | 18.931
TVA Base Case | 2022 | 9 | 88 | Gallatin_Oil | 17.9734
TVA Base Case | 2022 | 10 | 88 | Gallatin_Oil | 18.0785
TVA Base Case | 2022 | 11 | 88 | Gallatin_Oil | 18.6553
TVA Base Case | 2022 | 12 | 88 | Gallatin_Oil | 19.3747
TVA Base Case | 2023 | 1 | 88 | Gallatin_Oil | 19.5057
TVA Base Case | 2023 | 2 | 88 | Gallatin_Oil | 20.5024
TVA Base Case | 2023 | 3 | 88 | Gallatin_Oil | 20.4717
TVA Base Case | 2023 | 4 | 88 | Gallatin_Oil | 19.8651
TVA Base Case | 2023 | 5 | 88 | Gallatin_Oil | 18.4106
TVA Base Case | 2023 | 6 | 88 | Gallatin_Oil | 18.6156
TVA Base Case | 2023 | 7 | 88 | Gallatin_Oil | 19.5874
TVA Base Case | 2023 | 8 | 88 | Gallatin_Oil | 19.7629
TVA Base Case | 2023 | 9 | 88 | Gallatin_Oil | 18.762
TVA Base Case | 2023 | 10 | 88 | Gallatin_Oil | 18.8719
TVA Base Case | 2023 | 11 | 88 | Gallatin_Oil | 19.4751
TVA Base Case | 2023 | 12 | 88 | Gallatin_Oil | 20.1933
TVA Base Case | 2024 | 1 | 88 | Gallatin_Oil | 20.3301
TVA Base Case | 2024 | 2 | 88 | Gallatin_Oil | 21.3694
TVA Base Case | 2024 | 3 | 88 | Gallatin_Oil | 21.3371
TVA Base Case | 2024 | 4 | 88 | Gallatin_Oil | 20.7039
TVA Base Case | 2024 | 5 | 88 | Gallatin_Oil | 19.1862
TVA Base Case | 2024 | 6 | 88 | Gallatin_Oil | 19.4001
TVA Base Case | 2024 | 7 | 88 | Gallatin_Oil | 20.414
TVA Base Case | 2024 | 8 | 88 | Gallatin_Oil | 20.597
TVA Base Case | 2024 | 9 | 88 | Gallatin_Oil | 19.5528
TVA Base Case | 2024 | 10 | 88 | Gallatin_Oil | 19.6674
TVA Base Case | 2024 | 11 | 88 | Gallatin_Oil | 20.2972
TVA Base Case | 2024 | 12 | 88 | Gallatin_Oil | 21.0107
TVA Base Case | 2025 | 1 | 88 | Gallatin_Oil | 21.1533
TVA Base Case | 2025 | 2 | 88 | Gallatin_Oil | 22.2352
TVA Base Case | 2025 | 3 | 88 | Gallatin_Oil | 22.2013
TVA Base Case | 2025 | 4 | 88 | Gallatin_Oil | 21.5416
TVA Base Case | 2025 | 5 | 88 | Gallatin_Oil | 19.9608
TVA Base Case | 2025 | 6 | 88 | Gallatin_Oil | 20.1836
TVA Base Case | 2025 | 7 | 88 | Gallatin_Oil | 21.2395
TVA Base Case | 2025 | 8 | 88 | Gallatin_Oil | 21.4299
TVA Base Case | 2025 | 9 | 88 | Gallatin_Oil | 20.3425
TVA Base Case | 2025 | 10 | 88 | Gallatin_Oil | 20.4619
TVA Base Case | 2025 | 11 | 88 | Gallatin_Oil | 21.1181
TVA Base Case | 2025 | 12 | 88 | Gallatin_Oil | 21.8281
TVA Base Case | 2026 | 1 | 88 | Gallatin_Oil | 21.9764
TVA Base Case | 2026 | 2 | 88 | Gallatin_Oil | 23.1009
TVA Base Case | 2026 | 3 | 88 | Gallatin_Oil | 23.0654
TVA Base Case | 2026 | 4 | 88 | Gallatin_Oil | 22.3792
TVA Base Case | 2026 | 5 | 88 | Gallatin_Oil | 20.7354
TVA Base Case | 2026 | 6 | 88 | Gallatin_Oil | 20.9671
TVA Base Case | 2026 | 7 | 88 | Gallatin_Oil | 22.065
TVA Base Case | 2026 | 8 | 88 | Gallatin_Oil | 22.2629
TVA Base Case | 2026 | 9 | 88 | Gallatin_Oil | 21.1322
TVA Base Case | 2026 | 10 | 88 | Gallatin_Oil | 21.2563
TVA Base Case | 2026 | 11 | 88 | Gallatin_Oil | 21.9391
TVA Base Case | 2026 | 12 | 88 | Gallatin_Oil | 22.6459
TVA Base Case | 2027 | 1 | 88 | Gallatin_Oil | 22.7999
TVA Base Case | 2027 | 2 | 88 | Gallatin_Oil | 23.967
TVA Base Case | 2027 | 3 | 88 | Gallatin_Oil | 23.9299
TVA Base Case | 2027 | 4 | 88 | Gallatin_Oil | 23.2172
TVA Base Case | 2027 | 5 | 88 | Gallatin_Oil | 21.5103
TVA Base Case | 2027 | 6 | 88 | Gallatin_Oil | 21.7509
TVA Base Case | 2027 | 7 | 88 | Gallatin_Oil | 22.8908
TVA Base Case | 2027 | 8 | 88 | Gallatin_Oil | 23.0962
TVA Base Case | 2027 | 9 | 88 | Gallatin_Oil | 21.9223
TVA Base Case | 2027 | 10 | 88 | Gallatin_Oil | 22.0511
TVA Base Case | 2027 | 11 | 88 | Gallatin_Oil | 22.7604
TVA Base Case | 2027 | 12 | 88 | Gallatin_Oil | 23.4658
TVA Base Case | 2028 | 1 | 88 | Gallatin_Oil | 23.6257
TVA Base Case | 2028 | 2 | 88 | Gallatin_Oil | 24.8354
TVA Base Case | 2028 | 3 | 88 | Gallatin_Oil | 24.7967
TVA Base Case | 2028 | 4 | 88 | Gallatin_Oil | 24.0575
TVA Base Case | 2028 | 5 | 88 | Gallatin_Oil | 22.2874
TVA Base Case | 2028 | 6 | 88 | Gallatin_Oil | 22.5369
TVA Base Case | 2028 | 7 | 88 | Gallatin_Oil | 23.7189
TVA Base Case | 2028 | 8 | 88 | Gallatin_Oil | 23.9318
TVA Base Case | 2028 | 9 | 88 | Gallatin_Oil | 22.7145
TVA Base Case | 2028 | 10 | 88 | Gallatin_Oil | 22.8481
TVA Base Case | 2028 | 11 | 88 | Gallatin_Oil | 23.5839
TVA Base Case | 2028 | 12 | 88 | Gallatin_Oil | 24.2847
TVA Base Case | 2029 | 1 | 88 | Gallatin_Oil | 24.4502
TVA Base Case | 2029 | 2 | 88 | Gallatin_Oil | 25.7026
TVA Base Case | 2029 | 3 | 88 | Gallatin_Oil | 25.6624
TVA Base Case | 2029 | 4 | 88 | Gallatin_Oil | 24.8966
TVA Base Case | 2029 | 5 | 88 | Gallatin_Oil | 23.0635
TVA Base Case | 2029 | 6 | 88 | Gallatin_Oil | 23.3218
TVA Base Case | 2029 | 7 | 88 | Gallatin_Oil | 24.5459
TVA Base Case | 2029 | 8 | 88 | Gallatin_Oil | 24.7663
TVA Base Case | 2029 | 9 | 88 | Gallatin_Oil | 23.5057
TVA Base Case | 2029 | 10 | 88 | Gallatin_Oil | 23.644
TVA Base Case | 2029 | 11 | 88 | Gallatin_Oil | 24.4063
TVA Base Case | 2029 | 12 | 88 | Gallatin_Oil | 25.1035
TVA Base Case | 2030 | 1 | 88 | Gallatin_Oil | 25.2748
TVA Base Case | 2030 | 2 | 88 | Gallatin_Oil | 26.5698
TVA Base Case | 2030 | 3 | 88 | Gallatin_Oil | 26.528
TVA Base Case | 2030 | 4 | 88 | Gallatin_Oil | 25.7357
TVA Base Case | 2030 | 5 | 88 | Gallatin_Oil | 23.8396
TVA Base Case | 2030 | 6 | 88 | Gallatin_Oil | 24.1068
TVA Base Case | 2030 | 7 | 88 | Gallatin_Oil | 25.3728
TVA Base Case | 2030 | 8 | 88 | Gallatin_Oil | 25.6007
TVA Base Case | 2030 | 9 | 88 | Gallatin_Oil | 24.2969
TVA Base Case | 2030 | 10 | 88 | Gallatin_Oil | 24.44
TVA Base Case | 2030 | 11 | 88 | Gallatin_Oil | 25.2287
TVA Base Case | 2030 | 12 | 88 | Gallatin_Oil | 25.9227
TVA Base Case | 2031 | 1 | 88 | Gallatin_Oil | 26.0998
TVA Base Case | 2031 | 2 | 88 | Gallatin_Oil | 27.4373
TVA Base Case | 2031 | 3 | 88 | Gallatin_Oil | 27.394
TVA Base Case | 2031 | 4 | 88 | Gallatin_Oil | 26.5753
TVA Base Case | 2031 | 5 | 88 | Gallatin_Oil | 24.6161
TVA Base Case | 2031 | 6 | 88 | Gallatin_Oil | 24.8922
TVA Base Case | 2031 | 7 | 88 | Gallatin_Oil | 26.2002
TVA Base Case | 2031 | 8 | 88 | Gallatin_Oil | 26.4356
TVA Base Case | 2031 | 9 | 88 | Gallatin_Oil | 25.0886
TVA Base Case | 2031 | 10 | 88 | Gallatin_Oil | 25.2364
TVA Base Case | 2031 | 11 | 88 | Gallatin_Oil | 26.0515
TVA Base Case | 2031 | 12 | 88 | Gallatin_Oil | 26.7442
TVA Base Case | 2032 | 1 | 88 | Gallatin_Oil | 26.927
TVA Base Case | 2032 | 2 | 88 | Gallatin_Oil | 28.3072
TVA Base Case | 2032 | 3 | 88 | Gallatin_Oil | 28.2623
TVA Base Case | 2032 | 4 | 88 | Gallatin_Oil | 27.4171
TVA Base Case | 2032 | 5 | 88 | Gallatin_Oil | 25.3947
TVA Base Case | 2032 | 6 | 88 | Gallatin_Oil | 25.6797
TVA Base Case | 2032 | 7 | 88 | Gallatin_Oil | 27.0298
TVA Base Case | 2032 | 8 | 88 | Gallatin_Oil | 27.2728
TVA Base Case | 2032 | 9 | 88 | Gallatin_Oil | 25.8823
TVA Base Case | 2032 | 10 | 88 | Gallatin_Oil | 26.0349
TVA Base Case | 2032 | 11 | 88 | Gallatin_Oil | 26.8765
TVA Base Case | 2032 | 12 | 88 | Gallatin_Oil | 27.5645
TVA Base Case | 2033 | 1 | 88 | Gallatin_Oil | 27.753
TVA Base Case | 2033 | 2 | 88 | Gallatin_Oil | 29.176
TVA Base Case | 2033 | 3 | 88 | Gallatin_Oil | 29.1295
TVA Base Case | 2033 | 4 | 88 | Gallatin_Oil | 28.2578
TVA Base Case | 2033 | 5 | 88 | Gallatin_Oil | 26.1724
TVA Base Case | 2033 | 6 | 88 | Gallatin_Oil | 26.4663
TVA Base Case | 2033 | 7 | 88 | Gallatin_Oil | 27.8584
TVA Base Case | 2033 | 8 | 88 | Gallatin_Oil | 28.1088
TVA Base Case | 2033 | 9 | 88 | Gallatin_Oil | 26.6751
TVA Base Case | 2033 | 10 | 88 | Gallatin_Oil | 26.8324
TVA Base Case | 2033 | 11 | 88 | Gallatin_Oil | 27.7005
TVA Base Case | 2033 | 12 | 88 | Gallatin_Oil | 28.3849
TVA Base Case | 2034 | 1 | 88 | Gallatin_Oil | 28.5792
TVA Base Case | 2034 | 2 | 88 | Gallatin_Oil | 30.0447
TVA Base Case | 2034 | 3 | 88 | Gallatin_Oil | 29.9967
TVA Base Case | 2034 | 4 | 88 | Gallatin_Oil | 29.0985
TVA Base Case | 2034 | 5 | 88 | Gallatin_Oil | 26.9501
TVA Base Case | 2034 | 6 | 88 | Gallatin_Oil | 27.2529
TVA Base Case | 2034 | 7 | 88 | Gallatin_Oil | 28.687
TVA Base Case | 2034 | 8 | 88 | Gallatin_Oil | 28.9449
TVA Base Case | 2034 | 9 | 88 | Gallatin_Oil | 27.468
TVA Base Case | 2034 | 10 | 88 | Gallatin_Oil | 27.63
TVA Base Case | 2034 | 11 | 88 | Gallatin_Oil | 28.5245
TVA Base Case | 2034 | 12 | 88 | Gallatin_Oil | 29.2057
TVA Base Case | 2035 | 1 | 88 | Gallatin_Oil | 29.4057
TVA Base Case | 2035 | 2 | 88 | Gallatin_Oil | 30.9139
TVA Base Case | 2035 | 3 | 88 | Gallatin_Oil | 30.8643
TVA Base Case | 2035 | 4 | 88 | Gallatin_Oil | 29.9397
TVA Base Case | 2035 | 5 | 88 | Gallatin_Oil | 27.7283
TVA Base Case | 2035 | 6 | 88 | Gallatin_Oil | 28.0399
TVA Base Case | 2035 | 7 | 88 | Gallatin_Oil | 29.516
TVA Base Case | 2035 | 8 | 88 | Gallatin_Oil | 29.7815
TVA Base Case | 2035 | 9 | 88 | Gallatin_Oil | 28.2613
TVA Base Case | 2035 | 10 | 88 | Gallatin_Oil | 28.428
TVA Base Case | 2035 | 11 | 88 | Gallatin_Oil | 29.3489
TVA Base Case | 2035 | 12 | 88 | Gallatin_Oil | 30.0287
TVA Base Case | 2014 | 1 | 105 | Gas Commodity | 4.5967
TVA Base Case | 2014 | 2 | 105 | Gas Commodity | 4.5967
TVA Base Case | 2014 | 3 | 105 | Gas Commodity | 4.5967
TVA Base Case | 2014 | 4 | 105 | Gas Commodity | 4.3725
TVA Base Case | 2014 | 5 | 105 | Gas Commodity | 4.2616
TVA Base Case | 2014 | 6 | 105 | Gas Commodity | 4.1551
TVA Base Case | 2014 | 7 | 105 | Gas Commodity | 4.3902
TVA Base Case | 2014 | 8 | 105 | Gas Commodity | 4.3421
TVA Base Case | 2014 | 9 | 105 | Gas Commodity | 4.0017
TVA Base Case | 2014 | 10 | 105 | Gas Commodity | 4.0341
TVA Base Case | 2014 | 11 | 105 | Gas Commodity | 4.237
TVA Base Case | 2014 | 12 | 105 | Gas Commodity | 4.6119
TVA Base Case | 2015 | 1 | 105 | Gas Commodity | 2.71
TVA Base Case | 2015 | 2 | 105 | Gas Commodity | 2.71
TVA Base Case | 2015 | 3 | 105 | Gas Commodity | 2.71
TVA Base Case | 2015 | 4 | 105 | Gas Commodity | 2.734
TVA Base Case | 2015 | 5 | 105 | Gas Commodity | 2.765
TVA Base Case | 2015 | 6 | 105 | Gas Commodity | 2.806
TVA Base Case | 2015 | 7 | 105 | Gas Commodity | 2.855
TVA Base Case | 2015 | 8 | 105 | Gas Commodity | 2.876
TVA Base Case | 2015 | 9 | 105 | Gas Commodity | 2.866
TVA Base Case | 2015 | 10 | 105 | Gas Commodity | 2.892
TVA Base Case | 2015 | 11 | 105 | Gas Commodity | 2.979
TVA Base Case | 2015 | 12 | 105 | Gas Commodity | 3.141
TVA Base Case | 2016 | 1 | 105 | Gas Commodity | 3.265
TVA Base Case | 2016 | 2 | 105 | Gas Commodity | 3.252
TVA Base Case | 2016 | 3 | 105 | Gas Commodity | 3.21
TVA Base Case | 2016 | 4 | 105 | Gas Commodity | 3.084
TVA Base Case | 2016 | 5 | 105 | Gas Commodity | 3.085
TVA Base Case | 2016 | 6 | 105 | Gas Commodity | 3.119
TVA Base Case | 2016 | 7 | 105 | Gas Commodity | 3.158
TVA Base Case | 2016 | 8 | 105 | Gas Commodity | 3.166
TVA Base Case | 2016 | 9 | 105 | Gas Commodity | 3.153
TVA Base Case | 2016 | 10 | 105 | Gas Commodity | 3.175
TVA Base Case | 2016 | 11 | 105 | Gas Commodity | 3.244
TVA Base Case | 2016 | 12 | 105 | Gas Commodity | 3.424
TVA Base Case | 2017 | 1 | 105 | Gas Commodity | 3.575
TVA Base Case | 2017 | 2 | 105 | Gas Commodity | 3.563
TVA Base Case | 2017 | 3 | 105 | Gas Commodity | 3.51
TVA Base Case | 2017 | 4 | 105 | Gas Commodity | 3.28
TVA Base Case | 2017 | 5 | 105 | Gas Commodity | 3.283
TVA Base Case | 2017 | 6 | 105 | Gas Commodity | 3.321
TVA Base Case | 2017 | 7 | 105 | Gas Commodity | 3.362
TVA Base Case | 2017 | 8 | 105 | Gas Commodity | 3.373
TVA Base Case | 2017 | 9 | 105 | Gas Commodity | 3.361
TVA Base Case | 2017 | 10 | 105 | Gas Commodity | 3.383
TVA Base Case | 2017 | 11 | 105 | Gas Commodity | 3.452
TVA Base Case | 2017 | 12 | 105 | Gas Commodity | 3.621
TVA Base Case | 2018 | 1 | 105 | Gas Commodity | 3.753
TVA Base Case | 2018 | 2 | 105 | Gas Commodity | 3.731
TVA Base Case | 2018 | 3 | 105 | Gas Commodity | 3.668
TVA Base Case | 2018 | 4 | 105 | Gas Commodity | 3.358
TVA Base Case | 2018 | 5 | 105 | Gas Commodity | 3.3638
TVA Base Case | 2018 | 6 | 105 | Gas Commodity | 3.4046
TVA Base Case | 2018 | 7 | 105 | Gas Commodity | 3.4807
TVA Base Case | 2018 | 8 | 105 | Gas Commodity | 3.5109
TVA Base Case | 2018 | 9 | 105 | Gas Commodity | 3.5021
TVA Base Case | 2018 | 10 | 105 | Gas Commodity | 3.5318
TVA Base Case | 2018 | 11 | 105 | Gas Commodity | 3.617
TVA Base Case | 2018 | 12 | 105 | Gas Commodity | 3.7724
TVA Base Case | 2019 | 1 | 105 | Gas Commodity | 4.0422
TVA Base Case | 2019 | 2 | 105 | Gas Commodity | 4.0231
TVA Base Case | 2019 | 3 | 105 | Gas Commodity | 3.7822
TVA Base Case | 2019 | 4 | 105 | Gas Commodity | 3.5784
TVA Base Case | 2019 | 5 | 105 | Gas Commodity | 3.6123
TVA Base Case | 2019 | 6 | 105 | Gas Commodity | 3.7135
TVA Base Case | 2019 | 7 | 105 | Gas Commodity | 3.8875
TVA Base Case | 2019 | 8 | 105 | Gas Commodity | 3.9337
TVA Base Case | 2019 | 9 | 105 | Gas Commodity | 3.8549
TVA Base Case | 2019 | 10 | 105 | Gas Commodity | 3.8821
TVA Base Case | 2019 | 11 | 105 | Gas Commodity | 3.9541
TVA Base Case | 2019 | 12 | 105 | Gas Commodity | 4.1198
TVA Base Case | 2020 | 1 | 105 | Gas Commodity | 4.4699
TVA Base Case | 2020 | 2 | 105 | Gas Commodity | 4.2614
TVA Base Case | 2020 | 3 | 105 | Gas Commodity | 4.0504
TVA Base Case | 2020 | 4 | 105 | Gas Commodity | 3.9528
TVA Base Case | 2020 | 5 | 105 | Gas Commodity | 4.0472
TVA Base Case | 2020 | 6 | 105 | Gas Commodity | 4.1461
TVA Base Case | 2020 | 7 | 105 | Gas Commodity | 4.4101
TVA Base Case | 2020 | 8 | 105 | Gas Commodity | 4.4321
TVA Base Case | 2020 | 9 | 105 | Gas Commodity | 4.2561
TVA Base Case | 2020 | 10 | 105 | Gas Commodity | 4.2671
TVA Base Case | 2020 | 11 | 105 | Gas Commodity | 4.3331
TVA Base Case | 2020 | 12 | 105 | Gas Commodity | 4.4871
TVA Base Case | 2021 | 1 | 105 | Gas Commodity | 4.7124
TVA Base Case | 2021 | 2 | 105 | Gas Commodity | 4.7012
TVA Base Case | 2021 | 3 | 105 | Gas Commodity | 4.2972
TVA Base Case | 2021 | 4 | 105 | Gas Commodity | 4.1626
TVA Base Case | 2021 | 5 | 105 | Gas Commodity | 4.2524
TVA Base Case | 2021 | 6 | 105 | Gas Commodity | 4.3758
TVA Base Case | 2021 | 7 | 105 | Gas Commodity | 4.6226
TVA Base Case | 2021 | 8 | 105 | Gas Commodity | 4.6563
TVA Base Case | 2021 | 9 | 105 | Gas Commodity | 4.4655
TVA Base Case | 2021 | 10 | 105 | Gas Commodity | 4.4768
TVA Base Case | 2021 | 11 | 105 | Gas Commodity | 4.5777
TVA Base Case | 2021 | 12 | 105 | Gas Commodity | 4.7124
TVA Base Case | 2022 | 1 | 105 | Gas Commodity | 5.2844
TVA Base Case | 2022 | 2 | 105 | Gas Commodity | 5.1929
TVA Base Case | 2022 | 3 | 105 | Gas Commodity | 4.8154
TVA Base Case | 2022 | 4 | 105 | Gas Commodity | 4.6553
TVA Base Case | 2022 | 5 | 105 | Gas Commodity | 4.7811
TVA Base Case | 2022 | 6 | 105 | Gas Commodity | 4.8497
TVA Base Case | 2022 | 7 | 105 | Gas Commodity | 5.0671
TVA Base Case | 2022 | 8 | 105 | Gas Commodity | 5.1014
TVA Base Case | 2022 | 9 | 105 | Gas Commodity | 4.9527
TVA Base Case | 2022 | 10 | 105 | Gas Commodity | 4.987
TVA Base Case | 2022 | 11 | 105 | Gas Commodity | 5.1357
TVA Base Case | 2022 | 12 | 105 | Gas Commodity | 5.2386
TVA Base Case | 2023 | 1 | 105 | Gas Commodity | 5.61
TVA Base Case | 2023 | 2 | 105 | Gas Commodity | 5.5517
TVA Base Case | 2023 | 3 | 105 | Gas Commodity | 5.1901
TVA Base Case | 2023 | 4 | 105 | Gas Commodity | 5.0385
TVA Base Case | 2023 | 5 | 105 | Gas Commodity | 5.1668
TVA Base Case | 2023 | 6 | 105 | Gas Commodity | 5.2368
TVA Base Case | 2023 | 7 | 105 | Gas Commodity | 5.3651
TVA Base Case | 2023 | 8 | 105 | Gas Commodity | 5.3884
TVA Base Case | 2023 | 9 | 105 | Gas Commodity | 5.2718
TVA Base Case | 2023 | 10 | 105 | Gas Commodity | 5.2951
TVA Base Case | 2023 | 11 | 105 | Gas Commodity | 5.4467
TVA Base Case | 2023 | 12 | 105 | Gas Commodity | 5.5634
TVA Base Case | 2024 | 1 | 105 | Gas Commodity | 5.8633
TVA Base Case | 2024 | 2 | 105 | Gas Commodity | 5.6849
TVA Base Case | 2024 | 3 | 105 | Gas Commodity | 5.3875
TVA Base Case | 2024 | 4 | 105 | Gas Commodity | 5.2329
TVA Base Case | 2024 | 5 | 105 | Gas Commodity | 5.34
TVA Base Case | 2024 | 6 | 105 | Gas Commodity | 5.3994
TVA Base Case | 2024 | 7 | 105 | Gas Commodity | 5.7087
TVA Base Case | 2024 | 8 | 105 | Gas Commodity | 5.7443
TVA Base Case | 2024 | 9 | 105 | Gas Commodity | 5.5778
TVA Base Case | 2024 | 10 | 105 | Gas Commodity | 5.6135
TVA Base Case | 2024 | 11 | 105 | Gas Commodity | 5.7087
TVA Base Case | 2024 | 12 | 105 | Gas Commodity | 5.8395
TVA Base Case | 2025 | 1 | 105 | Gas Commodity | 6.2092
TVA Base Case | 2025 | 2 | 105 | Gas Commodity | 6.1243
TVA Base Case | 2025 | 3 | 105 | Gas Commodity | 5.6877
TVA Base Case | 2025 | 4 | 105 | Gas Commodity | 5.518
TVA Base Case | 2025 | 5 | 105 | Gas Commodity | 5.5907
TVA Base Case | 2025 | 6 | 105 | Gas Commodity | 5.6635
TVA Base Case | 2025 | 7 | 105 | Gas Commodity | 5.9788
TVA Base Case | 2025 | 8 | 105 | Gas Commodity | 6.0152
TVA Base Case | 2025 | 9 | 105 | Gas Commodity | 5.8575
TVA Base Case | 2025 | 10 | 105 | Gas Commodity | 5.8818
TVA Base Case | 2025 | 11 | 105 | Gas Commodity | 6.0152
TVA Base Case | 2025 | 12 | 105 | Gas Commodity | 6.1728
TVA Base Case | 2026 | 1 | 105 | Gas Commodity | 6.4181
TVA Base Case | 2026 | 2 | 105 | Gas Commodity | 6.2945
TVA Base Case | 2026 | 3 | 105 | Gas Commodity | 5.8122
TVA Base Case | 2026 | 4 | 105 | Gas Commodity | 5.6762
TVA Base Case | 2026 | 5 | 105 | Gas Commodity | 5.7504
TVA Base Case | 2026 | 6 | 105 | Gas Commodity | 5.8616
TVA Base Case | 2026 | 7 | 105 | Gas Commodity | 6.1461
TVA Base Case | 2026 | 8 | 105 | Gas Commodity | 6.1584
TVA Base Case | 2026 | 9 | 105 | Gas Commodity | 5.9853
TVA Base Case | 2026 | 10 | 105 | Gas Commodity | 6.01
TVA Base Case | 2026 | 11 | 105 | Gas Commodity | 6.1584
TVA Base Case | 2026 | 12 | 105 | Gas Commodity | 6.3192
TVA Base Case | 2027 | 1 | 105 | Gas Commodity | 6.6959
TVA Base Case | 2027 | 2 | 105 | Gas Commodity | 6.6076
TVA Base Case | 2027 | 3 | 105 | Gas Commodity | 6.1789
TVA Base Case | 2027 | 4 | 105 | Gas Commodity | 5.9645
TVA Base Case | 2027 | 5 | 105 | Gas Commodity | 6.0654
TVA Base Case | 2027 | 6 | 105 | Gas Commodity | 6.1915
TVA Base Case | 2027 | 7 | 105 | Gas Commodity | 6.4942
TVA Base Case | 2027 | 8 | 105 | Gas Commodity | 6.532
TVA Base Case | 2027 | 9 | 105 | Gas Commodity | 6.3176
TVA Base Case | 2027 | 10 | 105 | Gas Commodity | 6.3176
TVA Base Case | 2027 | 11 | 105 | Gas Commodity | 6.4942
TVA Base Case | 2027 | 12 | 105 | Gas Commodity | 6.6455
TVA Base Case | 2028 | 1 | 105 | Gas Commodity | 7.1879
TVA Base Case | 2028 | 2 | 105 | Gas Commodity | 6.8536
TVA Base Case | 2028 | 3 | 105 | Gas Commodity | 6.5321
TVA Base Case | 2028 | 4 | 105 | Gas Commodity | 6.3392
TVA Base Case | 2028 | 5 | 105 | Gas Commodity | 6.4292
TVA Base Case | 2028 | 6 | 105 | Gas Commodity | 6.5835
TVA Base Case | 2028 | 7 | 105 | Gas Commodity | 6.8279
TVA Base Case | 2028 | 8 | 105 | Gas Commodity | 6.8664
TVA Base Case | 2028 | 9 | 105 | Gas Commodity | 6.6221
TVA Base Case | 2028 | 10 | 105 | Gas Commodity | 6.6478
TVA Base Case | 2028 | 11 | 105 | Gas Commodity | 6.8407
TVA Base Case | 2028 | 12 | 105 | Gas Commodity | 6.9693
TVA Base Case | 2029 | 1 | 105 | Gas Commodity | 7.4344
TVA Base Case | 2029 | 2 | 105 | Gas Commodity | 7.3295
TVA Base Case | 2029 | 3 | 105 | Gas Commodity | 6.7526
TVA Base Case | 2029 | 4 | 105 | Gas Commodity | 6.5035
TVA Base Case | 2029 | 5 | 105 | Gas Commodity | 6.5822
TVA Base Case | 2029 | 6 | 105 | Gas Commodity | 6.7264
TVA Base Case | 2029 | 7 | 105 | Gas Commodity | 7.1329
TVA Base Case | 2029 | 8 | 105 | Gas Commodity | 7.1853
TVA Base Case | 2029 | 9 | 105 | Gas Commodity | 6.9362
TVA Base Case | 2029 | 10 | 105 | Gas Commodity | 6.9624
TVA Base Case | 2029 | 11 | 105 | Gas Commodity | 7.0542
TVA Base Case | 2029 | 12 | 105 | Gas Commodity | 7.2377
TVA Base Case | 2030 | 1 | 105 | Gas Commodity | 7.6478
TVA Base Case | 2030 | 2 | 105 | Gas Commodity | 7.5141
TVA Base Case | 2030 | 3 | 105 | Gas Commodity | 6.8857
TVA Base Case | 2030 | 4 | 105 | Gas Commodity | 6.7119
TVA Base Case | 2030 | 5 | 105 | Gas Commodity | 6.8322
TVA Base Case | 2030 | 6 | 105 | Gas Commodity | 6.9659
TVA Base Case | 2030 | 7 | 105 | Gas Commodity | 7.3937
TVA Base Case | 2030 | 8 | 105 | Gas Commodity | 7.4338
TVA Base Case | 2030 | 9 | 105 | Gas Commodity | 7.1664
TVA Base Case | 2030 | 10 | 105 | Gas Commodity | 7.1798
TVA Base Case | 2030 | 11 | 105 | Gas Commodity | 7.3135
TVA Base Case | 2030 | 12 | 105 | Gas Commodity | 7.5274
TVA Base Case | 2031 | 1 | 105 | Gas Commodity | 7.9484
TVA Base Case | 2031 | 2 | 105 | Gas Commodity | 7.8257
TVA Base Case | 2031 | 3 | 105 | Gas Commodity | 7.2395
TVA Base Case | 2031 | 4 | 105 | Gas Commodity | 7.035
TVA Base Case | 2031 | 5 | 105 | Gas Commodity | 7.0759
TVA Base Case | 2031 | 6 | 105 | Gas Commodity | 7.2667
TVA Base Case | 2031 | 7 | 105 | Gas Commodity | 7.703
TVA Base Case | 2031 | 8 | 105 | Gas Commodity | 7.7439
TVA Base Case | 2031 | 9 | 105 | Gas Commodity | 7.4713
TVA Base Case | 2031 | 10 | 105 | Gas Commodity | 7.4849
TVA Base Case | 2031 | 11 | 105 | Gas Commodity | 7.6212
TVA Base Case | 2031 | 12 | 105 | Gas Commodity | 7.8257
TVA Base Case | 2032 | 1 | 105 | Gas Commodity | 8.258
TVA Base Case | 2032 | 2 | 105 | Gas Commodity | 7.8965
TVA Base Case | 2032 | 3 | 105 | Gas Commodity | 7.549
TVA Base Case | 2032 | 4 | 105 | Gas Commodity | 7.3821
TVA Base Case | 2032 | 5 | 105 | Gas Commodity | 7.4377
TVA Base Case | 2032 | 6 | 105 | Gas Commodity | 7.6602
TVA Base Case | 2032 | 7 | 105 | Gas Commodity | 8.0355
TVA Base Case | 2032 | 8 | 105 | Gas Commodity | 8.0772
TVA Base Case | 2032 | 9 | 105 | Gas Commodity | 7.7297
TVA Base Case | 2032 | 10 | 105 | Gas Commodity | 7.7436
TVA Base Case | 2032 | 11 | 105 | Gas Commodity | 7.966
TVA Base Case | 2032 | 12 | 105 | Gas Commodity | 8.119
TVA Base Case | 2033 | 1 | 105 | Gas Commodity | 8.6333
TVA Base Case | 2033 | 2 | 105 | Gas Commodity | 8.4065
TVA Base Case | 2033 | 3 | 105 | Gas Commodity | 7.8678
TVA Base Case | 2033 | 4 | 105 | Gas Commodity | 7.6268
TVA Base Case | 2033 | 5 | 105 | Gas Commodity | 7.7261
TVA Base Case | 2033 | 6 | 105 | Gas Commodity | 7.9671
TVA Base Case | 2033 | 7 | 105 | Gas Commodity | 8.4065
TVA Base Case | 2033 | 8 | 105 | Gas Commodity | 8.4632
TVA Base Case | 2033 | 9 | 105 | Gas Commodity | 8.0663
TVA Base Case | 2033 | 10 | 105 | Gas Commodity | 8.0805
TVA Base Case | 2033 | 11 | 105 | Gas Commodity | 8.3073
TVA Base Case | 2033 | 12 | 105 | Gas Commodity | 8.449
TVA Base Case | 2034 | 1 | 105 | Gas Commodity | 8.9769
TVA Base Case | 2034 | 2 | 105 | Gas Commodity | 8.6589
TVA Base Case | 2034 | 3 | 105 | Gas Commodity | 8.153
TVA Base Case | 2034 | 4 | 105 | Gas Commodity | 7.9361
TVA Base Case | 2034 | 5 | 105 | Gas Commodity | 8.1096
TVA Base Case | 2034 | 6 | 105 | Gas Commodity | 8.312
TVA Base Case | 2034 | 7 | 105 | Gas Commodity | 8.7456
TVA Base Case | 2034 | 8 | 105 | Gas Commodity | 8.789
TVA Base Case | 2034 | 9 | 105 | Gas Commodity | 8.3264
TVA Base Case | 2034 | 10 | 105 | Gas Commodity | 8.3409
TVA Base Case | 2034 | 11 | 105 | Gas Commodity | 8.5722
TVA Base Case | 2034 | 12 | 105 | Gas Commodity | 8.7023
TVA Base Case | 2035 | 1 | 105 | Gas Commodity | 9.1538
TVA Base Case | 2035 | 2 | 105 | Gas Commodity | 8.9917
TVA Base Case | 2035 | 3 | 105 | Gas Commodity | 8.3873
TVA Base Case | 2035 | 4 | 105 | Gas Commodity | 8.1515
TVA Base Case | 2035 | 5 | 105 | Gas Commodity | 8.2841
TVA Base Case | 2035 | 6 | 105 | Gas Commodity | 8.5052
TVA Base Case | 2035 | 7 | 105 | Gas Commodity | 9.1391
TVA Base Case | 2035 | 8 | 105 | Gas Commodity | 9.198
TVA Base Case | 2035 | 9 | 105 | Gas Commodity | 8.6969
TVA Base Case | 2035 | 10 | 105 | Gas Commodity | 8.6821
TVA Base Case | 2035 | 11 | 105 | Gas Commodity | 8.7853
TVA Base Case | 2035 | 12 | 105 | Gas Commodity | 8.9622
TVA Base Case | 2014 | 1 | 70 | Gleason_Gas | 4.5987
TVA Base Case | 2014 | 2 | 70 | Gleason_Gas | 4.5987
TVA Base Case | 2014 | 3 | 70 | Gleason_Gas | 4.5987
TVA Base Case | 2014 | 4 | 70 | Gleason_Gas | 4.4109
TVA Base Case | 2014 | 5 | 70 | Gleason_Gas | 4.3997
TVA Base Case | 2014 | 6 | 70 | Gleason_Gas | 4.4261
TVA Base Case | 2014 | 7 | 70 | Gleason_Gas | 4.4615
TVA Base Case | 2014 | 8 | 70 | Gleason_Gas | 4.4544
TVA Base Case | 2014 | 9 | 70 | Gleason_Gas | 4.4311
TVA Base Case | 2014 | 10 | 70 | Gleason_Gas | 4.4443
TVA Base Case | 2014 | 11 | 70 | Gleason_Gas | 4.4924
TVA Base Case | 2014 | 12 | 70 | Gleason_Gas | 4.6139
TVA Base Case | 2015 | 1 | 70 | Gleason_Gas | 2.71
TVA Base Case | 2015 | 2 | 70 | Gleason_Gas | 2.71
TVA Base Case | 2015 | 3 | 70 | Gleason_Gas | 2.71
TVA Base Case | 2015 | 4 | 70 | Gleason_Gas | 2.7041
TVA Base Case | 2015 | 5 | 70 | Gleason_Gas | 2.7304
TVA Base Case | 2015 | 6 | 70 | Gleason_Gas | 2.7669
TVA Base Case | 2015 | 7 | 70 | Gleason_Gas | 2.8165
TVA Base Case | 2015 | 8 | 70 | Gleason_Gas | 2.8378
TVA Base Case | 2015 | 9 | 70 | Gleason_Gas | 2.8276
TVA Base Case | 2015 | 10 | 70 | Gleason_Gas | 2.8565
TVA Base Case | 2015 | 11 | 70 | Gleason_Gas | 2.9496
TVA Base Case | 2015 | 12 | 70 | Gleason_Gas | 3.1086
TVA Base Case | 2016 | 1 | 70 | Gleason_Gas | 3.2372
TVA Base Case | 2016 | 2 | 70 | Gleason_Gas | 3.2215
TVA Base Case | 2016 | 3 | 70 | Gleason_Gas | 3.1714
TVA Base Case | 2016 | 4 | 70 | Gleason_Gas | 3.0564
TVA Base Case | 2016 | 5 | 70 | Gleason_Gas | 3.0524
TVA Base Case | 2016 | 6 | 70 | Gleason_Gas | 3.0818
TVA Base Case | 2016 | 7 | 70 | Gleason_Gas | 3.1212
TVA Base Case | 2016 | 8 | 70 | Gleason_Gas | 3.1293
TVA Base Case | 2016 | 9 | 70 | Gleason_Gas | 3.1162
TVA Base Case | 2016 | 10 | 70 | Gleason_Gas | 3.141
TVA Base Case | 2016 | 11 | 70 | Gleason_Gas | 3.221
TVA Base Case | 2016 | 12 | 70 | Gleason_Gas | 3.4032
TVA Base Case | 2017 | 1 | 70 | Gleason_Gas | 3.5693
TVA Base Case | 2017 | 2 | 70 | Gleason_Gas | 3.5546
TVA Base Case | 2017 | 3 | 70 | Gleason_Gas | 3.4933
TVA Base Case | 2017 | 4 | 70 | Gleason_Gas | 3.2731
TVA Base Case | 2017 | 5 | 70 | Gleason_Gas | 3.2711
TVA Base Case | 2017 | 6 | 70 | Gleason_Gas | 3.3045
TVA Base Case | 2017 | 7 | 70 | Gleason_Gas | 3.346
TVA Base Case | 2017 | 8 | 70 | Gleason_Gas | 3.3571
TVA Base Case | 2017 | 9 | 70 | Gleason_Gas | 3.345
TVA Base Case | 2017 | 10 | 70 | Gleason_Gas | 3.3698
TVA Base Case | 2017 | 11 | 70 | Gleason_Gas | 3.4396
TVA Base Case | 2017 | 12 | 70 | Gleason_Gas | 3.6108
TVA Base Case | 2018 | 1 | 70 | Gleason_Gas | 3.7652
TVA Base Case | 2018 | 2 | 70 | Gleason_Gas | 3.7404
TVA Base Case | 2018 | 3 | 70 | Gleason_Gas | 3.669
TVA Base Case | 2018 | 4 | 70 | Gleason_Gas | 3.3734
TVA Base Case | 2018 | 5 | 70 | Gleason_Gas | 3.3686
TVA Base Case | 2018 | 6 | 70 | Gleason_Gas | 3.3992
TVA Base Case | 2018 | 7 | 70 | Gleason_Gas | 3.4661
TVA Base Case | 2018 | 8 | 70 | Gleason_Gas | 3.4901
TVA Base Case | 2018 | 9 | 70 | Gleason_Gas | 3.4845
TVA Base Case | 2018 | 10 | 70 | Gleason_Gas | 3.5172
TVA Base Case | 2018 | 11 | 70 | Gleason_Gas | 3.594
TVA Base Case | 2018 | 12 | 70 | Gleason_Gas | 3.7371
TVA Base Case | 2019 | 1 | 70 | Gleason_Gas | 4.0611
TVA Base Case | 2019 | 2 | 70 | Gleason_Gas | 4.0267
TVA Base Case | 2019 | 3 | 70 | Gleason_Gas | 3.7809
TVA Base Case | 2019 | 4 | 70 | Gleason_Gas | 3.568
TVA Base Case | 2019 | 5 | 70 | Gleason_Gas | 3.6015
TVA Base Case | 2019 | 6 | 70 | Gleason_Gas | 3.6675
TVA Base Case | 2019 | 7 | 70 | Gleason_Gas | 3.8291
TVA Base Case | 2019 | 8 | 70 | Gleason_Gas | 3.8674
TVA Base Case | 2019 | 9 | 70 | Gleason_Gas | 3.8156
TVA Base Case | 2019 | 10 | 70 | Gleason_Gas | 3.8443
TVA Base Case | 2019 | 11 | 70 | Gleason_Gas | 3.9111
TVA Base Case | 2019 | 12 | 70 | Gleason_Gas | 4.0558
TVA Base Case | 2020 | 1 | 70 | Gleason_Gas | 4.3951
TVA Base Case | 2020 | 2 | 70 | Gleason_Gas | 4.1767
TVA Base Case | 2020 | 3 | 70 | Gleason_Gas | 3.9655
TVA Base Case | 2020 | 4 | 70 | Gleason_Gas | 3.8698
TVA Base Case | 2020 | 5 | 70 | Gleason_Gas | 3.9452
TVA Base Case | 2020 | 6 | 70 | Gleason_Gas | 4.015
TVA Base Case | 2020 | 7 | 70 | Gleason_Gas | 4.2721
TVA Base Case | 2020 | 8 | 70 | Gleason_Gas | 4.2944
TVA Base Case | 2020 | 9 | 70 | Gleason_Gas | 4.1466
TVA Base Case | 2020 | 10 | 70 | Gleason_Gas | 4.1679
TVA Base Case | 2020 | 11 | 70 | Gleason_Gas | 4.2549
TVA Base Case | 2020 | 12 | 70 | Gleason_Gas | 4.3805
TVA Base Case | 2021 | 1 | 70 | Gleason_Gas | 4.6294
TVA Base Case | 2021 | 2 | 70 | Gleason_Gas | 4.6079
TVA Base Case | 2021 | 3 | 70 | Gleason_Gas | 4.2091
TVA Base Case | 2021 | 4 | 70 | Gleason_Gas | 4.0727
TVA Base Case | 2021 | 5 | 70 | Gleason_Gas | 4.1434
TVA Base Case | 2021 | 6 | 70 | Gleason_Gas | 4.2481
TVA Base Case | 2021 | 7 | 70 | Gleason_Gas | 4.4778
TVA Base Case | 2021 | 8 | 70 | Gleason_Gas | 4.5119
TVA Base Case | 2021 | 9 | 70 | Gleason_Gas | 4.3592
TVA Base Case | 2021 | 10 | 70 | Gleason_Gas | 4.3909
TVA Base Case | 2021 | 11 | 70 | Gleason_Gas | 4.5032
TVA Base Case | 2021 | 12 | 70 | Gleason_Gas | 4.6092
TVA Base Case | 2022 | 1 | 70 | Gleason_Gas | 5.199
TVA Base Case | 2022 | 2 | 70 | Gleason_Gas | 5.076
TVA Base Case | 2022 | 3 | 70 | Gleason_Gas | 4.7141
TVA Base Case | 2022 | 4 | 70 | Gleason_Gas | 4.5519
TVA Base Case | 2022 | 5 | 70 | Gleason_Gas | 4.6489
TVA Base Case | 2022 | 6 | 70 | Gleason_Gas | 4.7013
TVA Base Case | 2022 | 7 | 70 | Gleason_Gas | 4.9011
TVA Base Case | 2022 | 8 | 70 | Gleason_Gas | 4.9257
TVA Base Case | 2022 | 9 | 70 | Gleason_Gas | 4.8258
TVA Base Case | 2022 | 10 | 70 | Gleason_Gas | 4.8605
TVA Base Case | 2022 | 11 | 70 | Gleason_Gas | 5.0414
TVA Base Case | 2022 | 12 | 70 | Gleason_Gas | 5.1153
TVA Base Case | 2023 | 1 | 70 | Gleason_Gas | 5.5118
TVA Base Case | 2023 | 2 | 70 | Gleason_Gas | 5.4224
TVA Base Case | 2023 | 3 | 70 | Gleason_Gas | 5.0664
TVA Base Case | 2023 | 4 | 70 | Gleason_Gas | 4.923
TVA Base Case | 2023 | 5 | 70 | Gleason_Gas | 5.0226
TVA Base Case | 2023 | 6 | 70 | Gleason_Gas | 5.0833
TVA Base Case | 2023 | 7 | 70 | Gleason_Gas | 5.2031
TVA Base Case | 2023 | 8 | 70 | Gleason_Gas | 5.2368
TVA Base Case | 2023 | 9 | 70 | Gleason_Gas | 5.1491
TVA Base Case | 2023 | 10 | 70 | Gleason_Gas | 5.1727
TVA Base Case | 2023 | 11 | 70 | Gleason_Gas | 5.3465
TVA Base Case | 2023 | 12 | 70 | Gleason_Gas | 5.4443
TVA Base Case | 2024 | 1 | 70 | Gleason_Gas | 5.7685
TVA Base Case | 2024 | 2 | 70 | Gleason_Gas | 5.5676
TVA Base Case | 2024 | 3 | 70 | Gleason_Gas | 5.2666
TVA Base Case | 2024 | 4 | 70 | Gleason_Gas | 5.1201
TVA Base Case | 2024 | 5 | 70 | Gleason_Gas | 5.188
TVA Base Case | 2024 | 6 | 70 | Gleason_Gas | 5.2584
TVA Base Case | 2024 | 7 | 70 | Gleason_Gas | 5.5512
TVA Base Case | 2024 | 8 | 70 | Gleason_Gas | 5.5873
TVA Base Case | 2024 | 9 | 70 | Gleason_Gas | 5.4592
TVA Base Case | 2024 | 10 | 70 | Gleason_Gas | 5.4954
TVA Base Case | 2024 | 11 | 70 | Gleason_Gas | 5.612
TVA Base Case | 2024 | 12 | 70 | Gleason_Gas | 5.7242
TVA Base Case | 2025 | 1 | 70 | Gleason_Gas | 6.1089
TVA Base Case | 2025 | 2 | 70 | Gleason_Gas | 6.0027
TVA Base Case | 2025 | 3 | 70 | Gleason_Gas | 5.5708
TVA Base Case | 2025 | 4 | 70 | Gleason_Gas | 5.3989
TVA Base Case | 2025 | 5 | 70 | Gleason_Gas | 5.4523
TVA Base Case | 2025 | 6 | 70 | Gleason_Gas | 5.5158
TVA Base Case | 2025 | 7 | 70 | Gleason_Gas | 5.8149
TVA Base Case | 2025 | 8 | 70 | Gleason_Gas | 5.8517
TVA Base Case | 2025 | 9 | 70 | Gleason_Gas | 5.7427
TVA Base Case | 2025 | 10 | 70 | Gleason_Gas | 5.7673
TVA Base Case | 2025 | 11 | 70 | Gleason_Gas | 5.9125
TVA Base Case | 2025 | 12 | 70 | Gleason_Gas | 6.0518
TVA Base Case | 2026 | 1 | 70 | Gleason_Gas | 6.3207
TVA Base Case | 2026 | 2 | 70 | Gleason_Gas | 6.1854
TVA Base Case | 2026 | 3 | 70 | Gleason_Gas | 5.697
TVA Base Case | 2026 | 4 | 70 | Gleason_Gas | 5.5593
TVA Base Case | 2026 | 5 | 70 | Gleason_Gas | 5.6344
TVA Base Case | 2026 | 6 | 70 | Gleason_Gas | 5.7167
TVA Base Case | 2026 | 7 | 70 | Gleason_Gas | 5.9845
TVA Base Case | 2026 | 8 | 70 | Gleason_Gas | 5.997
TVA Base Case | 2026 | 9 | 70 | Gleason_Gas | 5.8723
TVA Base Case | 2026 | 10 | 70 | Gleason_Gas | 5.9075
TVA Base Case | 2026 | 11 | 70 | Gleason_Gas | 6.0679
TVA Base Case | 2026 | 12 | 70 | Gleason_Gas | 6.2003
TVA Base Case | 2027 | 1 | 70 | Gleason_Gas | 6.5921
TVA Base Case | 2027 | 2 | 70 | Gleason_Gas | 6.5027
TVA Base Case | 2027 | 3 | 70 | Gleason_Gas | 6.0686
TVA Base Case | 2027 | 4 | 70 | Gleason_Gas | 5.8617
TVA Base Case | 2027 | 5 | 70 | Gleason_Gas | 5.9537
TVA Base Case | 2027 | 6 | 70 | Gleason_Gas | 6.051
TVA Base Case | 2027 | 7 | 70 | Gleason_Gas | 6.3271
TVA Base Case | 2027 | 8 | 70 | Gleason_Gas | 6.3654
TVA Base Case | 2027 | 9 | 70 | Gleason_Gas | 6.2091
TVA Base Case | 2027 | 10 | 70 | Gleason_Gas | 6.2293
TVA Base Case | 2027 | 11 | 70 | Gleason_Gas | 6.398
TVA Base Case | 2027 | 12 | 70 | Gleason_Gas | 6.5309
TVA Base Case | 2028 | 1 | 70 | Gleason_Gas | 7.0804
TVA Base Case | 2028 | 2 | 70 | Gleason_Gas | 6.7419
TVA Base Case | 2028 | 3 | 70 | Gleason_Gas | 6.4164
TVA Base Case | 2028 | 4 | 70 | Gleason_Gas | 6.2413
TVA Base Case | 2028 | 5 | 70 | Gleason_Gas | 6.3122
TVA Base Case | 2028 | 6 | 70 | Gleason_Gas | 6.428
TVA Base Case | 2028 | 7 | 70 | Gleason_Gas | 6.6551
TVA Base Case | 2028 | 8 | 70 | Gleason_Gas | 6.6942
TVA Base Case | 2028 | 9 | 70 | Gleason_Gas | 6.5177
TVA Base Case | 2028 | 10 | 70 | Gleason_Gas | 6.5538
TVA Base Case | 2028 | 11 | 70 | Gleason_Gas | 6.7491
TVA Base Case | 2028 | 12 | 70 | Gleason_Gas | 6.8489
TVA Base Case | 2029 | 1 | 70 | Gleason_Gas | 7.3404
TVA Base Case | 2029 | 2 | 70 | Gleason_Gas | 7.214
TVA Base Case | 2029 | 3 | 70 | Gleason_Gas | 6.65
TVA Base Case | 2029 | 4 | 70 | Gleason_Gas | 6.3978
TVA Base Case | 2029 | 5 | 70 | Gleason_Gas | 6.4775
TVA Base Case | 2029 | 6 | 70 | Gleason_Gas | 6.5729
TVA Base Case | 2029 | 7 | 70 | Gleason_Gas | 6.9642
TVA Base Case | 2029 | 8 | 70 | Gleason_Gas | 7.0072
TVA Base Case | 2029 | 9 | 70 | Gleason_Gas | 6.8258
TVA Base Case | 2029 | 10 | 70 | Gleason_Gas | 6.8625
TVA Base Case | 2029 | 11 | 70 | Gleason_Gas | 6.9655
TVA Base Case | 2029 | 12 | 70 | Gleason_Gas | 7.121
TVA Base Case | 2030 | 1 | 70 | Gleason_Gas | 7.5466
TVA Base Case | 2030 | 2 | 70 | Gleason_Gas | 7.4011
TVA Base Case | 2030 | 3 | 70 | Gleason_Gas | 6.785
TVA Base Case | 2030 | 4 | 70 | Gleason_Gas | 6.6091
TVA Base Case | 2030 | 5 | 70 | Gleason_Gas | 6.7106
TVA Base Case | 2030 | 6 | 70 | Gleason_Gas | 6.8156
TVA Base Case | 2030 | 7 | 70 | Gleason_Gas | 7.2185
TVA Base Case | 2030 | 8 | 70 | Gleason_Gas | 7.2591
TVA Base Case | 2030 | 9 | 70 | Gleason_Gas | 7.0592
TVA Base Case | 2030 | 10 | 70 | Gleason_Gas | 7.0829
TVA Base Case | 2030 | 11 | 70 | Gleason_Gas | 7.2284
TVA Base Case | 2030 | 12 | 70 | Gleason_Gas | 7.4146
TVA Base Case | 2031 | 1 | 70 | Gleason_Gas | 7.8412
TVA Base Case | 2031 | 2 | 70 | Gleason_Gas | 7.7169
TVA Base Case | 2031 | 3 | 70 | Gleason_Gas | 7.1335
TVA Base Case | 2031 | 4 | 70 | Gleason_Gas | 6.9264
TVA Base Case | 2031 | 5 | 70 | Gleason_Gas | 6.9779
TVA Base Case | 2031 | 6 | 70 | Gleason_Gas | 7.1104
TVA Base Case | 2031 | 7 | 70 | Gleason_Gas | 7.5319
TVA Base Case | 2031 | 8 | 70 | Gleason_Gas | 7.5734
TVA Base Case | 2031 | 9 | 70 | Gleason_Gas | 7.3681
TVA Base Case | 2031 | 10 | 70 | Gleason_Gas | 7.3921
TVA Base Case | 2031 | 11 | 70 | Gleason_Gas | 7.5402
TVA Base Case | 2031 | 12 | 70 | Gleason_Gas | 7.7169
TVA Base Case | 2032 | 1 | 70 | Gleason_Gas | 8.1549
TVA Base Case | 2032 | 2 | 70 | Gleason_Gas | 7.7889
TVA Base Case | 2032 | 3 | 70 | Gleason_Gas | 7.4471
TVA Base Case | 2032 | 4 | 70 | Gleason_Gas | 7.2782
TVA Base Case | 2032 | 5 | 70 | Gleason_Gas | 7.3345
TVA Base Case | 2032 | 6 | 70 | Gleason_Gas | 7.499
TVA Base Case | 2032 | 7 | 70 | Gleason_Gas | 7.8588
TVA Base Case | 2032 | 8 | 70 | Gleason_Gas | 7.901
TVA Base Case | 2032 | 9 | 70 | Gleason_Gas | 7.6301
TVA Base Case | 2032 | 10 | 70 | Gleason_Gas | 7.6543
TVA Base Case | 2032 | 11 | 70 | Gleason_Gas | 7.8795
TVA Base Case | 2032 | 12 | 70 | Gleason_Gas | 8.0141
TVA Base Case | 2033 | 1 | 70 | Gleason_Gas | 8.5353
TVA Base Case | 2033 | 2 | 70 | Gleason_Gas | 8.3056
TVA Base Case | 2033 | 3 | 70 | Gleason_Gas | 7.7601
TVA Base Case | 2033 | 4 | 70 | Gleason_Gas | 7.5364
TVA Base Case | 2033 | 5 | 70 | Gleason_Gas | 7.6166
TVA Base Case | 2033 | 6 | 70 | Gleason_Gas | 7.7999
TVA Base Case | 2033 | 7 | 70 | Gleason_Gas | 8.2246
TVA Base Case | 2033 | 8 | 70 | Gleason_Gas | 8.282
TVA Base Case | 2033 | 9 | 70 | Gleason_Gas | 7.9611
TVA Base Case | 2033 | 10 | 70 | Gleason_Gas | 7.9856
TVA Base Case | 2033 | 11 | 70 | Gleason_Gas | 8.2152
TVA Base Case | 2033 | 12 | 70 | Gleason_Gas | 8.3487
TVA Base Case | 2034 | 1 | 70 | Gleason_Gas | 8.8733
TVA Base Case | 2034 | 2 | 70 | Gleason_Gas | 8.5614
TVA Base Case | 2034 | 3 | 70 | Gleason_Gas | 8.039
TVA Base Case | 2034 | 4 | 70 | Gleason_Gas | 7.8397
TVA Base Case | 2034 | 5 | 70 | Gleason_Gas | 7.9647
TVA Base Case | 2034 | 6 | 70 | Gleason_Gas | 8.1393
TVA Base Case | 2034 | 7 | 70 | Gleason_Gas | 8.548
TVA Base Case | 2034 | 8 | 70 | Gleason_Gas | 8.5919
TVA Base Case | 2034 | 9 | 70 | Gleason_Gas | 8.2147
TVA Base Case | 2034 | 10 | 70 | Gleason_Gas | 8.2495
TVA Base Case | 2034 | 11 | 70 | Gleason_Gas | 8.4736
TVA Base Case | 2034 | 12 | 70 | Gleason_Gas | 8.6053
TVA Base Case | 2035 | 1 | 70 | Gleason_Gas | 9.0527
TVA Base Case | 2035 | 2 | 70 | Gleason_Gas | 8.8987
TVA Base Case | 2035 | 3 | 70 | Gleason_Gas | 8.2766
TVA Base Case | 2035 | 4 | 70 | Gleason_Gas | 8.058
TVA Base Case | 2035 | 5 | 70 | Gleason_Gas | 8.1417
TVA Base Case | 2035 | 6 | 70 | Gleason_Gas | 8.3353
TVA Base Case | 2035 | 7 | 70 | Gleason_Gas | 8.9467
TVA Base Case | 2035 | 8 | 70 | Gleason_Gas | 9.0064
TVA Base Case | 2035 | 9 | 70 | Gleason_Gas | 8.59
TVA Base Case | 2035 | 10 | 70 | Gleason_Gas | 8.5954
TVA Base Case | 2035 | 11 | 70 | Gleason_Gas | 8.6897
TVA Base Case | 2035 | 12 | 70 | Gleason_Gas | 8.8688
TVA Base Case | 2014 | 1 | 77 | J. Aron_Gas | 0
TVA Base Case | 2014 | 2 | 77 | J. Aron_Gas | 0
TVA Base Case | 2014 | 3 | 77 | J. Aron_Gas | 0
TVA Base Case | 2014 | 4 | 77 | J. Aron_Gas | 0
TVA Base Case | 2014 | 5 | 77 | J. Aron_Gas | 0
TVA Base Case | 2014 | 6 | 77 | J. Aron_Gas | 0
TVA Base Case | 2014 | 7 | 77 | J. Aron_Gas | 0
TVA Base Case | 2014 | 8 | 77 | J. Aron_Gas | 0
TVA Base Case | 2014 | 9 | 77 | J. Aron_Gas | 0
TVA Base Case | 2014 | 10 | 77 | J. Aron_Gas | 0
TVA Base Case | 2014 | 11 | 77 | J. Aron_Gas | 0
TVA Base Case | 2014 | 12 | 77 | J. Aron_Gas | 0
TVA Base Case | 2015 | 1 | 77 | J. Aron_Gas | 2.71
TVA Base Case | 2015 | 2 | 77 | J. Aron_Gas | 2.71
TVA Base Case | 2015 | 3 | 77 | J. Aron_Gas | 2.71
TVA Base Case | 2015 | 4 | 77 | J. Aron_Gas | 0
TVA Base Case | 2015 | 5 | 77 | J. Aron_Gas | 0
TVA Base Case | 2015 | 6 | 77 | J. Aron_Gas | 0
TVA Base Case | 2015 | 7 | 77 | J. Aron_Gas | 0
TVA Base Case | 2015 | 8 | 77 | J. Aron_Gas | 0
TVA Base Case | 2015 | 9 | 77 | J. Aron_Gas | 0
TVA Base Case | 2015 | 10 | 77 | J. Aron_Gas | 0
TVA Base Case | 2015 | 11 | 77 | J. Aron_Gas | 0
TVA Base Case | 2015 | 12 | 77 | J. Aron_Gas | 0
TVA Base Case | 2016 | 1 | 77 | J. Aron_Gas | 0
TVA Base Case | 2016 | 2 | 77 | J. Aron_Gas | 0
TVA Base Case | 2016 | 3 | 77 | J. Aron_Gas | 0
TVA Base Case | 2016 | 4 | 77 | J. Aron_Gas | 0
TVA Base Case | 2016 | 5 | 77 | J. Aron_Gas | 0
TVA Base Case | 2016 | 6 | 77 | J. Aron_Gas | 0
TVA Base Case | 2016 | 7 | 77 | J. Aron_Gas | 0
TVA Base Case | 2016 | 8 | 77 | J. Aron_Gas | 0
TVA Base Case | 2016 | 9 | 77 | J. Aron_Gas | 0
TVA Base Case | 2016 | 10 | 77 | J. Aron_Gas | 0
TVA Base Case | 2016 | 11 | 77 | J. Aron_Gas | 0
TVA Base Case | 2016 | 12 | 77 | J. Aron_Gas | 0
TVA Base Case | 2017 | 1 | 77 | J. Aron_Gas | 0
TVA Base Case | 2017 | 2 | 77 | J. Aron_Gas | 0
TVA Base Case | 2017 | 3 | 77 | J. Aron_Gas | 0
TVA Base Case | 2017 | 4 | 77 | J. Aron_Gas | 0
TVA Base Case | 2017 | 5 | 77 | J. Aron_Gas | 0
TVA Base Case | 2017 | 6 | 77 | J. Aron_Gas | 0
TVA Base Case | 2017 | 7 | 77 | J. Aron_Gas | 0
TVA Base Case | 2017 | 8 | 77 | J. Aron_Gas | 0
TVA Base Case | 2017 | 9 | 77 | J. Aron_Gas | 0
TVA Base Case | 2017 | 10 | 77 | J. Aron_Gas | 0
TVA Base Case | 2017 | 11 | 77 | J. Aron_Gas | 0
TVA Base Case | 2017 | 12 | 77 | J. Aron_Gas | 0
TVA Base Case | 2018 | 1 | 77 | J. Aron_Gas | 0
TVA Base Case | 2018 | 2 | 77 | J. Aron_Gas | 0
TVA Base Case | 2018 | 3 | 77 | J. Aron_Gas | 0
TVA Base Case | 2018 | 4 | 77 | J. Aron_Gas | 0
TVA Base Case | 2018 | 5 | 77 | J. Aron_Gas | 0
TVA Base Case | 2018 | 6 | 77 | J. Aron_Gas | 0
TVA Base Case | 2018 | 7 | 77 | J. Aron_Gas | 0
TVA Base Case | 2018 | 8 | 77 | J. Aron_Gas | 0
TVA Base Case | 2018 | 9 | 77 | J. Aron_Gas | 0
TVA Base Case | 2018 | 10 | 77 | J. Aron_Gas | 0
TVA Base Case | 2018 | 11 | 77 | J. Aron_Gas | 0
TVA Base Case | 2018 | 12 | 77 | J. Aron_Gas | 0
TVA Base Case | 2019 | 1 | 77 | J. Aron_Gas | 0
TVA Base Case | 2019 | 2 | 77 | J. Aron_Gas | 0
TVA Base Case | 2019 | 3 | 77 | J. Aron_Gas | 0
TVA Base Case | 2019 | 4 | 77 | J. Aron_Gas | 0
TVA Base Case | 2019 | 5 | 77 | J. Aron_Gas | 0
TVA Base Case | 2019 | 6 | 77 | J. Aron_Gas | 0
TVA Base Case | 2019 | 7 | 77 | J. Aron_Gas | 0
TVA Base Case | 2019 | 8 | 77 | J. Aron_Gas | 0
TVA Base Case | 2019 | 9 | 77 | J. Aron_Gas | 0
TVA Base Case | 2019 | 10 | 77 | J. Aron_Gas | 0
TVA Base Case | 2019 | 11 | 77 | J. Aron_Gas | 0
TVA Base Case | 2019 | 12 | 77 | J. Aron_Gas | 0
TVA Base Case | 2020 | 1 | 77 | J. Aron_Gas | 0
TVA Base Case | 2020 | 2 | 77 | J. Aron_Gas | 0
TVA Base Case | 2020 | 3 | 77 | J. Aron_Gas | 0
TVA Base Case | 2020 | 4 | 77 | J. Aron_Gas | 0
TVA Base Case | 2020 | 5 | 77 | J. Aron_Gas | 0
TVA Base Case | 2020 | 6 | 77 | J. Aron_Gas | 0
TVA Base Case | 2020 | 7 | 77 | J. Aron_Gas | 0
TVA Base Case | 2020 | 8 | 77 | J. Aron_Gas | 0
TVA Base Case | 2020 | 9 | 77 | J. Aron_Gas | 0
TVA Base Case | 2020 | 10 | 77 | J. Aron_Gas | 0
TVA Base Case | 2020 | 11 | 77 | J. Aron_Gas | 0
TVA Base Case | 2020 | 12 | 77 | J. Aron_Gas | 0
TVA Base Case | 2021 | 1 | 77 | J. Aron_Gas | 0
TVA Base Case | 2021 | 2 | 77 | J. Aron_Gas | 0
TVA Base Case | 2021 | 3 | 77 | J. Aron_Gas | 0
TVA Base Case | 2021 | 4 | 77 | J. Aron_Gas | 0
TVA Base Case | 2021 | 5 | 77 | J. Aron_Gas | 0
TVA Base Case | 2021 | 6 | 77 | J. Aron_Gas | 0
TVA Base Case | 2021 | 7 | 77 | J. Aron_Gas | 0
TVA Base Case | 2021 | 8 | 77 | J. Aron_Gas | 0
TVA Base Case | 2021 | 9 | 77 | J. Aron_Gas | 0
TVA Base Case | 2021 | 10 | 77 | J. Aron_Gas | 0
TVA Base Case | 2021 | 11 | 77 | J. Aron_Gas | 0
TVA Base Case | 2021 | 12 | 77 | J. Aron_Gas | 0
TVA Base Case | 2022 | 1 | 77 | J. Aron_Gas | 0
TVA Base Case | 2022 | 2 | 77 | J. Aron_Gas | 0
TVA Base Case | 2022 | 3 | 77 | J. Aron_Gas | 0
TVA Base Case | 2022 | 4 | 77 | J. Aron_Gas | 0
TVA Base Case | 2022 | 5 | 77 | J. Aron_Gas | 0
TVA Base Case | 2022 | 6 | 77 | J. Aron_Gas | 0
TVA Base Case | 2022 | 7 | 77 | J. Aron_Gas | 0
TVA Base Case | 2022 | 8 | 77 | J. Aron_Gas | 0
TVA Base Case | 2022 | 9 | 77 | J. Aron_Gas | 0
TVA Base Case | 2022 | 10 | 77 | J. Aron_Gas | 0
TVA Base Case | 2022 | 11 | 77 | J. Aron_Gas | 0
TVA Base Case | 2022 | 12 | 77 | J. Aron_Gas | 0
TVA Base Case | 2023 | 1 | 77 | J. Aron_Gas | 0
TVA Base Case | 2023 | 2 | 77 | J. Aron_Gas | 0
TVA Base Case | 2023 | 3 | 77 | J. Aron_Gas | 0
TVA Base Case | 2023 | 4 | 77 | J. Aron_Gas | 0
TVA Base Case | 2023 | 5 | 77 | J. Aron_Gas | 0
TVA Base Case | 2023 | 6 | 77 | J. Aron_Gas | 0
TVA Base Case | 2023 | 7 | 77 | J. Aron_Gas | 0
TVA Base Case | 2023 | 8 | 77 | J. Aron_Gas | 0
TVA Base Case | 2023 | 9 | 77 | J. Aron_Gas | 0
TVA Base Case | 2023 | 10 | 77 | J. Aron_Gas | 0
TVA Base Case | 2023 | 11 | 77 | J. Aron_Gas | 0
TVA Base Case | 2023 | 12 | 77 | J. Aron_Gas | 0
TVA Base Case | 2024 | 1 | 77 | J. Aron_Gas | 0
TVA Base Case | 2024 | 2 | 77 | J. Aron_Gas | 0
TVA Base Case | 2024 | 3 | 77 | J. Aron_Gas | 0
TVA Base Case | 2024 | 4 | 77 | J. Aron_Gas | 0
TVA Base Case | 2024 | 5 | 77 | J. Aron_Gas | 0
TVA Base Case | 2024 | 6 | 77 | J. Aron_Gas | 0
TVA Base Case | 2024 | 7 | 77 | J. Aron_Gas | 0
TVA Base Case | 2024 | 8 | 77 | J. Aron_Gas | 0
TVA Base Case | 2024 | 9 | 77 | J. Aron_Gas | 0
TVA Base Case | 2024 | 10 | 77 | J. Aron_Gas | 0
TVA Base Case | 2024 | 11 | 77 | J. Aron_Gas | 0
TVA Base Case | 2024 | 12 | 77 | J. Aron_Gas | 0
TVA Base Case | 2025 | 1 | 77 | J. Aron_Gas | 0
TVA Base Case | 2025 | 2 | 77 | J. Aron_Gas | 0
TVA Base Case | 2025 | 3 | 77 | J. Aron_Gas | 0
TVA Base Case | 2025 | 4 | 77 | J. Aron_Gas | 0
TVA Base Case | 2025 | 5 | 77 | J. Aron_Gas | 0
TVA Base Case | 2025 | 6 | 77 | J. Aron_Gas | 0
TVA Base Case | 2025 | 7 | 77 | J. Aron_Gas | 0
TVA Base Case | 2025 | 8 | 77 | J. Aron_Gas | 0
TVA Base Case | 2025 | 9 | 77 | J. Aron_Gas | 0
TVA Base Case | 2025 | 10 | 77 | J. Aron_Gas | 0
TVA Base Case | 2025 | 11 | 77 | J. Aron_Gas | 0
TVA Base Case | 2025 | 12 | 77 | J. Aron_Gas | 0
TVA Base Case | 2026 | 1 | 77 | J. Aron_Gas | 0
TVA Base Case | 2026 | 2 | 77 | J. Aron_Gas | 0
TVA Base Case | 2026 | 3 | 77 | J. Aron_Gas | 0
TVA Base Case | 2026 | 4 | 77 | J. Aron_Gas | 0
TVA Base Case | 2026 | 5 | 77 | J. Aron_Gas | 0
TVA Base Case | 2026 | 6 | 77 | J. Aron_Gas | 0
TVA Base Case | 2026 | 7 | 77 | J. Aron_Gas | 0
TVA Base Case | 2026 | 8 | 77 | J. Aron_Gas | 0
TVA Base Case | 2026 | 9 | 77 | J. Aron_Gas | 0
TVA Base Case | 2026 | 10 | 77 | J. Aron_Gas | 0
TVA Base Case | 2026 | 11 | 77 | J. Aron_Gas | 0
TVA Base Case | 2026 | 12 | 77 | J. Aron_Gas | 0
TVA Base Case | 2027 | 1 | 77 | J. Aron_Gas | 0
TVA Base Case | 2027 | 2 | 77 | J. Aron_Gas | 0
TVA Base Case | 2027 | 3 | 77 | J. Aron_Gas | 0
TVA Base Case | 2027 | 4 | 77 | J. Aron_Gas | 0
TVA Base Case | 2027 | 5 | 77 | J. Aron_Gas | 0
TVA Base Case | 2027 | 6 | 77 | J. Aron_Gas | 0
TVA Base Case | 2027 | 7 | 77 | J. Aron_Gas | 0
TVA Base Case | 2027 | 8 | 77 | J. Aron_Gas | 0
TVA Base Case | 2027 | 9 | 77 | J. Aron_Gas | 0
TVA Base Case | 2027 | 10 | 77 | J. Aron_Gas | 0
TVA Base Case | 2027 | 11 | 77 | J. Aron_Gas | 0
TVA Base Case | 2027 | 12 | 77 | J. Aron_Gas | 0
TVA Base Case | 2028 | 1 | 77 | J. Aron_Gas | 0
TVA Base Case | 2028 | 2 | 77 | J. Aron_Gas | 0
TVA Base Case | 2028 | 3 | 77 | J. Aron_Gas | 0
TVA Base Case | 2028 | 4 | 77 | J. Aron_Gas | 0
TVA Base Case | 2028 | 5 | 77 | J. Aron_Gas | 0
TVA Base Case | 2028 | 6 | 77 | J. Aron_Gas | 0
TVA Base Case | 2028 | 7 | 77 | J. Aron_Gas | 0
TVA Base Case | 2028 | 8 | 77 | J. Aron_Gas | 0
TVA Base Case | 2028 | 9 | 77 | J. Aron_Gas | 0
TVA Base Case | 2028 | 10 | 77 | J. Aron_Gas | 0
TVA Base Case | 2028 | 11 | 77 | J. Aron_Gas | 0
TVA Base Case | 2028 | 12 | 77 | J. Aron_Gas | 0
TVA Base Case | 2029 | 1 | 77 | J. Aron_Gas | 0
TVA Base Case | 2029 | 2 | 77 | J. Aron_Gas | 0
TVA Base Case | 2029 | 3 | 77 | J. Aron_Gas | 0
TVA Base Case | 2029 | 4 | 77 | J. Aron_Gas | 0
TVA Base Case | 2029 | 5 | 77 | J. Aron_Gas | 0
TVA Base Case | 2029 | 6 | 77 | J. Aron_Gas | 0
TVA Base Case | 2029 | 7 | 77 | J. Aron_Gas | 0
TVA Base Case | 2029 | 8 | 77 | J. Aron_Gas | 0
TVA Base Case | 2029 | 9 | 77 | J. Aron_Gas | 0
TVA Base Case | 2029 | 10 | 77 | J. Aron_Gas | 0
TVA Base Case | 2029 | 11 | 77 | J. Aron_Gas | 0
TVA Base Case | 2029 | 12 | 77 | J. Aron_Gas | 0
TVA Base Case | 2030 | 1 | 77 | J. Aron_Gas | 0
TVA Base Case | 2030 | 2 | 77 | J. Aron_Gas | 0
TVA Base Case | 2030 | 3 | 77 | J. Aron_Gas | 0
TVA Base Case | 2030 | 4 | 77 | J. Aron_Gas | 0
TVA Base Case | 2030 | 5 | 77 | J. Aron_Gas | 0
TVA Base Case | 2030 | 6 | 77 | J. Aron_Gas | 0
TVA Base Case | 2030 | 7 | 77 | J. Aron_Gas | 0
TVA Base Case | 2030 | 8 | 77 | J. Aron_Gas | 0
TVA Base Case | 2030 | 9 | 77 | J. Aron_Gas | 0
TVA Base Case | 2030 | 10 | 77 | J. Aron_Gas | 0
TVA Base Case | 2030 | 11 | 77 | J. Aron_Gas | 0
TVA Base Case | 2030 | 12 | 77 | J. Aron_Gas | 0
TVA Base Case | 2031 | 1 | 77 | J. Aron_Gas | 0
TVA Base Case | 2031 | 2 | 77 | J. Aron_Gas | 0
TVA Base Case | 2031 | 3 | 77 | J. Aron_Gas | 0
TVA Base Case | 2031 | 4 | 77 | J. Aron_Gas | 0
TVA Base Case | 2031 | 5 | 77 | J. Aron_Gas | 0
TVA Base Case | 2031 | 6 | 77 | J. Aron_Gas | 0
TVA Base Case | 2031 | 7 | 77 | J. Aron_Gas | 0
TVA Base Case | 2031 | 8 | 77 | J. Aron_Gas | 0
TVA Base Case | 2031 | 9 | 77 | J. Aron_Gas | 0
TVA Base Case | 2031 | 10 | 77 | J. Aron_Gas | 0
TVA Base Case | 2031 | 11 | 77 | J. Aron_Gas | 0
TVA Base Case | 2031 | 12 | 77 | J. Aron_Gas | 0
TVA Base Case | 2032 | 1 | 77 | J. Aron_Gas | 0
TVA Base Case | 2032 | 2 | 77 | J. Aron_Gas | 0
TVA Base Case | 2032 | 3 | 77 | J. Aron_Gas | 0
TVA Base Case | 2032 | 4 | 77 | J. Aron_Gas | 0
TVA Base Case | 2032 | 5 | 77 | J. Aron_Gas | 0
TVA Base Case | 2032 | 6 | 77 | J. Aron_Gas | 0
TVA Base Case | 2032 | 7 | 77 | J. Aron_Gas | 0
TVA Base Case | 2032 | 8 | 77 | J. Aron_Gas | 0
TVA Base Case | 2032 | 9 | 77 | J. Aron_Gas | 0
TVA Base Case | 2032 | 10 | 77 | J. Aron_Gas | 0
TVA Base Case | 2032 | 11 | 77 | J. Aron_Gas | 0
TVA Base Case | 2032 | 12 | 77 | J. Aron_Gas | 0
TVA Base Case | 2033 | 1 | 77 | J. Aron_Gas | 0
TVA Base Case | 2033 | 2 | 77 | J. Aron_Gas | 0
TVA Base Case | 2033 | 3 | 77 | J. Aron_Gas | 0
TVA Base Case | 2033 | 4 | 77 | J. Aron_Gas | 0
TVA Base Case | 2033 | 5 | 77 | J. Aron_Gas | 0
TVA Base Case | 2033 | 6 | 77 | J. Aron_Gas | 0
TVA Base Case | 2033 | 7 | 77 | J. Aron_Gas | 0
TVA Base Case | 2033 | 8 | 77 | J. Aron_Gas | 0
TVA Base Case | 2033 | 9 | 77 | J. Aron_Gas | 0
TVA Base Case | 2033 | 10 | 77 | J. Aron_Gas | 0
TVA Base Case | 2033 | 11 | 77 | J. Aron_Gas | 0
TVA Base Case | 2033 | 12 | 77 | J. Aron_Gas | 0
TVA Base Case | 2034 | 1 | 77 | J. Aron_Gas | 0
TVA Base Case | 2034 | 2 | 77 | J. Aron_Gas | 0
TVA Base Case | 2034 | 3 | 77 | J. Aron_Gas | 0
TVA Base Case | 2034 | 4 | 77 | J. Aron_Gas | 0
TVA Base Case | 2034 | 5 | 77 | J. Aron_Gas | 0
TVA Base Case | 2034 | 6 | 77 | J. Aron_Gas | 0
TVA Base Case | 2034 | 7 | 77 | J. Aron_Gas | 0
TVA Base Case | 2034 | 8 | 77 | J. Aron_Gas | 0
TVA Base Case | 2034 | 9 | 77 | J. Aron_Gas | 0
TVA Base Case | 2034 | 10 | 77 | J. Aron_Gas | 0
TVA Base Case | 2034 | 11 | 77 | J. Aron_Gas | 0
TVA Base Case | 2034 | 12 | 77 | J. Aron_Gas | 0
TVA Base Case | 2035 | 1 | 77 | J. Aron_Gas | 0
TVA Base Case | 2035 | 2 | 77 | J. Aron_Gas | 0
TVA Base Case | 2035 | 3 | 77 | J. Aron_Gas | 0
TVA Base Case | 2035 | 4 | 77 | J. Aron_Gas | 0
TVA Base Case | 2035 | 5 | 77 | J. Aron_Gas | 0
TVA Base Case | 2035 | 6 | 77 | J. Aron_Gas | 0
TVA Base Case | 2035 | 7 | 77 | J. Aron_Gas | 0
TVA Base Case | 2035 | 8 | 77 | J. Aron_Gas | 0
TVA Base Case | 2035 | 9 | 77 | J. Aron_Gas | 0
TVA Base Case | 2035 | 10 | 77 | J. Aron_Gas | 0
TVA Base Case | 2035 | 11 | 77 | J. Aron_Gas | 0
TVA Base Case | 2035 | 12 | 77 | J. Aron_Gas | 0
TVA Base Case | 2014 | 1 | 20 | JOF-01_Coal | 2.1779
TVA Base Case | 2014 | 2 | 20 | JOF-01_Coal | 2.1779
TVA Base Case | 2014 | 3 | 20 | JOF-01_Coal | 2.1779
TVA Base Case | 2014 | 4 | 20 | JOF-01_Coal | 2.1923
TVA Base Case | 2014 | 5 | 20 | JOF-01_Coal | 2.2477
TVA Base Case | 2014 | 6 | 20 | JOF-01_Coal | 2.2472
TVA Base Case | 2014 | 7 | 20 | JOF-01_Coal | 2.2484
TVA Base Case | 2014 | 8 | 20 | JOF-01_Coal | 2.3492
TVA Base Case | 2014 | 9 | 20 | JOF-01_Coal | 2.3464
TVA Base Case | 2014 | 10 | 20 | JOF-01_Coal | 2.3619
TVA Base Case | 2014 | 11 | 20 | JOF-01_Coal | 2.3617
TVA Base Case | 2014 | 12 | 20 | JOF-01_Coal | 2.3608
TVA Base Case | 2015 | 1 | 20 | JOF-01_Coal | 1.7
TVA Base Case | 2015 | 2 | 20 | JOF-01_Coal | 1.7
TVA Base Case | 2015 | 3 | 20 | JOF-01_Coal | 1.7
TVA Base Case | 2015 | 4 | 20 | JOF-01_Coal | 1.8891
TVA Base Case | 2015 | 5 | 20 | JOF-01_Coal | 1.8987
TVA Base Case | 2015 | 6 | 20 | JOF-01_Coal | 1.8987
TVA Base Case | 2015 | 7 | 20 | JOF-01_Coal | 1.9154
TVA Base Case | 2015 | 8 | 20 | JOF-01_Coal | 1.9155
TVA Base Case | 2015 | 9 | 20 | JOF-01_Coal | 1.9176
TVA Base Case | 2015 | 10 | 20 | JOF-01_Coal | 1.9307
TVA Base Case | 2015 | 11 | 20 | JOF-01_Coal | 1.9285
TVA Base Case | 2015 | 12 | 20 | JOF-01_Coal | 1.9266
TVA Base Case | 2016 | 1 | 20 | JOF-01_Coal | 1.9564
TVA Base Case | 2016 | 2 | 20 | JOF-01_Coal | 1.9565
TVA Base Case | 2016 | 3 | 20 | JOF-01_Coal | 1.9566
TVA Base Case | 2016 | 4 | 20 | JOF-01_Coal | 1.9813
TVA Base Case | 2016 | 5 | 20 | JOF-01_Coal | 1.9832
TVA Base Case | 2016 | 6 | 20 | JOF-01_Coal | 1.9834
TVA Base Case | 2016 | 7 | 20 | JOF-01_Coal | 1.9999
TVA Base Case | 2016 | 8 | 20 | JOF-01_Coal | 2.0019
TVA Base Case | 2016 | 9 | 20 | JOF-01_Coal | 2.0046
TVA Base Case | 2016 | 10 | 20 | JOF-01_Coal | 2.0249
TVA Base Case | 2016 | 11 | 20 | JOF-01_Coal | 2.0225
TVA Base Case | 2016 | 12 | 20 | JOF-01_Coal | 2.0226
TVA Base Case | 2017 | 1 | 20 | JOF-01_Coal | 2.1183
TVA Base Case | 2017 | 2 | 20 | JOF-01_Coal | 2.126
TVA Base Case | 2017 | 3 | 20 | JOF-01_Coal | 2.1337
TVA Base Case | 2017 | 4 | 20 | JOF-01_Coal | 2.1442
TVA Base Case | 2017 | 5 | 20 | JOF-01_Coal | 2.1519
TVA Base Case | 2017 | 6 | 20 | JOF-01_Coal | 2.1596
TVA Base Case | 2017 | 7 | 20 | JOF-01_Coal | 2.1702
TVA Base Case | 2017 | 8 | 20 | JOF-01_Coal | 2.1748
TVA Base Case | 2017 | 9 | 20 | JOF-01_Coal | 2.1794
TVA Base Case | 2017 | 10 | 20 | JOF-01_Coal | 2.1869
TVA Base Case | 2017 | 11 | 20 | JOF-01_Coal | 2.1915
TVA Base Case | 2017 | 12 | 20 | JOF-01_Coal | 2.196
TVA Base Case | 2018 | 1 | 20 | JOF-01_Coal | 2.2254
TVA Base Case | 2018 | 2 | 20 | JOF-01_Coal | 2.23
TVA Base Case | 2018 | 3 | 20 | JOF-01_Coal | 2.2346
TVA Base Case | 2018 | 4 | 20 | JOF-01_Coal | 2.2419
TVA Base Case | 2018 | 5 | 20 | JOF-01_Coal | 2.2466
TVA Base Case | 2018 | 6 | 20 | JOF-01_Coal | 2.2512
TVA Base Case | 2018 | 7 | 20 | JOF-01_Coal | 2.2585
TVA Base Case | 2018 | 8 | 20 | JOF-01_Coal | 2.2498
TVA Base Case | 2018 | 9 | 20 | JOF-01_Coal | 2.2411
TVA Base Case | 2018 | 10 | 20 | JOF-01_Coal | 2.2352
TVA Base Case | 2018 | 11 | 20 | JOF-01_Coal | 2.2265
TVA Base Case | 2018 | 12 | 20 | JOF-01_Coal | 2.2178
TVA Base Case | 2019 | 1 | 20 | JOF-01_Coal | 2.5684
TVA Base Case | 2019 | 2 | 20 | JOF-01_Coal | 2.5616
TVA Base Case | 2019 | 3 | 20 | JOF-01_Coal | 2.5547
TVA Base Case | 2019 | 4 | 20 | JOF-01_Coal | 2.5479
TVA Base Case | 2019 | 5 | 20 | JOF-01_Coal | 2.5411
TVA Base Case | 2019 | 6 | 20 | JOF-01_Coal | 2.5342
TVA Base Case | 2019 | 7 | 20 | JOF-01_Coal | 2.5274
TVA Base Case | 2019 | 8 | 20 | JOF-01_Coal | 2.5333
TVA Base Case | 2019 | 9 | 20 | JOF-01_Coal | 2.5392
TVA Base Case | 2019 | 10 | 20 | JOF-01_Coal | 2.5451
TVA Base Case | 2019 | 11 | 20 | JOF-01_Coal | 2.551
TVA Base Case | 2019 | 12 | 20 | JOF-01_Coal | 2.5569
TVA Base Case | 2020 | 1 | 20 | JOF-01_Coal | 2.5641
TVA Base Case | 2020 | 2 | 20 | JOF-01_Coal | 2.57
TVA Base Case | 2020 | 3 | 20 | JOF-01_Coal | 2.576
TVA Base Case | 2020 | 4 | 20 | JOF-01_Coal | 2.5819
TVA Base Case | 2020 | 5 | 20 | JOF-01_Coal | 2.5878
TVA Base Case | 2020 | 6 | 20 | JOF-01_Coal | 2.5938
TVA Base Case | 2020 | 7 | 20 | JOF-01_Coal | 2.5997
TVA Base Case | 2020 | 8 | 20 | JOF-01_Coal | 2.6077
TVA Base Case | 2020 | 9 | 20 | JOF-01_Coal | 2.6157
TVA Base Case | 2020 | 10 | 20 | JOF-01_Coal | 2.6236
TVA Base Case | 2020 | 11 | 20 | JOF-01_Coal | 2.6316
TVA Base Case | 2020 | 12 | 20 | JOF-01_Coal | 2.6396
TVA Base Case | 2021 | 1 | 20 | JOF-01_Coal | 2.6489
TVA Base Case | 2021 | 2 | 20 | JOF-01_Coal | 2.6569
TVA Base Case | 2021 | 3 | 20 | JOF-01_Coal | 2.6649
TVA Base Case | 2021 | 4 | 20 | JOF-01_Coal | 2.6729
TVA Base Case | 2021 | 5 | 20 | JOF-01_Coal | 2.6808
TVA Base Case | 2021 | 6 | 20 | JOF-01_Coal | 2.6888
TVA Base Case | 2021 | 7 | 20 | JOF-01_Coal | 2.6968
TVA Base Case | 2021 | 8 | 20 | JOF-01_Coal | 2.7063
TVA Base Case | 2021 | 9 | 20 | JOF-01_Coal | 2.7158
TVA Base Case | 2021 | 10 | 20 | JOF-01_Coal | 2.7253
TVA Base Case | 2021 | 11 | 20 | JOF-01_Coal | 2.7348
TVA Base Case | 2021 | 12 | 20 | JOF-01_Coal | 2.7443
TVA Base Case | 2022 | 1 | 20 | JOF-01_Coal | 2.7551
TVA Base Case | 2022 | 2 | 20 | JOF-01_Coal | 2.7645
TVA Base Case | 2022 | 3 | 20 | JOF-01_Coal | 2.774
TVA Base Case | 2022 | 4 | 20 | JOF-01_Coal | 2.7834
TVA Base Case | 2022 | 5 | 20 | JOF-01_Coal | 2.7928
TVA Base Case | 2022 | 6 | 20 | JOF-01_Coal | 2.8023
TVA Base Case | 2022 | 7 | 20 | JOF-01_Coal | 2.8117
TVA Base Case | 2022 | 8 | 20 | JOF-01_Coal | 2.8247
TVA Base Case | 2022 | 9 | 20 | JOF-01_Coal | 2.8378
TVA Base Case | 2022 | 10 | 20 | JOF-01_Coal | 2.8508
TVA Base Case | 2022 | 11 | 20 | JOF-01_Coal | 2.8638
TVA Base Case | 2022 | 12 | 20 | JOF-01_Coal | 2.8769
TVA Base Case | 2023 | 1 | 20 | JOF-01_Coal | 2.8914
TVA Base Case | 2023 | 2 | 20 | JOF-01_Coal | 2.9045
TVA Base Case | 2023 | 3 | 20 | JOF-01_Coal | 2.9176
TVA Base Case | 2023 | 4 | 20 | JOF-01_Coal | 2.9307
TVA Base Case | 2023 | 5 | 20 | JOF-01_Coal | 2.9438
TVA Base Case | 2023 | 6 | 20 | JOF-01_Coal | 2.9569
TVA Base Case | 2023 | 7 | 20 | JOF-01_Coal | 2.97
TVA Base Case | 2023 | 8 | 20 | JOF-01_Coal | 2.976
TVA Base Case | 2023 | 9 | 20 | JOF-01_Coal | 2.9821
TVA Base Case | 2023 | 10 | 20 | JOF-01_Coal | 2.9882
TVA Base Case | 2023 | 11 | 20 | JOF-01_Coal | 2.9942
TVA Base Case | 2023 | 12 | 20 | JOF-01_Coal | 3.0003
TVA Base Case | 2024 | 1 | 20 | JOF-01_Coal | 3.0078
TVA Base Case | 2024 | 2 | 20 | JOF-01_Coal | 3.0139
TVA Base Case | 2024 | 3 | 20 | JOF-01_Coal | 3.02
TVA Base Case | 2024 | 4 | 20 | JOF-01_Coal | 3.0261
TVA Base Case | 2024 | 5 | 20 | JOF-01_Coal | 3.0322
TVA Base Case | 2024 | 6 | 20 | JOF-01_Coal | 3.0383
TVA Base Case | 2024 | 7 | 20 | JOF-01_Coal | 3.0444
TVA Base Case | 2024 | 8 | 20 | JOF-01_Coal | 3.0577
TVA Base Case | 2024 | 9 | 20 | JOF-01_Coal | 3.071
TVA Base Case | 2024 | 10 | 20 | JOF-01_Coal | 3.0843
TVA Base Case | 2024 | 11 | 20 | JOF-01_Coal | 3.0976
TVA Base Case | 2024 | 12 | 20 | JOF-01_Coal | 3.1109
TVA Base Case | 2025 | 1 | 20 | JOF-01_Coal | 3.1256
TVA Base Case | 2025 | 2 | 20 | JOF-01_Coal | 3.1389
TVA Base Case | 2025 | 3 | 20 | JOF-01_Coal | 3.1523
TVA Base Case | 2025 | 4 | 20 | JOF-01_Coal | 3.1656
TVA Base Case | 2025 | 5 | 20 | JOF-01_Coal | 3.1789
TVA Base Case | 2025 | 6 | 20 | JOF-01_Coal | 3.1922
TVA Base Case | 2025 | 7 | 20 | JOF-01_Coal | 3.2056
TVA Base Case | 2025 | 8 | 20 | JOF-01_Coal | 3.1973
TVA Base Case | 2025 | 9 | 20 | JOF-01_Coal | 3.189
TVA Base Case | 2025 | 10 | 20 | JOF-01_Coal | 3.1807
TVA Base Case | 2025 | 11 | 20 | JOF-01_Coal | 3.1724
TVA Base Case | 2025 | 12 | 20 | JOF-01_Coal | 3.1641
TVA Base Case | 2026 | 1 | 20 | JOF-01_Coal | 3.1573
TVA Base Case | 2026 | 2 | 20 | JOF-01_Coal | 3.149
TVA Base Case | 2026 | 3 | 20 | JOF-01_Coal | 3.1407
TVA Base Case | 2026 | 4 | 20 | JOF-01_Coal | 3.1325
TVA Base Case | 2026 | 5 | 20 | JOF-01_Coal | 3.1242
TVA Base Case | 2026 | 6 | 20 | JOF-01_Coal | 3.116
TVA Base Case | 2026 | 7 | 20 | JOF-01_Coal | 3.1077
TVA Base Case | 2026 | 8 | 20 | JOF-01_Coal | 3.1139
TVA Base Case | 2026 | 9 | 20 | JOF-01_Coal | 3.1201
TVA Base Case | 2026 | 10 | 20 | JOF-01_Coal | 3.1263
TVA Base Case | 2026 | 11 | 20 | JOF-01_Coal | 3.1325
TVA Base Case | 2026 | 12 | 20 | JOF-01_Coal | 3.1387
TVA Base Case | 2027 | 1 | 20 | JOF-01_Coal | 3.1464
TVA Base Case | 2027 | 2 | 20 | JOF-01_Coal | 3.1526
TVA Base Case | 2027 | 3 | 20 | JOF-01_Coal | 3.1589
TVA Base Case | 2027 | 4 | 20 | JOF-01_Coal | 3.1651
TVA Base Case | 2027 | 5 | 20 | JOF-01_Coal | 3.1713
TVA Base Case | 2027 | 6 | 20 | JOF-01_Coal | 3.1776
TVA Base Case | 2027 | 7 | 20 | JOF-01_Coal | 3.1838
TVA Base Case | 2027 | 8 | 20 | JOF-01_Coal | 3.1999
TVA Base Case | 2027 | 9 | 20 | JOF-01_Coal | 3.216
TVA Base Case | 2027 | 10 | 20 | JOF-01_Coal | 3.2321
TVA Base Case | 2027 | 11 | 20 | JOF-01_Coal | 3.2481
TVA Base Case | 2027 | 12 | 20 | JOF-01_Coal | 3.2642
TVA Base Case | 2028 | 1 | 20 | JOF-01_Coal | 3.2819
TVA Base Case | 2028 | 2 | 20 | JOF-01_Coal | 3.298
TVA Base Case | 2028 | 3 | 20 | JOF-01_Coal | 3.3141
TVA Base Case | 2028 | 4 | 20 | JOF-01_Coal | 3.3302
TVA Base Case | 2028 | 5 | 20 | JOF-01_Coal | 3.3463
TVA Base Case | 2028 | 6 | 20 | JOF-01_Coal | 3.3625
TVA Base Case | 2028 | 7 | 20 | JOF-01_Coal | 3.3786
TVA Base Case | 2028 | 8 | 20 | JOF-01_Coal | 3.3815
TVA Base Case | 2028 | 9 | 20 | JOF-01_Coal | 3.3845
TVA Base Case | 2028 | 10 | 20 | JOF-01_Coal | 3.3875
TVA Base Case | 2028 | 11 | 20 | JOF-01_Coal | 3.3905
TVA Base Case | 2028 | 12 | 20 | JOF-01_Coal | 3.3935
TVA Base Case | 2029 | 1 | 20 | JOF-01_Coal | 3.398
TVA Base Case | 2029 | 2 | 20 | JOF-01_Coal | 3.401
TVA Base Case | 2029 | 3 | 20 | JOF-01_Coal | 3.404
TVA Base Case | 2029 | 4 | 20 | JOF-01_Coal | 3.407
TVA Base Case | 2029 | 5 | 20 | JOF-01_Coal | 3.41
TVA Base Case | 2029 | 6 | 20 | JOF-01_Coal | 3.413
TVA Base Case | 2029 | 7 | 20 | JOF-01_Coal | 3.416
TVA Base Case | 2029 | 8 | 20 | JOF-01_Coal | 3.4202
TVA Base Case | 2029 | 9 | 20 | JOF-01_Coal | 3.4244
TVA Base Case | 2029 | 10 | 20 | JOF-01_Coal | 3.4286
TVA Base Case | 2029 | 11 | 20 | JOF-01_Coal | 3.4329
TVA Base Case | 2029 | 12 | 20 | JOF-01_Coal | 3.4371
TVA Base Case | 2030 | 1 | 20 | JOF-01_Coal | 3.4429
TVA Base Case | 2030 | 2 | 20 | JOF-01_Coal | 3.4471
TVA Base Case | 2030 | 3 | 20 | JOF-01_Coal | 3.4514
TVA Base Case | 2030 | 4 | 20 | JOF-01_Coal | 3.4556
TVA Base Case | 2030 | 5 | 20 | JOF-01_Coal | 3.4598
TVA Base Case | 2030 | 6 | 20 | JOF-01_Coal | 3.4641
TVA Base Case | 2030 | 7 | 20 | JOF-01_Coal | 3.4683
TVA Base Case | 2030 | 8 | 20 | JOF-01_Coal | 3.4794
TVA Base Case | 2030 | 9 | 20 | JOF-01_Coal | 3.4905
TVA Base Case | 2030 | 10 | 20 | JOF-01_Coal | 3.5016
TVA Base Case | 2030 | 11 | 20 | JOF-01_Coal | 3.5127
TVA Base Case | 2030 | 12 | 20 | JOF-01_Coal | 3.5238
TVA Base Case | 2031 | 1 | 20 | JOF-01_Coal | 3.5365
TVA Base Case | 2031 | 2 | 20 | JOF-01_Coal | 3.5477
TVA Base Case | 2031 | 3 | 20 | JOF-01_Coal | 3.5588
TVA Base Case | 2031 | 4 | 20 | JOF-01_Coal | 3.5699
TVA Base Case | 2031 | 5 | 20 | JOF-01_Coal | 3.581
TVA Base Case | 2031 | 6 | 20 | JOF-01_Coal | 3.5922
TVA Base Case | 2031 | 7 | 20 | JOF-01_Coal | 3.6033
TVA Base Case | 2031 | 8 | 20 | JOF-01_Coal | 3.6045
TVA Base Case | 2031 | 9 | 20 | JOF-01_Coal | 3.6057
TVA Base Case | 2031 | 10 | 20 | JOF-01_Coal | 3.607
TVA Base Case | 2031 | 11 | 20 | JOF-01_Coal | 3.6082
TVA Base Case | 2031 | 12 | 20 | JOF-01_Coal | 3.6095
TVA Base Case | 2032 | 1 | 20 | JOF-01_Coal | 3.6124
TVA Base Case | 2032 | 2 | 20 | JOF-01_Coal | 3.6136
TVA Base Case | 2032 | 3 | 20 | JOF-01_Coal | 3.6149
TVA Base Case | 2032 | 4 | 20 | JOF-01_Coal | 3.6161
TVA Base Case | 2032 | 5 | 20 | JOF-01_Coal | 3.6174
TVA Base Case | 2032 | 6 | 20 | JOF-01_Coal | 3.6187
TVA Base Case | 2032 | 7 | 20 | JOF-01_Coal | 3.62
TVA Base Case | 2032 | 8 | 20 | JOF-01_Coal | 3.6289
TVA Base Case | 2032 | 9 | 20 | JOF-01_Coal | 3.6379
TVA Base Case | 2032 | 10 | 20 | JOF-01_Coal | 3.6469
TVA Base Case | 2032 | 11 | 20 | JOF-01_Coal | 3.6559
TVA Base Case | 2032 | 12 | 20 | JOF-01_Coal | 3.6649
TVA Base Case | 2033 | 1 | 20 | JOF-01_Coal | 3.6756
TVA Base Case | 2033 | 2 | 20 | JOF-01_Coal | 3.6846
TVA Base Case | 2033 | 3 | 20 | JOF-01_Coal | 3.6936
TVA Base Case | 2033 | 4 | 20 | JOF-01_Coal | 3.7026
TVA Base Case | 2033 | 5 | 20 | JOF-01_Coal | 3.7117
TVA Base Case | 2033 | 6 | 20 | JOF-01_Coal | 3.7207
TVA Base Case | 2033 | 7 | 20 | JOF-01_Coal | 3.7297
TVA Base Case | 2033 | 8 | 20 | JOF-01_Coal | 3.7366
TVA Base Case | 2033 | 9 | 20 | JOF-01_Coal | 3.7434
TVA Base Case | 2033 | 10 | 20 | JOF-01_Coal | 3.7502
TVA Base Case | 2033 | 11 | 20 | JOF-01_Coal | 3.7571
TVA Base Case | 2033 | 12 | 20 | JOF-01_Coal | 3.7639
TVA Base Case | 2034 | 1 | 20 | JOF-01_Coal | 3.7725
TVA Base Case | 2034 | 2 | 20 | JOF-01_Coal | 3.7794
TVA Base Case | 2034 | 3 | 20 | JOF-01_Coal | 3.7863
TVA Base Case | 2034 | 4 | 20 | JOF-01_Coal | 3.7931
TVA Base Case | 2034 | 5 | 20 | JOF-01_Coal | 3.8
TVA Base Case | 2034 | 6 | 20 | JOF-01_Coal | 3.8069
TVA Base Case | 2034 | 7 | 20 | JOF-01_Coal | 3.8138
TVA Base Case | 2034 | 8 | 20 | JOF-01_Coal | 3.8207
TVA Base Case | 2034 | 9 | 20 | JOF-01_Coal | 3.8276
TVA Base Case | 2034 | 10 | 20 | JOF-01_Coal | 3.8345
TVA Base Case | 2034 | 11 | 20 | JOF-01_Coal | 3.8414
TVA Base Case | 2034 | 12 | 20 | JOF-01_Coal | 3.8483
TVA Base Case | 2035 | 1 | 20 | JOF-01_Coal | 3.857
TVA Base Case | 2035 | 2 | 20 | JOF-01_Coal | 3.8639
TVA Base Case | 2035 | 3 | 20 | JOF-01_Coal | 3.8708
TVA Base Case | 2035 | 4 | 20 | JOF-01_Coal | 3.8778
TVA Base Case | 2035 | 5 | 20 | JOF-01_Coal | 3.8847
TVA Base Case | 2035 | 6 | 20 | JOF-01_Coal | 3.8916
TVA Base Case | 2035 | 7 | 20 | JOF-01_Coal | 3.8986
TVA Base Case | 2035 | 8 | 20 | JOF-01_Coal | 3.9055
TVA Base Case | 2035 | 9 | 20 | JOF-01_Coal | 3.9125
TVA Base Case | 2035 | 10 | 20 | JOF-01_Coal | 3.9195
TVA Base Case | 2035 | 11 | 20 | JOF-01_Coal | 3.9264
TVA Base Case | 2035 | 12 | 20 | JOF-01_Coal | 3.9334
TVA Base Case | 2014 | 1 | 81 | John Sevier_Gas | 4.9473
TVA Base Case | 2014 | 2 | 81 | John Sevier_Gas | 4.9473
TVA Base Case | 2014 | 3 | 81 | John Sevier_Gas | 4.9473
TVA Base Case | 2014 | 4 | 81 | John Sevier_Gas | 4.3725
TVA Base Case | 2014 | 5 | 81 | John Sevier_Gas | 4.2616
TVA Base Case | 2014 | 6 | 81 | John Sevier_Gas | 4.1551
TVA Base Case | 2014 | 7 | 81 | John Sevier_Gas | 4.3902
TVA Base Case | 2014 | 8 | 81 | John Sevier_Gas | 4.3421
TVA Base Case | 2014 | 9 | 81 | John Sevier_Gas | 4.0017
TVA Base Case | 2014 | 10 | 81 | John Sevier_Gas | 4.0341
TVA Base Case | 2014 | 11 | 81 | John Sevier_Gas | 4.237
TVA Base Case | 2014 | 12 | 81 | John Sevier_Gas | 5.0546
TVA Base Case | 2015 | 1 | 81 | John Sevier_Gas | 2.82
TVA Base Case | 2015 | 2 | 81 | John Sevier_Gas | 2.82
TVA Base Case | 2015 | 3 | 81 | John Sevier_Gas | 2.82
TVA Base Case | 2015 | 4 | 81 | John Sevier_Gas | 2.8114
TVA Base Case | 2015 | 5 | 81 | John Sevier_Gas | 2.8404
TVA Base Case | 2015 | 6 | 81 | John Sevier_Gas | 2.8796
TVA Base Case | 2015 | 7 | 81 | John Sevier_Gas | 2.9294
TVA Base Case | 2015 | 8 | 81 | John Sevier_Gas | 2.9508
TVA Base Case | 2015 | 9 | 81 | John Sevier_Gas | 2.9406
TVA Base Case | 2015 | 10 | 81 | John Sevier_Gas | 2.9658
TVA Base Case | 2015 | 11 | 81 | John Sevier_Gas | 3.0645
TVA Base Case | 2015 | 12 | 81 | John Sevier_Gas | 3.554
TVA Base Case | 2016 | 1 | 81 | John Sevier_Gas | 5.5579
TVA Base Case | 2016 | 2 | 81 | John Sevier_Gas | 5.0473
TVA Base Case | 2016 | 3 | 81 | John Sevier_Gas | 3.2944
TVA Base Case | 2016 | 4 | 81 | John Sevier_Gas | 3.1599
TVA Base Case | 2016 | 5 | 81 | John Sevier_Gas | 3.1584
TVA Base Case | 2016 | 6 | 81 | John Sevier_Gas | 3.1904
TVA Base Case | 2016 | 7 | 81 | John Sevier_Gas | 3.2301
TVA Base Case | 2016 | 8 | 81 | John Sevier_Gas | 3.2383
TVA Base Case | 2016 | 9 | 81 | John Sevier_Gas | 3.225
TVA Base Case | 2016 | 10 | 81 | John Sevier_Gas | 3.2487
TVA Base Case | 2016 | 11 | 81 | John Sevier_Gas | 3.3366
TVA Base Case | 2016 | 12 | 81 | John Sevier_Gas | 3.9889
TVA Base Case | 2017 | 1 | 81 | John Sevier_Gas | 5.523
TVA Base Case | 2017 | 2 | 81 | John Sevier_Gas | 5.0159
TVA Base Case | 2017 | 3 | 81 | John Sevier_Gas | 3.8679
TVA Base Case | 2017 | 4 | 81 | John Sevier_Gas | 3.3668
TVA Base Case | 2017 | 5 | 81 | John Sevier_Gas | 3.3673
TVA Base Case | 2017 | 6 | 81 | John Sevier_Gas | 3.4035
TVA Base Case | 2017 | 7 | 81 | John Sevier_Gas | 3.4452
TVA Base Case | 2017 | 8 | 81 | John Sevier_Gas | 3.4564
TVA Base Case | 2017 | 9 | 81 | John Sevier_Gas | 3.4442
TVA Base Case | 2017 | 10 | 81 | John Sevier_Gas | 3.4678
TVA Base Case | 2017 | 11 | 81 | John Sevier_Gas | 3.5495
TVA Base Case | 2017 | 12 | 81 | John Sevier_Gas | 4.0193
TVA Base Case | 2018 | 1 | 81 | John Sevier_Gas | 5.7691
TVA Base Case | 2018 | 2 | 81 | John Sevier_Gas | 5.0538
TVA Base Case | 2018 | 3 | 81 | John Sevier_Gas | 3.7794
TVA Base Case | 2018 | 4 | 81 | John Sevier_Gas | 3.4559
TVA Base Case | 2018 | 5 | 81 | John Sevier_Gas | 3.4594
TVA Base Case | 2018 | 6 | 81 | John Sevier_Gas | 3.4999
TVA Base Case | 2018 | 7 | 81 | John Sevier_Gas | 3.579
TVA Base Case | 2018 | 8 | 81 | John Sevier_Gas | 3.6107
TVA Base Case | 2018 | 9 | 81 | John Sevier_Gas | 3.6016
TVA Base Case | 2018 | 10 | 81 | John Sevier_Gas | 3.635
TVA Base Case | 2018 | 11 | 81 | John Sevier_Gas | 3.7624
TVA Base Case | 2018 | 12 | 81 | John Sevier_Gas | 4.171
TVA Base Case | 2019 | 1 | 81 | John Sevier_Gas | 5.4382
TVA Base Case | 2019 | 2 | 81 | John Sevier_Gas | 4.9777
TVA Base Case | 2019 | 3 | 81 | John Sevier_Gas | 3.9653
TVA Base Case | 2019 | 4 | 81 | John Sevier_Gas | 3.7034
TVA Base Case | 2019 | 5 | 81 | John Sevier_Gas | 3.7373
TVA Base Case | 2019 | 6 | 81 | John Sevier_Gas | 3.8337
TVA Base Case | 2019 | 7 | 81 | John Sevier_Gas | 4.013
TVA Base Case | 2019 | 8 | 81 | John Sevier_Gas | 4.0592
TVA Base Case | 2019 | 9 | 81 | John Sevier_Gas | 3.9855
TVA Base Case | 2019 | 10 | 81 | John Sevier_Gas | 4.0127
TVA Base Case | 2019 | 11 | 81 | John Sevier_Gas | 4.1632
TVA Base Case | 2019 | 12 | 81 | John Sevier_Gas | 4.4191
TVA Base Case | 2020 | 1 | 81 | John Sevier_Gas | 5.092
TVA Base Case | 2020 | 2 | 81 | John Sevier_Gas | 4.6731
TVA Base Case | 2020 | 3 | 81 | John Sevier_Gas | 4.2816
TVA Base Case | 2020 | 4 | 81 | John Sevier_Gas | 4.0786
TVA Base Case | 2020 | 5 | 81 | John Sevier_Gas | 4.1696
TVA Base Case | 2020 | 6 | 81 | John Sevier_Gas | 4.2653
TVA Base Case | 2020 | 7 | 81 | John Sevier_Gas | 4.534
TVA Base Case | 2020 | 8 | 81 | John Sevier_Gas | 4.5513
TVA Base Case | 2020 | 9 | 81 | John Sevier_Gas | 4.3772
TVA Base Case | 2020 | 10 | 81 | John Sevier_Gas | 4.3832
TVA Base Case | 2020 | 11 | 81 | John Sevier_Gas | 4.5577
TVA Base Case | 2020 | 12 | 81 | John Sevier_Gas | 4.7349
TVA Base Case | 2021 | 1 | 81 | John Sevier_Gas | 5.1534
TVA Base Case | 2021 | 2 | 81 | John Sevier_Gas | 5.0359
TVA Base Case | 2021 | 3 | 81 | John Sevier_Gas | 4.5379
TVA Base Case | 2021 | 4 | 81 | John Sevier_Gas | 4.2986
TVA Base Case | 2021 | 5 | 81 | John Sevier_Gas | 4.3748
TVA Base Case | 2021 | 6 | 81 | John Sevier_Gas | 4.5004
TVA Base Case | 2021 | 7 | 81 | John Sevier_Gas | 4.7466
TVA Base Case | 2021 | 8 | 81 | John Sevier_Gas | 4.7758
TVA Base Case | 2021 | 9 | 81 | John Sevier_Gas | 4.5917
TVA Base Case | 2021 | 10 | 81 | John Sevier_Gas | 4.598
TVA Base Case | 2021 | 11 | 81 | John Sevier_Gas | 4.8079
TVA Base Case | 2021 | 12 | 81 | John Sevier_Gas | 4.9605
TVA Base Case | 2022 | 1 | 81 | John Sevier_Gas | 5.7523
TVA Base Case | 2022 | 2 | 81 | John Sevier_Gas | 5.5378
TVA Base Case | 2022 | 3 | 81 | John Sevier_Gas | 5.0669
TVA Base Case | 2022 | 4 | 81 | John Sevier_Gas | 4.7914
TVA Base Case | 2022 | 5 | 81 | John Sevier_Gas | 4.9145
TVA Base Case | 2022 | 6 | 81 | John Sevier_Gas | 4.9946
TVA Base Case | 2022 | 7 | 81 | John Sevier_Gas | 5.2056
TVA Base Case | 2022 | 8 | 81 | John Sevier_Gas | 5.2354
TVA Base Case | 2022 | 9 | 81 | John Sevier_Gas | 5.0941
TVA Base Case | 2022 | 10 | 81 | John Sevier_Gas | 5.129
TVA Base Case | 2022 | 11 | 81 | John Sevier_Gas | 5.3774
TVA Base Case | 2022 | 12 | 81 | John Sevier_Gas | 5.4976
TVA Base Case | 2023 | 1 | 81 | John Sevier_Gas | 6.0903
TVA Base Case | 2023 | 2 | 81 | John Sevier_Gas | 5.9097
TVA Base Case | 2023 | 3 | 81 | John Sevier_Gas | 5.4496
TVA Base Case | 2023 | 4 | 81 | John Sevier_Gas | 5.1931
TVA Base Case | 2023 | 5 | 81 | John Sevier_Gas | 5.3084
TVA Base Case | 2023 | 6 | 81 | John Sevier_Gas | 5.3899
TVA Base Case | 2023 | 7 | 81 | John Sevier_Gas | 5.5052
TVA Base Case | 2023 | 8 | 81 | John Sevier_Gas | 5.534
TVA Base Case | 2023 | 9 | 81 | John Sevier_Gas | 5.4152
TVA Base Case | 2023 | 10 | 81 | John Sevier_Gas | 5.444
TVA Base Case | 2023 | 11 | 81 | John Sevier_Gas | 5.7056
TVA Base Case | 2023 | 12 | 81 | John Sevier_Gas | 5.8346
TVA Base Case | 2024 | 1 | 81 | John Sevier_Gas | 6.3546
TVA Base Case | 2024 | 2 | 81 | John Sevier_Gas | 6.0466
TVA Base Case | 2024 | 3 | 81 | John Sevier_Gas | 5.6571
TVA Base Case | 2024 | 4 | 81 | John Sevier_Gas | 5.4077
TVA Base Case | 2024 | 5 | 81 | John Sevier_Gas | 5.481
TVA Base Case | 2024 | 6 | 81 | John Sevier_Gas | 5.5415
TVA Base Case | 2024 | 7 | 81 | John Sevier_Gas | 5.8613
TVA Base Case | 2024 | 8 | 81 | John Sevier_Gas | 5.8976
TVA Base Case | 2024 | 9 | 81 | John Sevier_Gas | 5.7332
TVA Base Case | 2024 | 10 | 81 | John Sevier_Gas | 5.7695
TVA Base Case | 2024 | 11 | 81 | John Sevier_Gas | 5.9736
TVA Base Case | 2024 | 12 | 81 | John Sevier_Gas | 6.1221
TVA Base Case | 2025 | 1 | 81 | John Sevier_Gas | 6.7081
TVA Base Case | 2025 | 2 | 81 | John Sevier_Gas | 6.5055
TVA Base Case | 2025 | 3 | 81 | John Sevier_Gas | 5.959
TVA Base Case | 2025 | 4 | 81 | John Sevier_Gas | 5.6942
TVA Base Case | 2025 | 5 | 81 | John Sevier_Gas | 5.7427
TVA Base Case | 2025 | 6 | 81 | John Sevier_Gas | 5.8168
TVA Base Case | 2025 | 7 | 81 | John Sevier_Gas | 6.1276
TVA Base Case | 2025 | 8 | 81 | John Sevier_Gas | 6.1697
TVA Base Case | 2025 | 9 | 81 | John Sevier_Gas | 6.0143
TVA Base Case | 2025 | 10 | 81 | John Sevier_Gas | 6.039
TVA Base Case | 2025 | 11 | 81 | John Sevier_Gas | 6.282
TVA Base Case | 2025 | 12 | 81 | John Sevier_Gas | 6.468
TVA Base Case | 2026 | 1 | 81 | John Sevier_Gas | 6.9273
TVA Base Case | 2026 | 2 | 81 | John Sevier_Gas | 6.67
TVA Base Case | 2026 | 3 | 81 | John Sevier_Gas | 6.0922
TVA Base Case | 2026 | 4 | 81 | John Sevier_Gas | 5.8465
TVA Base Case | 2026 | 5 | 81 | John Sevier_Gas | 5.9118
TVA Base Case | 2026 | 6 | 81 | John Sevier_Gas | 6.0149
TVA Base Case | 2026 | 7 | 81 | John Sevier_Gas | 6.2942
TVA Base Case | 2026 | 8 | 81 | John Sevier_Gas | 6.3068
TVA Base Case | 2026 | 9 | 81 | John Sevier_Gas | 6.1407
TVA Base Case | 2026 | 10 | 81 | John Sevier_Gas | 6.1607
TVA Base Case | 2026 | 11 | 81 | John Sevier_Gas | 6.4394
TVA Base Case | 2026 | 12 | 81 | John Sevier_Gas | 6.6184
TVA Base Case | 2027 | 1 | 81 | John Sevier_Gas | 7.2013
TVA Base Case | 2027 | 2 | 81 | John Sevier_Gas | 7.0004
TVA Base Case | 2027 | 3 | 81 | John Sevier_Gas | 6.4721
TVA Base Case | 2027 | 4 | 81 | John Sevier_Gas | 6.1364
TVA Base Case | 2027 | 5 | 81 | John Sevier_Gas | 6.2135
TVA Base Case | 2027 | 6 | 81 | John Sevier_Gas | 6.3522
TVA Base Case | 2027 | 7 | 81 | John Sevier_Gas | 6.65
TVA Base Case | 2027 | 8 | 81 | John Sevier_Gas | 6.6834
TVA Base Case | 2027 | 9 | 81 | John Sevier_Gas | 6.4804
TVA Base Case | 2027 | 10 | 81 | John Sevier_Gas | 6.4701
TVA Base Case | 2027 | 11 | 81 | John Sevier_Gas | 6.7826
TVA Base Case | 2027 | 12 | 81 | John Sevier_Gas | 6.9571
TVA Base Case | 2028 | 1 | 81 | John Sevier_Gas | 7.7087
TVA Base Case | 2028 | 2 | 81 | John Sevier_Gas | 7.2421
TVA Base Case | 2028 | 3 | 81 | John Sevier_Gas | 6.8331
TVA Base Case | 2028 | 4 | 81 | John Sevier_Gas | 6.5142
TVA Base Case | 2028 | 5 | 81 | John Sevier_Gas | 6.5956
TVA Base Case | 2028 | 6 | 81 | John Sevier_Gas | 6.7527
TVA Base Case | 2028 | 7 | 81 | John Sevier_Gas | 6.9963
TVA Base Case | 2028 | 8 | 81 | John Sevier_Gas | 7.0305
TVA Base Case | 2028 | 9 | 81 | John Sevier_Gas | 6.797
TVA Base Case | 2028 | 10 | 81 | John Sevier_Gas | 6.8027
TVA Base Case | 2028 | 11 | 81 | John Sevier_Gas | 7.1318
TVA Base Case | 2028 | 12 | 81 | John Sevier_Gas | 7.2883
TVA Base Case | 2029 | 1 | 81 | John Sevier_Gas | 7.9713
TVA Base Case | 2029 | 2 | 81 | John Sevier_Gas | 7.7485
TVA Base Case | 2029 | 3 | 81 | John Sevier_Gas | 7.0642
TVA Base Case | 2029 | 4 | 81 | John Sevier_Gas | 6.688
TVA Base Case | 2029 | 5 | 81 | John Sevier_Gas | 6.7528
TVA Base Case | 2029 | 6 | 81 | John Sevier_Gas | 6.8997
TVA Base Case | 2029 | 7 | 81 | John Sevier_Gas | 7.3032
TVA Base Case | 2029 | 8 | 81 | John Sevier_Gas | 7.3464
TVA Base Case | 2029 | 9 | 81 | John Sevier_Gas | 7.108
TVA Base Case | 2029 | 10 | 81 | John Sevier_Gas | 7.1347
TVA Base Case | 2029 | 11 | 81 | John Sevier_Gas | 7.3507
TVA Base Case | 2029 | 12 | 81 | John Sevier_Gas | 7.5784
TVA Base Case | 2030 | 1 | 81 | John Sevier_Gas | 8.1901
TVA Base Case | 2030 | 2 | 81 | John Sevier_Gas | 7.943
TVA Base Case | 2030 | 3 | 81 | John Sevier_Gas | 7.2013
TVA Base Case | 2030 | 4 | 81 | John Sevier_Gas | 6.9017
TVA Base Case | 2030 | 5 | 81 | John Sevier_Gas | 7.014
TVA Base Case | 2030 | 6 | 81 | John Sevier_Gas | 7.1502
TVA Base Case | 2030 | 7 | 81 | John Sevier_Gas | 7.5653
TVA Base Case | 2030 | 8 | 81 | John Sevier_Gas | 7.5959
TVA Base Case | 2030 | 9 | 81 | John Sevier_Gas | 7.344
TVA Base Case | 2030 | 10 | 81 | John Sevier_Gas | 7.3576
TVA Base Case | 2030 | 11 | 81 | John Sevier_Gas | 7.6316
TVA Base Case | 2030 | 12 | 81 | John Sevier_Gas | 7.8799
TVA Base Case | 2031 | 1 | 81 | John Sevier_Gas | 8.4977
TVA Base Case | 2031 | 2 | 81 | John Sevier_Gas | 8.2619
TVA Base Case | 2031 | 3 | 81 | John Sevier_Gas | 7.563
TVA Base Case | 2031 | 4 | 81 | John Sevier_Gas | 7.2272
TVA Base Case | 2031 | 5 | 81 | John Sevier_Gas | 7.2637
TVA Base Case | 2031 | 6 | 81 | John Sevier_Gas | 7.453
TVA Base Case | 2031 | 7 | 81 | John Sevier_Gas | 7.8817
TVA Base Case | 2031 | 8 | 81 | John Sevier_Gas | 7.9131
TVA Base Case | 2031 | 9 | 81 | John Sevier_Gas | 7.6508
TVA Base Case | 2031 | 10 | 81 | John Sevier_Gas | 7.6748
TVA Base Case | 2031 | 11 | 81 | John Sevier_Gas | 7.9464
TVA Base Case | 2031 | 12 | 81 | John Sevier_Gas | 8.1801
TVA Base Case | 2032 | 1 | 81 | John Sevier_Gas | 8.8144
TVA Base Case | 2032 | 2 | 81 | John Sevier_Gas | 8.3356
TVA Base Case | 2032 | 3 | 81 | John Sevier_Gas | 7.8797
TVA Base Case | 2032 | 4 | 81 | John Sevier_Gas | 7.5822
TVA Base Case | 2032 | 5 | 81 | John Sevier_Gas | 7.6336
TVA Base Case | 2032 | 6 | 81 | John Sevier_Gas | 7.85
TVA Base Case | 2032 | 7 | 81 | John Sevier_Gas | 8.2269
TVA Base Case | 2032 | 8 | 81 | John Sevier_Gas | 8.249
TVA Base Case | 2032 | 9 | 81 | John Sevier_Gas | 7.9155
TVA Base Case | 2032 | 10 | 81 | John Sevier_Gas | 7.9397
TVA Base Case | 2032 | 11 | 81 | John Sevier_Gas | 8.2939
TVA Base Case | 2032 | 12 | 81 | John Sevier_Gas | 8.4853
TVA Base Case | 2033 | 1 | 81 | John Sevier_Gas | 9.1981
TVA Base Case | 2033 | 2 | 81 | John Sevier_Gas | 8.8564
TVA Base Case | 2033 | 3 | 81 | John Sevier_Gas | 8.2059
TVA Base Case | 2033 | 4 | 81 | John Sevier_Gas | 7.8329
TVA Base Case | 2033 | 5 | 81 | John Sevier_Gas | 7.9237
TVA Base Case | 2033 | 6 | 81 | John Sevier_Gas | 8.164
TVA Base Case | 2033 | 7 | 81 | John Sevier_Gas | 8.6011
TVA Base Case | 2033 | 8 | 81 | John Sevier_Gas | 8.6384
TVA Base Case | 2033 | 9 | 81 | John Sevier_Gas | 8.2597
TVA Base Case | 2033 | 10 | 81 | John Sevier_Gas | 8.2792
TVA Base Case | 2033 | 11 | 81 | John Sevier_Gas | 8.6429
TVA Base Case | 2033 | 12 | 81 | John Sevier_Gas | 8.8229
TVA Base Case | 2034 | 1 | 81 | John Sevier_Gas | 9.5495
TVA Base Case | 2034 | 2 | 81 | John Sevier_Gas | 9.115
TVA Base Case | 2034 | 3 | 81 | John Sevier_Gas | 8.4877
TVA Base Case | 2034 | 4 | 81 | John Sevier_Gas | 8.1494
TVA Base Case | 2034 | 5 | 81 | John Sevier_Gas | 8.3107
TVA Base Case | 2034 | 6 | 81 | John Sevier_Gas | 8.5117
TVA Base Case | 2034 | 7 | 81 | John Sevier_Gas | 8.9429
TVA Base Case | 2034 | 8 | 81 | John Sevier_Gas | 8.9667
TVA Base Case | 2034 | 9 | 81 | John Sevier_Gas | 8.5262
TVA Base Case | 2034 | 10 | 81 | John Sevier_Gas | 8.546
TVA Base Case | 2034 | 11 | 81 | John Sevier_Gas | 8.9143
TVA Base Case | 2034 | 12 | 81 | John Sevier_Gas | 9.0824
TVA Base Case | 2035 | 1 | 81 | John Sevier_Gas | 9.7313
TVA Base Case | 2035 | 2 | 81 | John Sevier_Gas | 9.4554
TVA Base Case | 2035 | 3 | 81 | John Sevier_Gas | 8.728
TVA Base Case | 2035 | 4 | 81 | John Sevier_Gas | 8.3704
TVA Base Case | 2035 | 5 | 81 | John Sevier_Gas | 8.4902
TVA Base Case | 2035 | 6 | 81 | John Sevier_Gas | 8.7102
TVA Base Case | 2035 | 7 | 81 | John Sevier_Gas | 9.3451
TVA Base Case | 2035 | 8 | 81 | John Sevier_Gas | 9.3847
TVA Base Case | 2035 | 9 | 81 | John Sevier_Gas | 8.905
TVA Base Case | 2035 | 10 | 81 | John Sevier_Gas | 8.8951
TVA Base Case | 2035 | 11 | 81 | John Sevier_Gas | 9.133
TVA Base Case | 2035 | 12 | 81 | John Sevier_Gas | 9.3487
TVA Base Case | 2014 | 1 | 63 | Johnsonville_Gas | 4.709
TVA Base Case | 2014 | 2 | 63 | Johnsonville_Gas | 4.709
TVA Base Case | 2014 | 3 | 63 | Johnsonville_Gas | 4.709
TVA Base Case | 2014 | 4 | 63 | Johnsonville_Gas | 4.4983
TVA Base Case | 2014 | 5 | 63 | Johnsonville_Gas | 4.4872
TVA Base Case | 2014 | 6 | 63 | Johnsonville_Gas | 4.5135
TVA Base Case | 2014 | 7 | 63 | Johnsonville_Gas | 4.549
TVA Base Case | 2014 | 8 | 63 | Johnsonville_Gas | 4.5419
TVA Base Case | 2014 | 9 | 63 | Johnsonville_Gas | 4.5186
TVA Base Case | 2014 | 10 | 63 | Johnsonville_Gas | 4.5318
TVA Base Case | 2014 | 11 | 63 | Johnsonville_Gas | 4.6077
TVA Base Case | 2014 | 12 | 63 | Johnsonville_Gas | 4.7293
TVA Base Case | 2015 | 1 | 63 | Johnsonville_Gas | 2.8
TVA Base Case | 2015 | 2 | 63 | Johnsonville_Gas | 2.8
TVA Base Case | 2015 | 3 | 63 | Johnsonville_Gas | 2.8
TVA Base Case | 2015 | 4 | 63 | Johnsonville_Gas | 2.796
TVA Base Case | 2015 | 5 | 63 | Johnsonville_Gas | 2.8223
TVA Base Case | 2015 | 6 | 63 | Johnsonville_Gas | 2.8588
TVA Base Case | 2015 | 7 | 63 | Johnsonville_Gas | 2.9084
TVA Base Case | 2015 | 8 | 63 | Johnsonville_Gas | 2.9297
TVA Base Case | 2015 | 9 | 63 | Johnsonville_Gas | 2.9195
TVA Base Case | 2015 | 10 | 63 | Johnsonville_Gas | 2.9433
TVA Base Case | 2015 | 11 | 63 | Johnsonville_Gas | 3.0517
TVA Base Case | 2015 | 12 | 63 | Johnsonville_Gas | 3.2107
TVA Base Case | 2016 | 1 | 63 | Johnsonville_Gas | 3.3407
TVA Base Case | 2016 | 2 | 63 | Johnsonville_Gas | 3.325
TVA Base Case | 2016 | 3 | 63 | Johnsonville_Gas | 3.2748
TVA Base Case | 2016 | 4 | 63 | Johnsonville_Gas | 3.1346
TVA Base Case | 2016 | 5 | 63 | Johnsonville_Gas | 3.1305
TVA Base Case | 2016 | 6 | 63 | Johnsonville_Gas | 3.1599
TVA Base Case | 2016 | 7 | 63 | Johnsonville_Gas | 3.1994
TVA Base Case | 2016 | 8 | 63 | Johnsonville_Gas | 3.2075
TVA Base Case | 2016 | 9 | 63 | Johnsonville_Gas | 3.1943
TVA Base Case | 2016 | 10 | 63 | Johnsonville_Gas | 3.2191
TVA Base Case | 2016 | 11 | 63 | Johnsonville_Gas | 3.3245
TVA Base Case | 2016 | 12 | 63 | Johnsonville_Gas | 3.5068
TVA Base Case | 2017 | 1 | 63 | Johnsonville_Gas | 3.6817
TVA Base Case | 2017 | 2 | 63 | Johnsonville_Gas | 3.667
TVA Base Case | 2017 | 3 | 63 | Johnsonville_Gas | 3.6058
TVA Base Case | 2017 | 4 | 63 | Johnsonville_Gas | 3.3475
TVA Base Case | 2017 | 5 | 63 | Johnsonville_Gas | 3.3455
TVA Base Case | 2017 | 6 | 63 | Johnsonville_Gas | 3.3789
TVA Base Case | 2017 | 7 | 63 | Johnsonville_Gas | 3.4204
TVA Base Case | 2017 | 8 | 63 | Johnsonville_Gas | 3.4316
TVA Base Case | 2017 | 9 | 63 | Johnsonville_Gas | 3.4194
TVA Base Case | 2017 | 10 | 63 | Johnsonville_Gas | 3.4442
TVA Base Case | 2017 | 11 | 63 | Johnsonville_Gas | 3.5369
TVA Base Case | 2017 | 12 | 63 | Johnsonville_Gas | 3.7081
TVA Base Case | 2018 | 1 | 63 | Johnsonville_Gas | 3.8715
TVA Base Case | 2018 | 2 | 63 | Johnsonville_Gas | 3.8467
TVA Base Case | 2018 | 3 | 63 | Johnsonville_Gas | 3.7753
TVA Base Case | 2018 | 4 | 63 | Johnsonville_Gas | 3.4419
TVA Base Case | 2018 | 5 | 63 | Johnsonville_Gas | 3.4399
TVA Base Case | 2018 | 6 | 63 | Johnsonville_Gas | 3.4734
TVA Base Case | 2018 | 7 | 63 | Johnsonville_Gas | 3.5464
TVA Base Case | 2018 | 8 | 63 | Johnsonville_Gas | 3.5741
TVA Base Case | 2018 | 9 | 63 | Johnsonville_Gas | 3.5672
TVA Base Case | 2018 | 10 | 63 | Johnsonville_Gas | 3.6028
TVA Base Case | 2018 | 11 | 63 | Johnsonville_Gas | 3.7149
TVA Base Case | 2018 | 12 | 63 | Johnsonville_Gas | 3.8596
TVA Base Case | 2019 | 1 | 63 | Johnsonville_Gas | 4.167
TVA Base Case | 2019 | 2 | 63 | Johnsonville_Gas | 4.1355
TVA Base Case | 2019 | 3 | 63 | Johnsonville_Gas | 3.8923
TVA Base Case | 2019 | 4 | 63 | Johnsonville_Gas | 3.677
TVA Base Case | 2019 | 5 | 63 | Johnsonville_Gas | 3.7073
TVA Base Case | 2019 | 6 | 63 | Johnsonville_Gas | 3.7814
TVA Base Case | 2019 | 7 | 63 | Johnsonville_Gas | 3.952
TVA Base Case | 2019 | 8 | 63 | Johnsonville_Gas | 3.9931
TVA Base Case | 2019 | 9 | 63 | Johnsonville_Gas | 3.9368
TVA Base Case | 2019 | 10 | 63 | Johnsonville_Gas | 3.9602
TVA Base Case | 2019 | 11 | 63 | Johnsonville_Gas | 4.0453
TVA Base Case | 2019 | 12 | 63 | Johnsonville_Gas | 4.1929
TVA Base Case | 2020 | 1 | 63 | Johnsonville_Gas | 4.5456
TVA Base Case | 2020 | 2 | 63 | Johnsonville_Gas | 4.321
TVA Base Case | 2020 | 3 | 63 | Johnsonville_Gas | 4.1126
TVA Base Case | 2020 | 4 | 63 | Johnsonville_Gas | 3.9995
TVA Base Case | 2020 | 5 | 63 | Johnsonville_Gas | 4.085
TVA Base Case | 2020 | 6 | 63 | Johnsonville_Gas | 4.165
TVA Base Case | 2020 | 7 | 63 | Johnsonville_Gas | 4.4222
TVA Base Case | 2020 | 8 | 63 | Johnsonville_Gas | 4.4445
TVA Base Case | 2020 | 9 | 63 | Johnsonville_Gas | 4.2865
TVA Base Case | 2020 | 10 | 63 | Johnsonville_Gas | 4.3078
TVA Base Case | 2020 | 11 | 63 | Johnsonville_Gas | 4.3949
TVA Base Case | 2020 | 12 | 63 | Johnsonville_Gas | 4.5306
TVA Base Case | 2021 | 1 | 63 | Johnsonville_Gas | 4.7812
TVA Base Case | 2021 | 2 | 63 | Johnsonville_Gas | 4.7597
TVA Base Case | 2021 | 3 | 63 | Johnsonville_Gas | 4.3607
TVA Base Case | 2021 | 4 | 63 | Johnsonville_Gas | 4.2243
TVA Base Case | 2021 | 5 | 63 | Johnsonville_Gas | 4.2848
TVA Base Case | 2021 | 6 | 63 | Johnsonville_Gas | 4.3997
TVA Base Case | 2021 | 7 | 63 | Johnsonville_Gas | 4.6295
TVA Base Case | 2021 | 8 | 63 | Johnsonville_Gas | 4.6636
TVA Base Case | 2021 | 9 | 63 | Johnsonville_Gas | 4.5008
TVA Base Case | 2021 | 10 | 63 | Johnsonville_Gas | 4.5223
TVA Base Case | 2021 | 11 | 63 | Johnsonville_Gas | 4.665
TVA Base Case | 2021 | 12 | 63 | Johnsonville_Gas | 4.7609
TVA Base Case | 2022 | 1 | 63 | Johnsonville_Gas | 5.3626
TVA Base Case | 2022 | 2 | 63 | Johnsonville_Gas | 5.2395
TVA Base Case | 2022 | 3 | 63 | Johnsonville_Gas | 4.8674
TVA Base Case | 2022 | 4 | 63 | Johnsonville_Gas | 4.7052
TVA Base Case | 2022 | 5 | 63 | Johnsonville_Gas | 4.8123
TVA Base Case | 2022 | 6 | 63 | Johnsonville_Gas | 4.8717
TVA Base Case | 2022 | 7 | 63 | Johnsonville_Gas | 5.0716
TVA Base Case | 2022 | 8 | 63 | Johnsonville_Gas | 5.1063
TVA Base Case | 2022 | 9 | 63 | Johnsonville_Gas | 4.9963
TVA Base Case | 2022 | 10 | 63 | Johnsonville_Gas | 5.031
TVA Base Case | 2022 | 11 | 63 | Johnsonville_Gas | 5.212
TVA Base Case | 2022 | 12 | 63 | Johnsonville_Gas | 5.296
TVA Base Case | 2023 | 1 | 63 | Johnsonville_Gas | 5.6946
TVA Base Case | 2023 | 2 | 63 | Johnsonville_Gas | 5.6052
TVA Base Case | 2023 | 3 | 63 | Johnsonville_Gas | 5.2491
TVA Base Case | 2023 | 4 | 63 | Johnsonville_Gas | 5.0955
TVA Base Case | 2023 | 5 | 63 | Johnsonville_Gas | 5.2052
TVA Base Case | 2023 | 6 | 63 | Johnsonville_Gas | 5.2659
TVA Base Case | 2023 | 7 | 63 | Johnsonville_Gas | 5.3858
TVA Base Case | 2023 | 8 | 63 | Johnsonville_Gas | 5.4195
TVA Base Case | 2023 | 9 | 63 | Johnsonville_Gas | 5.3115
TVA Base Case | 2023 | 10 | 63 | Johnsonville_Gas | 5.3453
TVA Base Case | 2023 | 11 | 63 | Johnsonville_Gas | 5.5292
TVA Base Case | 2023 | 12 | 63 | Johnsonville_Gas | 5.6271
TVA Base Case | 2024 | 1 | 63 | Johnsonville_Gas | 5.9533
TVA Base Case | 2024 | 2 | 63 | Johnsonville_Gas | 5.7524
TVA Base Case | 2024 | 3 | 63 | Johnsonville_Gas | 5.4512
TVA Base Case | 2024 | 4 | 63 | Johnsonville_Gas | 5.3048
TVA Base Case | 2024 | 5 | 63 | Johnsonville_Gas | 5.3727
TVA Base Case | 2024 | 6 | 63 | Johnsonville_Gas | 5.4329
TVA Base Case | 2024 | 7 | 63 | Johnsonville_Gas | 5.7461
TVA Base Case | 2024 | 8 | 63 | Johnsonville_Gas | 5.7822
TVA Base Case | 2024 | 9 | 63 | Johnsonville_Gas | 5.6338
TVA Base Case | 2024 | 10 | 63 | Johnsonville_Gas | 5.67
TVA Base Case | 2024 | 11 | 63 | Johnsonville_Gas | 5.7967
TVA Base Case | 2024 | 12 | 63 | Johnsonville_Gas | 5.909
TVA Base Case | 2025 | 1 | 63 | Johnsonville_Gas | 6.306
TVA Base Case | 2025 | 2 | 63 | Johnsonville_Gas | 6.1998
TVA Base Case | 2025 | 3 | 63 | Johnsonville_Gas | 5.7474
TVA Base Case | 2025 | 4 | 63 | Johnsonville_Gas | 5.5856
TVA Base Case | 2025 | 5 | 63 | Johnsonville_Gas | 5.639
TVA Base Case | 2025 | 6 | 63 | Johnsonville_Gas | 5.7026
TVA Base Case | 2025 | 7 | 63 | Johnsonville_Gas | 6.0017
TVA Base Case | 2025 | 8 | 63 | Johnsonville_Gas | 6.0487
TVA Base Case | 2025 | 9 | 63 | Johnsonville_Gas | 5.9093
TVA Base Case | 2025 | 10 | 63 | Johnsonville_Gas | 5.9338
TVA Base Case | 2025 | 11 | 63 | Johnsonville_Gas | 6.0892
TVA Base Case | 2025 | 12 | 63 | Johnsonville_Gas | 6.2489
TVA Base Case | 2026 | 1 | 63 | Johnsonville_Gas | 6.5199
TVA Base Case | 2026 | 2 | 63 | Johnsonville_Gas | 6.3744
TVA Base Case | 2026 | 3 | 63 | Johnsonville_Gas | 5.8859
TVA Base Case | 2026 | 4 | 63 | Johnsonville_Gas | 5.738
TVA Base Case | 2026 | 5 | 63 | Johnsonville_Gas | 5.8131
TVA Base Case | 2026 | 6 | 63 | Johnsonville_Gas | 5.9056
TVA Base Case | 2026 | 7 | 63 | Johnsonville_Gas | 6.1734
TVA Base Case | 2026 | 8 | 63 | Johnsonville_Gas | 6.1961
TVA Base Case | 2026 | 9 | 63 | Johnsonville_Gas | 6.041
TVA Base Case | 2026 | 10 | 63 | Johnsonville_Gas | 6.0762
TVA Base Case | 2026 | 11 | 63 | Johnsonville_Gas | 6.2569
TVA Base Case | 2026 | 12 | 63 | Johnsonville_Gas | 6.3994
TVA Base Case | 2027 | 1 | 63 | Johnsonville_Gas | 6.7935
TVA Base Case | 2027 | 2 | 63 | Johnsonville_Gas | 6.7041
TVA Base Case | 2027 | 3 | 63 | Johnsonville_Gas | 6.2597
TVA Base Case | 2027 | 4 | 63 | Johnsonville_Gas | 6.0426
TVA Base Case | 2027 | 5 | 63 | Johnsonville_Gas | 6.1245
TVA Base Case | 2027 | 6 | 63 | Johnsonville_Gas | 6.2421
TVA Base Case | 2027 | 7 | 63 | Johnsonville_Gas | 6.5283
TVA Base Case | 2027 | 8 | 63 | Johnsonville_Gas | 6.5565
TVA Base Case | 2027 | 9 | 63 | Johnsonville_Gas | 6.3799
TVA Base Case | 2027 | 10 | 63 | Johnsonville_Gas | 6.4002
TVA Base Case | 2027 | 11 | 63 | Johnsonville_Gas | 6.5992
TVA Base Case | 2027 | 12 | 63 | Johnsonville_Gas | 6.7323
TVA Base Case | 2028 | 1 | 63 | Johnsonville_Gas | 7.284
TVA Base Case | 2028 | 2 | 63 | Johnsonville_Gas | 6.9353
TVA Base Case | 2028 | 3 | 63 | Johnsonville_Gas | 6.6198
TVA Base Case | 2028 | 4 | 63 | Johnsonville_Gas | 6.4143
TVA Base Case | 2028 | 5 | 63 | Johnsonville_Gas | 6.4954
TVA Base Case | 2028 | 6 | 63 | Johnsonville_Gas | 6.6314
TVA Base Case | 2028 | 7 | 63 | Johnsonville_Gas | 6.8586
TVA Base Case | 2028 | 8 | 63 | Johnsonville_Gas | 6.8977
TVA Base Case | 2028 | 9 | 63 | Johnsonville_Gas | 6.6907
TVA Base Case | 2028 | 10 | 63 | Johnsonville_Gas | 6.7269
TVA Base Case | 2028 | 11 | 63 | Johnsonville_Gas | 6.9324
TVA Base Case | 2028 | 12 | 63 | Johnsonville_Gas | 7.0626
TVA Base Case | 2029 | 1 | 63 | Johnsonville_Gas | 7.5564
TVA Base Case | 2029 | 2 | 63 | Johnsonville_Gas | 7.4299
TVA Base Case | 2029 | 3 | 63 | Johnsonville_Gas | 6.8456
TVA Base Case | 2029 | 4 | 63 | Johnsonville_Gas | 6.5831
TVA Base Case | 2029 | 5 | 63 | Johnsonville_Gas | 6.6527
TVA Base Case | 2029 | 6 | 63 | Johnsonville_Gas | 6.7785
TVA Base Case | 2029 | 7 | 63 | Johnsonville_Gas | 7.17
TVA Base Case | 2029 | 8 | 63 | Johnsonville_Gas | 7.213
TVA Base Case | 2029 | 9 | 63 | Johnsonville_Gas | 7.0011
TVA Base Case | 2029 | 10 | 63 | Johnsonville_Gas | 7.0378
TVA Base Case | 2029 | 11 | 63 | Johnsonville_Gas | 7.151
TVA Base Case | 2029 | 12 | 63 | Johnsonville_Gas | 7.337
TVA Base Case | 2030 | 1 | 63 | Johnsonville_Gas | 7.7548
TVA Base Case | 2030 | 2 | 63 | Johnsonville_Gas | 7.6193
TVA Base Case | 2030 | 3 | 63 | Johnsonville_Gas | 6.9828
TVA Base Case | 2030 | 4 | 63 | Johnsonville_Gas | 6.7967
TVA Base Case | 2030 | 5 | 63 | Johnsonville_Gas | 6.9084
TVA Base Case | 2030 | 6 | 63 | Johnsonville_Gas | 7.0236
TVA Base Case | 2030 | 7 | 63 | Johnsonville_Gas | 7.4266
TVA Base Case | 2030 | 8 | 63 | Johnsonville_Gas | 7.4672
TVA Base Case | 2030 | 9 | 63 | Johnsonville_Gas | 7.247
TVA Base Case | 2030 | 10 | 63 | Johnsonville_Gas | 7.2605
TVA Base Case | 2030 | 11 | 63 | Johnsonville_Gas | 7.4162
TVA Base Case | 2030 | 12 | 63 | Johnsonville_Gas | 7.6329
TVA Base Case | 2031 | 1 | 63 | Johnsonville_Gas | 8.0618
TVA Base Case | 2031 | 2 | 63 | Johnsonville_Gas | 7.9375
TVA Base Case | 2031 | 3 | 63 | Johnsonville_Gas | 7.3438
TVA Base Case | 2031 | 4 | 63 | Johnsonville_Gas | 7.1164
TVA Base Case | 2031 | 5 | 63 | Johnsonville_Gas | 7.1578
TVA Base Case | 2031 | 6 | 63 | Johnsonville_Gas | 7.3207
TVA Base Case | 2031 | 7 | 63 | Johnsonville_Gas | 7.7424
TVA Base Case | 2031 | 8 | 63 | Johnsonville_Gas | 7.7838
TVA Base Case | 2031 | 9 | 63 | Johnsonville_Gas | 7.5481
TVA Base Case | 2031 | 10 | 63 | Johnsonville_Gas | 7.5822
TVA Base Case | 2031 | 11 | 63 | Johnsonville_Gas | 7.7304
TVA Base Case | 2031 | 12 | 63 | Johnsonville_Gas | 7.9274
TVA Base Case | 2032 | 1 | 63 | Johnsonville_Gas | 8.3779
TVA Base Case | 2032 | 2 | 63 | Johnsonville_Gas | 8.0118
TVA Base Case | 2032 | 3 | 63 | Johnsonville_Gas | 7.6598
TVA Base Case | 2032 | 4 | 63 | Johnsonville_Gas | 7.4706
TVA Base Case | 2032 | 5 | 63 | Johnsonville_Gas | 7.5269
TVA Base Case | 2032 | 6 | 63 | Johnsonville_Gas | 7.7117
TVA Base Case | 2032 | 7 | 63 | Johnsonville_Gas | 8.0919
TVA Base Case | 2032 | 8 | 63 | Johnsonville_Gas | 8.1139
TVA Base Case | 2032 | 9 | 63 | Johnsonville_Gas | 7.8125
TVA Base Case | 2032 | 10 | 63 | Johnsonville_Gas | 7.8468
TVA Base Case | 2032 | 11 | 63 | Johnsonville_Gas | 8.0721
TVA Base Case | 2032 | 12 | 63 | Johnsonville_Gas | 8.2371
TVA Base Case | 2033 | 1 | 63 | Johnsonville_Gas | 8.7608
TVA Base Case | 2033 | 2 | 63 | Johnsonville_Gas | 8.531
TVA Base Case | 2033 | 3 | 63 | Johnsonville_Gas | 7.9854
TVA Base Case | 2033 | 4 | 63 | Johnsonville_Gas | 7.721
TVA Base Case | 2033 | 5 | 63 | Johnsonville_Gas | 7.8114
TVA Base Case | 2033 | 6 | 63 | Johnsonville_Gas | 8.0251
TVA Base Case | 2033 | 7 | 63 | Johnsonville_Gas | 8.4601
TVA Base Case | 2033 | 8 | 63 | Johnsonville_Gas | 8.4973
TVA Base Case | 2033 | 9 | 63 | Johnsonville_Gas | 8.156
TVA Base Case | 2033 | 10 | 63 | Johnsonville_Gas | 8.1805
TVA Base Case | 2033 | 11 | 63 | Johnsonville_Gas | 8.4204
TVA Base Case | 2033 | 12 | 63 | Johnsonville_Gas | 8.5741
TVA Base Case | 2034 | 1 | 63 | Johnsonville_Gas | 9.1115
TVA Base Case | 2034 | 2 | 63 | Johnsonville_Gas | 8.7893
TVA Base Case | 2034 | 3 | 63 | Johnsonville_Gas | 8.2566
TVA Base Case | 2034 | 4 | 63 | Johnsonville_Gas | 8.037
TVA Base Case | 2034 | 5 | 63 | Johnsonville_Gas | 8.1925
TVA Base Case | 2034 | 6 | 63 | Johnsonville_Gas | 8.367
TVA Base Case | 2034 | 7 | 63 | Johnsonville_Gas | 8.7962
TVA Base Case | 2034 | 8 | 63 | Johnsonville_Gas | 8.8198
TVA Base Case | 2034 | 9 | 63 | Johnsonville_Gas | 8.4222
TVA Base Case | 2034 | 10 | 63 | Johnsonville_Gas | 8.447
TVA Base Case | 2034 | 11 | 63 | Johnsonville_Gas | 8.6914
TVA Base Case | 2034 | 12 | 63 | Johnsonville_Gas | 8.8333
TVA Base Case | 2035 | 1 | 63 | Johnsonville_Gas | 9.1633
TVA Base Case | 2035 | 2 | 63 | Johnsonville_Gas | 8.9991
TVA Base Case | 2035 | 3 | 63 | Johnsonville_Gas | 8.3667
TVA Base Case | 2035 | 4 | 63 | Johnsonville_Gas | 8.1279
TVA Base Case | 2035 | 5 | 63 | Johnsonville_Gas | 8.242
TVA Base Case | 2035 | 6 | 63 | Johnsonville_Gas | 8.4355
TVA Base Case | 2035 | 7 | 63 | Johnsonville_Gas | 9.0674
TVA Base Case | 2035 | 8 | 63 | Johnsonville_Gas | 9.1069
TVA Base Case | 2035 | 9 | 63 | Johnsonville_Gas | 8.6701
TVA Base Case | 2035 | 10 | 63 | Johnsonville_Gas | 8.6653
TVA Base Case | 2035 | 11 | 63 | Johnsonville_Gas | 8.78
TVA Base Case | 2035 | 12 | 63 | Johnsonville_Gas | 8.9693
TVA Base Case | 2014 | 1 | 87 | Johnsonville_Oil | 22.14
TVA Base Case | 2014 | 2 | 87 | Johnsonville_Oil | 22.14
TVA Base Case | 2014 | 3 | 87 | Johnsonville_Oil | 22.14
TVA Base Case | 2014 | 4 | 87 | Johnsonville_Oil | 21.9424
TVA Base Case | 2014 | 5 | 87 | Johnsonville_Oil | 21.866
TVA Base Case | 2014 | 6 | 87 | Johnsonville_Oil | 21.8145
TVA Base Case | 2014 | 7 | 87 | Johnsonville_Oil | 21.7776
TVA Base Case | 2014 | 8 | 87 | Johnsonville_Oil | 21.7442
TVA Base Case | 2014 | 9 | 87 | Johnsonville_Oil | 21.7191
TVA Base Case | 2014 | 10 | 87 | Johnsonville_Oil | 21.6728
TVA Base Case | 2014 | 11 | 87 | Johnsonville_Oil | 21.6332
TVA Base Case | 2014 | 12 | 87 | Johnsonville_Oil | 21.5971
TVA Base Case | 2015 | 1 | 87 | Johnsonville_Oil | 13.09
TVA Base Case | 2015 | 2 | 87 | Johnsonville_Oil | 13.09
TVA Base Case | 2015 | 3 | 87 | Johnsonville_Oil | 13.09
TVA Base Case | 2015 | 4 | 87 | Johnsonville_Oil | 13.32
TVA Base Case | 2015 | 5 | 87 | Johnsonville_Oil | 13.1933
TVA Base Case | 2015 | 6 | 87 | Johnsonville_Oil | 13.2177
TVA Base Case | 2015 | 7 | 87 | Johnsonville_Oil | 13.3056
TVA Base Case | 2015 | 8 | 87 | Johnsonville_Oil | 13.4329
TVA Base Case | 2015 | 9 | 87 | Johnsonville_Oil | 13.5771
TVA Base Case | 2015 | 10 | 87 | Johnsonville_Oil | 13.722
TVA Base Case | 2015 | 11 | 87 | Johnsonville_Oil | 13.8436
TVA Base Case | 2015 | 12 | 87 | Johnsonville_Oil | 13.9545
TVA Base Case | 2016 | 1 | 87 | Johnsonville_Oil | 14.0655
TVA Base Case | 2016 | 2 | 87 | Johnsonville_Oil | 14.136
TVA Base Case | 2016 | 3 | 87 | Johnsonville_Oil | 14.1418
TVA Base Case | 2016 | 4 | 87 | Johnsonville_Oil | 14.0863
TVA Base Case | 2016 | 5 | 87 | Johnsonville_Oil | 14.1177
TVA Base Case | 2016 | 6 | 87 | Johnsonville_Oil | 14.1847
TVA Base Case | 2016 | 7 | 87 | Johnsonville_Oil | 14.2703
TVA Base Case | 2016 | 8 | 87 | Johnsonville_Oil | 14.3927
TVA Base Case | 2016 | 9 | 87 | Johnsonville_Oil | 14.5261
TVA Base Case | 2016 | 10 | 87 | Johnsonville_Oil | 14.6313
TVA Base Case | 2016 | 11 | 87 | Johnsonville_Oil | 14.7036
TVA Base Case | 2016 | 12 | 87 | Johnsonville_Oil | 14.7767
TVA Base Case | 2017 | 1 | 87 | Johnsonville_Oil | 14.8438
TVA Base Case | 2017 | 2 | 87 | Johnsonville_Oil | 14.9023
TVA Base Case | 2017 | 3 | 87 | Johnsonville_Oil | 14.9091
TVA Base Case | 2017 | 4 | 87 | Johnsonville_Oil | 14.8668
TVA Base Case | 2017 | 5 | 87 | Johnsonville_Oil | 14.8933
TVA Base Case | 2017 | 6 | 87 | Johnsonville_Oil | 14.914
TVA Base Case | 2017 | 7 | 87 | Johnsonville_Oil | 14.9745
TVA Base Case | 2017 | 8 | 87 | Johnsonville_Oil | 15.0572
TVA Base Case | 2017 | 9 | 87 | Johnsonville_Oil | 15.1372
TVA Base Case | 2017 | 10 | 87 | Johnsonville_Oil | 15.2172
TVA Base Case | 2017 | 11 | 87 | Johnsonville_Oil | 15.2691
TVA Base Case | 2017 | 12 | 87 | Johnsonville_Oil | 15.3167
TVA Base Case | 2018 | 1 | 87 | Johnsonville_Oil | 15.2997
TVA Base Case | 2018 | 2 | 87 | Johnsonville_Oil | 15.3117
TVA Base Case | 2018 | 3 | 87 | Johnsonville_Oil | 15.3043
TVA Base Case | 2018 | 4 | 87 | Johnsonville_Oil | 15.2818
TVA Base Case | 2018 | 5 | 87 | Johnsonville_Oil | 15.208
TVA Base Case | 2018 | 6 | 87 | Johnsonville_Oil | 15.1147
TVA Base Case | 2018 | 7 | 87 | Johnsonville_Oil | 15.192
TVA Base Case | 2018 | 8 | 87 | Johnsonville_Oil | 15.2773
TVA Base Case | 2018 | 9 | 87 | Johnsonville_Oil | 15.3384
TVA Base Case | 2018 | 10 | 87 | Johnsonville_Oil | 15.3856
TVA Base Case | 2018 | 11 | 87 | Johnsonville_Oil | 15.4586
TVA Base Case | 2018 | 12 | 87 | Johnsonville_Oil | 15.344
TVA Base Case | 2019 | 1 | 87 | Johnsonville_Oil | 15.5556
TVA Base Case | 2019 | 2 | 87 | Johnsonville_Oil | 16.1684
TVA Base Case | 2019 | 3 | 87 | Johnsonville_Oil | 16.207
TVA Base Case | 2019 | 4 | 87 | Johnsonville_Oil | 15.9969
TVA Base Case | 2019 | 5 | 87 | Johnsonville_Oil | 15.354
TVA Base Case | 2019 | 6 | 87 | Johnsonville_Oil | 15.4292
TVA Base Case | 2019 | 7 | 87 | Johnsonville_Oil | 15.9141
TVA Base Case | 2019 | 8 | 87 | Johnsonville_Oil | 16.0225
TVA Base Case | 2019 | 9 | 87 | Johnsonville_Oil | 15.4434
TVA Base Case | 2019 | 10 | 87 | Johnsonville_Oil | 15.4905
TVA Base Case | 2019 | 11 | 87 | Johnsonville_Oil | 15.8621
TVA Base Case | 2019 | 12 | 87 | Johnsonville_Oil | 16.5107
TVA Base Case | 2020 | 1 | 87 | Johnsonville_Oil | 16.6266
TVA Base Case | 2020 | 2 | 87 | Johnsonville_Oil | 17.4513
TVA Base Case | 2020 | 3 | 87 | Johnsonville_Oil | 17.4848
TVA Base Case | 2020 | 4 | 87 | Johnsonville_Oil | 17.0134
TVA Base Case | 2020 | 5 | 87 | Johnsonville_Oil | 15.7509
TVA Base Case | 2020 | 6 | 87 | Johnsonville_Oil | 15.9289
TVA Base Case | 2020 | 7 | 87 | Johnsonville_Oil | 16.7728
TVA Base Case | 2020 | 8 | 87 | Johnsonville_Oil | 16.9255
TVA Base Case | 2020 | 9 | 87 | Johnsonville_Oil | 16.0563
TVA Base Case | 2020 | 10 | 87 | Johnsonville_Oil | 16.1519
TVA Base Case | 2020 | 11 | 87 | Johnsonville_Oil | 16.6743
TVA Base Case | 2020 | 12 | 87 | Johnsonville_Oil | 17.4374
TVA Base Case | 2021 | 1 | 87 | Johnsonville_Oil | 17.5511
TVA Base Case | 2021 | 2 | 87 | Johnsonville_Oil | 18.4628
TVA Base Case | 2021 | 3 | 87 | Johnsonville_Oil | 18.4353
TVA Base Case | 2021 | 4 | 87 | Johnsonville_Oil | 17.8817
TVA Base Case | 2021 | 5 | 87 | Johnsonville_Oil | 16.5532
TVA Base Case | 2021 | 6 | 87 | Johnsonville_Oil | 16.7405
TVA Base Case | 2021 | 7 | 87 | Johnsonville_Oil | 17.6284
TVA Base Case | 2021 | 8 | 87 | Johnsonville_Oil | 17.7889
TVA Base Case | 2021 | 9 | 87 | Johnsonville_Oil | 16.8745
TVA Base Case | 2021 | 10 | 87 | Johnsonville_Oil | 16.9749
TVA Base Case | 2021 | 11 | 87 | Johnsonville_Oil | 17.5252
TVA Base Case | 2021 | 12 | 87 | Johnsonville_Oil | 18.2471
TVA Base Case | 2022 | 1 | 87 | Johnsonville_Oil | 18.3661
TVA Base Case | 2022 | 2 | 87 | Johnsonville_Oil | 19.3202
TVA Base Case | 2022 | 3 | 87 | Johnsonville_Oil | 19.2911
TVA Base Case | 2022 | 4 | 87 | Johnsonville_Oil | 18.711
TVA Base Case | 2022 | 5 | 87 | Johnsonville_Oil | 17.3195
TVA Base Case | 2022 | 6 | 87 | Johnsonville_Oil | 17.5157
TVA Base Case | 2022 | 7 | 87 | Johnsonville_Oil | 18.4455
TVA Base Case | 2022 | 8 | 87 | Johnsonville_Oil | 18.6135
TVA Base Case | 2022 | 9 | 87 | Johnsonville_Oil | 17.6558
TVA Base Case | 2022 | 10 | 87 | Johnsonville_Oil | 17.761
TVA Base Case | 2022 | 11 | 87 | Johnsonville_Oil | 18.3377
TVA Base Case | 2022 | 12 | 87 | Johnsonville_Oil | 19.0572
TVA Base Case | 2023 | 1 | 87 | Johnsonville_Oil | 19.182
TVA Base Case | 2023 | 2 | 87 | Johnsonville_Oil | 20.1787
TVA Base Case | 2023 | 3 | 87 | Johnsonville_Oil | 20.148
TVA Base Case | 2023 | 4 | 87 | Johnsonville_Oil | 19.5414
TVA Base Case | 2023 | 5 | 87 | Johnsonville_Oil | 18.0868
TVA Base Case | 2023 | 6 | 87 | Johnsonville_Oil | 18.2918
TVA Base Case | 2023 | 7 | 87 | Johnsonville_Oil | 19.2636
TVA Base Case | 2023 | 8 | 87 | Johnsonville_Oil | 19.4391
TVA Base Case | 2023 | 9 | 87 | Johnsonville_Oil | 18.4382
TVA Base Case | 2023 | 10 | 87 | Johnsonville_Oil | 18.5482
TVA Base Case | 2023 | 11 | 87 | Johnsonville_Oil | 19.1514
TVA Base Case | 2023 | 12 | 87 | Johnsonville_Oil | 19.8695
TVA Base Case | 2024 | 1 | 87 | Johnsonville_Oil | 19.9999
TVA Base Case | 2024 | 2 | 87 | Johnsonville_Oil | 21.0393
TVA Base Case | 2024 | 3 | 87 | Johnsonville_Oil | 21.007
TVA Base Case | 2024 | 4 | 87 | Johnsonville_Oil | 20.3738
TVA Base Case | 2024 | 5 | 87 | Johnsonville_Oil | 18.856
TVA Base Case | 2024 | 6 | 87 | Johnsonville_Oil | 19.07
TVA Base Case | 2024 | 7 | 87 | Johnsonville_Oil | 20.0839
TVA Base Case | 2024 | 8 | 87 | Johnsonville_Oil | 20.2668
TVA Base Case | 2024 | 9 | 87 | Johnsonville_Oil | 19.2226
TVA Base Case | 2024 | 10 | 87 | Johnsonville_Oil | 19.3373
TVA Base Case | 2024 | 11 | 87 | Johnsonville_Oil | 19.9671
TVA Base Case | 2024 | 12 | 87 | Johnsonville_Oil | 20.6806
TVA Base Case | 2025 | 1 | 87 | Johnsonville_Oil | 20.8166
TVA Base Case | 2025 | 2 | 87 | Johnsonville_Oil | 21.8985
TVA Base Case | 2025 | 3 | 87 | Johnsonville_Oil | 21.8646
TVA Base Case | 2025 | 4 | 87 | Johnsonville_Oil | 21.2049
TVA Base Case | 2025 | 5 | 87 | Johnsonville_Oil | 19.6241
TVA Base Case | 2025 | 6 | 87 | Johnsonville_Oil | 19.8469
TVA Base Case | 2025 | 7 | 87 | Johnsonville_Oil | 20.9029
TVA Base Case | 2025 | 8 | 87 | Johnsonville_Oil | 21.0933
TVA Base Case | 2025 | 9 | 87 | Johnsonville_Oil | 20.0058
TVA Base Case | 2025 | 10 | 87 | Johnsonville_Oil | 20.1252
TVA Base Case | 2025 | 11 | 87 | Johnsonville_Oil | 20.7815
TVA Base Case | 2025 | 12 | 87 | Johnsonville_Oil | 21.4915
TVA Base Case | 2026 | 1 | 87 | Johnsonville_Oil | 21.6332
TVA Base Case | 2026 | 2 | 87 | Johnsonville_Oil | 22.7576
TVA Base Case | 2026 | 3 | 87 | Johnsonville_Oil | 22.7221
TVA Base Case | 2026 | 4 | 87 | Johnsonville_Oil | 22.0359
TVA Base Case | 2026 | 5 | 87 | Johnsonville_Oil | 20.3921
TVA Base Case | 2026 | 6 | 87 | Johnsonville_Oil | 20.6238
TVA Base Case | 2026 | 7 | 87 | Johnsonville_Oil | 21.7217
TVA Base Case | 2026 | 8 | 87 | Johnsonville_Oil | 21.9196
TVA Base Case | 2026 | 9 | 87 | Johnsonville_Oil | 20.7889
TVA Base Case | 2026 | 10 | 87 | Johnsonville_Oil | 20.913
TVA Base Case | 2026 | 11 | 87 | Johnsonville_Oil | 21.5958
TVA Base Case | 2026 | 12 | 87 | Johnsonville_Oil | 22.3026
TVA Base Case | 2027 | 1 | 87 | Johnsonville_Oil | 22.4499
TVA Base Case | 2027 | 2 | 87 | Johnsonville_Oil | 23.617
TVA Base Case | 2027 | 3 | 87 | Johnsonville_Oil | 23.5799
TVA Base Case | 2027 | 4 | 87 | Johnsonville_Oil | 22.8672
TVA Base Case | 2027 | 5 | 87 | Johnsonville_Oil | 21.1603
TVA Base Case | 2027 | 6 | 87 | Johnsonville_Oil | 21.4009
TVA Base Case | 2027 | 7 | 87 | Johnsonville_Oil | 22.5408
TVA Base Case | 2027 | 8 | 87 | Johnsonville_Oil | 22.7462
TVA Base Case | 2027 | 9 | 87 | Johnsonville_Oil | 21.5722
TVA Base Case | 2027 | 10 | 87 | Johnsonville_Oil | 21.7011
TVA Base Case | 2027 | 11 | 87 | Johnsonville_Oil | 22.4103
TVA Base Case | 2027 | 12 | 87 | Johnsonville_Oil | 23.1158
TVA Base Case | 2028 | 1 | 87 | Johnsonville_Oil | 23.2687
TVA Base Case | 2028 | 2 | 87 | Johnsonville_Oil | 24.4784
TVA Base Case | 2028 | 3 | 87 | Johnsonville_Oil | 24.4398
TVA Base Case | 2028 | 4 | 87 | Johnsonville_Oil | 23.7005
TVA Base Case | 2028 | 5 | 87 | Johnsonville_Oil | 21.9305
TVA Base Case | 2028 | 6 | 87 | Johnsonville_Oil | 22.1799
TVA Base Case | 2028 | 7 | 87 | Johnsonville_Oil | 23.3619
TVA Base Case | 2028 | 8 | 87 | Johnsonville_Oil | 23.5749
TVA Base Case | 2028 | 9 | 87 | Johnsonville_Oil | 22.3575
TVA Base Case | 2028 | 10 | 87 | Johnsonville_Oil | 22.4912
TVA Base Case | 2028 | 11 | 87 | Johnsonville_Oil | 23.2269
TVA Base Case | 2028 | 12 | 87 | Johnsonville_Oil | 23.9277
TVA Base Case | 2029 | 1 | 87 | Johnsonville_Oil | 24.0863
TVA Base Case | 2029 | 2 | 87 | Johnsonville_Oil | 25.3386
TVA Base Case | 2029 | 3 | 87 | Johnsonville_Oil | 25.2984
TVA Base Case | 2029 | 4 | 87 | Johnsonville_Oil | 24.5326
TVA Base Case | 2029 | 5 | 87 | Johnsonville_Oil | 22.6995
TVA Base Case | 2029 | 6 | 87 | Johnsonville_Oil | 22.9579
TVA Base Case | 2029 | 7 | 87 | Johnsonville_Oil | 24.1819
TVA Base Case | 2029 | 8 | 87 | Johnsonville_Oil | 24.4023
TVA Base Case | 2029 | 9 | 87 | Johnsonville_Oil | 23.1417
TVA Base Case | 2029 | 10 | 87 | Johnsonville_Oil | 23.28
TVA Base Case | 2029 | 11 | 87 | Johnsonville_Oil | 24.0423
TVA Base Case | 2029 | 12 | 87 | Johnsonville_Oil | 24.7395
TVA Base Case | 2030 | 1 | 87 | Johnsonville_Oil | 24.9037
TVA Base Case | 2030 | 2 | 87 | Johnsonville_Oil | 26.1986
TVA Base Case | 2030 | 3 | 87 | Johnsonville_Oil | 26.1568
TVA Base Case | 2030 | 4 | 87 | Johnsonville_Oil | 25.3646
TVA Base Case | 2030 | 5 | 87 | Johnsonville_Oil | 23.4684
TVA Base Case | 2030 | 6 | 87 | Johnsonville_Oil | 23.7357
TVA Base Case | 2030 | 7 | 87 | Johnsonville_Oil | 25.0017
TVA Base Case | 2030 | 8 | 87 | Johnsonville_Oil | 25.2296
TVA Base Case | 2030 | 9 | 87 | Johnsonville_Oil | 23.9258
TVA Base Case | 2030 | 10 | 87 | Johnsonville_Oil | 24.0688
TVA Base Case | 2030 | 11 | 87 | Johnsonville_Oil | 24.8575
TVA Base Case | 2030 | 12 | 87 | Johnsonville_Oil | 25.5516
TVA Base Case | 2031 | 1 | 87 | Johnsonville_Oil | 25.7213
TVA Base Case | 2031 | 2 | 87 | Johnsonville_Oil | 27.0589
TVA Base Case | 2031 | 3 | 87 | Johnsonville_Oil | 27.0155
TVA Base Case | 2031 | 4 | 87 | Johnsonville_Oil | 26.1968
TVA Base Case | 2031 | 5 | 87 | Johnsonville_Oil | 24.2376
TVA Base Case | 2031 | 6 | 87 | Johnsonville_Oil | 24.5137
TVA Base Case | 2031 | 7 | 87 | Johnsonville_Oil | 25.8217
TVA Base Case | 2031 | 8 | 87 | Johnsonville_Oil | 26.0572
TVA Base Case | 2031 | 9 | 87 | Johnsonville_Oil | 24.7101
TVA Base Case | 2031 | 10 | 87 | Johnsonville_Oil | 24.8579
TVA Base Case | 2031 | 11 | 87 | Johnsonville_Oil | 25.673
TVA Base Case | 2031 | 12 | 87 | Johnsonville_Oil | 26.3657
TVA Base Case | 2032 | 1 | 87 | Johnsonville_Oil | 26.541
TVA Base Case | 2032 | 2 | 87 | Johnsonville_Oil | 27.9213
TVA Base Case | 2032 | 3 | 87 | Johnsonville_Oil | 27.8764
TVA Base Case | 2032 | 4 | 87 | Johnsonville_Oil | 27.0312
TVA Base Case | 2032 | 5 | 87 | Johnsonville_Oil | 25.0088
TVA Base Case | 2032 | 6 | 87 | Johnsonville_Oil | 25.2938
TVA Base Case | 2032 | 7 | 87 | Johnsonville_Oil | 26.6439
TVA Base Case | 2032 | 8 | 87 | Johnsonville_Oil | 26.8868
TVA Base Case | 2032 | 9 | 87 | Johnsonville_Oil | 25.4964
TVA Base Case | 2032 | 10 | 87 | Johnsonville_Oil | 25.649
TVA Base Case | 2032 | 11 | 87 | Johnsonville_Oil | 26.4906
TVA Base Case | 2032 | 12 | 87 | Johnsonville_Oil | 27.1786
TVA Base Case | 2033 | 1 | 87 | Johnsonville_Oil | 27.3595
TVA Base Case | 2033 | 2 | 87 | Johnsonville_Oil | 28.7825
TVA Base Case | 2033 | 3 | 87 | Johnsonville_Oil | 28.7359
TVA Base Case | 2033 | 4 | 87 | Johnsonville_Oil | 27.8643
TVA Base Case | 2033 | 5 | 87 | Johnsonville_Oil | 25.7789
TVA Base Case | 2033 | 6 | 87 | Johnsonville_Oil | 26.0727
TVA Base Case | 2033 | 7 | 87 | Johnsonville_Oil | 27.4649
TVA Base Case | 2033 | 8 | 87 | Johnsonville_Oil | 27.7153
TVA Base Case | 2033 | 9 | 87 | Johnsonville_Oil | 26.2816
TVA Base Case | 2033 | 10 | 87 | Johnsonville_Oil | 26.4389
TVA Base Case | 2033 | 11 | 87 | Johnsonville_Oil | 27.307
TVA Base Case | 2033 | 12 | 87 | Johnsonville_Oil | 27.9913
TVA Base Case | 2034 | 1 | 87 | Johnsonville_Oil | 28.1779
TVA Base Case | 2034 | 2 | 87 | Johnsonville_Oil | 29.6435
TVA Base Case | 2034 | 3 | 87 | Johnsonville_Oil | 29.5954
TVA Base Case | 2034 | 4 | 87 | Johnsonville_Oil | 28.6973
TVA Base Case | 2034 | 5 | 87 | Johnsonville_Oil | 26.5489
TVA Base Case | 2034 | 6 | 87 | Johnsonville_Oil | 26.8516
TVA Base Case | 2034 | 7 | 87 | Johnsonville_Oil | 28.2857
TVA Base Case | 2034 | 8 | 87 | Johnsonville_Oil | 28.5436
TVA Base Case | 2034 | 9 | 87 | Johnsonville_Oil | 27.0667
TVA Base Case | 2034 | 10 | 87 | Johnsonville_Oil | 27.2287
TVA Base Case | 2034 | 11 | 87 | Johnsonville_Oil | 28.1232
TVA Base Case | 2034 | 12 | 87 | Johnsonville_Oil | 28.8044
TVA Base Case | 2035 | 1 | 87 | Johnsonville_Oil | 28.9965
TVA Base Case | 2035 | 2 | 87 | Johnsonville_Oil | 30.5047
TVA Base Case | 2035 | 3 | 87 | Johnsonville_Oil | 30.4551
TVA Base Case | 2035 | 4 | 87 | Johnsonville_Oil | 29.5305
TVA Base Case | 2035 | 5 | 87 | Johnsonville_Oil | 27.3191
TVA Base Case | 2035 | 6 | 87 | Johnsonville_Oil | 27.6307
TVA Base Case | 2035 | 7 | 87 | Johnsonville_Oil | 29.1069
TVA Base Case | 2035 | 8 | 87 | Johnsonville_Oil | 29.3723
TVA Base Case | 2035 | 9 | 87 | Johnsonville_Oil | 27.8521
TVA Base Case | 2035 | 10 | 87 | Johnsonville_Oil | 28.0189
TVA Base Case | 2035 | 11 | 87 | Johnsonville_Oil | 28.9397
TVA Base Case | 2035 | 12 | 87 | Johnsonville_Oil | 29.6195
TVA Base Case | 2014 | 1 | 16 | JSF-01_Coal | 2.183
TVA Base Case | 2014 | 2 | 16 | JSF-01_Coal | 2.183
TVA Base Case | 2014 | 3 | 16 | JSF-01_Coal | 2.183
TVA Base Case | 2014 | 4 | 16 | JSF-01_Coal | 2.1974
TVA Base Case | 2014 | 5 | 16 | JSF-01_Coal | 2.2528
TVA Base Case | 2014 | 6 | 16 | JSF-01_Coal | 2.2522
TVA Base Case | 2014 | 7 | 16 | JSF-01_Coal | 2.2535
TVA Base Case | 2014 | 8 | 16 | JSF-01_Coal | 2.3543
TVA Base Case | 2014 | 9 | 16 | JSF-01_Coal | 2.3515
TVA Base Case | 2014 | 10 | 16 | JSF-01_Coal | 2.367
TVA Base Case | 2014 | 11 | 16 | JSF-01_Coal | 2.3667
TVA Base Case | 2014 | 12 | 16 | JSF-01_Coal | 2.3659
TVA Base Case | 2015 | 1 | 16 | JSF-01_Coal | 1.7
TVA Base Case | 2015 | 2 | 16 | JSF-01_Coal | 1.7
TVA Base Case | 2015 | 3 | 16 | JSF-01_Coal | 1.7
TVA Base Case | 2015 | 4 | 16 | JSF-01_Coal | 2.2584
TVA Base Case | 2015 | 5 | 16 | JSF-01_Coal | 2.2628
TVA Base Case | 2015 | 6 | 16 | JSF-01_Coal | 2.2673
TVA Base Case | 2015 | 7 | 16 | JSF-01_Coal | 2.2897
TVA Base Case | 2015 | 8 | 16 | JSF-01_Coal | 2.2901
TVA Base Case | 2015 | 9 | 16 | JSF-01_Coal | 2.2906
TVA Base Case | 2015 | 10 | 16 | JSF-01_Coal | 2.317
TVA Base Case | 2015 | 11 | 16 | JSF-01_Coal | 2.3174
TVA Base Case | 2015 | 12 | 16 | JSF-01_Coal | 2.3178
TVA Base Case | 2016 | 1 | 16 | JSF-01_Coal | 2.3443
TVA Base Case | 2016 | 2 | 16 | JSF-01_Coal | 2.3447
TVA Base Case | 2016 | 3 | 16 | JSF-01_Coal | 2.3452
TVA Base Case | 2016 | 4 | 16 | JSF-01_Coal | 2.3776
TVA Base Case | 2016 | 5 | 16 | JSF-01_Coal | 2.3781
TVA Base Case | 2016 | 6 | 16 | JSF-01_Coal | 2.3785
TVA Base Case | 2016 | 7 | 16 | JSF-01_Coal | 2.405
TVA Base Case | 2016 | 8 | 16 | JSF-01_Coal | 2.4054
TVA Base Case | 2016 | 9 | 16 | JSF-01_Coal | 2.4059
TVA Base Case | 2016 | 10 | 16 | JSF-01_Coal | 2.4343
TVA Base Case | 2016 | 11 | 16 | JSF-01_Coal | 2.4348
TVA Base Case | 2016 | 12 | 16 | JSF-01_Coal | 2.4352
TVA Base Case | 2017 | 1 | 16 | JSF-01_Coal | 2.4465
TVA Base Case | 2017 | 2 | 16 | JSF-01_Coal | 2.4578
TVA Base Case | 2017 | 3 | 16 | JSF-01_Coal | 2.4691
TVA Base Case | 2017 | 4 | 16 | JSF-01_Coal | 2.4804
TVA Base Case | 2017 | 5 | 16 | JSF-01_Coal | 2.4917
TVA Base Case | 2017 | 6 | 16 | JSF-01_Coal | 2.5029
TVA Base Case | 2017 | 7 | 16 | JSF-01_Coal | 2.5142
TVA Base Case | 2017 | 8 | 16 | JSF-01_Coal | 2.5282
TVA Base Case | 2017 | 9 | 16 | JSF-01_Coal | 2.5421
TVA Base Case | 2017 | 10 | 16 | JSF-01_Coal | 2.556
TVA Base Case | 2017 | 11 | 16 | JSF-01_Coal | 2.5699
TVA Base Case | 2017 | 12 | 16 | JSF-01_Coal | 2.5838
TVA Base Case | 2018 | 1 | 16 | JSF-01_Coal | 2.5978
TVA Base Case | 2018 | 2 | 16 | JSF-01_Coal | 2.6118
TVA Base Case | 2018 | 3 | 16 | JSF-01_Coal | 2.6257
TVA Base Case | 2018 | 4 | 16 | JSF-01_Coal | 2.6397
TVA Base Case | 2018 | 5 | 16 | JSF-01_Coal | 2.6536
TVA Base Case | 2018 | 6 | 16 | JSF-01_Coal | 2.6676
TVA Base Case | 2018 | 7 | 16 | JSF-01_Coal | 2.6815
TVA Base Case | 2018 | 8 | 16 | JSF-01_Coal | 2.7433
TVA Base Case | 2018 | 9 | 16 | JSF-01_Coal | 2.8051
TVA Base Case | 2018 | 10 | 16 | JSF-01_Coal | 2.8668
TVA Base Case | 2018 | 11 | 16 | JSF-01_Coal | 2.9286
TVA Base Case | 2018 | 12 | 16 | JSF-01_Coal | 2.9904
TVA Base Case | 2019 | 1 | 16 | JSF-01_Coal | 3.0522
TVA Base Case | 2019 | 2 | 16 | JSF-01_Coal | 3.114
TVA Base Case | 2019 | 3 | 16 | JSF-01_Coal | 3.1758
TVA Base Case | 2019 | 4 | 16 | JSF-01_Coal | 3.2376
TVA Base Case | 2019 | 5 | 16 | JSF-01_Coal | 3.2994
TVA Base Case | 2019 | 6 | 16 | JSF-01_Coal | 3.3612
TVA Base Case | 2019 | 7 | 16 | JSF-01_Coal | 3.423
TVA Base Case | 2019 | 8 | 16 | JSF-01_Coal | 3.4276
TVA Base Case | 2019 | 9 | 16 | JSF-01_Coal | 3.4321
TVA Base Case | 2019 | 10 | 16 | JSF-01_Coal | 3.4366
TVA Base Case | 2019 | 11 | 16 | JSF-01_Coal | 3.4412
TVA Base Case | 2019 | 12 | 16 | JSF-01_Coal | 3.4457
TVA Base Case | 2020 | 1 | 16 | JSF-01_Coal | 3.4503
TVA Base Case | 2020 | 2 | 16 | JSF-01_Coal | 3.4548
TVA Base Case | 2020 | 3 | 16 | JSF-01_Coal | 3.4594
TVA Base Case | 2020 | 4 | 16 | JSF-01_Coal | 3.4639
TVA Base Case | 2020 | 5 | 16 | JSF-01_Coal | 3.4684
TVA Base Case | 2020 | 6 | 16 | JSF-01_Coal | 3.473
TVA Base Case | 2020 | 7 | 16 | JSF-01_Coal | 3.4775
TVA Base Case | 2020 | 8 | 16 | JSF-01_Coal | 3.4874
TVA Base Case | 2020 | 9 | 16 | JSF-01_Coal | 3.4973
TVA Base Case | 2020 | 10 | 16 | JSF-01_Coal | 3.5072
TVA Base Case | 2020 | 11 | 16 | JSF-01_Coal | 3.517
TVA Base Case | 2020 | 12 | 16 | JSF-01_Coal | 3.5269
TVA Base Case | 2021 | 1 | 16 | JSF-01_Coal | 3.5368
TVA Base Case | 2021 | 2 | 16 | JSF-01_Coal | 3.5467
TVA Base Case | 2021 | 3 | 16 | JSF-01_Coal | 3.5565
TVA Base Case | 2021 | 4 | 16 | JSF-01_Coal | 3.5664
TVA Base Case | 2021 | 5 | 16 | JSF-01_Coal | 3.5763
TVA Base Case | 2021 | 6 | 16 | JSF-01_Coal | 3.5862
TVA Base Case | 2021 | 7 | 16 | JSF-01_Coal | 3.596
TVA Base Case | 2021 | 8 | 16 | JSF-01_Coal | 3.6019
TVA Base Case | 2021 | 9 | 16 | JSF-01_Coal | 3.6077
TVA Base Case | 2021 | 10 | 16 | JSF-01_Coal | 3.6135
TVA Base Case | 2021 | 11 | 16 | JSF-01_Coal | 3.6193
TVA Base Case | 2021 | 12 | 16 | JSF-01_Coal | 3.6251
TVA Base Case | 2022 | 1 | 16 | JSF-01_Coal | 3.6309
TVA Base Case | 2022 | 2 | 16 | JSF-01_Coal | 3.6366
TVA Base Case | 2022 | 3 | 16 | JSF-01_Coal | 3.6424
TVA Base Case | 2022 | 4 | 16 | JSF-01_Coal | 3.6482
TVA Base Case | 2022 | 5 | 16 | JSF-01_Coal | 3.654
TVA Base Case | 2022 | 6 | 16 | JSF-01_Coal | 3.6598
TVA Base Case | 2022 | 7 | 16 | JSF-01_Coal | 3.6656
TVA Base Case | 2022 | 8 | 16 | JSF-01_Coal | 3.6707
TVA Base Case | 2022 | 9 | 16 | JSF-01_Coal | 3.6757
TVA Base Case | 2022 | 10 | 16 | JSF-01_Coal | 3.6808
TVA Base Case | 2022 | 11 | 16 | JSF-01_Coal | 3.6859
TVA Base Case | 2022 | 12 | 16 | JSF-01_Coal | 3.691
TVA Base Case | 2023 | 1 | 16 | JSF-01_Coal | 3.6961
TVA Base Case | 2023 | 2 | 16 | JSF-01_Coal | 3.7011
TVA Base Case | 2023 | 3 | 16 | JSF-01_Coal | 3.7062
TVA Base Case | 2023 | 4 | 16 | JSF-01_Coal | 3.7113
TVA Base Case | 2023 | 5 | 16 | JSF-01_Coal | 3.7164
TVA Base Case | 2023 | 6 | 16 | JSF-01_Coal | 3.7215
TVA Base Case | 2023 | 7 | 16 | JSF-01_Coal | 3.7266
TVA Base Case | 2023 | 8 | 16 | JSF-01_Coal | 3.7277
TVA Base Case | 2023 | 9 | 16 | JSF-01_Coal | 3.7288
TVA Base Case | 2023 | 10 | 16 | JSF-01_Coal | 3.7299
TVA Base Case | 2023 | 11 | 16 | JSF-01_Coal | 3.7311
TVA Base Case | 2023 | 12 | 16 | JSF-01_Coal | 3.7322
TVA Base Case | 2024 | 1 | 16 | JSF-01_Coal | 3.7333
TVA Base Case | 2024 | 2 | 16 | JSF-01_Coal | 3.7344
TVA Base Case | 2024 | 3 | 16 | JSF-01_Coal | 3.7355
TVA Base Case | 2024 | 4 | 16 | JSF-01_Coal | 3.7366
TVA Base Case | 2024 | 5 | 16 | JSF-01_Coal | 3.7378
TVA Base Case | 2024 | 6 | 16 | JSF-01_Coal | 3.7389
TVA Base Case | 2024 | 7 | 16 | JSF-01_Coal | 3.74
TVA Base Case | 2024 | 8 | 16 | JSF-01_Coal | 3.7524
TVA Base Case | 2024 | 9 | 16 | JSF-01_Coal | 3.7647
TVA Base Case | 2024 | 10 | 16 | JSF-01_Coal | 3.777
TVA Base Case | 2024 | 11 | 16 | JSF-01_Coal | 3.7894
TVA Base Case | 2024 | 12 | 16 | JSF-01_Coal | 3.8017
TVA Base Case | 2025 | 1 | 16 | JSF-01_Coal | 3.8141
TVA Base Case | 2025 | 2 | 16 | JSF-01_Coal | 3.8264
TVA Base Case | 2025 | 3 | 16 | JSF-01_Coal | 3.8388
TVA Base Case | 2025 | 4 | 16 | JSF-01_Coal | 3.8511
TVA Base Case | 2025 | 5 | 16 | JSF-01_Coal | 3.8635
TVA Base Case | 2025 | 6 | 16 | JSF-01_Coal | 3.8758
TVA Base Case | 2025 | 7 | 16 | JSF-01_Coal | 3.8882
TVA Base Case | 2025 | 8 | 16 | JSF-01_Coal | 3.8951
TVA Base Case | 2025 | 9 | 16 | JSF-01_Coal | 3.9021
TVA Base Case | 2025 | 10 | 16 | JSF-01_Coal | 3.909
TVA Base Case | 2025 | 11 | 16 | JSF-01_Coal | 3.916
TVA Base Case | 2025 | 12 | 16 | JSF-01_Coal | 3.9229
TVA Base Case | 2026 | 1 | 16 | JSF-01_Coal | 3.9299
TVA Base Case | 2026 | 2 | 16 | JSF-01_Coal | 3.9369
TVA Base Case | 2026 | 3 | 16 | JSF-01_Coal | 3.9438
TVA Base Case | 2026 | 4 | 16 | JSF-01_Coal | 3.9508
TVA Base Case | 2026 | 5 | 16 | JSF-01_Coal | 3.9578
TVA Base Case | 2026 | 6 | 16 | JSF-01_Coal | 3.9647
TVA Base Case | 2026 | 7 | 16 | JSF-01_Coal | 3.9717
TVA Base Case | 2026 | 8 | 16 | JSF-01_Coal | 3.9788
TVA Base Case | 2026 | 9 | 16 | JSF-01_Coal | 3.986
TVA Base Case | 2026 | 10 | 16 | JSF-01_Coal | 3.9931
TVA Base Case | 2026 | 11 | 16 | JSF-01_Coal | 4.0003
TVA Base Case | 2026 | 12 | 16 | JSF-01_Coal | 4.0075
TVA Base Case | 2027 | 1 | 16 | JSF-01_Coal | 4.0146
TVA Base Case | 2027 | 2 | 16 | JSF-01_Coal | 4.0218
TVA Base Case | 2027 | 3 | 16 | JSF-01_Coal | 4.0289
TVA Base Case | 2027 | 4 | 16 | JSF-01_Coal | 4.0361
TVA Base Case | 2027 | 5 | 16 | JSF-01_Coal | 4.0432
TVA Base Case | 2027 | 6 | 16 | JSF-01_Coal | 4.0504
TVA Base Case | 2027 | 7 | 16 | JSF-01_Coal | 4.0576
TVA Base Case | 2027 | 8 | 16 | JSF-01_Coal | 4.0626
TVA Base Case | 2027 | 9 | 16 | JSF-01_Coal | 4.0676
TVA Base Case | 2027 | 10 | 16 | JSF-01_Coal | 4.0726
TVA Base Case | 2027 | 11 | 16 | JSF-01_Coal | 4.0776
TVA Base Case | 2027 | 12 | 16 | JSF-01_Coal | 4.0826
TVA Base Case | 2028 | 1 | 16 | JSF-01_Coal | 4.0876
TVA Base Case | 2028 | 2 | 16 | JSF-01_Coal | 4.0926
TVA Base Case | 2028 | 3 | 16 | JSF-01_Coal | 4.0976
TVA Base Case | 2028 | 4 | 16 | JSF-01_Coal | 4.1026
TVA Base Case | 2028 | 5 | 16 | JSF-01_Coal | 4.1076
TVA Base Case | 2028 | 6 | 16 | JSF-01_Coal | 4.1126
TVA Base Case | 2028 | 7 | 16 | JSF-01_Coal | 4.1176
TVA Base Case | 2028 | 8 | 16 | JSF-01_Coal | 4.1255
TVA Base Case | 2028 | 9 | 16 | JSF-01_Coal | 4.1334
TVA Base Case | 2028 | 10 | 16 | JSF-01_Coal | 4.1414
TVA Base Case | 2028 | 11 | 16 | JSF-01_Coal | 4.1493
TVA Base Case | 2028 | 12 | 16 | JSF-01_Coal | 4.1572
TVA Base Case | 2029 | 1 | 16 | JSF-01_Coal | 4.1651
TVA Base Case | 2029 | 2 | 16 | JSF-01_Coal | 4.173
TVA Base Case | 2029 | 3 | 16 | JSF-01_Coal | 4.1809
TVA Base Case | 2029 | 4 | 16 | JSF-01_Coal | 4.1888
TVA Base Case | 2029 | 5 | 16 | JSF-01_Coal | 4.1968
TVA Base Case | 2029 | 6 | 16 | JSF-01_Coal | 4.2047
TVA Base Case | 2029 | 7 | 16 | JSF-01_Coal | 4.2126
TVA Base Case | 2029 | 8 | 16 | JSF-01_Coal | 4.2178
TVA Base Case | 2029 | 9 | 16 | JSF-01_Coal | 4.2229
TVA Base Case | 2029 | 10 | 16 | JSF-01_Coal | 4.2281
TVA Base Case | 2029 | 11 | 16 | JSF-01_Coal | 4.2333
TVA Base Case | 2029 | 12 | 16 | JSF-01_Coal | 4.2385
TVA Base Case | 2030 | 1 | 16 | JSF-01_Coal | 4.2436
TVA Base Case | 2030 | 2 | 16 | JSF-01_Coal | 4.2488
TVA Base Case | 2030 | 3 | 16 | JSF-01_Coal | 4.254
TVA Base Case | 2030 | 4 | 16 | JSF-01_Coal | 4.2592
TVA Base Case | 2030 | 5 | 16 | JSF-01_Coal | 4.2644
TVA Base Case | 2030 | 6 | 16 | JSF-01_Coal | 4.2695
TVA Base Case | 2030 | 7 | 16 | JSF-01_Coal | 4.2747
TVA Base Case | 2030 | 8 | 16 | JSF-01_Coal | 4.2804
TVA Base Case | 2030 | 9 | 16 | JSF-01_Coal | 4.2861
TVA Base Case | 2030 | 10 | 16 | JSF-01_Coal | 4.2918
TVA Base Case | 2030 | 11 | 16 | JSF-01_Coal | 4.2976
TVA Base Case | 2030 | 12 | 16 | JSF-01_Coal | 4.3033
TVA Base Case | 2031 | 1 | 16 | JSF-01_Coal | 4.309
TVA Base Case | 2031 | 2 | 16 | JSF-01_Coal | 4.3147
TVA Base Case | 2031 | 3 | 16 | JSF-01_Coal | 4.3204
TVA Base Case | 2031 | 4 | 16 | JSF-01_Coal | 4.3261
TVA Base Case | 2031 | 5 | 16 | JSF-01_Coal | 4.3318
TVA Base Case | 2031 | 6 | 16 | JSF-01_Coal | 4.3376
TVA Base Case | 2031 | 7 | 16 | JSF-01_Coal | 4.3433
TVA Base Case | 2031 | 8 | 16 | JSF-01_Coal | 4.3516
TVA Base Case | 2031 | 9 | 16 | JSF-01_Coal | 4.3599
TVA Base Case | 2031 | 10 | 16 | JSF-01_Coal | 4.3682
TVA Base Case | 2031 | 11 | 16 | JSF-01_Coal | 4.3765
TVA Base Case | 2031 | 12 | 16 | JSF-01_Coal | 4.3849
TVA Base Case | 2032 | 1 | 16 | JSF-01_Coal | 4.3932
TVA Base Case | 2032 | 2 | 16 | JSF-01_Coal | 4.4015
TVA Base Case | 2032 | 3 | 16 | JSF-01_Coal | 4.4098
TVA Base Case | 2032 | 4 | 16 | JSF-01_Coal | 4.4181
TVA Base Case | 2032 | 5 | 16 | JSF-01_Coal | 4.4264
TVA Base Case | 2032 | 6 | 16 | JSF-01_Coal | 4.4348
TVA Base Case | 2032 | 7 | 16 | JSF-01_Coal | 4.4431
TVA Base Case | 2032 | 8 | 16 | JSF-01_Coal | 4.448
TVA Base Case | 2032 | 9 | 16 | JSF-01_Coal | 4.453
TVA Base Case | 2032 | 10 | 16 | JSF-01_Coal | 4.458
TVA Base Case | 2032 | 11 | 16 | JSF-01_Coal | 4.4629
TVA Base Case | 2032 | 12 | 16 | JSF-01_Coal | 4.4679
TVA Base Case | 2033 | 1 | 16 | JSF-01_Coal | 4.4728
TVA Base Case | 2033 | 2 | 16 | JSF-01_Coal | 4.4778
TVA Base Case | 2033 | 3 | 16 | JSF-01_Coal | 4.4828
TVA Base Case | 2033 | 4 | 16 | JSF-01_Coal | 4.4877
TVA Base Case | 2033 | 5 | 16 | JSF-01_Coal | 4.4927
TVA Base Case | 2033 | 6 | 16 | JSF-01_Coal | 4.4976
TVA Base Case | 2033 | 7 | 16 | JSF-01_Coal | 4.5026
TVA Base Case | 2033 | 8 | 16 | JSF-01_Coal | 4.5092
TVA Base Case | 2033 | 9 | 16 | JSF-01_Coal | 4.5158
TVA Base Case | 2033 | 10 | 16 | JSF-01_Coal | 4.5224
TVA Base Case | 2033 | 11 | 16 | JSF-01_Coal | 4.5289
TVA Base Case | 2033 | 12 | 16 | JSF-01_Coal | 4.5355
TVA Base Case | 2034 | 1 | 16 | JSF-01_Coal | 4.5421
TVA Base Case | 2034 | 2 | 16 | JSF-01_Coal | 4.5487
TVA Base Case | 2034 | 3 | 16 | JSF-01_Coal | 4.5553
TVA Base Case | 2034 | 4 | 16 | JSF-01_Coal | 4.5619
TVA Base Case | 2034 | 5 | 16 | JSF-01_Coal | 4.5684
TVA Base Case | 2034 | 6 | 16 | JSF-01_Coal | 4.575
TVA Base Case | 2034 | 7 | 16 | JSF-01_Coal | 4.5816
TVA Base Case | 2034 | 8 | 16 | JSF-01_Coal | 4.5882
TVA Base Case | 2034 | 9 | 16 | JSF-01_Coal | 4.5948
TVA Base Case | 2034 | 10 | 16 | JSF-01_Coal | 4.6014
TVA Base Case | 2034 | 11 | 16 | JSF-01_Coal | 4.608
TVA Base Case | 2034 | 12 | 16 | JSF-01_Coal | 4.6146
TVA Base Case | 2035 | 1 | 16 | JSF-01_Coal | 4.6212
TVA Base Case | 2035 | 2 | 16 | JSF-01_Coal | 4.6278
TVA Base Case | 2035 | 3 | 16 | JSF-01_Coal | 4.6344
TVA Base Case | 2035 | 4 | 16 | JSF-01_Coal | 4.641
TVA Base Case | 2035 | 5 | 16 | JSF-01_Coal | 4.6476
TVA Base Case | 2035 | 6 | 16 | JSF-01_Coal | 4.6542
TVA Base Case | 2035 | 7 | 16 | JSF-01_Coal | 4.6608
TVA Base Case | 2035 | 8 | 16 | JSF-01_Coal | 4.6674
TVA Base Case | 2035 | 9 | 16 | JSF-01_Coal | 4.674
TVA Base Case | 2035 | 10 | 16 | JSF-01_Coal | 4.6806
TVA Base Case | 2035 | 11 | 16 | JSF-01_Coal | 4.6872
TVA Base Case | 2035 | 12 | 16 | JSF-01_Coal | 4.6938
TVA Base Case | 2014 | 1 | 66 | Kemper County_Gas | 4.709
TVA Base Case | 2014 | 2 | 66 | Kemper County_Gas | 4.709
TVA Base Case | 2014 | 3 | 66 | Kemper County_Gas | 4.709
TVA Base Case | 2014 | 4 | 66 | Kemper County_Gas | 4.4983
TVA Base Case | 2014 | 5 | 66 | Kemper County_Gas | 4.4872
TVA Base Case | 2014 | 6 | 66 | Kemper County_Gas | 4.5135
TVA Base Case | 2014 | 7 | 66 | Kemper County_Gas | 4.549
TVA Base Case | 2014 | 8 | 66 | Kemper County_Gas | 4.5419
TVA Base Case | 2014 | 9 | 66 | Kemper County_Gas | 4.5186
TVA Base Case | 2014 | 10 | 66 | Kemper County_Gas | 4.5318
TVA Base Case | 2014 | 11 | 66 | Kemper County_Gas | 4.6077
TVA Base Case | 2014 | 12 | 66 | Kemper County_Gas | 4.7293
TVA Base Case | 2015 | 1 | 66 | Kemper County_Gas | 2.8
TVA Base Case | 2015 | 2 | 66 | Kemper County_Gas | 2.8
TVA Base Case | 2015 | 3 | 66 | Kemper County_Gas | 2.8
TVA Base Case | 2015 | 4 | 66 | Kemper County_Gas | 2.796
TVA Base Case | 2015 | 5 | 66 | Kemper County_Gas | 2.8223
TVA Base Case | 2015 | 6 | 66 | Kemper County_Gas | 2.8588
TVA Base Case | 2015 | 7 | 66 | Kemper County_Gas | 2.9084
TVA Base Case | 2015 | 8 | 66 | Kemper County_Gas | 2.9297
TVA Base Case | 2015 | 9 | 66 | Kemper County_Gas | 2.9195
TVA Base Case | 2015 | 10 | 66 | Kemper County_Gas | 2.9433
TVA Base Case | 2015 | 11 | 66 | Kemper County_Gas | 3.0517
TVA Base Case | 2015 | 12 | 66 | Kemper County_Gas | 3.2107
TVA Base Case | 2016 | 1 | 66 | Kemper County_Gas | 3.3407
TVA Base Case | 2016 | 2 | 66 | Kemper County_Gas | 3.325
TVA Base Case | 2016 | 3 | 66 | Kemper County_Gas | 3.2748
TVA Base Case | 2016 | 4 | 66 | Kemper County_Gas | 3.1346
TVA Base Case | 2016 | 5 | 66 | Kemper County_Gas | 3.1305
TVA Base Case | 2016 | 6 | 66 | Kemper County_Gas | 3.1599
TVA Base Case | 2016 | 7 | 66 | Kemper County_Gas | 3.1994
TVA Base Case | 2016 | 8 | 66 | Kemper County_Gas | 3.2075
TVA Base Case | 2016 | 9 | 66 | Kemper County_Gas | 3.1943
TVA Base Case | 2016 | 10 | 66 | Kemper County_Gas | 3.2191
TVA Base Case | 2016 | 11 | 66 | Kemper County_Gas | 3.3245
TVA Base Case | 2016 | 12 | 66 | Kemper County_Gas | 3.5068
TVA Base Case | 2017 | 1 | 66 | Kemper County_Gas | 3.6817
TVA Base Case | 2017 | 2 | 66 | Kemper County_Gas | 3.667
TVA Base Case | 2017 | 3 | 66 | Kemper County_Gas | 3.6058
TVA Base Case | 2017 | 4 | 66 | Kemper County_Gas | 3.3475
TVA Base Case | 2017 | 5 | 66 | Kemper County_Gas | 3.3455
TVA Base Case | 2017 | 6 | 66 | Kemper County_Gas | 3.3789
TVA Base Case | 2017 | 7 | 66 | Kemper County_Gas | 3.4204
TVA Base Case | 2017 | 8 | 66 | Kemper County_Gas | 3.4316
TVA Base Case | 2017 | 9 | 66 | Kemper County_Gas | 3.4194
TVA Base Case | 2017 | 10 | 66 | Kemper County_Gas | 3.4442
TVA Base Case | 2017 | 11 | 66 | Kemper County_Gas | 3.5369
TVA Base Case | 2017 | 12 | 66 | Kemper County_Gas | 3.7081
TVA Base Case | 2018 | 1 | 66 | Kemper County_Gas | 3.8715
TVA Base Case | 2018 | 2 | 66 | Kemper County_Gas | 3.8467
TVA Base Case | 2018 | 3 | 66 | Kemper County_Gas | 3.7753
TVA Base Case | 2018 | 4 | 66 | Kemper County_Gas | 3.4419
TVA Base Case | 2018 | 5 | 66 | Kemper County_Gas | 3.4399
TVA Base Case | 2018 | 6 | 66 | Kemper County_Gas | 3.4734
TVA Base Case | 2018 | 7 | 66 | Kemper County_Gas | 3.5464
TVA Base Case | 2018 | 8 | 66 | Kemper County_Gas | 3.5741
TVA Base Case | 2018 | 9 | 66 | Kemper County_Gas | 3.5672
TVA Base Case | 2018 | 10 | 66 | Kemper County_Gas | 3.6028
TVA Base Case | 2018 | 11 | 66 | Kemper County_Gas | 3.7149
TVA Base Case | 2018 | 12 | 66 | Kemper County_Gas | 3.8596
TVA Base Case | 2019 | 1 | 66 | Kemper County_Gas | 4.167
TVA Base Case | 2019 | 2 | 66 | Kemper County_Gas | 4.1355
TVA Base Case | 2019 | 3 | 66 | Kemper County_Gas | 3.8923
TVA Base Case | 2019 | 4 | 66 | Kemper County_Gas | 3.677
TVA Base Case | 2019 | 5 | 66 | Kemper County_Gas | 3.7073
TVA Base Case | 2019 | 6 | 66 | Kemper County_Gas | 3.7814
TVA Base Case | 2019 | 7 | 66 | Kemper County_Gas | 3.952
TVA Base Case | 2019 | 8 | 66 | Kemper County_Gas | 3.9931
TVA Base Case | 2019 | 9 | 66 | Kemper County_Gas | 3.9368
TVA Base Case | 2019 | 10 | 66 | Kemper County_Gas | 3.9602
TVA Base Case | 2019 | 11 | 66 | Kemper County_Gas | 4.0453
TVA Base Case | 2019 | 12 | 66 | Kemper County_Gas | 4.1929
TVA Base Case | 2020 | 1 | 66 | Kemper County_Gas | 4.5456
TVA Base Case | 2020 | 2 | 66 | Kemper County_Gas | 4.321
TVA Base Case | 2020 | 3 | 66 | Kemper County_Gas | 4.1126
TVA Base Case | 2020 | 4 | 66 | Kemper County_Gas | 3.9995
TVA Base Case | 2020 | 5 | 66 | Kemper County_Gas | 4.085
TVA Base Case | 2020 | 6 | 66 | Kemper County_Gas | 4.165
TVA Base Case | 2020 | 7 | 66 | Kemper County_Gas | 4.4222
TVA Base Case | 2020 | 8 | 66 | Kemper County_Gas | 4.4445
TVA Base Case | 2020 | 9 | 66 | Kemper County_Gas | 4.2865
TVA Base Case | 2020 | 10 | 66 | Kemper County_Gas | 4.3078
TVA Base Case | 2020 | 11 | 66 | Kemper County_Gas | 4.3949
TVA Base Case | 2020 | 12 | 66 | Kemper County_Gas | 4.5306
TVA Base Case | 2021 | 1 | 66 | Kemper County_Gas | 4.7812
TVA Base Case | 2021 | 2 | 66 | Kemper County_Gas | 4.7597
TVA Base Case | 2021 | 3 | 66 | Kemper County_Gas | 4.3607
TVA Base Case | 2021 | 4 | 66 | Kemper County_Gas | 4.2243
TVA Base Case | 2021 | 5 | 66 | Kemper County_Gas | 4.2848
TVA Base Case | 2021 | 6 | 66 | Kemper County_Gas | 4.3997
TVA Base Case | 2021 | 7 | 66 | Kemper County_Gas | 4.6295
TVA Base Case | 2021 | 8 | 66 | Kemper County_Gas | 4.6636
TVA Base Case | 2021 | 9 | 66 | Kemper County_Gas | 4.5008
TVA Base Case | 2021 | 10 | 66 | Kemper County_Gas | 4.5223
TVA Base Case | 2021 | 11 | 66 | Kemper County_Gas | 4.665
TVA Base Case | 2021 | 12 | 66 | Kemper County_Gas | 4.7609
TVA Base Case | 2022 | 1 | 66 | Kemper County_Gas | 5.3626
TVA Base Case | 2022 | 2 | 66 | Kemper County_Gas | 5.2395
TVA Base Case | 2022 | 3 | 66 | Kemper County_Gas | 4.8674
TVA Base Case | 2022 | 4 | 66 | Kemper County_Gas | 4.7052
TVA Base Case | 2022 | 5 | 66 | Kemper County_Gas | 4.8123
TVA Base Case | 2022 | 6 | 66 | Kemper County_Gas | 4.8717
TVA Base Case | 2022 | 7 | 66 | Kemper County_Gas | 5.0716
TVA Base Case | 2022 | 8 | 66 | Kemper County_Gas | 5.1063
TVA Base Case | 2022 | 9 | 66 | Kemper County_Gas | 4.9963
TVA Base Case | 2022 | 10 | 66 | Kemper County_Gas | 5.031
TVA Base Case | 2022 | 11 | 66 | Kemper County_Gas | 5.212
TVA Base Case | 2022 | 12 | 66 | Kemper County_Gas | 5.296
TVA Base Case | 2023 | 1 | 66 | Kemper County_Gas | 5.6946
TVA Base Case | 2023 | 2 | 66 | Kemper County_Gas | 5.6052
TVA Base Case | 2023 | 3 | 66 | Kemper County_Gas | 5.2491
TVA Base Case | 2023 | 4 | 66 | Kemper County_Gas | 5.0955
TVA Base Case | 2023 | 5 | 66 | Kemper County_Gas | 5.2052
TVA Base Case | 2023 | 6 | 66 | Kemper County_Gas | 5.2659
TVA Base Case | 2023 | 7 | 66 | Kemper County_Gas | 5.3858
TVA Base Case | 2023 | 8 | 66 | Kemper County_Gas | 5.4195
TVA Base Case | 2023 | 9 | 66 | Kemper County_Gas | 5.3115
TVA Base Case | 2023 | 10 | 66 | Kemper County_Gas | 5.3453
TVA Base Case | 2023 | 11 | 66 | Kemper County_Gas | 5.5292
TVA Base Case | 2023 | 12 | 66 | Kemper County_Gas | 5.6271
TVA Base Case | 2024 | 1 | 66 | Kemper County_Gas | 5.9533
TVA Base Case | 2024 | 2 | 66 | Kemper County_Gas | 5.7524
TVA Base Case | 2024 | 3 | 66 | Kemper County_Gas | 5.4512
TVA Base Case | 2024 | 4 | 66 | Kemper County_Gas | 5.3048
TVA Base Case | 2024 | 5 | 66 | Kemper County_Gas | 5.3727
TVA Base Case | 2024 | 6 | 66 | Kemper County_Gas | 5.4329
TVA Base Case | 2024 | 7 | 66 | Kemper County_Gas | 5.7461
TVA Base Case | 2024 | 8 | 66 | Kemper County_Gas | 5.7822
TVA Base Case | 2024 | 9 | 66 | Kemper County_Gas | 5.6338
TVA Base Case | 2024 | 10 | 66 | Kemper County_Gas | 5.67
TVA Base Case | 2024 | 11 | 66 | Kemper County_Gas | 5.7967
TVA Base Case | 2024 | 12 | 66 | Kemper County_Gas | 5.909
TVA Base Case | 2025 | 1 | 66 | Kemper County_Gas | 6.306
TVA Base Case | 2025 | 2 | 66 | Kemper County_Gas | 6.1998
TVA Base Case | 2025 | 3 | 66 | Kemper County_Gas | 5.7474
TVA Base Case | 2025 | 4 | 66 | Kemper County_Gas | 5.5856
TVA Base Case | 2025 | 5 | 66 | Kemper County_Gas | 5.639
TVA Base Case | 2025 | 6 | 66 | Kemper County_Gas | 5.7026
TVA Base Case | 2025 | 7 | 66 | Kemper County_Gas | 6.0017
TVA Base Case | 2025 | 8 | 66 | Kemper County_Gas | 6.0487
TVA Base Case | 2025 | 9 | 66 | Kemper County_Gas | 5.9093
TVA Base Case | 2025 | 10 | 66 | Kemper County_Gas | 5.9338
TVA Base Case | 2025 | 11 | 66 | Kemper County_Gas | 6.0892
TVA Base Case | 2025 | 12 | 66 | Kemper County_Gas | 6.2489
TVA Base Case | 2026 | 1 | 66 | Kemper County_Gas | 6.5199
TVA Base Case | 2026 | 2 | 66 | Kemper County_Gas | 6.3744
TVA Base Case | 2026 | 3 | 66 | Kemper County_Gas | 5.8859
TVA Base Case | 2026 | 4 | 66 | Kemper County_Gas | 5.738
TVA Base Case | 2026 | 5 | 66 | Kemper County_Gas | 5.8131
TVA Base Case | 2026 | 6 | 66 | Kemper County_Gas | 5.9056
TVA Base Case | 2026 | 7 | 66 | Kemper County_Gas | 6.1734
TVA Base Case | 2026 | 8 | 66 | Kemper County_Gas | 6.1961
TVA Base Case | 2026 | 9 | 66 | Kemper County_Gas | 6.041
TVA Base Case | 2026 | 10 | 66 | Kemper County_Gas | 6.0762
TVA Base Case | 2026 | 11 | 66 | Kemper County_Gas | 6.2569
TVA Base Case | 2026 | 12 | 66 | Kemper County_Gas | 6.3994
TVA Base Case | 2027 | 1 | 66 | Kemper County_Gas | 6.7935
TVA Base Case | 2027 | 2 | 66 | Kemper County_Gas | 6.7041
TVA Base Case | 2027 | 3 | 66 | Kemper County_Gas | 6.2597
TVA Base Case | 2027 | 4 | 66 | Kemper County_Gas | 6.0426
TVA Base Case | 2027 | 5 | 66 | Kemper County_Gas | 6.1245
TVA Base Case | 2027 | 6 | 66 | Kemper County_Gas | 6.2421
TVA Base Case | 2027 | 7 | 66 | Kemper County_Gas | 6.5283
TVA Base Case | 2027 | 8 | 66 | Kemper County_Gas | 6.5565
TVA Base Case | 2027 | 9 | 66 | Kemper County_Gas | 6.3799
TVA Base Case | 2027 | 10 | 66 | Kemper County_Gas | 6.4002
TVA Base Case | 2027 | 11 | 66 | Kemper County_Gas | 6.5992
TVA Base Case | 2027 | 12 | 66 | Kemper County_Gas | 6.7323
TVA Base Case | 2028 | 1 | 66 | Kemper County_Gas | 7.284
TVA Base Case | 2028 | 2 | 66 | Kemper County_Gas | 6.9353
TVA Base Case | 2028 | 3 | 66 | Kemper County_Gas | 6.6198
TVA Base Case | 2028 | 4 | 66 | Kemper County_Gas | 6.4143
TVA Base Case | 2028 | 5 | 66 | Kemper County_Gas | 6.4954
TVA Base Case | 2028 | 6 | 66 | Kemper County_Gas | 6.6314
TVA Base Case | 2028 | 7 | 66 | Kemper County_Gas | 6.8586
TVA Base Case | 2028 | 8 | 66 | Kemper County_Gas | 6.8977
TVA Base Case | 2028 | 9 | 66 | Kemper County_Gas | 6.6907
TVA Base Case | 2028 | 10 | 66 | Kemper County_Gas | 6.7269
TVA Base Case | 2028 | 11 | 66 | Kemper County_Gas | 6.9324
TVA Base Case | 2028 | 12 | 66 | Kemper County_Gas | 7.0626
TVA Base Case | 2029 | 1 | 66 | Kemper County_Gas | 7.5564
TVA Base Case | 2029 | 2 | 66 | Kemper County_Gas | 7.4299
TVA Base Case | 2029 | 3 | 66 | Kemper County_Gas | 6.8456
TVA Base Case | 2029 | 4 | 66 | Kemper County_Gas | 6.5831
TVA Base Case | 2029 | 5 | 66 | Kemper County_Gas | 6.6527
TVA Base Case | 2029 | 6 | 66 | Kemper County_Gas | 6.7785
TVA Base Case | 2029 | 7 | 66 | Kemper County_Gas | 7.17
TVA Base Case | 2029 | 8 | 66 | Kemper County_Gas | 7.213
TVA Base Case | 2029 | 9 | 66 | Kemper County_Gas | 7.0011
TVA Base Case | 2029 | 10 | 66 | Kemper County_Gas | 7.0378
TVA Base Case | 2029 | 11 | 66 | Kemper County_Gas | 7.151
TVA Base Case | 2029 | 12 | 66 | Kemper County_Gas | 7.337
TVA Base Case | 2030 | 1 | 66 | Kemper County_Gas | 7.7548
TVA Base Case | 2030 | 2 | 66 | Kemper County_Gas | 7.6193
TVA Base Case | 2030 | 3 | 66 | Kemper County_Gas | 6.9828
TVA Base Case | 2030 | 4 | 66 | Kemper County_Gas | 6.7967
TVA Base Case | 2030 | 5 | 66 | Kemper County_Gas | 6.9084
TVA Base Case | 2030 | 6 | 66 | Kemper County_Gas | 7.0236
TVA Base Case | 2030 | 7 | 66 | Kemper County_Gas | 7.4266
TVA Base Case | 2030 | 8 | 66 | Kemper County_Gas | 7.4672
TVA Base Case | 2030 | 9 | 66 | Kemper County_Gas | 7.247
TVA Base Case | 2030 | 10 | 66 | Kemper County_Gas | 7.2605
TVA Base Case | 2030 | 11 | 66 | Kemper County_Gas | 7.4162
TVA Base Case | 2030 | 12 | 66 | Kemper County_Gas | 7.6329
TVA Base Case | 2031 | 1 | 66 | Kemper County_Gas | 8.0618
TVA Base Case | 2031 | 2 | 66 | Kemper County_Gas | 7.9375
TVA Base Case | 2031 | 3 | 66 | Kemper County_Gas | 7.3438
TVA Base Case | 2031 | 4 | 66 | Kemper County_Gas | 7.1164
TVA Base Case | 2031 | 5 | 66 | Kemper County_Gas | 7.1578
TVA Base Case | 2031 | 6 | 66 | Kemper County_Gas | 7.3207
TVA Base Case | 2031 | 7 | 66 | Kemper County_Gas | 7.7424
TVA Base Case | 2031 | 8 | 66 | Kemper County_Gas | 7.7838
TVA Base Case | 2031 | 9 | 66 | Kemper County_Gas | 7.5481
TVA Base Case | 2031 | 10 | 66 | Kemper County_Gas | 7.5822
TVA Base Case | 2031 | 11 | 66 | Kemper County_Gas | 7.7304
TVA Base Case | 2031 | 12 | 66 | Kemper County_Gas | 7.9274
TVA Base Case | 2032 | 1 | 66 | Kemper County_Gas | 8.3779
TVA Base Case | 2032 | 2 | 66 | Kemper County_Gas | 8.0118
TVA Base Case | 2032 | 3 | 66 | Kemper County_Gas | 7.6598
TVA Base Case | 2032 | 4 | 66 | Kemper County_Gas | 7.4706
TVA Base Case | 2032 | 5 | 66 | Kemper County_Gas | 7.5269
TVA Base Case | 2032 | 6 | 66 | Kemper County_Gas | 7.7117
TVA Base Case | 2032 | 7 | 66 | Kemper County_Gas | 8.0919
TVA Base Case | 2032 | 8 | 66 | Kemper County_Gas | 8.1139
TVA Base Case | 2032 | 9 | 66 | Kemper County_Gas | 7.8125
TVA Base Case | 2032 | 10 | 66 | Kemper County_Gas | 7.8468
TVA Base Case | 2032 | 11 | 66 | Kemper County_Gas | 8.0721
TVA Base Case | 2032 | 12 | 66 | Kemper County_Gas | 8.2371
TVA Base Case | 2033 | 1 | 66 | Kemper County_Gas | 8.7608
TVA Base Case | 2033 | 2 | 66 | Kemper County_Gas | 8.531
TVA Base Case | 2033 | 3 | 66 | Kemper County_Gas | 7.9854
TVA Base Case | 2033 | 4 | 66 | Kemper County_Gas | 7.721
TVA Base Case | 2033 | 5 | 66 | Kemper County_Gas | 7.8114
TVA Base Case | 2033 | 6 | 66 | Kemper County_Gas | 8.0251
TVA Base Case | 2033 | 7 | 66 | Kemper County_Gas | 8.4601
TVA Base Case | 2033 | 8 | 66 | Kemper County_Gas | 8.4973
TVA Base Case | 2033 | 9 | 66 | Kemper County_Gas | 8.156
TVA Base Case | 2033 | 10 | 66 | Kemper County_Gas | 8.1805
TVA Base Case | 2033 | 11 | 66 | Kemper County_Gas | 8.4204
TVA Base Case | 2033 | 12 | 66 | Kemper County_Gas | 8.5741
TVA Base Case | 2034 | 1 | 66 | Kemper County_Gas | 9.1115
TVA Base Case | 2034 | 2 | 66 | Kemper County_Gas | 8.7893
TVA Base Case | 2034 | 3 | 66 | Kemper County_Gas | 8.2566
TVA Base Case | 2034 | 4 | 66 | Kemper County_Gas | 8.037
TVA Base Case | 2034 | 5 | 66 | Kemper County_Gas | 8.1925
TVA Base Case | 2034 | 6 | 66 | Kemper County_Gas | 8.367
TVA Base Case | 2034 | 7 | 66 | Kemper County_Gas | 8.7962
TVA Base Case | 2034 | 8 | 66 | Kemper County_Gas | 8.8198
TVA Base Case | 2034 | 9 | 66 | Kemper County_Gas | 8.4222
TVA Base Case | 2034 | 10 | 66 | Kemper County_Gas | 8.447
TVA Base Case | 2034 | 11 | 66 | Kemper County_Gas | 8.6914
TVA Base Case | 2034 | 12 | 66 | Kemper County_Gas | 8.8333
TVA Base Case | 2035 | 1 | 66 | Kemper County_Gas | 9.1633
TVA Base Case | 2035 | 2 | 66 | Kemper County_Gas | 8.9991
TVA Base Case | 2035 | 3 | 66 | Kemper County_Gas | 8.3667
TVA Base Case | 2035 | 4 | 66 | Kemper County_Gas | 8.1279
TVA Base Case | 2035 | 5 | 66 | Kemper County_Gas | 8.242
TVA Base Case | 2035 | 6 | 66 | Kemper County_Gas | 8.4355
TVA Base Case | 2035 | 7 | 66 | Kemper County_Gas | 9.0674
TVA Base Case | 2035 | 8 | 66 | Kemper County_Gas | 9.1069
TVA Base Case | 2035 | 9 | 66 | Kemper County_Gas | 8.6701
TVA Base Case | 2035 | 10 | 66 | Kemper County_Gas | 8.6653
TVA Base Case | 2035 | 11 | 66 | Kemper County_Gas | 8.78
TVA Base Case | 2035 | 12 | 66 | Kemper County_Gas | 8.9693
TVA Base Case | 2014 | 1 | 90 | Kemper County_Oil | 22.4224
TVA Base Case | 2014 | 2 | 90 | Kemper County_Oil | 22.4224
TVA Base Case | 2014 | 3 | 90 | Kemper County_Oil | 22.4224
TVA Base Case | 2014 | 4 | 90 | Kemper County_Oil | 22.2248
TVA Base Case | 2014 | 5 | 90 | Kemper County_Oil | 22.1483
TVA Base Case | 2014 | 6 | 90 | Kemper County_Oil | 22.0969
TVA Base Case | 2014 | 7 | 90 | Kemper County_Oil | 22.0599
TVA Base Case | 2014 | 8 | 90 | Kemper County_Oil | 22.0265
TVA Base Case | 2014 | 9 | 90 | Kemper County_Oil | 22.0015
TVA Base Case | 2014 | 10 | 90 | Kemper County_Oil | 21.9551
TVA Base Case | 2014 | 11 | 90 | Kemper County_Oil | 21.9156
TVA Base Case | 2014 | 12 | 90 | Kemper County_Oil | 21.8794
TVA Base Case | 2015 | 1 | 90 | Kemper County_Oil | 13.37
TVA Base Case | 2015 | 2 | 90 | Kemper County_Oil | 13.37
TVA Base Case | 2015 | 3 | 90 | Kemper County_Oil | 13.37
TVA Base Case | 2015 | 4 | 90 | Kemper County_Oil | 13.5976
TVA Base Case | 2015 | 5 | 90 | Kemper County_Oil | 13.4709
TVA Base Case | 2015 | 6 | 90 | Kemper County_Oil | 13.4953
TVA Base Case | 2015 | 7 | 90 | Kemper County_Oil | 13.5832
TVA Base Case | 2015 | 8 | 90 | Kemper County_Oil | 13.7105
TVA Base Case | 2015 | 9 | 90 | Kemper County_Oil | 13.8547
TVA Base Case | 2015 | 10 | 90 | Kemper County_Oil | 13.9996
TVA Base Case | 2015 | 11 | 90 | Kemper County_Oil | 14.1212
TVA Base Case | 2015 | 12 | 90 | Kemper County_Oil | 14.2321
TVA Base Case | 2016 | 1 | 90 | Kemper County_Oil | 14.3483
TVA Base Case | 2016 | 2 | 90 | Kemper County_Oil | 14.4188
TVA Base Case | 2016 | 3 | 90 | Kemper County_Oil | 14.4247
TVA Base Case | 2016 | 4 | 90 | Kemper County_Oil | 14.3692
TVA Base Case | 2016 | 5 | 90 | Kemper County_Oil | 14.4006
TVA Base Case | 2016 | 6 | 90 | Kemper County_Oil | 14.4675
TVA Base Case | 2016 | 7 | 90 | Kemper County_Oil | 14.5532
TVA Base Case | 2016 | 8 | 90 | Kemper County_Oil | 14.6755
TVA Base Case | 2016 | 9 | 90 | Kemper County_Oil | 14.8089
TVA Base Case | 2016 | 10 | 90 | Kemper County_Oil | 14.9141
TVA Base Case | 2016 | 11 | 90 | Kemper County_Oil | 14.9864
TVA Base Case | 2016 | 12 | 90 | Kemper County_Oil | 15.0595
TVA Base Case | 2017 | 1 | 90 | Kemper County_Oil | 15.1316
TVA Base Case | 2017 | 2 | 90 | Kemper County_Oil | 15.1902
TVA Base Case | 2017 | 3 | 90 | Kemper County_Oil | 15.197
TVA Base Case | 2017 | 4 | 90 | Kemper County_Oil | 15.1546
TVA Base Case | 2017 | 5 | 90 | Kemper County_Oil | 15.1811
TVA Base Case | 2017 | 6 | 90 | Kemper County_Oil | 15.2019
TVA Base Case | 2017 | 7 | 90 | Kemper County_Oil | 15.2623
TVA Base Case | 2017 | 8 | 90 | Kemper County_Oil | 15.3451
TVA Base Case | 2017 | 9 | 90 | Kemper County_Oil | 15.4251
TVA Base Case | 2017 | 10 | 90 | Kemper County_Oil | 15.5051
TVA Base Case | 2017 | 11 | 90 | Kemper County_Oil | 15.5569
TVA Base Case | 2017 | 12 | 90 | Kemper County_Oil | 15.6045
TVA Base Case | 2018 | 1 | 90 | Kemper County_Oil | 15.593
TVA Base Case | 2018 | 2 | 90 | Kemper County_Oil | 15.605
TVA Base Case | 2018 | 3 | 90 | Kemper County_Oil | 15.5976
TVA Base Case | 2018 | 4 | 90 | Kemper County_Oil | 15.5751
TVA Base Case | 2018 | 5 | 90 | Kemper County_Oil | 15.5013
TVA Base Case | 2018 | 6 | 90 | Kemper County_Oil | 15.408
TVA Base Case | 2018 | 7 | 90 | Kemper County_Oil | 15.4853
TVA Base Case | 2018 | 8 | 90 | Kemper County_Oil | 15.5706
TVA Base Case | 2018 | 9 | 90 | Kemper County_Oil | 15.6317
TVA Base Case | 2018 | 10 | 90 | Kemper County_Oil | 15.6789
TVA Base Case | 2018 | 11 | 90 | Kemper County_Oil | 15.7519
TVA Base Case | 2018 | 12 | 90 | Kemper County_Oil | 15.6373
TVA Base Case | 2019 | 1 | 90 | Kemper County_Oil | 15.8548
TVA Base Case | 2019 | 2 | 90 | Kemper County_Oil | 16.4677
TVA Base Case | 2019 | 3 | 90 | Kemper County_Oil | 16.5063
TVA Base Case | 2019 | 4 | 90 | Kemper County_Oil | 16.2961
TVA Base Case | 2019 | 5 | 90 | Kemper County_Oil | 15.6532
TVA Base Case | 2019 | 6 | 90 | Kemper County_Oil | 15.7284
TVA Base Case | 2019 | 7 | 90 | Kemper County_Oil | 16.2133
TVA Base Case | 2019 | 8 | 90 | Kemper County_Oil | 16.3217
TVA Base Case | 2019 | 9 | 90 | Kemper County_Oil | 15.7426
TVA Base Case | 2019 | 10 | 90 | Kemper County_Oil | 15.7897
TVA Base Case | 2019 | 11 | 90 | Kemper County_Oil | 16.1613
TVA Base Case | 2019 | 12 | 90 | Kemper County_Oil | 16.8099
TVA Base Case | 2020 | 1 | 90 | Kemper County_Oil | 16.9319
TVA Base Case | 2020 | 2 | 90 | Kemper County_Oil | 17.7565
TVA Base Case | 2020 | 3 | 90 | Kemper County_Oil | 17.7901
TVA Base Case | 2020 | 4 | 90 | Kemper County_Oil | 17.3187
TVA Base Case | 2020 | 5 | 90 | Kemper County_Oil | 16.0562
TVA Base Case | 2020 | 6 | 90 | Kemper County_Oil | 16.2342
TVA Base Case | 2020 | 7 | 90 | Kemper County_Oil | 17.0781
TVA Base Case | 2020 | 8 | 90 | Kemper County_Oil | 17.2308
TVA Base Case | 2020 | 9 | 90 | Kemper County_Oil | 16.3616
TVA Base Case | 2020 | 10 | 90 | Kemper County_Oil | 16.4572
TVA Base Case | 2020 | 11 | 90 | Kemper County_Oil | 16.9796
TVA Base Case | 2020 | 12 | 90 | Kemper County_Oil | 17.7427
TVA Base Case | 2021 | 1 | 90 | Kemper County_Oil | 17.8626
TVA Base Case | 2021 | 2 | 90 | Kemper County_Oil | 18.7743
TVA Base Case | 2021 | 3 | 90 | Kemper County_Oil | 18.7468
TVA Base Case | 2021 | 4 | 90 | Kemper County_Oil | 18.1932
TVA Base Case | 2021 | 5 | 90 | Kemper County_Oil | 16.8647
TVA Base Case | 2021 | 6 | 90 | Kemper County_Oil | 17.052
TVA Base Case | 2021 | 7 | 90 | Kemper County_Oil | 17.9398
TVA Base Case | 2021 | 8 | 90 | Kemper County_Oil | 18.1003
TVA Base Case | 2021 | 9 | 90 | Kemper County_Oil | 17.1859
TVA Base Case | 2021 | 10 | 90 | Kemper County_Oil | 17.2864
TVA Base Case | 2021 | 11 | 90 | Kemper County_Oil | 17.8366
TVA Base Case | 2021 | 12 | 90 | Kemper County_Oil | 18.5585
TVA Base Case | 2022 | 1 | 90 | Kemper County_Oil | 18.6836
TVA Base Case | 2022 | 2 | 90 | Kemper County_Oil | 19.6377
TVA Base Case | 2022 | 3 | 90 | Kemper County_Oil | 19.6086
TVA Base Case | 2022 | 4 | 90 | Kemper County_Oil | 19.0285
TVA Base Case | 2022 | 5 | 90 | Kemper County_Oil | 17.637
TVA Base Case | 2022 | 6 | 90 | Kemper County_Oil | 17.8332
TVA Base Case | 2022 | 7 | 90 | Kemper County_Oil | 18.763
TVA Base Case | 2022 | 8 | 90 | Kemper County_Oil | 18.931
TVA Base Case | 2022 | 9 | 90 | Kemper County_Oil | 17.9734
TVA Base Case | 2022 | 10 | 90 | Kemper County_Oil | 18.0785
TVA Base Case | 2022 | 11 | 90 | Kemper County_Oil | 18.6553
TVA Base Case | 2022 | 12 | 90 | Kemper County_Oil | 19.3747
TVA Base Case | 2023 | 1 | 90 | Kemper County_Oil | 19.5057
TVA Base Case | 2023 | 2 | 90 | Kemper County_Oil | 20.5024
TVA Base Case | 2023 | 3 | 90 | Kemper County_Oil | 20.4717
TVA Base Case | 2023 | 4 | 90 | Kemper County_Oil | 19.8651
TVA Base Case | 2023 | 5 | 90 | Kemper County_Oil | 18.4106
TVA Base Case | 2023 | 6 | 90 | Kemper County_Oil | 18.6156
TVA Base Case | 2023 | 7 | 90 | Kemper County_Oil | 19.5874
TVA Base Case | 2023 | 8 | 90 | Kemper County_Oil | 19.7629
TVA Base Case | 2023 | 9 | 90 | Kemper County_Oil | 18.762
TVA Base Case | 2023 | 10 | 90 | Kemper County_Oil | 18.8719
TVA Base Case | 2023 | 11 | 90 | Kemper County_Oil | 19.4751
TVA Base Case | 2023 | 12 | 90 | Kemper County_Oil | 20.1933
TVA Base Case | 2024 | 1 | 90 | Kemper County_Oil | 20.3301
TVA Base Case | 2024 | 2 | 90 | Kemper County_Oil | 21.3694
TVA Base Case | 2024 | 3 | 90 | Kemper County_Oil | 21.3371
TVA Base Case | 2024 | 4 | 90 | Kemper County_Oil | 20.7039
TVA Base Case | 2024 | 5 | 90 | Kemper County_Oil | 19.1862
TVA Base Case | 2024 | 6 | 90 | Kemper County_Oil | 19.4001
TVA Base Case | 2024 | 7 | 90 | Kemper County_Oil | 20.414
TVA Base Case | 2024 | 8 | 90 | Kemper County_Oil | 20.597
TVA Base Case | 2024 | 9 | 90 | Kemper County_Oil | 19.5528
TVA Base Case | 2024 | 10 | 90 | Kemper County_Oil | 19.6674
TVA Base Case | 2024 | 11 | 90 | Kemper County_Oil | 20.2972
TVA Base Case | 2024 | 12 | 90 | Kemper County_Oil | 21.0107
TVA Base Case | 2025 | 1 | 90 | Kemper County_Oil | 21.1533
TVA Base Case | 2025 | 2 | 90 | Kemper County_Oil | 22.2352
TVA Base Case | 2025 | 3 | 90 | Kemper County_Oil | 22.2013
TVA Base Case | 2025 | 4 | 90 | Kemper County_Oil | 21.5416
TVA Base Case | 2025 | 5 | 90 | Kemper County_Oil | 19.9608
TVA Base Case | 2025 | 6 | 90 | Kemper County_Oil | 20.1836
TVA Base Case | 2025 | 7 | 90 | Kemper County_Oil | 21.2395
TVA Base Case | 2025 | 8 | 90 | Kemper County_Oil | 21.4299
TVA Base Case | 2025 | 9 | 90 | Kemper County_Oil | 20.3425
TVA Base Case | 2025 | 10 | 90 | Kemper County_Oil | 20.4619
TVA Base Case | 2025 | 11 | 90 | Kemper County_Oil | 21.1181
TVA Base Case | 2025 | 12 | 90 | Kemper County_Oil | 21.8281
TVA Base Case | 2026 | 1 | 90 | Kemper County_Oil | 21.9764
TVA Base Case | 2026 | 2 | 90 | Kemper County_Oil | 23.1009
TVA Base Case | 2026 | 3 | 90 | Kemper County_Oil | 23.0654
TVA Base Case | 2026 | 4 | 90 | Kemper County_Oil | 22.3792
TVA Base Case | 2026 | 5 | 90 | Kemper County_Oil | 20.7354
TVA Base Case | 2026 | 6 | 90 | Kemper County_Oil | 20.9671
TVA Base Case | 2026 | 7 | 90 | Kemper County_Oil | 22.065
TVA Base Case | 2026 | 8 | 90 | Kemper County_Oil | 22.2629
TVA Base Case | 2026 | 9 | 90 | Kemper County_Oil | 21.1322
TVA Base Case | 2026 | 10 | 90 | Kemper County_Oil | 21.2563
TVA Base Case | 2026 | 11 | 90 | Kemper County_Oil | 21.9391
TVA Base Case | 2026 | 12 | 90 | Kemper County_Oil | 22.6459
TVA Base Case | 2027 | 1 | 90 | Kemper County_Oil | 22.7999
TVA Base Case | 2027 | 2 | 90 | Kemper County_Oil | 23.967
TVA Base Case | 2027 | 3 | 90 | Kemper County_Oil | 23.9299
TVA Base Case | 2027 | 4 | 90 | Kemper County_Oil | 23.2172
TVA Base Case | 2027 | 5 | 90 | Kemper County_Oil | 21.5103
TVA Base Case | 2027 | 6 | 90 | Kemper County_Oil | 21.7509
TVA Base Case | 2027 | 7 | 90 | Kemper County_Oil | 22.8908
TVA Base Case | 2027 | 8 | 90 | Kemper County_Oil | 23.0962
TVA Base Case | 2027 | 9 | 90 | Kemper County_Oil | 21.9223
TVA Base Case | 2027 | 10 | 90 | Kemper County_Oil | 22.0511
TVA Base Case | 2027 | 11 | 90 | Kemper County_Oil | 22.7604
TVA Base Case | 2027 | 12 | 90 | Kemper County_Oil | 23.4658
TVA Base Case | 2028 | 1 | 90 | Kemper County_Oil | 23.6257
TVA Base Case | 2028 | 2 | 90 | Kemper County_Oil | 24.8354
TVA Base Case | 2028 | 3 | 90 | Kemper County_Oil | 24.7967
TVA Base Case | 2028 | 4 | 90 | Kemper County_Oil | 24.0575
TVA Base Case | 2028 | 5 | 90 | Kemper County_Oil | 22.2874
TVA Base Case | 2028 | 6 | 90 | Kemper County_Oil | 22.5369
TVA Base Case | 2028 | 7 | 90 | Kemper County_Oil | 23.7189
TVA Base Case | 2028 | 8 | 90 | Kemper County_Oil | 23.9318
TVA Base Case | 2028 | 9 | 90 | Kemper County_Oil | 22.7145
TVA Base Case | 2028 | 10 | 90 | Kemper County_Oil | 22.8481
TVA Base Case | 2028 | 11 | 90 | Kemper County_Oil | 23.5839
TVA Base Case | 2028 | 12 | 90 | Kemper County_Oil | 24.2847
TVA Base Case | 2029 | 1 | 90 | Kemper County_Oil | 24.4502
TVA Base Case | 2029 | 2 | 90 | Kemper County_Oil | 25.7026
TVA Base Case | 2029 | 3 | 90 | Kemper County_Oil | 25.6624
TVA Base Case | 2029 | 4 | 90 | Kemper County_Oil | 24.8966
TVA Base Case | 2029 | 5 | 90 | Kemper County_Oil | 23.0635
TVA Base Case | 2029 | 6 | 90 | Kemper County_Oil | 23.3218
TVA Base Case | 2029 | 7 | 90 | Kemper County_Oil | 24.5459
TVA Base Case | 2029 | 8 | 90 | Kemper County_Oil | 24.7663
TVA Base Case | 2029 | 9 | 90 | Kemper County_Oil | 23.5057
TVA Base Case | 2029 | 10 | 90 | Kemper County_Oil | 23.644
TVA Base Case | 2029 | 11 | 90 | Kemper County_Oil | 24.4063
TVA Base Case | 2029 | 12 | 90 | Kemper County_Oil | 25.1035
TVA Base Case | 2030 | 1 | 90 | Kemper County_Oil | 25.2748
TVA Base Case | 2030 | 2 | 90 | Kemper County_Oil | 26.5698
TVA Base Case | 2030 | 3 | 90 | Kemper County_Oil | 26.528
TVA Base Case | 2030 | 4 | 90 | Kemper County_Oil | 25.7357
TVA Base Case | 2030 | 5 | 90 | Kemper County_Oil | 23.8396
TVA Base Case | 2030 | 6 | 90 | Kemper County_Oil | 24.1068
TVA Base Case | 2030 | 7 | 90 | Kemper County_Oil | 25.3728
TVA Base Case | 2030 | 8 | 90 | Kemper County_Oil | 25.6007
TVA Base Case | 2030 | 9 | 90 | Kemper County_Oil | 24.2969
TVA Base Case | 2030 | 10 | 90 | Kemper County_Oil | 24.44
TVA Base Case | 2030 | 11 | 90 | Kemper County_Oil | 25.2287
TVA Base Case | 2030 | 12 | 90 | Kemper County_Oil | 25.9227
TVA Base Case | 2031 | 1 | 90 | Kemper County_Oil | 26.0998
TVA Base Case | 2031 | 2 | 90 | Kemper County_Oil | 27.4373
TVA Base Case | 2031 | 3 | 90 | Kemper County_Oil | 27.394
TVA Base Case | 2031 | 4 | 90 | Kemper County_Oil | 26.5753
TVA Base Case | 2031 | 5 | 90 | Kemper County_Oil | 24.6161
TVA Base Case | 2031 | 6 | 90 | Kemper County_Oil | 24.8922
TVA Base Case | 2031 | 7 | 90 | Kemper County_Oil | 26.2002
TVA Base Case | 2031 | 8 | 90 | Kemper County_Oil | 26.4356
TVA Base Case | 2031 | 9 | 90 | Kemper County_Oil | 25.0886
TVA Base Case | 2031 | 10 | 90 | Kemper County_Oil | 25.2364
TVA Base Case | 2031 | 11 | 90 | Kemper County_Oil | 26.0515
TVA Base Case | 2031 | 12 | 90 | Kemper County_Oil | 26.7442
TVA Base Case | 2032 | 1 | 90 | Kemper County_Oil | 26.927
TVA Base Case | 2032 | 2 | 90 | Kemper County_Oil | 28.3072
TVA Base Case | 2032 | 3 | 90 | Kemper County_Oil | 28.2623
TVA Base Case | 2032 | 4 | 90 | Kemper County_Oil | 27.4171
TVA Base Case | 2032 | 5 | 90 | Kemper County_Oil | 25.3947
TVA Base Case | 2032 | 6 | 90 | Kemper County_Oil | 25.6797
TVA Base Case | 2032 | 7 | 90 | Kemper County_Oil | 27.0298
TVA Base Case | 2032 | 8 | 90 | Kemper County_Oil | 27.2728
TVA Base Case | 2032 | 9 | 90 | Kemper County_Oil | 25.8823
TVA Base Case | 2032 | 10 | 90 | Kemper County_Oil | 26.0349
TVA Base Case | 2032 | 11 | 90 | Kemper County_Oil | 26.8765
TVA Base Case | 2032 | 12 | 90 | Kemper County_Oil | 27.5645
TVA Base Case | 2033 | 1 | 90 | Kemper County_Oil | 27.753
TVA Base Case | 2033 | 2 | 90 | Kemper County_Oil | 29.176
TVA Base Case | 2033 | 3 | 90 | Kemper County_Oil | 29.1295
TVA Base Case | 2033 | 4 | 90 | Kemper County_Oil | 28.2578
TVA Base Case | 2033 | 5 | 90 | Kemper County_Oil | 26.1724
TVA Base Case | 2033 | 6 | 90 | Kemper County_Oil | 26.4663
TVA Base Case | 2033 | 7 | 90 | Kemper County_Oil | 27.8584
TVA Base Case | 2033 | 8 | 90 | Kemper County_Oil | 28.1088
TVA Base Case | 2033 | 9 | 90 | Kemper County_Oil | 26.6751
TVA Base Case | 2033 | 10 | 90 | Kemper County_Oil | 26.8324
TVA Base Case | 2033 | 11 | 90 | Kemper County_Oil | 27.7005
TVA Base Case | 2033 | 12 | 90 | Kemper County_Oil | 28.3849
TVA Base Case | 2034 | 1 | 90 | Kemper County_Oil | 28.5792
TVA Base Case | 2034 | 2 | 90 | Kemper County_Oil | 30.0447
TVA Base Case | 2034 | 3 | 90 | Kemper County_Oil | 29.9967
TVA Base Case | 2034 | 4 | 90 | Kemper County_Oil | 29.0985
TVA Base Case | 2034 | 5 | 90 | Kemper County_Oil | 26.9501
TVA Base Case | 2034 | 6 | 90 | Kemper County_Oil | 27.2529
TVA Base Case | 2034 | 7 | 90 | Kemper County_Oil | 28.687
TVA Base Case | 2034 | 8 | 90 | Kemper County_Oil | 28.9449
TVA Base Case | 2034 | 9 | 90 | Kemper County_Oil | 27.468
TVA Base Case | 2034 | 10 | 90 | Kemper County_Oil | 27.63
TVA Base Case | 2034 | 11 | 90 | Kemper County_Oil | 28.5245
TVA Base Case | 2034 | 12 | 90 | Kemper County_Oil | 29.2057
TVA Base Case | 2035 | 1 | 90 | Kemper County_Oil | 29.4057
TVA Base Case | 2035 | 2 | 90 | Kemper County_Oil | 30.9139
TVA Base Case | 2035 | 3 | 90 | Kemper County_Oil | 30.8643
TVA Base Case | 2035 | 4 | 90 | Kemper County_Oil | 29.9397
TVA Base Case | 2035 | 5 | 90 | Kemper County_Oil | 27.7283
TVA Base Case | 2035 | 6 | 90 | Kemper County_Oil | 28.0399
TVA Base Case | 2035 | 7 | 90 | Kemper County_Oil | 29.516
TVA Base Case | 2035 | 8 | 90 | Kemper County_Oil | 29.7815
TVA Base Case | 2035 | 9 | 90 | Kemper County_Oil | 28.2613
TVA Base Case | 2035 | 10 | 90 | Kemper County_Oil | 28.428
TVA Base Case | 2035 | 11 | 90 | Kemper County_Oil | 29.3489
TVA Base Case | 2035 | 12 | 90 | Kemper County_Oil | 30.0287
TVA Base Case | 2014 | 1 | 78 | Kgen Murray_Gas | 0
TVA Base Case | 2014 | 2 | 78 | Kgen Murray_Gas | 0
TVA Base Case | 2014 | 3 | 78 | Kgen Murray_Gas | 0
TVA Base Case | 2014 | 4 | 78 | Kgen Murray_Gas | 0
TVA Base Case | 2014 | 5 | 78 | Kgen Murray_Gas | 0
TVA Base Case | 2014 | 6 | 78 | Kgen Murray_Gas | 0
TVA Base Case | 2014 | 7 | 78 | Kgen Murray_Gas | 0
TVA Base Case | 2014 | 8 | 78 | Kgen Murray_Gas | 0
TVA Base Case | 2014 | 9 | 78 | Kgen Murray_Gas | 0
TVA Base Case | 2014 | 10 | 78 | Kgen Murray_Gas | 0
TVA Base Case | 2014 | 11 | 78 | Kgen Murray_Gas | 0
TVA Base Case | 2014 | 12 | 78 | Kgen Murray_Gas | 0
TVA Base Case | 2015 | 1 | 78 | Kgen Murray_Gas | 2.71
TVA Base Case | 2015 | 2 | 78 | Kgen Murray_Gas | 2.71
TVA Base Case | 2015 | 3 | 78 | Kgen Murray_Gas | 2.71
TVA Base Case | 2015 | 4 | 78 | Kgen Murray_Gas | 0
TVA Base Case | 2015 | 5 | 78 | Kgen Murray_Gas | 0
TVA Base Case | 2015 | 6 | 78 | Kgen Murray_Gas | 0
TVA Base Case | 2015 | 7 | 78 | Kgen Murray_Gas | 0
TVA Base Case | 2015 | 8 | 78 | Kgen Murray_Gas | 0
TVA Base Case | 2015 | 9 | 78 | Kgen Murray_Gas | 0
TVA Base Case | 2015 | 10 | 78 | Kgen Murray_Gas | 0
TVA Base Case | 2015 | 11 | 78 | Kgen Murray_Gas | 0
TVA Base Case | 2015 | 12 | 78 | Kgen Murray_Gas | 0
TVA Base Case | 2016 | 1 | 78 | Kgen Murray_Gas | 0
TVA Base Case | 2016 | 2 | 78 | Kgen Murray_Gas | 0
TVA Base Case | 2016 | 3 | 78 | Kgen Murray_Gas | 0
TVA Base Case | 2016 | 4 | 78 | Kgen Murray_Gas | 0
TVA Base Case | 2016 | 5 | 78 | Kgen Murray_Gas | 0
TVA Base Case | 2016 | 6 | 78 | Kgen Murray_Gas | 0
TVA Base Case | 2016 | 7 | 78 | Kgen Murray_Gas | 0
TVA Base Case | 2016 | 8 | 78 | Kgen Murray_Gas | 0
TVA Base Case | 2016 | 9 | 78 | Kgen Murray_Gas | 0
TVA Base Case | 2016 | 10 | 78 | Kgen Murray_Gas | 0
TVA Base Case | 2016 | 11 | 78 | Kgen Murray_Gas | 0
TVA Base Case | 2016 | 12 | 78 | Kgen Murray_Gas | 0
TVA Base Case | 2017 | 1 | 78 | Kgen Murray_Gas | 0
TVA Base Case | 2017 | 2 | 78 | Kgen Murray_Gas | 0
TVA Base Case | 2017 | 3 | 78 | Kgen Murray_Gas | 0
TVA Base Case | 2017 | 4 | 78 | Kgen Murray_Gas | 0
TVA Base Case | 2017 | 5 | 78 | Kgen Murray_Gas | 0
TVA Base Case | 2017 | 6 | 78 | Kgen Murray_Gas | 0
TVA Base Case | 2017 | 7 | 78 | Kgen Murray_Gas | 0
TVA Base Case | 2017 | 8 | 78 | Kgen Murray_Gas | 0
TVA Base Case | 2017 | 9 | 78 | Kgen Murray_Gas | 0
TVA Base Case | 2017 | 10 | 78 | Kgen Murray_Gas | 0
TVA Base Case | 2017 | 11 | 78 | Kgen Murray_Gas | 0
TVA Base Case | 2017 | 12 | 78 | Kgen Murray_Gas | 0
TVA Base Case | 2018 | 1 | 78 | Kgen Murray_Gas | 0
TVA Base Case | 2018 | 2 | 78 | Kgen Murray_Gas | 0
TVA Base Case | 2018 | 3 | 78 | Kgen Murray_Gas | 0
TVA Base Case | 2018 | 4 | 78 | Kgen Murray_Gas | 0
TVA Base Case | 2018 | 5 | 78 | Kgen Murray_Gas | 0
TVA Base Case | 2018 | 6 | 78 | Kgen Murray_Gas | 0
TVA Base Case | 2018 | 7 | 78 | Kgen Murray_Gas | 0
TVA Base Case | 2018 | 8 | 78 | Kgen Murray_Gas | 0
TVA Base Case | 2018 | 9 | 78 | Kgen Murray_Gas | 0
TVA Base Case | 2018 | 10 | 78 | Kgen Murray_Gas | 0
TVA Base Case | 2018 | 11 | 78 | Kgen Murray_Gas | 0
TVA Base Case | 2018 | 12 | 78 | Kgen Murray_Gas | 0
TVA Base Case | 2019 | 1 | 78 | Kgen Murray_Gas | 0
TVA Base Case | 2019 | 2 | 78 | Kgen Murray_Gas | 0
TVA Base Case | 2019 | 3 | 78 | Kgen Murray_Gas | 0
TVA Base Case | 2019 | 4 | 78 | Kgen Murray_Gas | 0
TVA Base Case | 2019 | 5 | 78 | Kgen Murray_Gas | 0
TVA Base Case | 2019 | 6 | 78 | Kgen Murray_Gas | 0
TVA Base Case | 2019 | 7 | 78 | Kgen Murray_Gas | 0
TVA Base Case | 2019 | 8 | 78 | Kgen Murray_Gas | 0
TVA Base Case | 2019 | 9 | 78 | Kgen Murray_Gas | 0
TVA Base Case | 2019 | 10 | 78 | Kgen Murray_Gas | 0
TVA Base Case | 2019 | 11 | 78 | Kgen Murray_Gas | 0
TVA Base Case | 2019 | 12 | 78 | Kgen Murray_Gas | 0
TVA Base Case | 2020 | 1 | 78 | Kgen Murray_Gas | 0
TVA Base Case | 2020 | 2 | 78 | Kgen Murray_Gas | 0
TVA Base Case | 2020 | 3 | 78 | Kgen Murray_Gas | 0
TVA Base Case | 2020 | 4 | 78 | Kgen Murray_Gas | 0
TVA Base Case | 2020 | 5 | 78 | Kgen Murray_Gas | 0
TVA Base Case | 2020 | 6 | 78 | Kgen Murray_Gas | 0
TVA Base Case | 2020 | 7 | 78 | Kgen Murray_Gas | 0
TVA Base Case | 2020 | 8 | 78 | Kgen Murray_Gas | 0
TVA Base Case | 2020 | 9 | 78 | Kgen Murray_Gas | 0
TVA Base Case | 2020 | 10 | 78 | Kgen Murray_Gas | 0
TVA Base Case | 2020 | 11 | 78 | Kgen Murray_Gas | 0
TVA Base Case | 2020 | 12 | 78 | Kgen Murray_Gas | 0
TVA Base Case | 2021 | 1 | 78 | Kgen Murray_Gas | 0
TVA Base Case | 2021 | 2 | 78 | Kgen Murray_Gas | 0
TVA Base Case | 2021 | 3 | 78 | Kgen Murray_Gas | 0
TVA Base Case | 2021 | 4 | 78 | Kgen Murray_Gas | 0
TVA Base Case | 2021 | 5 | 78 | Kgen Murray_Gas | 0
TVA Base Case | 2021 | 6 | 78 | Kgen Murray_Gas | 0
TVA Base Case | 2021 | 7 | 78 | Kgen Murray_Gas | 0
TVA Base Case | 2021 | 8 | 78 | Kgen Murray_Gas | 0
TVA Base Case | 2021 | 9 | 78 | Kgen Murray_Gas | 0
TVA Base Case | 2021 | 10 | 78 | Kgen Murray_Gas | 0
TVA Base Case | 2021 | 11 | 78 | Kgen Murray_Gas | 0
TVA Base Case | 2021 | 12 | 78 | Kgen Murray_Gas | 0
TVA Base Case | 2022 | 1 | 78 | Kgen Murray_Gas | 0
TVA Base Case | 2022 | 2 | 78 | Kgen Murray_Gas | 0
TVA Base Case | 2022 | 3 | 78 | Kgen Murray_Gas | 0
TVA Base Case | 2022 | 4 | 78 | Kgen Murray_Gas | 0
TVA Base Case | 2022 | 5 | 78 | Kgen Murray_Gas | 0
TVA Base Case | 2022 | 6 | 78 | Kgen Murray_Gas | 0
TVA Base Case | 2022 | 7 | 78 | Kgen Murray_Gas | 0
TVA Base Case | 2022 | 8 | 78 | Kgen Murray_Gas | 0
TVA Base Case | 2022 | 9 | 78 | Kgen Murray_Gas | 0
TVA Base Case | 2022 | 10 | 78 | Kgen Murray_Gas | 0
TVA Base Case | 2022 | 11 | 78 | Kgen Murray_Gas | 0
TVA Base Case | 2022 | 12 | 78 | Kgen Murray_Gas | 0
TVA Base Case | 2023 | 1 | 78 | Kgen Murray_Gas | 0
TVA Base Case | 2023 | 2 | 78 | Kgen Murray_Gas | 0
TVA Base Case | 2023 | 3 | 78 | Kgen Murray_Gas | 0
TVA Base Case | 2023 | 4 | 78 | Kgen Murray_Gas | 0
TVA Base Case | 2023 | 5 | 78 | Kgen Murray_Gas | 0
TVA Base Case | 2023 | 6 | 78 | Kgen Murray_Gas | 0
TVA Base Case | 2023 | 7 | 78 | Kgen Murray_Gas | 0
TVA Base Case | 2023 | 8 | 78 | Kgen Murray_Gas | 0
TVA Base Case | 2023 | 9 | 78 | Kgen Murray_Gas | 0
TVA Base Case | 2023 | 10 | 78 | Kgen Murray_Gas | 0
TVA Base Case | 2023 | 11 | 78 | Kgen Murray_Gas | 0
TVA Base Case | 2023 | 12 | 78 | Kgen Murray_Gas | 0
TVA Base Case | 2024 | 1 | 78 | Kgen Murray_Gas | 0
TVA Base Case | 2024 | 2 | 78 | Kgen Murray_Gas | 0
TVA Base Case | 2024 | 3 | 78 | Kgen Murray_Gas | 0
TVA Base Case | 2024 | 4 | 78 | Kgen Murray_Gas | 0
TVA Base Case | 2024 | 5 | 78 | Kgen Murray_Gas | 0
TVA Base Case | 2024 | 6 | 78 | Kgen Murray_Gas | 0
TVA Base Case | 2024 | 7 | 78 | Kgen Murray_Gas | 0
TVA Base Case | 2024 | 8 | 78 | Kgen Murray_Gas | 0
TVA Base Case | 2024 | 9 | 78 | Kgen Murray_Gas | 0
TVA Base Case | 2024 | 10 | 78 | Kgen Murray_Gas | 0
TVA Base Case | 2024 | 11 | 78 | Kgen Murray_Gas | 0
TVA Base Case | 2024 | 12 | 78 | Kgen Murray_Gas | 0
TVA Base Case | 2025 | 1 | 78 | Kgen Murray_Gas | 0
TVA Base Case | 2025 | 2 | 78 | Kgen Murray_Gas | 0
TVA Base Case | 2025 | 3 | 78 | Kgen Murray_Gas | 0
TVA Base Case | 2025 | 4 | 78 | Kgen Murray_Gas | 0
TVA Base Case | 2025 | 5 | 78 | Kgen Murray_Gas | 0
TVA Base Case | 2025 | 6 | 78 | Kgen Murray_Gas | 0
TVA Base Case | 2025 | 7 | 78 | Kgen Murray_Gas | 0
TVA Base Case | 2025 | 8 | 78 | Kgen Murray_Gas | 0
TVA Base Case | 2025 | 9 | 78 | Kgen Murray_Gas | 0
TVA Base Case | 2025 | 10 | 78 | Kgen Murray_Gas | 0
TVA Base Case | 2025 | 11 | 78 | Kgen Murray_Gas | 0
TVA Base Case | 2025 | 12 | 78 | Kgen Murray_Gas | 0
TVA Base Case | 2026 | 1 | 78 | Kgen Murray_Gas | 0
TVA Base Case | 2026 | 2 | 78 | Kgen Murray_Gas | 0
TVA Base Case | 2026 | 3 | 78 | Kgen Murray_Gas | 0
TVA Base Case | 2026 | 4 | 78 | Kgen Murray_Gas | 0
TVA Base Case | 2026 | 5 | 78 | Kgen Murray_Gas | 0
TVA Base Case | 2026 | 6 | 78 | Kgen Murray_Gas | 0
TVA Base Case | 2026 | 7 | 78 | Kgen Murray_Gas | 0
TVA Base Case | 2026 | 8 | 78 | Kgen Murray_Gas | 0
TVA Base Case | 2026 | 9 | 78 | Kgen Murray_Gas | 0
TVA Base Case | 2026 | 10 | 78 | Kgen Murray_Gas | 0
TVA Base Case | 2026 | 11 | 78 | Kgen Murray_Gas | 0
TVA Base Case | 2026 | 12 | 78 | Kgen Murray_Gas | 0
TVA Base Case | 2027 | 1 | 78 | Kgen Murray_Gas | 0
TVA Base Case | 2027 | 2 | 78 | Kgen Murray_Gas | 0
TVA Base Case | 2027 | 3 | 78 | Kgen Murray_Gas | 0
TVA Base Case | 2027 | 4 | 78 | Kgen Murray_Gas | 0
TVA Base Case | 2027 | 5 | 78 | Kgen Murray_Gas | 0
TVA Base Case | 2027 | 6 | 78 | Kgen Murray_Gas | 0
TVA Base Case | 2027 | 7 | 78 | Kgen Murray_Gas | 0
TVA Base Case | 2027 | 8 | 78 | Kgen Murray_Gas | 0
TVA Base Case | 2027 | 9 | 78 | Kgen Murray_Gas | 0
TVA Base Case | 2027 | 10 | 78 | Kgen Murray_Gas | 0
TVA Base Case | 2027 | 11 | 78 | Kgen Murray_Gas | 0
TVA Base Case | 2027 | 12 | 78 | Kgen Murray_Gas | 0
TVA Base Case | 2028 | 1 | 78 | Kgen Murray_Gas | 0
TVA Base Case | 2028 | 2 | 78 | Kgen Murray_Gas | 0
TVA Base Case | 2028 | 3 | 78 | Kgen Murray_Gas | 0
TVA Base Case | 2028 | 4 | 78 | Kgen Murray_Gas | 0
TVA Base Case | 2028 | 5 | 78 | Kgen Murray_Gas | 0
TVA Base Case | 2028 | 6 | 78 | Kgen Murray_Gas | 0
TVA Base Case | 2028 | 7 | 78 | Kgen Murray_Gas | 0
TVA Base Case | 2028 | 8 | 78 | Kgen Murray_Gas | 0
TVA Base Case | 2028 | 9 | 78 | Kgen Murray_Gas | 0
TVA Base Case | 2028 | 10 | 78 | Kgen Murray_Gas | 0
TVA Base Case | 2028 | 11 | 78 | Kgen Murray_Gas | 0
TVA Base Case | 2028 | 12 | 78 | Kgen Murray_Gas | 0
TVA Base Case | 2029 | 1 | 78 | Kgen Murray_Gas | 0
TVA Base Case | 2029 | 2 | 78 | Kgen Murray_Gas | 0
TVA Base Case | 2029 | 3 | 78 | Kgen Murray_Gas | 0
TVA Base Case | 2029 | 4 | 78 | Kgen Murray_Gas | 0
TVA Base Case | 2029 | 5 | 78 | Kgen Murray_Gas | 0
TVA Base Case | 2029 | 6 | 78 | Kgen Murray_Gas | 0
TVA Base Case | 2029 | 7 | 78 | Kgen Murray_Gas | 0
TVA Base Case | 2029 | 8 | 78 | Kgen Murray_Gas | 0
TVA Base Case | 2029 | 9 | 78 | Kgen Murray_Gas | 0
TVA Base Case | 2029 | 10 | 78 | Kgen Murray_Gas | 0
TVA Base Case | 2029 | 11 | 78 | Kgen Murray_Gas | 0
TVA Base Case | 2029 | 12 | 78 | Kgen Murray_Gas | 0
TVA Base Case | 2030 | 1 | 78 | Kgen Murray_Gas | 0
TVA Base Case | 2030 | 2 | 78 | Kgen Murray_Gas | 0
TVA Base Case | 2030 | 3 | 78 | Kgen Murray_Gas | 0
TVA Base Case | 2030 | 4 | 78 | Kgen Murray_Gas | 0
TVA Base Case | 2030 | 5 | 78 | Kgen Murray_Gas | 0
TVA Base Case | 2030 | 6 | 78 | Kgen Murray_Gas | 0
TVA Base Case | 2030 | 7 | 78 | Kgen Murray_Gas | 0
TVA Base Case | 2030 | 8 | 78 | Kgen Murray_Gas | 0
TVA Base Case | 2030 | 9 | 78 | Kgen Murray_Gas | 0
TVA Base Case | 2030 | 10 | 78 | Kgen Murray_Gas | 0
TVA Base Case | 2030 | 11 | 78 | Kgen Murray_Gas | 0
TVA Base Case | 2030 | 12 | 78 | Kgen Murray_Gas | 0
TVA Base Case | 2031 | 1 | 78 | Kgen Murray_Gas | 0
TVA Base Case | 2031 | 2 | 78 | Kgen Murray_Gas | 0
TVA Base Case | 2031 | 3 | 78 | Kgen Murray_Gas | 0
TVA Base Case | 2031 | 4 | 78 | Kgen Murray_Gas | 0
TVA Base Case | 2031 | 5 | 78 | Kgen Murray_Gas | 0
TVA Base Case | 2031 | 6 | 78 | Kgen Murray_Gas | 0
TVA Base Case | 2031 | 7 | 78 | Kgen Murray_Gas | 0
TVA Base Case | 2031 | 8 | 78 | Kgen Murray_Gas | 0
TVA Base Case | 2031 | 9 | 78 | Kgen Murray_Gas | 0
TVA Base Case | 2031 | 10 | 78 | Kgen Murray_Gas | 0
TVA Base Case | 2031 | 11 | 78 | Kgen Murray_Gas | 0
TVA Base Case | 2031 | 12 | 78 | Kgen Murray_Gas | 0
TVA Base Case | 2032 | 1 | 78 | Kgen Murray_Gas | 0
TVA Base Case | 2032 | 2 | 78 | Kgen Murray_Gas | 0
TVA Base Case | 2032 | 3 | 78 | Kgen Murray_Gas | 0
TVA Base Case | 2032 | 4 | 78 | Kgen Murray_Gas | 0
TVA Base Case | 2032 | 5 | 78 | Kgen Murray_Gas | 0
TVA Base Case | 2032 | 6 | 78 | Kgen Murray_Gas | 0
TVA Base Case | 2032 | 7 | 78 | Kgen Murray_Gas | 0
TVA Base Case | 2032 | 8 | 78 | Kgen Murray_Gas | 0
TVA Base Case | 2032 | 9 | 78 | Kgen Murray_Gas | 0
TVA Base Case | 2032 | 10 | 78 | Kgen Murray_Gas | 0
TVA Base Case | 2032 | 11 | 78 | Kgen Murray_Gas | 0
TVA Base Case | 2032 | 12 | 78 | Kgen Murray_Gas | 0
TVA Base Case | 2033 | 1 | 78 | Kgen Murray_Gas | 0
TVA Base Case | 2033 | 2 | 78 | Kgen Murray_Gas | 0
TVA Base Case | 2033 | 3 | 78 | Kgen Murray_Gas | 0
TVA Base Case | 2033 | 4 | 78 | Kgen Murray_Gas | 0
TVA Base Case | 2033 | 5 | 78 | Kgen Murray_Gas | 0
TVA Base Case | 2033 | 6 | 78 | Kgen Murray_Gas | 0
TVA Base Case | 2033 | 7 | 78 | Kgen Murray_Gas | 0
TVA Base Case | 2033 | 8 | 78 | Kgen Murray_Gas | 0
TVA Base Case | 2033 | 9 | 78 | Kgen Murray_Gas | 0
TVA Base Case | 2033 | 10 | 78 | Kgen Murray_Gas | 0
TVA Base Case | 2033 | 11 | 78 | Kgen Murray_Gas | 0
TVA Base Case | 2033 | 12 | 78 | Kgen Murray_Gas | 0
TVA Base Case | 2034 | 1 | 78 | Kgen Murray_Gas | 0
TVA Base Case | 2034 | 2 | 78 | Kgen Murray_Gas | 0
TVA Base Case | 2034 | 3 | 78 | Kgen Murray_Gas | 0
TVA Base Case | 2034 | 4 | 78 | Kgen Murray_Gas | 0
TVA Base Case | 2034 | 5 | 78 | Kgen Murray_Gas | 0
TVA Base Case | 2034 | 6 | 78 | Kgen Murray_Gas | 0
TVA Base Case | 2034 | 7 | 78 | Kgen Murray_Gas | 0
TVA Base Case | 2034 | 8 | 78 | Kgen Murray_Gas | 0
TVA Base Case | 2034 | 9 | 78 | Kgen Murray_Gas | 0
TVA Base Case | 2034 | 10 | 78 | Kgen Murray_Gas | 0
TVA Base Case | 2034 | 11 | 78 | Kgen Murray_Gas | 0
TVA Base Case | 2034 | 12 | 78 | Kgen Murray_Gas | 0
TVA Base Case | 2035 | 1 | 78 | Kgen Murray_Gas | 0
TVA Base Case | 2035 | 2 | 78 | Kgen Murray_Gas | 0
TVA Base Case | 2035 | 3 | 78 | Kgen Murray_Gas | 0
TVA Base Case | 2035 | 4 | 78 | Kgen Murray_Gas | 0
TVA Base Case | 2035 | 5 | 78 | Kgen Murray_Gas | 0
TVA Base Case | 2035 | 6 | 78 | Kgen Murray_Gas | 0
TVA Base Case | 2035 | 7 | 78 | Kgen Murray_Gas | 0
TVA Base Case | 2035 | 8 | 78 | Kgen Murray_Gas | 0
TVA Base Case | 2035 | 9 | 78 | Kgen Murray_Gas | 0
TVA Base Case | 2035 | 10 | 78 | Kgen Murray_Gas | 0
TVA Base Case | 2035 | 11 | 78 | Kgen Murray_Gas | 0
TVA Base Case | 2035 | 12 | 78 | Kgen Murray_Gas | 0
TVA Base Case | 2014 | 1 | 30 | KIF-01_Coal | 2.6732
TVA Base Case | 2014 | 2 | 30 | KIF-01_Coal | 2.6732
TVA Base Case | 2014 | 3 | 30 | KIF-01_Coal | 2.6732
TVA Base Case | 2014 | 4 | 30 | KIF-01_Coal | 2.6591
TVA Base Case | 2014 | 5 | 30 | KIF-01_Coal | 2.6631
TVA Base Case | 2014 | 6 | 30 | KIF-01_Coal | 2.6628
TVA Base Case | 2014 | 7 | 30 | KIF-01_Coal | 2.6533
TVA Base Case | 2014 | 8 | 30 | KIF-01_Coal | 2.6529
TVA Base Case | 2014 | 9 | 30 | KIF-01_Coal | 2.6529
TVA Base Case | 2014 | 10 | 30 | KIF-01_Coal | 2.6589
TVA Base Case | 2014 | 11 | 30 | KIF-01_Coal | 2.6593
TVA Base Case | 2014 | 12 | 30 | KIF-01_Coal | 2.6586
TVA Base Case | 2015 | 1 | 30 | KIF-01_Coal | 2.5
TVA Base Case | 2015 | 2 | 30 | KIF-01_Coal | 2.5
TVA Base Case | 2015 | 3 | 30 | KIF-01_Coal | 2.5
TVA Base Case | 2015 | 4 | 30 | KIF-01_Coal | 2.2234
TVA Base Case | 2015 | 5 | 30 | KIF-01_Coal | 2.2309
TVA Base Case | 2015 | 6 | 30 | KIF-01_Coal | 2.2298
TVA Base Case | 2015 | 7 | 30 | KIF-01_Coal | 2.247
TVA Base Case | 2015 | 8 | 30 | KIF-01_Coal | 2.247
TVA Base Case | 2015 | 9 | 30 | KIF-01_Coal | 2.2495
TVA Base Case | 2015 | 10 | 30 | KIF-01_Coal | 2.2659
TVA Base Case | 2015 | 11 | 30 | KIF-01_Coal | 2.2631
TVA Base Case | 2015 | 12 | 30 | KIF-01_Coal | 2.2657
TVA Base Case | 2016 | 1 | 30 | KIF-01_Coal | 2.311
TVA Base Case | 2016 | 2 | 30 | KIF-01_Coal | 2.311
TVA Base Case | 2016 | 3 | 30 | KIF-01_Coal | 2.3135
TVA Base Case | 2016 | 4 | 30 | KIF-01_Coal | 2.3399
TVA Base Case | 2016 | 5 | 30 | KIF-01_Coal | 2.3399
TVA Base Case | 2016 | 6 | 30 | KIF-01_Coal | 2.3424
TVA Base Case | 2016 | 7 | 30 | KIF-01_Coal | 2.3648
TVA Base Case | 2016 | 8 | 30 | KIF-01_Coal | 2.3648
TVA Base Case | 2016 | 9 | 30 | KIF-01_Coal | 2.3702
TVA Base Case | 2016 | 10 | 30 | KIF-01_Coal | 2.3938
TVA Base Case | 2016 | 11 | 30 | KIF-01_Coal | 2.3911
TVA Base Case | 2016 | 12 | 30 | KIF-01_Coal | 2.3937
TVA Base Case | 2017 | 1 | 30 | KIF-01_Coal | 2.4005
TVA Base Case | 2017 | 2 | 30 | KIF-01_Coal | 2.4073
TVA Base Case | 2017 | 3 | 30 | KIF-01_Coal | 2.4168
TVA Base Case | 2017 | 4 | 30 | KIF-01_Coal | 2.4289
TVA Base Case | 2017 | 5 | 30 | KIF-01_Coal | 2.4357
TVA Base Case | 2017 | 6 | 30 | KIF-01_Coal | 2.4452
TVA Base Case | 2017 | 7 | 30 | KIF-01_Coal | 2.4573
TVA Base Case | 2017 | 8 | 30 | KIF-01_Coal | 2.4601
TVA Base Case | 2017 | 9 | 30 | KIF-01_Coal | 2.4656
TVA Base Case | 2017 | 10 | 30 | KIF-01_Coal | 2.4736
TVA Base Case | 2017 | 11 | 30 | KIF-01_Coal | 2.4764
TVA Base Case | 2017 | 12 | 30 | KIF-01_Coal | 2.5997
TVA Base Case | 2018 | 1 | 30 | KIF-01_Coal | 2.7155
TVA Base Case | 2018 | 2 | 30 | KIF-01_Coal | 2.7197
TVA Base Case | 2018 | 3 | 30 | KIF-01_Coal | 2.724
TVA Base Case | 2018 | 4 | 30 | KIF-01_Coal | 2.7311
TVA Base Case | 2018 | 5 | 30 | KIF-01_Coal | 2.7354
TVA Base Case | 2018 | 6 | 30 | KIF-01_Coal | 2.7396
TVA Base Case | 2018 | 7 | 30 | KIF-01_Coal | 2.7468
TVA Base Case | 2018 | 8 | 30 | KIF-01_Coal | 2.7302
TVA Base Case | 2018 | 9 | 30 | KIF-01_Coal | 2.7137
TVA Base Case | 2018 | 10 | 30 | KIF-01_Coal | 2.7002
TVA Base Case | 2018 | 11 | 30 | KIF-01_Coal | 2.6836
TVA Base Case | 2018 | 12 | 30 | KIF-01_Coal | 2.6671
TVA Base Case | 2019 | 1 | 30 | KIF-01_Coal | 2.9613
TVA Base Case | 2019 | 2 | 30 | KIF-01_Coal | 2.946
TVA Base Case | 2019 | 3 | 30 | KIF-01_Coal | 2.9307
TVA Base Case | 2019 | 4 | 30 | KIF-01_Coal | 2.9155
TVA Base Case | 2019 | 5 | 30 | KIF-01_Coal | 2.9002
TVA Base Case | 2019 | 6 | 30 | KIF-01_Coal | 2.8849
TVA Base Case | 2019 | 7 | 30 | KIF-01_Coal | 2.8697
TVA Base Case | 2019 | 8 | 30 | KIF-01_Coal | 2.8767
TVA Base Case | 2019 | 9 | 30 | KIF-01_Coal | 2.8838
TVA Base Case | 2019 | 10 | 30 | KIF-01_Coal | 2.8908
TVA Base Case | 2019 | 11 | 30 | KIF-01_Coal | 2.8979
TVA Base Case | 2019 | 12 | 30 | KIF-01_Coal | 3.0186
TVA Base Case | 2020 | 1 | 30 | KIF-01_Coal | 3.0288
TVA Base Case | 2020 | 2 | 30 | KIF-01_Coal | 3.0359
TVA Base Case | 2020 | 3 | 30 | KIF-01_Coal | 3.043
TVA Base Case | 2020 | 4 | 30 | KIF-01_Coal | 3.0501
TVA Base Case | 2020 | 5 | 30 | KIF-01_Coal | 3.0572
TVA Base Case | 2020 | 6 | 30 | KIF-01_Coal | 3.0642
TVA Base Case | 2020 | 7 | 30 | KIF-01_Coal | 3.0713
TVA Base Case | 2020 | 8 | 30 | KIF-01_Coal | 3.0799
TVA Base Case | 2020 | 9 | 30 | KIF-01_Coal | 3.0884
TVA Base Case | 2020 | 10 | 30 | KIF-01_Coal | 3.0969
TVA Base Case | 2020 | 11 | 30 | KIF-01_Coal | 3.1054
TVA Base Case | 2020 | 12 | 30 | KIF-01_Coal | 3.1139
TVA Base Case | 2021 | 1 | 30 | KIF-01_Coal | 3.1257
TVA Base Case | 2021 | 2 | 30 | KIF-01_Coal | 3.1342
TVA Base Case | 2021 | 3 | 30 | KIF-01_Coal | 3.1427
TVA Base Case | 2021 | 4 | 30 | KIF-01_Coal | 3.1513
TVA Base Case | 2021 | 5 | 30 | KIF-01_Coal | 3.1598
TVA Base Case | 2021 | 6 | 30 | KIF-01_Coal | 3.1683
TVA Base Case | 2021 | 7 | 30 | KIF-01_Coal | 3.1769
TVA Base Case | 2021 | 8 | 30 | KIF-01_Coal | 3.1871
TVA Base Case | 2021 | 9 | 30 | KIF-01_Coal | 3.1974
TVA Base Case | 2021 | 10 | 30 | KIF-01_Coal | 3.2076
TVA Base Case | 2021 | 11 | 30 | KIF-01_Coal | 3.2178
TVA Base Case | 2021 | 12 | 30 | KIF-01_Coal | 3.2281
TVA Base Case | 2022 | 1 | 30 | KIF-01_Coal | 3.2417
TVA Base Case | 2022 | 2 | 30 | KIF-01_Coal | 3.2518
TVA Base Case | 2022 | 3 | 30 | KIF-01_Coal | 3.262
TVA Base Case | 2022 | 4 | 30 | KIF-01_Coal | 3.2721
TVA Base Case | 2022 | 5 | 30 | KIF-01_Coal | 3.2823
TVA Base Case | 2022 | 6 | 30 | KIF-01_Coal | 3.2925
TVA Base Case | 2022 | 7 | 30 | KIF-01_Coal | 3.3026
TVA Base Case | 2022 | 8 | 30 | KIF-01_Coal | 3.3163
TVA Base Case | 2022 | 9 | 30 | KIF-01_Coal | 3.3299
TVA Base Case | 2022 | 10 | 30 | KIF-01_Coal | 3.3436
TVA Base Case | 2022 | 11 | 30 | KIF-01_Coal | 3.3573
TVA Base Case | 2022 | 12 | 30 | KIF-01_Coal | 3.3709
TVA Base Case | 2023 | 1 | 30 | KIF-01_Coal | 3.3882
TVA Base Case | 2023 | 2 | 30 | KIF-01_Coal | 3.4019
TVA Base Case | 2023 | 3 | 30 | KIF-01_Coal | 3.4156
TVA Base Case | 2023 | 4 | 30 | KIF-01_Coal | 3.4293
TVA Base Case | 2023 | 5 | 30 | KIF-01_Coal | 3.443
TVA Base Case | 2023 | 6 | 30 | KIF-01_Coal | 3.4568
TVA Base Case | 2023 | 7 | 30 | KIF-01_Coal | 3.4705
TVA Base Case | 2023 | 8 | 30 | KIF-01_Coal | 3.4775
TVA Base Case | 2023 | 9 | 30 | KIF-01_Coal | 3.4845
TVA Base Case | 2023 | 10 | 30 | KIF-01_Coal | 3.4915
TVA Base Case | 2023 | 11 | 30 | KIF-01_Coal | 3.4985
TVA Base Case | 2023 | 12 | 30 | KIF-01_Coal | 3.5055
TVA Base Case | 2024 | 1 | 30 | KIF-01_Coal | 3.5161
TVA Base Case | 2024 | 2 | 30 | KIF-01_Coal | 3.5231
TVA Base Case | 2024 | 3 | 30 | KIF-01_Coal | 3.5301
TVA Base Case | 2024 | 4 | 30 | KIF-01_Coal | 3.5372
TVA Base Case | 2024 | 5 | 30 | KIF-01_Coal | 3.5442
TVA Base Case | 2024 | 6 | 30 | KIF-01_Coal | 3.5512
TVA Base Case | 2024 | 7 | 30 | KIF-01_Coal | 3.5583
TVA Base Case | 2024 | 8 | 30 | KIF-01_Coal | 3.5709
TVA Base Case | 2024 | 9 | 30 | KIF-01_Coal | 3.5836
TVA Base Case | 2024 | 10 | 30 | KIF-01_Coal | 3.5962
TVA Base Case | 2024 | 11 | 30 | KIF-01_Coal | 3.6089
TVA Base Case | 2024 | 12 | 30 | KIF-01_Coal | 3.6216
TVA Base Case | 2025 | 1 | 30 | KIF-01_Coal | 3.6378
TVA Base Case | 2025 | 2 | 30 | KIF-01_Coal | 3.6505
TVA Base Case | 2025 | 3 | 30 | KIF-01_Coal | 3.6632
TVA Base Case | 2025 | 4 | 30 | KIF-01_Coal | 3.6759
TVA Base Case | 2025 | 5 | 30 | KIF-01_Coal | 3.6886
TVA Base Case | 2025 | 6 | 30 | KIF-01_Coal | 3.7013
TVA Base Case | 2025 | 7 | 30 | KIF-01_Coal | 3.714
TVA Base Case | 2025 | 8 | 30 | KIF-01_Coal | 3.708
TVA Base Case | 2025 | 9 | 30 | KIF-01_Coal | 3.7021
TVA Base Case | 2025 | 10 | 30 | KIF-01_Coal | 3.6961
TVA Base Case | 2025 | 11 | 30 | KIF-01_Coal | 3.6902
TVA Base Case | 2025 | 12 | 30 | KIF-01_Coal | 3.6843
TVA Base Case | 2026 | 1 | 30 | KIF-01_Coal | 3.682
TVA Base Case | 2026 | 2 | 30 | KIF-01_Coal | 3.6761
TVA Base Case | 2026 | 3 | 30 | KIF-01_Coal | 3.6702
TVA Base Case | 2026 | 4 | 30 | KIF-01_Coal | 3.6642
TVA Base Case | 2026 | 5 | 30 | KIF-01_Coal | 3.6583
TVA Base Case | 2026 | 6 | 30 | KIF-01_Coal | 3.6524
TVA Base Case | 2026 | 7 | 30 | KIF-01_Coal | 3.6465
TVA Base Case | 2026 | 8 | 30 | KIF-01_Coal | 3.652
TVA Base Case | 2026 | 9 | 30 | KIF-01_Coal | 3.6575
TVA Base Case | 2026 | 10 | 30 | KIF-01_Coal | 3.663
TVA Base Case | 2026 | 11 | 30 | KIF-01_Coal | 3.6685
TVA Base Case | 2026 | 12 | 30 | KIF-01_Coal | 3.674
TVA Base Case | 2027 | 1 | 30 | KIF-01_Coal | 3.6833
TVA Base Case | 2027 | 2 | 30 | KIF-01_Coal | 3.6888
TVA Base Case | 2027 | 3 | 30 | KIF-01_Coal | 3.6943
TVA Base Case | 2027 | 4 | 30 | KIF-01_Coal | 3.6998
TVA Base Case | 2027 | 5 | 30 | KIF-01_Coal | 3.7054
TVA Base Case | 2027 | 6 | 30 | KIF-01_Coal | 3.7109
TVA Base Case | 2027 | 7 | 30 | KIF-01_Coal | 3.7164
TVA Base Case | 2027 | 8 | 30 | KIF-01_Coal | 3.7314
TVA Base Case | 2027 | 9 | 30 | KIF-01_Coal | 3.7464
TVA Base Case | 2027 | 10 | 30 | KIF-01_Coal | 3.7614
TVA Base Case | 2027 | 11 | 30 | KIF-01_Coal | 3.7764
TVA Base Case | 2027 | 12 | 30 | KIF-01_Coal | 3.7913
TVA Base Case | 2028 | 1 | 30 | KIF-01_Coal | 3.8101
TVA Base Case | 2028 | 2 | 30 | KIF-01_Coal | 3.8251
TVA Base Case | 2028 | 3 | 30 | KIF-01_Coal | 3.8401
TVA Base Case | 2028 | 4 | 30 | KIF-01_Coal | 3.8552
TVA Base Case | 2028 | 5 | 30 | KIF-01_Coal | 3.8702
TVA Base Case | 2028 | 6 | 30 | KIF-01_Coal | 3.8852
TVA Base Case | 2028 | 7 | 30 | KIF-01_Coal | 3.9002
TVA Base Case | 2028 | 8 | 30 | KIF-01_Coal | 3.904
TVA Base Case | 2028 | 9 | 30 | KIF-01_Coal | 3.9077
TVA Base Case | 2028 | 10 | 30 | KIF-01_Coal | 3.9115
TVA Base Case | 2028 | 11 | 30 | KIF-01_Coal | 3.9153
TVA Base Case | 2028 | 12 | 30 | KIF-01_Coal | 3.9191
TVA Base Case | 2029 | 1 | 30 | KIF-01_Coal | 3.9267
TVA Base Case | 2029 | 2 | 30 | KIF-01_Coal | 3.9305
TVA Base Case | 2029 | 3 | 30 | KIF-01_Coal | 3.9343
TVA Base Case | 2029 | 4 | 30 | KIF-01_Coal | 3.9381
TVA Base Case | 2029 | 5 | 30 | KIF-01_Coal | 3.9419
TVA Base Case | 2029 | 6 | 30 | KIF-01_Coal | 3.9457
TVA Base Case | 2029 | 7 | 30 | KIF-01_Coal | 3.9495
TVA Base Case | 2029 | 8 | 30 | KIF-01_Coal | 3.955
TVA Base Case | 2029 | 9 | 30 | KIF-01_Coal | 3.9604
TVA Base Case | 2029 | 10 | 30 | KIF-01_Coal | 3.9659
TVA Base Case | 2029 | 11 | 30 | KIF-01_Coal | 3.9713
TVA Base Case | 2029 | 12 | 30 | KIF-01_Coal | 3.9768
TVA Base Case | 2030 | 1 | 30 | KIF-01_Coal | 3.9862
TVA Base Case | 2030 | 2 | 30 | KIF-01_Coal | 3.9917
TVA Base Case | 2030 | 3 | 30 | KIF-01_Coal | 3.9971
TVA Base Case | 2030 | 4 | 30 | KIF-01_Coal | 4.0026
TVA Base Case | 2030 | 5 | 30 | KIF-01_Coal | 4.0081
TVA Base Case | 2030 | 6 | 30 | KIF-01_Coal | 4.0136
TVA Base Case | 2030 | 7 | 30 | KIF-01_Coal | 4.0191
TVA Base Case | 2030 | 8 | 30 | KIF-01_Coal | 4.0306
TVA Base Case | 2030 | 9 | 30 | KIF-01_Coal | 4.0422
TVA Base Case | 2030 | 10 | 30 | KIF-01_Coal | 4.0537
TVA Base Case | 2030 | 11 | 30 | KIF-01_Coal | 4.0653
TVA Base Case | 2030 | 12 | 30 | KIF-01_Coal | 4.0768
TVA Base Case | 2031 | 1 | 30 | KIF-01_Coal | 4.0924
TVA Base Case | 2031 | 2 | 30 | KIF-01_Coal | 4.104
TVA Base Case | 2031 | 3 | 30 | KIF-01_Coal | 4.1156
TVA Base Case | 2031 | 4 | 30 | KIF-01_Coal | 4.1272
TVA Base Case | 2031 | 5 | 30 | KIF-01_Coal | 4.1387
TVA Base Case | 2031 | 6 | 30 | KIF-01_Coal | 4.1503
TVA Base Case | 2031 | 7 | 30 | KIF-01_Coal | 4.1619
TVA Base Case | 2031 | 8 | 30 | KIF-01_Coal | 4.1634
TVA Base Case | 2031 | 9 | 30 | KIF-01_Coal | 4.1649
TVA Base Case | 2031 | 10 | 30 | KIF-01_Coal | 4.1664
TVA Base Case | 2031 | 11 | 30 | KIF-01_Coal | 4.1678
TVA Base Case | 2031 | 12 | 30 | KIF-01_Coal | 4.1693
TVA Base Case | 2032 | 1 | 30 | KIF-01_Coal | 4.1749
TVA Base Case | 2032 | 2 | 30 | KIF-01_Coal | 4.1764
TVA Base Case | 2032 | 3 | 30 | KIF-01_Coal | 4.1779
TVA Base Case | 2032 | 4 | 30 | KIF-01_Coal | 4.1795
TVA Base Case | 2032 | 5 | 30 | KIF-01_Coal | 4.181
TVA Base Case | 2032 | 6 | 30 | KIF-01_Coal | 4.1825
TVA Base Case | 2032 | 7 | 30 | KIF-01_Coal | 4.184
TVA Base Case | 2032 | 8 | 30 | KIF-01_Coal | 4.1934
TVA Base Case | 2032 | 9 | 30 | KIF-01_Coal | 4.2027
TVA Base Case | 2032 | 10 | 30 | KIF-01_Coal | 4.212
TVA Base Case | 2032 | 11 | 30 | KIF-01_Coal | 4.2214
TVA Base Case | 2032 | 12 | 30 | KIF-01_Coal | 4.2307
TVA Base Case | 2033 | 1 | 30 | KIF-01_Coal | 4.2443
TVA Base Case | 2033 | 2 | 30 | KIF-01_Coal | 4.2536
TVA Base Case | 2033 | 3 | 30 | KIF-01_Coal | 4.263
TVA Base Case | 2033 | 4 | 30 | KIF-01_Coal | 4.2724
TVA Base Case | 2033 | 5 | 30 | KIF-01_Coal | 4.2818
TVA Base Case | 2033 | 6 | 30 | KIF-01_Coal | 4.2911
TVA Base Case | 2033 | 7 | 30 | KIF-01_Coal | 4.3005
TVA Base Case | 2033 | 8 | 30 | KIF-01_Coal | 4.3078
TVA Base Case | 2033 | 9 | 30 | KIF-01_Coal | 4.3151
TVA Base Case | 2033 | 10 | 30 | KIF-01_Coal | 4.3224
TVA Base Case | 2033 | 11 | 30 | KIF-01_Coal | 4.3298
TVA Base Case | 2033 | 12 | 30 | KIF-01_Coal | 4.3371
TVA Base Case | 2034 | 1 | 30 | KIF-01_Coal | 4.3487
TVA Base Case | 2034 | 2 | 30 | KIF-01_Coal | 4.356
TVA Base Case | 2034 | 3 | 30 | KIF-01_Coal | 4.3633
TVA Base Case | 2034 | 4 | 30 | KIF-01_Coal | 4.3707
TVA Base Case | 2034 | 5 | 30 | KIF-01_Coal | 4.378
TVA Base Case | 2034 | 6 | 30 | KIF-01_Coal | 4.3854
TVA Base Case | 2034 | 7 | 30 | KIF-01_Coal | 4.3928
TVA Base Case | 2034 | 8 | 30 | KIF-01_Coal | 4.4001
TVA Base Case | 2034 | 9 | 30 | KIF-01_Coal | 4.4075
TVA Base Case | 2034 | 10 | 30 | KIF-01_Coal | 4.4149
TVA Base Case | 2034 | 11 | 30 | KIF-01_Coal | 4.4223
TVA Base Case | 2034 | 12 | 30 | KIF-01_Coal | 4.4297
TVA Base Case | 2035 | 1 | 30 | KIF-01_Coal | 4.4414
TVA Base Case | 2035 | 2 | 30 | KIF-01_Coal | 4.4488
TVA Base Case | 2035 | 3 | 30 | KIF-01_Coal | 4.4562
TVA Base Case | 2035 | 4 | 30 | KIF-01_Coal | 4.4636
TVA Base Case | 2035 | 5 | 30 | KIF-01_Coal | 4.4711
TVA Base Case | 2035 | 6 | 30 | KIF-01_Coal | 4.4785
TVA Base Case | 2035 | 7 | 30 | KIF-01_Coal | 4.4859
TVA Base Case | 2035 | 8 | 30 | KIF-01_Coal | 4.4934
TVA Base Case | 2035 | 9 | 30 | KIF-01_Coal | 4.5008
TVA Base Case | 2035 | 10 | 30 | KIF-01_Coal | 4.5083
TVA Base Case | 2035 | 11 | 30 | KIF-01_Coal | 4.5157
TVA Base Case | 2035 | 12 | 30 | KIF-01_Coal | 4.5232
TVA Base Case | 2014 | 1 | 80 | Lagoon Creek CC_Gas | 4.6742
TVA Base Case | 2014 | 2 | 80 | Lagoon Creek CC_Gas | 4.6742
TVA Base Case | 2014 | 3 | 80 | Lagoon Creek CC_Gas | 4.6742
TVA Base Case | 2014 | 4 | 80 | Lagoon Creek CC_Gas | 4.4505
TVA Base Case | 2014 | 5 | 80 | Lagoon Creek CC_Gas | 4.4369
TVA Base Case | 2014 | 6 | 80 | Lagoon Creek CC_Gas | 4.4569
TVA Base Case | 2014 | 7 | 80 | Lagoon Creek CC_Gas | 4.4985
TVA Base Case | 2014 | 8 | 80 | Lagoon Creek CC_Gas | 4.4852
TVA Base Case | 2014 | 9 | 80 | Lagoon Creek CC_Gas | 4.4556
TVA Base Case | 2014 | 10 | 80 | Lagoon Creek CC_Gas | 4.4624
TVA Base Case | 2014 | 11 | 80 | Lagoon Creek CC_Gas | 4.5016
TVA Base Case | 2014 | 12 | 80 | Lagoon Creek CC_Gas | 4.6188
TVA Base Case | 2015 | 1 | 80 | Lagoon Creek CC_Gas | 2.77
TVA Base Case | 2015 | 2 | 80 | Lagoon Creek CC_Gas | 2.77
TVA Base Case | 2015 | 3 | 80 | Lagoon Creek CC_Gas | 2.77
TVA Base Case | 2015 | 4 | 80 | Lagoon Creek CC_Gas | 2.7739
TVA Base Case | 2015 | 5 | 80 | Lagoon Creek CC_Gas | 2.7901
TVA Base Case | 2015 | 6 | 80 | Lagoon Creek CC_Gas | 2.8368
TVA Base Case | 2015 | 7 | 80 | Lagoon Creek CC_Gas | 2.8776
TVA Base Case | 2015 | 8 | 80 | Lagoon Creek CC_Gas | 2.9039
TVA Base Case | 2015 | 9 | 80 | Lagoon Creek CC_Gas | 2.8875
TVA Base Case | 2015 | 10 | 80 | Lagoon Creek CC_Gas | 2.9011
TVA Base Case | 2015 | 11 | 80 | Lagoon Creek CC_Gas | 3.0134
TVA Base Case | 2015 | 12 | 80 | Lagoon Creek CC_Gas | 3.1726
TVA Base Case | 2016 | 1 | 80 | Lagoon Creek CC_Gas | 3.2924
TVA Base Case | 2016 | 2 | 80 | Lagoon Creek CC_Gas | 3.2715
TVA Base Case | 2016 | 3 | 80 | Lagoon Creek CC_Gas | 3.2467
TVA Base Case | 2016 | 4 | 80 | Lagoon Creek CC_Gas | 3.0986
TVA Base Case | 2016 | 5 | 80 | Lagoon Creek CC_Gas | 3.1047
TVA Base Case | 2016 | 6 | 80 | Lagoon Creek CC_Gas | 3.1569
TVA Base Case | 2016 | 7 | 80 | Lagoon Creek CC_Gas | 3.1952
TVA Base Case | 2016 | 8 | 80 | Lagoon Creek CC_Gas | 3.2046
TVA Base Case | 2016 | 9 | 80 | Lagoon Creek CC_Gas | 3.1901
TVA Base Case | 2016 | 10 | 80 | Lagoon Creek CC_Gas | 3.2125
TVA Base Case | 2016 | 11 | 80 | Lagoon Creek CC_Gas | 3.3014
TVA Base Case | 2016 | 12 | 80 | Lagoon Creek CC_Gas | 3.4789
TVA Base Case | 2017 | 1 | 80 | Lagoon Creek CC_Gas | 3.6044
TVA Base Case | 2017 | 2 | 80 | Lagoon Creek CC_Gas | 3.5985
TVA Base Case | 2017 | 3 | 80 | Lagoon Creek CC_Gas | 3.5485
TVA Base Case | 2017 | 4 | 80 | Lagoon Creek CC_Gas | 3.328
TVA Base Case | 2017 | 5 | 80 | Lagoon Creek CC_Gas | 3.3323
TVA Base Case | 2017 | 6 | 80 | Lagoon Creek CC_Gas | 3.3721
TVA Base Case | 2017 | 7 | 80 | Lagoon Creek CC_Gas | 3.4124
TVA Base Case | 2017 | 8 | 80 | Lagoon Creek CC_Gas | 3.4236
TVA Base Case | 2017 | 9 | 80 | Lagoon Creek CC_Gas | 3.4114
TVA Base Case | 2017 | 10 | 80 | Lagoon Creek CC_Gas | 3.4324
TVA Base Case | 2017 | 11 | 80 | Lagoon Creek CC_Gas | 3.5176
TVA Base Case | 2017 | 12 | 80 | Lagoon Creek CC_Gas | 3.6814
TVA Base Case | 2018 | 1 | 80 | Lagoon Creek CC_Gas | 3.8093
TVA Base Case | 2018 | 2 | 80 | Lagoon Creek CC_Gas | 3.7932
TVA Base Case | 2018 | 3 | 80 | Lagoon Creek CC_Gas | 3.7332
TVA Base Case | 2018 | 4 | 80 | Lagoon Creek CC_Gas | 3.4226
TVA Base Case | 2018 | 5 | 80 | Lagoon Creek CC_Gas | 3.4271
TVA Base Case | 2018 | 6 | 80 | Lagoon Creek CC_Gas | 3.467
TVA Base Case | 2018 | 7 | 80 | Lagoon Creek CC_Gas | 3.5376
TVA Base Case | 2018 | 8 | 80 | Lagoon Creek CC_Gas | 3.5652
TVA Base Case | 2018 | 9 | 80 | Lagoon Creek CC_Gas | 3.5582
TVA Base Case | 2018 | 10 | 80 | Lagoon Creek CC_Gas | 3.5872
TVA Base Case | 2018 | 11 | 80 | Lagoon Creek CC_Gas | 3.683
TVA Base Case | 2018 | 12 | 80 | Lagoon Creek CC_Gas | 3.8281
TVA Base Case | 2019 | 1 | 80 | Lagoon Creek CC_Gas | 4.1378
TVA Base Case | 2019 | 2 | 80 | Lagoon Creek CC_Gas | 4.1171
TVA Base Case | 2019 | 3 | 80 | Lagoon Creek CC_Gas | 3.8707
TVA Base Case | 2019 | 4 | 80 | Lagoon Creek CC_Gas | 3.6622
TVA Base Case | 2019 | 5 | 80 | Lagoon Creek CC_Gas | 3.6923
TVA Base Case | 2019 | 6 | 80 | Lagoon Creek CC_Gas | 3.7755
TVA Base Case | 2019 | 7 | 80 | Lagoon Creek CC_Gas | 3.9434
TVA Base Case | 2019 | 8 | 80 | Lagoon Creek CC_Gas | 3.9882
TVA Base Case | 2019 | 9 | 80 | Lagoon Creek CC_Gas | 3.9176
TVA Base Case | 2019 | 10 | 80 | Lagoon Creek CC_Gas | 3.9446
TVA Base Case | 2019 | 11 | 80 | Lagoon Creek CC_Gas | 4.0133
TVA Base Case | 2019 | 12 | 80 | Lagoon Creek CC_Gas | 4.1686
TVA Base Case | 2020 | 1 | 80 | Lagoon Creek CC_Gas | 4.5149
TVA Base Case | 2020 | 2 | 80 | Lagoon Creek CC_Gas | 4.3
TVA Base Case | 2020 | 3 | 80 | Lagoon Creek CC_Gas | 4.086
TVA Base Case | 2020 | 4 | 80 | Lagoon Creek CC_Gas | 3.9989
TVA Base Case | 2020 | 5 | 80 | Lagoon Creek CC_Gas | 4.0845
TVA Base Case | 2020 | 6 | 80 | Lagoon Creek CC_Gas | 4.1563
TVA Base Case | 2020 | 7 | 80 | Lagoon Creek CC_Gas | 4.4189
TVA Base Case | 2020 | 8 | 80 | Lagoon Creek CC_Gas | 4.4412
TVA Base Case | 2020 | 9 | 80 | Lagoon Creek CC_Gas | 4.278
TVA Base Case | 2020 | 10 | 80 | Lagoon Creek CC_Gas | 4.2942
TVA Base Case | 2020 | 11 | 80 | Lagoon Creek CC_Gas | 4.3662
TVA Base Case | 2020 | 12 | 80 | Lagoon Creek CC_Gas | 4.5071
TVA Base Case | 2021 | 1 | 80 | Lagoon Creek CC_Gas | 4.7511
TVA Base Case | 2021 | 2 | 80 | Lagoon Creek CC_Gas | 4.731
TVA Base Case | 2021 | 3 | 80 | Lagoon Creek CC_Gas | 4.3316
TVA Base Case | 2021 | 4 | 80 | Lagoon Creek CC_Gas | 4.195
TVA Base Case | 2021 | 5 | 80 | Lagoon Creek CC_Gas | 4.2759
TVA Base Case | 2021 | 6 | 80 | Lagoon Creek CC_Gas | 4.3909
TVA Base Case | 2021 | 7 | 80 | Lagoon Creek CC_Gas | 4.6311
TVA Base Case | 2021 | 8 | 80 | Lagoon Creek CC_Gas | 4.6652
TVA Base Case | 2021 | 9 | 80 | Lagoon Creek CC_Gas | 4.4921
TVA Base Case | 2021 | 10 | 80 | Lagoon Creek CC_Gas | 4.5187
TVA Base Case | 2021 | 11 | 80 | Lagoon Creek CC_Gas | 4.6261
TVA Base Case | 2021 | 12 | 80 | Lagoon Creek CC_Gas | 4.7373
TVA Base Case | 2022 | 1 | 80 | Lagoon Creek CC_Gas | 5.3227
TVA Base Case | 2022 | 2 | 80 | Lagoon Creek CC_Gas | 5.2263
TVA Base Case | 2022 | 3 | 80 | Lagoon Creek CC_Gas | 4.8435
TVA Base Case | 2022 | 4 | 80 | Lagoon Creek CC_Gas | 4.6862
TVA Base Case | 2022 | 5 | 80 | Lagoon Creek CC_Gas | 4.7986
TVA Base Case | 2022 | 6 | 80 | Lagoon Creek CC_Gas | 4.8682
TVA Base Case | 2022 | 7 | 80 | Lagoon Creek CC_Gas | 5.0784
TVA Base Case | 2022 | 8 | 80 | Lagoon Creek CC_Gas | 5.1081
TVA Base Case | 2022 | 9 | 80 | Lagoon Creek CC_Gas | 4.9878
TVA Base Case | 2022 | 10 | 80 | Lagoon Creek CC_Gas | 5.0226
TVA Base Case | 2022 | 11 | 80 | Lagoon Creek CC_Gas | 5.1835
TVA Base Case | 2022 | 12 | 80 | Lagoon Creek CC_Gas | 5.2676
TVA Base Case | 2023 | 1 | 80 | Lagoon Creek CC_Gas | 5.6547
TVA Base Case | 2023 | 2 | 80 | Lagoon Creek CC_Gas | 5.5868
TVA Base Case | 2023 | 3 | 80 | Lagoon Creek CC_Gas | 5.2303
TVA Base Case | 2023 | 4 | 80 | Lagoon Creek CC_Gas | 5.0715
TVA Base Case | 2023 | 5 | 80 | Lagoon Creek CC_Gas | 5.1915
TVA Base Case | 2023 | 6 | 80 | Lagoon Creek CC_Gas | 5.2574
TVA Base Case | 2023 | 7 | 80 | Lagoon Creek CC_Gas | 5.3875
TVA Base Case | 2023 | 8 | 80 | Lagoon Creek CC_Gas | 5.406
TVA Base Case | 2023 | 9 | 80 | Lagoon Creek CC_Gas | 5.3081
TVA Base Case | 2023 | 10 | 80 | Lagoon Creek CC_Gas | 5.3317
TVA Base Case | 2023 | 11 | 80 | Lagoon Creek CC_Gas | 5.5007
TVA Base Case | 2023 | 12 | 80 | Lagoon Creek CC_Gas | 5.5987
TVA Base Case | 2024 | 1 | 80 | Lagoon Creek CC_Gas | 5.9082
TVA Base Case | 2024 | 2 | 80 | Lagoon Creek CC_Gas | 5.7237
TVA Base Case | 2024 | 3 | 80 | Lagoon Creek CC_Gas | 5.4273
TVA Base Case | 2024 | 4 | 80 | Lagoon Creek CC_Gas | 5.2806
TVA Base Case | 2024 | 5 | 80 | Lagoon Creek CC_Gas | 5.3689
TVA Base Case | 2024 | 6 | 80 | Lagoon Creek CC_Gas | 5.4393
TVA Base Case | 2024 | 7 | 80 | Lagoon Creek CC_Gas | 5.7428
TVA Base Case | 2024 | 8 | 80 | Lagoon Creek CC_Gas | 5.7739
TVA Base Case | 2024 | 9 | 80 | Lagoon Creek CC_Gas | 5.6202
TVA Base Case | 2024 | 10 | 80 | Lagoon Creek CC_Gas | 5.6564
TVA Base Case | 2024 | 11 | 80 | Lagoon Creek CC_Gas | 5.758
TVA Base Case | 2024 | 12 | 80 | Lagoon Creek CC_Gas | 5.8754
TVA Base Case | 2025 | 1 | 80 | Lagoon Creek CC_Gas | 6.2608
TVA Base Case | 2025 | 2 | 80 | Lagoon Creek CC_Gas | 6.161
TVA Base Case | 2025 | 3 | 80 | Lagoon Creek CC_Gas | 5.7335
TVA Base Case | 2025 | 4 | 80 | Lagoon Creek CC_Gas | 5.5614
TVA Base Case | 2025 | 5 | 80 | Lagoon Creek CC_Gas | 5.6301
TVA Base Case | 2025 | 6 | 80 | Lagoon Creek CC_Gas | 5.7039
TVA Base Case | 2025 | 7 | 80 | Lagoon Creek CC_Gas | 6.0135
TVA Base Case | 2025 | 8 | 80 | Lagoon Creek CC_Gas | 6.0402
TVA Base Case | 2025 | 9 | 80 | Lagoon Creek CC_Gas | 5.9057
TVA Base Case | 2025 | 10 | 80 | Lagoon Creek CC_Gas | 5.9252
TVA Base Case | 2025 | 11 | 80 | Lagoon Creek CC_Gas | 6.0706
TVA Base Case | 2025 | 12 | 80 | Lagoon Creek CC_Gas | 6.2254
TVA Base Case | 2026 | 1 | 80 | Lagoon Creek CC_Gas | 6.4695
TVA Base Case | 2026 | 2 | 80 | Lagoon Creek CC_Gas | 6.3456
TVA Base Case | 2026 | 3 | 80 | Lagoon Creek CC_Gas | 5.8616
TVA Base Case | 2026 | 4 | 80 | Lagoon Creek CC_Gas | 5.7186
TVA Base Case | 2026 | 5 | 80 | Lagoon Creek CC_Gas | 5.7939
TVA Base Case | 2026 | 6 | 80 | Lagoon Creek CC_Gas | 5.9118
TVA Base Case | 2026 | 7 | 80 | Lagoon Creek CC_Gas | 6.1901
TVA Base Case | 2026 | 8 | 80 | Lagoon Creek CC_Gas | 6.1975
TVA Base Case | 2026 | 9 | 80 | Lagoon Creek CC_Gas | 6.0321
TVA Base Case | 2026 | 10 | 80 | Lagoon Creek CC_Gas | 6.0673
TVA Base Case | 2026 | 11 | 80 | Lagoon Creek CC_Gas | 6.2127
TVA Base Case | 2026 | 12 | 80 | Lagoon Creek CC_Gas | 6.3656
TVA Base Case | 2027 | 1 | 80 | Lagoon Creek CC_Gas | 6.748
TVA Base Case | 2027 | 2 | 80 | Lagoon Creek CC_Gas | 6.6651
TVA Base Case | 2027 | 3 | 80 | Lagoon Creek CC_Gas | 6.2253
TVA Base Case | 2027 | 4 | 80 | Lagoon Creek CC_Gas | 6.0231
TVA Base Case | 2027 | 5 | 80 | Lagoon Creek CC_Gas | 6.1204
TVA Base Case | 2027 | 6 | 80 | Lagoon Creek CC_Gas | 6.2431
TVA Base Case | 2027 | 7 | 80 | Lagoon Creek CC_Gas | 6.5399
TVA Base Case | 2027 | 8 | 80 | Lagoon Creek CC_Gas | 6.5732
TVA Base Case | 2027 | 9 | 80 | Lagoon Creek CC_Gas | 6.371
TVA Base Case | 2027 | 10 | 80 | Lagoon Creek CC_Gas | 6.3761
TVA Base Case | 2027 | 11 | 80 | Lagoon Creek CC_Gas | 6.5551
TVA Base Case | 2027 | 12 | 80 | Lagoon Creek CC_Gas | 6.6933
TVA Base Case | 2028 | 1 | 80 | Lagoon Creek CC_Gas | 7.2437
TVA Base Case | 2028 | 2 | 80 | Lagoon Creek CC_Gas | 6.9012
TVA Base Case | 2028 | 3 | 80 | Lagoon Creek CC_Gas | 6.5854
TVA Base Case | 2028 | 4 | 80 | Lagoon Creek CC_Gas | 6.4051
TVA Base Case | 2028 | 5 | 80 | Lagoon Creek CC_Gas | 6.4913
TVA Base Case | 2028 | 6 | 80 | Lagoon Creek CC_Gas | 6.6274
TVA Base Case | 2028 | 7 | 80 | Lagoon Creek CC_Gas | 6.86
TVA Base Case | 2028 | 8 | 80 | Lagoon Creek CC_Gas | 6.9092
TVA Base Case | 2028 | 9 | 80 | Lagoon Creek CC_Gas | 6.6767
TVA Base Case | 2028 | 10 | 80 | Lagoon Creek CC_Gas | 6.7129
TVA Base Case | 2028 | 11 | 80 | Lagoon Creek CC_Gas | 6.9135
TVA Base Case | 2028 | 12 | 80 | Lagoon Creek CC_Gas | 7.0186
TVA Base Case | 2029 | 1 | 80 | Lagoon Creek CC_Gas | 7.5008
TVA Base Case | 2029 | 2 | 80 | Lagoon Creek CC_Gas | 7.3859
TVA Base Case | 2029 | 3 | 80 | Lagoon Creek CC_Gas | 6.8161
TVA Base Case | 2029 | 4 | 80 | Lagoon Creek CC_Gas | 6.5584
TVA Base Case | 2029 | 5 | 80 | Lagoon Creek CC_Gas | 6.6382
TVA Base Case | 2029 | 6 | 80 | Lagoon Creek CC_Gas | 6.7743
TVA Base Case | 2029 | 7 | 80 | Lagoon Creek CC_Gas | 7.1712
TVA Base Case | 2029 | 8 | 80 | Lagoon Creek CC_Gas | 7.2346
TVA Base Case | 2029 | 9 | 80 | Lagoon Creek CC_Gas | 6.9921
TVA Base Case | 2029 | 10 | 80 | Lagoon Creek CC_Gas | 7.0288
TVA Base Case | 2029 | 11 | 80 | Lagoon Creek CC_Gas | 7.1219
TVA Base Case | 2029 | 12 | 80 | Lagoon Creek CC_Gas | 7.2928
TVA Base Case | 2030 | 1 | 80 | Lagoon Creek CC_Gas | 7.709
TVA Base Case | 2030 | 2 | 80 | Lagoon Creek CC_Gas | 7.575
TVA Base Case | 2030 | 3 | 80 | Lagoon Creek CC_Gas | 6.9531
TVA Base Case | 2030 | 4 | 80 | Lagoon Creek CC_Gas | 6.7717
TVA Base Case | 2030 | 5 | 80 | Lagoon Creek CC_Gas | 6.8988
TVA Base Case | 2030 | 6 | 80 | Lagoon Creek CC_Gas | 7.0141
TVA Base Case | 2030 | 7 | 80 | Lagoon Creek CC_Gas | 7.4378
TVA Base Case | 2030 | 8 | 80 | Lagoon Creek CC_Gas | 7.4734
TVA Base Case | 2030 | 9 | 80 | Lagoon Creek CC_Gas | 7.2276
TVA Base Case | 2030 | 10 | 80 | Lagoon Creek CC_Gas | 7.2463
TVA Base Case | 2030 | 11 | 80 | Lagoon Creek CC_Gas | 7.3869
TVA Base Case | 2030 | 12 | 80 | Lagoon Creek CC_Gas | 7.5886
TVA Base Case | 2031 | 1 | 80 | Lagoon Creek CC_Gas | 8.0159
TVA Base Case | 2031 | 2 | 80 | Lagoon Creek CC_Gas | 7.8932
TVA Base Case | 2031 | 3 | 80 | Lagoon Creek CC_Gas | 7.3038
TVA Base Case | 2031 | 4 | 80 | Lagoon Creek CC_Gas | 7.0964
TVA Base Case | 2031 | 5 | 80 | Lagoon Creek CC_Gas | 7.143
TVA Base Case | 2031 | 6 | 80 | Lagoon Creek CC_Gas | 7.3213
TVA Base Case | 2031 | 7 | 80 | Lagoon Creek CC_Gas | 7.7485
TVA Base Case | 2031 | 8 | 80 | Lagoon Creek CC_Gas | 7.7899
TVA Base Case | 2031 | 9 | 80 | Lagoon Creek CC_Gas | 7.5388
TVA Base Case | 2031 | 10 | 80 | Lagoon Creek CC_Gas | 7.5577
TVA Base Case | 2031 | 11 | 80 | Lagoon Creek CC_Gas | 7.6959
TVA Base Case | 2031 | 12 | 80 | Lagoon Creek CC_Gas | 7.8881
TVA Base Case | 2032 | 1 | 80 | Lagoon Creek CC_Gas | 8.3319
TVA Base Case | 2032 | 2 | 80 | Lagoon Creek CC_Gas | 7.9671
TVA Base Case | 2032 | 3 | 80 | Lagoon Creek CC_Gas | 7.6197
TVA Base Case | 2032 | 4 | 80 | Lagoon Creek CC_Gas | 7.4506
TVA Base Case | 2032 | 5 | 80 | Lagoon Creek CC_Gas | 7.507
TVA Base Case | 2032 | 6 | 80 | Lagoon Creek CC_Gas | 7.7173
TVA Base Case | 2032 | 7 | 80 | Lagoon Creek CC_Gas | 8.0827
TVA Base Case | 2032 | 8 | 80 | Lagoon Creek CC_Gas | 8.125
TVA Base Case | 2032 | 9 | 80 | Lagoon Creek CC_Gas | 7.7979
TVA Base Case | 2032 | 10 | 80 | Lagoon Creek CC_Gas | 7.8222
TVA Base Case | 2032 | 11 | 80 | Lagoon Creek CC_Gas | 8.0426
TVA Base Case | 2032 | 12 | 80 | Lagoon Creek CC_Gas | 8.1926
TVA Base Case | 2033 | 1 | 80 | Lagoon Creek CC_Gas | 8.7096
TVA Base Case | 2033 | 2 | 80 | Lagoon Creek CC_Gas | 8.4813
TVA Base Case | 2033 | 3 | 80 | Lagoon Creek CC_Gas | 7.9402
TVA Base Case | 2033 | 4 | 80 | Lagoon Creek CC_Gas | 7.7059
TVA Base Case | 2033 | 5 | 80 | Lagoon Creek CC_Gas | 7.7964
TVA Base Case | 2033 | 6 | 80 | Lagoon Creek CC_Gas | 8.0256
TVA Base Case | 2033 | 7 | 80 | Lagoon Creek CC_Gas | 8.456
TVA Base Case | 2033 | 8 | 80 | Lagoon Creek CC_Gas | 8.5135
TVA Base Case | 2033 | 9 | 80 | Lagoon Creek CC_Gas | 8.1414
TVA Base Case | 2033 | 10 | 80 | Lagoon Creek CC_Gas | 8.1609
TVA Base Case | 2033 | 11 | 80 | Lagoon Creek CC_Gas | 8.3858
TVA Base Case | 2033 | 12 | 80 | Lagoon Creek CC_Gas | 8.5245
TVA Base Case | 2034 | 1 | 80 | Lagoon Creek CC_Gas | 9.0602
TVA Base Case | 2034 | 2 | 80 | Lagoon Creek CC_Gas | 8.7445
TVA Base Case | 2034 | 3 | 80 | Lagoon Creek CC_Gas | 8.2265
TVA Base Case | 2034 | 4 | 80 | Lagoon Creek CC_Gas | 8.0167
TVA Base Case | 2034 | 5 | 80 | Lagoon Creek CC_Gas | 8.1825
TVA Base Case | 2034 | 6 | 80 | Lagoon Creek CC_Gas | 8.3725
TVA Base Case | 2034 | 7 | 80 | Lagoon Creek CC_Gas | 8.797
TVA Base Case | 2034 | 8 | 80 | Lagoon Creek CC_Gas | 8.841
TVA Base Case | 2034 | 9 | 80 | Lagoon Creek CC_Gas | 8.4023
TVA Base Case | 2034 | 10 | 80 | Lagoon Creek CC_Gas | 8.4221
TVA Base Case | 2034 | 11 | 80 | Lagoon Creek CC_Gas | 8.6566
TVA Base Case | 2034 | 12 | 80 | Lagoon Creek CC_Gas | 8.7835
TVA Base Case | 2035 | 1 | 80 | Lagoon Creek CC_Gas | 9.2418
TVA Base Case | 2035 | 2 | 80 | Lagoon Creek CC_Gas | 9.0842
TVA Base Case | 2035 | 3 | 80 | Lagoon Creek CC_Gas | 8.4664
TVA Base Case | 2035 | 4 | 80 | Lagoon Creek CC_Gas | 8.2373
TVA Base Case | 2035 | 5 | 80 | Lagoon Creek CC_Gas | 8.3617
TVA Base Case | 2035 | 6 | 80 | Lagoon Creek CC_Gas | 8.5707
TVA Base Case | 2035 | 7 | 80 | Lagoon Creek CC_Gas | 9.1982
TVA Base Case | 2035 | 8 | 80 | Lagoon Creek CC_Gas | 9.258
TVA Base Case | 2035 | 9 | 80 | Lagoon Creek CC_Gas | 8.7802
TVA Base Case | 2035 | 10 | 80 | Lagoon Creek CC_Gas | 8.7704
TVA Base Case | 2035 | 11 | 80 | Lagoon Creek CC_Gas | 8.875
TVA Base Case | 2035 | 12 | 80 | Lagoon Creek CC_Gas | 9.0493
TVA Base Case | 2014 | 1 | 65 | Lagoon Creek_Gas | 4.8498
TVA Base Case | 2014 | 2 | 65 | Lagoon Creek_Gas | 4.8498
TVA Base Case | 2014 | 3 | 65 | Lagoon Creek_Gas | 4.8498
TVA Base Case | 2014 | 4 | 65 | Lagoon Creek_Gas | 4.5983
TVA Base Case | 2014 | 5 | 65 | Lagoon Creek_Gas | 4.5922
TVA Base Case | 2014 | 6 | 65 | Lagoon Creek_Gas | 4.6135
TVA Base Case | 2014 | 7 | 65 | Lagoon Creek_Gas | 4.6693
TVA Base Case | 2014 | 8 | 65 | Lagoon Creek_Gas | 4.6597
TVA Base Case | 2014 | 9 | 65 | Lagoon Creek_Gas | 4.6161
TVA Base Case | 2014 | 10 | 65 | Lagoon Creek_Gas | 4.6166
TVA Base Case | 2014 | 11 | 65 | Lagoon Creek_Gas | 4.6774
TVA Base Case | 2014 | 12 | 65 | Lagoon Creek_Gas | 4.7915
TVA Base Case | 2015 | 1 | 65 | Lagoon Creek_Gas | 2.91
TVA Base Case | 2015 | 2 | 65 | Lagoon Creek_Gas | 2.91
TVA Base Case | 2015 | 3 | 65 | Lagoon Creek_Gas | 2.91
TVA Base Case | 2015 | 4 | 65 | Lagoon Creek_Gas | 2.9074
TVA Base Case | 2015 | 5 | 65 | Lagoon Creek_Gas | 2.9134
TVA Base Case | 2015 | 6 | 65 | Lagoon Creek_Gas | 2.9854
TVA Base Case | 2015 | 7 | 65 | Lagoon Creek_Gas | 3.0224
TVA Base Case | 2015 | 8 | 65 | Lagoon Creek_Gas | 3.0539
TVA Base Case | 2015 | 9 | 65 | Lagoon Creek_Gas | 3.0285
TVA Base Case | 2015 | 10 | 65 | Lagoon Creek_Gas | 3.0295
TVA Base Case | 2015 | 11 | 65 | Lagoon Creek_Gas | 3.1507
TVA Base Case | 2015 | 12 | 65 | Lagoon Creek_Gas | 3.3099
TVA Base Case | 2016 | 1 | 65 | Lagoon Creek_Gas | 3.4271
TVA Base Case | 2016 | 2 | 65 | Lagoon Creek_Gas | 3.3962
TVA Base Case | 2016 | 3 | 65 | Lagoon Creek_Gas | 3.3815
TVA Base Case | 2016 | 4 | 65 | Lagoon Creek_Gas | 3.2106
TVA Base Case | 2016 | 5 | 65 | Lagoon Creek_Gas | 3.2218
TVA Base Case | 2016 | 6 | 65 | Lagoon Creek_Gas | 3.2943
TVA Base Case | 2016 | 7 | 65 | Lagoon Creek_Gas | 3.3338
TVA Base Case | 2016 | 8 | 65 | Lagoon Creek_Gas | 3.3445
TVA Base Case | 2016 | 9 | 65 | Lagoon Creek_Gas | 3.3262
TVA Base Case | 2016 | 10 | 65 | Lagoon Creek_Gas | 3.3485
TVA Base Case | 2016 | 11 | 65 | Lagoon Creek_Gas | 3.421
TVA Base Case | 2016 | 12 | 65 | Lagoon Creek_Gas | 3.5985
TVA Base Case | 2017 | 1 | 65 | Lagoon Creek_Gas | 3.7303
TVA Base Case | 2017 | 2 | 65 | Lagoon Creek_Gas | 3.7282
TVA Base Case | 2017 | 3 | 65 | Lagoon Creek_Gas | 3.6745
TVA Base Case | 2017 | 4 | 65 | Lagoon Creek_Gas | 3.4616
TVA Base Case | 2017 | 5 | 65 | Lagoon Creek_Gas | 3.4672
TVA Base Case | 2017 | 6 | 65 | Lagoon Creek_Gas | 3.5107
TVA Base Case | 2017 | 7 | 65 | Lagoon Creek_Gas | 3.5523
TVA Base Case | 2017 | 8 | 65 | Lagoon Creek_Gas | 3.5635
TVA Base Case | 2017 | 9 | 65 | Lagoon Creek_Gas | 3.5488
TVA Base Case | 2017 | 10 | 65 | Lagoon Creek_Gas | 3.5685
TVA Base Case | 2017 | 11 | 65 | Lagoon Creek_Gas | 3.6309
TVA Base Case | 2017 | 12 | 65 | Lagoon Creek_Gas | 3.7921
TVA Base Case | 2018 | 1 | 65 | Lagoon Creek_Gas | 3.948
TVA Base Case | 2018 | 2 | 65 | Lagoon Creek_Gas | 3.9359
TVA Base Case | 2018 | 3 | 65 | Lagoon Creek_Gas | 3.872
TVA Base Case | 2018 | 4 | 65 | Lagoon Creek_Gas | 3.5537
TVA Base Case | 2018 | 5 | 65 | Lagoon Creek_Gas | 3.5564
TVA Base Case | 2018 | 6 | 65 | Lagoon Creek_Gas | 3.5949
TVA Base Case | 2018 | 7 | 65 | Lagoon Creek_Gas | 3.6613
TVA Base Case | 2018 | 8 | 65 | Lagoon Creek_Gas | 3.6848
TVA Base Case | 2018 | 9 | 65 | Lagoon Creek_Gas | 3.6766
TVA Base Case | 2018 | 10 | 65 | Lagoon Creek_Gas | 3.7034
TVA Base Case | 2018 | 11 | 65 | Lagoon Creek_Gas | 3.8025
TVA Base Case | 2018 | 12 | 65 | Lagoon Creek_Gas | 3.9378
TVA Base Case | 2019 | 1 | 65 | Lagoon Creek_Gas | 4.2587
TVA Base Case | 2019 | 2 | 65 | Lagoon Creek_Gas | 4.2312
TVA Base Case | 2019 | 3 | 65 | Lagoon Creek_Gas | 3.9838
TVA Base Case | 2019 | 4 | 65 | Lagoon Creek_Gas | 3.7747
TVA Base Case | 2019 | 5 | 65 | Lagoon Creek_Gas | 3.8017
TVA Base Case | 2019 | 6 | 65 | Lagoon Creek_Gas | 3.8666
TVA Base Case | 2019 | 7 | 65 | Lagoon Creek_Gas | 4.0272
TVA Base Case | 2019 | 8 | 65 | Lagoon Creek_Gas | 4.0643
TVA Base Case | 2019 | 9 | 65 | Lagoon Creek_Gas | 4.0112
TVA Base Case | 2019 | 10 | 65 | Lagoon Creek_Gas | 4.0387
TVA Base Case | 2019 | 11 | 65 | Lagoon Creek_Gas | 4.1044
TVA Base Case | 2019 | 12 | 65 | Lagoon Creek_Gas | 4.2482
TVA Base Case | 2020 | 1 | 65 | Lagoon Creek_Gas | 4.591
TVA Base Case | 2020 | 2 | 65 | Lagoon Creek_Gas | 4.371
TVA Base Case | 2020 | 3 | 65 | Lagoon Creek_Gas | 4.1583
TVA Base Case | 2020 | 4 | 65 | Lagoon Creek_Gas | 3.8535
TVA Base Case | 2020 | 5 | 65 | Lagoon Creek_Gas | 3.9289
TVA Base Case | 2020 | 6 | 65 | Lagoon Creek_Gas | 3.9989
TVA Base Case | 2020 | 7 | 65 | Lagoon Creek_Gas | 4.2563
TVA Base Case | 2020 | 8 | 65 | Lagoon Creek_Gas | 4.2786
TVA Base Case | 2020 | 9 | 65 | Lagoon Creek_Gas | 4.1306
TVA Base Case | 2020 | 10 | 65 | Lagoon Creek_Gas | 4.1519
TVA Base Case | 2020 | 11 | 65 | Lagoon Creek_Gas | 4.229
TVA Base Case | 2020 | 12 | 65 | Lagoon Creek_Gas | 4.3547
TVA Base Case | 2021 | 1 | 65 | Lagoon Creek_Gas | 4.6143
TVA Base Case | 2021 | 2 | 65 | Lagoon Creek_Gas | 4.5826
TVA Base Case | 2021 | 3 | 65 | Lagoon Creek_Gas | 4.1934
TVA Base Case | 2021 | 4 | 65 | Lagoon Creek_Gas | 4.0569
TVA Base Case | 2021 | 5 | 65 | Lagoon Creek_Gas | 4.1276
TVA Base Case | 2021 | 6 | 65 | Lagoon Creek_Gas | 4.2324
TVA Base Case | 2021 | 7 | 65 | Lagoon Creek_Gas | 4.4624
TVA Base Case | 2021 | 8 | 65 | Lagoon Creek_Gas | 4.4966
TVA Base Case | 2021 | 9 | 65 | Lagoon Creek_Gas | 4.3437
TVA Base Case | 2021 | 10 | 65 | Lagoon Creek_Gas | 4.3754
TVA Base Case | 2021 | 11 | 65 | Lagoon Creek_Gas | 4.4879
TVA Base Case | 2021 | 12 | 65 | Lagoon Creek_Gas | 4.5839
TVA Base Case | 2022 | 1 | 65 | Lagoon Creek_Gas | 5.1747
TVA Base Case | 2022 | 2 | 65 | Lagoon Creek_Gas | 5.0616
TVA Base Case | 2022 | 3 | 65 | Lagoon Creek_Gas | 4.6891
TVA Base Case | 2022 | 4 | 65 | Lagoon Creek_Gas | 4.5368
TVA Base Case | 2022 | 5 | 65 | Lagoon Creek_Gas | 4.634
TVA Base Case | 2022 | 6 | 65 | Lagoon Creek_Gas | 4.7036
TVA Base Case | 2022 | 7 | 65 | Lagoon Creek_Gas | 4.8935
TVA Base Case | 2022 | 8 | 65 | Lagoon Creek_Gas | 4.9283
TVA Base Case | 2022 | 9 | 65 | Lagoon Creek_Gas | 4.8282
TVA Base Case | 2022 | 10 | 65 | Lagoon Creek_Gas | 4.863
TVA Base Case | 2022 | 11 | 65 | Lagoon Creek_Gas | 5.034
TVA Base Case | 2022 | 12 | 65 | Lagoon Creek_Gas | 5.108
TVA Base Case | 2023 | 1 | 65 | Lagoon Creek_Gas | 5.5056
TVA Base Case | 2023 | 2 | 65 | Lagoon Creek_Gas | 5.4262
TVA Base Case | 2023 | 3 | 65 | Lagoon Creek_Gas | 5.0697
TVA Base Case | 2023 | 4 | 65 | Lagoon Creek_Gas | 4.916
TVA Base Case | 2023 | 5 | 65 | Lagoon Creek_Gas | 5.0258
TVA Base Case | 2023 | 6 | 65 | Lagoon Creek_Gas | 5.0866
TVA Base Case | 2023 | 7 | 65 | Lagoon Creek_Gas | 5.2066
TVA Base Case | 2023 | 8 | 65 | Lagoon Creek_Gas | 5.2302
TVA Base Case | 2023 | 9 | 65 | Lagoon Creek_Gas | 5.1424
TVA Base Case | 2023 | 10 | 65 | Lagoon Creek_Gas | 5.166
TVA Base Case | 2023 | 11 | 65 | Lagoon Creek_Gas | 5.3502
TVA Base Case | 2023 | 12 | 65 | Lagoon Creek_Gas | 5.438
TVA Base Case | 2024 | 1 | 65 | Lagoon Creek_Gas | 5.7631
TVA Base Case | 2024 | 2 | 65 | Lagoon Creek_Gas | 5.562
TVA Base Case | 2024 | 3 | 65 | Lagoon Creek_Gas | 5.2605
TVA Base Case | 2024 | 4 | 65 | Lagoon Creek_Gas | 5.124
TVA Base Case | 2024 | 5 | 65 | Lagoon Creek_Gas | 5.2022
TVA Base Case | 2024 | 6 | 65 | Lagoon Creek_Gas | 5.2726
TVA Base Case | 2024 | 7 | 65 | Lagoon Creek_Gas | 5.5658
TVA Base Case | 2024 | 8 | 65 | Lagoon Creek_Gas | 5.602
TVA Base Case | 2024 | 9 | 65 | Lagoon Creek_Gas | 5.4636
TVA Base Case | 2024 | 10 | 65 | Lagoon Creek_Gas | 5.4998
TVA Base Case | 2024 | 11 | 65 | Lagoon Creek_Gas | 5.6064
TVA Base Case | 2024 | 12 | 65 | Lagoon Creek_Gas | 5.7187
TVA Base Case | 2025 | 1 | 65 | Lagoon Creek_Gas | 6.1045
TVA Base Case | 2025 | 2 | 65 | Lagoon Creek_Gas | 5.9982
TVA Base Case | 2025 | 3 | 65 | Lagoon Creek_Gas | 5.5657
TVA Base Case | 2025 | 4 | 65 | Lagoon Creek_Gas | 5.3935
TVA Base Case | 2025 | 5 | 65 | Lagoon Creek_Gas | 5.4673
TVA Base Case | 2025 | 6 | 65 | Lagoon Creek_Gas | 5.5411
TVA Base Case | 2025 | 7 | 65 | Lagoon Creek_Gas | 5.8304
TVA Base Case | 2025 | 8 | 65 | Lagoon Creek_Gas | 5.8673
TVA Base Case | 2025 | 9 | 65 | Lagoon Creek_Gas | 5.7378
TVA Base Case | 2025 | 10 | 65 | Lagoon Creek_Gas | 5.7624
TVA Base Case | 2025 | 11 | 65 | Lagoon Creek_Gas | 5.9078
TVA Base Case | 2025 | 12 | 65 | Lagoon Creek_Gas | 6.0575
TVA Base Case | 2026 | 1 | 65 | Lagoon Creek_Gas | 6.3172
TVA Base Case | 2026 | 2 | 65 | Lagoon Creek_Gas | 6.1816
TVA Base Case | 2026 | 3 | 65 | Lagoon Creek_Gas | 5.6927
TVA Base Case | 2026 | 4 | 65 | Lagoon Creek_Gas | 5.5547
TVA Base Case | 2026 | 5 | 65 | Lagoon Creek_Gas | 5.63
TVA Base Case | 2026 | 6 | 65 | Lagoon Creek_Gas | 5.7428
TVA Base Case | 2026 | 7 | 65 | Lagoon Creek_Gas | 6.0109
TVA Base Case | 2026 | 8 | 65 | Lagoon Creek_Gas | 6.0133
TVA Base Case | 2026 | 9 | 65 | Lagoon Creek_Gas | 5.8682
TVA Base Case | 2026 | 10 | 65 | Lagoon Creek_Gas | 5.9034
TVA Base Case | 2026 | 11 | 65 | Lagoon Creek_Gas | 6.064
TVA Base Case | 2026 | 12 | 65 | Lagoon Creek_Gas | 6.1966
TVA Base Case | 2027 | 1 | 65 | Lagoon Creek_Gas | 6.5895
TVA Base Case | 2027 | 2 | 65 | Lagoon Creek_Gas | 6.5
TVA Base Case | 2027 | 3 | 65 | Lagoon Creek_Gas | 6.0653
TVA Base Case | 2027 | 4 | 65 | Lagoon Creek_Gas | 5.8682
TVA Base Case | 2027 | 5 | 65 | Lagoon Creek_Gas | 5.9502
TVA Base Case | 2027 | 6 | 65 | Lagoon Creek_Gas | 6.0679
TVA Base Case | 2027 | 7 | 65 | Lagoon Creek_Gas | 6.3545
TVA Base Case | 2027 | 8 | 65 | Lagoon Creek_Gas | 6.3827
TVA Base Case | 2027 | 9 | 65 | Lagoon Creek_Gas | 6.2059
TVA Base Case | 2027 | 10 | 65 | Lagoon Creek_Gas | 6.2262
TVA Base Case | 2027 | 11 | 65 | Lagoon Creek_Gas | 6.3951
TVA Base Case | 2027 | 12 | 65 | Lagoon Creek_Gas | 6.5282
TVA Base Case | 2028 | 1 | 65 | Lagoon Creek_Gas | 7.079
TVA Base Case | 2028 | 2 | 65 | Lagoon Creek_Gas | 6.7299
TVA Base Case | 2028 | 3 | 65 | Lagoon Creek_Gas | 6.4242
TVA Base Case | 2028 | 4 | 65 | Lagoon Creek_Gas | 6.2388
TVA Base Case | 2028 | 5 | 65 | Lagoon Creek_Gas | 6.32
TVA Base Case | 2028 | 6 | 65 | Lagoon Creek_Gas | 6.4561
TVA Base Case | 2028 | 7 | 65 | Lagoon Creek_Gas | 6.6734
TVA Base Case | 2028 | 8 | 65 | Lagoon Creek_Gas | 6.7125
TVA Base Case | 2028 | 9 | 65 | Lagoon Creek_Gas | 6.5155
TVA Base Case | 2028 | 10 | 65 | Lagoon Creek_Gas | 6.5517
TVA Base Case | 2028 | 11 | 65 | Lagoon Creek_Gas | 6.7473
TVA Base Case | 2028 | 12 | 65 | Lagoon Creek_Gas | 6.8472
TVA Base Case | 2029 | 1 | 65 | Lagoon Creek_Gas | 7.3399
TVA Base Case | 2029 | 2 | 65 | Lagoon Creek_Gas | 7.2133
TVA Base Case | 2029 | 3 | 65 | Lagoon Creek_Gas | 6.6487
TVA Base Case | 2029 | 4 | 65 | Lagoon Creek_Gas | 6.3961
TVA Base Case | 2029 | 5 | 65 | Lagoon Creek_Gas | 6.4758
TVA Base Case | 2029 | 6 | 65 | Lagoon Creek_Gas | 6.6018
TVA Base Case | 2029 | 7 | 65 | Lagoon Creek_Gas | 6.9835
TVA Base Case | 2029 | 8 | 65 | Lagoon Creek_Gas | 7.0367
TVA Base Case | 2029 | 9 | 65 | Lagoon Creek_Gas | 6.8246
TVA Base Case | 2029 | 10 | 65 | Lagoon Creek_Gas | 6.8614
TVA Base Case | 2029 | 11 | 65 | Lagoon Creek_Gas | 6.9646
TVA Base Case | 2029 | 12 | 65 | Lagoon Creek_Gas | 7.1203
TVA Base Case | 2030 | 1 | 65 | Lagoon Creek_Gas | 7.5368
TVA Base Case | 2030 | 2 | 65 | Lagoon Creek_Gas | 7.4013
TVA Base Case | 2030 | 3 | 65 | Lagoon Creek_Gas | 6.7844
TVA Base Case | 2030 | 4 | 65 | Lagoon Creek_Gas | 6.6082
TVA Base Case | 2030 | 5 | 65 | Lagoon Creek_Gas | 6.7201
TVA Base Case | 2030 | 6 | 65 | Lagoon Creek_Gas | 6.8354
TVA Base Case | 2030 | 7 | 65 | Lagoon Creek_Gas | 7.2489
TVA Base Case | 2030 | 8 | 65 | Lagoon Creek_Gas | 7.2794
TVA Base Case | 2030 | 9 | 65 | Lagoon Creek_Gas | 7.059
TVA Base Case | 2030 | 10 | 65 | Lagoon Creek_Gas | 7.0827
TVA Base Case | 2030 | 11 | 65 | Lagoon Creek_Gas | 7.2284
TVA Base Case | 2030 | 12 | 65 | Lagoon Creek_Gas | 7.4148
TVA Base Case | 2031 | 1 | 65 | Lagoon Creek_Gas | 7.8426
TVA Base Case | 2031 | 2 | 65 | Lagoon Creek_Gas | 7.7182
TVA Base Case | 2031 | 3 | 65 | Lagoon Creek_Gas | 7.1339
TVA Base Case | 2031 | 4 | 65 | Lagoon Creek_Gas | 6.9266
TVA Base Case | 2031 | 5 | 65 | Lagoon Creek_Gas | 6.9782
TVA Base Case | 2031 | 6 | 65 | Lagoon Creek_Gas | 7.1413
TVA Base Case | 2031 | 7 | 65 | Lagoon Creek_Gas | 7.5532
TVA Base Case | 2031 | 8 | 65 | Lagoon Creek_Gas | 7.5947
TVA Base Case | 2031 | 9 | 65 | Lagoon Creek_Gas | 7.3689
TVA Base Case | 2031 | 10 | 65 | Lagoon Creek_Gas | 7.3929
TVA Base Case | 2031 | 11 | 65 | Lagoon Creek_Gas | 7.5311
TVA Base Case | 2031 | 12 | 65 | Lagoon Creek_Gas | 7.708
TVA Base Case | 2032 | 1 | 65 | Lagoon Creek_Gas | 8.1573
TVA Base Case | 2032 | 2 | 65 | Lagoon Creek_Gas | 7.7908
TVA Base Case | 2032 | 3 | 65 | Lagoon Creek_Gas | 7.4486
TVA Base Case | 2032 | 4 | 65 | Lagoon Creek_Gas | 7.2794
TVA Base Case | 2032 | 5 | 65 | Lagoon Creek_Gas | 7.3358
TVA Base Case | 2032 | 6 | 65 | Lagoon Creek_Gas | 7.5309
TVA Base Case | 2032 | 7 | 65 | Lagoon Creek_Gas | 7.8811
TVA Base Case | 2032 | 8 | 65 | Lagoon Creek_Gas | 7.9234
TVA Base Case | 2032 | 9 | 65 | Lagoon Creek_Gas | 7.6217
TVA Base Case | 2032 | 10 | 65 | Lagoon Creek_Gas | 7.6561
TVA Base Case | 2032 | 11 | 65 | Lagoon Creek_Gas | 7.8715
TVA Base Case | 2032 | 12 | 65 | Lagoon Creek_Gas | 8.0164
TVA Base Case | 2033 | 1 | 65 | Lagoon Creek_Gas | 8.5287
TVA Base Case | 2033 | 2 | 65 | Lagoon Creek_Gas | 8.2987
TVA Base Case | 2033 | 3 | 65 | Lagoon Creek_Gas | 7.7627
TVA Base Case | 2033 | 4 | 65 | Lagoon Creek_Gas | 7.5386
TVA Base Case | 2033 | 5 | 65 | Lagoon Creek_Gas | 7.6189
TVA Base Case | 2033 | 6 | 65 | Lagoon Creek_Gas | 7.8329
TVA Base Case | 2033 | 7 | 65 | Lagoon Creek_Gas | 8.248
TVA Base Case | 2033 | 8 | 65 | Lagoon Creek_Gas | 8.3055
TVA Base Case | 2033 | 9 | 65 | Lagoon Creek_Gas | 7.9639
TVA Base Case | 2033 | 10 | 65 | Lagoon Creek_Gas | 7.9884
TVA Base Case | 2033 | 11 | 65 | Lagoon Creek_Gas | 8.2082
TVA Base Case | 2033 | 12 | 65 | Lagoon Creek_Gas | 8.3418
TVA Base Case | 2034 | 1 | 65 | Lagoon Creek_Gas | 8.878
TVA Base Case | 2034 | 2 | 65 | Lagoon Creek_Gas | 8.5657
TVA Base Case | 2034 | 3 | 65 | Lagoon Creek_Gas | 8.0426
TVA Base Case | 2034 | 4 | 65 | Lagoon Creek_Gas | 7.843
TVA Base Case | 2034 | 5 | 65 | Lagoon Creek_Gas | 7.9986
TVA Base Case | 2034 | 6 | 65 | Lagoon Creek_Gas | 8.1734
TVA Base Case | 2034 | 7 | 65 | Lagoon Creek_Gas | 8.5826
TVA Base Case | 2034 | 8 | 65 | Lagoon Creek_Gas | 8.6266
TVA Base Case | 2034 | 9 | 65 | Lagoon Creek_Gas | 8.2184
TVA Base Case | 2034 | 10 | 65 | Lagoon Creek_Gas | 8.2432
TVA Base Case | 2034 | 11 | 65 | Lagoon Creek_Gas | 8.4777
TVA Base Case | 2034 | 12 | 65 | Lagoon Creek_Gas | 8.5995
TVA Base Case | 2035 | 1 | 65 | Lagoon Creek_Gas | 9.0583
TVA Base Case | 2035 | 2 | 65 | Lagoon Creek_Gas | 8.904
TVA Base Case | 2035 | 3 | 65 | Lagoon Creek_Gas | 8.2811
TVA Base Case | 2035 | 4 | 65 | Lagoon Creek_Gas | 8.0623
TVA Base Case | 2035 | 5 | 65 | Lagoon Creek_Gas | 8.1765
TVA Base Case | 2035 | 6 | 65 | Lagoon Creek_Gas | 8.3703
TVA Base Case | 2035 | 7 | 65 | Lagoon Creek_Gas | 8.9825
TVA Base Case | 2035 | 8 | 65 | Lagoon Creek_Gas | 9.0423
TVA Base Case | 2035 | 9 | 65 | Lagoon Creek_Gas | 8.595
TVA Base Case | 2035 | 10 | 65 | Lagoon Creek_Gas | 8.5902
TVA Base Case | 2035 | 11 | 65 | Lagoon Creek_Gas | 8.6948
TVA Base Case | 2035 | 12 | 65 | Lagoon Creek_Gas | 8.864
TVA Base Case | 2014 | 1 | 89 | Lagoon Creek_Oil | 22.62
TVA Base Case | 2014 | 2 | 89 | Lagoon Creek_Oil | 22.62
TVA Base Case | 2014 | 3 | 89 | Lagoon Creek_Oil | 22.62
TVA Base Case | 2014 | 4 | 89 | Lagoon Creek_Oil | 22.4224
TVA Base Case | 2014 | 5 | 89 | Lagoon Creek_Oil | 22.346
TVA Base Case | 2014 | 6 | 89 | Lagoon Creek_Oil | 22.2945
TVA Base Case | 2014 | 7 | 89 | Lagoon Creek_Oil | 22.2575
TVA Base Case | 2014 | 8 | 89 | Lagoon Creek_Oil | 22.2242
TVA Base Case | 2014 | 9 | 89 | Lagoon Creek_Oil | 22.1991
TVA Base Case | 2014 | 10 | 89 | Lagoon Creek_Oil | 22.1528
TVA Base Case | 2014 | 11 | 89 | Lagoon Creek_Oil | 22.1132
TVA Base Case | 2014 | 12 | 89 | Lagoon Creek_Oil | 22.077
TVA Base Case | 2015 | 1 | 89 | Lagoon Creek_Oil | 13.57
TVA Base Case | 2015 | 2 | 89 | Lagoon Creek_Oil | 13.57
TVA Base Case | 2015 | 3 | 89 | Lagoon Creek_Oil | 13.57
TVA Base Case | 2015 | 4 | 89 | Lagoon Creek_Oil | 13.7919
TVA Base Case | 2015 | 5 | 89 | Lagoon Creek_Oil | 13.6653
TVA Base Case | 2015 | 6 | 89 | Lagoon Creek_Oil | 13.6897
TVA Base Case | 2015 | 7 | 89 | Lagoon Creek_Oil | 13.7775
TVA Base Case | 2015 | 8 | 89 | Lagoon Creek_Oil | 13.9048
TVA Base Case | 2015 | 9 | 89 | Lagoon Creek_Oil | 14.049
TVA Base Case | 2015 | 10 | 89 | Lagoon Creek_Oil | 14.1939
TVA Base Case | 2015 | 11 | 89 | Lagoon Creek_Oil | 14.3155
TVA Base Case | 2015 | 12 | 89 | Lagoon Creek_Oil | 14.4265
TVA Base Case | 2016 | 1 | 89 | Lagoon Creek_Oil | 14.5463
TVA Base Case | 2016 | 2 | 89 | Lagoon Creek_Oil | 14.6168
TVA Base Case | 2016 | 3 | 89 | Lagoon Creek_Oil | 14.6227
TVA Base Case | 2016 | 4 | 89 | Lagoon Creek_Oil | 14.5671
TVA Base Case | 2016 | 5 | 89 | Lagoon Creek_Oil | 14.5985
TVA Base Case | 2016 | 6 | 89 | Lagoon Creek_Oil | 14.6655
TVA Base Case | 2016 | 7 | 89 | Lagoon Creek_Oil | 14.7511
TVA Base Case | 2016 | 8 | 89 | Lagoon Creek_Oil | 14.8735
TVA Base Case | 2016 | 9 | 89 | Lagoon Creek_Oil | 15.0069
TVA Base Case | 2016 | 10 | 89 | Lagoon Creek_Oil | 15.1121
TVA Base Case | 2016 | 11 | 89 | Lagoon Creek_Oil | 15.1844
TVA Base Case | 2016 | 12 | 89 | Lagoon Creek_Oil | 15.2575
TVA Base Case | 2017 | 1 | 89 | Lagoon Creek_Oil | 15.3331
TVA Base Case | 2017 | 2 | 89 | Lagoon Creek_Oil | 15.3917
TVA Base Case | 2017 | 3 | 89 | Lagoon Creek_Oil | 15.3985
TVA Base Case | 2017 | 4 | 89 | Lagoon Creek_Oil | 15.3561
TVA Base Case | 2017 | 5 | 89 | Lagoon Creek_Oil | 15.3826
TVA Base Case | 2017 | 6 | 89 | Lagoon Creek_Oil | 15.4034
TVA Base Case | 2017 | 7 | 89 | Lagoon Creek_Oil | 15.4638
TVA Base Case | 2017 | 8 | 89 | Lagoon Creek_Oil | 15.5466
TVA Base Case | 2017 | 9 | 89 | Lagoon Creek_Oil | 15.6266
TVA Base Case | 2017 | 10 | 89 | Lagoon Creek_Oil | 15.7066
TVA Base Case | 2017 | 11 | 89 | Lagoon Creek_Oil | 15.7584
TVA Base Case | 2017 | 12 | 89 | Lagoon Creek_Oil | 15.806
TVA Base Case | 2018 | 1 | 89 | Lagoon Creek_Oil | 15.7983
TVA Base Case | 2018 | 2 | 89 | Lagoon Creek_Oil | 15.8103
TVA Base Case | 2018 | 3 | 89 | Lagoon Creek_Oil | 15.8029
TVA Base Case | 2018 | 4 | 89 | Lagoon Creek_Oil | 15.7804
TVA Base Case | 2018 | 5 | 89 | Lagoon Creek_Oil | 15.7066
TVA Base Case | 2018 | 6 | 89 | Lagoon Creek_Oil | 15.6133
TVA Base Case | 2018 | 7 | 89 | Lagoon Creek_Oil | 15.6906
TVA Base Case | 2018 | 8 | 89 | Lagoon Creek_Oil | 15.7759
TVA Base Case | 2018 | 9 | 89 | Lagoon Creek_Oil | 15.837
TVA Base Case | 2018 | 10 | 89 | Lagoon Creek_Oil | 15.8842
TVA Base Case | 2018 | 11 | 89 | Lagoon Creek_Oil | 15.9572
TVA Base Case | 2018 | 12 | 89 | Lagoon Creek_Oil | 15.8427
TVA Base Case | 2019 | 1 | 89 | Lagoon Creek_Oil | 16.0642
TVA Base Case | 2019 | 2 | 89 | Lagoon Creek_Oil | 16.6771
TVA Base Case | 2019 | 3 | 89 | Lagoon Creek_Oil | 16.7157
TVA Base Case | 2019 | 4 | 89 | Lagoon Creek_Oil | 16.5056
TVA Base Case | 2019 | 5 | 89 | Lagoon Creek_Oil | 15.8627
TVA Base Case | 2019 | 6 | 89 | Lagoon Creek_Oil | 15.9379
TVA Base Case | 2019 | 7 | 89 | Lagoon Creek_Oil | 16.4228
TVA Base Case | 2019 | 8 | 89 | Lagoon Creek_Oil | 16.5312
TVA Base Case | 2019 | 9 | 89 | Lagoon Creek_Oil | 15.952
TVA Base Case | 2019 | 10 | 89 | Lagoon Creek_Oil | 15.9991
TVA Base Case | 2019 | 11 | 89 | Lagoon Creek_Oil | 16.3708
TVA Base Case | 2019 | 12 | 89 | Lagoon Creek_Oil | 17.0194
TVA Base Case | 2020 | 1 | 89 | Lagoon Creek_Oil | 17.1456
TVA Base Case | 2020 | 2 | 89 | Lagoon Creek_Oil | 17.9703
TVA Base Case | 2020 | 3 | 89 | Lagoon Creek_Oil | 18.0038
TVA Base Case | 2020 | 4 | 89 | Lagoon Creek_Oil | 17.5324
TVA Base Case | 2020 | 5 | 89 | Lagoon Creek_Oil | 16.27
TVA Base Case | 2020 | 6 | 89 | Lagoon Creek_Oil | 16.4479
TVA Base Case | 2020 | 7 | 89 | Lagoon Creek_Oil | 17.2918
TVA Base Case | 2020 | 8 | 89 | Lagoon Creek_Oil | 17.4445
TVA Base Case | 2020 | 9 | 89 | Lagoon Creek_Oil | 16.5754
TVA Base Case | 2020 | 10 | 89 | Lagoon Creek_Oil | 16.6709
TVA Base Case | 2020 | 11 | 89 | Lagoon Creek_Oil | 17.1933
TVA Base Case | 2020 | 12 | 89 | Lagoon Creek_Oil | 17.9564
TVA Base Case | 2021 | 1 | 89 | Lagoon Creek_Oil | 18.0806
TVA Base Case | 2021 | 2 | 89 | Lagoon Creek_Oil | 18.9923
TVA Base Case | 2021 | 3 | 89 | Lagoon Creek_Oil | 18.9648
TVA Base Case | 2021 | 4 | 89 | Lagoon Creek_Oil | 18.4112
TVA Base Case | 2021 | 5 | 89 | Lagoon Creek_Oil | 17.0827
TVA Base Case | 2021 | 6 | 89 | Lagoon Creek_Oil | 17.27
TVA Base Case | 2021 | 7 | 89 | Lagoon Creek_Oil | 18.1579
TVA Base Case | 2021 | 8 | 89 | Lagoon Creek_Oil | 18.3183
TVA Base Case | 2021 | 9 | 89 | Lagoon Creek_Oil | 17.4039
TVA Base Case | 2021 | 10 | 89 | Lagoon Creek_Oil | 17.5044
TVA Base Case | 2021 | 11 | 89 | Lagoon Creek_Oil | 18.0546
TVA Base Case | 2021 | 12 | 89 | Lagoon Creek_Oil | 18.7766
TVA Base Case | 2022 | 1 | 89 | Lagoon Creek_Oil | 18.9058
TVA Base Case | 2022 | 2 | 89 | Lagoon Creek_Oil | 19.86
TVA Base Case | 2022 | 3 | 89 | Lagoon Creek_Oil | 19.8309
TVA Base Case | 2022 | 4 | 89 | Lagoon Creek_Oil | 19.2508
TVA Base Case | 2022 | 5 | 89 | Lagoon Creek_Oil | 17.8593
TVA Base Case | 2022 | 6 | 89 | Lagoon Creek_Oil | 18.0555
TVA Base Case | 2022 | 7 | 89 | Lagoon Creek_Oil | 18.9853
TVA Base Case | 2022 | 8 | 89 | Lagoon Creek_Oil | 19.1532
TVA Base Case | 2022 | 9 | 89 | Lagoon Creek_Oil | 18.1956
TVA Base Case | 2022 | 10 | 89 | Lagoon Creek_Oil | 18.3008
TVA Base Case | 2022 | 11 | 89 | Lagoon Creek_Oil | 18.8775
TVA Base Case | 2022 | 12 | 89 | Lagoon Creek_Oil | 19.597
TVA Base Case | 2023 | 1 | 89 | Lagoon Creek_Oil | 19.7324
TVA Base Case | 2023 | 2 | 89 | Lagoon Creek_Oil | 20.7291
TVA Base Case | 2023 | 3 | 89 | Lagoon Creek_Oil | 20.6984
TVA Base Case | 2023 | 4 | 89 | Lagoon Creek_Oil | 20.0918
TVA Base Case | 2023 | 5 | 89 | Lagoon Creek_Oil | 18.6372
TVA Base Case | 2023 | 6 | 89 | Lagoon Creek_Oil | 18.8422
TVA Base Case | 2023 | 7 | 89 | Lagoon Creek_Oil | 19.8141
TVA Base Case | 2023 | 8 | 89 | Lagoon Creek_Oil | 19.9895
TVA Base Case | 2023 | 9 | 89 | Lagoon Creek_Oil | 18.9886
TVA Base Case | 2023 | 10 | 89 | Lagoon Creek_Oil | 19.0986
TVA Base Case | 2023 | 11 | 89 | Lagoon Creek_Oil | 19.7018
TVA Base Case | 2023 | 12 | 89 | Lagoon Creek_Oil | 20.4199
TVA Base Case | 2024 | 1 | 89 | Lagoon Creek_Oil | 20.5612
TVA Base Case | 2024 | 2 | 89 | Lagoon Creek_Oil | 21.6005
TVA Base Case | 2024 | 3 | 89 | Lagoon Creek_Oil | 21.5682
TVA Base Case | 2024 | 4 | 89 | Lagoon Creek_Oil | 20.935
TVA Base Case | 2024 | 5 | 89 | Lagoon Creek_Oil | 19.4173
TVA Base Case | 2024 | 6 | 89 | Lagoon Creek_Oil | 19.6312
TVA Base Case | 2024 | 7 | 89 | Lagoon Creek_Oil | 20.6451
TVA Base Case | 2024 | 8 | 89 | Lagoon Creek_Oil | 20.8281
TVA Base Case | 2024 | 9 | 89 | Lagoon Creek_Oil | 19.7839
TVA Base Case | 2024 | 10 | 89 | Lagoon Creek_Oil | 19.8985
TVA Base Case | 2024 | 11 | 89 | Lagoon Creek_Oil | 20.5283
TVA Base Case | 2024 | 12 | 89 | Lagoon Creek_Oil | 21.2418
TVA Base Case | 2025 | 1 | 89 | Lagoon Creek_Oil | 21.3889
TVA Base Case | 2025 | 2 | 89 | Lagoon Creek_Oil | 22.4708
TVA Base Case | 2025 | 3 | 89 | Lagoon Creek_Oil | 22.4369
TVA Base Case | 2025 | 4 | 89 | Lagoon Creek_Oil | 21.7772
TVA Base Case | 2025 | 5 | 89 | Lagoon Creek_Oil | 20.1964
TVA Base Case | 2025 | 6 | 89 | Lagoon Creek_Oil | 20.4193
TVA Base Case | 2025 | 7 | 89 | Lagoon Creek_Oil | 21.4752
TVA Base Case | 2025 | 8 | 89 | Lagoon Creek_Oil | 21.6656
TVA Base Case | 2025 | 9 | 89 | Lagoon Creek_Oil | 20.5781
TVA Base Case | 2025 | 10 | 89 | Lagoon Creek_Oil | 20.6975
TVA Base Case | 2025 | 11 | 89 | Lagoon Creek_Oil | 21.3538
TVA Base Case | 2025 | 12 | 89 | Lagoon Creek_Oil | 22.0638
TVA Base Case | 2026 | 1 | 89 | Lagoon Creek_Oil | 22.2167
TVA Base Case | 2026 | 2 | 89 | Lagoon Creek_Oil | 23.3412
TVA Base Case | 2026 | 3 | 89 | Lagoon Creek_Oil | 23.3057
TVA Base Case | 2026 | 4 | 89 | Lagoon Creek_Oil | 22.6195
TVA Base Case | 2026 | 5 | 89 | Lagoon Creek_Oil | 20.9757
TVA Base Case | 2026 | 6 | 89 | Lagoon Creek_Oil | 21.2074
TVA Base Case | 2026 | 7 | 89 | Lagoon Creek_Oil | 22.3053
TVA Base Case | 2026 | 8 | 89 | Lagoon Creek_Oil | 22.5032
TVA Base Case | 2026 | 9 | 89 | Lagoon Creek_Oil | 21.3725
TVA Base Case | 2026 | 10 | 89 | Lagoon Creek_Oil | 21.4966
TVA Base Case | 2026 | 11 | 89 | Lagoon Creek_Oil | 22.1794
TVA Base Case | 2026 | 12 | 89 | Lagoon Creek_Oil | 22.8862
TVA Base Case | 2027 | 1 | 89 | Lagoon Creek_Oil | 23.045
TVA Base Case | 2027 | 2 | 89 | Lagoon Creek_Oil | 24.2121
TVA Base Case | 2027 | 3 | 89 | Lagoon Creek_Oil | 24.175
TVA Base Case | 2027 | 4 | 89 | Lagoon Creek_Oil | 23.4623
TVA Base Case | 2027 | 5 | 89 | Lagoon Creek_Oil | 21.7554
TVA Base Case | 2027 | 6 | 89 | Lagoon Creek_Oil | 21.996
TVA Base Case | 2027 | 7 | 89 | Lagoon Creek_Oil | 23.1359
TVA Base Case | 2027 | 8 | 89 | Lagoon Creek_Oil | 23.3413
TVA Base Case | 2027 | 9 | 89 | Lagoon Creek_Oil | 22.1673
TVA Base Case | 2027 | 10 | 89 | Lagoon Creek_Oil | 22.2962
TVA Base Case | 2027 | 11 | 89 | Lagoon Creek_Oil | 23.0054
TVA Base Case | 2027 | 12 | 89 | Lagoon Creek_Oil | 23.7109
TVA Base Case | 2028 | 1 | 89 | Lagoon Creek_Oil | 23.8755
TVA Base Case | 2028 | 2 | 89 | Lagoon Creek_Oil | 25.0853
TVA Base Case | 2028 | 3 | 89 | Lagoon Creek_Oil | 25.0466
TVA Base Case | 2028 | 4 | 89 | Lagoon Creek_Oil | 24.3073
TVA Base Case | 2028 | 5 | 89 | Lagoon Creek_Oil | 22.5373
TVA Base Case | 2028 | 6 | 89 | Lagoon Creek_Oil | 22.7868
TVA Base Case | 2028 | 7 | 89 | Lagoon Creek_Oil | 23.9688
TVA Base Case | 2028 | 8 | 89 | Lagoon Creek_Oil | 24.1817
TVA Base Case | 2028 | 9 | 89 | Lagoon Creek_Oil | 22.9644
TVA Base Case | 2028 | 10 | 89 | Lagoon Creek_Oil | 23.098
TVA Base Case | 2028 | 11 | 89 | Lagoon Creek_Oil | 23.8337
TVA Base Case | 2028 | 12 | 89 | Lagoon Creek_Oil | 24.5345
TVA Base Case | 2029 | 1 | 89 | Lagoon Creek_Oil | 24.705
TVA Base Case | 2029 | 2 | 89 | Lagoon Creek_Oil | 25.9574
TVA Base Case | 2029 | 3 | 89 | Lagoon Creek_Oil | 25.9171
TVA Base Case | 2029 | 4 | 89 | Lagoon Creek_Oil | 25.1514
TVA Base Case | 2029 | 5 | 89 | Lagoon Creek_Oil | 23.3183
TVA Base Case | 2029 | 6 | 89 | Lagoon Creek_Oil | 23.5766
TVA Base Case | 2029 | 7 | 89 | Lagoon Creek_Oil | 24.8006
TVA Base Case | 2029 | 8 | 89 | Lagoon Creek_Oil | 25.0211
TVA Base Case | 2029 | 9 | 89 | Lagoon Creek_Oil | 23.7605
TVA Base Case | 2029 | 10 | 89 | Lagoon Creek_Oil | 23.8988
TVA Base Case | 2029 | 11 | 89 | Lagoon Creek_Oil | 24.661
TVA Base Case | 2029 | 12 | 89 | Lagoon Creek_Oil | 25.3583
TVA Base Case | 2030 | 1 | 89 | Lagoon Creek_Oil | 25.5346
TVA Base Case | 2030 | 2 | 89 | Lagoon Creek_Oil | 26.8296
TVA Base Case | 2030 | 3 | 89 | Lagoon Creek_Oil | 26.7878
TVA Base Case | 2030 | 4 | 89 | Lagoon Creek_Oil | 25.9956
TVA Base Case | 2030 | 5 | 89 | Lagoon Creek_Oil | 24.0994
TVA Base Case | 2030 | 6 | 89 | Lagoon Creek_Oil | 24.3666
TVA Base Case | 2030 | 7 | 89 | Lagoon Creek_Oil | 25.6326
TVA Base Case | 2030 | 8 | 89 | Lagoon Creek_Oil | 25.8605
TVA Base Case | 2030 | 9 | 89 | Lagoon Creek_Oil | 24.5567
TVA Base Case | 2030 | 10 | 89 | Lagoon Creek_Oil | 24.6998
TVA Base Case | 2030 | 11 | 89 | Lagoon Creek_Oil | 25.4885
TVA Base Case | 2030 | 12 | 89 | Lagoon Creek_Oil | 26.1825
TVA Base Case | 2031 | 1 | 89 | Lagoon Creek_Oil | 26.3647
TVA Base Case | 2031 | 2 | 89 | Lagoon Creek_Oil | 27.7023
TVA Base Case | 2031 | 3 | 89 | Lagoon Creek_Oil | 27.6589
TVA Base Case | 2031 | 4 | 89 | Lagoon Creek_Oil | 26.8402
TVA Base Case | 2031 | 5 | 89 | Lagoon Creek_Oil | 24.881
TVA Base Case | 2031 | 6 | 89 | Lagoon Creek_Oil | 25.1571
TVA Base Case | 2031 | 7 | 89 | Lagoon Creek_Oil | 26.4651
TVA Base Case | 2031 | 8 | 89 | Lagoon Creek_Oil | 26.7005
TVA Base Case | 2031 | 9 | 89 | Lagoon Creek_Oil | 25.3535
TVA Base Case | 2031 | 10 | 89 | Lagoon Creek_Oil | 25.5013
TVA Base Case | 2031 | 11 | 89 | Lagoon Creek_Oil | 26.3164
TVA Base Case | 2031 | 12 | 89 | Lagoon Creek_Oil | 27.0091
TVA Base Case | 2032 | 1 | 89 | Lagoon Creek_Oil | 27.1971
TVA Base Case | 2032 | 2 | 89 | Lagoon Creek_Oil | 28.5774
TVA Base Case | 2032 | 3 | 89 | Lagoon Creek_Oil | 28.5325
TVA Base Case | 2032 | 4 | 89 | Lagoon Creek_Oil | 27.6872
TVA Base Case | 2032 | 5 | 89 | Lagoon Creek_Oil | 25.6649
TVA Base Case | 2032 | 6 | 89 | Lagoon Creek_Oil | 25.9499
TVA Base Case | 2032 | 7 | 89 | Lagoon Creek_Oil | 27.3
TVA Base Case | 2032 | 8 | 89 | Lagoon Creek_Oil | 27.5429
TVA Base Case | 2032 | 9 | 89 | Lagoon Creek_Oil | 26.1525
TVA Base Case | 2032 | 10 | 89 | Lagoon Creek_Oil | 26.305
TVA Base Case | 2032 | 11 | 89 | Lagoon Creek_Oil | 27.1467
TVA Base Case | 2032 | 12 | 89 | Lagoon Creek_Oil | 27.8346
TVA Base Case | 2033 | 1 | 89 | Lagoon Creek_Oil | 28.0285
TVA Base Case | 2033 | 2 | 89 | Lagoon Creek_Oil | 29.4515
TVA Base Case | 2033 | 3 | 89 | Lagoon Creek_Oil | 29.4049
TVA Base Case | 2033 | 4 | 89 | Lagoon Creek_Oil | 28.5332
TVA Base Case | 2033 | 5 | 89 | Lagoon Creek_Oil | 26.4479
TVA Base Case | 2033 | 6 | 89 | Lagoon Creek_Oil | 26.7417
TVA Base Case | 2033 | 7 | 89 | Lagoon Creek_Oil | 28.1339
TVA Base Case | 2033 | 8 | 89 | Lagoon Creek_Oil | 28.3843
TVA Base Case | 2033 | 9 | 89 | Lagoon Creek_Oil | 26.9506
TVA Base Case | 2033 | 10 | 89 | Lagoon Creek_Oil | 27.1079
TVA Base Case | 2033 | 11 | 89 | Lagoon Creek_Oil | 27.9759
TVA Base Case | 2033 | 12 | 89 | Lagoon Creek_Oil | 28.6604
TVA Base Case | 2034 | 1 | 89 | Lagoon Creek_Oil | 28.8601
TVA Base Case | 2034 | 2 | 89 | Lagoon Creek_Oil | 30.3256
TVA Base Case | 2034 | 3 | 89 | Lagoon Creek_Oil | 30.2776
TVA Base Case | 2034 | 4 | 89 | Lagoon Creek_Oil | 29.3794
TVA Base Case | 2034 | 5 | 89 | Lagoon Creek_Oil | 27.231
TVA Base Case | 2034 | 6 | 89 | Lagoon Creek_Oil | 27.5338
TVA Base Case | 2034 | 7 | 89 | Lagoon Creek_Oil | 28.9679
TVA Base Case | 2034 | 8 | 89 | Lagoon Creek_Oil | 29.2258
TVA Base Case | 2034 | 9 | 89 | Lagoon Creek_Oil | 27.7489
TVA Base Case | 2034 | 10 | 89 | Lagoon Creek_Oil | 27.9109
TVA Base Case | 2034 | 11 | 89 | Lagoon Creek_Oil | 28.8054
TVA Base Case | 2034 | 12 | 89 | Lagoon Creek_Oil | 29.4866
TVA Base Case | 2035 | 1 | 89 | Lagoon Creek_Oil | 29.6921
TVA Base Case | 2035 | 2 | 89 | Lagoon Creek_Oil | 31.2003
TVA Base Case | 2035 | 3 | 89 | Lagoon Creek_Oil | 31.1507
TVA Base Case | 2035 | 4 | 89 | Lagoon Creek_Oil | 30.2261
TVA Base Case | 2035 | 5 | 89 | Lagoon Creek_Oil | 28.0147
TVA Base Case | 2035 | 6 | 89 | Lagoon Creek_Oil | 28.3264
TVA Base Case | 2035 | 7 | 89 | Lagoon Creek_Oil | 29.8025
TVA Base Case | 2035 | 8 | 89 | Lagoon Creek_Oil | 30.0679
TVA Base Case | 2035 | 9 | 89 | Lagoon Creek_Oil | 28.5478
TVA Base Case | 2035 | 10 | 89 | Lagoon Creek_Oil | 28.7145
TVA Base Case | 2035 | 11 | 89 | Lagoon Creek_Oil | 29.6354
TVA Base Case | 2035 | 12 | 89 | Lagoon Creek_Oil | 30.3151
TVA Base Case | 2014 | 1 | 72 | Magnolia_Gas | 4.6042
TVA Base Case | 2014 | 2 | 72 | Magnolia_Gas | 4.6042
TVA Base Case | 2014 | 3 | 72 | Magnolia_Gas | 4.6042
TVA Base Case | 2014 | 4 | 72 | Magnolia_Gas | 4.4099
TVA Base Case | 2014 | 5 | 72 | Magnolia_Gas | 4.3937
TVA Base Case | 2014 | 6 | 72 | Magnolia_Gas | 4.4161
TVA Base Case | 2014 | 7 | 72 | Magnolia_Gas | 4.4476
TVA Base Case | 2014 | 8 | 72 | Magnolia_Gas | 4.4355
TVA Base Case | 2014 | 9 | 72 | Magnolia_Gas | 4.4161
TVA Base Case | 2014 | 10 | 72 | Magnolia_Gas | 4.4292
TVA Base Case | 2014 | 11 | 72 | Magnolia_Gas | 4.5123
TVA Base Case | 2014 | 12 | 72 | Magnolia_Gas | 4.6338
TVA Base Case | 2015 | 1 | 72 | Magnolia_Gas | 2.73
TVA Base Case | 2015 | 2 | 72 | Magnolia_Gas | 2.73
TVA Base Case | 2015 | 3 | 72 | Magnolia_Gas | 2.73
TVA Base Case | 2015 | 4 | 72 | Magnolia_Gas | 2.739
TVA Base Case | 2015 | 5 | 72 | Magnolia_Gas | 2.7654
TVA Base Case | 2015 | 6 | 72 | Magnolia_Gas | 2.7942
TVA Base Case | 2015 | 7 | 72 | Magnolia_Gas | 2.8413
TVA Base Case | 2015 | 8 | 72 | Magnolia_Gas | 2.8626
TVA Base Case | 2015 | 9 | 72 | Magnolia_Gas | 2.8651
TVA Base Case | 2015 | 10 | 72 | Magnolia_Gas | 2.8788
TVA Base Case | 2015 | 11 | 72 | Magnolia_Gas | 2.9847
TVA Base Case | 2015 | 12 | 72 | Magnolia_Gas | 3.1437
TVA Base Case | 2016 | 1 | 72 | Magnolia_Gas | 3.2708
TVA Base Case | 2016 | 2 | 72 | Magnolia_Gas | 3.2568
TVA Base Case | 2016 | 3 | 72 | Magnolia_Gas | 3.2143
TVA Base Case | 2016 | 4 | 72 | Magnolia_Gas | 3.0752
TVA Base Case | 2016 | 5 | 72 | Magnolia_Gas | 3.0737
TVA Base Case | 2016 | 6 | 72 | Magnolia_Gas | 3.1044
TVA Base Case | 2016 | 7 | 72 | Magnolia_Gas | 3.1426
TVA Base Case | 2016 | 8 | 72 | Magnolia_Gas | 3.1507
TVA Base Case | 2016 | 9 | 72 | Magnolia_Gas | 3.1388
TVA Base Case | 2016 | 10 | 72 | Magnolia_Gas | 3.1624
TVA Base Case | 2016 | 11 | 72 | Magnolia_Gas | 3.2576
TVA Base Case | 2016 | 12 | 72 | Magnolia_Gas | 3.4373
TVA Base Case | 2017 | 1 | 72 | Magnolia_Gas | 3.5981
TVA Base Case | 2017 | 2 | 72 | Magnolia_Gas | 3.5851
TVA Base Case | 2017 | 3 | 72 | Magnolia_Gas | 3.5314
TVA Base Case | 2017 | 4 | 72 | Magnolia_Gas | 3.2846
TVA Base Case | 2017 | 5 | 72 | Magnolia_Gas | 3.2851
TVA Base Case | 2017 | 6 | 72 | Magnolia_Gas | 3.3198
TVA Base Case | 2017 | 7 | 72 | Magnolia_Gas | 3.36
TVA Base Case | 2017 | 8 | 72 | Magnolia_Gas | 3.3712
TVA Base Case | 2017 | 9 | 72 | Magnolia_Gas | 3.3603
TVA Base Case | 2017 | 10 | 72 | Magnolia_Gas | 3.3838
TVA Base Case | 2017 | 11 | 72 | Magnolia_Gas | 3.4752
TVA Base Case | 2017 | 12 | 72 | Magnolia_Gas | 3.6439
TVA Base Case | 2018 | 1 | 72 | Magnolia_Gas | 3.7893
TVA Base Case | 2018 | 2 | 72 | Magnolia_Gas | 3.7661
TVA Base Case | 2018 | 3 | 72 | Magnolia_Gas | 3.7023
TVA Base Case | 2018 | 4 | 72 | Magnolia_Gas | 3.3739
TVA Base Case | 2018 | 5 | 72 | Magnolia_Gas | 3.3727
TVA Base Case | 2018 | 6 | 72 | Magnolia_Gas | 3.4052
TVA Base Case | 2018 | 7 | 72 | Magnolia_Gas | 3.4749
TVA Base Case | 2018 | 8 | 72 | Magnolia_Gas | 3.5011
TVA Base Case | 2018 | 9 | 72 | Magnolia_Gas | 3.4974
TVA Base Case | 2018 | 10 | 72 | Magnolia_Gas | 3.5297
TVA Base Case | 2018 | 11 | 72 | Magnolia_Gas | 3.6438
TVA Base Case | 2018 | 12 | 72 | Magnolia_Gas | 3.7865
TVA Base Case | 2019 | 1 | 72 | Magnolia_Gas | 4.0923
TVA Base Case | 2019 | 2 | 72 | Magnolia_Gas | 4.0602
TVA Base Case | 2019 | 3 | 72 | Magnolia_Gas | 3.8137
TVA Base Case | 2019 | 4 | 72 | Magnolia_Gas | 3.5997
TVA Base Case | 2019 | 5 | 72 | Magnolia_Gas | 3.629
TVA Base Case | 2019 | 6 | 72 | Magnolia_Gas | 3.69
TVA Base Case | 2019 | 7 | 72 | Magnolia_Gas | 3.8522
TVA Base Case | 2019 | 8 | 72 | Magnolia_Gas | 3.8911
TVA Base Case | 2019 | 9 | 72 | Magnolia_Gas | 3.8326
TVA Base Case | 2019 | 10 | 72 | Magnolia_Gas | 3.8615
TVA Base Case | 2019 | 11 | 72 | Magnolia_Gas | 3.9569
TVA Base Case | 2019 | 12 | 72 | Magnolia_Gas | 4.1033
TVA Base Case | 2020 | 1 | 72 | Magnolia_Gas | 4.4574
TVA Base Case | 2020 | 2 | 72 | Magnolia_Gas | 4.2323
TVA Base Case | 2020 | 3 | 72 | Magnolia_Gas | 4.0083
TVA Base Case | 2020 | 4 | 72 | Magnolia_Gas | 3.8987
TVA Base Case | 2020 | 5 | 72 | Magnolia_Gas | 3.9538
TVA Base Case | 2020 | 6 | 72 | Magnolia_Gas | 4.0439
TVA Base Case | 2020 | 7 | 72 | Magnolia_Gas | 4.296
TVA Base Case | 2020 | 8 | 72 | Magnolia_Gas | 4.3132
TVA Base Case | 2020 | 9 | 72 | Magnolia_Gas | 4.1603
TVA Base Case | 2020 | 10 | 72 | Magnolia_Gas | 4.1765
TVA Base Case | 2020 | 11 | 72 | Magnolia_Gas | 4.294
TVA Base Case | 2020 | 12 | 72 | Magnolia_Gas | 4.4246
TVA Base Case | 2021 | 1 | 72 | Magnolia_Gas | 4.6836
TVA Base Case | 2021 | 2 | 72 | Magnolia_Gas | 4.6524
TVA Base Case | 2021 | 3 | 72 | Magnolia_Gas | 4.2484
TVA Base Case | 2021 | 4 | 72 | Magnolia_Gas | 4.0968
TVA Base Case | 2021 | 5 | 72 | Magnolia_Gas | 4.1523
TVA Base Case | 2021 | 6 | 72 | Magnolia_Gas | 4.2621
TVA Base Case | 2021 | 7 | 72 | Magnolia_Gas | 4.4969
TVA Base Case | 2021 | 8 | 72 | Magnolia_Gas | 4.5158
TVA Base Case | 2021 | 9 | 72 | Magnolia_Gas | 4.353
TVA Base Case | 2021 | 10 | 72 | Magnolia_Gas | 4.3695
TVA Base Case | 2021 | 11 | 72 | Magnolia_Gas | 4.5477
TVA Base Case | 2021 | 12 | 72 | Magnolia_Gas | 4.6436
TVA Base Case | 2022 | 1 | 72 | Magnolia_Gas | 5.1776
TVA Base Case | 2022 | 2 | 72 | Magnolia_Gas | 5.0652
TVA Base Case | 2022 | 3 | 72 | Magnolia_Gas | 4.735
TVA Base Case | 2022 | 4 | 72 | Magnolia_Gas | 4.5627
TVA Base Case | 2022 | 5 | 72 | Magnolia_Gas | 4.6597
TVA Base Case | 2022 | 6 | 72 | Magnolia_Gas | 4.709
TVA Base Case | 2022 | 7 | 72 | Magnolia_Gas | 4.924
TVA Base Case | 2022 | 8 | 72 | Magnolia_Gas | 4.9537
TVA Base Case | 2022 | 9 | 72 | Magnolia_Gas | 4.8234
TVA Base Case | 2022 | 10 | 72 | Magnolia_Gas | 4.8581
TVA Base Case | 2022 | 11 | 72 | Magnolia_Gas | 5.0847
TVA Base Case | 2022 | 12 | 72 | Magnolia_Gas | 5.1231
TVA Base Case | 2023 | 1 | 72 | Magnolia_Gas | 5.506
TVA Base Case | 2023 | 2 | 72 | Magnolia_Gas | 5.4221
TVA Base Case | 2023 | 3 | 72 | Magnolia_Gas | 5.0913
TVA Base Case | 2023 | 4 | 72 | Magnolia_Gas | 4.9226
TVA Base Case | 2023 | 5 | 72 | Magnolia_Gas | 5.0424
TVA Base Case | 2023 | 6 | 72 | Magnolia_Gas | 5.0981
TVA Base Case | 2023 | 7 | 72 | Magnolia_Gas | 5.2179
TVA Base Case | 2023 | 8 | 72 | Magnolia_Gas | 5.2466
TVA Base Case | 2023 | 9 | 72 | Magnolia_Gas | 5.1386
TVA Base Case | 2023 | 10 | 72 | Magnolia_Gas | 5.1622
TVA Base Case | 2023 | 11 | 72 | Magnolia_Gas | 5.3664
TVA Base Case | 2023 | 12 | 72 | Magnolia_Gas | 5.439
TVA Base Case | 2024 | 1 | 72 | Magnolia_Gas | 5.7531
TVA Base Case | 2024 | 2 | 72 | Magnolia_Gas | 5.5628
TVA Base Case | 2024 | 3 | 72 | Magnolia_Gas | 5.2819
TVA Base Case | 2024 | 4 | 72 | Magnolia_Gas | 5.1303
TVA Base Case | 2024 | 5 | 72 | Magnolia_Gas | 5.2033
TVA Base Case | 2024 | 6 | 72 | Magnolia_Gas | 5.2585
TVA Base Case | 2024 | 7 | 72 | Magnolia_Gas | 5.5717
TVA Base Case | 2024 | 8 | 72 | Magnolia_Gas | 5.6078
TVA Base Case | 2024 | 9 | 72 | Magnolia_Gas | 5.4493
TVA Base Case | 2024 | 10 | 72 | Magnolia_Gas | 5.4854
TVA Base Case | 2024 | 11 | 72 | Magnolia_Gas | 5.6071
TVA Base Case | 2024 | 12 | 72 | Magnolia_Gas | 5.694
TVA Base Case | 2025 | 1 | 72 | Magnolia_Gas | 6.089
TVA Base Case | 2025 | 2 | 72 | Magnolia_Gas | 5.9731
TVA Base Case | 2025 | 3 | 72 | Magnolia_Gas | 5.5613
TVA Base Case | 2025 | 4 | 72 | Magnolia_Gas | 5.3995
TVA Base Case | 2025 | 5 | 72 | Magnolia_Gas | 5.458
TVA Base Case | 2025 | 6 | 72 | Magnolia_Gas | 5.5266
TVA Base Case | 2025 | 7 | 72 | Magnolia_Gas | 5.8359
TVA Base Case | 2025 | 8 | 72 | Magnolia_Gas | 5.8727
TVA Base Case | 2025 | 9 | 72 | Magnolia_Gas | 5.7232
TVA Base Case | 2025 | 10 | 72 | Magnolia_Gas | 5.7427
TVA Base Case | 2025 | 11 | 72 | Magnolia_Gas | 5.898
TVA Base Case | 2025 | 12 | 72 | Magnolia_Gas | 6.002
TVA Base Case | 2026 | 1 | 72 | Magnolia_Gas | 6.3013
TVA Base Case | 2026 | 2 | 72 | Magnolia_Gas | 6.1411
TVA Base Case | 2026 | 3 | 72 | Magnolia_Gas | 5.6932
TVA Base Case | 2026 | 4 | 72 | Magnolia_Gas | 5.5503
TVA Base Case | 2026 | 5 | 72 | Magnolia_Gas | 5.6255
TVA Base Case | 2026 | 6 | 72 | Magnolia_Gas | 5.7179
TVA Base Case | 2026 | 7 | 72 | Magnolia_Gas | 6.001
TVA Base Case | 2026 | 8 | 72 | Magnolia_Gas | 6.0034
TVA Base Case | 2026 | 9 | 72 | Magnolia_Gas | 5.8483
TVA Base Case | 2026 | 10 | 72 | Magnolia_Gas | 5.8682
TVA Base Case | 2026 | 11 | 72 | Magnolia_Gas | 6.054
TVA Base Case | 2026 | 12 | 72 | Magnolia_Gas | 6.1307
TVA Base Case | 2027 | 1 | 72 | Magnolia_Gas | 6.5631
TVA Base Case | 2027 | 2 | 72 | Magnolia_Gas | 6.4591
TVA Base Case | 2027 | 3 | 72 | Magnolia_Gas | 6.035
TVA Base Case | 2027 | 4 | 72 | Magnolia_Gas | 5.8482
TVA Base Case | 2027 | 5 | 72 | Magnolia_Gas | 5.9352
TVA Base Case | 2027 | 6 | 72 | Magnolia_Gas | 6.0427
TVA Base Case | 2027 | 7 | 72 | Magnolia_Gas | 6.334
TVA Base Case | 2027 | 8 | 72 | Magnolia_Gas | 6.3622
TVA Base Case | 2027 | 9 | 72 | Magnolia_Gas | 6.1755
TVA Base Case | 2027 | 10 | 72 | Magnolia_Gas | 6.1856
TVA Base Case | 2027 | 11 | 72 | Magnolia_Gas | 6.3796
TVA Base Case | 2027 | 12 | 72 | Magnolia_Gas | 6.462
TVA Base Case | 2028 | 1 | 72 | Magnolia_Gas | 7.0622
TVA Base Case | 2028 | 2 | 72 | Magnolia_Gas | 6.6836
TVA Base Case | 2028 | 3 | 72 | Magnolia_Gas | 6.3732
TVA Base Case | 2028 | 4 | 72 | Magnolia_Gas | 6.2234
TVA Base Case | 2028 | 5 | 72 | Magnolia_Gas | 6.3045
TVA Base Case | 2028 | 6 | 72 | Magnolia_Gas | 6.4354
TVA Base Case | 2028 | 7 | 72 | Magnolia_Gas | 6.6373
TVA Base Case | 2028 | 8 | 72 | Magnolia_Gas | 6.6663
TVA Base Case | 2028 | 9 | 72 | Magnolia_Gas | 6.4694
TVA Base Case | 2028 | 10 | 72 | Magnolia_Gas | 6.5056
TVA Base Case | 2028 | 11 | 72 | Magnolia_Gas | 6.6807
TVA Base Case | 2028 | 12 | 72 | Magnolia_Gas | 6.7907
TVA Base Case | 2029 | 1 | 72 | Magnolia_Gas | 7.3228
TVA Base Case | 2029 | 2 | 72 | Magnolia_Gas | 7.1867
TVA Base Case | 2029 | 3 | 72 | Magnolia_Gas | 6.5771
TVA Base Case | 2029 | 4 | 72 | Magnolia_Gas | 6.3906
TVA Base Case | 2029 | 5 | 72 | Magnolia_Gas | 6.45
TVA Base Case | 2029 | 6 | 72 | Magnolia_Gas | 6.5708
TVA Base Case | 2029 | 7 | 72 | Magnolia_Gas | 6.9369
TVA Base Case | 2029 | 8 | 72 | Magnolia_Gas | 6.9799
TVA Base Case | 2029 | 9 | 72 | Magnolia_Gas | 6.7427
TVA Base Case | 2029 | 10 | 72 | Magnolia_Gas | 6.7744
TVA Base Case | 2029 | 11 | 72 | Magnolia_Gas | 6.8977
TVA Base Case | 2029 | 12 | 72 | Magnolia_Gas | 7.0583
TVA Base Case | 2030 | 1 | 72 | Magnolia_Gas | 7.5245
TVA Base Case | 2030 | 2 | 72 | Magnolia_Gas | 7.3744
TVA Base Case | 2030 | 3 | 72 | Magnolia_Gas | 6.7126
TVA Base Case | 2030 | 4 | 72 | Magnolia_Gas | 6.6024
TVA Base Case | 2030 | 5 | 72 | Magnolia_Gas | 6.6787
TVA Base Case | 2030 | 6 | 72 | Magnolia_Gas | 6.7888
TVA Base Case | 2030 | 7 | 72 | Magnolia_Gas | 7.1918
TVA Base Case | 2030 | 8 | 72 | Magnolia_Gas | 7.2223
TVA Base Case | 2030 | 9 | 72 | Magnolia_Gas | 6.9818
TVA Base Case | 2030 | 10 | 72 | Magnolia_Gas | 6.9953
TVA Base Case | 2030 | 11 | 72 | Magnolia_Gas | 7.151
TVA Base Case | 2030 | 12 | 72 | Magnolia_Gas | 7.3525
TVA Base Case | 2031 | 1 | 72 | Magnolia_Gas | 7.8247
TVA Base Case | 2031 | 2 | 72 | Magnolia_Gas | 7.696
TVA Base Case | 2031 | 3 | 72 | Magnolia_Gas | 7.0667
TVA Base Case | 2031 | 4 | 72 | Magnolia_Gas | 6.9153
TVA Base Case | 2031 | 5 | 72 | Magnolia_Gas | 6.9314
TVA Base Case | 2031 | 6 | 72 | Magnolia_Gas | 7.0893
TVA Base Case | 2031 | 7 | 72 | Magnolia_Gas | 7.4856
TVA Base Case | 2031 | 8 | 72 | Magnolia_Gas | 7.5118
TVA Base Case | 2031 | 9 | 72 | Magnolia_Gas | 7.2812
TVA Base Case | 2031 | 10 | 72 | Magnolia_Gas | 7.3102
TVA Base Case | 2031 | 11 | 72 | Magnolia_Gas | 7.4635
TVA Base Case | 2031 | 12 | 72 | Magnolia_Gas | 7.6504
TVA Base Case | 2032 | 1 | 72 | Magnolia_Gas | 8.1441
TVA Base Case | 2032 | 2 | 72 | Magnolia_Gas | 7.7685
TVA Base Case | 2032 | 3 | 72 | Magnolia_Gas | 7.3759
TVA Base Case | 2032 | 4 | 72 | Magnolia_Gas | 7.2677
TVA Base Case | 2032 | 5 | 72 | Magnolia_Gas | 7.2886
TVA Base Case | 2032 | 6 | 72 | Magnolia_Gas | 7.4683
TVA Base Case | 2032 | 7 | 72 | Magnolia_Gas | 7.8131
TVA Base Case | 2032 | 8 | 72 | Magnolia_Gas | 7.8401
TVA Base Case | 2032 | 9 | 72 | Magnolia_Gas | 7.5438
TVA Base Case | 2032 | 10 | 72 | Magnolia_Gas | 7.5731
TVA Base Case | 2032 | 11 | 72 | Magnolia_Gas | 7.8034
TVA Base Case | 2032 | 12 | 72 | Magnolia_Gas | 7.9533
TVA Base Case | 2033 | 1 | 72 | Magnolia_Gas | 8.5201
TVA Base Case | 2033 | 2 | 72 | Magnolia_Gas | 8.2909
TVA Base Case | 2033 | 3 | 72 | Magnolia_Gas | 7.6947
TVA Base Case | 2033 | 4 | 72 | Magnolia_Gas | 7.5164
TVA Base Case | 2033 | 5 | 72 | Magnolia_Gas | 7.5815
TVA Base Case | 2033 | 6 | 72 | Magnolia_Gas | 7.78
TVA Base Case | 2033 | 7 | 72 | Magnolia_Gas | 8.1947
TVA Base Case | 2033 | 8 | 72 | Magnolia_Gas | 8.237
TVA Base Case | 2033 | 9 | 72 | Magnolia_Gas | 7.8805
TVA Base Case | 2033 | 10 | 72 | Magnolia_Gas | 7.905
TVA Base Case | 2033 | 11 | 72 | Magnolia_Gas | 8.1499
TVA Base Case | 2033 | 12 | 72 | Magnolia_Gas | 8.3087
TVA Base Case | 2034 | 1 | 72 | Magnolia_Gas | 8.8689
TVA Base Case | 2034 | 2 | 72 | Magnolia_Gas | 8.5474
TVA Base Case | 2034 | 3 | 72 | Magnolia_Gas | 7.9793
TVA Base Case | 2034 | 4 | 72 | Magnolia_Gas | 7.8305
TVA Base Case | 2034 | 5 | 72 | Magnolia_Gas | 7.9607
TVA Base Case | 2034 | 6 | 72 | Magnolia_Gas | 8.1251
TVA Base Case | 2034 | 7 | 72 | Magnolia_Gas | 8.534
TVA Base Case | 2034 | 8 | 72 | Magnolia_Gas | 8.5577
TVA Base Case | 2034 | 9 | 72 | Magnolia_Gas | 8.1448
TVA Base Case | 2034 | 10 | 72 | Magnolia_Gas | 8.1645
TVA Base Case | 2034 | 11 | 72 | Magnolia_Gas | 8.414
TVA Base Case | 2034 | 12 | 72 | Magnolia_Gas | 8.561
TVA Base Case | 2035 | 1 | 72 | Magnolia_Gas | 9.0489
TVA Base Case | 2035 | 2 | 72 | Magnolia_Gas | 8.8853
TVA Base Case | 2035 | 3 | 72 | Magnolia_Gas | 8.2175
TVA Base Case | 2035 | 4 | 72 | Magnolia_Gas | 8.0495
TVA Base Case | 2035 | 5 | 72 | Magnolia_Gas | 8.1383
TVA Base Case | 2035 | 6 | 72 | Magnolia_Gas | 8.3217
TVA Base Case | 2035 | 7 | 72 | Magnolia_Gas | 8.9333
TVA Base Case | 2035 | 8 | 72 | Magnolia_Gas | 8.9728
TVA Base Case | 2035 | 9 | 72 | Magnolia_Gas | 8.5209
TVA Base Case | 2035 | 10 | 72 | Magnolia_Gas | 8.511
TVA Base Case | 2035 | 11 | 72 | Magnolia_Gas | 8.6307
TVA Base Case | 2035 | 12 | 72 | Magnolia_Gas | 8.8251
TVA Base Case | 2014 | 1 | 67 | Marshall County_Gas | 5.0015
TVA Base Case | 2014 | 2 | 67 | Marshall County_Gas | 5.0015
TVA Base Case | 2014 | 3 | 67 | Marshall County_Gas | 5.0015
TVA Base Case | 2014 | 4 | 67 | Marshall County_Gas | 4.7487
TVA Base Case | 2014 | 5 | 67 | Marshall County_Gas | 4.7426
TVA Base Case | 2014 | 6 | 67 | Marshall County_Gas | 4.764
TVA Base Case | 2014 | 7 | 67 | Marshall County_Gas | 4.8201
TVA Base Case | 2014 | 8 | 67 | Marshall County_Gas | 4.8104
TVA Base Case | 2014 | 9 | 67 | Marshall County_Gas | 4.7666
TVA Base Case | 2014 | 10 | 67 | Marshall County_Gas | 4.7671
TVA Base Case | 2014 | 11 | 67 | Marshall County_Gas | 4.8282
TVA Base Case | 2014 | 12 | 67 | Marshall County_Gas | 4.9429
TVA Base Case | 2015 | 1 | 67 | Marshall County_Gas | 3.05
TVA Base Case | 2015 | 2 | 67 | Marshall County_Gas | 3.05
TVA Base Case | 2015 | 3 | 67 | Marshall County_Gas | 3.05
TVA Base Case | 2015 | 4 | 67 | Marshall County_Gas | 3.0201
TVA Base Case | 2015 | 5 | 67 | Marshall County_Gas | 3.0262
TVA Base Case | 2015 | 6 | 67 | Marshall County_Gas | 3.0983
TVA Base Case | 2015 | 7 | 67 | Marshall County_Gas | 3.1354
TVA Base Case | 2015 | 8 | 67 | Marshall County_Gas | 3.1669
TVA Base Case | 2015 | 9 | 67 | Marshall County_Gas | 3.1415
TVA Base Case | 2015 | 10 | 67 | Marshall County_Gas | 3.1425
TVA Base Case | 2015 | 11 | 67 | Marshall County_Gas | 3.2639
TVA Base Case | 2015 | 12 | 67 | Marshall County_Gas | 3.4234
TVA Base Case | 2016 | 1 | 67 | Marshall County_Gas | 3.5429
TVA Base Case | 2016 | 2 | 67 | Marshall County_Gas | 3.5119
TVA Base Case | 2016 | 3 | 67 | Marshall County_Gas | 3.4972
TVA Base Case | 2016 | 4 | 67 | Marshall County_Gas | 3.326
TVA Base Case | 2016 | 5 | 67 | Marshall County_Gas | 3.3372
TVA Base Case | 2016 | 6 | 67 | Marshall County_Gas | 3.4098
TVA Base Case | 2016 | 7 | 67 | Marshall County_Gas | 3.4495
TVA Base Case | 2016 | 8 | 67 | Marshall County_Gas | 3.4601
TVA Base Case | 2016 | 9 | 67 | Marshall County_Gas | 3.4418
TVA Base Case | 2016 | 10 | 67 | Marshall County_Gas | 3.4642
TVA Base Case | 2016 | 11 | 67 | Marshall County_Gas | 3.5368
TVA Base Case | 2016 | 12 | 67 | Marshall County_Gas | 3.7146
TVA Base Case | 2017 | 1 | 67 | Marshall County_Gas | 3.8486
TVA Base Case | 2017 | 2 | 67 | Marshall County_Gas | 3.8466
TVA Base Case | 2017 | 3 | 67 | Marshall County_Gas | 3.7928
TVA Base Case | 2017 | 4 | 67 | Marshall County_Gas | 3.5794
TVA Base Case | 2017 | 5 | 67 | Marshall County_Gas | 3.585
TVA Base Case | 2017 | 6 | 67 | Marshall County_Gas | 3.6287
TVA Base Case | 2017 | 7 | 67 | Marshall County_Gas | 3.6703
TVA Base Case | 2017 | 8 | 67 | Marshall County_Gas | 3.6815
TVA Base Case | 2017 | 9 | 67 | Marshall County_Gas | 3.6668
TVA Base Case | 2017 | 10 | 67 | Marshall County_Gas | 3.6866
TVA Base Case | 2017 | 11 | 67 | Marshall County_Gas | 3.7491
TVA Base Case | 2017 | 12 | 67 | Marshall County_Gas | 3.9106
TVA Base Case | 2018 | 1 | 67 | Marshall County_Gas | 4.069
TVA Base Case | 2018 | 2 | 67 | Marshall County_Gas | 4.0568
TVA Base Case | 2018 | 3 | 67 | Marshall County_Gas | 3.9928
TVA Base Case | 2018 | 4 | 67 | Marshall County_Gas | 3.6738
TVA Base Case | 2018 | 5 | 67 | Marshall County_Gas | 3.6765
TVA Base Case | 2018 | 6 | 67 | Marshall County_Gas | 3.7151
TVA Base Case | 2018 | 7 | 67 | Marshall County_Gas | 3.7816
TVA Base Case | 2018 | 8 | 67 | Marshall County_Gas | 3.8052
TVA Base Case | 2018 | 9 | 67 | Marshall County_Gas | 3.797
TVA Base Case | 2018 | 10 | 67 | Marshall County_Gas | 3.8238
TVA Base Case | 2018 | 11 | 67 | Marshall County_Gas | 3.9231
TVA Base Case | 2018 | 12 | 67 | Marshall County_Gas | 4.0586
TVA Base Case | 2019 | 1 | 67 | Marshall County_Gas | 4.3825
TVA Base Case | 2019 | 2 | 67 | Marshall County_Gas | 4.3549
TVA Base Case | 2019 | 3 | 67 | Marshall County_Gas | 4.107
TVA Base Case | 2019 | 4 | 67 | Marshall County_Gas | 3.8975
TVA Base Case | 2019 | 5 | 67 | Marshall County_Gas | 3.9246
TVA Base Case | 2019 | 6 | 67 | Marshall County_Gas | 3.9897
TVA Base Case | 2019 | 7 | 67 | Marshall County_Gas | 4.1506
TVA Base Case | 2019 | 8 | 67 | Marshall County_Gas | 4.1877
TVA Base Case | 2019 | 9 | 67 | Marshall County_Gas | 4.1345
TVA Base Case | 2019 | 10 | 67 | Marshall County_Gas | 4.1621
TVA Base Case | 2019 | 11 | 67 | Marshall County_Gas | 4.2279
TVA Base Case | 2019 | 12 | 67 | Marshall County_Gas | 4.372
TVA Base Case | 2020 | 1 | 67 | Marshall County_Gas | 4.7178
TVA Base Case | 2020 | 2 | 67 | Marshall County_Gas | 4.4974
TVA Base Case | 2020 | 3 | 67 | Marshall County_Gas | 4.2843
TVA Base Case | 2020 | 4 | 67 | Marshall County_Gas | 4.1871
TVA Base Case | 2020 | 5 | 67 | Marshall County_Gas | 4.2627
TVA Base Case | 2020 | 6 | 67 | Marshall County_Gas | 4.3328
TVA Base Case | 2020 | 7 | 67 | Marshall County_Gas | 4.5908
TVA Base Case | 2020 | 8 | 67 | Marshall County_Gas | 4.6131
TVA Base Case | 2020 | 9 | 67 | Marshall County_Gas | 4.4648
TVA Base Case | 2020 | 10 | 67 | Marshall County_Gas | 4.4862
TVA Base Case | 2020 | 11 | 67 | Marshall County_Gas | 4.5634
TVA Base Case | 2020 | 12 | 67 | Marshall County_Gas | 4.6893
TVA Base Case | 2021 | 1 | 67 | Marshall County_Gas | 4.956
TVA Base Case | 2021 | 2 | 67 | Marshall County_Gas | 4.9243
TVA Base Case | 2021 | 3 | 67 | Marshall County_Gas | 4.5343
TVA Base Case | 2021 | 4 | 67 | Marshall County_Gas | 4.3975
TVA Base Case | 2021 | 5 | 67 | Marshall County_Gas | 4.4683
TVA Base Case | 2021 | 6 | 67 | Marshall County_Gas | 4.5734
TVA Base Case | 2021 | 7 | 67 | Marshall County_Gas | 4.8039
TVA Base Case | 2021 | 8 | 67 | Marshall County_Gas | 4.8381
TVA Base Case | 2021 | 9 | 67 | Marshall County_Gas | 4.6849
TVA Base Case | 2021 | 10 | 67 | Marshall County_Gas | 4.7166
TVA Base Case | 2021 | 11 | 67 | Marshall County_Gas | 4.8294
TVA Base Case | 2021 | 12 | 67 | Marshall County_Gas | 4.9255
TVA Base Case | 2022 | 1 | 67 | Marshall County_Gas | 5.524
TVA Base Case | 2022 | 2 | 67 | Marshall County_Gas | 5.4107
TVA Base Case | 2022 | 3 | 67 | Marshall County_Gas | 5.0374
TVA Base Case | 2022 | 4 | 67 | Marshall County_Gas | 4.8849
TVA Base Case | 2022 | 5 | 67 | Marshall County_Gas | 4.9822
TVA Base Case | 2022 | 6 | 67 | Marshall County_Gas | 5.0519
TVA Base Case | 2022 | 7 | 67 | Marshall County_Gas | 5.2423
TVA Base Case | 2022 | 8 | 67 | Marshall County_Gas | 5.2771
TVA Base Case | 2022 | 9 | 67 | Marshall County_Gas | 5.1769
TVA Base Case | 2022 | 10 | 67 | Marshall County_Gas | 5.2117
TVA Base Case | 2022 | 11 | 67 | Marshall County_Gas | 5.3831
TVA Base Case | 2022 | 12 | 67 | Marshall County_Gas | 5.4572
TVA Base Case | 2023 | 1 | 67 | Marshall County_Gas | 5.8623
TVA Base Case | 2023 | 2 | 67 | Marshall County_Gas | 5.7827
TVA Base Case | 2023 | 3 | 67 | Marshall County_Gas | 5.4255
TVA Base Case | 2023 | 4 | 67 | Marshall County_Gas | 5.2715
TVA Base Case | 2023 | 5 | 67 | Marshall County_Gas | 5.3815
TVA Base Case | 2023 | 6 | 67 | Marshall County_Gas | 5.4425
TVA Base Case | 2023 | 7 | 67 | Marshall County_Gas | 5.5626
TVA Base Case | 2023 | 8 | 67 | Marshall County_Gas | 5.5863
TVA Base Case | 2023 | 9 | 67 | Marshall County_Gas | 5.4983
TVA Base Case | 2023 | 10 | 67 | Marshall County_Gas | 5.522
TVA Base Case | 2023 | 11 | 67 | Marshall County_Gas | 5.7065
TVA Base Case | 2023 | 12 | 67 | Marshall County_Gas | 5.7946
TVA Base Case | 2024 | 1 | 67 | Marshall County_Gas | 6.1272
TVA Base Case | 2024 | 2 | 67 | Marshall County_Gas | 5.9256
TVA Base Case | 2024 | 3 | 67 | Marshall County_Gas | 5.6235
TVA Base Case | 2024 | 4 | 67 | Marshall County_Gas | 5.4868
TVA Base Case | 2024 | 5 | 67 | Marshall County_Gas | 5.565
TVA Base Case | 2024 | 6 | 67 | Marshall County_Gas | 5.6356
TVA Base Case | 2024 | 7 | 67 | Marshall County_Gas | 5.9294
TVA Base Case | 2024 | 8 | 67 | Marshall County_Gas | 5.9657
TVA Base Case | 2024 | 9 | 67 | Marshall County_Gas | 5.827
TVA Base Case | 2024 | 10 | 67 | Marshall County_Gas | 5.8633
TVA Base Case | 2024 | 11 | 67 | Marshall County_Gas | 5.9701
TVA Base Case | 2024 | 12 | 67 | Marshall County_Gas | 6.0827
TVA Base Case | 2025 | 1 | 67 | Marshall County_Gas | 6.4762
TVA Base Case | 2025 | 2 | 67 | Marshall County_Gas | 6.3696
TVA Base Case | 2025 | 3 | 67 | Marshall County_Gas | 5.9362
TVA Base Case | 2025 | 4 | 67 | Marshall County_Gas | 5.7637
TVA Base Case | 2025 | 5 | 67 | Marshall County_Gas | 5.8377
TVA Base Case | 2025 | 6 | 67 | Marshall County_Gas | 5.9116
TVA Base Case | 2025 | 7 | 67 | Marshall County_Gas | 6.2015
TVA Base Case | 2025 | 8 | 67 | Marshall County_Gas | 6.2384
TVA Base Case | 2025 | 9 | 67 | Marshall County_Gas | 6.1087
TVA Base Case | 2025 | 10 | 67 | Marshall County_Gas | 6.1334
TVA Base Case | 2025 | 11 | 67 | Marshall County_Gas | 6.2791
TVA Base Case | 2025 | 12 | 67 | Marshall County_Gas | 6.4291
TVA Base Case | 2026 | 1 | 67 | Marshall County_Gas | 6.6963
TVA Base Case | 2026 | 2 | 67 | Marshall County_Gas | 6.5605
TVA Base Case | 2026 | 3 | 67 | Marshall County_Gas | 6.0706
TVA Base Case | 2026 | 4 | 67 | Marshall County_Gas | 5.9324
TVA Base Case | 2026 | 5 | 67 | Marshall County_Gas | 6.0077
TVA Base Case | 2026 | 6 | 67 | Marshall County_Gas | 6.1208
TVA Base Case | 2026 | 7 | 67 | Marshall County_Gas | 6.3895
TVA Base Case | 2026 | 8 | 67 | Marshall County_Gas | 6.3919
TVA Base Case | 2026 | 9 | 67 | Marshall County_Gas | 6.2464
TVA Base Case | 2026 | 10 | 67 | Marshall County_Gas | 6.2817
TVA Base Case | 2026 | 11 | 67 | Marshall County_Gas | 6.4427
TVA Base Case | 2026 | 12 | 67 | Marshall County_Gas | 6.5755
TVA Base Case | 2027 | 1 | 67 | Marshall County_Gas | 6.9764
TVA Base Case | 2027 | 2 | 67 | Marshall County_Gas | 6.8867
TVA Base Case | 2027 | 3 | 67 | Marshall County_Gas | 6.4512
TVA Base Case | 2027 | 4 | 67 | Marshall County_Gas | 6.2537
TVA Base Case | 2027 | 5 | 67 | Marshall County_Gas | 6.3359
TVA Base Case | 2027 | 6 | 67 | Marshall County_Gas | 6.4538
TVA Base Case | 2027 | 7 | 67 | Marshall County_Gas | 6.741
TVA Base Case | 2027 | 8 | 67 | Marshall County_Gas | 6.7692
TVA Base Case | 2027 | 9 | 67 | Marshall County_Gas | 6.5921
TVA Base Case | 2027 | 10 | 67 | Marshall County_Gas | 6.6124
TVA Base Case | 2027 | 11 | 67 | Marshall County_Gas | 6.7816
TVA Base Case | 2027 | 12 | 67 | Marshall County_Gas | 6.915
TVA Base Case | 2028 | 1 | 67 | Marshall County_Gas | 7.4743
TVA Base Case | 2028 | 2 | 67 | Marshall County_Gas | 7.1245
TVA Base Case | 2028 | 3 | 67 | Marshall County_Gas | 6.8182
TVA Base Case | 2028 | 4 | 67 | Marshall County_Gas | 6.6324
TVA Base Case | 2028 | 5 | 67 | Marshall County_Gas | 6.7137
TVA Base Case | 2028 | 6 | 67 | Marshall County_Gas | 6.8501
TVA Base Case | 2028 | 7 | 67 | Marshall County_Gas | 7.0679
TVA Base Case | 2028 | 8 | 67 | Marshall County_Gas | 7.1071
TVA Base Case | 2028 | 9 | 67 | Marshall County_Gas | 6.9097
TVA Base Case | 2028 | 10 | 67 | Marshall County_Gas | 6.9459
TVA Base Case | 2028 | 11 | 67 | Marshall County_Gas | 7.1419
TVA Base Case | 2028 | 12 | 67 | Marshall County_Gas | 7.242
TVA Base Case | 2029 | 1 | 67 | Marshall County_Gas | 7.7433
TVA Base Case | 2029 | 2 | 67 | Marshall County_Gas | 7.6164
TVA Base Case | 2029 | 3 | 67 | Marshall County_Gas | 7.0506
TVA Base Case | 2029 | 4 | 67 | Marshall County_Gas | 6.7975
TVA Base Case | 2029 | 5 | 67 | Marshall County_Gas | 6.8774
TVA Base Case | 2029 | 6 | 67 | Marshall County_Gas | 7.0036
TVA Base Case | 2029 | 7 | 67 | Marshall County_Gas | 7.3861
TVA Base Case | 2029 | 8 | 67 | Marshall County_Gas | 7.4394
TVA Base Case | 2029 | 9 | 67 | Marshall County_Gas | 7.2269
TVA Base Case | 2029 | 10 | 67 | Marshall County_Gas | 7.2637
TVA Base Case | 2029 | 11 | 67 | Marshall County_Gas | 7.3671
TVA Base Case | 2029 | 12 | 67 | Marshall County_Gas | 7.5231
TVA Base Case | 2030 | 1 | 67 | Marshall County_Gas | 7.9482
TVA Base Case | 2030 | 2 | 67 | Marshall County_Gas | 7.8124
TVA Base Case | 2030 | 3 | 67 | Marshall County_Gas | 7.1943
TVA Base Case | 2030 | 4 | 67 | Marshall County_Gas | 7.0177
TVA Base Case | 2030 | 5 | 67 | Marshall County_Gas | 7.1298
TVA Base Case | 2030 | 6 | 67 | Marshall County_Gas | 7.2453
TVA Base Case | 2030 | 7 | 67 | Marshall County_Gas | 7.6597
TVA Base Case | 2030 | 8 | 67 | Marshall County_Gas | 7.6902
TVA Base Case | 2030 | 9 | 67 | Marshall County_Gas | 7.4694
TVA Base Case | 2030 | 10 | 67 | Marshall County_Gas | 7.4931
TVA Base Case | 2030 | 11 | 67 | Marshall County_Gas | 7.6391
TVA Base Case | 2030 | 12 | 67 | Marshall County_Gas | 7.826
TVA Base Case | 2031 | 1 | 67 | Marshall County_Gas | 8.2624
TVA Base Case | 2031 | 2 | 67 | Marshall County_Gas | 8.1377
TVA Base Case | 2031 | 3 | 67 | Marshall County_Gas | 7.5523
TVA Base Case | 2031 | 4 | 67 | Marshall County_Gas | 7.3445
TVA Base Case | 2031 | 5 | 67 | Marshall County_Gas | 7.3962
TVA Base Case | 2031 | 6 | 67 | Marshall County_Gas | 7.5597
TVA Base Case | 2031 | 7 | 67 | Marshall County_Gas | 7.9724
TVA Base Case | 2031 | 8 | 67 | Marshall County_Gas | 8.014
TVA Base Case | 2031 | 9 | 67 | Marshall County_Gas | 7.7877
TVA Base Case | 2031 | 10 | 67 | Marshall County_Gas | 7.8118
TVA Base Case | 2031 | 11 | 67 | Marshall County_Gas | 7.9503
TVA Base Case | 2031 | 12 | 67 | Marshall County_Gas | 8.1276
TVA Base Case | 2032 | 1 | 67 | Marshall County_Gas | 8.5857
TVA Base Case | 2032 | 2 | 67 | Marshall County_Gas | 8.2185
TVA Base Case | 2032 | 3 | 67 | Marshall County_Gas | 7.8756
TVA Base Case | 2032 | 4 | 67 | Marshall County_Gas | 7.7061
TVA Base Case | 2032 | 5 | 67 | Marshall County_Gas | 7.7626
TVA Base Case | 2032 | 6 | 67 | Marshall County_Gas | 7.9581
TVA Base Case | 2032 | 7 | 67 | Marshall County_Gas | 8.3089
TVA Base Case | 2032 | 8 | 67 | Marshall County_Gas | 8.3513
TVA Base Case | 2032 | 9 | 67 | Marshall County_Gas | 8.049
TVA Base Case | 2032 | 10 | 67 | Marshall County_Gas | 8.0835
TVA Base Case | 2032 | 11 | 67 | Marshall County_Gas | 8.2993
TVA Base Case | 2032 | 12 | 67 | Marshall County_Gas | 8.4445
TVA Base Case | 2033 | 1 | 67 | Marshall County_Gas | 8.966
TVA Base Case | 2033 | 2 | 67 | Marshall County_Gas | 8.7355
TVA Base Case | 2033 | 3 | 67 | Marshall County_Gas | 8.1984
TVA Base Case | 2033 | 4 | 67 | Marshall County_Gas | 7.9739
TVA Base Case | 2033 | 5 | 67 | Marshall County_Gas | 8.0544
TVA Base Case | 2033 | 6 | 67 | Marshall County_Gas | 8.2687
TVA Base Case | 2033 | 7 | 67 | Marshall County_Gas | 8.6847
TVA Base Case | 2033 | 8 | 67 | Marshall County_Gas | 8.7423
TVA Base Case | 2033 | 9 | 67 | Marshall County_Gas | 8.4
TVA Base Case | 2033 | 10 | 67 | Marshall County_Gas | 8.4246
TVA Base Case | 2033 | 11 | 67 | Marshall County_Gas | 8.6449
TVA Base Case | 2033 | 12 | 67 | Marshall County_Gas | 8.7787
TVA Base Case | 2034 | 1 | 67 | Marshall County_Gas | 9.3242
TVA Base Case | 2034 | 2 | 67 | Marshall County_Gas | 9.0113
TVA Base Case | 2034 | 3 | 67 | Marshall County_Gas | 8.4871
TVA Base Case | 2034 | 4 | 67 | Marshall County_Gas | 8.2871
TVA Base Case | 2034 | 5 | 67 | Marshall County_Gas | 8.4431
TVA Base Case | 2034 | 6 | 67 | Marshall County_Gas | 8.6182
TVA Base Case | 2034 | 7 | 67 | Marshall County_Gas | 9.0283
TVA Base Case | 2034 | 8 | 67 | Marshall County_Gas | 9.0724
TVA Base Case | 2034 | 9 | 67 | Marshall County_Gas | 8.6634
TVA Base Case | 2034 | 10 | 67 | Marshall County_Gas | 8.6882
TVA Base Case | 2034 | 11 | 67 | Marshall County_Gas | 8.9232
TVA Base Case | 2034 | 12 | 67 | Marshall County_Gas | 9.0452
TVA Base Case | 2035 | 1 | 67 | Marshall County_Gas | 9.5133
TVA Base Case | 2035 | 2 | 67 | Marshall County_Gas | 9.3588
TVA Base Case | 2035 | 3 | 67 | Marshall County_Gas | 8.7346
TVA Base Case | 2035 | 4 | 67 | Marshall County_Gas | 8.5153
TVA Base Case | 2035 | 5 | 67 | Marshall County_Gas | 8.6298
TVA Base Case | 2035 | 6 | 67 | Marshall County_Gas | 8.8239
TVA Base Case | 2035 | 7 | 67 | Marshall County_Gas | 9.4374
TVA Base Case | 2035 | 8 | 67 | Marshall County_Gas | 9.4973
TVA Base Case | 2035 | 9 | 67 | Marshall County_Gas | 9.0491
TVA Base Case | 2035 | 10 | 67 | Marshall County_Gas | 9.0443
TVA Base Case | 2035 | 11 | 67 | Marshall County_Gas | 9.1491
TVA Base Case | 2035 | 12 | 67 | Marshall County_Gas | 9.3187
TVA Base Case | 2014 | 1 | 91 | Marshall County_Oil | 23.1887
TVA Base Case | 2014 | 2 | 91 | Marshall County_Oil | 23.1887
TVA Base Case | 2014 | 3 | 91 | Marshall County_Oil | 23.1887
TVA Base Case | 2014 | 4 | 91 | Marshall County_Oil | 22.9911
TVA Base Case | 2014 | 5 | 91 | Marshall County_Oil | 22.9147
TVA Base Case | 2014 | 6 | 91 | Marshall County_Oil | 22.8633
TVA Base Case | 2014 | 7 | 91 | Marshall County_Oil | 22.8263
TVA Base Case | 2014 | 8 | 91 | Marshall County_Oil | 22.7929
TVA Base Case | 2014 | 9 | 91 | Marshall County_Oil | 22.7679
TVA Base Case | 2014 | 10 | 91 | Marshall County_Oil | 22.7215
TVA Base Case | 2014 | 11 | 91 | Marshall County_Oil | 22.6819
TVA Base Case | 2014 | 12 | 91 | Marshall County_Oil | 22.6458
TVA Base Case | 2015 | 1 | 91 | Marshall County_Oil | 14.13
TVA Base Case | 2015 | 2 | 91 | Marshall County_Oil | 14.13
TVA Base Case | 2015 | 3 | 91 | Marshall County_Oil | 14.13
TVA Base Case | 2015 | 4 | 91 | Marshall County_Oil | 14.3511
TVA Base Case | 2015 | 5 | 91 | Marshall County_Oil | 14.2244
TVA Base Case | 2015 | 6 | 91 | Marshall County_Oil | 14.2488
TVA Base Case | 2015 | 7 | 91 | Marshall County_Oil | 14.3367
TVA Base Case | 2015 | 8 | 91 | Marshall County_Oil | 14.464
TVA Base Case | 2015 | 9 | 91 | Marshall County_Oil | 14.6082
TVA Base Case | 2015 | 10 | 91 | Marshall County_Oil | 14.753
TVA Base Case | 2015 | 11 | 91 | Marshall County_Oil | 14.8747
TVA Base Case | 2015 | 12 | 91 | Marshall County_Oil | 14.9856
TVA Base Case | 2016 | 1 | 91 | Marshall County_Oil | 15.116
TVA Base Case | 2016 | 2 | 91 | Marshall County_Oil | 15.1865
TVA Base Case | 2016 | 3 | 91 | Marshall County_Oil | 15.1923
TVA Base Case | 2016 | 4 | 91 | Marshall County_Oil | 15.1368
TVA Base Case | 2016 | 5 | 91 | Marshall County_Oil | 15.1682
TVA Base Case | 2016 | 6 | 91 | Marshall County_Oil | 15.2352
TVA Base Case | 2016 | 7 | 91 | Marshall County_Oil | 15.3208
TVA Base Case | 2016 | 8 | 91 | Marshall County_Oil | 15.4432
TVA Base Case | 2016 | 9 | 91 | Marshall County_Oil | 15.5765
TVA Base Case | 2016 | 10 | 91 | Marshall County_Oil | 15.6818
TVA Base Case | 2016 | 11 | 91 | Marshall County_Oil | 15.754
TVA Base Case | 2016 | 12 | 91 | Marshall County_Oil | 15.8272
TVA Base Case | 2017 | 1 | 91 | Marshall County_Oil | 15.913
TVA Base Case | 2017 | 2 | 91 | Marshall County_Oil | 15.9715
TVA Base Case | 2017 | 3 | 91 | Marshall County_Oil | 15.9783
TVA Base Case | 2017 | 4 | 91 | Marshall County_Oil | 15.936
TVA Base Case | 2017 | 5 | 91 | Marshall County_Oil | 15.9625
TVA Base Case | 2017 | 6 | 91 | Marshall County_Oil | 15.9832
TVA Base Case | 2017 | 7 | 91 | Marshall County_Oil | 16.0437
TVA Base Case | 2017 | 8 | 91 | Marshall County_Oil | 16.1264
TVA Base Case | 2017 | 9 | 91 | Marshall County_Oil | 16.2064
TVA Base Case | 2017 | 10 | 91 | Marshall County_Oil | 16.2864
TVA Base Case | 2017 | 11 | 91 | Marshall County_Oil | 16.3382
TVA Base Case | 2017 | 12 | 91 | Marshall County_Oil | 16.3859
TVA Base Case | 2018 | 1 | 91 | Marshall County_Oil | 16.3891
TVA Base Case | 2018 | 2 | 91 | Marshall County_Oil | 16.4011
TVA Base Case | 2018 | 3 | 91 | Marshall County_Oil | 16.3937
TVA Base Case | 2018 | 4 | 91 | Marshall County_Oil | 16.3712
TVA Base Case | 2018 | 5 | 91 | Marshall County_Oil | 16.2974
TVA Base Case | 2018 | 6 | 91 | Marshall County_Oil | 16.2041
TVA Base Case | 2018 | 7 | 91 | Marshall County_Oil | 16.2814
TVA Base Case | 2018 | 8 | 91 | Marshall County_Oil | 16.3667
TVA Base Case | 2018 | 9 | 91 | Marshall County_Oil | 16.4278
TVA Base Case | 2018 | 10 | 91 | Marshall County_Oil | 16.475
TVA Base Case | 2018 | 11 | 91 | Marshall County_Oil | 16.548
TVA Base Case | 2018 | 12 | 91 | Marshall County_Oil | 16.4334
TVA Base Case | 2019 | 1 | 91 | Marshall County_Oil | 16.667
TVA Base Case | 2019 | 2 | 91 | Marshall County_Oil | 17.2798
TVA Base Case | 2019 | 3 | 91 | Marshall County_Oil | 17.3184
TVA Base Case | 2019 | 4 | 91 | Marshall County_Oil | 17.1083
TVA Base Case | 2019 | 5 | 91 | Marshall County_Oil | 16.4654
TVA Base Case | 2019 | 6 | 91 | Marshall County_Oil | 16.5406
TVA Base Case | 2019 | 7 | 91 | Marshall County_Oil | 17.0255
TVA Base Case | 2019 | 8 | 91 | Marshall County_Oil | 17.1339
TVA Base Case | 2019 | 9 | 91 | Marshall County_Oil | 16.5547
TVA Base Case | 2019 | 10 | 91 | Marshall County_Oil | 16.6018
TVA Base Case | 2019 | 11 | 91 | Marshall County_Oil | 16.9735
TVA Base Case | 2019 | 12 | 91 | Marshall County_Oil | 17.6221
TVA Base Case | 2020 | 1 | 91 | Marshall County_Oil | 17.7605
TVA Base Case | 2020 | 2 | 91 | Marshall County_Oil | 18.5852
TVA Base Case | 2020 | 3 | 91 | Marshall County_Oil | 18.6187
TVA Base Case | 2020 | 4 | 91 | Marshall County_Oil | 18.1474
TVA Base Case | 2020 | 5 | 91 | Marshall County_Oil | 16.8849
TVA Base Case | 2020 | 6 | 91 | Marshall County_Oil | 17.0629
TVA Base Case | 2020 | 7 | 91 | Marshall County_Oil | 17.9068
TVA Base Case | 2020 | 8 | 91 | Marshall County_Oil | 18.0594
TVA Base Case | 2020 | 9 | 91 | Marshall County_Oil | 17.1903
TVA Base Case | 2020 | 10 | 91 | Marshall County_Oil | 17.2858
TVA Base Case | 2020 | 11 | 91 | Marshall County_Oil | 17.8083
TVA Base Case | 2020 | 12 | 91 | Marshall County_Oil | 18.5714
TVA Base Case | 2021 | 1 | 91 | Marshall County_Oil | 18.708
TVA Base Case | 2021 | 2 | 91 | Marshall County_Oil | 19.6197
TVA Base Case | 2021 | 3 | 91 | Marshall County_Oil | 19.5922
TVA Base Case | 2021 | 4 | 91 | Marshall County_Oil | 19.0386
TVA Base Case | 2021 | 5 | 91 | Marshall County_Oil | 17.7101
TVA Base Case | 2021 | 6 | 91 | Marshall County_Oil | 17.8974
TVA Base Case | 2021 | 7 | 91 | Marshall County_Oil | 18.7853
TVA Base Case | 2021 | 8 | 91 | Marshall County_Oil | 18.9457
TVA Base Case | 2021 | 9 | 91 | Marshall County_Oil | 18.0313
TVA Base Case | 2021 | 10 | 91 | Marshall County_Oil | 18.1318
TVA Base Case | 2021 | 11 | 91 | Marshall County_Oil | 18.682
TVA Base Case | 2021 | 12 | 91 | Marshall County_Oil | 19.4039
TVA Base Case | 2022 | 1 | 91 | Marshall County_Oil | 19.5454
TVA Base Case | 2022 | 2 | 91 | Marshall County_Oil | 20.4996
TVA Base Case | 2022 | 3 | 91 | Marshall County_Oil | 20.4705
TVA Base Case | 2022 | 4 | 91 | Marshall County_Oil | 19.8904
TVA Base Case | 2022 | 5 | 91 | Marshall County_Oil | 18.4989
TVA Base Case | 2022 | 6 | 91 | Marshall County_Oil | 18.695
TVA Base Case | 2022 | 7 | 91 | Marshall County_Oil | 19.6248
TVA Base Case | 2022 | 8 | 91 | Marshall County_Oil | 19.7928
TVA Base Case | 2022 | 9 | 91 | Marshall County_Oil | 18.8352
TVA Base Case | 2022 | 10 | 91 | Marshall County_Oil | 18.9404
TVA Base Case | 2022 | 11 | 91 | Marshall County_Oil | 19.5171
TVA Base Case | 2022 | 12 | 91 | Marshall County_Oil | 20.2366
TVA Base Case | 2023 | 1 | 91 | Marshall County_Oil | 20.3845
TVA Base Case | 2023 | 2 | 91 | Marshall County_Oil | 21.3812
TVA Base Case | 2023 | 3 | 91 | Marshall County_Oil | 21.3505
TVA Base Case | 2023 | 4 | 91 | Marshall County_Oil | 20.7439
TVA Base Case | 2023 | 5 | 91 | Marshall County_Oil | 19.2894
TVA Base Case | 2023 | 6 | 91 | Marshall County_Oil | 19.4944
TVA Base Case | 2023 | 7 | 91 | Marshall County_Oil | 20.4662
TVA Base Case | 2023 | 8 | 91 | Marshall County_Oil | 20.6416
TVA Base Case | 2023 | 9 | 91 | Marshall County_Oil | 19.6408
TVA Base Case | 2023 | 10 | 91 | Marshall County_Oil | 19.7507
TVA Base Case | 2023 | 11 | 91 | Marshall County_Oil | 20.354
TVA Base Case | 2023 | 12 | 91 | Marshall County_Oil | 21.0721
TVA Base Case | 2024 | 1 | 91 | Marshall County_Oil | 21.2262
TVA Base Case | 2024 | 2 | 91 | Marshall County_Oil | 22.2655
TVA Base Case | 2024 | 3 | 91 | Marshall County_Oil | 22.2332
TVA Base Case | 2024 | 4 | 91 | Marshall County_Oil | 21.6
TVA Base Case | 2024 | 5 | 91 | Marshall County_Oil | 20.0823
TVA Base Case | 2024 | 6 | 91 | Marshall County_Oil | 20.2962
TVA Base Case | 2024 | 7 | 91 | Marshall County_Oil | 21.3102
TVA Base Case | 2024 | 8 | 91 | Marshall County_Oil | 21.4931
TVA Base Case | 2024 | 9 | 91 | Marshall County_Oil | 20.4489
TVA Base Case | 2024 | 10 | 91 | Marshall County_Oil | 20.5635
TVA Base Case | 2024 | 11 | 91 | Marshall County_Oil | 21.1933
TVA Base Case | 2024 | 12 | 91 | Marshall County_Oil | 21.9068
TVA Base Case | 2025 | 1 | 91 | Marshall County_Oil | 22.067
TVA Base Case | 2025 | 2 | 91 | Marshall County_Oil | 23.149
TVA Base Case | 2025 | 3 | 91 | Marshall County_Oil | 23.1151
TVA Base Case | 2025 | 4 | 91 | Marshall County_Oil | 22.4554
TVA Base Case | 2025 | 5 | 91 | Marshall County_Oil | 20.8745
TVA Base Case | 2025 | 6 | 91 | Marshall County_Oil | 21.0974
TVA Base Case | 2025 | 7 | 91 | Marshall County_Oil | 22.1533
TVA Base Case | 2025 | 8 | 91 | Marshall County_Oil | 22.3437
TVA Base Case | 2025 | 9 | 91 | Marshall County_Oil | 21.2563
TVA Base Case | 2025 | 10 | 91 | Marshall County_Oil | 21.3757
TVA Base Case | 2025 | 11 | 91 | Marshall County_Oil | 22.0319
TVA Base Case | 2025 | 12 | 91 | Marshall County_Oil | 22.7419
TVA Base Case | 2026 | 1 | 91 | Marshall County_Oil | 22.9082
TVA Base Case | 2026 | 2 | 91 | Marshall County_Oil | 24.0327
TVA Base Case | 2026 | 3 | 91 | Marshall County_Oil | 23.9972
TVA Base Case | 2026 | 4 | 91 | Marshall County_Oil | 23.311
TVA Base Case | 2026 | 5 | 91 | Marshall County_Oil | 21.6671
TVA Base Case | 2026 | 6 | 91 | Marshall County_Oil | 21.8988
TVA Base Case | 2026 | 7 | 91 | Marshall County_Oil | 22.9968
TVA Base Case | 2026 | 8 | 91 | Marshall County_Oil | 23.1947
TVA Base Case | 2026 | 9 | 91 | Marshall County_Oil | 22.064
TVA Base Case | 2026 | 10 | 91 | Marshall County_Oil | 22.1881
TVA Base Case | 2026 | 11 | 91 | Marshall County_Oil | 22.8709
TVA Base Case | 2026 | 12 | 91 | Marshall County_Oil | 23.5777
TVA Base Case | 2027 | 1 | 91 | Marshall County_Oil | 23.7501
TVA Base Case | 2027 | 2 | 91 | Marshall County_Oil | 24.9171
TVA Base Case | 2027 | 3 | 91 | Marshall County_Oil | 24.8801
TVA Base Case | 2027 | 4 | 91 | Marshall County_Oil | 24.1674
TVA Base Case | 2027 | 5 | 91 | Marshall County_Oil | 22.4605
TVA Base Case | 2027 | 6 | 91 | Marshall County_Oil | 22.7011
TVA Base Case | 2027 | 7 | 91 | Marshall County_Oil | 23.841
TVA Base Case | 2027 | 8 | 91 | Marshall County_Oil | 24.0464
TVA Base Case | 2027 | 9 | 91 | Marshall County_Oil | 22.8724
TVA Base Case | 2027 | 10 | 91 | Marshall County_Oil | 23.0013
TVA Base Case | 2027 | 11 | 91 | Marshall County_Oil | 23.7105
TVA Base Case | 2027 | 12 | 91 | Marshall County_Oil | 24.416
TVA Base Case | 2028 | 1 | 91 | Marshall County_Oil | 24.5945
TVA Base Case | 2028 | 2 | 91 | Marshall County_Oil | 25.8043
TVA Base Case | 2028 | 3 | 91 | Marshall County_Oil | 25.7656
TVA Base Case | 2028 | 4 | 91 | Marshall County_Oil | 25.0264
TVA Base Case | 2028 | 5 | 91 | Marshall County_Oil | 23.2563
TVA Base Case | 2028 | 6 | 91 | Marshall County_Oil | 23.5057
TVA Base Case | 2028 | 7 | 91 | Marshall County_Oil | 24.6878
TVA Base Case | 2028 | 8 | 91 | Marshall County_Oil | 24.9007
TVA Base Case | 2028 | 9 | 91 | Marshall County_Oil | 23.6834
TVA Base Case | 2028 | 10 | 91 | Marshall County_Oil | 23.817
TVA Base Case | 2028 | 11 | 91 | Marshall County_Oil | 24.5527
TVA Base Case | 2028 | 12 | 91 | Marshall County_Oil | 25.2535
TVA Base Case | 2029 | 1 | 91 | Marshall County_Oil | 25.4382
TVA Base Case | 2029 | 2 | 91 | Marshall County_Oil | 26.6906
TVA Base Case | 2029 | 3 | 91 | Marshall County_Oil | 26.6503
TVA Base Case | 2029 | 4 | 91 | Marshall County_Oil | 25.8846
TVA Base Case | 2029 | 5 | 91 | Marshall County_Oil | 24.0514
TVA Base Case | 2029 | 6 | 91 | Marshall County_Oil | 24.3098
TVA Base Case | 2029 | 7 | 91 | Marshall County_Oil | 25.5338
TVA Base Case | 2029 | 8 | 91 | Marshall County_Oil | 25.7542
TVA Base Case | 2029 | 9 | 91 | Marshall County_Oil | 24.4936
TVA Base Case | 2029 | 10 | 91 | Marshall County_Oil | 24.632
TVA Base Case | 2029 | 11 | 91 | Marshall County_Oil | 25.3942
TVA Base Case | 2029 | 12 | 91 | Marshall County_Oil | 26.0915
TVA Base Case | 2030 | 1 | 91 | Marshall County_Oil | 26.2822
TVA Base Case | 2030 | 2 | 91 | Marshall County_Oil | 27.5772
TVA Base Case | 2030 | 3 | 91 | Marshall County_Oil | 27.5354
TVA Base Case | 2030 | 4 | 91 | Marshall County_Oil | 26.7432
TVA Base Case | 2030 | 5 | 91 | Marshall County_Oil | 24.847
TVA Base Case | 2030 | 6 | 91 | Marshall County_Oil | 25.1142
TVA Base Case | 2030 | 7 | 91 | Marshall County_Oil | 26.3803
TVA Base Case | 2030 | 8 | 91 | Marshall County_Oil | 26.6082
TVA Base Case | 2030 | 9 | 91 | Marshall County_Oil | 25.3043
TVA Base Case | 2030 | 10 | 91 | Marshall County_Oil | 25.4474
TVA Base Case | 2030 | 11 | 91 | Marshall County_Oil | 26.2361
TVA Base Case | 2030 | 12 | 91 | Marshall County_Oil | 26.9302
TVA Base Case | 2031 | 1 | 91 | Marshall County_Oil | 27.1271
TVA Base Case | 2031 | 2 | 91 | Marshall County_Oil | 28.4646
TVA Base Case | 2031 | 3 | 91 | Marshall County_Oil | 28.4212
TVA Base Case | 2031 | 4 | 91 | Marshall County_Oil | 27.6026
TVA Base Case | 2031 | 5 | 91 | Marshall County_Oil | 25.6434
TVA Base Case | 2031 | 6 | 91 | Marshall County_Oil | 25.9195
TVA Base Case | 2031 | 7 | 91 | Marshall County_Oil | 27.2275
TVA Base Case | 2031 | 8 | 91 | Marshall County_Oil | 27.4629
TVA Base Case | 2031 | 9 | 91 | Marshall County_Oil | 26.1158
TVA Base Case | 2031 | 10 | 91 | Marshall County_Oil | 26.2636
TVA Base Case | 2031 | 11 | 91 | Marshall County_Oil | 27.0787
TVA Base Case | 2031 | 12 | 91 | Marshall County_Oil | 27.7714
TVA Base Case | 2032 | 1 | 91 | Marshall County_Oil | 27.9745
TVA Base Case | 2032 | 2 | 91 | Marshall County_Oil | 29.3547
TVA Base Case | 2032 | 3 | 91 | Marshall County_Oil | 29.3098
TVA Base Case | 2032 | 4 | 91 | Marshall County_Oil | 28.4646
TVA Base Case | 2032 | 5 | 91 | Marshall County_Oil | 26.4422
TVA Base Case | 2032 | 6 | 91 | Marshall County_Oil | 26.7272
TVA Base Case | 2032 | 7 | 91 | Marshall County_Oil | 28.0773
TVA Base Case | 2032 | 8 | 91 | Marshall County_Oil | 28.3203
TVA Base Case | 2032 | 9 | 91 | Marshall County_Oil | 26.9299
TVA Base Case | 2032 | 10 | 91 | Marshall County_Oil | 27.0824
TVA Base Case | 2032 | 11 | 91 | Marshall County_Oil | 27.924
TVA Base Case | 2032 | 12 | 91 | Marshall County_Oil | 28.612
TVA Base Case | 2033 | 1 | 91 | Marshall County_Oil | 28.8212
TVA Base Case | 2033 | 2 | 91 | Marshall County_Oil | 30.2441
TVA Base Case | 2033 | 3 | 91 | Marshall County_Oil | 30.1976
TVA Base Case | 2033 | 4 | 91 | Marshall County_Oil | 29.3259
TVA Base Case | 2033 | 5 | 91 | Marshall County_Oil | 27.2405
TVA Base Case | 2033 | 6 | 91 | Marshall County_Oil | 27.5344
TVA Base Case | 2033 | 7 | 91 | Marshall County_Oil | 28.9265
TVA Base Case | 2033 | 8 | 91 | Marshall County_Oil | 29.177
TVA Base Case | 2033 | 9 | 91 | Marshall County_Oil | 27.7433
TVA Base Case | 2033 | 10 | 91 | Marshall County_Oil | 27.9006
TVA Base Case | 2033 | 11 | 91 | Marshall County_Oil | 28.7686
TVA Base Case | 2033 | 12 | 91 | Marshall County_Oil | 29.453
TVA Base Case | 2034 | 1 | 91 | Marshall County_Oil | 29.6684
TVA Base Case | 2034 | 2 | 91 | Marshall County_Oil | 31.1339
TVA Base Case | 2034 | 3 | 91 | Marshall County_Oil | 31.0859
TVA Base Case | 2034 | 4 | 91 | Marshall County_Oil | 30.1877
TVA Base Case | 2034 | 5 | 91 | Marshall County_Oil | 28.0393
TVA Base Case | 2034 | 6 | 91 | Marshall County_Oil | 28.3421
TVA Base Case | 2034 | 7 | 91 | Marshall County_Oil | 29.7762
TVA Base Case | 2034 | 8 | 91 | Marshall County_Oil | 30.0341
TVA Base Case | 2034 | 9 | 91 | Marshall County_Oil | 28.5572
TVA Base Case | 2034 | 10 | 91 | Marshall County_Oil | 28.7192
TVA Base Case | 2034 | 11 | 91 | Marshall County_Oil | 29.6137
TVA Base Case | 2034 | 12 | 91 | Marshall County_Oil | 30.2949
TVA Base Case | 2035 | 1 | 91 | Marshall County_Oil | 30.5163
TVA Base Case | 2035 | 2 | 91 | Marshall County_Oil | 32.0246
TVA Base Case | 2035 | 3 | 91 | Marshall County_Oil | 31.975
TVA Base Case | 2035 | 4 | 91 | Marshall County_Oil | 31.0504
TVA Base Case | 2035 | 5 | 91 | Marshall County_Oil | 28.839
TVA Base Case | 2035 | 6 | 91 | Marshall County_Oil | 29.1506
TVA Base Case | 2035 | 7 | 91 | Marshall County_Oil | 30.6267
TVA Base Case | 2035 | 8 | 91 | Marshall County_Oil | 30.8921
TVA Base Case | 2035 | 9 | 91 | Marshall County_Oil | 29.372
TVA Base Case | 2035 | 10 | 91 | Marshall County_Oil | 29.5387
TVA Base Case | 2035 | 11 | 91 | Marshall County_Oil | 30.4596
TVA Base Case | 2035 | 12 | 91 | Marshall County_Oil | 31.1393
TVA Base Case | 2014 | 1 | 95 | McMinville_Oil | 22.62
TVA Base Case | 2014 | 2 | 95 | McMinville_Oil | 22.62
TVA Base Case | 2014 | 3 | 95 | McMinville_Oil | 22.62
TVA Base Case | 2014 | 4 | 95 | McMinville_Oil | 22.4224
TVA Base Case | 2014 | 5 | 95 | McMinville_Oil | 22.346
TVA Base Case | 2014 | 6 | 95 | McMinville_Oil | 22.2945
TVA Base Case | 2014 | 7 | 95 | McMinville_Oil | 22.2575
TVA Base Case | 2014 | 8 | 95 | McMinville_Oil | 22.2242
TVA Base Case | 2014 | 9 | 95 | McMinville_Oil | 22.1991
TVA Base Case | 2014 | 10 | 95 | McMinville_Oil | 22.1528
TVA Base Case | 2014 | 11 | 95 | McMinville_Oil | 22.1132
TVA Base Case | 2014 | 12 | 95 | McMinville_Oil | 22.077
TVA Base Case | 2015 | 1 | 95 | McMinville_Oil | 13.57
TVA Base Case | 2015 | 2 | 95 | McMinville_Oil | 13.57
TVA Base Case | 2015 | 3 | 95 | McMinville_Oil | 13.57
TVA Base Case | 2015 | 4 | 95 | McMinville_Oil | 13.7919
TVA Base Case | 2015 | 5 | 95 | McMinville_Oil | 13.6653
TVA Base Case | 2015 | 6 | 95 | McMinville_Oil | 13.6897
TVA Base Case | 2015 | 7 | 95 | McMinville_Oil | 13.7775
TVA Base Case | 2015 | 8 | 95 | McMinville_Oil | 13.9048
TVA Base Case | 2015 | 9 | 95 | McMinville_Oil | 14.049
TVA Base Case | 2015 | 10 | 95 | McMinville_Oil | 14.1939
TVA Base Case | 2015 | 11 | 95 | McMinville_Oil | 14.3155
TVA Base Case | 2015 | 12 | 95 | McMinville_Oil | 14.4265
TVA Base Case | 2016 | 1 | 95 | McMinville_Oil | 14.5463
TVA Base Case | 2016 | 2 | 95 | McMinville_Oil | 14.6168
TVA Base Case | 2016 | 3 | 95 | McMinville_Oil | 14.6227
TVA Base Case | 2016 | 4 | 95 | McMinville_Oil | 14.5671
TVA Base Case | 2016 | 5 | 95 | McMinville_Oil | 14.5985
TVA Base Case | 2016 | 6 | 95 | McMinville_Oil | 14.6655
TVA Base Case | 2016 | 7 | 95 | McMinville_Oil | 14.7511
TVA Base Case | 2016 | 8 | 95 | McMinville_Oil | 14.8735
TVA Base Case | 2016 | 9 | 95 | McMinville_Oil | 15.0069
TVA Base Case | 2016 | 10 | 95 | McMinville_Oil | 15.1121
TVA Base Case | 2016 | 11 | 95 | McMinville_Oil | 15.1844
TVA Base Case | 2016 | 12 | 95 | McMinville_Oil | 15.2575
TVA Base Case | 2017 | 1 | 95 | McMinville_Oil | 15.3331
TVA Base Case | 2017 | 2 | 95 | McMinville_Oil | 15.3917
TVA Base Case | 2017 | 3 | 95 | McMinville_Oil | 15.3985
TVA Base Case | 2017 | 4 | 95 | McMinville_Oil | 15.3561
TVA Base Case | 2017 | 5 | 95 | McMinville_Oil | 15.3826
TVA Base Case | 2017 | 6 | 95 | McMinville_Oil | 15.4034
TVA Base Case | 2017 | 7 | 95 | McMinville_Oil | 15.4638
TVA Base Case | 2017 | 8 | 95 | McMinville_Oil | 15.5466
TVA Base Case | 2017 | 9 | 95 | McMinville_Oil | 15.6266
TVA Base Case | 2017 | 10 | 95 | McMinville_Oil | 15.7066
TVA Base Case | 2017 | 11 | 95 | McMinville_Oil | 15.7584
TVA Base Case | 2017 | 12 | 95 | McMinville_Oil | 15.806
TVA Base Case | 2018 | 1 | 95 | McMinville_Oil | 15.7983
TVA Base Case | 2018 | 2 | 95 | McMinville_Oil | 15.8103
TVA Base Case | 2018 | 3 | 95 | McMinville_Oil | 15.8029
TVA Base Case | 2018 | 4 | 95 | McMinville_Oil | 15.7804
TVA Base Case | 2018 | 5 | 95 | McMinville_Oil | 15.7066
TVA Base Case | 2018 | 6 | 95 | McMinville_Oil | 15.6133
TVA Base Case | 2018 | 7 | 95 | McMinville_Oil | 15.6906
TVA Base Case | 2018 | 8 | 95 | McMinville_Oil | 15.7759
TVA Base Case | 2018 | 9 | 95 | McMinville_Oil | 15.837
TVA Base Case | 2018 | 10 | 95 | McMinville_Oil | 15.8842
TVA Base Case | 2018 | 11 | 95 | McMinville_Oil | 15.9572
TVA Base Case | 2018 | 12 | 95 | McMinville_Oil | 15.8427
TVA Base Case | 2019 | 1 | 95 | McMinville_Oil | 16.0642
TVA Base Case | 2019 | 2 | 95 | McMinville_Oil | 16.6771
TVA Base Case | 2019 | 3 | 95 | McMinville_Oil | 16.7157
TVA Base Case | 2019 | 4 | 95 | McMinville_Oil | 16.5056
TVA Base Case | 2019 | 5 | 95 | McMinville_Oil | 15.8627
TVA Base Case | 2019 | 6 | 95 | McMinville_Oil | 15.9379
TVA Base Case | 2019 | 7 | 95 | McMinville_Oil | 16.4228
TVA Base Case | 2019 | 8 | 95 | McMinville_Oil | 16.5312
TVA Base Case | 2019 | 9 | 95 | McMinville_Oil | 15.952
TVA Base Case | 2019 | 10 | 95 | McMinville_Oil | 15.9991
TVA Base Case | 2019 | 11 | 95 | McMinville_Oil | 16.3708
TVA Base Case | 2019 | 12 | 95 | McMinville_Oil | 17.0194
TVA Base Case | 2020 | 1 | 95 | McMinville_Oil | 17.1456
TVA Base Case | 2020 | 2 | 95 | McMinville_Oil | 17.9703
TVA Base Case | 2020 | 3 | 95 | McMinville_Oil | 18.0038
TVA Base Case | 2020 | 4 | 95 | McMinville_Oil | 17.5324
TVA Base Case | 2020 | 5 | 95 | McMinville_Oil | 16.27
TVA Base Case | 2020 | 6 | 95 | McMinville_Oil | 16.4479
TVA Base Case | 2020 | 7 | 95 | McMinville_Oil | 17.2918
TVA Base Case | 2020 | 8 | 95 | McMinville_Oil | 17.4445
TVA Base Case | 2020 | 9 | 95 | McMinville_Oil | 16.5754
TVA Base Case | 2020 | 10 | 95 | McMinville_Oil | 16.6709
TVA Base Case | 2020 | 11 | 95 | McMinville_Oil | 17.1933
TVA Base Case | 2020 | 12 | 95 | McMinville_Oil | 17.9564
TVA Base Case | 2021 | 1 | 95 | McMinville_Oil | 18.0806
TVA Base Case | 2021 | 2 | 95 | McMinville_Oil | 18.9923
TVA Base Case | 2021 | 3 | 95 | McMinville_Oil | 18.9648
TVA Base Case | 2021 | 4 | 95 | McMinville_Oil | 18.4112
TVA Base Case | 2021 | 5 | 95 | McMinville_Oil | 17.0827
TVA Base Case | 2021 | 6 | 95 | McMinville_Oil | 17.27
TVA Base Case | 2021 | 7 | 95 | McMinville_Oil | 18.1579
TVA Base Case | 2021 | 8 | 95 | McMinville_Oil | 18.3183
TVA Base Case | 2021 | 9 | 95 | McMinville_Oil | 17.4039
TVA Base Case | 2021 | 10 | 95 | McMinville_Oil | 17.5044
TVA Base Case | 2021 | 11 | 95 | McMinville_Oil | 18.0546
TVA Base Case | 2021 | 12 | 95 | McMinville_Oil | 18.7766
TVA Base Case | 2022 | 1 | 95 | McMinville_Oil | 18.9058
TVA Base Case | 2022 | 2 | 95 | McMinville_Oil | 19.86
TVA Base Case | 2022 | 3 | 95 | McMinville_Oil | 19.8309
TVA Base Case | 2022 | 4 | 95 | McMinville_Oil | 19.2508
TVA Base Case | 2022 | 5 | 95 | McMinville_Oil | 17.8593
TVA Base Case | 2022 | 6 | 95 | McMinville_Oil | 18.0555
TVA Base Case | 2022 | 7 | 95 | McMinville_Oil | 18.9853
TVA Base Case | 2022 | 8 | 95 | McMinville_Oil | 19.1532
TVA Base Case | 2022 | 9 | 95 | McMinville_Oil | 18.1956
TVA Base Case | 2022 | 10 | 95 | McMinville_Oil | 18.3008
TVA Base Case | 2022 | 11 | 95 | McMinville_Oil | 18.8775
TVA Base Case | 2022 | 12 | 95 | McMinville_Oil | 19.597
TVA Base Case | 2023 | 1 | 95 | McMinville_Oil | 19.7324
TVA Base Case | 2023 | 2 | 95 | McMinville_Oil | 20.7291
TVA Base Case | 2023 | 3 | 95 | McMinville_Oil | 20.6984
TVA Base Case | 2023 | 4 | 95 | McMinville_Oil | 20.0918
TVA Base Case | 2023 | 5 | 95 | McMinville_Oil | 18.6372
TVA Base Case | 2023 | 6 | 95 | McMinville_Oil | 18.8422
TVA Base Case | 2023 | 7 | 95 | McMinville_Oil | 19.8141
TVA Base Case | 2023 | 8 | 95 | McMinville_Oil | 19.9895
TVA Base Case | 2023 | 9 | 95 | McMinville_Oil | 18.9886
TVA Base Case | 2023 | 10 | 95 | McMinville_Oil | 19.0986
TVA Base Case | 2023 | 11 | 95 | McMinville_Oil | 19.7018
TVA Base Case | 2023 | 12 | 95 | McMinville_Oil | 20.4199
TVA Base Case | 2024 | 1 | 95 | McMinville_Oil | 20.5612
TVA Base Case | 2024 | 2 | 95 | McMinville_Oil | 21.6005
TVA Base Case | 2024 | 3 | 95 | McMinville_Oil | 21.5682
TVA Base Case | 2024 | 4 | 95 | McMinville_Oil | 20.935
TVA Base Case | 2024 | 5 | 95 | McMinville_Oil | 19.4173
TVA Base Case | 2024 | 6 | 95 | McMinville_Oil | 19.6312
TVA Base Case | 2024 | 7 | 95 | McMinville_Oil | 20.6451
TVA Base Case | 2024 | 8 | 95 | McMinville_Oil | 20.8281
TVA Base Case | 2024 | 9 | 95 | McMinville_Oil | 19.7839
TVA Base Case | 2024 | 10 | 95 | McMinville_Oil | 19.8985
TVA Base Case | 2024 | 11 | 95 | McMinville_Oil | 20.5283
TVA Base Case | 2024 | 12 | 95 | McMinville_Oil | 21.2418
TVA Base Case | 2025 | 1 | 95 | McMinville_Oil | 21.3889
TVA Base Case | 2025 | 2 | 95 | McMinville_Oil | 22.4708
TVA Base Case | 2025 | 3 | 95 | McMinville_Oil | 22.4369
TVA Base Case | 2025 | 4 | 95 | McMinville_Oil | 21.7772
TVA Base Case | 2025 | 5 | 95 | McMinville_Oil | 20.1964
TVA Base Case | 2025 | 6 | 95 | McMinville_Oil | 20.4193
TVA Base Case | 2025 | 7 | 95 | McMinville_Oil | 21.4752
TVA Base Case | 2025 | 8 | 95 | McMinville_Oil | 21.6656
TVA Base Case | 2025 | 9 | 95 | McMinville_Oil | 20.5781
TVA Base Case | 2025 | 10 | 95 | McMinville_Oil | 20.6975
TVA Base Case | 2025 | 11 | 95 | McMinville_Oil | 21.3538
TVA Base Case | 2025 | 12 | 95 | McMinville_Oil | 22.0638
TVA Base Case | 2026 | 1 | 95 | McMinville_Oil | 22.2167
TVA Base Case | 2026 | 2 | 95 | McMinville_Oil | 23.3412
TVA Base Case | 2026 | 3 | 95 | McMinville_Oil | 23.3057
TVA Base Case | 2026 | 4 | 95 | McMinville_Oil | 22.6195
TVA Base Case | 2026 | 5 | 95 | McMinville_Oil | 20.9757
TVA Base Case | 2026 | 6 | 95 | McMinville_Oil | 21.2074
TVA Base Case | 2026 | 7 | 95 | McMinville_Oil | 22.3053
TVA Base Case | 2026 | 8 | 95 | McMinville_Oil | 22.5032
TVA Base Case | 2026 | 9 | 95 | McMinville_Oil | 21.3725
TVA Base Case | 2026 | 10 | 95 | McMinville_Oil | 21.4966
TVA Base Case | 2026 | 11 | 95 | McMinville_Oil | 22.1794
TVA Base Case | 2026 | 12 | 95 | McMinville_Oil | 22.8862
TVA Base Case | 2027 | 1 | 95 | McMinville_Oil | 23.045
TVA Base Case | 2027 | 2 | 95 | McMinville_Oil | 24.2121
TVA Base Case | 2027 | 3 | 95 | McMinville_Oil | 24.175
TVA Base Case | 2027 | 4 | 95 | McMinville_Oil | 23.4623
TVA Base Case | 2027 | 5 | 95 | McMinville_Oil | 21.7554
TVA Base Case | 2027 | 6 | 95 | McMinville_Oil | 21.996
TVA Base Case | 2027 | 7 | 95 | McMinville_Oil | 23.1359
TVA Base Case | 2027 | 8 | 95 | McMinville_Oil | 23.3413
TVA Base Case | 2027 | 9 | 95 | McMinville_Oil | 22.1673
TVA Base Case | 2027 | 10 | 95 | McMinville_Oil | 22.2962
TVA Base Case | 2027 | 11 | 95 | McMinville_Oil | 23.0054
TVA Base Case | 2027 | 12 | 95 | McMinville_Oil | 23.7109
TVA Base Case | 2028 | 1 | 95 | McMinville_Oil | 23.8755
TVA Base Case | 2028 | 2 | 95 | McMinville_Oil | 25.0853
TVA Base Case | 2028 | 3 | 95 | McMinville_Oil | 25.0466
TVA Base Case | 2028 | 4 | 95 | McMinville_Oil | 24.3073
TVA Base Case | 2028 | 5 | 95 | McMinville_Oil | 22.5373
TVA Base Case | 2028 | 6 | 95 | McMinville_Oil | 22.7868
TVA Base Case | 2028 | 7 | 95 | McMinville_Oil | 23.9688
TVA Base Case | 2028 | 8 | 95 | McMinville_Oil | 24.1817
TVA Base Case | 2028 | 9 | 95 | McMinville_Oil | 22.9644
TVA Base Case | 2028 | 10 | 95 | McMinville_Oil | 23.098
TVA Base Case | 2028 | 11 | 95 | McMinville_Oil | 23.8337
TVA Base Case | 2028 | 12 | 95 | McMinville_Oil | 24.5345
TVA Base Case | 2029 | 1 | 95 | McMinville_Oil | 24.705
TVA Base Case | 2029 | 2 | 95 | McMinville_Oil | 25.9574
TVA Base Case | 2029 | 3 | 95 | McMinville_Oil | 25.9171
TVA Base Case | 2029 | 4 | 95 | McMinville_Oil | 25.1514
TVA Base Case | 2029 | 5 | 95 | McMinville_Oil | 23.3183
TVA Base Case | 2029 | 6 | 95 | McMinville_Oil | 23.5766
TVA Base Case | 2029 | 7 | 95 | McMinville_Oil | 24.8006
TVA Base Case | 2029 | 8 | 95 | McMinville_Oil | 25.0211
TVA Base Case | 2029 | 9 | 95 | McMinville_Oil | 23.7605
TVA Base Case | 2029 | 10 | 95 | McMinville_Oil | 23.8988
TVA Base Case | 2029 | 11 | 95 | McMinville_Oil | 24.661
TVA Base Case | 2029 | 12 | 95 | McMinville_Oil | 25.3583
TVA Base Case | 2030 | 1 | 95 | McMinville_Oil | 25.5346
TVA Base Case | 2030 | 2 | 95 | McMinville_Oil | 26.8296
TVA Base Case | 2030 | 3 | 95 | McMinville_Oil | 26.7878
TVA Base Case | 2030 | 4 | 95 | McMinville_Oil | 25.9956
TVA Base Case | 2030 | 5 | 95 | McMinville_Oil | 24.0994
TVA Base Case | 2030 | 6 | 95 | McMinville_Oil | 24.3666
TVA Base Case | 2030 | 7 | 95 | McMinville_Oil | 25.6326
TVA Base Case | 2030 | 8 | 95 | McMinville_Oil | 25.8605
TVA Base Case | 2030 | 9 | 95 | McMinville_Oil | 24.5567
TVA Base Case | 2030 | 10 | 95 | McMinville_Oil | 24.6998
TVA Base Case | 2030 | 11 | 95 | McMinville_Oil | 25.4885
TVA Base Case | 2030 | 12 | 95 | McMinville_Oil | 26.1825
TVA Base Case | 2031 | 1 | 95 | McMinville_Oil | 26.3647
TVA Base Case | 2031 | 2 | 95 | McMinville_Oil | 27.7023
TVA Base Case | 2031 | 3 | 95 | McMinville_Oil | 27.6589
TVA Base Case | 2031 | 4 | 95 | McMinville_Oil | 26.8402
TVA Base Case | 2031 | 5 | 95 | McMinville_Oil | 24.881
TVA Base Case | 2031 | 6 | 95 | McMinville_Oil | 25.1571
TVA Base Case | 2031 | 7 | 95 | McMinville_Oil | 26.4651
TVA Base Case | 2031 | 8 | 95 | McMinville_Oil | 26.7005
TVA Base Case | 2031 | 9 | 95 | McMinville_Oil | 25.3535
TVA Base Case | 2031 | 10 | 95 | McMinville_Oil | 25.5013
TVA Base Case | 2031 | 11 | 95 | McMinville_Oil | 26.3164
TVA Base Case | 2031 | 12 | 95 | McMinville_Oil | 27.0091
TVA Base Case | 2032 | 1 | 95 | McMinville_Oil | 27.1971
TVA Base Case | 2032 | 2 | 95 | McMinville_Oil | 28.5774
TVA Base Case | 2032 | 3 | 95 | McMinville_Oil | 28.5325
TVA Base Case | 2032 | 4 | 95 | McMinville_Oil | 27.6872
TVA Base Case | 2032 | 5 | 95 | McMinville_Oil | 25.6649
TVA Base Case | 2032 | 6 | 95 | McMinville_Oil | 25.9499
TVA Base Case | 2032 | 7 | 95 | McMinville_Oil | 27.3
TVA Base Case | 2032 | 8 | 95 | McMinville_Oil | 27.5429
TVA Base Case | 2032 | 9 | 95 | McMinville_Oil | 26.1525
TVA Base Case | 2032 | 10 | 95 | McMinville_Oil | 26.305
TVA Base Case | 2032 | 11 | 95 | McMinville_Oil | 27.1467
TVA Base Case | 2032 | 12 | 95 | McMinville_Oil | 27.8346
TVA Base Case | 2033 | 1 | 95 | McMinville_Oil | 28.0285
TVA Base Case | 2033 | 2 | 95 | McMinville_Oil | 29.4515
TVA Base Case | 2033 | 3 | 95 | McMinville_Oil | 29.4049
TVA Base Case | 2033 | 4 | 95 | McMinville_Oil | 28.5332
TVA Base Case | 2033 | 5 | 95 | McMinville_Oil | 26.4479
TVA Base Case | 2033 | 6 | 95 | McMinville_Oil | 26.7417
TVA Base Case | 2033 | 7 | 95 | McMinville_Oil | 28.1339
TVA Base Case | 2033 | 8 | 95 | McMinville_Oil | 28.3843
TVA Base Case | 2033 | 9 | 95 | McMinville_Oil | 26.9506
TVA Base Case | 2033 | 10 | 95 | McMinville_Oil | 27.1079
TVA Base Case | 2033 | 11 | 95 | McMinville_Oil | 27.9759
TVA Base Case | 2033 | 12 | 95 | McMinville_Oil | 28.6604
TVA Base Case | 2034 | 1 | 95 | McMinville_Oil | 28.8601
TVA Base Case | 2034 | 2 | 95 | McMinville_Oil | 30.3256
TVA Base Case | 2034 | 3 | 95 | McMinville_Oil | 30.2776
TVA Base Case | 2034 | 4 | 95 | McMinville_Oil | 29.3794
TVA Base Case | 2034 | 5 | 95 | McMinville_Oil | 27.231
TVA Base Case | 2034 | 6 | 95 | McMinville_Oil | 27.5338
TVA Base Case | 2034 | 7 | 95 | McMinville_Oil | 28.9679
TVA Base Case | 2034 | 8 | 95 | McMinville_Oil | 29.2258
TVA Base Case | 2034 | 9 | 95 | McMinville_Oil | 27.7489
TVA Base Case | 2034 | 10 | 95 | McMinville_Oil | 27.9109
TVA Base Case | 2034 | 11 | 95 | McMinville_Oil | 28.8054
TVA Base Case | 2034 | 12 | 95 | McMinville_Oil | 29.4866
TVA Base Case | 2035 | 1 | 95 | McMinville_Oil | 29.6921
TVA Base Case | 2035 | 2 | 95 | McMinville_Oil | 31.2003
TVA Base Case | 2035 | 3 | 95 | McMinville_Oil | 31.1507
TVA Base Case | 2035 | 4 | 95 | McMinville_Oil | 30.2261
TVA Base Case | 2035 | 5 | 95 | McMinville_Oil | 28.0147
TVA Base Case | 2035 | 6 | 95 | McMinville_Oil | 28.3264
TVA Base Case | 2035 | 7 | 95 | McMinville_Oil | 29.8025
TVA Base Case | 2035 | 8 | 95 | McMinville_Oil | 30.0679
TVA Base Case | 2035 | 9 | 95 | McMinville_Oil | 28.5478
TVA Base Case | 2035 | 10 | 95 | McMinville_Oil | 28.7145
TVA Base Case | 2035 | 11 | 95 | McMinville_Oil | 29.6354
TVA Base Case | 2035 | 12 | 95 | McMinville_Oil | 30.3151
TVA Base Case | 2014 | 1 | 76 | MEC_Gas | 0
TVA Base Case | 2014 | 2 | 76 | MEC_Gas | 0
TVA Base Case | 2014 | 3 | 76 | MEC_Gas | 0
TVA Base Case | 2014 | 4 | 76 | MEC_Gas | 0
TVA Base Case | 2014 | 5 | 76 | MEC_Gas | 0
TVA Base Case | 2014 | 6 | 76 | MEC_Gas | 0
TVA Base Case | 2014 | 7 | 76 | MEC_Gas | 0
TVA Base Case | 2014 | 8 | 76 | MEC_Gas | 0
TVA Base Case | 2014 | 9 | 76 | MEC_Gas | 0
TVA Base Case | 2014 | 10 | 76 | MEC_Gas | 0
TVA Base Case | 2014 | 11 | 76 | MEC_Gas | 0
TVA Base Case | 2014 | 12 | 76 | MEC_Gas | 0
TVA Base Case | 2015 | 1 | 76 | MEC_Gas | 2.71
TVA Base Case | 2015 | 2 | 76 | MEC_Gas | 2.71
TVA Base Case | 2015 | 3 | 76 | MEC_Gas | 2.71
TVA Base Case | 2015 | 4 | 76 | MEC_Gas | 0
TVA Base Case | 2015 | 5 | 76 | MEC_Gas | 0
TVA Base Case | 2015 | 6 | 76 | MEC_Gas | 0
TVA Base Case | 2015 | 7 | 76 | MEC_Gas | 0
TVA Base Case | 2015 | 8 | 76 | MEC_Gas | 0
TVA Base Case | 2015 | 9 | 76 | MEC_Gas | 0
TVA Base Case | 2015 | 10 | 76 | MEC_Gas | 0
TVA Base Case | 2015 | 11 | 76 | MEC_Gas | 0
TVA Base Case | 2015 | 12 | 76 | MEC_Gas | 0
TVA Base Case | 2016 | 1 | 76 | MEC_Gas | 0
TVA Base Case | 2016 | 2 | 76 | MEC_Gas | 0
TVA Base Case | 2016 | 3 | 76 | MEC_Gas | 0
TVA Base Case | 2016 | 4 | 76 | MEC_Gas | 0
TVA Base Case | 2016 | 5 | 76 | MEC_Gas | 0
TVA Base Case | 2016 | 6 | 76 | MEC_Gas | 0
TVA Base Case | 2016 | 7 | 76 | MEC_Gas | 0
TVA Base Case | 2016 | 8 | 76 | MEC_Gas | 0
TVA Base Case | 2016 | 9 | 76 | MEC_Gas | 0
TVA Base Case | 2016 | 10 | 76 | MEC_Gas | 0
TVA Base Case | 2016 | 11 | 76 | MEC_Gas | 0
TVA Base Case | 2016 | 12 | 76 | MEC_Gas | 0
TVA Base Case | 2017 | 1 | 76 | MEC_Gas | 0
TVA Base Case | 2017 | 2 | 76 | MEC_Gas | 0
TVA Base Case | 2017 | 3 | 76 | MEC_Gas | 0
TVA Base Case | 2017 | 4 | 76 | MEC_Gas | 0
TVA Base Case | 2017 | 5 | 76 | MEC_Gas | 0
TVA Base Case | 2017 | 6 | 76 | MEC_Gas | 0
TVA Base Case | 2017 | 7 | 76 | MEC_Gas | 0
TVA Base Case | 2017 | 8 | 76 | MEC_Gas | 0
TVA Base Case | 2017 | 9 | 76 | MEC_Gas | 0
TVA Base Case | 2017 | 10 | 76 | MEC_Gas | 0
TVA Base Case | 2017 | 11 | 76 | MEC_Gas | 0
TVA Base Case | 2017 | 12 | 76 | MEC_Gas | 0
TVA Base Case | 2018 | 1 | 76 | MEC_Gas | 0
TVA Base Case | 2018 | 2 | 76 | MEC_Gas | 0
TVA Base Case | 2018 | 3 | 76 | MEC_Gas | 0
TVA Base Case | 2018 | 4 | 76 | MEC_Gas | 0
TVA Base Case | 2018 | 5 | 76 | MEC_Gas | 0
TVA Base Case | 2018 | 6 | 76 | MEC_Gas | 0
TVA Base Case | 2018 | 7 | 76 | MEC_Gas | 0
TVA Base Case | 2018 | 8 | 76 | MEC_Gas | 0
TVA Base Case | 2018 | 9 | 76 | MEC_Gas | 0
TVA Base Case | 2018 | 10 | 76 | MEC_Gas | 0
TVA Base Case | 2018 | 11 | 76 | MEC_Gas | 0
TVA Base Case | 2018 | 12 | 76 | MEC_Gas | 0
TVA Base Case | 2019 | 1 | 76 | MEC_Gas | 0
TVA Base Case | 2019 | 2 | 76 | MEC_Gas | 0
TVA Base Case | 2019 | 3 | 76 | MEC_Gas | 0
TVA Base Case | 2019 | 4 | 76 | MEC_Gas | 0
TVA Base Case | 2019 | 5 | 76 | MEC_Gas | 0
TVA Base Case | 2019 | 6 | 76 | MEC_Gas | 0
TVA Base Case | 2019 | 7 | 76 | MEC_Gas | 0
TVA Base Case | 2019 | 8 | 76 | MEC_Gas | 0
TVA Base Case | 2019 | 9 | 76 | MEC_Gas | 0
TVA Base Case | 2019 | 10 | 76 | MEC_Gas | 0
TVA Base Case | 2019 | 11 | 76 | MEC_Gas | 0
TVA Base Case | 2019 | 12 | 76 | MEC_Gas | 0
TVA Base Case | 2020 | 1 | 76 | MEC_Gas | 0
TVA Base Case | 2020 | 2 | 76 | MEC_Gas | 0
TVA Base Case | 2020 | 3 | 76 | MEC_Gas | 0
TVA Base Case | 2020 | 4 | 76 | MEC_Gas | 0
TVA Base Case | 2020 | 5 | 76 | MEC_Gas | 0
TVA Base Case | 2020 | 6 | 76 | MEC_Gas | 0
TVA Base Case | 2020 | 7 | 76 | MEC_Gas | 0
TVA Base Case | 2020 | 8 | 76 | MEC_Gas | 0
TVA Base Case | 2020 | 9 | 76 | MEC_Gas | 0
TVA Base Case | 2020 | 10 | 76 | MEC_Gas | 0
TVA Base Case | 2020 | 11 | 76 | MEC_Gas | 0
TVA Base Case | 2020 | 12 | 76 | MEC_Gas | 0
TVA Base Case | 2021 | 1 | 76 | MEC_Gas | 0
TVA Base Case | 2021 | 2 | 76 | MEC_Gas | 0
TVA Base Case | 2021 | 3 | 76 | MEC_Gas | 0
TVA Base Case | 2021 | 4 | 76 | MEC_Gas | 0
TVA Base Case | 2021 | 5 | 76 | MEC_Gas | 0
TVA Base Case | 2021 | 6 | 76 | MEC_Gas | 0
TVA Base Case | 2021 | 7 | 76 | MEC_Gas | 0
TVA Base Case | 2021 | 8 | 76 | MEC_Gas | 0
TVA Base Case | 2021 | 9 | 76 | MEC_Gas | 0
TVA Base Case | 2021 | 10 | 76 | MEC_Gas | 0
TVA Base Case | 2021 | 11 | 76 | MEC_Gas | 0
TVA Base Case | 2021 | 12 | 76 | MEC_Gas | 0
TVA Base Case | 2022 | 1 | 76 | MEC_Gas | 0
TVA Base Case | 2022 | 2 | 76 | MEC_Gas | 0
TVA Base Case | 2022 | 3 | 76 | MEC_Gas | 0
TVA Base Case | 2022 | 4 | 76 | MEC_Gas | 0
TVA Base Case | 2022 | 5 | 76 | MEC_Gas | 0
TVA Base Case | 2022 | 6 | 76 | MEC_Gas | 0
TVA Base Case | 2022 | 7 | 76 | MEC_Gas | 0
TVA Base Case | 2022 | 8 | 76 | MEC_Gas | 0
TVA Base Case | 2022 | 9 | 76 | MEC_Gas | 0
TVA Base Case | 2022 | 10 | 76 | MEC_Gas | 0
TVA Base Case | 2022 | 11 | 76 | MEC_Gas | 0
TVA Base Case | 2022 | 12 | 76 | MEC_Gas | 0
TVA Base Case | 2023 | 1 | 76 | MEC_Gas | 0
TVA Base Case | 2023 | 2 | 76 | MEC_Gas | 0
TVA Base Case | 2023 | 3 | 76 | MEC_Gas | 0
TVA Base Case | 2023 | 4 | 76 | MEC_Gas | 0
TVA Base Case | 2023 | 5 | 76 | MEC_Gas | 0
TVA Base Case | 2023 | 6 | 76 | MEC_Gas | 0
TVA Base Case | 2023 | 7 | 76 | MEC_Gas | 0
TVA Base Case | 2023 | 8 | 76 | MEC_Gas | 0
TVA Base Case | 2023 | 9 | 76 | MEC_Gas | 0
TVA Base Case | 2023 | 10 | 76 | MEC_Gas | 0
TVA Base Case | 2023 | 11 | 76 | MEC_Gas | 0
TVA Base Case | 2023 | 12 | 76 | MEC_Gas | 0
TVA Base Case | 2024 | 1 | 76 | MEC_Gas | 0
TVA Base Case | 2024 | 2 | 76 | MEC_Gas | 0
TVA Base Case | 2024 | 3 | 76 | MEC_Gas | 0
TVA Base Case | 2024 | 4 | 76 | MEC_Gas | 0
TVA Base Case | 2024 | 5 | 76 | MEC_Gas | 0
TVA Base Case | 2024 | 6 | 76 | MEC_Gas | 0
TVA Base Case | 2024 | 7 | 76 | MEC_Gas | 0
TVA Base Case | 2024 | 8 | 76 | MEC_Gas | 0
TVA Base Case | 2024 | 9 | 76 | MEC_Gas | 0
TVA Base Case | 2024 | 10 | 76 | MEC_Gas | 0
TVA Base Case | 2024 | 11 | 76 | MEC_Gas | 0
TVA Base Case | 2024 | 12 | 76 | MEC_Gas | 0
TVA Base Case | 2025 | 1 | 76 | MEC_Gas | 0
TVA Base Case | 2025 | 2 | 76 | MEC_Gas | 0
TVA Base Case | 2025 | 3 | 76 | MEC_Gas | 0
TVA Base Case | 2025 | 4 | 76 | MEC_Gas | 0
TVA Base Case | 2025 | 5 | 76 | MEC_Gas | 0
TVA Base Case | 2025 | 6 | 76 | MEC_Gas | 0
TVA Base Case | 2025 | 7 | 76 | MEC_Gas | 0
TVA Base Case | 2025 | 8 | 76 | MEC_Gas | 0
TVA Base Case | 2025 | 9 | 76 | MEC_Gas | 0
TVA Base Case | 2025 | 10 | 76 | MEC_Gas | 0
TVA Base Case | 2025 | 11 | 76 | MEC_Gas | 0
TVA Base Case | 2025 | 12 | 76 | MEC_Gas | 0
TVA Base Case | 2026 | 1 | 76 | MEC_Gas | 0
TVA Base Case | 2026 | 2 | 76 | MEC_Gas | 0
TVA Base Case | 2026 | 3 | 76 | MEC_Gas | 0
TVA Base Case | 2026 | 4 | 76 | MEC_Gas | 0
TVA Base Case | 2026 | 5 | 76 | MEC_Gas | 0
TVA Base Case | 2026 | 6 | 76 | MEC_Gas | 0
TVA Base Case | 2026 | 7 | 76 | MEC_Gas | 0
TVA Base Case | 2026 | 8 | 76 | MEC_Gas | 0
TVA Base Case | 2026 | 9 | 76 | MEC_Gas | 0
TVA Base Case | 2026 | 10 | 76 | MEC_Gas | 0
TVA Base Case | 2026 | 11 | 76 | MEC_Gas | 0
TVA Base Case | 2026 | 12 | 76 | MEC_Gas | 0
TVA Base Case | 2027 | 1 | 76 | MEC_Gas | 0
TVA Base Case | 2027 | 2 | 76 | MEC_Gas | 0
TVA Base Case | 2027 | 3 | 76 | MEC_Gas | 0
TVA Base Case | 2027 | 4 | 76 | MEC_Gas | 0
TVA Base Case | 2027 | 5 | 76 | MEC_Gas | 0
TVA Base Case | 2027 | 6 | 76 | MEC_Gas | 0
TVA Base Case | 2027 | 7 | 76 | MEC_Gas | 0
TVA Base Case | 2027 | 8 | 76 | MEC_Gas | 0
TVA Base Case | 2027 | 9 | 76 | MEC_Gas | 0
TVA Base Case | 2027 | 10 | 76 | MEC_Gas | 0
TVA Base Case | 2027 | 11 | 76 | MEC_Gas | 0
TVA Base Case | 2027 | 12 | 76 | MEC_Gas | 0
TVA Base Case | 2028 | 1 | 76 | MEC_Gas | 0
TVA Base Case | 2028 | 2 | 76 | MEC_Gas | 0
TVA Base Case | 2028 | 3 | 76 | MEC_Gas | 0
TVA Base Case | 2028 | 4 | 76 | MEC_Gas | 0
TVA Base Case | 2028 | 5 | 76 | MEC_Gas | 0
TVA Base Case | 2028 | 6 | 76 | MEC_Gas | 0
TVA Base Case | 2028 | 7 | 76 | MEC_Gas | 0
TVA Base Case | 2028 | 8 | 76 | MEC_Gas | 0
TVA Base Case | 2028 | 9 | 76 | MEC_Gas | 0
TVA Base Case | 2028 | 10 | 76 | MEC_Gas | 0
TVA Base Case | 2028 | 11 | 76 | MEC_Gas | 0
TVA Base Case | 2028 | 12 | 76 | MEC_Gas | 0
TVA Base Case | 2029 | 1 | 76 | MEC_Gas | 0
TVA Base Case | 2029 | 2 | 76 | MEC_Gas | 0
TVA Base Case | 2029 | 3 | 76 | MEC_Gas | 0
TVA Base Case | 2029 | 4 | 76 | MEC_Gas | 0
TVA Base Case | 2029 | 5 | 76 | MEC_Gas | 0
TVA Base Case | 2029 | 6 | 76 | MEC_Gas | 0
TVA Base Case | 2029 | 7 | 76 | MEC_Gas | 0
TVA Base Case | 2029 | 8 | 76 | MEC_Gas | 0
TVA Base Case | 2029 | 9 | 76 | MEC_Gas | 0
TVA Base Case | 2029 | 10 | 76 | MEC_Gas | 0
TVA Base Case | 2029 | 11 | 76 | MEC_Gas | 0
TVA Base Case | 2029 | 12 | 76 | MEC_Gas | 0
TVA Base Case | 2030 | 1 | 76 | MEC_Gas | 0
TVA Base Case | 2030 | 2 | 76 | MEC_Gas | 0
TVA Base Case | 2030 | 3 | 76 | MEC_Gas | 0
TVA Base Case | 2030 | 4 | 76 | MEC_Gas | 0
TVA Base Case | 2030 | 5 | 76 | MEC_Gas | 0
TVA Base Case | 2030 | 6 | 76 | MEC_Gas | 0
TVA Base Case | 2030 | 7 | 76 | MEC_Gas | 0
TVA Base Case | 2030 | 8 | 76 | MEC_Gas | 0
TVA Base Case | 2030 | 9 | 76 | MEC_Gas | 0
TVA Base Case | 2030 | 10 | 76 | MEC_Gas | 0
TVA Base Case | 2030 | 11 | 76 | MEC_Gas | 0
TVA Base Case | 2030 | 12 | 76 | MEC_Gas | 0
TVA Base Case | 2031 | 1 | 76 | MEC_Gas | 0
TVA Base Case | 2031 | 2 | 76 | MEC_Gas | 0
TVA Base Case | 2031 | 3 | 76 | MEC_Gas | 0
TVA Base Case | 2031 | 4 | 76 | MEC_Gas | 0
TVA Base Case | 2031 | 5 | 76 | MEC_Gas | 0
TVA Base Case | 2031 | 6 | 76 | MEC_Gas | 0
TVA Base Case | 2031 | 7 | 76 | MEC_Gas | 0
TVA Base Case | 2031 | 8 | 76 | MEC_Gas | 0
TVA Base Case | 2031 | 9 | 76 | MEC_Gas | 0
TVA Base Case | 2031 | 10 | 76 | MEC_Gas | 0
TVA Base Case | 2031 | 11 | 76 | MEC_Gas | 0
TVA Base Case | 2031 | 12 | 76 | MEC_Gas | 0
TVA Base Case | 2032 | 1 | 76 | MEC_Gas | 0
TVA Base Case | 2032 | 2 | 76 | MEC_Gas | 0
TVA Base Case | 2032 | 3 | 76 | MEC_Gas | 0
TVA Base Case | 2032 | 4 | 76 | MEC_Gas | 0
TVA Base Case | 2032 | 5 | 76 | MEC_Gas | 0
TVA Base Case | 2032 | 6 | 76 | MEC_Gas | 0
TVA Base Case | 2032 | 7 | 76 | MEC_Gas | 0
TVA Base Case | 2032 | 8 | 76 | MEC_Gas | 0
TVA Base Case | 2032 | 9 | 76 | MEC_Gas | 0
TVA Base Case | 2032 | 10 | 76 | MEC_Gas | 0
TVA Base Case | 2032 | 11 | 76 | MEC_Gas | 0
TVA Base Case | 2032 | 12 | 76 | MEC_Gas | 0
TVA Base Case | 2033 | 1 | 76 | MEC_Gas | 0
TVA Base Case | 2033 | 2 | 76 | MEC_Gas | 0
TVA Base Case | 2033 | 3 | 76 | MEC_Gas | 0
TVA Base Case | 2033 | 4 | 76 | MEC_Gas | 0
TVA Base Case | 2033 | 5 | 76 | MEC_Gas | 0
TVA Base Case | 2033 | 6 | 76 | MEC_Gas | 0
TVA Base Case | 2033 | 7 | 76 | MEC_Gas | 0
TVA Base Case | 2033 | 8 | 76 | MEC_Gas | 0
TVA Base Case | 2033 | 9 | 76 | MEC_Gas | 0
TVA Base Case | 2033 | 10 | 76 | MEC_Gas | 0
TVA Base Case | 2033 | 11 | 76 | MEC_Gas | 0
TVA Base Case | 2033 | 12 | 76 | MEC_Gas | 0
TVA Base Case | 2034 | 1 | 76 | MEC_Gas | 0
TVA Base Case | 2034 | 2 | 76 | MEC_Gas | 0
TVA Base Case | 2034 | 3 | 76 | MEC_Gas | 0
TVA Base Case | 2034 | 4 | 76 | MEC_Gas | 0
TVA Base Case | 2034 | 5 | 76 | MEC_Gas | 0
TVA Base Case | 2034 | 6 | 76 | MEC_Gas | 0
TVA Base Case | 2034 | 7 | 76 | MEC_Gas | 0
TVA Base Case | 2034 | 8 | 76 | MEC_Gas | 0
TVA Base Case | 2034 | 9 | 76 | MEC_Gas | 0
TVA Base Case | 2034 | 10 | 76 | MEC_Gas | 0
TVA Base Case | 2034 | 11 | 76 | MEC_Gas | 0
TVA Base Case | 2034 | 12 | 76 | MEC_Gas | 0
TVA Base Case | 2035 | 1 | 76 | MEC_Gas | 0
TVA Base Case | 2035 | 2 | 76 | MEC_Gas | 0
TVA Base Case | 2035 | 3 | 76 | MEC_Gas | 0
TVA Base Case | 2035 | 4 | 76 | MEC_Gas | 0
TVA Base Case | 2035 | 5 | 76 | MEC_Gas | 0
TVA Base Case | 2035 | 6 | 76 | MEC_Gas | 0
TVA Base Case | 2035 | 7 | 76 | MEC_Gas | 0
TVA Base Case | 2035 | 8 | 76 | MEC_Gas | 0
TVA Base Case | 2035 | 9 | 76 | MEC_Gas | 0
TVA Base Case | 2035 | 10 | 76 | MEC_Gas | 0
TVA Base Case | 2035 | 11 | 76 | MEC_Gas | 0
TVA Base Case | 2035 | 12 | 76 | MEC_Gas | 0
TVA Base Case | 2014 | 1 | 92 | Meridian_Oil | 22.4224
TVA Base Case | 2014 | 2 | 92 | Meridian_Oil | 22.4224
TVA Base Case | 2014 | 3 | 92 | Meridian_Oil | 22.4224
TVA Base Case | 2014 | 4 | 92 | Meridian_Oil | 22.2248
TVA Base Case | 2014 | 5 | 92 | Meridian_Oil | 22.1483
TVA Base Case | 2014 | 6 | 92 | Meridian_Oil | 22.0969
TVA Base Case | 2014 | 7 | 92 | Meridian_Oil | 22.0599
TVA Base Case | 2014 | 8 | 92 | Meridian_Oil | 22.0265
TVA Base Case | 2014 | 9 | 92 | Meridian_Oil | 22.0015
TVA Base Case | 2014 | 10 | 92 | Meridian_Oil | 21.9551
TVA Base Case | 2014 | 11 | 92 | Meridian_Oil | 21.9156
TVA Base Case | 2014 | 12 | 92 | Meridian_Oil | 21.8794
TVA Base Case | 2015 | 1 | 92 | Meridian_Oil | 13.37
TVA Base Case | 2015 | 2 | 92 | Meridian_Oil | 13.37
TVA Base Case | 2015 | 3 | 92 | Meridian_Oil | 13.37
TVA Base Case | 2015 | 4 | 92 | Meridian_Oil | 13.5976
TVA Base Case | 2015 | 5 | 92 | Meridian_Oil | 13.4709
TVA Base Case | 2015 | 6 | 92 | Meridian_Oil | 13.4953
TVA Base Case | 2015 | 7 | 92 | Meridian_Oil | 13.5832
TVA Base Case | 2015 | 8 | 92 | Meridian_Oil | 13.7105
TVA Base Case | 2015 | 9 | 92 | Meridian_Oil | 13.8547
TVA Base Case | 2015 | 10 | 92 | Meridian_Oil | 13.9996
TVA Base Case | 2015 | 11 | 92 | Meridian_Oil | 14.1212
TVA Base Case | 2015 | 12 | 92 | Meridian_Oil | 14.2321
TVA Base Case | 2016 | 1 | 92 | Meridian_Oil | 14.3483
TVA Base Case | 2016 | 2 | 92 | Meridian_Oil | 14.4188
TVA Base Case | 2016 | 3 | 92 | Meridian_Oil | 14.4247
TVA Base Case | 2016 | 4 | 92 | Meridian_Oil | 14.3692
TVA Base Case | 2016 | 5 | 92 | Meridian_Oil | 14.4006
TVA Base Case | 2016 | 6 | 92 | Meridian_Oil | 14.4675
TVA Base Case | 2016 | 7 | 92 | Meridian_Oil | 14.5532
TVA Base Case | 2016 | 8 | 92 | Meridian_Oil | 14.6755
TVA Base Case | 2016 | 9 | 92 | Meridian_Oil | 14.8089
TVA Base Case | 2016 | 10 | 92 | Meridian_Oil | 14.9141
TVA Base Case | 2016 | 11 | 92 | Meridian_Oil | 14.9864
TVA Base Case | 2016 | 12 | 92 | Meridian_Oil | 15.0595
TVA Base Case | 2017 | 1 | 92 | Meridian_Oil | 15.1316
TVA Base Case | 2017 | 2 | 92 | Meridian_Oil | 15.1902
TVA Base Case | 2017 | 3 | 92 | Meridian_Oil | 15.197
TVA Base Case | 2017 | 4 | 92 | Meridian_Oil | 15.1546
TVA Base Case | 2017 | 5 | 92 | Meridian_Oil | 15.1811
TVA Base Case | 2017 | 6 | 92 | Meridian_Oil | 15.2019
TVA Base Case | 2017 | 7 | 92 | Meridian_Oil | 15.2623
TVA Base Case | 2017 | 8 | 92 | Meridian_Oil | 15.3451
TVA Base Case | 2017 | 9 | 92 | Meridian_Oil | 15.4251
TVA Base Case | 2017 | 10 | 92 | Meridian_Oil | 15.5051
TVA Base Case | 2017 | 11 | 92 | Meridian_Oil | 15.5569
TVA Base Case | 2017 | 12 | 92 | Meridian_Oil | 15.6045
TVA Base Case | 2018 | 1 | 92 | Meridian_Oil | 15.593
TVA Base Case | 2018 | 2 | 92 | Meridian_Oil | 15.605
TVA Base Case | 2018 | 3 | 92 | Meridian_Oil | 15.5976
TVA Base Case | 2018 | 4 | 92 | Meridian_Oil | 15.5751
TVA Base Case | 2018 | 5 | 92 | Meridian_Oil | 15.5013
TVA Base Case | 2018 | 6 | 92 | Meridian_Oil | 15.408
TVA Base Case | 2018 | 7 | 92 | Meridian_Oil | 15.4853
TVA Base Case | 2018 | 8 | 92 | Meridian_Oil | 15.5706
TVA Base Case | 2018 | 9 | 92 | Meridian_Oil | 15.6317
TVA Base Case | 2018 | 10 | 92 | Meridian_Oil | 15.6789
TVA Base Case | 2018 | 11 | 92 | Meridian_Oil | 15.7519
TVA Base Case | 2018 | 12 | 92 | Meridian_Oil | 15.6373
TVA Base Case | 2019 | 1 | 92 | Meridian_Oil | 15.8548
TVA Base Case | 2019 | 2 | 92 | Meridian_Oil | 16.4677
TVA Base Case | 2019 | 3 | 92 | Meridian_Oil | 16.5063
TVA Base Case | 2019 | 4 | 92 | Meridian_Oil | 16.2961
TVA Base Case | 2019 | 5 | 92 | Meridian_Oil | 15.6532
TVA Base Case | 2019 | 6 | 92 | Meridian_Oil | 15.7284
TVA Base Case | 2019 | 7 | 92 | Meridian_Oil | 16.2133
TVA Base Case | 2019 | 8 | 92 | Meridian_Oil | 16.3217
TVA Base Case | 2019 | 9 | 92 | Meridian_Oil | 15.7426
TVA Base Case | 2019 | 10 | 92 | Meridian_Oil | 15.7897
TVA Base Case | 2019 | 11 | 92 | Meridian_Oil | 16.1613
TVA Base Case | 2019 | 12 | 92 | Meridian_Oil | 16.8099
TVA Base Case | 2020 | 1 | 92 | Meridian_Oil | 16.9319
TVA Base Case | 2020 | 2 | 92 | Meridian_Oil | 17.7565
TVA Base Case | 2020 | 3 | 92 | Meridian_Oil | 17.7901
TVA Base Case | 2020 | 4 | 92 | Meridian_Oil | 17.3187
TVA Base Case | 2020 | 5 | 92 | Meridian_Oil | 16.0562
TVA Base Case | 2020 | 6 | 92 | Meridian_Oil | 16.2342
TVA Base Case | 2020 | 7 | 92 | Meridian_Oil | 17.0781
TVA Base Case | 2020 | 8 | 92 | Meridian_Oil | 17.2308
TVA Base Case | 2020 | 9 | 92 | Meridian_Oil | 16.3616
TVA Base Case | 2020 | 10 | 92 | Meridian_Oil | 16.4572
TVA Base Case | 2020 | 11 | 92 | Meridian_Oil | 16.9796
TVA Base Case | 2020 | 12 | 92 | Meridian_Oil | 17.7427
TVA Base Case | 2021 | 1 | 92 | Meridian_Oil | 17.8626
TVA Base Case | 2021 | 2 | 92 | Meridian_Oil | 18.7743
TVA Base Case | 2021 | 3 | 92 | Meridian_Oil | 18.7468
TVA Base Case | 2021 | 4 | 92 | Meridian_Oil | 18.1932
TVA Base Case | 2021 | 5 | 92 | Meridian_Oil | 16.8647
TVA Base Case | 2021 | 6 | 92 | Meridian_Oil | 17.052
TVA Base Case | 2021 | 7 | 92 | Meridian_Oil | 17.9398
TVA Base Case | 2021 | 8 | 92 | Meridian_Oil | 18.1003
TVA Base Case | 2021 | 9 | 92 | Meridian_Oil | 17.1859
TVA Base Case | 2021 | 10 | 92 | Meridian_Oil | 17.2864
TVA Base Case | 2021 | 11 | 92 | Meridian_Oil | 17.8366
TVA Base Case | 2021 | 12 | 92 | Meridian_Oil | 18.5585
TVA Base Case | 2022 | 1 | 92 | Meridian_Oil | 18.6836
TVA Base Case | 2022 | 2 | 92 | Meridian_Oil | 19.6377
TVA Base Case | 2022 | 3 | 92 | Meridian_Oil | 19.6086
TVA Base Case | 2022 | 4 | 92 | Meridian_Oil | 19.0285
TVA Base Case | 2022 | 5 | 92 | Meridian_Oil | 17.637
TVA Base Case | 2022 | 6 | 92 | Meridian_Oil | 17.8332
TVA Base Case | 2022 | 7 | 92 | Meridian_Oil | 18.763
TVA Base Case | 2022 | 8 | 92 | Meridian_Oil | 18.931
TVA Base Case | 2022 | 9 | 92 | Meridian_Oil | 17.9734
TVA Base Case | 2022 | 10 | 92 | Meridian_Oil | 18.0785
TVA Base Case | 2022 | 11 | 92 | Meridian_Oil | 18.6553
TVA Base Case | 2022 | 12 | 92 | Meridian_Oil | 19.3747
TVA Base Case | 2023 | 1 | 92 | Meridian_Oil | 19.5057
TVA Base Case | 2023 | 2 | 92 | Meridian_Oil | 20.5024
TVA Base Case | 2023 | 3 | 92 | Meridian_Oil | 20.4717
TVA Base Case | 2023 | 4 | 92 | Meridian_Oil | 19.8651
TVA Base Case | 2023 | 5 | 92 | Meridian_Oil | 18.4106
TVA Base Case | 2023 | 6 | 92 | Meridian_Oil | 18.6156
TVA Base Case | 2023 | 7 | 92 | Meridian_Oil | 19.5874
TVA Base Case | 2023 | 8 | 92 | Meridian_Oil | 19.7629
TVA Base Case | 2023 | 9 | 92 | Meridian_Oil | 18.762
TVA Base Case | 2023 | 10 | 92 | Meridian_Oil | 18.8719
TVA Base Case | 2023 | 11 | 92 | Meridian_Oil | 19.4751
TVA Base Case | 2023 | 12 | 92 | Meridian_Oil | 20.1933
TVA Base Case | 2024 | 1 | 92 | Meridian_Oil | 20.3301
TVA Base Case | 2024 | 2 | 92 | Meridian_Oil | 21.3694
TVA Base Case | 2024 | 3 | 92 | Meridian_Oil | 21.3371
TVA Base Case | 2024 | 4 | 92 | Meridian_Oil | 20.7039
TVA Base Case | 2024 | 5 | 92 | Meridian_Oil | 19.1862
TVA Base Case | 2024 | 6 | 92 | Meridian_Oil | 19.4001
TVA Base Case | 2024 | 7 | 92 | Meridian_Oil | 20.414
TVA Base Case | 2024 | 8 | 92 | Meridian_Oil | 20.597
TVA Base Case | 2024 | 9 | 92 | Meridian_Oil | 19.5528
TVA Base Case | 2024 | 10 | 92 | Meridian_Oil | 19.6674
TVA Base Case | 2024 | 11 | 92 | Meridian_Oil | 20.2972
TVA Base Case | 2024 | 12 | 92 | Meridian_Oil | 21.0107
TVA Base Case | 2025 | 1 | 92 | Meridian_Oil | 21.1533
TVA Base Case | 2025 | 2 | 92 | Meridian_Oil | 22.2352
TVA Base Case | 2025 | 3 | 92 | Meridian_Oil | 22.2013
TVA Base Case | 2025 | 4 | 92 | Meridian_Oil | 21.5416
TVA Base Case | 2025 | 5 | 92 | Meridian_Oil | 19.9608
TVA Base Case | 2025 | 6 | 92 | Meridian_Oil | 20.1836
TVA Base Case | 2025 | 7 | 92 | Meridian_Oil | 21.2395
TVA Base Case | 2025 | 8 | 92 | Meridian_Oil | 21.4299
TVA Base Case | 2025 | 9 | 92 | Meridian_Oil | 20.3425
TVA Base Case | 2025 | 10 | 92 | Meridian_Oil | 20.4619
TVA Base Case | 2025 | 11 | 92 | Meridian_Oil | 21.1181
TVA Base Case | 2025 | 12 | 92 | Meridian_Oil | 21.8281
TVA Base Case | 2026 | 1 | 92 | Meridian_Oil | 21.9764
TVA Base Case | 2026 | 2 | 92 | Meridian_Oil | 23.1009
TVA Base Case | 2026 | 3 | 92 | Meridian_Oil | 23.0654
TVA Base Case | 2026 | 4 | 92 | Meridian_Oil | 22.3792
TVA Base Case | 2026 | 5 | 92 | Meridian_Oil | 20.7354
TVA Base Case | 2026 | 6 | 92 | Meridian_Oil | 20.9671
TVA Base Case | 2026 | 7 | 92 | Meridian_Oil | 22.065
TVA Base Case | 2026 | 8 | 92 | Meridian_Oil | 22.2629
TVA Base Case | 2026 | 9 | 92 | Meridian_Oil | 21.1322
TVA Base Case | 2026 | 10 | 92 | Meridian_Oil | 21.2563
TVA Base Case | 2026 | 11 | 92 | Meridian_Oil | 21.9391
TVA Base Case | 2026 | 12 | 92 | Meridian_Oil | 22.6459
TVA Base Case | 2027 | 1 | 92 | Meridian_Oil | 22.7999
TVA Base Case | 2027 | 2 | 92 | Meridian_Oil | 23.967
TVA Base Case | 2027 | 3 | 92 | Meridian_Oil | 23.9299
TVA Base Case | 2027 | 4 | 92 | Meridian_Oil | 23.2172
TVA Base Case | 2027 | 5 | 92 | Meridian_Oil | 21.5103
TVA Base Case | 2027 | 6 | 92 | Meridian_Oil | 21.7509
TVA Base Case | 2027 | 7 | 92 | Meridian_Oil | 22.8908
TVA Base Case | 2027 | 8 | 92 | Meridian_Oil | 23.0962
TVA Base Case | 2027 | 9 | 92 | Meridian_Oil | 21.9223
TVA Base Case | 2027 | 10 | 92 | Meridian_Oil | 22.0511
TVA Base Case | 2027 | 11 | 92 | Meridian_Oil | 22.7604
TVA Base Case | 2027 | 12 | 92 | Meridian_Oil | 23.4658
TVA Base Case | 2028 | 1 | 92 | Meridian_Oil | 23.6257
TVA Base Case | 2028 | 2 | 92 | Meridian_Oil | 24.8354
TVA Base Case | 2028 | 3 | 92 | Meridian_Oil | 24.7967
TVA Base Case | 2028 | 4 | 92 | Meridian_Oil | 24.0575
TVA Base Case | 2028 | 5 | 92 | Meridian_Oil | 22.2874
TVA Base Case | 2028 | 6 | 92 | Meridian_Oil | 22.5369
TVA Base Case | 2028 | 7 | 92 | Meridian_Oil | 23.7189
TVA Base Case | 2028 | 8 | 92 | Meridian_Oil | 23.9318
TVA Base Case | 2028 | 9 | 92 | Meridian_Oil | 22.7145
TVA Base Case | 2028 | 10 | 92 | Meridian_Oil | 22.8481
TVA Base Case | 2028 | 11 | 92 | Meridian_Oil | 23.5839
TVA Base Case | 2028 | 12 | 92 | Meridian_Oil | 24.2847
TVA Base Case | 2029 | 1 | 92 | Meridian_Oil | 24.4502
TVA Base Case | 2029 | 2 | 92 | Meridian_Oil | 25.7026
TVA Base Case | 2029 | 3 | 92 | Meridian_Oil | 25.6624
TVA Base Case | 2029 | 4 | 92 | Meridian_Oil | 24.8966
TVA Base Case | 2029 | 5 | 92 | Meridian_Oil | 23.0635
TVA Base Case | 2029 | 6 | 92 | Meridian_Oil | 23.3218
TVA Base Case | 2029 | 7 | 92 | Meridian_Oil | 24.5459
TVA Base Case | 2029 | 8 | 92 | Meridian_Oil | 24.7663
TVA Base Case | 2029 | 9 | 92 | Meridian_Oil | 23.5057
TVA Base Case | 2029 | 10 | 92 | Meridian_Oil | 23.644
TVA Base Case | 2029 | 11 | 92 | Meridian_Oil | 24.4063
TVA Base Case | 2029 | 12 | 92 | Meridian_Oil | 25.1035
TVA Base Case | 2030 | 1 | 92 | Meridian_Oil | 25.2748
TVA Base Case | 2030 | 2 | 92 | Meridian_Oil | 26.5698
TVA Base Case | 2030 | 3 | 92 | Meridian_Oil | 26.528
TVA Base Case | 2030 | 4 | 92 | Meridian_Oil | 25.7357
TVA Base Case | 2030 | 5 | 92 | Meridian_Oil | 23.8396
TVA Base Case | 2030 | 6 | 92 | Meridian_Oil | 24.1068
TVA Base Case | 2030 | 7 | 92 | Meridian_Oil | 25.3728
TVA Base Case | 2030 | 8 | 92 | Meridian_Oil | 25.6007
TVA Base Case | 2030 | 9 | 92 | Meridian_Oil | 24.2969
TVA Base Case | 2030 | 10 | 92 | Meridian_Oil | 24.44
TVA Base Case | 2030 | 11 | 92 | Meridian_Oil | 25.2287
TVA Base Case | 2030 | 12 | 92 | Meridian_Oil | 25.9227
TVA Base Case | 2031 | 1 | 92 | Meridian_Oil | 26.0998
TVA Base Case | 2031 | 2 | 92 | Meridian_Oil | 27.4373
TVA Base Case | 2031 | 3 | 92 | Meridian_Oil | 27.394
TVA Base Case | 2031 | 4 | 92 | Meridian_Oil | 26.5753
TVA Base Case | 2031 | 5 | 92 | Meridian_Oil | 24.6161
TVA Base Case | 2031 | 6 | 92 | Meridian_Oil | 24.8922
TVA Base Case | 2031 | 7 | 92 | Meridian_Oil | 26.2002
TVA Base Case | 2031 | 8 | 92 | Meridian_Oil | 26.4356
TVA Base Case | 2031 | 9 | 92 | Meridian_Oil | 25.0886
TVA Base Case | 2031 | 10 | 92 | Meridian_Oil | 25.2364
TVA Base Case | 2031 | 11 | 92 | Meridian_Oil | 26.0515
TVA Base Case | 2031 | 12 | 92 | Meridian_Oil | 26.7442
TVA Base Case | 2032 | 1 | 92 | Meridian_Oil | 26.927
TVA Base Case | 2032 | 2 | 92 | Meridian_Oil | 28.3072
TVA Base Case | 2032 | 3 | 92 | Meridian_Oil | 28.2623
TVA Base Case | 2032 | 4 | 92 | Meridian_Oil | 27.4171
TVA Base Case | 2032 | 5 | 92 | Meridian_Oil | 25.3947
TVA Base Case | 2032 | 6 | 92 | Meridian_Oil | 25.6797
TVA Base Case | 2032 | 7 | 92 | Meridian_Oil | 27.0298
TVA Base Case | 2032 | 8 | 92 | Meridian_Oil | 27.2728
TVA Base Case | 2032 | 9 | 92 | Meridian_Oil | 25.8823
TVA Base Case | 2032 | 10 | 92 | Meridian_Oil | 26.0349
TVA Base Case | 2032 | 11 | 92 | Meridian_Oil | 26.8765
TVA Base Case | 2032 | 12 | 92 | Meridian_Oil | 27.5645
TVA Base Case | 2033 | 1 | 92 | Meridian_Oil | 27.753
TVA Base Case | 2033 | 2 | 92 | Meridian_Oil | 29.176
TVA Base Case | 2033 | 3 | 92 | Meridian_Oil | 29.1295
TVA Base Case | 2033 | 4 | 92 | Meridian_Oil | 28.2578
TVA Base Case | 2033 | 5 | 92 | Meridian_Oil | 26.1724
TVA Base Case | 2033 | 6 | 92 | Meridian_Oil | 26.4663
TVA Base Case | 2033 | 7 | 92 | Meridian_Oil | 27.8584
TVA Base Case | 2033 | 8 | 92 | Meridian_Oil | 28.1088
TVA Base Case | 2033 | 9 | 92 | Meridian_Oil | 26.6751
TVA Base Case | 2033 | 10 | 92 | Meridian_Oil | 26.8324
TVA Base Case | 2033 | 11 | 92 | Meridian_Oil | 27.7005
TVA Base Case | 2033 | 12 | 92 | Meridian_Oil | 28.3849
TVA Base Case | 2034 | 1 | 92 | Meridian_Oil | 28.5792
TVA Base Case | 2034 | 2 | 92 | Meridian_Oil | 30.0447
TVA Base Case | 2034 | 3 | 92 | Meridian_Oil | 29.9967
TVA Base Case | 2034 | 4 | 92 | Meridian_Oil | 29.0985
TVA Base Case | 2034 | 5 | 92 | Meridian_Oil | 26.9501
TVA Base Case | 2034 | 6 | 92 | Meridian_Oil | 27.2529
TVA Base Case | 2034 | 7 | 92 | Meridian_Oil | 28.687
TVA Base Case | 2034 | 8 | 92 | Meridian_Oil | 28.9449
TVA Base Case | 2034 | 9 | 92 | Meridian_Oil | 27.468
TVA Base Case | 2034 | 10 | 92 | Meridian_Oil | 27.63
TVA Base Case | 2034 | 11 | 92 | Meridian_Oil | 28.5245
TVA Base Case | 2034 | 12 | 92 | Meridian_Oil | 29.2057
TVA Base Case | 2035 | 1 | 92 | Meridian_Oil | 29.4057
TVA Base Case | 2035 | 2 | 92 | Meridian_Oil | 30.9139
TVA Base Case | 2035 | 3 | 92 | Meridian_Oil | 30.8643
TVA Base Case | 2035 | 4 | 92 | Meridian_Oil | 29.9397
TVA Base Case | 2035 | 5 | 92 | Meridian_Oil | 27.7283
TVA Base Case | 2035 | 6 | 92 | Meridian_Oil | 28.0399
TVA Base Case | 2035 | 7 | 92 | Meridian_Oil | 29.516
TVA Base Case | 2035 | 8 | 92 | Meridian_Oil | 29.7815
TVA Base Case | 2035 | 9 | 92 | Meridian_Oil | 28.2613
TVA Base Case | 2035 | 10 | 92 | Meridian_Oil | 28.428
TVA Base Case | 2035 | 11 | 92 | Meridian_Oil | 29.3489
TVA Base Case | 2035 | 12 | 92 | Meridian_Oil | 30.0287
TVA Base Case | 2014 | 1 | 98 | Miss State_Oil | 22.4224
TVA Base Case | 2014 | 2 | 98 | Miss State_Oil | 22.4224
TVA Base Case | 2014 | 3 | 98 | Miss State_Oil | 22.4224
TVA Base Case | 2014 | 4 | 98 | Miss State_Oil | 22.2248
TVA Base Case | 2014 | 5 | 98 | Miss State_Oil | 22.1483
TVA Base Case | 2014 | 6 | 98 | Miss State_Oil | 22.0969
TVA Base Case | 2014 | 7 | 98 | Miss State_Oil | 22.0599
TVA Base Case | 2014 | 8 | 98 | Miss State_Oil | 22.0265
TVA Base Case | 2014 | 9 | 98 | Miss State_Oil | 22.0015
TVA Base Case | 2014 | 10 | 98 | Miss State_Oil | 21.9551
TVA Base Case | 2014 | 11 | 98 | Miss State_Oil | 21.9156
TVA Base Case | 2014 | 12 | 98 | Miss State_Oil | 21.8794
TVA Base Case | 2015 | 1 | 98 | Miss State_Oil | 13.37
TVA Base Case | 2015 | 2 | 98 | Miss State_Oil | 13.37
TVA Base Case | 2015 | 3 | 98 | Miss State_Oil | 13.37
TVA Base Case | 2015 | 4 | 98 | Miss State_Oil | 13.5976
TVA Base Case | 2015 | 5 | 98 | Miss State_Oil | 13.4709
TVA Base Case | 2015 | 6 | 98 | Miss State_Oil | 13.4953
TVA Base Case | 2015 | 7 | 98 | Miss State_Oil | 13.5832
TVA Base Case | 2015 | 8 | 98 | Miss State_Oil | 13.7105
TVA Base Case | 2015 | 9 | 98 | Miss State_Oil | 13.8547
TVA Base Case | 2015 | 10 | 98 | Miss State_Oil | 13.9996
TVA Base Case | 2015 | 11 | 98 | Miss State_Oil | 14.1212
TVA Base Case | 2015 | 12 | 98 | Miss State_Oil | 14.2321
TVA Base Case | 2016 | 1 | 98 | Miss State_Oil | 14.3483
TVA Base Case | 2016 | 2 | 98 | Miss State_Oil | 14.4188
TVA Base Case | 2016 | 3 | 98 | Miss State_Oil | 14.4247
TVA Base Case | 2016 | 4 | 98 | Miss State_Oil | 14.3692
TVA Base Case | 2016 | 5 | 98 | Miss State_Oil | 14.4006
TVA Base Case | 2016 | 6 | 98 | Miss State_Oil | 14.4675
TVA Base Case | 2016 | 7 | 98 | Miss State_Oil | 14.5532
TVA Base Case | 2016 | 8 | 98 | Miss State_Oil | 14.6755
TVA Base Case | 2016 | 9 | 98 | Miss State_Oil | 14.8089
TVA Base Case | 2016 | 10 | 98 | Miss State_Oil | 14.9141
TVA Base Case | 2016 | 11 | 98 | Miss State_Oil | 14.9864
TVA Base Case | 2016 | 12 | 98 | Miss State_Oil | 15.0595
TVA Base Case | 2017 | 1 | 98 | Miss State_Oil | 15.1316
TVA Base Case | 2017 | 2 | 98 | Miss State_Oil | 15.1902
TVA Base Case | 2017 | 3 | 98 | Miss State_Oil | 15.197
TVA Base Case | 2017 | 4 | 98 | Miss State_Oil | 15.1546
TVA Base Case | 2017 | 5 | 98 | Miss State_Oil | 15.1811
TVA Base Case | 2017 | 6 | 98 | Miss State_Oil | 15.2019
TVA Base Case | 2017 | 7 | 98 | Miss State_Oil | 15.2623
TVA Base Case | 2017 | 8 | 98 | Miss State_Oil | 15.3451
TVA Base Case | 2017 | 9 | 98 | Miss State_Oil | 15.4251
TVA Base Case | 2017 | 10 | 98 | Miss State_Oil | 15.5051
TVA Base Case | 2017 | 11 | 98 | Miss State_Oil | 15.5569
TVA Base Case | 2017 | 12 | 98 | Miss State_Oil | 15.6045
TVA Base Case | 2018 | 1 | 98 | Miss State_Oil | 15.593
TVA Base Case | 2018 | 2 | 98 | Miss State_Oil | 15.605
TVA Base Case | 2018 | 3 | 98 | Miss State_Oil | 15.5976
TVA Base Case | 2018 | 4 | 98 | Miss State_Oil | 15.5751
TVA Base Case | 2018 | 5 | 98 | Miss State_Oil | 15.5013
TVA Base Case | 2018 | 6 | 98 | Miss State_Oil | 15.408
TVA Base Case | 2018 | 7 | 98 | Miss State_Oil | 15.4853
TVA Base Case | 2018 | 8 | 98 | Miss State_Oil | 15.5706
TVA Base Case | 2018 | 9 | 98 | Miss State_Oil | 15.6317
TVA Base Case | 2018 | 10 | 98 | Miss State_Oil | 15.6789
TVA Base Case | 2018 | 11 | 98 | Miss State_Oil | 15.7519
TVA Base Case | 2018 | 12 | 98 | Miss State_Oil | 15.6373
TVA Base Case | 2019 | 1 | 98 | Miss State_Oil | 15.8548
TVA Base Case | 2019 | 2 | 98 | Miss State_Oil | 16.4677
TVA Base Case | 2019 | 3 | 98 | Miss State_Oil | 16.5063
TVA Base Case | 2019 | 4 | 98 | Miss State_Oil | 16.2961
TVA Base Case | 2019 | 5 | 98 | Miss State_Oil | 15.6532
TVA Base Case | 2019 | 6 | 98 | Miss State_Oil | 15.7284
TVA Base Case | 2019 | 7 | 98 | Miss State_Oil | 16.2133
TVA Base Case | 2019 | 8 | 98 | Miss State_Oil | 16.3217
TVA Base Case | 2019 | 9 | 98 | Miss State_Oil | 15.7426
TVA Base Case | 2019 | 10 | 98 | Miss State_Oil | 15.7897
TVA Base Case | 2019 | 11 | 98 | Miss State_Oil | 16.1613
TVA Base Case | 2019 | 12 | 98 | Miss State_Oil | 16.8099
TVA Base Case | 2020 | 1 | 98 | Miss State_Oil | 16.9319
TVA Base Case | 2020 | 2 | 98 | Miss State_Oil | 17.7565
TVA Base Case | 2020 | 3 | 98 | Miss State_Oil | 17.7901
TVA Base Case | 2020 | 4 | 98 | Miss State_Oil | 17.3187
TVA Base Case | 2020 | 5 | 98 | Miss State_Oil | 16.0562
TVA Base Case | 2020 | 6 | 98 | Miss State_Oil | 16.2342
TVA Base Case | 2020 | 7 | 98 | Miss State_Oil | 17.0781
TVA Base Case | 2020 | 8 | 98 | Miss State_Oil | 17.2308
TVA Base Case | 2020 | 9 | 98 | Miss State_Oil | 16.3616
TVA Base Case | 2020 | 10 | 98 | Miss State_Oil | 16.4572
TVA Base Case | 2020 | 11 | 98 | Miss State_Oil | 16.9796
TVA Base Case | 2020 | 12 | 98 | Miss State_Oil | 17.7427
TVA Base Case | 2021 | 1 | 98 | Miss State_Oil | 17.8626
TVA Base Case | 2021 | 2 | 98 | Miss State_Oil | 18.7743
TVA Base Case | 2021 | 3 | 98 | Miss State_Oil | 18.7468
TVA Base Case | 2021 | 4 | 98 | Miss State_Oil | 18.1932
TVA Base Case | 2021 | 5 | 98 | Miss State_Oil | 16.8647
TVA Base Case | 2021 | 6 | 98 | Miss State_Oil | 17.052
TVA Base Case | 2021 | 7 | 98 | Miss State_Oil | 17.9398
TVA Base Case | 2021 | 8 | 98 | Miss State_Oil | 18.1003
TVA Base Case | 2021 | 9 | 98 | Miss State_Oil | 17.1859
TVA Base Case | 2021 | 10 | 98 | Miss State_Oil | 17.2864
TVA Base Case | 2021 | 11 | 98 | Miss State_Oil | 17.8366
TVA Base Case | 2021 | 12 | 98 | Miss State_Oil | 18.5585
TVA Base Case | 2022 | 1 | 98 | Miss State_Oil | 18.6836
TVA Base Case | 2022 | 2 | 98 | Miss State_Oil | 19.6377
TVA Base Case | 2022 | 3 | 98 | Miss State_Oil | 19.6086
TVA Base Case | 2022 | 4 | 98 | Miss State_Oil | 19.0285
TVA Base Case | 2022 | 5 | 98 | Miss State_Oil | 17.637
TVA Base Case | 2022 | 6 | 98 | Miss State_Oil | 17.8332
TVA Base Case | 2022 | 7 | 98 | Miss State_Oil | 18.763
TVA Base Case | 2022 | 8 | 98 | Miss State_Oil | 18.931
TVA Base Case | 2022 | 9 | 98 | Miss State_Oil | 17.9734
TVA Base Case | 2022 | 10 | 98 | Miss State_Oil | 18.0785
TVA Base Case | 2022 | 11 | 98 | Miss State_Oil | 18.6553
TVA Base Case | 2022 | 12 | 98 | Miss State_Oil | 19.3747
TVA Base Case | 2023 | 1 | 98 | Miss State_Oil | 19.5057
TVA Base Case | 2023 | 2 | 98 | Miss State_Oil | 20.5024
TVA Base Case | 2023 | 3 | 98 | Miss State_Oil | 20.4717
TVA Base Case | 2023 | 4 | 98 | Miss State_Oil | 19.8651
TVA Base Case | 2023 | 5 | 98 | Miss State_Oil | 18.4106
TVA Base Case | 2023 | 6 | 98 | Miss State_Oil | 18.6156
TVA Base Case | 2023 | 7 | 98 | Miss State_Oil | 19.5874
TVA Base Case | 2023 | 8 | 98 | Miss State_Oil | 19.7629
TVA Base Case | 2023 | 9 | 98 | Miss State_Oil | 18.762
TVA Base Case | 2023 | 10 | 98 | Miss State_Oil | 18.8719
TVA Base Case | 2023 | 11 | 98 | Miss State_Oil | 19.4751
TVA Base Case | 2023 | 12 | 98 | Miss State_Oil | 20.1933
TVA Base Case | 2024 | 1 | 98 | Miss State_Oil | 20.3301
TVA Base Case | 2024 | 2 | 98 | Miss State_Oil | 21.3694
TVA Base Case | 2024 | 3 | 98 | Miss State_Oil | 21.3371
TVA Base Case | 2024 | 4 | 98 | Miss State_Oil | 20.7039
TVA Base Case | 2024 | 5 | 98 | Miss State_Oil | 19.1862
TVA Base Case | 2024 | 6 | 98 | Miss State_Oil | 19.4001
TVA Base Case | 2024 | 7 | 98 | Miss State_Oil | 20.414
TVA Base Case | 2024 | 8 | 98 | Miss State_Oil | 20.597
TVA Base Case | 2024 | 9 | 98 | Miss State_Oil | 19.5528
TVA Base Case | 2024 | 10 | 98 | Miss State_Oil | 19.6674
TVA Base Case | 2024 | 11 | 98 | Miss State_Oil | 20.2972
TVA Base Case | 2024 | 12 | 98 | Miss State_Oil | 21.0107
TVA Base Case | 2025 | 1 | 98 | Miss State_Oil | 21.1533
TVA Base Case | 2025 | 2 | 98 | Miss State_Oil | 22.2352
TVA Base Case | 2025 | 3 | 98 | Miss State_Oil | 22.2013
TVA Base Case | 2025 | 4 | 98 | Miss State_Oil | 21.5416
TVA Base Case | 2025 | 5 | 98 | Miss State_Oil | 19.9608
TVA Base Case | 2025 | 6 | 98 | Miss State_Oil | 20.1836
TVA Base Case | 2025 | 7 | 98 | Miss State_Oil | 21.2395
TVA Base Case | 2025 | 8 | 98 | Miss State_Oil | 21.4299
TVA Base Case | 2025 | 9 | 98 | Miss State_Oil | 20.3425
TVA Base Case | 2025 | 10 | 98 | Miss State_Oil | 20.4619
TVA Base Case | 2025 | 11 | 98 | Miss State_Oil | 21.1181
TVA Base Case | 2025 | 12 | 98 | Miss State_Oil | 21.8281
TVA Base Case | 2026 | 1 | 98 | Miss State_Oil | 21.9764
TVA Base Case | 2026 | 2 | 98 | Miss State_Oil | 23.1009
TVA Base Case | 2026 | 3 | 98 | Miss State_Oil | 23.0654
TVA Base Case | 2026 | 4 | 98 | Miss State_Oil | 22.3792
TVA Base Case | 2026 | 5 | 98 | Miss State_Oil | 20.7354
TVA Base Case | 2026 | 6 | 98 | Miss State_Oil | 20.9671
TVA Base Case | 2026 | 7 | 98 | Miss State_Oil | 22.065
TVA Base Case | 2026 | 8 | 98 | Miss State_Oil | 22.2629
TVA Base Case | 2026 | 9 | 98 | Miss State_Oil | 21.1322
TVA Base Case | 2026 | 10 | 98 | Miss State_Oil | 21.2563
TVA Base Case | 2026 | 11 | 98 | Miss State_Oil | 21.9391
TVA Base Case | 2026 | 12 | 98 | Miss State_Oil | 22.6459
TVA Base Case | 2027 | 1 | 98 | Miss State_Oil | 22.7999
TVA Base Case | 2027 | 2 | 98 | Miss State_Oil | 23.967
TVA Base Case | 2027 | 3 | 98 | Miss State_Oil | 23.9299
TVA Base Case | 2027 | 4 | 98 | Miss State_Oil | 23.2172
TVA Base Case | 2027 | 5 | 98 | Miss State_Oil | 21.5103
TVA Base Case | 2027 | 6 | 98 | Miss State_Oil | 21.7509
TVA Base Case | 2027 | 7 | 98 | Miss State_Oil | 22.8908
TVA Base Case | 2027 | 8 | 98 | Miss State_Oil | 23.0962
TVA Base Case | 2027 | 9 | 98 | Miss State_Oil | 21.9223
TVA Base Case | 2027 | 10 | 98 | Miss State_Oil | 22.0511
TVA Base Case | 2027 | 11 | 98 | Miss State_Oil | 22.7604
TVA Base Case | 2027 | 12 | 98 | Miss State_Oil | 23.4658
TVA Base Case | 2028 | 1 | 98 | Miss State_Oil | 23.6257
TVA Base Case | 2028 | 2 | 98 | Miss State_Oil | 24.8354
TVA Base Case | 2028 | 3 | 98 | Miss State_Oil | 24.7967
TVA Base Case | 2028 | 4 | 98 | Miss State_Oil | 24.0575
TVA Base Case | 2028 | 5 | 98 | Miss State_Oil | 22.2874
TVA Base Case | 2028 | 6 | 98 | Miss State_Oil | 22.5369
TVA Base Case | 2028 | 7 | 98 | Miss State_Oil | 23.7189
TVA Base Case | 2028 | 8 | 98 | Miss State_Oil | 23.9318
TVA Base Case | 2028 | 9 | 98 | Miss State_Oil | 22.7145
TVA Base Case | 2028 | 10 | 98 | Miss State_Oil | 22.8481
TVA Base Case | 2028 | 11 | 98 | Miss State_Oil | 23.5839
TVA Base Case | 2028 | 12 | 98 | Miss State_Oil | 24.2847
TVA Base Case | 2029 | 1 | 98 | Miss State_Oil | 24.4502
TVA Base Case | 2029 | 2 | 98 | Miss State_Oil | 25.7026
TVA Base Case | 2029 | 3 | 98 | Miss State_Oil | 25.6624
TVA Base Case | 2029 | 4 | 98 | Miss State_Oil | 24.8966
TVA Base Case | 2029 | 5 | 98 | Miss State_Oil | 23.0635
TVA Base Case | 2029 | 6 | 98 | Miss State_Oil | 23.3218
TVA Base Case | 2029 | 7 | 98 | Miss State_Oil | 24.5459
TVA Base Case | 2029 | 8 | 98 | Miss State_Oil | 24.7663
TVA Base Case | 2029 | 9 | 98 | Miss State_Oil | 23.5057
TVA Base Case | 2029 | 10 | 98 | Miss State_Oil | 23.644
TVA Base Case | 2029 | 11 | 98 | Miss State_Oil | 24.4063
TVA Base Case | 2029 | 12 | 98 | Miss State_Oil | 25.1035
TVA Base Case | 2030 | 1 | 98 | Miss State_Oil | 25.2748
TVA Base Case | 2030 | 2 | 98 | Miss State_Oil | 26.5698
TVA Base Case | 2030 | 3 | 98 | Miss State_Oil | 26.528
TVA Base Case | 2030 | 4 | 98 | Miss State_Oil | 25.7357
TVA Base Case | 2030 | 5 | 98 | Miss State_Oil | 23.8396
TVA Base Case | 2030 | 6 | 98 | Miss State_Oil | 24.1068
TVA Base Case | 2030 | 7 | 98 | Miss State_Oil | 25.3728
TVA Base Case | 2030 | 8 | 98 | Miss State_Oil | 25.6007
TVA Base Case | 2030 | 9 | 98 | Miss State_Oil | 24.2969
TVA Base Case | 2030 | 10 | 98 | Miss State_Oil | 24.44
TVA Base Case | 2030 | 11 | 98 | Miss State_Oil | 25.2287
TVA Base Case | 2030 | 12 | 98 | Miss State_Oil | 25.9227
TVA Base Case | 2031 | 1 | 98 | Miss State_Oil | 26.0998
TVA Base Case | 2031 | 2 | 98 | Miss State_Oil | 27.4373
TVA Base Case | 2031 | 3 | 98 | Miss State_Oil | 27.394
TVA Base Case | 2031 | 4 | 98 | Miss State_Oil | 26.5753
TVA Base Case | 2031 | 5 | 98 | Miss State_Oil | 24.6161
TVA Base Case | 2031 | 6 | 98 | Miss State_Oil | 24.8922
TVA Base Case | 2031 | 7 | 98 | Miss State_Oil | 26.2002
TVA Base Case | 2031 | 8 | 98 | Miss State_Oil | 26.4356
TVA Base Case | 2031 | 9 | 98 | Miss State_Oil | 25.0886
TVA Base Case | 2031 | 10 | 98 | Miss State_Oil | 25.2364
TVA Base Case | 2031 | 11 | 98 | Miss State_Oil | 26.0515
TVA Base Case | 2031 | 12 | 98 | Miss State_Oil | 26.7442
TVA Base Case | 2032 | 1 | 98 | Miss State_Oil | 26.927
TVA Base Case | 2032 | 2 | 98 | Miss State_Oil | 28.3072
TVA Base Case | 2032 | 3 | 98 | Miss State_Oil | 28.2623
TVA Base Case | 2032 | 4 | 98 | Miss State_Oil | 27.4171
TVA Base Case | 2032 | 5 | 98 | Miss State_Oil | 25.3947
TVA Base Case | 2032 | 6 | 98 | Miss State_Oil | 25.6797
TVA Base Case | 2032 | 7 | 98 | Miss State_Oil | 27.0298
TVA Base Case | 2032 | 8 | 98 | Miss State_Oil | 27.2728
TVA Base Case | 2032 | 9 | 98 | Miss State_Oil | 25.8823
TVA Base Case | 2032 | 10 | 98 | Miss State_Oil | 26.0349
TVA Base Case | 2032 | 11 | 98 | Miss State_Oil | 26.8765
TVA Base Case | 2032 | 12 | 98 | Miss State_Oil | 27.5645
TVA Base Case | 2033 | 1 | 98 | Miss State_Oil | 27.753
TVA Base Case | 2033 | 2 | 98 | Miss State_Oil | 29.176
TVA Base Case | 2033 | 3 | 98 | Miss State_Oil | 29.1295
TVA Base Case | 2033 | 4 | 98 | Miss State_Oil | 28.2578
TVA Base Case | 2033 | 5 | 98 | Miss State_Oil | 26.1724
TVA Base Case | 2033 | 6 | 98 | Miss State_Oil | 26.4663
TVA Base Case | 2033 | 7 | 98 | Miss State_Oil | 27.8584
TVA Base Case | 2033 | 8 | 98 | Miss State_Oil | 28.1088
TVA Base Case | 2033 | 9 | 98 | Miss State_Oil | 26.6751
TVA Base Case | 2033 | 10 | 98 | Miss State_Oil | 26.8324
TVA Base Case | 2033 | 11 | 98 | Miss State_Oil | 27.7005
TVA Base Case | 2033 | 12 | 98 | Miss State_Oil | 28.3849
TVA Base Case | 2034 | 1 | 98 | Miss State_Oil | 28.5792
TVA Base Case | 2034 | 2 | 98 | Miss State_Oil | 30.0447
TVA Base Case | 2034 | 3 | 98 | Miss State_Oil | 29.9967
TVA Base Case | 2034 | 4 | 98 | Miss State_Oil | 29.0985
TVA Base Case | 2034 | 5 | 98 | Miss State_Oil | 26.9501
TVA Base Case | 2034 | 6 | 98 | Miss State_Oil | 27.2529
TVA Base Case | 2034 | 7 | 98 | Miss State_Oil | 28.687
TVA Base Case | 2034 | 8 | 98 | Miss State_Oil | 28.9449
TVA Base Case | 2034 | 9 | 98 | Miss State_Oil | 27.468
TVA Base Case | 2034 | 10 | 98 | Miss State_Oil | 27.63
TVA Base Case | 2034 | 11 | 98 | Miss State_Oil | 28.5245
TVA Base Case | 2034 | 12 | 98 | Miss State_Oil | 29.2057
TVA Base Case | 2035 | 1 | 98 | Miss State_Oil | 29.4057
TVA Base Case | 2035 | 2 | 98 | Miss State_Oil | 30.9139
TVA Base Case | 2035 | 3 | 98 | Miss State_Oil | 30.8643
TVA Base Case | 2035 | 4 | 98 | Miss State_Oil | 29.9397
TVA Base Case | 2035 | 5 | 98 | Miss State_Oil | 27.7283
TVA Base Case | 2035 | 6 | 98 | Miss State_Oil | 28.0399
TVA Base Case | 2035 | 7 | 98 | Miss State_Oil | 29.516
TVA Base Case | 2035 | 8 | 98 | Miss State_Oil | 29.7815
TVA Base Case | 2035 | 9 | 98 | Miss State_Oil | 28.2613
TVA Base Case | 2035 | 10 | 98 | Miss State_Oil | 28.428
TVA Base Case | 2035 | 11 | 98 | Miss State_Oil | 29.3489
TVA Base Case | 2035 | 12 | 98 | Miss State_Oil | 30.0287
TVA Base Case | 2016 | 1 | 110 | Natural Gas_SPP | 5.2859
TVA Base Case | 2016 | 2 | 110 | Natural Gas_SPP | 5.2654
TVA Base Case | 2016 | 3 | 110 | Natural Gas_SPP | 5.2142
TVA Base Case | 2016 | 4 | 110 | Natural Gas_SPP | 4.9915
TVA Base Case | 2016 | 5 | 110 | Natural Gas_SPP | 5.0003
TVA Base Case | 2016 | 6 | 110 | Natural Gas_SPP | 5.0212
TVA Base Case | 2016 | 7 | 110 | Natural Gas_SPP | 5.0768
TVA Base Case | 2016 | 8 | 110 | Natural Gas_SPP | 5.0934
TVA Base Case | 2016 | 9 | 110 | Natural Gas_SPP | 5.0749
TVA Base Case | 2016 | 10 | 110 | Natural Gas_SPP | 5.091
TVA Base Case | 2016 | 11 | 110 | Natural Gas_SPP | 5.1878
TVA Base Case | 2016 | 12 | 110 | Natural Gas_SPP | 5.3404
TVA Base Case | 2014 | 1 | 103 | Nuclear | 0.7
TVA Base Case | 2014 | 2 | 103 | Nuclear | 0.7
TVA Base Case | 2014 | 3 | 103 | Nuclear | 0.7
TVA Base Case | 2014 | 4 | 103 | Nuclear | 0.7
TVA Base Case | 2014 | 5 | 103 | Nuclear | 0.7
TVA Base Case | 2014 | 6 | 103 | Nuclear | 0.7
TVA Base Case | 2014 | 7 | 103 | Nuclear | 0.7
TVA Base Case | 2014 | 8 | 103 | Nuclear | 0.7
TVA Base Case | 2014 | 9 | 103 | Nuclear | 0.7
TVA Base Case | 2014 | 10 | 103 | Nuclear | 0.7
TVA Base Case | 2014 | 11 | 103 | Nuclear | 0.7
TVA Base Case | 2014 | 12 | 103 | Nuclear | 0.7
TVA Base Case | 2015 | 1 | 103 | Nuclear | 0.72
TVA Base Case | 2015 | 2 | 103 | Nuclear | 0.72
TVA Base Case | 2015 | 3 | 103 | Nuclear | 0.72
TVA Base Case | 2016 | 1 | 111 | Oil_SPP | 19.6271
TVA Base Case | 2016 | 2 | 111 | Oil_SPP | 19.5354
TVA Base Case | 2016 | 3 | 111 | Oil_SPP | 19.4507
TVA Base Case | 2016 | 4 | 111 | Oil_SPP | 19.3767
TVA Base Case | 2016 | 5 | 111 | Oil_SPP | 19.3104
TVA Base Case | 2016 | 6 | 111 | Oil_SPP | 19.2509
TVA Base Case | 2016 | 7 | 111 | Oil_SPP | 19.1828
TVA Base Case | 2016 | 8 | 111 | Oil_SPP | 19.1299
TVA Base Case | 2016 | 9 | 111 | Oil_SPP | 19.0857
TVA Base Case | 2016 | 10 | 111 | Oil_SPP | 19.0491
TVA Base Case | 2016 | 11 | 111 | Oil_SPP | 19.0204
TVA Base Case | 2016 | 12 | 111 | Oil_SPP | 18.9956
TVA Base Case | 2014 | 1 | 39 | PAF-01_Coal | 2.3853
TVA Base Case | 2014 | 2 | 39 | PAF-01_Coal | 2.3853
TVA Base Case | 2014 | 3 | 39 | PAF-01_Coal | 2.3853
TVA Base Case | 2014 | 4 | 39 | PAF-01_Coal | 2.3462
TVA Base Case | 2014 | 5 | 39 | PAF-01_Coal | 2.3464
TVA Base Case | 2014 | 6 | 39 | PAF-01_Coal | 2.3466
TVA Base Case | 2014 | 7 | 39 | PAF-01_Coal | 2.3286
TVA Base Case | 2014 | 8 | 39 | PAF-01_Coal | 2.3289
TVA Base Case | 2014 | 9 | 39 | PAF-01_Coal | 2.3291
TVA Base Case | 2014 | 10 | 39 | PAF-01_Coal | 2.3322
TVA Base Case | 2014 | 11 | 39 | PAF-01_Coal | 2.3324
TVA Base Case | 2014 | 12 | 39 | PAF-01_Coal | 2.3327
TVA Base Case | 2015 | 1 | 39 | PAF-01_Coal | 1.99
TVA Base Case | 2015 | 2 | 39 | PAF-01_Coal | 1.99
TVA Base Case | 2015 | 3 | 39 | PAF-01_Coal | 1.99
TVA Base Case | 2015 | 4 | 39 | PAF-01_Coal | 1.9552
TVA Base Case | 2015 | 5 | 39 | PAF-01_Coal | 1.9552
TVA Base Case | 2015 | 6 | 39 | PAF-01_Coal | 1.9552
TVA Base Case | 2015 | 7 | 39 | PAF-01_Coal | 1.9668
TVA Base Case | 2015 | 8 | 39 | PAF-01_Coal | 1.9668
TVA Base Case | 2015 | 9 | 39 | PAF-01_Coal | 1.9668
TVA Base Case | 2015 | 10 | 39 | PAF-01_Coal | 1.9785
TVA Base Case | 2015 | 11 | 39 | PAF-01_Coal | 1.9785
TVA Base Case | 2015 | 12 | 39 | PAF-01_Coal | 1.9785
TVA Base Case | 2016 | 1 | 39 | PAF-01_Coal | 2.0482
TVA Base Case | 2016 | 2 | 39 | PAF-01_Coal | 2.0482
TVA Base Case | 2016 | 3 | 39 | PAF-01_Coal | 2.0482
TVA Base Case | 2016 | 4 | 39 | PAF-01_Coal | 2.0707
TVA Base Case | 2016 | 5 | 39 | PAF-01_Coal | 2.0707
TVA Base Case | 2016 | 6 | 39 | PAF-01_Coal | 2.0707
TVA Base Case | 2016 | 7 | 39 | PAF-01_Coal | 2.0933
TVA Base Case | 2016 | 8 | 39 | PAF-01_Coal | 2.0933
TVA Base Case | 2016 | 9 | 39 | PAF-01_Coal | 2.0933
TVA Base Case | 2016 | 10 | 39 | PAF-01_Coal | 2.1158
TVA Base Case | 2016 | 11 | 39 | PAF-01_Coal | 2.1158
TVA Base Case | 2016 | 12 | 39 | PAF-01_Coal | 2.1158
TVA Base Case | 2017 | 1 | 39 | PAF-01_Coal | 2.1262
TVA Base Case | 2017 | 2 | 39 | PAF-01_Coal | 2.1324
TVA Base Case | 2017 | 3 | 39 | PAF-01_Coal | 2.1386
TVA Base Case | 2017 | 4 | 39 | PAF-01_Coal | 2.1446
TVA Base Case | 2017 | 5 | 39 | PAF-01_Coal | 2.151
TVA Base Case | 2017 | 6 | 39 | PAF-01_Coal | 2.1574
TVA Base Case | 2017 | 7 | 39 | PAF-01_Coal | 2.1638
TVA Base Case | 2017 | 8 | 39 | PAF-01_Coal | 2.1646
TVA Base Case | 2017 | 9 | 39 | PAF-01_Coal | 2.1654
TVA Base Case | 2017 | 10 | 39 | PAF-01_Coal | 2.1662
TVA Base Case | 2017 | 11 | 39 | PAF-01_Coal | 2.167
TVA Base Case | 2017 | 12 | 39 | PAF-01_Coal | 2.1679
TVA Base Case | 2018 | 1 | 39 | PAF-01_Coal | 2.1723
TVA Base Case | 2018 | 2 | 39 | PAF-01_Coal | 2.1731
TVA Base Case | 2018 | 3 | 39 | PAF-01_Coal | 2.174
TVA Base Case | 2018 | 4 | 39 | PAF-01_Coal | 2.1748
TVA Base Case | 2018 | 5 | 39 | PAF-01_Coal | 2.1756
TVA Base Case | 2018 | 6 | 39 | PAF-01_Coal | 2.1764
TVA Base Case | 2018 | 7 | 39 | PAF-01_Coal | 2.1773
TVA Base Case | 2018 | 8 | 39 | PAF-01_Coal | 2.1453
TVA Base Case | 2018 | 9 | 39 | PAF-01_Coal | 2.1134
TVA Base Case | 2018 | 10 | 39 | PAF-01_Coal | 2.0814
TVA Base Case | 2018 | 11 | 39 | PAF-01_Coal | 2.0494
TVA Base Case | 2018 | 12 | 39 | PAF-01_Coal | 2.0175
TVA Base Case | 2019 | 1 | 39 | PAF-01_Coal | 1.9894
TVA Base Case | 2019 | 2 | 39 | PAF-01_Coal | 1.9575
TVA Base Case | 2019 | 3 | 39 | PAF-01_Coal | 1.9255
TVA Base Case | 2019 | 4 | 39 | PAF-01_Coal | 1.8936
TVA Base Case | 2019 | 5 | 39 | PAF-01_Coal | 1.8617
TVA Base Case | 2019 | 6 | 39 | PAF-01_Coal | 1.8297
TVA Base Case | 2019 | 7 | 39 | PAF-01_Coal | 1.7978
TVA Base Case | 2019 | 8 | 39 | PAF-01_Coal | 1.8036
TVA Base Case | 2019 | 9 | 39 | PAF-01_Coal | 1.8094
TVA Base Case | 2019 | 10 | 39 | PAF-01_Coal | 1.8152
TVA Base Case | 2019 | 11 | 39 | PAF-01_Coal | 1.821
TVA Base Case | 2019 | 12 | 39 | PAF-01_Coal | 1.8269
TVA Base Case | 2020 | 1 | 39 | PAF-01_Coal | 1.8366
TVA Base Case | 2020 | 2 | 39 | PAF-01_Coal | 1.8425
TVA Base Case | 2020 | 3 | 39 | PAF-01_Coal | 1.8483
TVA Base Case | 2020 | 4 | 39 | PAF-01_Coal | 1.8541
TVA Base Case | 2020 | 5 | 39 | PAF-01_Coal | 1.8599
TVA Base Case | 2020 | 6 | 39 | PAF-01_Coal | 1.8657
TVA Base Case | 2020 | 7 | 39 | PAF-01_Coal | 1.8716
TVA Base Case | 2020 | 8 | 39 | PAF-01_Coal | 1.8778
TVA Base Case | 2020 | 9 | 39 | PAF-01_Coal | 1.884
TVA Base Case | 2020 | 10 | 39 | PAF-01_Coal | 1.8902
TVA Base Case | 2020 | 11 | 39 | PAF-01_Coal | 1.8965
TVA Base Case | 2020 | 12 | 39 | PAF-01_Coal | 1.9027
TVA Base Case | 2021 | 1 | 39 | PAF-01_Coal | 1.913
TVA Base Case | 2021 | 2 | 39 | PAF-01_Coal | 1.9192
TVA Base Case | 2021 | 3 | 39 | PAF-01_Coal | 1.9255
TVA Base Case | 2021 | 4 | 39 | PAF-01_Coal | 1.9317
TVA Base Case | 2021 | 5 | 39 | PAF-01_Coal | 1.9379
TVA Base Case | 2021 | 6 | 39 | PAF-01_Coal | 1.9442
TVA Base Case | 2021 | 7 | 39 | PAF-01_Coal | 1.9504
TVA Base Case | 2021 | 8 | 39 | PAF-01_Coal | 1.9586
TVA Base Case | 2021 | 9 | 39 | PAF-01_Coal | 1.9669
TVA Base Case | 2021 | 10 | 39 | PAF-01_Coal | 1.9751
TVA Base Case | 2021 | 11 | 39 | PAF-01_Coal | 1.9833
TVA Base Case | 2021 | 12 | 39 | PAF-01_Coal | 1.9915
TVA Base Case | 2022 | 1 | 39 | PAF-01_Coal | 2.0041
TVA Base Case | 2022 | 2 | 39 | PAF-01_Coal | 2.0123
TVA Base Case | 2022 | 3 | 39 | PAF-01_Coal | 2.0205
TVA Base Case | 2022 | 4 | 39 | PAF-01_Coal | 2.0288
TVA Base Case | 2022 | 5 | 39 | PAF-01_Coal | 2.037
TVA Base Case | 2022 | 6 | 39 | PAF-01_Coal | 2.0452
TVA Base Case | 2022 | 7 | 39 | PAF-01_Coal | 2.0535
TVA Base Case | 2022 | 8 | 39 | PAF-01_Coal | 2.065
TVA Base Case | 2022 | 9 | 39 | PAF-01_Coal | 2.0765
TVA Base Case | 2022 | 10 | 39 | PAF-01_Coal | 2.088
TVA Base Case | 2022 | 11 | 39 | PAF-01_Coal | 2.0995
TVA Base Case | 2022 | 12 | 39 | PAF-01_Coal | 2.111
TVA Base Case | 2023 | 1 | 39 | PAF-01_Coal | 2.1269
TVA Base Case | 2023 | 2 | 39 | PAF-01_Coal | 2.1384
TVA Base Case | 2023 | 3 | 39 | PAF-01_Coal | 2.15
TVA Base Case | 2023 | 4 | 39 | PAF-01_Coal | 2.1615
TVA Base Case | 2023 | 5 | 39 | PAF-01_Coal | 2.173
TVA Base Case | 2023 | 6 | 39 | PAF-01_Coal | 2.1845
TVA Base Case | 2023 | 7 | 39 | PAF-01_Coal | 2.196
TVA Base Case | 2023 | 8 | 39 | PAF-01_Coal | 2.2012
TVA Base Case | 2023 | 9 | 39 | PAF-01_Coal | 2.2065
TVA Base Case | 2023 | 10 | 39 | PAF-01_Coal | 2.2117
TVA Base Case | 2023 | 11 | 39 | PAF-01_Coal | 2.217
TVA Base Case | 2023 | 12 | 39 | PAF-01_Coal | 2.2222
TVA Base Case | 2024 | 1 | 39 | PAF-01_Coal | 2.232
TVA Base Case | 2024 | 2 | 39 | PAF-01_Coal | 2.2373
TVA Base Case | 2024 | 3 | 39 | PAF-01_Coal | 2.2425
TVA Base Case | 2024 | 4 | 39 | PAF-01_Coal | 2.2478
TVA Base Case | 2024 | 5 | 39 | PAF-01_Coal | 2.253
TVA Base Case | 2024 | 6 | 39 | PAF-01_Coal | 2.2582
TVA Base Case | 2024 | 7 | 39 | PAF-01_Coal | 2.2635
TVA Base Case | 2024 | 8 | 39 | PAF-01_Coal | 2.2718
TVA Base Case | 2024 | 9 | 39 | PAF-01_Coal | 2.2801
TVA Base Case | 2024 | 10 | 39 | PAF-01_Coal | 2.2884
TVA Base Case | 2024 | 11 | 39 | PAF-01_Coal | 2.2967
TVA Base Case | 2024 | 12 | 39 | PAF-01_Coal | 2.3051
TVA Base Case | 2025 | 1 | 39 | PAF-01_Coal | 2.3179
TVA Base Case | 2025 | 2 | 39 | PAF-01_Coal | 2.3262
TVA Base Case | 2025 | 3 | 39 | PAF-01_Coal | 2.3345
TVA Base Case | 2025 | 4 | 39 | PAF-01_Coal | 2.3428
TVA Base Case | 2025 | 5 | 39 | PAF-01_Coal | 2.3512
TVA Base Case | 2025 | 6 | 39 | PAF-01_Coal | 2.3595
TVA Base Case | 2025 | 7 | 39 | PAF-01_Coal | 2.3678
TVA Base Case | 2025 | 8 | 39 | PAF-01_Coal | 2.3623
TVA Base Case | 2025 | 9 | 39 | PAF-01_Coal | 2.3567
TVA Base Case | 2025 | 10 | 39 | PAF-01_Coal | 2.3512
TVA Base Case | 2025 | 11 | 39 | PAF-01_Coal | 2.3456
TVA Base Case | 2025 | 12 | 39 | PAF-01_Coal | 2.3401
TVA Base Case | 2026 | 1 | 39 | PAF-01_Coal | 2.3392
TVA Base Case | 2026 | 2 | 39 | PAF-01_Coal | 2.3336
TVA Base Case | 2026 | 3 | 39 | PAF-01_Coal | 2.3281
TVA Base Case | 2026 | 4 | 39 | PAF-01_Coal | 2.3225
TVA Base Case | 2026 | 5 | 39 | PAF-01_Coal | 2.317
TVA Base Case | 2026 | 6 | 39 | PAF-01_Coal | 2.3115
TVA Base Case | 2026 | 7 | 39 | PAF-01_Coal | 2.3059
TVA Base Case | 2026 | 8 | 39 | PAF-01_Coal | 2.3068
TVA Base Case | 2026 | 9 | 39 | PAF-01_Coal | 2.3077
TVA Base Case | 2026 | 10 | 39 | PAF-01_Coal | 2.3086
TVA Base Case | 2026 | 11 | 39 | PAF-01_Coal | 2.3096
TVA Base Case | 2026 | 12 | 39 | PAF-01_Coal | 2.3105
TVA Base Case | 2027 | 1 | 39 | PAF-01_Coal | 2.3161
TVA Base Case | 2027 | 2 | 39 | PAF-01_Coal | 2.317
TVA Base Case | 2027 | 3 | 39 | PAF-01_Coal | 2.3179
TVA Base Case | 2027 | 4 | 39 | PAF-01_Coal | 2.3188
TVA Base Case | 2027 | 5 | 39 | PAF-01_Coal | 2.3197
TVA Base Case | 2027 | 6 | 39 | PAF-01_Coal | 2.3206
TVA Base Case | 2027 | 7 | 39 | PAF-01_Coal | 2.3215
TVA Base Case | 2027 | 8 | 39 | PAF-01_Coal | 2.3312
TVA Base Case | 2027 | 9 | 39 | PAF-01_Coal | 2.3408
TVA Base Case | 2027 | 10 | 39 | PAF-01_Coal | 2.3505
TVA Base Case | 2027 | 11 | 39 | PAF-01_Coal | 2.3602
TVA Base Case | 2027 | 12 | 39 | PAF-01_Coal | 2.3698
TVA Base Case | 2028 | 1 | 39 | PAF-01_Coal | 2.3843
TVA Base Case | 2028 | 2 | 39 | PAF-01_Coal | 2.3939
TVA Base Case | 2028 | 3 | 39 | PAF-01_Coal | 2.4036
TVA Base Case | 2028 | 4 | 39 | PAF-01_Coal | 2.4133
TVA Base Case | 2028 | 5 | 39 | PAF-01_Coal | 2.4229
TVA Base Case | 2028 | 6 | 39 | PAF-01_Coal | 2.4326
TVA Base Case | 2028 | 7 | 39 | PAF-01_Coal | 2.4423
TVA Base Case | 2028 | 8 | 39 | PAF-01_Coal | 2.4437
TVA Base Case | 2028 | 9 | 39 | PAF-01_Coal | 2.4452
TVA Base Case | 2028 | 10 | 39 | PAF-01_Coal | 2.4466
TVA Base Case | 2028 | 11 | 39 | PAF-01_Coal | 2.4481
TVA Base Case | 2028 | 12 | 39 | PAF-01_Coal | 2.4495
TVA Base Case | 2029 | 1 | 39 | PAF-01_Coal | 2.4559
TVA Base Case | 2029 | 2 | 39 | PAF-01_Coal | 2.4573
TVA Base Case | 2029 | 3 | 39 | PAF-01_Coal | 2.4588
TVA Base Case | 2029 | 4 | 39 | PAF-01_Coal | 2.4602
TVA Base Case | 2029 | 5 | 39 | PAF-01_Coal | 2.4617
TVA Base Case | 2029 | 6 | 39 | PAF-01_Coal | 2.4631
TVA Base Case | 2029 | 7 | 39 | PAF-01_Coal | 2.4646
TVA Base Case | 2029 | 8 | 39 | PAF-01_Coal | 2.4684
TVA Base Case | 2029 | 9 | 39 | PAF-01_Coal | 2.4722
TVA Base Case | 2029 | 10 | 39 | PAF-01_Coal | 2.4759
TVA Base Case | 2029 | 11 | 39 | PAF-01_Coal | 2.4797
TVA Base Case | 2029 | 12 | 39 | PAF-01_Coal | 2.4835
TVA Base Case | 2030 | 1 | 39 | PAF-01_Coal | 2.4923
TVA Base Case | 2030 | 2 | 39 | PAF-01_Coal | 2.4961
TVA Base Case | 2030 | 3 | 39 | PAF-01_Coal | 2.4999
TVA Base Case | 2030 | 4 | 39 | PAF-01_Coal | 2.5037
TVA Base Case | 2030 | 5 | 39 | PAF-01_Coal | 2.5074
TVA Base Case | 2030 | 6 | 39 | PAF-01_Coal | 2.5112
TVA Base Case | 2030 | 7 | 39 | PAF-01_Coal | 2.515
TVA Base Case | 2030 | 8 | 39 | PAF-01_Coal | 2.5236
TVA Base Case | 2030 | 9 | 39 | PAF-01_Coal | 2.5321
TVA Base Case | 2030 | 10 | 39 | PAF-01_Coal | 2.5406
TVA Base Case | 2030 | 11 | 39 | PAF-01_Coal | 2.5492
TVA Base Case | 2030 | 12 | 39 | PAF-01_Coal | 2.5577
TVA Base Case | 2031 | 1 | 39 | PAF-01_Coal | 2.5713
TVA Base Case | 2031 | 2 | 39 | PAF-01_Coal | 2.5799
TVA Base Case | 2031 | 3 | 39 | PAF-01_Coal | 2.5884
TVA Base Case | 2031 | 4 | 39 | PAF-01_Coal | 2.5969
TVA Base Case | 2031 | 5 | 39 | PAF-01_Coal | 2.6055
TVA Base Case | 2031 | 6 | 39 | PAF-01_Coal | 2.614
TVA Base Case | 2031 | 7 | 39 | PAF-01_Coal | 2.6226
TVA Base Case | 2031 | 8 | 39 | PAF-01_Coal | 2.6206
TVA Base Case | 2031 | 9 | 39 | PAF-01_Coal | 2.6187
TVA Base Case | 2031 | 10 | 39 | PAF-01_Coal | 2.6167
TVA Base Case | 2031 | 11 | 39 | PAF-01_Coal | 2.6148
TVA Base Case | 2031 | 12 | 39 | PAF-01_Coal | 2.6129
TVA Base Case | 2032 | 1 | 39 | PAF-01_Coal | 2.6161
TVA Base Case | 2032 | 2 | 39 | PAF-01_Coal | 2.6141
TVA Base Case | 2032 | 3 | 39 | PAF-01_Coal | 2.6122
TVA Base Case | 2032 | 4 | 39 | PAF-01_Coal | 2.6103
TVA Base Case | 2032 | 5 | 39 | PAF-01_Coal | 2.6083
TVA Base Case | 2032 | 6 | 39 | PAF-01_Coal | 2.6064
TVA Base Case | 2032 | 7 | 39 | PAF-01_Coal | 2.6045
TVA Base Case | 2032 | 8 | 39 | PAF-01_Coal | 2.6105
TVA Base Case | 2032 | 9 | 39 | PAF-01_Coal | 2.6165
TVA Base Case | 2032 | 10 | 39 | PAF-01_Coal | 2.6225
TVA Base Case | 2032 | 11 | 39 | PAF-01_Coal | 2.6285
TVA Base Case | 2032 | 12 | 39 | PAF-01_Coal | 2.6345
TVA Base Case | 2033 | 1 | 39 | PAF-01_Coal | 2.6458
TVA Base Case | 2033 | 2 | 39 | PAF-01_Coal | 2.6518
TVA Base Case | 2033 | 3 | 39 | PAF-01_Coal | 2.6579
TVA Base Case | 2033 | 4 | 39 | PAF-01_Coal | 2.6639
TVA Base Case | 2033 | 5 | 39 | PAF-01_Coal | 2.6699
TVA Base Case | 2033 | 6 | 39 | PAF-01_Coal | 2.6759
TVA Base Case | 2033 | 7 | 39 | PAF-01_Coal | 2.6819
TVA Base Case | 2033 | 8 | 39 | PAF-01_Coal | 2.686
TVA Base Case | 2033 | 9 | 39 | PAF-01_Coal | 2.6901
TVA Base Case | 2033 | 10 | 39 | PAF-01_Coal | 2.6942
TVA Base Case | 2033 | 11 | 39 | PAF-01_Coal | 2.6983
TVA Base Case | 2033 | 12 | 39 | PAF-01_Coal | 2.7024
TVA Base Case | 2034 | 1 | 39 | PAF-01_Coal | 2.7119
TVA Base Case | 2034 | 2 | 39 | PAF-01_Coal | 2.716
TVA Base Case | 2034 | 3 | 39 | PAF-01_Coal | 2.7201
TVA Base Case | 2034 | 4 | 39 | PAF-01_Coal | 2.7242
TVA Base Case | 2034 | 5 | 39 | PAF-01_Coal | 2.7283
TVA Base Case | 2034 | 6 | 39 | PAF-01_Coal | 2.7323
TVA Base Case | 2034 | 7 | 39 | PAF-01_Coal | 2.7364
TVA Base Case | 2034 | 8 | 39 | PAF-01_Coal | 2.7405
TVA Base Case | 2034 | 9 | 39 | PAF-01_Coal | 2.7446
TVA Base Case | 2034 | 10 | 39 | PAF-01_Coal | 2.7487
TVA Base Case | 2034 | 11 | 39 | PAF-01_Coal | 2.7528
TVA Base Case | 2034 | 12 | 39 | PAF-01_Coal | 2.7569
TVA Base Case | 2035 | 1 | 39 | PAF-01_Coal | 2.7665
TVA Base Case | 2035 | 2 | 39 | PAF-01_Coal | 2.7706
TVA Base Case | 2035 | 3 | 39 | PAF-01_Coal | 2.7747
TVA Base Case | 2035 | 4 | 39 | PAF-01_Coal | 2.7788
TVA Base Case | 2035 | 5 | 39 | PAF-01_Coal | 2.7829
TVA Base Case | 2035 | 6 | 39 | PAF-01_Coal | 2.787
TVA Base Case | 2035 | 7 | 39 | PAF-01_Coal | 2.7911
TVA Base Case | 2035 | 8 | 39 | PAF-01_Coal | 2.7952
TVA Base Case | 2035 | 9 | 39 | PAF-01_Coal | 2.7993
TVA Base Case | 2035 | 10 | 39 | PAF-01_Coal | 2.8034
TVA Base Case | 2035 | 11 | 39 | PAF-01_Coal | 2.8076
TVA Base Case | 2035 | 12 | 39 | PAF-01_Coal | 2.8117
TVA Base Case | 2014 | 1 | 104 | Paradise CC | 4.6742
TVA Base Case | 2014 | 2 | 104 | Paradise CC | 4.6742
TVA Base Case | 2014 | 3 | 104 | Paradise CC | 4.6742
TVA Base Case | 2014 | 4 | 104 | Paradise CC | 4.4505
TVA Base Case | 2014 | 5 | 104 | Paradise CC | 4.4369
TVA Base Case | 2014 | 6 | 104 | Paradise CC | 4.4569
TVA Base Case | 2014 | 7 | 104 | Paradise CC | 4.4985
TVA Base Case | 2014 | 8 | 104 | Paradise CC | 4.4852
TVA Base Case | 2014 | 9 | 104 | Paradise CC | 4.4556
TVA Base Case | 2014 | 10 | 104 | Paradise CC | 4.4624
TVA Base Case | 2014 | 11 | 104 | Paradise CC | 4.5016
TVA Base Case | 2014 | 12 | 104 | Paradise CC | 4.6188
TVA Base Case | 2015 | 1 | 104 | Paradise CC | 2.71
TVA Base Case | 2015 | 2 | 104 | Paradise CC | 2.71
TVA Base Case | 2015 | 3 | 104 | Paradise CC | 2.71
TVA Base Case | 2015 | 4 | 104 | Paradise CC | 2.8018
TVA Base Case | 2015 | 5 | 104 | Paradise CC | 2.808
TVA Base Case | 2015 | 6 | 104 | Paradise CC | 2.8813
TVA Base Case | 2015 | 7 | 104 | Paradise CC | 2.919
TVA Base Case | 2015 | 8 | 104 | Paradise CC | 2.951
TVA Base Case | 2015 | 9 | 104 | Paradise CC | 2.9252
TVA Base Case | 2015 | 10 | 104 | Paradise CC | 2.9262
TVA Base Case | 2015 | 11 | 104 | Paradise CC | 3.0496
TVA Base Case | 2015 | 12 | 104 | Paradise CC | 3.2117
TVA Base Case | 2016 | 1 | 104 | Paradise CC | 3.3275
TVA Base Case | 2016 | 2 | 104 | Paradise CC | 3.2966
TVA Base Case | 2016 | 3 | 104 | Paradise CC | 3.2816
TVA Base Case | 2016 | 4 | 104 | Paradise CC | 3.1077
TVA Base Case | 2016 | 5 | 104 | Paradise CC | 3.119
TVA Base Case | 2016 | 6 | 104 | Paradise CC | 3.1929
TVA Base Case | 2016 | 7 | 104 | Paradise CC | 3.2331
TVA Base Case | 2016 | 8 | 104 | Paradise CC | 3.244
TVA Base Case | 2016 | 9 | 104 | Paradise CC | 3.2142
TVA Base Case | 2016 | 10 | 104 | Paradise CC | 3.2369
TVA Base Case | 2016 | 11 | 104 | Paradise CC | 3.3107
TVA Base Case | 2016 | 12 | 104 | Paradise CC | 3.4914
TVA Base Case | 2017 | 1 | 104 | Paradise CC | 3.6219
TVA Base Case | 2017 | 2 | 104 | Paradise CC | 3.6204
TVA Base Case | 2017 | 3 | 104 | Paradise CC | 3.5657
TVA Base Case | 2017 | 4 | 104 | Paradise CC | 3.3489
TVA Base Case | 2017 | 5 | 104 | Paradise CC | 3.3546
TVA Base Case | 2017 | 6 | 104 | Paradise CC | 3.399
TVA Base Case | 2017 | 7 | 104 | Paradise CC | 3.4413
TVA Base Case | 2017 | 8 | 104 | Paradise CC | 3.4527
TVA Base Case | 2017 | 9 | 104 | Paradise CC | 3.4377
TVA Base Case | 2017 | 10 | 104 | Paradise CC | 3.4578
TVA Base Case | 2017 | 11 | 104 | Paradise CC | 3.5213
TVA Base Case | 2017 | 12 | 104 | Paradise CC | 3.6855
TVA Base Case | 2018 | 1 | 104 | Paradise CC | 3.8403
TVA Base Case | 2018 | 2 | 104 | Paradise CC | 3.8285
TVA Base Case | 2018 | 3 | 104 | Paradise CC | 3.7635
TVA Base Case | 2018 | 4 | 104 | Paradise CC | 3.4394
TVA Base Case | 2018 | 5 | 104 | Paradise CC | 3.4421
TVA Base Case | 2018 | 6 | 104 | Paradise CC | 3.4814
TVA Base Case | 2018 | 7 | 104 | Paradise CC | 3.549
TVA Base Case | 2018 | 8 | 104 | Paradise CC | 3.5729
TVA Base Case | 2018 | 9 | 104 | Paradise CC | 3.5646
TVA Base Case | 2018 | 10 | 104 | Paradise CC | 3.5918
TVA Base Case | 2018 | 11 | 104 | Paradise CC | 3.6927
TVA Base Case | 2018 | 12 | 104 | Paradise CC | 3.8305
TVA Base Case | 2019 | 1 | 104 | Paradise CC | 4.1529
TVA Base Case | 2019 | 2 | 104 | Paradise CC | 4.1256
TVA Base Case | 2019 | 3 | 104 | Paradise CC | 3.8737
TVA Base Case | 2019 | 4 | 104 | Paradise CC | 3.6608
TVA Base Case | 2019 | 5 | 104 | Paradise CC | 3.6884
TVA Base Case | 2019 | 6 | 104 | Paradise CC | 3.7544
TVA Base Case | 2019 | 7 | 104 | Paradise CC | 3.918
TVA Base Case | 2019 | 8 | 104 | Paradise CC | 3.9557
TVA Base Case | 2019 | 9 | 104 | Paradise CC | 3.9016
TVA Base Case | 2019 | 10 | 104 | Paradise CC | 3.9297
TVA Base Case | 2019 | 11 | 104 | Paradise CC | 3.9966
TVA Base Case | 2019 | 12 | 104 | Paradise CC | 4.1429
TVA Base Case | 2020 | 1 | 104 | Paradise CC | 4.4875
TVA Base Case | 2020 | 2 | 104 | Paradise CC | 4.2643
TVA Base Case | 2020 | 3 | 104 | Paradise CC | 4.0477
TVA Base Case | 2020 | 4 | 104 | Paradise CC | 3.949
TVA Base Case | 2020 | 5 | 104 | Paradise CC | 4.0258
TVA Base Case | 2020 | 6 | 104 | Paradise CC | 4.097
TVA Base Case | 2020 | 7 | 104 | Paradise CC | 4.3592
TVA Base Case | 2020 | 8 | 104 | Paradise CC | 4.3819
TVA Base Case | 2020 | 9 | 104 | Paradise CC | 4.2312
TVA Base Case | 2020 | 10 | 104 | Paradise CC | 4.2529
TVA Base Case | 2020 | 11 | 104 | Paradise CC | 4.3313
TVA Base Case | 2020 | 12 | 104 | Paradise CC | 4.4593
TVA Base Case | 2021 | 1 | 104 | Paradise CC | 4.7234
TVA Base Case | 2021 | 2 | 104 | Paradise CC | 4.6919
TVA Base Case | 2021 | 3 | 104 | Paradise CC | 4.2956
TVA Base Case | 2021 | 4 | 104 | Paradise CC | 4.1566
TVA Base Case | 2021 | 5 | 104 | Paradise CC | 4.2286
TVA Base Case | 2021 | 6 | 104 | Paradise CC | 4.3354
TVA Base Case | 2021 | 7 | 104 | Paradise CC | 4.5696
TVA Base Case | 2021 | 8 | 104 | Paradise CC | 4.6043
TVA Base Case | 2021 | 9 | 104 | Paradise CC | 4.4487
TVA Base Case | 2021 | 10 | 104 | Paradise CC | 4.4809
TVA Base Case | 2021 | 11 | 104 | Paradise CC | 4.5955
TVA Base Case | 2021 | 12 | 104 | Paradise CC | 4.6932
TVA Base Case | 2022 | 1 | 104 | Paradise CC | 5.2946
TVA Base Case | 2022 | 2 | 104 | Paradise CC | 5.1802
TVA Base Case | 2022 | 3 | 104 | Paradise CC | 4.8008
TVA Base Case | 2022 | 4 | 104 | Paradise CC | 4.6458
TVA Base Case | 2022 | 5 | 104 | Paradise CC | 4.7447
TVA Base Case | 2022 | 6 | 104 | Paradise CC | 4.8156
TVA Base Case | 2022 | 7 | 104 | Paradise CC | 5.009
TVA Base Case | 2022 | 8 | 104 | Paradise CC | 5.0444
TVA Base Case | 2022 | 9 | 104 | Paradise CC | 4.9425
TVA Base Case | 2022 | 10 | 104 | Paradise CC | 4.978
TVA Base Case | 2022 | 11 | 104 | Paradise CC | 5.1521
TVA Base Case | 2022 | 12 | 104 | Paradise CC | 5.2274
TVA Base Case | 2023 | 1 | 104 | Paradise CC | 5.632
TVA Base Case | 2023 | 2 | 104 | Paradise CC | 5.5519
TVA Base Case | 2023 | 3 | 104 | Paradise CC | 5.189
TVA Base Case | 2023 | 4 | 104 | Paradise CC | 5.0324
TVA Base Case | 2023 | 5 | 104 | Paradise CC | 5.1442
TVA Base Case | 2023 | 6 | 104 | Paradise CC | 5.2062
TVA Base Case | 2023 | 7 | 104 | Paradise CC | 5.3283
TVA Base Case | 2023 | 8 | 104 | Paradise CC | 5.3524
TVA Base Case | 2023 | 9 | 104 | Paradise CC | 5.2629
TVA Base Case | 2023 | 10 | 104 | Paradise CC | 5.287
TVA Base Case | 2023 | 11 | 104 | Paradise CC | 5.4745
TVA Base Case | 2023 | 12 | 104 | Paradise CC | 5.564
TVA Base Case | 2024 | 1 | 104 | Paradise CC | 5.8948
TVA Base Case | 2024 | 2 | 104 | Paradise CC | 5.6907
TVA Base Case | 2024 | 3 | 104 | Paradise CC | 5.3838
TVA Base Case | 2024 | 4 | 104 | Paradise CC | 5.2448
TVA Base Case | 2024 | 5 | 104 | Paradise CC | 5.3243
TVA Base Case | 2024 | 6 | 104 | Paradise CC | 5.3961
TVA Base Case | 2024 | 7 | 104 | Paradise CC | 5.6947
TVA Base Case | 2024 | 8 | 104 | Paradise CC | 5.7315
TVA Base Case | 2024 | 9 | 104 | Paradise CC | 5.5906
TVA Base Case | 2024 | 10 | 104 | Paradise CC | 5.6274
TVA Base Case | 2024 | 11 | 104 | Paradise CC | 5.7359
TVA Base Case | 2024 | 12 | 104 | Paradise CC | 5.8504
TVA Base Case | 2025 | 1 | 104 | Paradise CC | 6.2429
TVA Base Case | 2025 | 2 | 104 | Paradise CC | 6.1355
TVA Base Case | 2025 | 3 | 104 | Paradise CC | 5.695
TVA Base Case | 2025 | 4 | 104 | Paradise CC | 5.5198
TVA Base Case | 2025 | 5 | 104 | Paradise CC | 5.5949
TVA Base Case | 2025 | 6 | 104 | Paradise CC | 5.67
TVA Base Case | 2025 | 7 | 104 | Paradise CC | 5.9646
TVA Base Case | 2025 | 8 | 104 | Paradise CC | 6.0021
TVA Base Case | 2025 | 9 | 104 | Paradise CC | 5.8703
TVA Base Case | 2025 | 10 | 104 | Paradise CC | 5.8954
TVA Base Case | 2025 | 11 | 104 | Paradise CC | 6.0434
TVA Base Case | 2025 | 12 | 104 | Paradise CC | 6.1959
TVA Base Case | 2026 | 1 | 104 | Paradise CC | 6.46
TVA Base Case | 2026 | 2 | 104 | Paradise CC | 6.3228
TVA Base Case | 2026 | 3 | 104 | Paradise CC | 5.8249
TVA Base Case | 2026 | 4 | 104 | Paradise CC | 5.6844
TVA Base Case | 2026 | 5 | 104 | Paradise CC | 5.761
TVA Base Case | 2026 | 6 | 104 | Paradise CC | 5.876
TVA Base Case | 2026 | 7 | 104 | Paradise CC | 6.149
TVA Base Case | 2026 | 8 | 104 | Paradise CC | 6.1514
TVA Base Case | 2026 | 9 | 104 | Paradise CC | 6.0036
TVA Base Case | 2026 | 10 | 104 | Paradise CC | 6.0395
TVA Base Case | 2026 | 11 | 104 | Paradise CC | 6.203
TVA Base Case | 2026 | 12 | 104 | Paradise CC | 6.338
TVA Base Case | 2027 | 1 | 104 | Paradise CC | 6.7378
TVA Base Case | 2027 | 2 | 104 | Paradise CC | 6.6475
TVA Base Case | 2027 | 3 | 104 | Paradise CC | 6.2049
TVA Base Case | 2027 | 4 | 104 | Paradise CC | 6.0042
TVA Base Case | 2027 | 5 | 104 | Paradise CC | 6.0877
TVA Base Case | 2027 | 6 | 104 | Paradise CC | 6.2076
TVA Base Case | 2027 | 7 | 104 | Paradise CC | 6.4994
TVA Base Case | 2027 | 8 | 104 | Paradise CC | 6.5281
TVA Base Case | 2027 | 9 | 104 | Paradise CC | 6.3481
TVA Base Case | 2027 | 10 | 104 | Paradise CC | 6.3687
TVA Base Case | 2027 | 11 | 104 | Paradise CC | 6.5407
TVA Base Case | 2027 | 12 | 104 | Paradise CC | 6.6763
TVA Base Case | 2028 | 1 | 104 | Paradise CC | 7.2368
TVA Base Case | 2028 | 2 | 104 | Paradise CC | 6.8822
TVA Base Case | 2028 | 3 | 104 | Paradise CC | 6.571
TVA Base Case | 2028 | 4 | 104 | Paradise CC | 6.3822
TVA Base Case | 2028 | 5 | 104 | Paradise CC | 6.4648
TVA Base Case | 2028 | 6 | 104 | Paradise CC | 6.6034
TVA Base Case | 2028 | 7 | 104 | Paradise CC | 6.8247
TVA Base Case | 2028 | 8 | 104 | Paradise CC | 6.8645
TVA Base Case | 2028 | 9 | 104 | Paradise CC | 6.6639
TVA Base Case | 2028 | 10 | 104 | Paradise CC | 6.7008
TVA Base Case | 2028 | 11 | 104 | Paradise CC | 6.8999
TVA Base Case | 2028 | 12 | 104 | Paradise CC | 7.0017
TVA Base Case | 2029 | 1 | 104 | Paradise CC | 7.5031
TVA Base Case | 2029 | 2 | 104 | Paradise CC | 7.375
TVA Base Case | 2029 | 3 | 104 | Paradise CC | 6.8001
TVA Base Case | 2029 | 4 | 104 | Paradise CC | 6.5429
TVA Base Case | 2029 | 5 | 104 | Paradise CC | 6.6241
TVA Base Case | 2029 | 6 | 104 | Paradise CC | 6.7523
TVA Base Case | 2029 | 7 | 104 | Paradise CC | 7.141
TVA Base Case | 2029 | 8 | 104 | Paradise CC | 7.1952
TVA Base Case | 2029 | 9 | 104 | Paradise CC | 6.9792
TVA Base Case | 2029 | 10 | 104 | Paradise CC | 7.0166
TVA Base Case | 2029 | 11 | 104 | Paradise CC | 7.1217
TVA Base Case | 2029 | 12 | 104 | Paradise CC | 7.2803
TVA Base Case | 2030 | 1 | 104 | Paradise CC | 7.7042
TVA Base Case | 2030 | 2 | 104 | Paradise CC | 7.567
TVA Base Case | 2030 | 3 | 104 | Paradise CC | 6.9389
TVA Base Case | 2030 | 4 | 104 | Paradise CC | 6.7595
TVA Base Case | 2030 | 5 | 104 | Paradise CC | 6.8734
TVA Base Case | 2030 | 6 | 104 | Paradise CC | 6.9908
TVA Base Case | 2030 | 7 | 104 | Paradise CC | 7.4118
TVA Base Case | 2030 | 8 | 104 | Paradise CC | 7.4429
TVA Base Case | 2030 | 9 | 104 | Paradise CC | 7.2185
TVA Base Case | 2030 | 10 | 104 | Paradise CC | 7.2426
TVA Base Case | 2030 | 11 | 104 | Paradise CC | 7.3909
TVA Base Case | 2030 | 12 | 104 | Paradise CC | 7.5808
TVA Base Case | 2031 | 1 | 104 | Paradise CC | 8.0161
TVA Base Case | 2031 | 2 | 104 | Paradise CC | 7.8903
TVA Base Case | 2031 | 3 | 104 | Paradise CC | 7.2954
TVA Base Case | 2031 | 4 | 104 | Paradise CC | 7.0842
TVA Base Case | 2031 | 5 | 104 | Paradise CC | 7.1368
TVA Base Case | 2031 | 6 | 104 | Paradise CC | 7.3029
TVA Base Case | 2031 | 7 | 104 | Paradise CC | 7.7223
TVA Base Case | 2031 | 8 | 104 | Paradise CC | 7.7645
TVA Base Case | 2031 | 9 | 104 | Paradise CC | 7.5347
TVA Base Case | 2031 | 10 | 104 | Paradise CC | 7.5591
TVA Base Case | 2031 | 11 | 104 | Paradise CC | 7.6998
TVA Base Case | 2031 | 12 | 104 | Paradise CC | 7.88
TVA Base Case | 2032 | 1 | 104 | Paradise CC | 8.3372
TVA Base Case | 2032 | 2 | 104 | Paradise CC | 7.9649
TVA Base Case | 2032 | 3 | 104 | Paradise CC | 7.6164
TVA Base Case | 2032 | 4 | 104 | Paradise CC | 7.4442
TVA Base Case | 2032 | 5 | 104 | Paradise CC | 7.5016
TVA Base Case | 2032 | 6 | 104 | Paradise CC | 7.7003
TVA Base Case | 2032 | 7 | 104 | Paradise CC | 8.0568
TVA Base Case | 2032 | 8 | 104 | Paradise CC | 8.0999
TVA Base Case | 2032 | 9 | 104 | Paradise CC | 7.7927
TVA Base Case | 2032 | 10 | 104 | Paradise CC | 7.8277
TVA Base Case | 2032 | 11 | 104 | Paradise CC | 8.047
TVA Base Case | 2032 | 12 | 104 | Paradise CC | 8.1946
TVA Base Case | 2033 | 1 | 104 | Paradise CC | 8.7159
TVA Base Case | 2033 | 2 | 104 | Paradise CC | 8.4827
TVA Base Case | 2033 | 3 | 104 | Paradise CC | 7.9369
TVA Base Case | 2033 | 4 | 104 | Paradise CC | 7.7087
TVA Base Case | 2033 | 5 | 104 | Paradise CC | 7.7905
TVA Base Case | 2033 | 6 | 104 | Paradise CC | 8.0083
TVA Base Case | 2033 | 7 | 104 | Paradise CC | 8.4311
TVA Base Case | 2033 | 8 | 104 | Paradise CC | 8.4896
TVA Base Case | 2033 | 9 | 104 | Paradise CC | 8.1418
TVA Base Case | 2033 | 10 | 104 | Paradise CC | 8.1667
TVA Base Case | 2033 | 11 | 104 | Paradise CC | 8.3906
TVA Base Case | 2033 | 12 | 104 | Paradise CC | 8.5266
TVA Base Case | 2034 | 1 | 104 | Paradise CC | 9.0722
TVA Base Case | 2034 | 2 | 104 | Paradise CC | 8.7552
TVA Base Case | 2034 | 3 | 104 | Paradise CC | 8.2225
TVA Base Case | 2034 | 4 | 104 | Paradise CC | 8.0193
TVA Base Case | 2034 | 5 | 104 | Paradise CC | 8.1777
TVA Base Case | 2034 | 6 | 104 | Paradise CC | 8.3557
TVA Base Case | 2034 | 7 | 104 | Paradise CC | 8.7724
TVA Base Case | 2034 | 8 | 104 | Paradise CC | 8.8172
TVA Base Case | 2034 | 9 | 104 | Paradise CC | 8.4016
TVA Base Case | 2034 | 10 | 104 | Paradise CC | 8.4268
TVA Base Case | 2034 | 11 | 104 | Paradise CC | 8.6656
TVA Base Case | 2034 | 12 | 104 | Paradise CC | 8.7896
TVA Base Case | 2035 | 1 | 104 | Paradise CC | 9.2564
TVA Base Case | 2035 | 2 | 104 | Paradise CC | 9.1004
TVA Base Case | 2035 | 3 | 104 | Paradise CC | 8.4661
TVA Base Case | 2035 | 4 | 104 | Paradise CC | 8.2432
TVA Base Case | 2035 | 5 | 104 | Paradise CC | 8.3596
TVA Base Case | 2035 | 6 | 104 | Paradise CC | 8.5569
TVA Base Case | 2035 | 7 | 104 | Paradise CC | 9.1803
TVA Base Case | 2035 | 8 | 104 | Paradise CC | 9.2411
TVA Base Case | 2035 | 9 | 104 | Paradise CC | 8.7857
TVA Base Case | 2035 | 10 | 104 | Paradise CC | 8.7808
TVA Base Case | 2035 | 11 | 104 | Paradise CC | 8.8873
TVA Base Case | 2035 | 12 | 104 | Paradise CC | 9.0596
TVA Base Case | 2014 | 1 | 93 | Powell Valley_Oil | 22.7007
TVA Base Case | 2014 | 2 | 93 | Powell Valley_Oil | 22.7007
TVA Base Case | 2014 | 3 | 93 | Powell Valley_Oil | 22.7007
TVA Base Case | 2014 | 4 | 93 | Powell Valley_Oil | 22.5031
TVA Base Case | 2014 | 5 | 93 | Powell Valley_Oil | 22.4266
TVA Base Case | 2014 | 6 | 93 | Powell Valley_Oil | 22.3752
TVA Base Case | 2014 | 7 | 93 | Powell Valley_Oil | 22.3382
TVA Base Case | 2014 | 8 | 93 | Powell Valley_Oil | 22.3048
TVA Base Case | 2014 | 9 | 93 | Powell Valley_Oil | 22.2798
TVA Base Case | 2014 | 10 | 93 | Powell Valley_Oil | 22.2335
TVA Base Case | 2014 | 11 | 93 | Powell Valley_Oil | 22.1939
TVA Base Case | 2014 | 12 | 93 | Powell Valley_Oil | 22.1577
TVA Base Case | 2015 | 1 | 93 | Powell Valley_Oil | 13.65
TVA Base Case | 2015 | 2 | 93 | Powell Valley_Oil | 13.65
TVA Base Case | 2015 | 3 | 93 | Powell Valley_Oil | 13.65
TVA Base Case | 2015 | 4 | 93 | Powell Valley_Oil | 13.8712
TVA Base Case | 2015 | 5 | 93 | Powell Valley_Oil | 13.7446
TVA Base Case | 2015 | 6 | 93 | Powell Valley_Oil | 13.769
TVA Base Case | 2015 | 7 | 93 | Powell Valley_Oil | 13.8568
TVA Base Case | 2015 | 8 | 93 | Powell Valley_Oil | 13.9842
TVA Base Case | 2015 | 9 | 93 | Powell Valley_Oil | 14.1283
TVA Base Case | 2015 | 10 | 93 | Powell Valley_Oil | 14.2732
TVA Base Case | 2015 | 11 | 93 | Powell Valley_Oil | 14.3948
TVA Base Case | 2015 | 12 | 93 | Powell Valley_Oil | 14.5058
TVA Base Case | 2016 | 1 | 93 | Powell Valley_Oil | 14.6271
TVA Base Case | 2016 | 2 | 93 | Powell Valley_Oil | 14.6976
TVA Base Case | 2016 | 3 | 93 | Powell Valley_Oil | 14.7035
TVA Base Case | 2016 | 4 | 93 | Powell Valley_Oil | 14.6479
TVA Base Case | 2016 | 5 | 93 | Powell Valley_Oil | 14.6793
TVA Base Case | 2016 | 6 | 93 | Powell Valley_Oil | 14.7463
TVA Base Case | 2016 | 7 | 93 | Powell Valley_Oil | 14.8319
TVA Base Case | 2016 | 8 | 93 | Powell Valley_Oil | 14.9543
TVA Base Case | 2016 | 9 | 93 | Powell Valley_Oil | 15.0877
TVA Base Case | 2016 | 10 | 93 | Powell Valley_Oil | 15.1929
TVA Base Case | 2016 | 11 | 93 | Powell Valley_Oil | 15.2652
TVA Base Case | 2016 | 12 | 93 | Powell Valley_Oil | 15.3383
TVA Base Case | 2017 | 1 | 93 | Powell Valley_Oil | 15.4154
TVA Base Case | 2017 | 2 | 93 | Powell Valley_Oil | 15.474
TVA Base Case | 2017 | 3 | 93 | Powell Valley_Oil | 15.4807
TVA Base Case | 2017 | 4 | 93 | Powell Valley_Oil | 15.4384
TVA Base Case | 2017 | 5 | 93 | Powell Valley_Oil | 15.4649
TVA Base Case | 2017 | 6 | 93 | Powell Valley_Oil | 15.4856
TVA Base Case | 2017 | 7 | 93 | Powell Valley_Oil | 15.5461
TVA Base Case | 2017 | 8 | 93 | Powell Valley_Oil | 15.6288
TVA Base Case | 2017 | 9 | 93 | Powell Valley_Oil | 15.7088
TVA Base Case | 2017 | 10 | 93 | Powell Valley_Oil | 15.7889
TVA Base Case | 2017 | 11 | 93 | Powell Valley_Oil | 15.8407
TVA Base Case | 2017 | 12 | 93 | Powell Valley_Oil | 15.8883
TVA Base Case | 2018 | 1 | 93 | Powell Valley_Oil | 15.8821
TVA Base Case | 2018 | 2 | 93 | Powell Valley_Oil | 15.8941
TVA Base Case | 2018 | 3 | 93 | Powell Valley_Oil | 15.8867
TVA Base Case | 2018 | 4 | 93 | Powell Valley_Oil | 15.8642
TVA Base Case | 2018 | 5 | 93 | Powell Valley_Oil | 15.7904
TVA Base Case | 2018 | 6 | 93 | Powell Valley_Oil | 15.6971
TVA Base Case | 2018 | 7 | 93 | Powell Valley_Oil | 15.7744
TVA Base Case | 2018 | 8 | 93 | Powell Valley_Oil | 15.8598
TVA Base Case | 2018 | 9 | 93 | Powell Valley_Oil | 15.9208
TVA Base Case | 2018 | 10 | 93 | Powell Valley_Oil | 15.968
TVA Base Case | 2018 | 11 | 93 | Powell Valley_Oil | 16.041
TVA Base Case | 2018 | 12 | 93 | Powell Valley_Oil | 15.9265
TVA Base Case | 2019 | 1 | 93 | Powell Valley_Oil | 16.1497
TVA Base Case | 2019 | 2 | 93 | Powell Valley_Oil | 16.7626
TVA Base Case | 2019 | 3 | 93 | Powell Valley_Oil | 16.8012
TVA Base Case | 2019 | 4 | 93 | Powell Valley_Oil | 16.5911
TVA Base Case | 2019 | 5 | 93 | Powell Valley_Oil | 15.9482
TVA Base Case | 2019 | 6 | 93 | Powell Valley_Oil | 16.0234
TVA Base Case | 2019 | 7 | 93 | Powell Valley_Oil | 16.5083
TVA Base Case | 2019 | 8 | 93 | Powell Valley_Oil | 16.6167
TVA Base Case | 2019 | 9 | 93 | Powell Valley_Oil | 16.0375
TVA Base Case | 2019 | 10 | 93 | Powell Valley_Oil | 16.0846
TVA Base Case | 2019 | 11 | 93 | Powell Valley_Oil | 16.4563
TVA Base Case | 2019 | 12 | 93 | Powell Valley_Oil | 17.1048
TVA Base Case | 2020 | 1 | 93 | Powell Valley_Oil | 17.2328
TVA Base Case | 2020 | 2 | 93 | Powell Valley_Oil | 18.0575
TVA Base Case | 2020 | 3 | 93 | Powell Valley_Oil | 18.091
TVA Base Case | 2020 | 4 | 93 | Powell Valley_Oil | 17.6197
TVA Base Case | 2020 | 5 | 93 | Powell Valley_Oil | 16.3572
TVA Base Case | 2020 | 6 | 93 | Powell Valley_Oil | 16.5352
TVA Base Case | 2020 | 7 | 93 | Powell Valley_Oil | 17.3791
TVA Base Case | 2020 | 8 | 93 | Powell Valley_Oil | 17.5317
TVA Base Case | 2020 | 9 | 93 | Powell Valley_Oil | 16.6626
TVA Base Case | 2020 | 10 | 93 | Powell Valley_Oil | 16.7581
TVA Base Case | 2020 | 11 | 93 | Powell Valley_Oil | 17.2806
TVA Base Case | 2020 | 12 | 93 | Powell Valley_Oil | 18.0436
TVA Base Case | 2021 | 1 | 93 | Powell Valley_Oil | 18.1696
TVA Base Case | 2021 | 2 | 93 | Powell Valley_Oil | 19.0813
TVA Base Case | 2021 | 3 | 93 | Powell Valley_Oil | 19.0538
TVA Base Case | 2021 | 4 | 93 | Powell Valley_Oil | 18.5002
TVA Base Case | 2021 | 5 | 93 | Powell Valley_Oil | 17.1717
TVA Base Case | 2021 | 6 | 93 | Powell Valley_Oil | 17.359
TVA Base Case | 2021 | 7 | 93 | Powell Valley_Oil | 18.2469
TVA Base Case | 2021 | 8 | 93 | Powell Valley_Oil | 18.4073
TVA Base Case | 2021 | 9 | 93 | Powell Valley_Oil | 17.4929
TVA Base Case | 2021 | 10 | 93 | Powell Valley_Oil | 17.5934
TVA Base Case | 2021 | 11 | 93 | Powell Valley_Oil | 18.1436
TVA Base Case | 2021 | 12 | 93 | Powell Valley_Oil | 18.8655
TVA Base Case | 2022 | 1 | 93 | Powell Valley_Oil | 18.9965
TVA Base Case | 2022 | 2 | 93 | Powell Valley_Oil | 19.9507
TVA Base Case | 2022 | 3 | 93 | Powell Valley_Oil | 19.9216
TVA Base Case | 2022 | 4 | 93 | Powell Valley_Oil | 19.3415
TVA Base Case | 2022 | 5 | 93 | Powell Valley_Oil | 17.95
TVA Base Case | 2022 | 6 | 93 | Powell Valley_Oil | 18.1462
TVA Base Case | 2022 | 7 | 93 | Powell Valley_Oil | 19.076
TVA Base Case | 2022 | 8 | 93 | Powell Valley_Oil | 19.244
TVA Base Case | 2022 | 9 | 93 | Powell Valley_Oil | 18.2863
TVA Base Case | 2022 | 10 | 93 | Powell Valley_Oil | 18.3915
TVA Base Case | 2022 | 11 | 93 | Powell Valley_Oil | 18.9683
TVA Base Case | 2022 | 12 | 93 | Powell Valley_Oil | 19.6877
TVA Base Case | 2023 | 1 | 93 | Powell Valley_Oil | 19.8249
TVA Base Case | 2023 | 2 | 93 | Powell Valley_Oil | 20.8216
TVA Base Case | 2023 | 3 | 93 | Powell Valley_Oil | 20.7909
TVA Base Case | 2023 | 4 | 93 | Powell Valley_Oil | 20.1843
TVA Base Case | 2023 | 5 | 93 | Powell Valley_Oil | 18.7297
TVA Base Case | 2023 | 6 | 93 | Powell Valley_Oil | 18.9348
TVA Base Case | 2023 | 7 | 93 | Powell Valley_Oil | 19.9066
TVA Base Case | 2023 | 8 | 93 | Powell Valley_Oil | 20.082
TVA Base Case | 2023 | 9 | 93 | Powell Valley_Oil | 19.0811
TVA Base Case | 2023 | 10 | 93 | Powell Valley_Oil | 19.1911
TVA Base Case | 2023 | 11 | 93 | Powell Valley_Oil | 19.7943
TVA Base Case | 2023 | 12 | 93 | Powell Valley_Oil | 20.5124
TVA Base Case | 2024 | 1 | 93 | Powell Valley_Oil | 20.6555
TVA Base Case | 2024 | 2 | 93 | Powell Valley_Oil | 21.6948
TVA Base Case | 2024 | 3 | 93 | Powell Valley_Oil | 21.6625
TVA Base Case | 2024 | 4 | 93 | Powell Valley_Oil | 21.0294
TVA Base Case | 2024 | 5 | 93 | Powell Valley_Oil | 19.5116
TVA Base Case | 2024 | 6 | 93 | Powell Valley_Oil | 19.7256
TVA Base Case | 2024 | 7 | 93 | Powell Valley_Oil | 20.7395
TVA Base Case | 2024 | 8 | 93 | Powell Valley_Oil | 20.9224
TVA Base Case | 2024 | 9 | 93 | Powell Valley_Oil | 19.8782
TVA Base Case | 2024 | 10 | 93 | Powell Valley_Oil | 19.9929
TVA Base Case | 2024 | 11 | 93 | Powell Valley_Oil | 20.6226
TVA Base Case | 2024 | 12 | 93 | Powell Valley_Oil | 21.3362
TVA Base Case | 2025 | 1 | 93 | Powell Valley_Oil | 21.4851
TVA Base Case | 2025 | 2 | 93 | Powell Valley_Oil | 22.567
TVA Base Case | 2025 | 3 | 93 | Powell Valley_Oil | 22.5331
TVA Base Case | 2025 | 4 | 93 | Powell Valley_Oil | 21.8734
TVA Base Case | 2025 | 5 | 93 | Powell Valley_Oil | 20.2926
TVA Base Case | 2025 | 6 | 93 | Powell Valley_Oil | 20.5154
TVA Base Case | 2025 | 7 | 93 | Powell Valley_Oil | 21.5714
TVA Base Case | 2025 | 8 | 93 | Powell Valley_Oil | 21.7618
TVA Base Case | 2025 | 9 | 93 | Powell Valley_Oil | 20.6743
TVA Base Case | 2025 | 10 | 93 | Powell Valley_Oil | 20.7937
TVA Base Case | 2025 | 11 | 93 | Powell Valley_Oil | 21.45
TVA Base Case | 2025 | 12 | 93 | Powell Valley_Oil | 22.16
TVA Base Case | 2026 | 1 | 93 | Powell Valley_Oil | 22.3148
TVA Base Case | 2026 | 2 | 93 | Powell Valley_Oil | 23.4393
TVA Base Case | 2026 | 3 | 93 | Powell Valley_Oil | 23.4038
TVA Base Case | 2026 | 4 | 93 | Powell Valley_Oil | 22.7176
TVA Base Case | 2026 | 5 | 93 | Powell Valley_Oil | 21.0738
TVA Base Case | 2026 | 6 | 93 | Powell Valley_Oil | 21.3055
TVA Base Case | 2026 | 7 | 93 | Powell Valley_Oil | 22.4034
TVA Base Case | 2026 | 8 | 93 | Powell Valley_Oil | 22.6013
TVA Base Case | 2026 | 9 | 93 | Powell Valley_Oil | 21.4706
TVA Base Case | 2026 | 10 | 93 | Powell Valley_Oil | 21.5947
TVA Base Case | 2026 | 11 | 93 | Powell Valley_Oil | 22.2775
TVA Base Case | 2026 | 12 | 93 | Powell Valley_Oil | 22.9843
TVA Base Case | 2027 | 1 | 93 | Powell Valley_Oil | 23.145
TVA Base Case | 2027 | 2 | 93 | Powell Valley_Oil | 24.3121
TVA Base Case | 2027 | 3 | 93 | Powell Valley_Oil | 24.275
TVA Base Case | 2027 | 4 | 93 | Powell Valley_Oil | 23.5623
TVA Base Case | 2027 | 5 | 93 | Powell Valley_Oil | 21.8554
TVA Base Case | 2027 | 6 | 93 | Powell Valley_Oil | 22.096
TVA Base Case | 2027 | 7 | 93 | Powell Valley_Oil | 23.2359
TVA Base Case | 2027 | 8 | 93 | Powell Valley_Oil | 23.4413
TVA Base Case | 2027 | 9 | 93 | Powell Valley_Oil | 22.2673
TVA Base Case | 2027 | 10 | 93 | Powell Valley_Oil | 22.3962
TVA Base Case | 2027 | 11 | 93 | Powell Valley_Oil | 23.1054
TVA Base Case | 2027 | 12 | 93 | Powell Valley_Oil | 23.8109
TVA Base Case | 2028 | 1 | 93 | Powell Valley_Oil | 23.9775
TVA Base Case | 2028 | 2 | 93 | Powell Valley_Oil | 25.1872
TVA Base Case | 2028 | 3 | 93 | Powell Valley_Oil | 25.1486
TVA Base Case | 2028 | 4 | 93 | Powell Valley_Oil | 24.4093
TVA Base Case | 2028 | 5 | 93 | Powell Valley_Oil | 22.6393
TVA Base Case | 2028 | 6 | 93 | Powell Valley_Oil | 22.8887
TVA Base Case | 2028 | 7 | 93 | Powell Valley_Oil | 24.0707
TVA Base Case | 2028 | 8 | 93 | Powell Valley_Oil | 24.2837
TVA Base Case | 2028 | 9 | 93 | Powell Valley_Oil | 23.0663
TVA Base Case | 2028 | 10 | 93 | Powell Valley_Oil | 23.2
TVA Base Case | 2028 | 11 | 93 | Powell Valley_Oil | 23.9357
TVA Base Case | 2028 | 12 | 93 | Powell Valley_Oil | 24.6365
TVA Base Case | 2029 | 1 | 93 | Powell Valley_Oil | 24.809
TVA Base Case | 2029 | 2 | 93 | Powell Valley_Oil | 26.0614
TVA Base Case | 2029 | 3 | 93 | Powell Valley_Oil | 26.0211
TVA Base Case | 2029 | 4 | 93 | Powell Valley_Oil | 25.2554
TVA Base Case | 2029 | 5 | 93 | Powell Valley_Oil | 23.4223
TVA Base Case | 2029 | 6 | 93 | Powell Valley_Oil | 23.6806
TVA Base Case | 2029 | 7 | 93 | Powell Valley_Oil | 24.9046
TVA Base Case | 2029 | 8 | 93 | Powell Valley_Oil | 25.1251
TVA Base Case | 2029 | 9 | 93 | Powell Valley_Oil | 23.8645
TVA Base Case | 2029 | 10 | 93 | Powell Valley_Oil | 24.0028
TVA Base Case | 2029 | 11 | 93 | Powell Valley_Oil | 24.765
TVA Base Case | 2029 | 12 | 93 | Powell Valley_Oil | 25.4623
TVA Base Case | 2030 | 1 | 93 | Powell Valley_Oil | 25.6407
TVA Base Case | 2030 | 2 | 93 | Powell Valley_Oil | 26.9356
TVA Base Case | 2030 | 3 | 93 | Powell Valley_Oil | 26.8938
TVA Base Case | 2030 | 4 | 93 | Powell Valley_Oil | 26.1016
TVA Base Case | 2030 | 5 | 93 | Powell Valley_Oil | 24.2054
TVA Base Case | 2030 | 6 | 93 | Powell Valley_Oil | 24.4727
TVA Base Case | 2030 | 7 | 93 | Powell Valley_Oil | 25.7387
TVA Base Case | 2030 | 8 | 93 | Powell Valley_Oil | 25.9666
TVA Base Case | 2030 | 9 | 93 | Powell Valley_Oil | 24.6628
TVA Base Case | 2030 | 10 | 93 | Powell Valley_Oil | 24.8058
TVA Base Case | 2030 | 11 | 93 | Powell Valley_Oil | 25.5945
TVA Base Case | 2030 | 12 | 93 | Powell Valley_Oil | 26.2886
TVA Base Case | 2031 | 1 | 93 | Powell Valley_Oil | 26.4728
TVA Base Case | 2031 | 2 | 93 | Powell Valley_Oil | 27.8104
TVA Base Case | 2031 | 3 | 93 | Powell Valley_Oil | 27.767
TVA Base Case | 2031 | 4 | 93 | Powell Valley_Oil | 26.9483
TVA Base Case | 2031 | 5 | 93 | Powell Valley_Oil | 24.9891
TVA Base Case | 2031 | 6 | 93 | Powell Valley_Oil | 25.2653
TVA Base Case | 2031 | 7 | 93 | Powell Valley_Oil | 26.5733
TVA Base Case | 2031 | 8 | 93 | Powell Valley_Oil | 26.8087
TVA Base Case | 2031 | 9 | 93 | Powell Valley_Oil | 25.4616
TVA Base Case | 2031 | 10 | 93 | Powell Valley_Oil | 25.6094
TVA Base Case | 2031 | 11 | 93 | Powell Valley_Oil | 26.4245
TVA Base Case | 2031 | 12 | 93 | Powell Valley_Oil | 27.1172
TVA Base Case | 2032 | 1 | 93 | Powell Valley_Oil | 27.3074
TVA Base Case | 2032 | 2 | 93 | Powell Valley_Oil | 28.6877
TVA Base Case | 2032 | 3 | 93 | Powell Valley_Oil | 28.6427
TVA Base Case | 2032 | 4 | 93 | Powell Valley_Oil | 27.7975
TVA Base Case | 2032 | 5 | 93 | Powell Valley_Oil | 25.7751
TVA Base Case | 2032 | 6 | 93 | Powell Valley_Oil | 26.0601
TVA Base Case | 2032 | 7 | 93 | Powell Valley_Oil | 27.4103
TVA Base Case | 2032 | 8 | 93 | Powell Valley_Oil | 27.6532
TVA Base Case | 2032 | 9 | 93 | Powell Valley_Oil | 26.2628
TVA Base Case | 2032 | 10 | 93 | Powell Valley_Oil | 26.4153
TVA Base Case | 2032 | 11 | 93 | Powell Valley_Oil | 27.2569
TVA Base Case | 2032 | 12 | 93 | Powell Valley_Oil | 27.9449
TVA Base Case | 2033 | 1 | 93 | Powell Valley_Oil | 28.141
TVA Base Case | 2033 | 2 | 93 | Powell Valley_Oil | 29.5639
TVA Base Case | 2033 | 3 | 93 | Powell Valley_Oil | 29.5174
TVA Base Case | 2033 | 4 | 93 | Powell Valley_Oil | 28.6457
TVA Base Case | 2033 | 5 | 93 | Powell Valley_Oil | 26.5603
TVA Base Case | 2033 | 6 | 93 | Powell Valley_Oil | 26.8542
TVA Base Case | 2033 | 7 | 93 | Powell Valley_Oil | 28.2463
TVA Base Case | 2033 | 8 | 93 | Powell Valley_Oil | 28.4967
TVA Base Case | 2033 | 9 | 93 | Powell Valley_Oil | 27.0631
TVA Base Case | 2033 | 10 | 93 | Powell Valley_Oil | 27.2203
TVA Base Case | 2033 | 11 | 93 | Powell Valley_Oil | 28.0884
TVA Base Case | 2033 | 12 | 93 | Powell Valley_Oil | 28.7728
TVA Base Case | 2034 | 1 | 93 | Powell Valley_Oil | 28.9747
TVA Base Case | 2034 | 2 | 93 | Powell Valley_Oil | 30.4403
TVA Base Case | 2034 | 3 | 93 | Powell Valley_Oil | 30.3922
TVA Base Case | 2034 | 4 | 93 | Powell Valley_Oil | 29.4941
TVA Base Case | 2034 | 5 | 93 | Powell Valley_Oil | 27.3457
TVA Base Case | 2034 | 6 | 93 | Powell Valley_Oil | 27.6484
TVA Base Case | 2034 | 7 | 93 | Powell Valley_Oil | 29.0826
TVA Base Case | 2034 | 8 | 93 | Powell Valley_Oil | 29.3405
TVA Base Case | 2034 | 9 | 93 | Powell Valley_Oil | 27.8636
TVA Base Case | 2034 | 10 | 93 | Powell Valley_Oil | 28.0256
TVA Base Case | 2034 | 11 | 93 | Powell Valley_Oil | 28.92
TVA Base Case | 2034 | 12 | 93 | Powell Valley_Oil | 29.6012
TVA Base Case | 2035 | 1 | 93 | Powell Valley_Oil | 29.809
TVA Base Case | 2035 | 2 | 93 | Powell Valley_Oil | 31.3173
TVA Base Case | 2035 | 3 | 93 | Powell Valley_Oil | 31.2676
TVA Base Case | 2035 | 4 | 93 | Powell Valley_Oil | 30.3431
TVA Base Case | 2035 | 5 | 93 | Powell Valley_Oil | 28.1317
TVA Base Case | 2035 | 6 | 93 | Powell Valley_Oil | 28.4433
TVA Base Case | 2035 | 7 | 93 | Powell Valley_Oil | 29.9194
TVA Base Case | 2035 | 8 | 93 | Powell Valley_Oil | 30.1848
TVA Base Case | 2035 | 9 | 93 | Powell Valley_Oil | 28.6647
TVA Base Case | 2035 | 10 | 93 | Powell Valley_Oil | 28.8314
TVA Base Case | 2035 | 11 | 93 | Powell Valley_Oil | 29.7523
TVA Base Case | 2035 | 12 | 93 | Powell Valley_Oil | 30.432
TVA Base Case | 2014 | 1 | 102 | Renewable | 0
TVA Base Case | 2014 | 2 | 102 | Renewable | 0
TVA Base Case | 2014 | 3 | 102 | Renewable | 0
TVA Base Case | 2014 | 4 | 102 | Renewable | 0
TVA Base Case | 2014 | 5 | 102 | Renewable | 0
TVA Base Case | 2014 | 6 | 102 | Renewable | 0
TVA Base Case | 2014 | 7 | 102 | Renewable | 0
TVA Base Case | 2014 | 8 | 102 | Renewable | 0
TVA Base Case | 2014 | 9 | 102 | Renewable | 0
TVA Base Case | 2014 | 10 | 102 | Renewable | 0
TVA Base Case | 2014 | 11 | 102 | Renewable | 0
TVA Base Case | 2014 | 12 | 102 | Renewable | 0
TVA Base Case | 2015 | 1 | 102 | Renewable | 0
TVA Base Case | 2015 | 2 | 102 | Renewable | 0
TVA Base Case | 2015 | 3 | 102 | Renewable | 0
TVA Base Case | 2015 | 4 | 102 | Renewable | 0
TVA Base Case | 2015 | 5 | 102 | Renewable | 0
TVA Base Case | 2015 | 6 | 102 | Renewable | 0
TVA Base Case | 2015 | 7 | 102 | Renewable | 0
TVA Base Case | 2015 | 8 | 102 | Renewable | 0
TVA Base Case | 2015 | 9 | 102 | Renewable | 0
TVA Base Case | 2015 | 10 | 102 | Renewable | 0
TVA Base Case | 2015 | 11 | 102 | Renewable | 0
TVA Base Case | 2015 | 12 | 102 | Renewable | 0
TVA Base Case | 2016 | 1 | 102 | Renewable | 0
TVA Base Case | 2016 | 2 | 102 | Renewable | 0
TVA Base Case | 2016 | 3 | 102 | Renewable | 0
TVA Base Case | 2016 | 4 | 102 | Renewable | 0
TVA Base Case | 2016 | 5 | 102 | Renewable | 0
TVA Base Case | 2016 | 6 | 102 | Renewable | 0
TVA Base Case | 2016 | 7 | 102 | Renewable | 0
TVA Base Case | 2016 | 8 | 102 | Renewable | 0
TVA Base Case | 2016 | 9 | 102 | Renewable | 0
TVA Base Case | 2016 | 10 | 102 | Renewable | 0
TVA Base Case | 2016 | 11 | 102 | Renewable | 0
TVA Base Case | 2016 | 12 | 102 | Renewable | 0
TVA Base Case | 2017 | 1 | 102 | Renewable | 0
TVA Base Case | 2017 | 2 | 102 | Renewable | 0
TVA Base Case | 2017 | 3 | 102 | Renewable | 0
TVA Base Case | 2017 | 4 | 102 | Renewable | 0
TVA Base Case | 2017 | 5 | 102 | Renewable | 0
TVA Base Case | 2017 | 6 | 102 | Renewable | 0
TVA Base Case | 2017 | 7 | 102 | Renewable | 0
TVA Base Case | 2017 | 8 | 102 | Renewable | 0
TVA Base Case | 2017 | 9 | 102 | Renewable | 0
TVA Base Case | 2017 | 10 | 102 | Renewable | 0
TVA Base Case | 2017 | 11 | 102 | Renewable | 0
TVA Base Case | 2017 | 12 | 102 | Renewable | 0
TVA Base Case | 2018 | 1 | 102 | Renewable | 0
TVA Base Case | 2018 | 2 | 102 | Renewable | 0
TVA Base Case | 2018 | 3 | 102 | Renewable | 0
TVA Base Case | 2018 | 4 | 102 | Renewable | 0
TVA Base Case | 2018 | 5 | 102 | Renewable | 0
TVA Base Case | 2018 | 6 | 102 | Renewable | 0
TVA Base Case | 2018 | 7 | 102 | Renewable | 0
TVA Base Case | 2018 | 8 | 102 | Renewable | 0
TVA Base Case | 2018 | 9 | 102 | Renewable | 0
TVA Base Case | 2018 | 10 | 102 | Renewable | 0
TVA Base Case | 2018 | 11 | 102 | Renewable | 0
TVA Base Case | 2018 | 12 | 102 | Renewable | 0
TVA Base Case | 2019 | 1 | 102 | Renewable | 0
TVA Base Case | 2019 | 2 | 102 | Renewable | 0
TVA Base Case | 2019 | 3 | 102 | Renewable | 0
TVA Base Case | 2019 | 4 | 102 | Renewable | 0
TVA Base Case | 2019 | 5 | 102 | Renewable | 0
TVA Base Case | 2019 | 6 | 102 | Renewable | 0
TVA Base Case | 2019 | 7 | 102 | Renewable | 0
TVA Base Case | 2019 | 8 | 102 | Renewable | 0
TVA Base Case | 2019 | 9 | 102 | Renewable | 0
TVA Base Case | 2019 | 10 | 102 | Renewable | 0
TVA Base Case | 2019 | 11 | 102 | Renewable | 0
TVA Base Case | 2019 | 12 | 102 | Renewable | 0
TVA Base Case | 2020 | 1 | 102 | Renewable | 0
TVA Base Case | 2020 | 2 | 102 | Renewable | 0
TVA Base Case | 2020 | 3 | 102 | Renewable | 0
TVA Base Case | 2020 | 4 | 102 | Renewable | 0
TVA Base Case | 2020 | 5 | 102 | Renewable | 0
TVA Base Case | 2020 | 6 | 102 | Renewable | 0
TVA Base Case | 2020 | 7 | 102 | Renewable | 0
TVA Base Case | 2020 | 8 | 102 | Renewable | 0
TVA Base Case | 2020 | 9 | 102 | Renewable | 0
TVA Base Case | 2020 | 10 | 102 | Renewable | 0
TVA Base Case | 2020 | 11 | 102 | Renewable | 0
TVA Base Case | 2020 | 12 | 102 | Renewable | 0
TVA Base Case | 2021 | 1 | 102 | Renewable | 0
TVA Base Case | 2021 | 2 | 102 | Renewable | 0
TVA Base Case | 2021 | 3 | 102 | Renewable | 0
TVA Base Case | 2021 | 4 | 102 | Renewable | 0
TVA Base Case | 2021 | 5 | 102 | Renewable | 0
TVA Base Case | 2021 | 6 | 102 | Renewable | 0
TVA Base Case | 2021 | 7 | 102 | Renewable | 0
TVA Base Case | 2021 | 8 | 102 | Renewable | 0
TVA Base Case | 2021 | 9 | 102 | Renewable | 0
TVA Base Case | 2021 | 10 | 102 | Renewable | 0
TVA Base Case | 2021 | 11 | 102 | Renewable | 0
TVA Base Case | 2021 | 12 | 102 | Renewable | 0
TVA Base Case | 2022 | 1 | 102 | Renewable | 0
TVA Base Case | 2022 | 2 | 102 | Renewable | 0
TVA Base Case | 2022 | 3 | 102 | Renewable | 0
TVA Base Case | 2022 | 4 | 102 | Renewable | 0
TVA Base Case | 2022 | 5 | 102 | Renewable | 0
TVA Base Case | 2022 | 6 | 102 | Renewable | 0
TVA Base Case | 2022 | 7 | 102 | Renewable | 0
TVA Base Case | 2022 | 8 | 102 | Renewable | 0
TVA Base Case | 2022 | 9 | 102 | Renewable | 0
TVA Base Case | 2022 | 10 | 102 | Renewable | 0
TVA Base Case | 2022 | 11 | 102 | Renewable | 0
TVA Base Case | 2022 | 12 | 102 | Renewable | 0
TVA Base Case | 2023 | 1 | 102 | Renewable | 0
TVA Base Case | 2023 | 2 | 102 | Renewable | 0
TVA Base Case | 2023 | 3 | 102 | Renewable | 0
TVA Base Case | 2023 | 4 | 102 | Renewable | 0
TVA Base Case | 2023 | 5 | 102 | Renewable | 0
TVA Base Case | 2023 | 6 | 102 | Renewable | 0
TVA Base Case | 2023 | 7 | 102 | Renewable | 0
TVA Base Case | 2023 | 8 | 102 | Renewable | 0
TVA Base Case | 2023 | 9 | 102 | Renewable | 0
TVA Base Case | 2023 | 10 | 102 | Renewable | 0
TVA Base Case | 2023 | 11 | 102 | Renewable | 0
TVA Base Case | 2023 | 12 | 102 | Renewable | 0
TVA Base Case | 2024 | 1 | 102 | Renewable | 0
TVA Base Case | 2024 | 2 | 102 | Renewable | 0
TVA Base Case | 2024 | 3 | 102 | Renewable | 0
TVA Base Case | 2024 | 4 | 102 | Renewable | 0
TVA Base Case | 2024 | 5 | 102 | Renewable | 0
TVA Base Case | 2024 | 6 | 102 | Renewable | 0
TVA Base Case | 2024 | 7 | 102 | Renewable | 0
TVA Base Case | 2024 | 8 | 102 | Renewable | 0
TVA Base Case | 2024 | 9 | 102 | Renewable | 0
TVA Base Case | 2024 | 10 | 102 | Renewable | 0
TVA Base Case | 2024 | 11 | 102 | Renewable | 0
TVA Base Case | 2024 | 12 | 102 | Renewable | 0
TVA Base Case | 2025 | 1 | 102 | Renewable | 0
TVA Base Case | 2025 | 2 | 102 | Renewable | 0
TVA Base Case | 2025 | 3 | 102 | Renewable | 0
TVA Base Case | 2025 | 4 | 102 | Renewable | 0
TVA Base Case | 2025 | 5 | 102 | Renewable | 0
TVA Base Case | 2025 | 6 | 102 | Renewable | 0
TVA Base Case | 2025 | 7 | 102 | Renewable | 0
TVA Base Case | 2025 | 8 | 102 | Renewable | 0
TVA Base Case | 2025 | 9 | 102 | Renewable | 0
TVA Base Case | 2025 | 10 | 102 | Renewable | 0
TVA Base Case | 2025 | 11 | 102 | Renewable | 0
TVA Base Case | 2025 | 12 | 102 | Renewable | 0
TVA Base Case | 2026 | 1 | 102 | Renewable | 0
TVA Base Case | 2026 | 2 | 102 | Renewable | 0
TVA Base Case | 2026 | 3 | 102 | Renewable | 0
TVA Base Case | 2026 | 4 | 102 | Renewable | 0
TVA Base Case | 2026 | 5 | 102 | Renewable | 0
TVA Base Case | 2026 | 6 | 102 | Renewable | 0
TVA Base Case | 2026 | 7 | 102 | Renewable | 0
TVA Base Case | 2026 | 8 | 102 | Renewable | 0
TVA Base Case | 2026 | 9 | 102 | Renewable | 0
TVA Base Case | 2026 | 10 | 102 | Renewable | 0
TVA Base Case | 2026 | 11 | 102 | Renewable | 0
TVA Base Case | 2026 | 12 | 102 | Renewable | 0
TVA Base Case | 2027 | 1 | 102 | Renewable | 0
TVA Base Case | 2027 | 2 | 102 | Renewable | 0
TVA Base Case | 2027 | 3 | 102 | Renewable | 0
TVA Base Case | 2027 | 4 | 102 | Renewable | 0
TVA Base Case | 2027 | 5 | 102 | Renewable | 0
TVA Base Case | 2027 | 6 | 102 | Renewable | 0
TVA Base Case | 2027 | 7 | 102 | Renewable | 0
TVA Base Case | 2027 | 8 | 102 | Renewable | 0
TVA Base Case | 2027 | 9 | 102 | Renewable | 0
TVA Base Case | 2027 | 10 | 102 | Renewable | 0
TVA Base Case | 2027 | 11 | 102 | Renewable | 0
TVA Base Case | 2027 | 12 | 102 | Renewable | 0
TVA Base Case | 2028 | 1 | 102 | Renewable | 0
TVA Base Case | 2028 | 2 | 102 | Renewable | 0
TVA Base Case | 2028 | 3 | 102 | Renewable | 0
TVA Base Case | 2028 | 4 | 102 | Renewable | 0
TVA Base Case | 2028 | 5 | 102 | Renewable | 0
TVA Base Case | 2028 | 6 | 102 | Renewable | 0
TVA Base Case | 2028 | 7 | 102 | Renewable | 0
TVA Base Case | 2028 | 8 | 102 | Renewable | 0
TVA Base Case | 2028 | 9 | 102 | Renewable | 0
TVA Base Case | 2028 | 10 | 102 | Renewable | 0
TVA Base Case | 2028 | 11 | 102 | Renewable | 0
TVA Base Case | 2028 | 12 | 102 | Renewable | 0
TVA Base Case | 2029 | 1 | 102 | Renewable | 0
TVA Base Case | 2029 | 2 | 102 | Renewable | 0
TVA Base Case | 2029 | 3 | 102 | Renewable | 0
TVA Base Case | 2029 | 4 | 102 | Renewable | 0
TVA Base Case | 2029 | 5 | 102 | Renewable | 0
TVA Base Case | 2029 | 6 | 102 | Renewable | 0
TVA Base Case | 2029 | 7 | 102 | Renewable | 0
TVA Base Case | 2029 | 8 | 102 | Renewable | 0
TVA Base Case | 2029 | 9 | 102 | Renewable | 0
TVA Base Case | 2029 | 10 | 102 | Renewable | 0
TVA Base Case | 2029 | 11 | 102 | Renewable | 0
TVA Base Case | 2029 | 12 | 102 | Renewable | 0
TVA Base Case | 2030 | 1 | 102 | Renewable | 0
TVA Base Case | 2030 | 2 | 102 | Renewable | 0
TVA Base Case | 2030 | 3 | 102 | Renewable | 0
TVA Base Case | 2030 | 4 | 102 | Renewable | 0
TVA Base Case | 2030 | 5 | 102 | Renewable | 0
TVA Base Case | 2030 | 6 | 102 | Renewable | 0
TVA Base Case | 2030 | 7 | 102 | Renewable | 0
TVA Base Case | 2030 | 8 | 102 | Renewable | 0
TVA Base Case | 2030 | 9 | 102 | Renewable | 0
TVA Base Case | 2030 | 10 | 102 | Renewable | 0
TVA Base Case | 2030 | 11 | 102 | Renewable | 0
TVA Base Case | 2030 | 12 | 102 | Renewable | 0
TVA Base Case | 2031 | 1 | 102 | Renewable | 0
TVA Base Case | 2031 | 2 | 102 | Renewable | 0
TVA Base Case | 2031 | 3 | 102 | Renewable | 0
TVA Base Case | 2031 | 4 | 102 | Renewable | 0
TVA Base Case | 2031 | 5 | 102 | Renewable | 0
TVA Base Case | 2031 | 6 | 102 | Renewable | 0
TVA Base Case | 2031 | 7 | 102 | Renewable | 0
TVA Base Case | 2031 | 8 | 102 | Renewable | 0
TVA Base Case | 2031 | 9 | 102 | Renewable | 0
TVA Base Case | 2031 | 10 | 102 | Renewable | 0
TVA Base Case | 2031 | 11 | 102 | Renewable | 0
TVA Base Case | 2031 | 12 | 102 | Renewable | 0
TVA Base Case | 2032 | 1 | 102 | Renewable | 0
TVA Base Case | 2032 | 2 | 102 | Renewable | 0
TVA Base Case | 2032 | 3 | 102 | Renewable | 0
TVA Base Case | 2032 | 4 | 102 | Renewable | 0
TVA Base Case | 2032 | 5 | 102 | Renewable | 0
TVA Base Case | 2032 | 6 | 102 | Renewable | 0
TVA Base Case | 2032 | 7 | 102 | Renewable | 0
TVA Base Case | 2032 | 8 | 102 | Renewable | 0
TVA Base Case | 2032 | 9 | 102 | Renewable | 0
TVA Base Case | 2032 | 10 | 102 | Renewable | 0
TVA Base Case | 2032 | 11 | 102 | Renewable | 0
TVA Base Case | 2032 | 12 | 102 | Renewable | 0
TVA Base Case | 2033 | 1 | 102 | Renewable | 0
TVA Base Case | 2033 | 2 | 102 | Renewable | 0
TVA Base Case | 2033 | 3 | 102 | Renewable | 0
TVA Base Case | 2033 | 4 | 102 | Renewable | 0
TVA Base Case | 2033 | 5 | 102 | Renewable | 0
TVA Base Case | 2033 | 6 | 102 | Renewable | 0
TVA Base Case | 2033 | 7 | 102 | Renewable | 0
TVA Base Case | 2033 | 8 | 102 | Renewable | 0
TVA Base Case | 2033 | 9 | 102 | Renewable | 0
TVA Base Case | 2033 | 10 | 102 | Renewable | 0
TVA Base Case | 2033 | 11 | 102 | Renewable | 0
TVA Base Case | 2033 | 12 | 102 | Renewable | 0
TVA Base Case | 2034 | 1 | 102 | Renewable | 0
TVA Base Case | 2034 | 2 | 102 | Renewable | 0
TVA Base Case | 2034 | 3 | 102 | Renewable | 0
TVA Base Case | 2034 | 4 | 102 | Renewable | 0
TVA Base Case | 2034 | 5 | 102 | Renewable | 0
TVA Base Case | 2034 | 6 | 102 | Renewable | 0
TVA Base Case | 2034 | 7 | 102 | Renewable | 0
TVA Base Case | 2034 | 8 | 102 | Renewable | 0
TVA Base Case | 2034 | 9 | 102 | Renewable | 0
TVA Base Case | 2034 | 10 | 102 | Renewable | 0
TVA Base Case | 2034 | 11 | 102 | Renewable | 0
TVA Base Case | 2034 | 12 | 102 | Renewable | 0
TVA Base Case | 2035 | 1 | 102 | Renewable | 0
TVA Base Case | 2035 | 2 | 102 | Renewable | 0
TVA Base Case | 2035 | 3 | 102 | Renewable | 0
TVA Base Case | 2035 | 4 | 102 | Renewable | 0
TVA Base Case | 2035 | 5 | 102 | Renewable | 0
TVA Base Case | 2035 | 6 | 102 | Renewable | 0
TVA Base Case | 2035 | 7 | 102 | Renewable | 0
TVA Base Case | 2035 | 8 | 102 | Renewable | 0
TVA Base Case | 2035 | 9 | 102 | Renewable | 0
TVA Base Case | 2035 | 10 | 102 | Renewable | 0
TVA Base Case | 2035 | 11 | 102 | Renewable | 0
TVA Base Case | 2035 | 12 | 102 | Renewable | 0
TVA Base Case | 2014 | 1 | 101 | Ripley_Oil | 22.62
TVA Base Case | 2014 | 2 | 101 | Ripley_Oil | 22.62
TVA Base Case | 2014 | 3 | 101 | Ripley_Oil | 22.62
TVA Base Case | 2014 | 4 | 101 | Ripley_Oil | 22.4224
TVA Base Case | 2014 | 5 | 101 | Ripley_Oil | 22.346
TVA Base Case | 2014 | 6 | 101 | Ripley_Oil | 22.2945
TVA Base Case | 2014 | 7 | 101 | Ripley_Oil | 22.2575
TVA Base Case | 2014 | 8 | 101 | Ripley_Oil | 22.2242
TVA Base Case | 2014 | 9 | 101 | Ripley_Oil | 22.1991
TVA Base Case | 2014 | 10 | 101 | Ripley_Oil | 22.1528
TVA Base Case | 2014 | 11 | 101 | Ripley_Oil | 22.1132
TVA Base Case | 2014 | 12 | 101 | Ripley_Oil | 22.077
TVA Base Case | 2015 | 1 | 101 | Ripley_Oil | 13.57
TVA Base Case | 2015 | 2 | 101 | Ripley_Oil | 13.57
TVA Base Case | 2015 | 3 | 101 | Ripley_Oil | 13.57
TVA Base Case | 2015 | 4 | 101 | Ripley_Oil | 13.7919
TVA Base Case | 2015 | 5 | 101 | Ripley_Oil | 13.6653
TVA Base Case | 2015 | 6 | 101 | Ripley_Oil | 13.6897
TVA Base Case | 2015 | 7 | 101 | Ripley_Oil | 13.7775
TVA Base Case | 2015 | 8 | 101 | Ripley_Oil | 13.9048
TVA Base Case | 2015 | 9 | 101 | Ripley_Oil | 14.049
TVA Base Case | 2015 | 10 | 101 | Ripley_Oil | 14.1939
TVA Base Case | 2015 | 11 | 101 | Ripley_Oil | 14.3155
TVA Base Case | 2015 | 12 | 101 | Ripley_Oil | 14.4265
TVA Base Case | 2016 | 1 | 101 | Ripley_Oil | 14.5463
TVA Base Case | 2016 | 2 | 101 | Ripley_Oil | 14.6168
TVA Base Case | 2016 | 3 | 101 | Ripley_Oil | 14.6227
TVA Base Case | 2016 | 4 | 101 | Ripley_Oil | 14.5671
TVA Base Case | 2016 | 5 | 101 | Ripley_Oil | 14.5985
TVA Base Case | 2016 | 6 | 101 | Ripley_Oil | 14.6655
TVA Base Case | 2016 | 7 | 101 | Ripley_Oil | 14.7511
TVA Base Case | 2016 | 8 | 101 | Ripley_Oil | 14.8735
TVA Base Case | 2016 | 9 | 101 | Ripley_Oil | 15.0069
TVA Base Case | 2016 | 10 | 101 | Ripley_Oil | 15.1121
TVA Base Case | 2016 | 11 | 101 | Ripley_Oil | 15.1844
TVA Base Case | 2016 | 12 | 101 | Ripley_Oil | 15.2575
TVA Base Case | 2017 | 1 | 101 | Ripley_Oil | 15.3331
TVA Base Case | 2017 | 2 | 101 | Ripley_Oil | 15.3917
TVA Base Case | 2017 | 3 | 101 | Ripley_Oil | 15.3985
TVA Base Case | 2017 | 4 | 101 | Ripley_Oil | 15.3561
TVA Base Case | 2017 | 5 | 101 | Ripley_Oil | 15.3826
TVA Base Case | 2017 | 6 | 101 | Ripley_Oil | 15.4034
TVA Base Case | 2017 | 7 | 101 | Ripley_Oil | 15.4638
TVA Base Case | 2017 | 8 | 101 | Ripley_Oil | 15.5466
TVA Base Case | 2017 | 9 | 101 | Ripley_Oil | 15.6266
TVA Base Case | 2017 | 10 | 101 | Ripley_Oil | 15.7066
TVA Base Case | 2017 | 11 | 101 | Ripley_Oil | 15.7584
TVA Base Case | 2017 | 12 | 101 | Ripley_Oil | 15.806
TVA Base Case | 2018 | 1 | 101 | Ripley_Oil | 15.7983
TVA Base Case | 2018 | 2 | 101 | Ripley_Oil | 15.8103
TVA Base Case | 2018 | 3 | 101 | Ripley_Oil | 15.8029
TVA Base Case | 2018 | 4 | 101 | Ripley_Oil | 15.7804
TVA Base Case | 2018 | 5 | 101 | Ripley_Oil | 15.7066
TVA Base Case | 2018 | 6 | 101 | Ripley_Oil | 15.6133
TVA Base Case | 2018 | 7 | 101 | Ripley_Oil | 15.6906
TVA Base Case | 2018 | 8 | 101 | Ripley_Oil | 15.7759
TVA Base Case | 2018 | 9 | 101 | Ripley_Oil | 15.837
TVA Base Case | 2018 | 10 | 101 | Ripley_Oil | 15.8842
TVA Base Case | 2018 | 11 | 101 | Ripley_Oil | 15.9572
TVA Base Case | 2018 | 12 | 101 | Ripley_Oil | 15.8427
TVA Base Case | 2019 | 1 | 101 | Ripley_Oil | 16.0642
TVA Base Case | 2019 | 2 | 101 | Ripley_Oil | 16.6771
TVA Base Case | 2019 | 3 | 101 | Ripley_Oil | 16.7157
TVA Base Case | 2019 | 4 | 101 | Ripley_Oil | 16.5056
TVA Base Case | 2019 | 5 | 101 | Ripley_Oil | 15.8627
TVA Base Case | 2019 | 6 | 101 | Ripley_Oil | 15.9379
TVA Base Case | 2019 | 7 | 101 | Ripley_Oil | 16.4228
TVA Base Case | 2019 | 8 | 101 | Ripley_Oil | 16.5312
TVA Base Case | 2019 | 9 | 101 | Ripley_Oil | 15.952
TVA Base Case | 2019 | 10 | 101 | Ripley_Oil | 15.9991
TVA Base Case | 2019 | 11 | 101 | Ripley_Oil | 16.3708
TVA Base Case | 2019 | 12 | 101 | Ripley_Oil | 17.0194
TVA Base Case | 2020 | 1 | 101 | Ripley_Oil | 17.1456
TVA Base Case | 2020 | 2 | 101 | Ripley_Oil | 17.9703
TVA Base Case | 2020 | 3 | 101 | Ripley_Oil | 18.0038
TVA Base Case | 2020 | 4 | 101 | Ripley_Oil | 17.5324
TVA Base Case | 2020 | 5 | 101 | Ripley_Oil | 16.27
TVA Base Case | 2020 | 6 | 101 | Ripley_Oil | 16.4479
TVA Base Case | 2020 | 7 | 101 | Ripley_Oil | 17.2918
TVA Base Case | 2020 | 8 | 101 | Ripley_Oil | 17.4445
TVA Base Case | 2020 | 9 | 101 | Ripley_Oil | 16.5754
TVA Base Case | 2020 | 10 | 101 | Ripley_Oil | 16.6709
TVA Base Case | 2020 | 11 | 101 | Ripley_Oil | 17.1933
TVA Base Case | 2020 | 12 | 101 | Ripley_Oil | 17.9564
TVA Base Case | 2021 | 1 | 101 | Ripley_Oil | 18.0806
TVA Base Case | 2021 | 2 | 101 | Ripley_Oil | 18.9923
TVA Base Case | 2021 | 3 | 101 | Ripley_Oil | 18.9648
TVA Base Case | 2021 | 4 | 101 | Ripley_Oil | 18.4112
TVA Base Case | 2021 | 5 | 101 | Ripley_Oil | 17.0827
TVA Base Case | 2021 | 6 | 101 | Ripley_Oil | 17.27
TVA Base Case | 2021 | 7 | 101 | Ripley_Oil | 18.1579
TVA Base Case | 2021 | 8 | 101 | Ripley_Oil | 18.3183
TVA Base Case | 2021 | 9 | 101 | Ripley_Oil | 17.4039
TVA Base Case | 2021 | 10 | 101 | Ripley_Oil | 17.5044
TVA Base Case | 2021 | 11 | 101 | Ripley_Oil | 18.0546
TVA Base Case | 2021 | 12 | 101 | Ripley_Oil | 18.7766
TVA Base Case | 2022 | 1 | 101 | Ripley_Oil | 18.9058
TVA Base Case | 2022 | 2 | 101 | Ripley_Oil | 19.86
TVA Base Case | 2022 | 3 | 101 | Ripley_Oil | 19.8309
TVA Base Case | 2022 | 4 | 101 | Ripley_Oil | 19.2508
TVA Base Case | 2022 | 5 | 101 | Ripley_Oil | 17.8593
TVA Base Case | 2022 | 6 | 101 | Ripley_Oil | 18.0555
TVA Base Case | 2022 | 7 | 101 | Ripley_Oil | 18.9853
TVA Base Case | 2022 | 8 | 101 | Ripley_Oil | 19.1532
TVA Base Case | 2022 | 9 | 101 | Ripley_Oil | 18.1956
TVA Base Case | 2022 | 10 | 101 | Ripley_Oil | 18.3008
TVA Base Case | 2022 | 11 | 101 | Ripley_Oil | 18.8775
TVA Base Case | 2022 | 12 | 101 | Ripley_Oil | 19.597
TVA Base Case | 2023 | 1 | 101 | Ripley_Oil | 19.7324
TVA Base Case | 2023 | 2 | 101 | Ripley_Oil | 20.7291
TVA Base Case | 2023 | 3 | 101 | Ripley_Oil | 20.6984
TVA Base Case | 2023 | 4 | 101 | Ripley_Oil | 20.0918
TVA Base Case | 2023 | 5 | 101 | Ripley_Oil | 18.6372
TVA Base Case | 2023 | 6 | 101 | Ripley_Oil | 18.8422
TVA Base Case | 2023 | 7 | 101 | Ripley_Oil | 19.8141
TVA Base Case | 2023 | 8 | 101 | Ripley_Oil | 19.9895
TVA Base Case | 2023 | 9 | 101 | Ripley_Oil | 18.9886
TVA Base Case | 2023 | 10 | 101 | Ripley_Oil | 19.0986
TVA Base Case | 2023 | 11 | 101 | Ripley_Oil | 19.7018
TVA Base Case | 2023 | 12 | 101 | Ripley_Oil | 20.4199
TVA Base Case | 2024 | 1 | 101 | Ripley_Oil | 20.5612
TVA Base Case | 2024 | 2 | 101 | Ripley_Oil | 21.6005
TVA Base Case | 2024 | 3 | 101 | Ripley_Oil | 21.5682
TVA Base Case | 2024 | 4 | 101 | Ripley_Oil | 20.935
TVA Base Case | 2024 | 5 | 101 | Ripley_Oil | 19.4173
TVA Base Case | 2024 | 6 | 101 | Ripley_Oil | 19.6312
TVA Base Case | 2024 | 7 | 101 | Ripley_Oil | 20.6451
TVA Base Case | 2024 | 8 | 101 | Ripley_Oil | 20.8281
TVA Base Case | 2024 | 9 | 101 | Ripley_Oil | 19.7839
TVA Base Case | 2024 | 10 | 101 | Ripley_Oil | 19.8985
TVA Base Case | 2024 | 11 | 101 | Ripley_Oil | 20.5283
TVA Base Case | 2024 | 12 | 101 | Ripley_Oil | 21.2418
TVA Base Case | 2025 | 1 | 101 | Ripley_Oil | 21.3889
TVA Base Case | 2025 | 2 | 101 | Ripley_Oil | 22.4708
TVA Base Case | 2025 | 3 | 101 | Ripley_Oil | 22.4369
TVA Base Case | 2025 | 4 | 101 | Ripley_Oil | 21.7772
TVA Base Case | 2025 | 5 | 101 | Ripley_Oil | 20.1964
TVA Base Case | 2025 | 6 | 101 | Ripley_Oil | 20.4193
TVA Base Case | 2025 | 7 | 101 | Ripley_Oil | 21.4752
TVA Base Case | 2025 | 8 | 101 | Ripley_Oil | 21.6656
TVA Base Case | 2025 | 9 | 101 | Ripley_Oil | 20.5781
TVA Base Case | 2025 | 10 | 101 | Ripley_Oil | 20.6975
TVA Base Case | 2025 | 11 | 101 | Ripley_Oil | 21.3538
TVA Base Case | 2025 | 12 | 101 | Ripley_Oil | 22.0638
TVA Base Case | 2026 | 1 | 101 | Ripley_Oil | 22.2167
TVA Base Case | 2026 | 2 | 101 | Ripley_Oil | 23.3412
TVA Base Case | 2026 | 3 | 101 | Ripley_Oil | 23.3057
TVA Base Case | 2026 | 4 | 101 | Ripley_Oil | 22.6195
TVA Base Case | 2026 | 5 | 101 | Ripley_Oil | 20.9757
TVA Base Case | 2026 | 6 | 101 | Ripley_Oil | 21.2074
TVA Base Case | 2026 | 7 | 101 | Ripley_Oil | 22.3053
TVA Base Case | 2026 | 8 | 101 | Ripley_Oil | 22.5032
TVA Base Case | 2026 | 9 | 101 | Ripley_Oil | 21.3725
TVA Base Case | 2026 | 10 | 101 | Ripley_Oil | 21.4966
TVA Base Case | 2026 | 11 | 101 | Ripley_Oil | 22.1794
TVA Base Case | 2026 | 12 | 101 | Ripley_Oil | 22.8862
TVA Base Case | 2027 | 1 | 101 | Ripley_Oil | 23.045
TVA Base Case | 2027 | 2 | 101 | Ripley_Oil | 24.2121
TVA Base Case | 2027 | 3 | 101 | Ripley_Oil | 24.175
TVA Base Case | 2027 | 4 | 101 | Ripley_Oil | 23.4623
TVA Base Case | 2027 | 5 | 101 | Ripley_Oil | 21.7554
TVA Base Case | 2027 | 6 | 101 | Ripley_Oil | 21.996
TVA Base Case | 2027 | 7 | 101 | Ripley_Oil | 23.1359
TVA Base Case | 2027 | 8 | 101 | Ripley_Oil | 23.3413
TVA Base Case | 2027 | 9 | 101 | Ripley_Oil | 22.1673
TVA Base Case | 2027 | 10 | 101 | Ripley_Oil | 22.2962
TVA Base Case | 2027 | 11 | 101 | Ripley_Oil | 23.0054
TVA Base Case | 2027 | 12 | 101 | Ripley_Oil | 23.7109
TVA Base Case | 2028 | 1 | 101 | Ripley_Oil | 23.8755
TVA Base Case | 2028 | 2 | 101 | Ripley_Oil | 25.0853
TVA Base Case | 2028 | 3 | 101 | Ripley_Oil | 25.0466
TVA Base Case | 2028 | 4 | 101 | Ripley_Oil | 24.3073
TVA Base Case | 2028 | 5 | 101 | Ripley_Oil | 22.5373
TVA Base Case | 2028 | 6 | 101 | Ripley_Oil | 22.7868
TVA Base Case | 2028 | 7 | 101 | Ripley_Oil | 23.9688
TVA Base Case | 2028 | 8 | 101 | Ripley_Oil | 24.1817
TVA Base Case | 2028 | 9 | 101 | Ripley_Oil | 22.9644
TVA Base Case | 2028 | 10 | 101 | Ripley_Oil | 23.098
TVA Base Case | 2028 | 11 | 101 | Ripley_Oil | 23.8337
TVA Base Case | 2028 | 12 | 101 | Ripley_Oil | 24.5345
TVA Base Case | 2029 | 1 | 101 | Ripley_Oil | 24.705
TVA Base Case | 2029 | 2 | 101 | Ripley_Oil | 25.9574
TVA Base Case | 2029 | 3 | 101 | Ripley_Oil | 25.9171
TVA Base Case | 2029 | 4 | 101 | Ripley_Oil | 25.1514
TVA Base Case | 2029 | 5 | 101 | Ripley_Oil | 23.3183
TVA Base Case | 2029 | 6 | 101 | Ripley_Oil | 23.5766
TVA Base Case | 2029 | 7 | 101 | Ripley_Oil | 24.8006
TVA Base Case | 2029 | 8 | 101 | Ripley_Oil | 25.0211
TVA Base Case | 2029 | 9 | 101 | Ripley_Oil | 23.7605
TVA Base Case | 2029 | 10 | 101 | Ripley_Oil | 23.8988
TVA Base Case | 2029 | 11 | 101 | Ripley_Oil | 24.661
TVA Base Case | 2029 | 12 | 101 | Ripley_Oil | 25.3583
TVA Base Case | 2030 | 1 | 101 | Ripley_Oil | 25.5346
TVA Base Case | 2030 | 2 | 101 | Ripley_Oil | 26.8296
TVA Base Case | 2030 | 3 | 101 | Ripley_Oil | 26.7878
TVA Base Case | 2030 | 4 | 101 | Ripley_Oil | 25.9956
TVA Base Case | 2030 | 5 | 101 | Ripley_Oil | 24.0994
TVA Base Case | 2030 | 6 | 101 | Ripley_Oil | 24.3666
TVA Base Case | 2030 | 7 | 101 | Ripley_Oil | 25.6326
TVA Base Case | 2030 | 8 | 101 | Ripley_Oil | 25.8605
TVA Base Case | 2030 | 9 | 101 | Ripley_Oil | 24.5567
TVA Base Case | 2030 | 10 | 101 | Ripley_Oil | 24.6998
TVA Base Case | 2030 | 11 | 101 | Ripley_Oil | 25.4885
TVA Base Case | 2030 | 12 | 101 | Ripley_Oil | 26.1825
TVA Base Case | 2031 | 1 | 101 | Ripley_Oil | 26.3647
TVA Base Case | 2031 | 2 | 101 | Ripley_Oil | 27.7023
TVA Base Case | 2031 | 3 | 101 | Ripley_Oil | 27.6589
TVA Base Case | 2031 | 4 | 101 | Ripley_Oil | 26.8402
TVA Base Case | 2031 | 5 | 101 | Ripley_Oil | 24.881
TVA Base Case | 2031 | 6 | 101 | Ripley_Oil | 25.1571
TVA Base Case | 2031 | 7 | 101 | Ripley_Oil | 26.4651
TVA Base Case | 2031 | 8 | 101 | Ripley_Oil | 26.7005
TVA Base Case | 2031 | 9 | 101 | Ripley_Oil | 25.3535
TVA Base Case | 2031 | 10 | 101 | Ripley_Oil | 25.5013
TVA Base Case | 2031 | 11 | 101 | Ripley_Oil | 26.3164
TVA Base Case | 2031 | 12 | 101 | Ripley_Oil | 27.0091
TVA Base Case | 2032 | 1 | 101 | Ripley_Oil | 27.1971
TVA Base Case | 2032 | 2 | 101 | Ripley_Oil | 28.5774
TVA Base Case | 2032 | 3 | 101 | Ripley_Oil | 28.5325
TVA Base Case | 2032 | 4 | 101 | Ripley_Oil | 27.6872
TVA Base Case | 2032 | 5 | 101 | Ripley_Oil | 25.6649
TVA Base Case | 2032 | 6 | 101 | Ripley_Oil | 25.9499
TVA Base Case | 2032 | 7 | 101 | Ripley_Oil | 27.3
TVA Base Case | 2032 | 8 | 101 | Ripley_Oil | 27.5429
TVA Base Case | 2032 | 9 | 101 | Ripley_Oil | 26.1525
TVA Base Case | 2032 | 10 | 101 | Ripley_Oil | 26.305
TVA Base Case | 2032 | 11 | 101 | Ripley_Oil | 27.1467
TVA Base Case | 2032 | 12 | 101 | Ripley_Oil | 27.8346
TVA Base Case | 2033 | 1 | 101 | Ripley_Oil | 28.0285
TVA Base Case | 2033 | 2 | 101 | Ripley_Oil | 29.4515
TVA Base Case | 2033 | 3 | 101 | Ripley_Oil | 29.4049
TVA Base Case | 2033 | 4 | 101 | Ripley_Oil | 28.5332
TVA Base Case | 2033 | 5 | 101 | Ripley_Oil | 26.4479
TVA Base Case | 2033 | 6 | 101 | Ripley_Oil | 26.7417
TVA Base Case | 2033 | 7 | 101 | Ripley_Oil | 28.1339
TVA Base Case | 2033 | 8 | 101 | Ripley_Oil | 28.3843
TVA Base Case | 2033 | 9 | 101 | Ripley_Oil | 26.9506
TVA Base Case | 2033 | 10 | 101 | Ripley_Oil | 27.1079
TVA Base Case | 2033 | 11 | 101 | Ripley_Oil | 27.9759
TVA Base Case | 2033 | 12 | 101 | Ripley_Oil | 28.6604
TVA Base Case | 2034 | 1 | 101 | Ripley_Oil | 28.8601
TVA Base Case | 2034 | 2 | 101 | Ripley_Oil | 30.3256
TVA Base Case | 2034 | 3 | 101 | Ripley_Oil | 30.2776
TVA Base Case | 2034 | 4 | 101 | Ripley_Oil | 29.3794
TVA Base Case | 2034 | 5 | 101 | Ripley_Oil | 27.231
TVA Base Case | 2034 | 6 | 101 | Ripley_Oil | 27.5338
TVA Base Case | 2034 | 7 | 101 | Ripley_Oil | 28.9679
TVA Base Case | 2034 | 8 | 101 | Ripley_Oil | 29.2258
TVA Base Case | 2034 | 9 | 101 | Ripley_Oil | 27.7489
TVA Base Case | 2034 | 10 | 101 | Ripley_Oil | 27.9109
TVA Base Case | 2034 | 11 | 101 | Ripley_Oil | 28.8054
TVA Base Case | 2034 | 12 | 101 | Ripley_Oil | 29.4866
TVA Base Case | 2035 | 1 | 101 | Ripley_Oil | 29.6921
TVA Base Case | 2035 | 2 | 101 | Ripley_Oil | 31.2003
TVA Base Case | 2035 | 3 | 101 | Ripley_Oil | 31.1507
TVA Base Case | 2035 | 4 | 101 | Ripley_Oil | 30.2261
TVA Base Case | 2035 | 5 | 101 | Ripley_Oil | 28.0147
TVA Base Case | 2035 | 6 | 101 | Ripley_Oil | 28.3264
TVA Base Case | 2035 | 7 | 101 | Ripley_Oil | 29.8025
TVA Base Case | 2035 | 8 | 101 | Ripley_Oil | 30.0679
TVA Base Case | 2035 | 9 | 101 | Ripley_Oil | 28.5478
TVA Base Case | 2035 | 10 | 101 | Ripley_Oil | 28.7145
TVA Base Case | 2035 | 11 | 101 | Ripley_Oil | 29.6354
TVA Base Case | 2035 | 12 | 101 | Ripley_Oil | 30.3151
TVA Base Case | 2014 | 1 | 100 | Scottsboro_Oil | 22.4627
TVA Base Case | 2014 | 2 | 100 | Scottsboro_Oil | 22.4627
TVA Base Case | 2014 | 3 | 100 | Scottsboro_Oil | 22.4627
TVA Base Case | 2014 | 4 | 100 | Scottsboro_Oil | 22.2651
TVA Base Case | 2014 | 5 | 100 | Scottsboro_Oil | 22.1887
TVA Base Case | 2014 | 6 | 100 | Scottsboro_Oil | 22.1372
TVA Base Case | 2014 | 7 | 100 | Scottsboro_Oil | 22.1002
TVA Base Case | 2014 | 8 | 100 | Scottsboro_Oil | 22.0669
TVA Base Case | 2014 | 9 | 100 | Scottsboro_Oil | 22.0418
TVA Base Case | 2014 | 10 | 100 | Scottsboro_Oil | 21.9955
TVA Base Case | 2014 | 11 | 100 | Scottsboro_Oil | 21.9559
TVA Base Case | 2014 | 12 | 100 | Scottsboro_Oil | 21.9197
TVA Base Case | 2015 | 1 | 100 | Scottsboro_Oil | 13.41
TVA Base Case | 2015 | 2 | 100 | Scottsboro_Oil | 13.41
TVA Base Case | 2015 | 3 | 100 | Scottsboro_Oil | 13.41
TVA Base Case | 2015 | 4 | 100 | Scottsboro_Oil | 13.6372
TVA Base Case | 2015 | 5 | 100 | Scottsboro_Oil | 13.5106
TVA Base Case | 2015 | 6 | 100 | Scottsboro_Oil | 13.535
TVA Base Case | 2015 | 7 | 100 | Scottsboro_Oil | 13.6228
TVA Base Case | 2015 | 8 | 100 | Scottsboro_Oil | 13.7502
TVA Base Case | 2015 | 9 | 100 | Scottsboro_Oil | 13.8943
TVA Base Case | 2015 | 10 | 100 | Scottsboro_Oil | 14.0392
TVA Base Case | 2015 | 11 | 100 | Scottsboro_Oil | 14.1608
TVA Base Case | 2015 | 12 | 100 | Scottsboro_Oil | 14.2718
TVA Base Case | 2016 | 1 | 100 | Scottsboro_Oil | 14.3887
TVA Base Case | 2016 | 2 | 100 | Scottsboro_Oil | 14.4592
TVA Base Case | 2016 | 3 | 100 | Scottsboro_Oil | 14.4651
TVA Base Case | 2016 | 4 | 100 | Scottsboro_Oil | 14.4096
TVA Base Case | 2016 | 5 | 100 | Scottsboro_Oil | 14.441
TVA Base Case | 2016 | 6 | 100 | Scottsboro_Oil | 14.5079
TVA Base Case | 2016 | 7 | 100 | Scottsboro_Oil | 14.5936
TVA Base Case | 2016 | 8 | 100 | Scottsboro_Oil | 14.7159
TVA Base Case | 2016 | 9 | 100 | Scottsboro_Oil | 14.8493
TVA Base Case | 2016 | 10 | 100 | Scottsboro_Oil | 14.9545
TVA Base Case | 2016 | 11 | 100 | Scottsboro_Oil | 15.0268
TVA Base Case | 2016 | 12 | 100 | Scottsboro_Oil | 15.0999
TVA Base Case | 2017 | 1 | 100 | Scottsboro_Oil | 15.1727
TVA Base Case | 2017 | 2 | 100 | Scottsboro_Oil | 15.2313
TVA Base Case | 2017 | 3 | 100 | Scottsboro_Oil | 15.2381
TVA Base Case | 2017 | 4 | 100 | Scottsboro_Oil | 15.1958
TVA Base Case | 2017 | 5 | 100 | Scottsboro_Oil | 15.2223
TVA Base Case | 2017 | 6 | 100 | Scottsboro_Oil | 15.243
TVA Base Case | 2017 | 7 | 100 | Scottsboro_Oil | 15.3034
TVA Base Case | 2017 | 8 | 100 | Scottsboro_Oil | 15.3862
TVA Base Case | 2017 | 9 | 100 | Scottsboro_Oil | 15.4662
TVA Base Case | 2017 | 10 | 100 | Scottsboro_Oil | 15.5462
TVA Base Case | 2017 | 11 | 100 | Scottsboro_Oil | 15.598
TVA Base Case | 2017 | 12 | 100 | Scottsboro_Oil | 15.6456
TVA Base Case | 2018 | 1 | 100 | Scottsboro_Oil | 15.6349
TVA Base Case | 2018 | 2 | 100 | Scottsboro_Oil | 15.6469
TVA Base Case | 2018 | 3 | 100 | Scottsboro_Oil | 15.6395
TVA Base Case | 2018 | 4 | 100 | Scottsboro_Oil | 15.617
TVA Base Case | 2018 | 5 | 100 | Scottsboro_Oil | 15.5432
TVA Base Case | 2018 | 6 | 100 | Scottsboro_Oil | 15.4499
TVA Base Case | 2018 | 7 | 100 | Scottsboro_Oil | 15.5272
TVA Base Case | 2018 | 8 | 100 | Scottsboro_Oil | 15.6125
TVA Base Case | 2018 | 9 | 100 | Scottsboro_Oil | 15.6736
TVA Base Case | 2018 | 10 | 100 | Scottsboro_Oil | 15.7208
TVA Base Case | 2018 | 11 | 100 | Scottsboro_Oil | 15.7938
TVA Base Case | 2018 | 12 | 100 | Scottsboro_Oil | 15.6792
TVA Base Case | 2019 | 1 | 100 | Scottsboro_Oil | 15.8975
TVA Base Case | 2019 | 2 | 100 | Scottsboro_Oil | 16.5104
TVA Base Case | 2019 | 3 | 100 | Scottsboro_Oil | 16.549
TVA Base Case | 2019 | 4 | 100 | Scottsboro_Oil | 16.3389
TVA Base Case | 2019 | 5 | 100 | Scottsboro_Oil | 15.696
TVA Base Case | 2019 | 6 | 100 | Scottsboro_Oil | 15.7712
TVA Base Case | 2019 | 7 | 100 | Scottsboro_Oil | 16.2561
TVA Base Case | 2019 | 8 | 100 | Scottsboro_Oil | 16.3645
TVA Base Case | 2019 | 9 | 100 | Scottsboro_Oil | 15.7853
TVA Base Case | 2019 | 10 | 100 | Scottsboro_Oil | 15.8324
TVA Base Case | 2019 | 11 | 100 | Scottsboro_Oil | 16.2041
TVA Base Case | 2019 | 12 | 100 | Scottsboro_Oil | 16.8527
TVA Base Case | 2020 | 1 | 100 | Scottsboro_Oil | 16.9755
TVA Base Case | 2020 | 2 | 100 | Scottsboro_Oil | 17.8002
TVA Base Case | 2020 | 3 | 100 | Scottsboro_Oil | 17.8337
TVA Base Case | 2020 | 4 | 100 | Scottsboro_Oil | 17.3623
TVA Base Case | 2020 | 5 | 100 | Scottsboro_Oil | 16.0998
TVA Base Case | 2020 | 6 | 100 | Scottsboro_Oil | 16.2779
TVA Base Case | 2020 | 7 | 100 | Scottsboro_Oil | 17.1217
TVA Base Case | 2020 | 8 | 100 | Scottsboro_Oil | 17.2744
TVA Base Case | 2020 | 9 | 100 | Scottsboro_Oil | 16.4052
TVA Base Case | 2020 | 10 | 100 | Scottsboro_Oil | 16.5008
TVA Base Case | 2020 | 11 | 100 | Scottsboro_Oil | 17.0232
TVA Base Case | 2020 | 12 | 100 | Scottsboro_Oil | 17.7863
TVA Base Case | 2021 | 1 | 100 | Scottsboro_Oil | 17.9071
TVA Base Case | 2021 | 2 | 100 | Scottsboro_Oil | 18.8188
TVA Base Case | 2021 | 3 | 100 | Scottsboro_Oil | 18.7913
TVA Base Case | 2021 | 4 | 100 | Scottsboro_Oil | 18.2377
TVA Base Case | 2021 | 5 | 100 | Scottsboro_Oil | 16.9092
TVA Base Case | 2021 | 6 | 100 | Scottsboro_Oil | 17.0965
TVA Base Case | 2021 | 7 | 100 | Scottsboro_Oil | 17.9843
TVA Base Case | 2021 | 8 | 100 | Scottsboro_Oil | 18.1448
TVA Base Case | 2021 | 9 | 100 | Scottsboro_Oil | 17.2304
TVA Base Case | 2021 | 10 | 100 | Scottsboro_Oil | 17.3309
TVA Base Case | 2021 | 11 | 100 | Scottsboro_Oil | 17.8811
TVA Base Case | 2021 | 12 | 100 | Scottsboro_Oil | 18.603
TVA Base Case | 2022 | 1 | 100 | Scottsboro_Oil | 18.7289
TVA Base Case | 2022 | 2 | 100 | Scottsboro_Oil | 19.6831
TVA Base Case | 2022 | 3 | 100 | Scottsboro_Oil | 19.654
TVA Base Case | 2022 | 4 | 100 | Scottsboro_Oil | 19.0739
TVA Base Case | 2022 | 5 | 100 | Scottsboro_Oil | 17.6824
TVA Base Case | 2022 | 6 | 100 | Scottsboro_Oil | 17.8786
TVA Base Case | 2022 | 7 | 100 | Scottsboro_Oil | 18.8084
TVA Base Case | 2022 | 8 | 100 | Scottsboro_Oil | 18.9763
TVA Base Case | 2022 | 9 | 100 | Scottsboro_Oil | 18.0187
TVA Base Case | 2022 | 10 | 100 | Scottsboro_Oil | 18.1239
TVA Base Case | 2022 | 11 | 100 | Scottsboro_Oil | 18.7006
TVA Base Case | 2022 | 12 | 100 | Scottsboro_Oil | 19.4201
TVA Base Case | 2023 | 1 | 100 | Scottsboro_Oil | 19.552
TVA Base Case | 2023 | 2 | 100 | Scottsboro_Oil | 20.5487
TVA Base Case | 2023 | 3 | 100 | Scottsboro_Oil | 20.518
TVA Base Case | 2023 | 4 | 100 | Scottsboro_Oil | 19.9114
TVA Base Case | 2023 | 5 | 100 | Scottsboro_Oil | 18.4568
TVA Base Case | 2023 | 6 | 100 | Scottsboro_Oil | 18.6619
TVA Base Case | 2023 | 7 | 100 | Scottsboro_Oil | 19.6337
TVA Base Case | 2023 | 8 | 100 | Scottsboro_Oil | 19.8091
TVA Base Case | 2023 | 9 | 100 | Scottsboro_Oil | 18.8083
TVA Base Case | 2023 | 10 | 100 | Scottsboro_Oil | 18.9182
TVA Base Case | 2023 | 11 | 100 | Scottsboro_Oil | 19.5214
TVA Base Case | 2023 | 12 | 100 | Scottsboro_Oil | 20.2395
TVA Base Case | 2024 | 1 | 100 | Scottsboro_Oil | 20.3772
TVA Base Case | 2024 | 2 | 100 | Scottsboro_Oil | 21.4166
TVA Base Case | 2024 | 3 | 100 | Scottsboro_Oil | 21.3843
TVA Base Case | 2024 | 4 | 100 | Scottsboro_Oil | 20.7511
TVA Base Case | 2024 | 5 | 100 | Scottsboro_Oil | 19.2334
TVA Base Case | 2024 | 6 | 100 | Scottsboro_Oil | 19.4473
TVA Base Case | 2024 | 7 | 100 | Scottsboro_Oil | 20.4612
TVA Base Case | 2024 | 8 | 100 | Scottsboro_Oil | 20.6441
TVA Base Case | 2024 | 9 | 100 | Scottsboro_Oil | 19.5999
TVA Base Case | 2024 | 10 | 100 | Scottsboro_Oil | 19.7146
TVA Base Case | 2024 | 11 | 100 | Scottsboro_Oil | 20.3444
TVA Base Case | 2024 | 12 | 100 | Scottsboro_Oil | 21.0579
TVA Base Case | 2025 | 1 | 100 | Scottsboro_Oil | 21.2014
TVA Base Case | 2025 | 2 | 100 | Scottsboro_Oil | 22.2833
TVA Base Case | 2025 | 3 | 100 | Scottsboro_Oil | 22.2494
TVA Base Case | 2025 | 4 | 100 | Scottsboro_Oil | 21.5897
TVA Base Case | 2025 | 5 | 100 | Scottsboro_Oil | 20.0089
TVA Base Case | 2025 | 6 | 100 | Scottsboro_Oil | 20.2317
TVA Base Case | 2025 | 7 | 100 | Scottsboro_Oil | 21.2876
TVA Base Case | 2025 | 8 | 100 | Scottsboro_Oil | 21.478
TVA Base Case | 2025 | 9 | 100 | Scottsboro_Oil | 20.3906
TVA Base Case | 2025 | 10 | 100 | Scottsboro_Oil | 20.51
TVA Base Case | 2025 | 11 | 100 | Scottsboro_Oil | 21.1662
TVA Base Case | 2025 | 12 | 100 | Scottsboro_Oil | 21.8762
TVA Base Case | 2026 | 1 | 100 | Scottsboro_Oil | 22.0255
TVA Base Case | 2026 | 2 | 100 | Scottsboro_Oil | 23.15
TVA Base Case | 2026 | 3 | 100 | Scottsboro_Oil | 23.1145
TVA Base Case | 2026 | 4 | 100 | Scottsboro_Oil | 22.4283
TVA Base Case | 2026 | 5 | 100 | Scottsboro_Oil | 20.7844
TVA Base Case | 2026 | 6 | 100 | Scottsboro_Oil | 21.0161
TVA Base Case | 2026 | 7 | 100 | Scottsboro_Oil | 22.114
TVA Base Case | 2026 | 8 | 100 | Scottsboro_Oil | 22.3119
TVA Base Case | 2026 | 9 | 100 | Scottsboro_Oil | 21.1812
TVA Base Case | 2026 | 10 | 100 | Scottsboro_Oil | 21.3054
TVA Base Case | 2026 | 11 | 100 | Scottsboro_Oil | 21.9881
TVA Base Case | 2026 | 12 | 100 | Scottsboro_Oil | 22.6949
TVA Base Case | 2027 | 1 | 100 | Scottsboro_Oil | 22.85
TVA Base Case | 2027 | 2 | 100 | Scottsboro_Oil | 24.017
TVA Base Case | 2027 | 3 | 100 | Scottsboro_Oil | 23.9799
TVA Base Case | 2027 | 4 | 100 | Scottsboro_Oil | 23.2673
TVA Base Case | 2027 | 5 | 100 | Scottsboro_Oil | 21.5603
TVA Base Case | 2027 | 6 | 100 | Scottsboro_Oil | 21.8009
TVA Base Case | 2027 | 7 | 100 | Scottsboro_Oil | 22.9408
TVA Base Case | 2027 | 8 | 100 | Scottsboro_Oil | 23.1462
TVA Base Case | 2027 | 9 | 100 | Scottsboro_Oil | 21.9723
TVA Base Case | 2027 | 10 | 100 | Scottsboro_Oil | 22.1011
TVA Base Case | 2027 | 11 | 100 | Scottsboro_Oil | 22.8104
TVA Base Case | 2027 | 12 | 100 | Scottsboro_Oil | 23.5159
TVA Base Case | 2028 | 1 | 100 | Scottsboro_Oil | 23.6766
TVA Base Case | 2028 | 2 | 100 | Scottsboro_Oil | 24.8864
TVA Base Case | 2028 | 3 | 100 | Scottsboro_Oil | 24.8477
TVA Base Case | 2028 | 4 | 100 | Scottsboro_Oil | 24.1085
TVA Base Case | 2028 | 5 | 100 | Scottsboro_Oil | 22.3384
TVA Base Case | 2028 | 6 | 100 | Scottsboro_Oil | 22.5879
TVA Base Case | 2028 | 7 | 100 | Scottsboro_Oil | 23.7699
TVA Base Case | 2028 | 8 | 100 | Scottsboro_Oil | 23.9828
TVA Base Case | 2028 | 9 | 100 | Scottsboro_Oil | 22.7655
TVA Base Case | 2028 | 10 | 100 | Scottsboro_Oil | 22.8991
TVA Base Case | 2028 | 11 | 100 | Scottsboro_Oil | 23.6349
TVA Base Case | 2028 | 12 | 100 | Scottsboro_Oil | 24.3357
TVA Base Case | 2029 | 1 | 100 | Scottsboro_Oil | 24.5022
TVA Base Case | 2029 | 2 | 100 | Scottsboro_Oil | 25.7546
TVA Base Case | 2029 | 3 | 100 | Scottsboro_Oil | 25.7143
TVA Base Case | 2029 | 4 | 100 | Scottsboro_Oil | 24.9486
TVA Base Case | 2029 | 5 | 100 | Scottsboro_Oil | 23.1155
TVA Base Case | 2029 | 6 | 100 | Scottsboro_Oil | 23.3738
TVA Base Case | 2029 | 7 | 100 | Scottsboro_Oil | 24.5979
TVA Base Case | 2029 | 8 | 100 | Scottsboro_Oil | 24.8183
TVA Base Case | 2029 | 9 | 100 | Scottsboro_Oil | 23.5577
TVA Base Case | 2029 | 10 | 100 | Scottsboro_Oil | 23.696
TVA Base Case | 2029 | 11 | 100 | Scottsboro_Oil | 24.4582
TVA Base Case | 2029 | 12 | 100 | Scottsboro_Oil | 25.1555
TVA Base Case | 2030 | 1 | 100 | Scottsboro_Oil | 25.3279
TVA Base Case | 2030 | 2 | 100 | Scottsboro_Oil | 26.6228
TVA Base Case | 2030 | 3 | 100 | Scottsboro_Oil | 26.581
TVA Base Case | 2030 | 4 | 100 | Scottsboro_Oil | 25.7888
TVA Base Case | 2030 | 5 | 100 | Scottsboro_Oil | 23.8926
TVA Base Case | 2030 | 6 | 100 | Scottsboro_Oil | 24.1598
TVA Base Case | 2030 | 7 | 100 | Scottsboro_Oil | 25.4259
TVA Base Case | 2030 | 8 | 100 | Scottsboro_Oil | 25.6538
TVA Base Case | 2030 | 9 | 100 | Scottsboro_Oil | 24.3499
TVA Base Case | 2030 | 10 | 100 | Scottsboro_Oil | 24.493
TVA Base Case | 2030 | 11 | 100 | Scottsboro_Oil | 25.2817
TVA Base Case | 2030 | 12 | 100 | Scottsboro_Oil | 25.9758
TVA Base Case | 2031 | 1 | 100 | Scottsboro_Oil | 26.1538
TVA Base Case | 2031 | 2 | 100 | Scottsboro_Oil | 27.4914
TVA Base Case | 2031 | 3 | 100 | Scottsboro_Oil | 27.448
TVA Base Case | 2031 | 4 | 100 | Scottsboro_Oil | 26.6293
TVA Base Case | 2031 | 5 | 100 | Scottsboro_Oil | 24.6702
TVA Base Case | 2031 | 6 | 100 | Scottsboro_Oil | 24.9463
TVA Base Case | 2031 | 7 | 100 | Scottsboro_Oil | 26.2543
TVA Base Case | 2031 | 8 | 100 | Scottsboro_Oil | 26.4897
TVA Base Case | 2031 | 9 | 100 | Scottsboro_Oil | 25.1426
TVA Base Case | 2031 | 10 | 100 | Scottsboro_Oil | 25.2904
TVA Base Case | 2031 | 11 | 100 | Scottsboro_Oil | 26.1055
TVA Base Case | 2031 | 12 | 100 | Scottsboro_Oil | 26.7982
TVA Base Case | 2032 | 1 | 100 | Scottsboro_Oil | 26.9821
TVA Base Case | 2032 | 2 | 100 | Scottsboro_Oil | 28.3624
TVA Base Case | 2032 | 3 | 100 | Scottsboro_Oil | 28.3174
TVA Base Case | 2032 | 4 | 100 | Scottsboro_Oil | 27.4722
TVA Base Case | 2032 | 5 | 100 | Scottsboro_Oil | 25.4499
TVA Base Case | 2032 | 6 | 100 | Scottsboro_Oil | 25.7349
TVA Base Case | 2032 | 7 | 100 | Scottsboro_Oil | 27.085
TVA Base Case | 2032 | 8 | 100 | Scottsboro_Oil | 27.3279
TVA Base Case | 2032 | 9 | 100 | Scottsboro_Oil | 25.9375
TVA Base Case | 2032 | 10 | 100 | Scottsboro_Oil | 26.09
TVA Base Case | 2032 | 11 | 100 | Scottsboro_Oil | 26.9316
TVA Base Case | 2032 | 12 | 100 | Scottsboro_Oil | 27.6196
TVA Base Case | 2033 | 1 | 100 | Scottsboro_Oil | 27.8093
TVA Base Case | 2033 | 2 | 100 | Scottsboro_Oil | 29.2322
TVA Base Case | 2033 | 3 | 100 | Scottsboro_Oil | 29.1857
TVA Base Case | 2033 | 4 | 100 | Scottsboro_Oil | 28.314
TVA Base Case | 2033 | 5 | 100 | Scottsboro_Oil | 26.2286
TVA Base Case | 2033 | 6 | 100 | Scottsboro_Oil | 26.5225
TVA Base Case | 2033 | 7 | 100 | Scottsboro_Oil | 27.9146
TVA Base Case | 2033 | 8 | 100 | Scottsboro_Oil | 28.165
TVA Base Case | 2033 | 9 | 100 | Scottsboro_Oil | 26.7314
TVA Base Case | 2033 | 10 | 100 | Scottsboro_Oil | 26.8886
TVA Base Case | 2033 | 11 | 100 | Scottsboro_Oil | 27.7567
TVA Base Case | 2033 | 12 | 100 | Scottsboro_Oil | 28.4411
TVA Base Case | 2034 | 1 | 100 | Scottsboro_Oil | 28.6365
TVA Base Case | 2034 | 2 | 100 | Scottsboro_Oil | 30.1021
TVA Base Case | 2034 | 3 | 100 | Scottsboro_Oil | 30.054
TVA Base Case | 2034 | 4 | 100 | Scottsboro_Oil | 29.1559
TVA Base Case | 2034 | 5 | 100 | Scottsboro_Oil | 27.0075
TVA Base Case | 2034 | 6 | 100 | Scottsboro_Oil | 27.3102
TVA Base Case | 2034 | 7 | 100 | Scottsboro_Oil | 28.7443
TVA Base Case | 2034 | 8 | 100 | Scottsboro_Oil | 29.0023
TVA Base Case | 2034 | 9 | 100 | Scottsboro_Oil | 27.5253
TVA Base Case | 2034 | 10 | 100 | Scottsboro_Oil | 27.6873
TVA Base Case | 2034 | 11 | 100 | Scottsboro_Oil | 28.5818
TVA Base Case | 2034 | 12 | 100 | Scottsboro_Oil | 29.263
TVA Base Case | 2035 | 1 | 100 | Scottsboro_Oil | 29.4641
TVA Base Case | 2035 | 2 | 100 | Scottsboro_Oil | 30.9724
TVA Base Case | 2035 | 3 | 100 | Scottsboro_Oil | 30.9228
TVA Base Case | 2035 | 4 | 100 | Scottsboro_Oil | 29.9982
TVA Base Case | 2035 | 5 | 100 | Scottsboro_Oil | 27.7868
TVA Base Case | 2035 | 6 | 100 | Scottsboro_Oil | 28.0984
TVA Base Case | 2035 | 7 | 100 | Scottsboro_Oil | 29.5745
TVA Base Case | 2035 | 8 | 100 | Scottsboro_Oil | 29.8399
TVA Base Case | 2035 | 9 | 100 | Scottsboro_Oil | 28.3198
TVA Base Case | 2035 | 10 | 100 | Scottsboro_Oil | 28.4865
TVA Base Case | 2035 | 11 | 100 | Scottsboro_Oil | 29.4074
TVA Base Case | 2035 | 12 | 100 | Scottsboro_Oil | 30.0871
TVA Base Case | 2014 | 1 | 42 | SHF-01_Coal | 2.0264
TVA Base Case | 2014 | 2 | 42 | SHF-01_Coal | 2.0264
TVA Base Case | 2014 | 3 | 42 | SHF-01_Coal | 2.0264
TVA Base Case | 2014 | 4 | 42 | SHF-01_Coal | 2.038
TVA Base Case | 2014 | 5 | 42 | SHF-01_Coal | 2.1104
TVA Base Case | 2014 | 6 | 42 | SHF-01_Coal | 2.1099
TVA Base Case | 2014 | 7 | 42 | SHF-01_Coal | 2.1096
TVA Base Case | 2014 | 8 | 42 | SHF-01_Coal | 2.1091
TVA Base Case | 2014 | 9 | 42 | SHF-01_Coal | 2.1057
TVA Base Case | 2014 | 10 | 42 | SHF-01_Coal | 1.8658
TVA Base Case | 2014 | 11 | 42 | SHF-01_Coal | 1.8655
TVA Base Case | 2014 | 12 | 42 | SHF-01_Coal | 1.8644
TVA Base Case | 2015 | 1 | 42 | SHF-01_Coal | 1.59
TVA Base Case | 2015 | 2 | 42 | SHF-01_Coal | 1.59
TVA Base Case | 2015 | 3 | 42 | SHF-01_Coal | 1.59
TVA Base Case | 2015 | 4 | 42 | SHF-01_Coal | 1.4768
TVA Base Case | 2015 | 5 | 42 | SHF-01_Coal | 1.4899
TVA Base Case | 2015 | 6 | 42 | SHF-01_Coal | 1.4814
TVA Base Case | 2015 | 7 | 42 | SHF-01_Coal | 1.4991
TVA Base Case | 2015 | 8 | 42 | SHF-01_Coal | 1.4991
TVA Base Case | 2015 | 9 | 42 | SHF-01_Coal | 1.5019
TVA Base Case | 2015 | 10 | 42 | SHF-01_Coal | 1.5144
TVA Base Case | 2015 | 11 | 42 | SHF-01_Coal | 1.5111
TVA Base Case | 2015 | 12 | 42 | SHF-01_Coal | 1.5082
TVA Base Case | 2016 | 1 | 42 | SHF-01_Coal | 1.5202
TVA Base Case | 2016 | 2 | 42 | SHF-01_Coal | 1.5202
TVA Base Case | 2016 | 3 | 42 | SHF-01_Coal | 1.5202
TVA Base Case | 2016 | 4 | 42 | SHF-01_Coal | 1.5445
TVA Base Case | 2016 | 5 | 42 | SHF-01_Coal | 1.5471
TVA Base Case | 2016 | 6 | 42 | SHF-01_Coal | 1.5471
TVA Base Case | 2016 | 7 | 42 | SHF-01_Coal | 1.5598
TVA Base Case | 2016 | 8 | 42 | SHF-01_Coal | 1.5624
TVA Base Case | 2016 | 9 | 42 | SHF-01_Coal | 1.566
TVA Base Case | 2016 | 10 | 42 | SHF-01_Coal | 1.5842
TVA Base Case | 2016 | 11 | 42 | SHF-01_Coal | 1.5805
TVA Base Case | 2016 | 12 | 42 | SHF-01_Coal | 1.5805
TVA Base Case | 2017 | 1 | 42 | SHF-01_Coal | 1.5874
TVA Base Case | 2017 | 2 | 42 | SHF-01_Coal | 1.5951
TVA Base Case | 2017 | 3 | 42 | SHF-01_Coal | 1.6028
TVA Base Case | 2017 | 4 | 42 | SHF-01_Coal | 1.6147
TVA Base Case | 2017 | 5 | 42 | SHF-01_Coal | 1.6224
TVA Base Case | 2017 | 6 | 42 | SHF-01_Coal | 1.6301
TVA Base Case | 2017 | 7 | 42 | SHF-01_Coal | 1.642
TVA Base Case | 2017 | 8 | 42 | SHF-01_Coal | 1.6476
TVA Base Case | 2017 | 9 | 42 | SHF-01_Coal | 1.6533
TVA Base Case | 2017 | 10 | 42 | SHF-01_Coal | 1.6632
TVA Base Case | 2017 | 11 | 42 | SHF-01_Coal | 1.6689
TVA Base Case | 2017 | 12 | 42 | SHF-01_Coal | 1.6746
TVA Base Case | 2018 | 1 | 42 | SHF-01_Coal | 1.7115
TVA Base Case | 2018 | 2 | 42 | SHF-01_Coal | 1.7172
TVA Base Case | 2018 | 3 | 42 | SHF-01_Coal | 1.7229
TVA Base Case | 2018 | 4 | 42 | SHF-01_Coal | 1.7324
TVA Base Case | 2018 | 5 | 42 | SHF-01_Coal | 1.7381
TVA Base Case | 2018 | 6 | 42 | SHF-01_Coal | 1.7438
TVA Base Case | 2018 | 7 | 42 | SHF-01_Coal | 1.7534
TVA Base Case | 2018 | 8 | 42 | SHF-01_Coal | 1.7545
TVA Base Case | 2018 | 9 | 42 | SHF-01_Coal | 1.7556
TVA Base Case | 2018 | 10 | 42 | SHF-01_Coal | 1.7607
TVA Base Case | 2018 | 11 | 42 | SHF-01_Coal | 1.7618
TVA Base Case | 2018 | 12 | 42 | SHF-01_Coal | 1.7629
TVA Base Case | 2019 | 1 | 42 | SHF-01_Coal | 2.2755
TVA Base Case | 2019 | 2 | 42 | SHF-01_Coal | 2.2791
TVA Base Case | 2019 | 3 | 42 | SHF-01_Coal | 2.2826
TVA Base Case | 2019 | 4 | 42 | SHF-01_Coal | 2.2862
TVA Base Case | 2019 | 5 | 42 | SHF-01_Coal | 2.2898
TVA Base Case | 2019 | 6 | 42 | SHF-01_Coal | 2.2933
TVA Base Case | 2019 | 7 | 42 | SHF-01_Coal | 2.2969
TVA Base Case | 2019 | 8 | 42 | SHF-01_Coal | 2.302
TVA Base Case | 2019 | 9 | 42 | SHF-01_Coal | 2.307
TVA Base Case | 2019 | 10 | 42 | SHF-01_Coal | 2.3121
TVA Base Case | 2019 | 11 | 42 | SHF-01_Coal | 2.3172
TVA Base Case | 2019 | 12 | 42 | SHF-01_Coal | 2.3223
TVA Base Case | 2020 | 1 | 42 | SHF-01_Coal | 2.3273
TVA Base Case | 2020 | 2 | 42 | SHF-01_Coal | 2.3324
TVA Base Case | 2020 | 3 | 42 | SHF-01_Coal | 2.3375
TVA Base Case | 2020 | 4 | 42 | SHF-01_Coal | 2.3427
TVA Base Case | 2020 | 5 | 42 | SHF-01_Coal | 2.3478
TVA Base Case | 2020 | 6 | 42 | SHF-01_Coal | 2.3529
TVA Base Case | 2020 | 7 | 42 | SHF-01_Coal | 2.358
TVA Base Case | 2020 | 8 | 42 | SHF-01_Coal | 2.3659
TVA Base Case | 2020 | 9 | 42 | SHF-01_Coal | 2.3737
TVA Base Case | 2020 | 10 | 42 | SHF-01_Coal | 2.3816
TVA Base Case | 2020 | 11 | 42 | SHF-01_Coal | 2.3895
TVA Base Case | 2020 | 12 | 42 | SHF-01_Coal | 2.3973
TVA Base Case | 2021 | 1 | 42 | SHF-01_Coal | 2.4052
TVA Base Case | 2021 | 2 | 42 | SHF-01_Coal | 2.4131
TVA Base Case | 2021 | 3 | 42 | SHF-01_Coal | 2.421
TVA Base Case | 2021 | 4 | 42 | SHF-01_Coal | 2.4289
TVA Base Case | 2021 | 5 | 42 | SHF-01_Coal | 2.4368
TVA Base Case | 2021 | 6 | 42 | SHF-01_Coal | 2.4446
TVA Base Case | 2021 | 7 | 42 | SHF-01_Coal | 2.4525
TVA Base Case | 2021 | 8 | 42 | SHF-01_Coal | 2.4617
TVA Base Case | 2021 | 9 | 42 | SHF-01_Coal | 2.4709
TVA Base Case | 2021 | 10 | 42 | SHF-01_Coal | 2.48
TVA Base Case | 2021 | 11 | 42 | SHF-01_Coal | 2.4892
TVA Base Case | 2021 | 12 | 42 | SHF-01_Coal | 2.4984
TVA Base Case | 2022 | 1 | 42 | SHF-01_Coal | 2.5074
TVA Base Case | 2022 | 2 | 42 | SHF-01_Coal | 2.5165
TVA Base Case | 2022 | 3 | 42 | SHF-01_Coal | 2.5256
TVA Base Case | 2022 | 4 | 42 | SHF-01_Coal | 2.5347
TVA Base Case | 2022 | 5 | 42 | SHF-01_Coal | 2.5438
TVA Base Case | 2022 | 6 | 42 | SHF-01_Coal | 2.5529
TVA Base Case | 2022 | 7 | 42 | SHF-01_Coal | 2.562
TVA Base Case | 2022 | 8 | 42 | SHF-01_Coal | 2.5748
TVA Base Case | 2022 | 9 | 42 | SHF-01_Coal | 2.5877
TVA Base Case | 2022 | 10 | 42 | SHF-01_Coal | 2.6005
TVA Base Case | 2022 | 11 | 42 | SHF-01_Coal | 2.6134
TVA Base Case | 2022 | 12 | 42 | SHF-01_Coal | 2.6262
TVA Base Case | 2023 | 1 | 42 | SHF-01_Coal | 2.6391
TVA Base Case | 2023 | 2 | 42 | SHF-01_Coal | 2.652
TVA Base Case | 2023 | 3 | 42 | SHF-01_Coal | 2.6649
TVA Base Case | 2023 | 4 | 42 | SHF-01_Coal | 2.6778
TVA Base Case | 2023 | 5 | 42 | SHF-01_Coal | 2.6907
TVA Base Case | 2023 | 6 | 42 | SHF-01_Coal | 2.7036
TVA Base Case | 2023 | 7 | 42 | SHF-01_Coal | 2.7165
TVA Base Case | 2023 | 8 | 42 | SHF-01_Coal | 2.722
TVA Base Case | 2023 | 9 | 42 | SHF-01_Coal | 2.7276
TVA Base Case | 2023 | 10 | 42 | SHF-01_Coal | 2.7331
TVA Base Case | 2023 | 11 | 42 | SHF-01_Coal | 2.7386
TVA Base Case | 2023 | 12 | 42 | SHF-01_Coal | 2.7441
TVA Base Case | 2024 | 1 | 42 | SHF-01_Coal | 2.7497
TVA Base Case | 2024 | 2 | 42 | SHF-01_Coal | 2.7552
TVA Base Case | 2024 | 3 | 42 | SHF-01_Coal | 2.7608
TVA Base Case | 2024 | 4 | 42 | SHF-01_Coal | 2.7663
TVA Base Case | 2024 | 5 | 42 | SHF-01_Coal | 2.7719
TVA Base Case | 2024 | 6 | 42 | SHF-01_Coal | 2.7775
TVA Base Case | 2024 | 7 | 42 | SHF-01_Coal | 2.783
TVA Base Case | 2024 | 8 | 42 | SHF-01_Coal | 2.7976
TVA Base Case | 2024 | 9 | 42 | SHF-01_Coal | 2.8122
TVA Base Case | 2024 | 10 | 42 | SHF-01_Coal | 2.8268
TVA Base Case | 2024 | 11 | 42 | SHF-01_Coal | 2.8414
TVA Base Case | 2024 | 12 | 42 | SHF-01_Coal | 2.856
TVA Base Case | 2025 | 1 | 42 | SHF-01_Coal | 2.8706
TVA Base Case | 2025 | 2 | 42 | SHF-01_Coal | 2.8852
TVA Base Case | 2025 | 3 | 42 | SHF-01_Coal | 2.8999
TVA Base Case | 2025 | 4 | 42 | SHF-01_Coal | 2.9145
TVA Base Case | 2025 | 5 | 42 | SHF-01_Coal | 2.9291
TVA Base Case | 2025 | 6 | 42 | SHF-01_Coal | 2.9438
TVA Base Case | 2025 | 7 | 42 | SHF-01_Coal | 2.9584
TVA Base Case | 2025 | 8 | 42 | SHF-01_Coal | 2.9479
TVA Base Case | 2025 | 9 | 42 | SHF-01_Coal | 2.9374
TVA Base Case | 2025 | 10 | 42 | SHF-01_Coal | 2.927
TVA Base Case | 2025 | 11 | 42 | SHF-01_Coal | 2.9165
TVA Base Case | 2025 | 12 | 42 | SHF-01_Coal | 2.906
TVA Base Case | 2026 | 1 | 42 | SHF-01_Coal | 2.8956
TVA Base Case | 2026 | 2 | 42 | SHF-01_Coal | 2.8851
TVA Base Case | 2026 | 3 | 42 | SHF-01_Coal | 2.8747
TVA Base Case | 2026 | 4 | 42 | SHF-01_Coal | 2.8642
TVA Base Case | 2026 | 5 | 42 | SHF-01_Coal | 2.8538
TVA Base Case | 2026 | 6 | 42 | SHF-01_Coal | 2.8433
TVA Base Case | 2026 | 7 | 42 | SHF-01_Coal | 2.8329
TVA Base Case | 2026 | 8 | 42 | SHF-01_Coal | 2.8405
TVA Base Case | 2026 | 9 | 42 | SHF-01_Coal | 2.8481
TVA Base Case | 2026 | 10 | 42 | SHF-01_Coal | 2.8557
TVA Base Case | 2026 | 11 | 42 | SHF-01_Coal | 2.8634
TVA Base Case | 2026 | 12 | 42 | SHF-01_Coal | 2.871
TVA Base Case | 2027 | 1 | 42 | SHF-01_Coal | 2.8786
TVA Base Case | 2027 | 2 | 42 | SHF-01_Coal | 2.8862
TVA Base Case | 2027 | 3 | 42 | SHF-01_Coal | 2.8939
TVA Base Case | 2027 | 4 | 42 | SHF-01_Coal | 2.9015
TVA Base Case | 2027 | 5 | 42 | SHF-01_Coal | 2.9091
TVA Base Case | 2027 | 6 | 42 | SHF-01_Coal | 2.9168
TVA Base Case | 2027 | 7 | 42 | SHF-01_Coal | 2.9244
TVA Base Case | 2027 | 8 | 42 | SHF-01_Coal | 2.9424
TVA Base Case | 2027 | 9 | 42 | SHF-01_Coal | 2.9604
TVA Base Case | 2027 | 10 | 42 | SHF-01_Coal | 2.9784
TVA Base Case | 2027 | 11 | 42 | SHF-01_Coal | 2.9964
TVA Base Case | 2027 | 12 | 42 | SHF-01_Coal | 3.0144
TVA Base Case | 2028 | 1 | 42 | SHF-01_Coal | 3.0324
TVA Base Case | 2028 | 2 | 42 | SHF-01_Coal | 3.0504
TVA Base Case | 2028 | 3 | 42 | SHF-01_Coal | 3.0684
TVA Base Case | 2028 | 4 | 42 | SHF-01_Coal | 3.0864
TVA Base Case | 2028 | 5 | 42 | SHF-01_Coal | 3.1045
TVA Base Case | 2028 | 6 | 42 | SHF-01_Coal | 3.1225
TVA Base Case | 2028 | 7 | 42 | SHF-01_Coal | 3.1405
TVA Base Case | 2028 | 8 | 42 | SHF-01_Coal | 3.1432
TVA Base Case | 2028 | 9 | 42 | SHF-01_Coal | 3.1458
TVA Base Case | 2028 | 10 | 42 | SHF-01_Coal | 3.1485
TVA Base Case | 2028 | 11 | 42 | SHF-01_Coal | 3.1511
TVA Base Case | 2028 | 12 | 42 | SHF-01_Coal | 3.1538
TVA Base Case | 2029 | 1 | 42 | SHF-01_Coal | 3.1565
TVA Base Case | 2029 | 2 | 42 | SHF-01_Coal | 3.1592
TVA Base Case | 2029 | 3 | 42 | SHF-01_Coal | 3.1618
TVA Base Case | 2029 | 4 | 42 | SHF-01_Coal | 3.1645
TVA Base Case | 2029 | 5 | 42 | SHF-01_Coal | 3.1672
TVA Base Case | 2029 | 6 | 42 | SHF-01_Coal | 3.1699
TVA Base Case | 2029 | 7 | 42 | SHF-01_Coal | 3.1726
TVA Base Case | 2029 | 8 | 42 | SHF-01_Coal | 3.176
TVA Base Case | 2029 | 9 | 42 | SHF-01_Coal | 3.1794
TVA Base Case | 2029 | 10 | 42 | SHF-01_Coal | 3.1827
TVA Base Case | 2029 | 11 | 42 | SHF-01_Coal | 3.1861
TVA Base Case | 2029 | 12 | 42 | SHF-01_Coal | 3.1895
TVA Base Case | 2030 | 1 | 42 | SHF-01_Coal | 3.1929
TVA Base Case | 2030 | 2 | 42 | SHF-01_Coal | 3.1963
TVA Base Case | 2030 | 3 | 42 | SHF-01_Coal | 3.1997
TVA Base Case | 2030 | 4 | 42 | SHF-01_Coal | 3.2031
TVA Base Case | 2030 | 5 | 42 | SHF-01_Coal | 3.2066
TVA Base Case | 2030 | 6 | 42 | SHF-01_Coal | 3.21
TVA Base Case | 2030 | 7 | 42 | SHF-01_Coal | 3.2134
TVA Base Case | 2030 | 8 | 42 | SHF-01_Coal | 3.2246
TVA Base Case | 2030 | 9 | 42 | SHF-01_Coal | 3.2358
TVA Base Case | 2030 | 10 | 42 | SHF-01_Coal | 3.247
TVA Base Case | 2030 | 11 | 42 | SHF-01_Coal | 3.2582
TVA Base Case | 2030 | 12 | 42 | SHF-01_Coal | 3.2694
TVA Base Case | 2031 | 1 | 42 | SHF-01_Coal | 3.2806
TVA Base Case | 2031 | 2 | 42 | SHF-01_Coal | 3.2919
TVA Base Case | 2031 | 3 | 42 | SHF-01_Coal | 3.3031
TVA Base Case | 2031 | 4 | 42 | SHF-01_Coal | 3.3143
TVA Base Case | 2031 | 5 | 42 | SHF-01_Coal | 3.3256
TVA Base Case | 2031 | 6 | 42 | SHF-01_Coal | 3.3368
TVA Base Case | 2031 | 7 | 42 | SHF-01_Coal | 3.348
TVA Base Case | 2031 | 8 | 42 | SHF-01_Coal | 3.3496
TVA Base Case | 2031 | 9 | 42 | SHF-01_Coal | 3.3512
TVA Base Case | 2031 | 10 | 42 | SHF-01_Coal | 3.3528
TVA Base Case | 2031 | 11 | 42 | SHF-01_Coal | 3.3544
TVA Base Case | 2031 | 12 | 42 | SHF-01_Coal | 3.3561
TVA Base Case | 2032 | 1 | 42 | SHF-01_Coal | 3.3577
TVA Base Case | 2032 | 2 | 42 | SHF-01_Coal | 3.3593
TVA Base Case | 2032 | 3 | 42 | SHF-01_Coal | 3.3609
TVA Base Case | 2032 | 4 | 42 | SHF-01_Coal | 3.3626
TVA Base Case | 2032 | 5 | 42 | SHF-01_Coal | 3.3642
TVA Base Case | 2032 | 6 | 42 | SHF-01_Coal | 3.3658
TVA Base Case | 2032 | 7 | 42 | SHF-01_Coal | 3.3675
TVA Base Case | 2032 | 8 | 42 | SHF-01_Coal | 3.3767
TVA Base Case | 2032 | 9 | 42 | SHF-01_Coal | 3.386
TVA Base Case | 2032 | 10 | 42 | SHF-01_Coal | 3.3952
TVA Base Case | 2032 | 11 | 42 | SHF-01_Coal | 3.4045
TVA Base Case | 2032 | 12 | 42 | SHF-01_Coal | 3.4137
TVA Base Case | 2033 | 1 | 42 | SHF-01_Coal | 3.423
TVA Base Case | 2033 | 2 | 42 | SHF-01_Coal | 3.4322
TVA Base Case | 2033 | 3 | 42 | SHF-01_Coal | 3.4415
TVA Base Case | 2033 | 4 | 42 | SHF-01_Coal | 3.4508
TVA Base Case | 2033 | 5 | 42 | SHF-01_Coal | 3.4601
TVA Base Case | 2033 | 6 | 42 | SHF-01_Coal | 3.4694
TVA Base Case | 2033 | 7 | 42 | SHF-01_Coal | 3.4786
TVA Base Case | 2033 | 8 | 42 | SHF-01_Coal | 3.4856
TVA Base Case | 2033 | 9 | 42 | SHF-01_Coal | 3.4926
TVA Base Case | 2033 | 10 | 42 | SHF-01_Coal | 3.4996
TVA Base Case | 2033 | 11 | 42 | SHF-01_Coal | 3.5066
TVA Base Case | 2033 | 12 | 42 | SHF-01_Coal | 3.5136
TVA Base Case | 2034 | 1 | 42 | SHF-01_Coal | 3.5206
TVA Base Case | 2034 | 2 | 42 | SHF-01_Coal | 3.5276
TVA Base Case | 2034 | 3 | 42 | SHF-01_Coal | 3.5346
TVA Base Case | 2034 | 4 | 42 | SHF-01_Coal | 3.5416
TVA Base Case | 2034 | 5 | 42 | SHF-01_Coal | 3.5486
TVA Base Case | 2034 | 6 | 42 | SHF-01_Coal | 3.5556
TVA Base Case | 2034 | 7 | 42 | SHF-01_Coal | 3.5626
TVA Base Case | 2034 | 8 | 42 | SHF-01_Coal | 3.5697
TVA Base Case | 2034 | 9 | 42 | SHF-01_Coal | 3.5767
TVA Base Case | 2034 | 10 | 42 | SHF-01_Coal | 3.5838
TVA Base Case | 2034 | 11 | 42 | SHF-01_Coal | 3.5908
TVA Base Case | 2034 | 12 | 42 | SHF-01_Coal | 3.5979
TVA Base Case | 2035 | 1 | 42 | SHF-01_Coal | 3.6049
TVA Base Case | 2035 | 2 | 42 | SHF-01_Coal | 3.612
TVA Base Case | 2035 | 3 | 42 | SHF-01_Coal | 3.6191
TVA Base Case | 2035 | 4 | 42 | SHF-01_Coal | 3.6261
TVA Base Case | 2035 | 5 | 42 | SHF-01_Coal | 3.6332
TVA Base Case | 2035 | 6 | 42 | SHF-01_Coal | 3.6403
TVA Base Case | 2035 | 7 | 42 | SHF-01_Coal | 3.6474
TVA Base Case | 2035 | 8 | 42 | SHF-01_Coal | 3.6545
TVA Base Case | 2035 | 9 | 42 | SHF-01_Coal | 3.6616
TVA Base Case | 2035 | 10 | 42 | SHF-01_Coal | 3.6687
TVA Base Case | 2035 | 11 | 42 | SHF-01_Coal | 3.6758
TVA Base Case | 2035 | 12 | 42 | SHF-01_Coal | 3.6829
TVA Base Case | 2014 | 1 | 73 | Southaven_Gas | 4.6704
TVA Base Case | 2014 | 2 | 73 | Southaven_Gas | 4.6704
TVA Base Case | 2014 | 3 | 73 | Southaven_Gas | 4.6704
TVA Base Case | 2014 | 4 | 73 | Southaven_Gas | 4.4187
TVA Base Case | 2014 | 5 | 73 | Southaven_Gas | 4.4126
TVA Base Case | 2014 | 6 | 73 | Southaven_Gas | 4.4339
TVA Base Case | 2014 | 7 | 73 | Southaven_Gas | 4.4897
TVA Base Case | 2014 | 8 | 73 | Southaven_Gas | 4.4801
TVA Base Case | 2014 | 9 | 73 | Southaven_Gas | 4.4364
TVA Base Case | 2014 | 10 | 73 | Southaven_Gas | 4.4369
TVA Base Case | 2014 | 11 | 73 | Southaven_Gas | 4.4978
TVA Base Case | 2014 | 12 | 73 | Southaven_Gas | 4.612
TVA Base Case | 2015 | 1 | 73 | Southaven_Gas | 2.73
TVA Base Case | 2015 | 2 | 73 | Southaven_Gas | 2.73
TVA Base Case | 2015 | 3 | 73 | Southaven_Gas | 2.73
TVA Base Case | 2015 | 4 | 73 | Southaven_Gas | 2.7118
TVA Base Case | 2015 | 5 | 73 | Southaven_Gas | 2.7179
TVA Base Case | 2015 | 6 | 73 | Southaven_Gas | 2.79
TVA Base Case | 2015 | 7 | 73 | Southaven_Gas | 2.827
TVA Base Case | 2015 | 8 | 73 | Southaven_Gas | 2.8585
TVA Base Case | 2015 | 9 | 73 | Southaven_Gas | 2.8331
TVA Base Case | 2015 | 10 | 73 | Southaven_Gas | 2.8341
TVA Base Case | 2015 | 11 | 73 | Southaven_Gas | 2.9554
TVA Base Case | 2015 | 12 | 73 | Southaven_Gas | 3.1147
TVA Base Case | 2016 | 1 | 73 | Southaven_Gas | 3.2281
TVA Base Case | 2016 | 2 | 73 | Southaven_Gas | 3.1974
TVA Base Case | 2016 | 3 | 73 | Southaven_Gas | 3.1827
TVA Base Case | 2016 | 4 | 73 | Southaven_Gas | 3.0117
TVA Base Case | 2016 | 5 | 73 | Southaven_Gas | 3.0228
TVA Base Case | 2016 | 6 | 73 | Southaven_Gas | 3.0954
TVA Base Case | 2016 | 7 | 73 | Southaven_Gas | 3.135
TVA Base Case | 2016 | 8 | 73 | Southaven_Gas | 3.1456
TVA Base Case | 2016 | 9 | 73 | Southaven_Gas | 3.1274
TVA Base Case | 2016 | 10 | 73 | Southaven_Gas | 3.1497
TVA Base Case | 2016 | 11 | 73 | Southaven_Gas | 3.2223
TVA Base Case | 2016 | 12 | 73 | Southaven_Gas | 3.3999
TVA Base Case | 2017 | 1 | 73 | Southaven_Gas | 3.528
TVA Base Case | 2017 | 2 | 73 | Southaven_Gas | 3.5261
TVA Base Case | 2017 | 3 | 73 | Southaven_Gas | 3.4724
TVA Base Case | 2017 | 4 | 73 | Southaven_Gas | 3.2592
TVA Base Case | 2017 | 5 | 73 | Southaven_Gas | 3.2648
TVA Base Case | 2017 | 6 | 73 | Southaven_Gas | 3.3085
TVA Base Case | 2017 | 7 | 73 | Southaven_Gas | 3.3501
TVA Base Case | 2017 | 8 | 73 | Southaven_Gas | 3.3612
TVA Base Case | 2017 | 9 | 73 | Southaven_Gas | 3.3465
TVA Base Case | 2017 | 10 | 73 | Southaven_Gas | 3.3663
TVA Base Case | 2017 | 11 | 73 | Southaven_Gas | 3.4287
TVA Base Case | 2017 | 12 | 73 | Southaven_Gas | 3.5901
TVA Base Case | 2018 | 1 | 73 | Southaven_Gas | 3.7421
TVA Base Case | 2018 | 2 | 73 | Southaven_Gas | 3.7301
TVA Base Case | 2018 | 3 | 73 | Southaven_Gas | 3.6662
TVA Base Case | 2018 | 4 | 73 | Southaven_Gas | 3.3476
TVA Base Case | 2018 | 5 | 73 | Southaven_Gas | 3.3502
TVA Base Case | 2018 | 6 | 73 | Southaven_Gas | 3.3889
TVA Base Case | 2018 | 7 | 73 | Southaven_Gas | 3.4553
TVA Base Case | 2018 | 8 | 73 | Southaven_Gas | 3.4788
TVA Base Case | 2018 | 9 | 73 | Southaven_Gas | 3.4706
TVA Base Case | 2018 | 10 | 73 | Southaven_Gas | 3.4974
TVA Base Case | 2018 | 11 | 73 | Southaven_Gas | 3.5966
TVA Base Case | 2018 | 12 | 73 | Southaven_Gas | 3.732
TVA Base Case | 2019 | 1 | 73 | Southaven_Gas | 4.0488
TVA Base Case | 2019 | 2 | 73 | Southaven_Gas | 4.0215
TVA Base Case | 2019 | 3 | 73 | Southaven_Gas | 3.7738
TVA Base Case | 2019 | 4 | 73 | Southaven_Gas | 3.5645
TVA Base Case | 2019 | 5 | 73 | Southaven_Gas | 3.5916
TVA Base Case | 2019 | 6 | 73 | Southaven_Gas | 3.6566
TVA Base Case | 2019 | 7 | 73 | Southaven_Gas | 3.8173
TVA Base Case | 2019 | 8 | 73 | Southaven_Gas | 3.8544
TVA Base Case | 2019 | 9 | 73 | Southaven_Gas | 3.8013
TVA Base Case | 2019 | 10 | 73 | Southaven_Gas | 3.8288
TVA Base Case | 2019 | 11 | 73 | Southaven_Gas | 3.8946
TVA Base Case | 2019 | 12 | 73 | Southaven_Gas | 4.0385
TVA Base Case | 2020 | 1 | 73 | Southaven_Gas | 4.377
TVA Base Case | 2020 | 2 | 73 | Southaven_Gas | 4.1571
TVA Base Case | 2020 | 3 | 73 | Southaven_Gas | 3.9442
TVA Base Case | 2020 | 4 | 73 | Southaven_Gas | 3.8661
TVA Base Case | 2020 | 5 | 73 | Southaven_Gas | 3.9415
TVA Base Case | 2020 | 6 | 73 | Southaven_Gas | 4.0115
TVA Base Case | 2020 | 7 | 73 | Southaven_Gas | 4.269
TVA Base Case | 2020 | 8 | 73 | Southaven_Gas | 4.2913
TVA Base Case | 2020 | 9 | 73 | Southaven_Gas | 4.1433
TVA Base Case | 2020 | 10 | 73 | Southaven_Gas | 4.1646
TVA Base Case | 2020 | 11 | 73 | Southaven_Gas | 4.2416
TVA Base Case | 2020 | 12 | 73 | Southaven_Gas | 4.3673
TVA Base Case | 2021 | 1 | 73 | Southaven_Gas | 4.6269
TVA Base Case | 2021 | 2 | 73 | Southaven_Gas | 4.5955
TVA Base Case | 2021 | 3 | 73 | Southaven_Gas | 4.2062
TVA Base Case | 2021 | 4 | 73 | Southaven_Gas | 4.0697
TVA Base Case | 2021 | 5 | 73 | Southaven_Gas | 4.1405
TVA Base Case | 2021 | 6 | 73 | Southaven_Gas | 4.2453
TVA Base Case | 2021 | 7 | 73 | Southaven_Gas | 4.4753
TVA Base Case | 2021 | 8 | 73 | Southaven_Gas | 4.5094
TVA Base Case | 2021 | 9 | 73 | Southaven_Gas | 4.3566
TVA Base Case | 2021 | 10 | 73 | Southaven_Gas | 4.3883
TVA Base Case | 2021 | 11 | 73 | Southaven_Gas | 4.5008
TVA Base Case | 2021 | 12 | 73 | Southaven_Gas | 4.5967
TVA Base Case | 2022 | 1 | 73 | Southaven_Gas | 5.1875
TVA Base Case | 2022 | 2 | 73 | Southaven_Gas | 5.0747
TVA Base Case | 2022 | 3 | 73 | Southaven_Gas | 4.7022
TVA Base Case | 2022 | 4 | 73 | Southaven_Gas | 4.55
TVA Base Case | 2022 | 5 | 73 | Southaven_Gas | 4.6471
TVA Base Case | 2022 | 6 | 73 | Southaven_Gas | 4.7167
TVA Base Case | 2022 | 7 | 73 | Southaven_Gas | 4.9066
TVA Base Case | 2022 | 8 | 73 | Southaven_Gas | 4.9414
TVA Base Case | 2022 | 9 | 73 | Southaven_Gas | 4.8413
TVA Base Case | 2022 | 10 | 73 | Southaven_Gas | 4.8761
TVA Base Case | 2022 | 11 | 73 | Southaven_Gas | 5.0472
TVA Base Case | 2022 | 12 | 73 | Southaven_Gas | 5.1211
TVA Base Case | 2023 | 1 | 73 | Southaven_Gas | 5.5187
TVA Base Case | 2023 | 2 | 73 | Southaven_Gas | 5.4396
TVA Base Case | 2023 | 3 | 73 | Southaven_Gas | 5.0831
TVA Base Case | 2023 | 4 | 73 | Southaven_Gas | 4.9294
TVA Base Case | 2023 | 5 | 73 | Southaven_Gas | 5.0392
TVA Base Case | 2023 | 6 | 73 | Southaven_Gas | 5.1
TVA Base Case | 2023 | 7 | 73 | Southaven_Gas | 5.2199
TVA Base Case | 2023 | 8 | 73 | Southaven_Gas | 5.2436
TVA Base Case | 2023 | 9 | 73 | Southaven_Gas | 5.1558
TVA Base Case | 2023 | 10 | 73 | Southaven_Gas | 5.1794
TVA Base Case | 2023 | 11 | 73 | Southaven_Gas | 5.3636
TVA Base Case | 2023 | 12 | 73 | Southaven_Gas | 5.4514
TVA Base Case | 2024 | 1 | 73 | Southaven_Gas | 5.7765
TVA Base Case | 2024 | 2 | 73 | Southaven_Gas | 5.5756
TVA Base Case | 2024 | 3 | 73 | Southaven_Gas | 5.2742
TVA Base Case | 2024 | 4 | 73 | Southaven_Gas | 5.1377
TVA Base Case | 2024 | 5 | 73 | Southaven_Gas | 5.2158
TVA Base Case | 2024 | 6 | 73 | Southaven_Gas | 5.2862
TVA Base Case | 2024 | 7 | 73 | Southaven_Gas | 5.5795
TVA Base Case | 2024 | 8 | 73 | Southaven_Gas | 5.6156
TVA Base Case | 2024 | 9 | 73 | Southaven_Gas | 5.4772
TVA Base Case | 2024 | 10 | 73 | Southaven_Gas | 5.5134
TVA Base Case | 2024 | 11 | 73 | Southaven_Gas | 5.62
TVA Base Case | 2024 | 12 | 73 | Southaven_Gas | 5.7324
TVA Base Case | 2025 | 1 | 73 | Southaven_Gas | 6.1182
TVA Base Case | 2025 | 2 | 73 | Southaven_Gas | 6.0121
TVA Base Case | 2025 | 3 | 73 | Southaven_Gas | 5.5796
TVA Base Case | 2025 | 4 | 73 | Southaven_Gas | 5.4075
TVA Base Case | 2025 | 5 | 73 | Southaven_Gas | 5.4812
TVA Base Case | 2025 | 6 | 73 | Southaven_Gas | 5.555
TVA Base Case | 2025 | 7 | 73 | Southaven_Gas | 5.8443
TVA Base Case | 2025 | 8 | 73 | Southaven_Gas | 5.8812
TVA Base Case | 2025 | 9 | 73 | Southaven_Gas | 5.7517
TVA Base Case | 2025 | 10 | 73 | Southaven_Gas | 5.7763
TVA Base Case | 2025 | 11 | 73 | Southaven_Gas | 5.9217
TVA Base Case | 2025 | 12 | 73 | Southaven_Gas | 6.0714
TVA Base Case | 2026 | 1 | 73 | Southaven_Gas | 6.3311
TVA Base Case | 2026 | 2 | 73 | Southaven_Gas | 6.1958
TVA Base Case | 2026 | 3 | 73 | Southaven_Gas | 5.7068
TVA Base Case | 2026 | 4 | 73 | Southaven_Gas | 5.5689
TVA Base Case | 2026 | 5 | 73 | Southaven_Gas | 5.6442
TVA Base Case | 2026 | 6 | 73 | Southaven_Gas | 5.757
TVA Base Case | 2026 | 7 | 73 | Southaven_Gas | 6.0251
TVA Base Case | 2026 | 8 | 73 | Southaven_Gas | 6.0275
TVA Base Case | 2026 | 9 | 73 | Southaven_Gas | 5.8824
TVA Base Case | 2026 | 10 | 73 | Southaven_Gas | 5.9176
TVA Base Case | 2026 | 11 | 73 | Southaven_Gas | 6.0782
TVA Base Case | 2026 | 12 | 73 | Southaven_Gas | 6.2108
TVA Base Case | 2027 | 1 | 73 | Southaven_Gas | 6.6037
TVA Base Case | 2027 | 2 | 73 | Southaven_Gas | 6.5145
TVA Base Case | 2027 | 3 | 73 | Southaven_Gas | 6.0798
TVA Base Case | 2027 | 4 | 73 | Southaven_Gas | 5.8827
TVA Base Case | 2027 | 5 | 73 | Southaven_Gas | 5.9647
TVA Base Case | 2027 | 6 | 73 | Southaven_Gas | 6.0824
TVA Base Case | 2027 | 7 | 73 | Southaven_Gas | 6.369
TVA Base Case | 2027 | 8 | 73 | Southaven_Gas | 6.3972
TVA Base Case | 2027 | 9 | 73 | Southaven_Gas | 6.2204
TVA Base Case | 2027 | 10 | 73 | Southaven_Gas | 6.2407
TVA Base Case | 2027 | 11 | 73 | Southaven_Gas | 6.4095
TVA Base Case | 2027 | 12 | 73 | Southaven_Gas | 6.5427
TVA Base Case | 2028 | 1 | 73 | Southaven_Gas | 7.0935
TVA Base Case | 2028 | 2 | 73 | Southaven_Gas | 6.7446
TVA Base Case | 2028 | 3 | 73 | Southaven_Gas | 6.439
TVA Base Case | 2028 | 4 | 73 | Southaven_Gas | 6.2536
TVA Base Case | 2028 | 5 | 73 | Southaven_Gas | 6.3347
TVA Base Case | 2028 | 6 | 73 | Southaven_Gas | 6.4709
TVA Base Case | 2028 | 7 | 73 | Southaven_Gas | 6.6882
TVA Base Case | 2028 | 8 | 73 | Southaven_Gas | 6.7273
TVA Base Case | 2028 | 9 | 73 | Southaven_Gas | 6.5303
TVA Base Case | 2028 | 10 | 73 | Southaven_Gas | 6.5665
TVA Base Case | 2028 | 11 | 73 | Southaven_Gas | 6.762
TVA Base Case | 2028 | 12 | 73 | Southaven_Gas | 6.862
TVA Base Case | 2029 | 1 | 73 | Southaven_Gas | 7.3547
TVA Base Case | 2029 | 2 | 73 | Southaven_Gas | 7.2284
TVA Base Case | 2029 | 3 | 73 | Southaven_Gas | 6.6637
TVA Base Case | 2029 | 4 | 73 | Southaven_Gas | 6.4111
TVA Base Case | 2029 | 5 | 73 | Southaven_Gas | 6.4909
TVA Base Case | 2029 | 6 | 73 | Southaven_Gas | 6.6168
TVA Base Case | 2029 | 7 | 73 | Southaven_Gas | 6.9985
TVA Base Case | 2029 | 8 | 73 | Southaven_Gas | 7.0517
TVA Base Case | 2029 | 9 | 73 | Southaven_Gas | 6.8397
TVA Base Case | 2029 | 10 | 73 | Southaven_Gas | 6.8764
TVA Base Case | 2029 | 11 | 73 | Southaven_Gas | 6.9796
TVA Base Case | 2029 | 12 | 73 | Southaven_Gas | 7.1353
TVA Base Case | 2030 | 1 | 73 | Southaven_Gas | 7.5519
TVA Base Case | 2030 | 2 | 73 | Southaven_Gas | 7.4166
TVA Base Case | 2030 | 3 | 73 | Southaven_Gas | 6.7998
TVA Base Case | 2030 | 4 | 73 | Southaven_Gas | 6.6235
TVA Base Case | 2030 | 5 | 73 | Southaven_Gas | 6.7354
TVA Base Case | 2030 | 6 | 73 | Southaven_Gas | 6.8507
TVA Base Case | 2030 | 7 | 73 | Southaven_Gas | 7.2642
TVA Base Case | 2030 | 8 | 73 | Southaven_Gas | 7.2947
TVA Base Case | 2030 | 9 | 73 | Southaven_Gas | 7.0743
TVA Base Case | 2030 | 10 | 73 | Southaven_Gas | 7.098
TVA Base Case | 2030 | 11 | 73 | Southaven_Gas | 7.2437
TVA Base Case | 2030 | 12 | 73 | Southaven_Gas | 7.4302
TVA Base Case | 2031 | 1 | 73 | Southaven_Gas | 7.8579
TVA Base Case | 2031 | 2 | 73 | Southaven_Gas | 7.7338
TVA Base Case | 2031 | 3 | 73 | Southaven_Gas | 7.1496
TVA Base Case | 2031 | 4 | 73 | Southaven_Gas | 6.9422
TVA Base Case | 2031 | 5 | 73 | Southaven_Gas | 6.9938
TVA Base Case | 2031 | 6 | 73 | Southaven_Gas | 7.1569
TVA Base Case | 2031 | 7 | 73 | Southaven_Gas | 7.5688
TVA Base Case | 2031 | 8 | 73 | Southaven_Gas | 7.6103
TVA Base Case | 2031 | 9 | 73 | Southaven_Gas | 7.3845
TVA Base Case | 2031 | 10 | 73 | Southaven_Gas | 7.4085
TVA Base Case | 2031 | 11 | 73 | Southaven_Gas | 7.5467
TVA Base Case | 2031 | 12 | 73 | Southaven_Gas | 7.7237
TVA Base Case | 2032 | 1 | 73 | Southaven_Gas | 8.173
TVA Base Case | 2032 | 2 | 73 | Southaven_Gas | 7.8068
TVA Base Case | 2032 | 3 | 73 | Southaven_Gas | 7.4645
TVA Base Case | 2032 | 4 | 73 | Southaven_Gas | 7.2954
TVA Base Case | 2032 | 5 | 73 | Southaven_Gas | 7.3518
TVA Base Case | 2032 | 6 | 73 | Southaven_Gas | 7.5469
TVA Base Case | 2032 | 7 | 73 | Southaven_Gas | 7.8971
TVA Base Case | 2032 | 8 | 73 | Southaven_Gas | 7.9393
TVA Base Case | 2032 | 9 | 73 | Southaven_Gas | 7.6376
TVA Base Case | 2032 | 10 | 73 | Southaven_Gas | 7.672
TVA Base Case | 2032 | 11 | 73 | Southaven_Gas | 7.8874
TVA Base Case | 2032 | 12 | 73 | Southaven_Gas | 8.0323
TVA Base Case | 2033 | 1 | 73 | Southaven_Gas | 8.5446
TVA Base Case | 2033 | 2 | 73 | Southaven_Gas | 8.315
TVA Base Case | 2033 | 3 | 73 | Southaven_Gas | 7.7789
TVA Base Case | 2033 | 4 | 73 | Southaven_Gas | 7.5549
TVA Base Case | 2033 | 5 | 73 | Southaven_Gas | 7.6352
TVA Base Case | 2033 | 6 | 73 | Southaven_Gas | 7.8491
TVA Base Case | 2033 | 7 | 73 | Southaven_Gas | 8.2643
TVA Base Case | 2033 | 8 | 73 | Southaven_Gas | 8.3218
TVA Base Case | 2033 | 9 | 73 | Southaven_Gas | 7.9802
TVA Base Case | 2033 | 10 | 73 | Southaven_Gas | 8.0047
TVA Base Case | 2033 | 11 | 73 | Southaven_Gas | 8.2245
TVA Base Case | 2033 | 12 | 73 | Southaven_Gas | 8.3581
TVA Base Case | 2034 | 1 | 73 | Southaven_Gas | 8.8942
TVA Base Case | 2034 | 2 | 73 | Southaven_Gas | 8.5823
TVA Base Case | 2034 | 3 | 73 | Southaven_Gas | 8.0591
TVA Base Case | 2034 | 4 | 73 | Southaven_Gas | 7.8596
TVA Base Case | 2034 | 5 | 73 | Southaven_Gas | 8.0152
TVA Base Case | 2034 | 6 | 73 | Southaven_Gas | 8.19
TVA Base Case | 2034 | 7 | 73 | Southaven_Gas | 8.5992
TVA Base Case | 2034 | 8 | 73 | Southaven_Gas | 8.6432
TVA Base Case | 2034 | 9 | 73 | Southaven_Gas | 8.235
TVA Base Case | 2034 | 10 | 73 | Southaven_Gas | 8.2598
TVA Base Case | 2034 | 11 | 73 | Southaven_Gas | 8.4943
TVA Base Case | 2034 | 12 | 73 | Southaven_Gas | 8.6161
TVA Base Case | 2035 | 1 | 73 | Southaven_Gas | 9.0749
TVA Base Case | 2035 | 2 | 73 | Southaven_Gas | 8.9209
TVA Base Case | 2035 | 3 | 73 | Southaven_Gas | 8.298
TVA Base Case | 2035 | 4 | 73 | Southaven_Gas | 8.0792
TVA Base Case | 2035 | 5 | 73 | Southaven_Gas | 8.1934
TVA Base Case | 2035 | 6 | 73 | Southaven_Gas | 8.3872
TVA Base Case | 2035 | 7 | 73 | Southaven_Gas | 8.9994
TVA Base Case | 2035 | 8 | 73 | Southaven_Gas | 9.0592
TVA Base Case | 2035 | 9 | 73 | Southaven_Gas | 8.6119
TVA Base Case | 2035 | 10 | 73 | Southaven_Gas | 8.6071
TVA Base Case | 2035 | 11 | 73 | Southaven_Gas | 8.7117
TVA Base Case | 2035 | 12 | 73 | Southaven_Gas | 8.8809
TVA Base Case | 2014 | 1 | 75 | SuezChoctaw_Gas | 0
TVA Base Case | 2014 | 2 | 75 | SuezChoctaw_Gas | 0
TVA Base Case | 2014 | 3 | 75 | SuezChoctaw_Gas | 0
TVA Base Case | 2014 | 4 | 75 | SuezChoctaw_Gas | 0
TVA Base Case | 2014 | 5 | 75 | SuezChoctaw_Gas | 0
TVA Base Case | 2014 | 6 | 75 | SuezChoctaw_Gas | 0
TVA Base Case | 2014 | 7 | 75 | SuezChoctaw_Gas | 0
TVA Base Case | 2014 | 8 | 75 | SuezChoctaw_Gas | 0
TVA Base Case | 2014 | 9 | 75 | SuezChoctaw_Gas | 0
TVA Base Case | 2014 | 10 | 75 | SuezChoctaw_Gas | 0
TVA Base Case | 2014 | 11 | 75 | SuezChoctaw_Gas | 0
TVA Base Case | 2014 | 12 | 75 | SuezChoctaw_Gas | 0
TVA Base Case | 2015 | 1 | 75 | SuezChoctaw_Gas | 2.74
TVA Base Case | 2015 | 2 | 75 | SuezChoctaw_Gas | 2.74
TVA Base Case | 2015 | 3 | 75 | SuezChoctaw_Gas | 2.74
TVA Base Case | 2015 | 4 | 75 | SuezChoctaw_Gas | 2.7679
TVA Base Case | 2015 | 5 | 75 | SuezChoctaw_Gas | 2.7948
TVA Base Case | 2015 | 6 | 75 | SuezChoctaw_Gas | 2.8011
TVA Base Case | 2015 | 7 | 75 | SuezChoctaw_Gas | 2.8519
TVA Base Case | 2015 | 8 | 75 | SuezChoctaw_Gas | 2.8737
TVA Base Case | 2015 | 9 | 75 | SuezChoctaw_Gas | 2.8944
TVA Base Case | 2015 | 10 | 75 | SuezChoctaw_Gas | 2.9188
TVA Base Case | 2015 | 11 | 75 | SuezChoctaw_Gas | 3.1388
TVA Base Case | 2015 | 12 | 75 | SuezChoctaw_Gas | 3.3016
TVA Base Case | 2016 | 1 | 75 | SuezChoctaw_Gas | 3.4337
TVA Base Case | 2016 | 2 | 75 | SuezChoctaw_Gas | 3.4176
TVA Base Case | 2016 | 3 | 75 | SuezChoctaw_Gas | 3.2832
TVA Base Case | 2016 | 4 | 75 | SuezChoctaw_Gas | 3.1395
TVA Base Case | 2016 | 5 | 75 | SuezChoctaw_Gas | 3.1354
TVA Base Case | 2016 | 6 | 75 | SuezChoctaw_Gas | 3.1344
TVA Base Case | 2016 | 7 | 75 | SuezChoctaw_Gas | 3.1748
TVA Base Case | 2016 | 8 | 75 | SuezChoctaw_Gas | 3.1831
TVA Base Case | 2016 | 9 | 75 | SuezChoctaw_Gas | 3.2007
TVA Base Case | 2016 | 10 | 75 | SuezChoctaw_Gas | 3.2262
TVA Base Case | 2016 | 11 | 75 | SuezChoctaw_Gas | 3.4041
TVA Base Case | 2016 | 12 | 75 | SuezChoctaw_Gas | 3.5908
TVA Base Case | 2017 | 1 | 75 | SuezChoctaw_Gas | 3.7716
TVA Base Case | 2017 | 2 | 75 | SuezChoctaw_Gas | 3.7565
TVA Base Case | 2017 | 3 | 75 | SuezChoctaw_Gas | 3.6108
TVA Base Case | 2017 | 4 | 75 | SuezChoctaw_Gas | 3.3566
TVA Base Case | 2017 | 5 | 75 | SuezChoctaw_Gas | 3.3545
TVA Base Case | 2017 | 6 | 75 | SuezChoctaw_Gas | 3.3576
TVA Base Case | 2017 | 7 | 75 | SuezChoctaw_Gas | 3.4002
TVA Base Case | 2017 | 8 | 75 | SuezChoctaw_Gas | 3.4116
TVA Base Case | 2017 | 9 | 75 | SuezChoctaw_Gas | 3.4303
TVA Base Case | 2017 | 10 | 75 | SuezChoctaw_Gas | 3.4557
TVA Base Case | 2017 | 11 | 75 | SuezChoctaw_Gas | 3.6206
TVA Base Case | 2017 | 12 | 75 | SuezChoctaw_Gas | 3.796
TVA Base Case | 2018 | 1 | 75 | SuezChoctaw_Gas | 3.9648
TVA Base Case | 2018 | 2 | 75 | SuezChoctaw_Gas | 3.9394
TVA Base Case | 2018 | 3 | 75 | SuezChoctaw_Gas | 3.7833
TVA Base Case | 2018 | 4 | 75 | SuezChoctaw_Gas | 3.454
TVA Base Case | 2018 | 5 | 75 | SuezChoctaw_Gas | 3.4554
TVA Base Case | 2018 | 6 | 75 | SuezChoctaw_Gas | 3.4599
TVA Base Case | 2018 | 7 | 75 | SuezChoctaw_Gas | 3.5351
TVA Base Case | 2018 | 8 | 75 | SuezChoctaw_Gas | 3.5653
TVA Base Case | 2018 | 9 | 75 | SuezChoctaw_Gas | 3.5887
TVA Base Case | 2018 | 10 | 75 | SuezChoctaw_Gas | 3.6265
TVA Base Case | 2018 | 11 | 75 | SuezChoctaw_Gas | 3.7869
TVA Base Case | 2018 | 12 | 75 | SuezChoctaw_Gas | 3.937
TVA Base Case | 2019 | 1 | 75 | SuezChoctaw_Gas | 4.244
TVA Base Case | 2019 | 2 | 75 | SuezChoctaw_Gas | 4.2208
TVA Base Case | 2019 | 3 | 75 | SuezChoctaw_Gas | 3.9253
TVA Base Case | 2019 | 4 | 75 | SuezChoctaw_Gas | 3.7209
TVA Base Case | 2019 | 5 | 75 | SuezChoctaw_Gas | 3.7532
TVA Base Case | 2019 | 6 | 75 | SuezChoctaw_Gas | 3.8366
TVA Base Case | 2019 | 7 | 75 | SuezChoctaw_Gas | 4.015
TVA Base Case | 2019 | 8 | 75 | SuezChoctaw_Gas | 4.0608
TVA Base Case | 2019 | 9 | 75 | SuezChoctaw_Gas | 3.9858
TVA Base Case | 2019 | 10 | 75 | SuezChoctaw_Gas | 4.0106
TVA Base Case | 2019 | 11 | 75 | SuezChoctaw_Gas | 4.0986
TVA Base Case | 2019 | 12 | 75 | SuezChoctaw_Gas | 4.2552
TVA Base Case | 2020 | 1 | 75 | SuezChoctaw_Gas | 4.6031
TVA Base Case | 2020 | 2 | 75 | SuezChoctaw_Gas | 4.3794
TVA Base Case | 2020 | 3 | 75 | SuezChoctaw_Gas | 4.1596
TVA Base Case | 2020 | 4 | 75 | SuezChoctaw_Gas | 4.0753
TVA Base Case | 2020 | 5 | 75 | SuezChoctaw_Gas | 4.1733
TVA Base Case | 2020 | 6 | 75 | SuezChoctaw_Gas | 4.2656
TVA Base Case | 2020 | 7 | 75 | SuezChoctaw_Gas | 4.529
TVA Base Case | 2020 | 8 | 75 | SuezChoctaw_Gas | 4.5519
TVA Base Case | 2020 | 9 | 75 | SuezChoctaw_Gas | 4.3797
TVA Base Case | 2020 | 10 | 75 | SuezChoctaw_Gas | 4.3911
TVA Base Case | 2020 | 11 | 75 | SuezChoctaw_Gas | 4.4595
TVA Base Case | 2020 | 12 | 75 | SuezChoctaw_Gas | 4.5985
TVA Base Case | 2021 | 1 | 75 | SuezChoctaw_Gas | 4.8332
TVA Base Case | 2021 | 2 | 75 | SuezChoctaw_Gas | 4.8216
TVA Base Case | 2021 | 3 | 75 | SuezChoctaw_Gas | 4.4129
TVA Base Case | 2021 | 4 | 75 | SuezChoctaw_Gas | 4.2836
TVA Base Case | 2021 | 5 | 75 | SuezChoctaw_Gas | 4.3767
TVA Base Case | 2021 | 6 | 75 | SuezChoctaw_Gas | 4.5047
TVA Base Case | 2021 | 7 | 75 | SuezChoctaw_Gas | 4.7505
TVA Base Case | 2021 | 8 | 75 | SuezChoctaw_Gas | 4.7854
TVA Base Case | 2021 | 9 | 75 | SuezChoctaw_Gas | 4.5979
TVA Base Case | 2021 | 10 | 75 | SuezChoctaw_Gas | 4.6095
TVA Base Case | 2021 | 11 | 75 | SuezChoctaw_Gas | 4.7143
TVA Base Case | 2021 | 12 | 75 | SuezChoctaw_Gas | 4.8332
TVA Base Case | 2022 | 1 | 75 | SuezChoctaw_Gas | 5.4171
TVA Base Case | 2022 | 2 | 75 | SuezChoctaw_Gas | 5.3222
TVA Base Case | 2022 | 3 | 75 | SuezChoctaw_Gas | 4.941
TVA Base Case | 2022 | 4 | 75 | SuezChoctaw_Gas | 4.7956
TVA Base Case | 2022 | 5 | 75 | SuezChoctaw_Gas | 4.9261
TVA Base Case | 2022 | 6 | 75 | SuezChoctaw_Gas | 4.987
TVA Base Case | 2022 | 7 | 75 | SuezChoctaw_Gas | 5.1917
TVA Base Case | 2022 | 8 | 75 | SuezChoctaw_Gas | 5.2273
TVA Base Case | 2022 | 9 | 75 | SuezChoctaw_Gas | 5.1041
TVA Base Case | 2022 | 10 | 75 | SuezChoctaw_Gas | 5.1294
TVA Base Case | 2022 | 11 | 75 | SuezChoctaw_Gas | 5.2836
TVA Base Case | 2022 | 12 | 75 | SuezChoctaw_Gas | 5.3697
TVA Base Case | 2023 | 1 | 75 | SuezChoctaw_Gas | 5.7559
TVA Base Case | 2023 | 2 | 75 | SuezChoctaw_Gas | 5.6954
TVA Base Case | 2023 | 3 | 75 | SuezChoctaw_Gas | 5.3203
TVA Base Case | 2023 | 4 | 75 | SuezChoctaw_Gas | 5.1941
TVA Base Case | 2023 | 5 | 75 | SuezChoctaw_Gas | 5.3169
TVA Base Case | 2023 | 6 | 75 | SuezChoctaw_Gas | 5.3895
TVA Base Case | 2023 | 7 | 75 | SuezChoctaw_Gas | 5.5122
TVA Base Case | 2023 | 8 | 75 | SuezChoctaw_Gas | 5.5364
TVA Base Case | 2023 | 9 | 75 | SuezChoctaw_Gas | 5.4258
TVA Base Case | 2023 | 10 | 75 | SuezChoctaw_Gas | 5.45
TVA Base Case | 2023 | 11 | 75 | SuezChoctaw_Gas | 5.6073
TVA Base Case | 2023 | 12 | 75 | SuezChoctaw_Gas | 5.7075
TVA Base Case | 2024 | 1 | 75 | SuezChoctaw_Gas | 6.0092
TVA Base Case | 2024 | 2 | 75 | SuezChoctaw_Gas | 5.8345
TVA Base Case | 2024 | 3 | 75 | SuezChoctaw_Gas | 5.5261
TVA Base Case | 2024 | 4 | 75 | SuezChoctaw_Gas | 5.3864
TVA Base Case | 2024 | 5 | 75 | SuezChoctaw_Gas | 5.4975
TVA Base Case | 2024 | 6 | 75 | SuezChoctaw_Gas | 5.5488
TVA Base Case | 2024 | 7 | 75 | SuezChoctaw_Gas | 5.8696
TVA Base Case | 2024 | 8 | 75 | SuezChoctaw_Gas | 5.8962
TVA Base Case | 2024 | 9 | 75 | SuezChoctaw_Gas | 5.7442
TVA Base Case | 2024 | 10 | 75 | SuezChoctaw_Gas | 5.7813
TVA Base Case | 2024 | 11 | 75 | SuezChoctaw_Gas | 5.88
TVA Base Case | 2024 | 12 | 75 | SuezChoctaw_Gas | 5.9846
TVA Base Case | 2025 | 1 | 75 | SuezChoctaw_Gas | 6.3691
TVA Base Case | 2025 | 2 | 75 | SuezChoctaw_Gas | 6.2811
TVA Base Case | 2025 | 3 | 75 | SuezChoctaw_Gas | 5.8385
TVA Base Case | 2025 | 4 | 75 | SuezChoctaw_Gas | 5.6831
TVA Base Case | 2025 | 5 | 75 | SuezChoctaw_Gas | 5.7586
TVA Base Case | 2025 | 6 | 75 | SuezChoctaw_Gas | 5.8237
TVA Base Case | 2025 | 7 | 75 | SuezChoctaw_Gas | 6.1301
TVA Base Case | 2025 | 8 | 75 | SuezChoctaw_Gas | 6.1678
TVA Base Case | 2025 | 9 | 75 | SuezChoctaw_Gas | 6.0354
TVA Base Case | 2025 | 10 | 75 | SuezChoctaw_Gas | 6.0605
TVA Base Case | 2025 | 11 | 75 | SuezChoctaw_Gas | 6.1989
TVA Base Case | 2025 | 12 | 75 | SuezChoctaw_Gas | 6.3314
TVA Base Case | 2026 | 1 | 75 | SuezChoctaw_Gas | 6.5869
TVA Base Case | 2026 | 2 | 75 | SuezChoctaw_Gas | 6.4586
TVA Base Case | 2026 | 3 | 75 | SuezChoctaw_Gas | 5.9686
TVA Base Case | 2026 | 4 | 75 | SuezChoctaw_Gas | 5.8482
TVA Base Case | 2026 | 5 | 75 | SuezChoctaw_Gas | 5.9252
TVA Base Case | 2026 | 6 | 75 | SuezChoctaw_Gas | 6.0303
TVA Base Case | 2026 | 7 | 75 | SuezChoctaw_Gas | 6.3046
TVA Base Case | 2026 | 8 | 75 | SuezChoctaw_Gas | 6.3278
TVA Base Case | 2026 | 9 | 75 | SuezChoctaw_Gas | 6.1689
TVA Base Case | 2026 | 10 | 75 | SuezChoctaw_Gas | 6.1946
TVA Base Case | 2026 | 11 | 75 | SuezChoctaw_Gas | 6.3486
TVA Base Case | 2026 | 12 | 75 | SuezChoctaw_Gas | 6.4842
TVA Base Case | 2027 | 1 | 75 | SuezChoctaw_Gas | 6.8761
TVA Base Case | 2027 | 2 | 75 | SuezChoctaw_Gas | 6.7845
TVA Base Case | 2027 | 3 | 75 | SuezChoctaw_Gas | 6.3501
TVA Base Case | 2027 | 4 | 75 | SuezChoctaw_Gas | 6.1484
TVA Base Case | 2027 | 5 | 75 | SuezChoctaw_Gas | 6.2531
TVA Base Case | 2027 | 6 | 75 | SuezChoctaw_Gas | 6.3735
TVA Base Case | 2027 | 7 | 75 | SuezChoctaw_Gas | 6.6564
TVA Base Case | 2027 | 8 | 75 | SuezChoctaw_Gas | 6.6956
TVA Base Case | 2027 | 9 | 75 | SuezChoctaw_Gas | 6.5043
TVA Base Case | 2027 | 10 | 75 | SuezChoctaw_Gas | 6.5043
TVA Base Case | 2027 | 11 | 75 | SuezChoctaw_Gas | 6.6875
TVA Base Case | 2027 | 12 | 75 | SuezChoctaw_Gas | 6.8237
TVA Base Case | 2028 | 1 | 75 | SuezChoctaw_Gas | 7.3771
TVA Base Case | 2028 | 2 | 75 | SuezChoctaw_Gas | 7.0407
TVA Base Case | 2028 | 3 | 75 | SuezChoctaw_Gas | 6.7072
TVA Base Case | 2028 | 4 | 75 | SuezChoctaw_Gas | 6.5382
TVA Base Case | 2028 | 5 | 75 | SuezChoctaw_Gas | 6.6212
TVA Base Case | 2028 | 6 | 75 | SuezChoctaw_Gas | 6.7709
TVA Base Case | 2028 | 7 | 75 | SuezChoctaw_Gas | 7.0036
TVA Base Case | 2028 | 8 | 75 | SuezChoctaw_Gas | 7.0436
TVA Base Case | 2028 | 9 | 75 | SuezChoctaw_Gas | 6.8213
TVA Base Case | 2028 | 10 | 75 | SuezChoctaw_Gas | 6.848
TVA Base Case | 2028 | 11 | 75 | SuezChoctaw_Gas | 7.0481
TVA Base Case | 2028 | 12 | 75 | SuezChoctaw_Gas | 7.1503
TVA Base Case | 2029 | 1 | 75 | SuezChoctaw_Gas | 7.6339
TVA Base Case | 2029 | 2 | 75 | SuezChoctaw_Gas | 7.5251
TVA Base Case | 2029 | 3 | 75 | SuezChoctaw_Gas | 6.937
TVA Base Case | 2029 | 4 | 75 | SuezChoctaw_Gas | 6.7096
TVA Base Case | 2029 | 5 | 75 | SuezChoctaw_Gas | 6.7809
TVA Base Case | 2029 | 6 | 75 | SuezChoctaw_Gas | 6.9098
TVA Base Case | 2029 | 7 | 75 | SuezChoctaw_Gas | 7.3211
TVA Base Case | 2029 | 8 | 75 | SuezChoctaw_Gas | 7.3859
TVA Base Case | 2029 | 9 | 75 | SuezChoctaw_Gas | 7.1481
TVA Base Case | 2029 | 10 | 75 | SuezChoctaw_Gas | 7.1754
TVA Base Case | 2029 | 11 | 75 | SuezChoctaw_Gas | 7.2706
TVA Base Case | 2029 | 12 | 75 | SuezChoctaw_Gas | 7.4299
TVA Base Case | 2030 | 1 | 75 | SuezChoctaw_Gas | 7.8563
TVA Base Case | 2030 | 2 | 75 | SuezChoctaw_Gas | 7.7176
TVA Base Case | 2030 | 3 | 75 | SuezChoctaw_Gas | 7.0761
TVA Base Case | 2030 | 4 | 75 | SuezChoctaw_Gas | 6.9165
TVA Base Case | 2030 | 5 | 75 | SuezChoctaw_Gas | 7.0413
TVA Base Case | 2030 | 6 | 75 | SuezChoctaw_Gas | 7.1593
TVA Base Case | 2030 | 7 | 75 | SuezChoctaw_Gas | 7.6032
TVA Base Case | 2030 | 8 | 75 | SuezChoctaw_Gas | 7.6344
TVA Base Case | 2030 | 9 | 75 | SuezChoctaw_Gas | 7.3881
TVA Base Case | 2030 | 10 | 75 | SuezChoctaw_Gas | 7.402
TVA Base Case | 2030 | 11 | 75 | SuezChoctaw_Gas | 7.5407
TVA Base Case | 2030 | 12 | 75 | SuezChoctaw_Gas | 7.7315
TVA Base Case | 2031 | 1 | 75 | SuezChoctaw_Gas | 8.159
TVA Base Case | 2031 | 2 | 75 | SuezChoctaw_Gas | 8.0421
TVA Base Case | 2031 | 3 | 75 | SuezChoctaw_Gas | 7.4442
TVA Base Case | 2031 | 4 | 75 | SuezChoctaw_Gas | 7.2528
TVA Base Case | 2031 | 5 | 75 | SuezChoctaw_Gas | 7.2953
TVA Base Case | 2031 | 6 | 75 | SuezChoctaw_Gas | 7.4725
TVA Base Case | 2031 | 7 | 75 | SuezChoctaw_Gas | 7.9148
TVA Base Case | 2031 | 8 | 75 | SuezChoctaw_Gas | 7.9572
TVA Base Case | 2031 | 9 | 75 | SuezChoctaw_Gas | 7.7054
TVA Base Case | 2031 | 10 | 75 | SuezChoctaw_Gas | 7.7196
TVA Base Case | 2031 | 11 | 75 | SuezChoctaw_Gas | 7.861
TVA Base Case | 2031 | 12 | 75 | SuezChoctaw_Gas | 8.0421
TVA Base Case | 2032 | 1 | 75 | SuezChoctaw_Gas | 8.4812
TVA Base Case | 2032 | 2 | 75 | SuezChoctaw_Gas | 8.1166
TVA Base Case | 2032 | 3 | 75 | SuezChoctaw_Gas | 7.756
TVA Base Case | 2032 | 4 | 75 | SuezChoctaw_Gas | 7.6141
TVA Base Case | 2032 | 5 | 75 | SuezChoctaw_Gas | 7.6718
TVA Base Case | 2032 | 6 | 75 | SuezChoctaw_Gas | 7.8714
TVA Base Case | 2032 | 7 | 75 | SuezChoctaw_Gas | 8.2712
TVA Base Case | 2032 | 8 | 75 | SuezChoctaw_Gas | 8.2937
TVA Base Case | 2032 | 9 | 75 | SuezChoctaw_Gas | 7.9747
TVA Base Case | 2032 | 10 | 75 | SuezChoctaw_Gas | 7.9891
TVA Base Case | 2032 | 11 | 75 | SuezChoctaw_Gas | 8.2095
TVA Base Case | 2032 | 12 | 75 | SuezChoctaw_Gas | 8.3474
TVA Base Case | 2033 | 1 | 75 | SuezChoctaw_Gas | 8.8614
TVA Base Case | 2033 | 2 | 75 | SuezChoctaw_Gas | 8.6365
TVA Base Case | 2033 | 3 | 75 | SuezChoctaw_Gas | 8.088
TVA Base Case | 2033 | 4 | 75 | SuezChoctaw_Gas | 7.8691
TVA Base Case | 2033 | 5 | 75 | SuezChoctaw_Gas | 7.972
TVA Base Case | 2033 | 6 | 75 | SuezChoctaw_Gas | 8.1909
TVA Base Case | 2033 | 7 | 75 | SuezChoctaw_Gas | 8.6572
TVA Base Case | 2033 | 8 | 75 | SuezChoctaw_Gas | 8.6849
TVA Base Case | 2033 | 9 | 75 | SuezChoctaw_Gas | 8.3146
TVA Base Case | 2033 | 10 | 75 | SuezChoctaw_Gas | 8.3293
TVA Base Case | 2033 | 11 | 75 | SuezChoctaw_Gas | 8.5647
TVA Base Case | 2033 | 12 | 75 | SuezChoctaw_Gas | 8.6806
TVA Base Case | 2034 | 1 | 75 | SuezChoctaw_Gas | 9.219
TVA Base Case | 2034 | 2 | 75 | SuezChoctaw_Gas | 8.8995
TVA Base Case | 2034 | 3 | 75 | SuezChoctaw_Gas | 8.385
TVA Base Case | 2034 | 4 | 75 | SuezChoctaw_Gas | 8.1911
TVA Base Case | 2034 | 5 | 75 | SuezChoctaw_Gas | 8.3607
TVA Base Case | 2034 | 6 | 75 | SuezChoctaw_Gas | 8.5396
TVA Base Case | 2034 | 7 | 75 | SuezChoctaw_Gas | 9.0102
TVA Base Case | 2034 | 8 | 75 | SuezChoctaw_Gas | 9.0033
TVA Base Case | 2034 | 9 | 75 | SuezChoctaw_Gas | 8.5857
TVA Base Case | 2034 | 10 | 75 | SuezChoctaw_Gas | 8.6007
TVA Base Case | 2034 | 11 | 75 | SuezChoctaw_Gas | 8.8406
TVA Base Case | 2034 | 12 | 75 | SuezChoctaw_Gas | 8.9445
TVA Base Case | 2035 | 1 | 75 | SuezChoctaw_Gas | 9.4037
TVA Base Case | 2035 | 2 | 75 | SuezChoctaw_Gas | 9.2459
TVA Base Case | 2035 | 3 | 75 | SuezChoctaw_Gas | 8.6293
TVA Base Case | 2035 | 4 | 75 | SuezChoctaw_Gas | 8.4157
TVA Base Case | 2035 | 5 | 75 | SuezChoctaw_Gas | 8.543
TVA Base Case | 2035 | 6 | 75 | SuezChoctaw_Gas | 8.7412
TVA Base Case | 2035 | 7 | 75 | SuezChoctaw_Gas | 9.4196
TVA Base Case | 2035 | 8 | 75 | SuezChoctaw_Gas | 9.4289
TVA Base Case | 2035 | 9 | 75 | SuezChoctaw_Gas | 8.9681
TVA Base Case | 2035 | 10 | 75 | SuezChoctaw_Gas | 8.9528
TVA Base Case | 2035 | 11 | 75 | SuezChoctaw_Gas | 9.0598
TVA Base Case | 2035 | 12 | 75 | SuezChoctaw_Gas | 9.2122
TVA Base Case | 2014 | 1 | 60 | TN 160-Coal_Coal | 2.0196
TVA Base Case | 2014 | 2 | 60 | TN 160-Coal_Coal | 2.0196
TVA Base Case | 2014 | 3 | 60 | TN 160-Coal_Coal | 2.0196
TVA Base Case | 2014 | 4 | 60 | TN 160-Coal_Coal | 1.9781
TVA Base Case | 2014 | 5 | 60 | TN 160-Coal_Coal | 1.9781
TVA Base Case | 2014 | 6 | 60 | TN 160-Coal_Coal | 1.9782
TVA Base Case | 2014 | 7 | 60 | TN 160-Coal_Coal | 1.9571
TVA Base Case | 2014 | 8 | 60 | TN 160-Coal_Coal | 2.0382
TVA Base Case | 2014 | 9 | 60 | TN 160-Coal_Coal | 2.0383
TVA Base Case | 2014 | 10 | 60 | TN 160-Coal_Coal | 2.0378
TVA Base Case | 2014 | 11 | 60 | TN 160-Coal_Coal | 2.0379
TVA Base Case | 2014 | 12 | 60 | TN 160-Coal_Coal | 2.038
TVA Base Case | 2015 | 1 | 60 | TN 160-Coal_Coal | 3.21
TVA Base Case | 2015 | 2 | 60 | TN 160-Coal_Coal | 3.21
TVA Base Case | 2015 | 3 | 60 | TN 160-Coal_Coal | 3.21
TVA Base Case | 2015 | 4 | 60 | TN 160-Coal_Coal | 2.0461
TVA Base Case | 2015 | 5 | 60 | TN 160-Coal_Coal | 2.0472
TVA Base Case | 2015 | 6 | 60 | TN 160-Coal_Coal | 2.0662
TVA Base Case | 2015 | 7 | 60 | TN 160-Coal_Coal | 2.0783
TVA Base Case | 2015 | 8 | 60 | TN 160-Coal_Coal | 2.0788
TVA Base Case | 2015 | 9 | 60 | TN 160-Coal_Coal | 2.0792
TVA Base Case | 2015 | 10 | 60 | TN 160-Coal_Coal | 2.0913
TVA Base Case | 2015 | 11 | 60 | TN 160-Coal_Coal | 2.0917
TVA Base Case | 2015 | 12 | 60 | TN 160-Coal_Coal | 2.0922
TVA Base Case | 2016 | 1 | 60 | TN 160-Coal_Coal | 2.1586
TVA Base Case | 2016 | 2 | 60 | TN 160-Coal_Coal | 2.1591
TVA Base Case | 2016 | 3 | 60 | TN 160-Coal_Coal | 2.1596
TVA Base Case | 2016 | 4 | 60 | TN 160-Coal_Coal | 2.1826
TVA Base Case | 2016 | 5 | 60 | TN 160-Coal_Coal | 2.183
TVA Base Case | 2016 | 6 | 60 | TN 160-Coal_Coal | 2.1835
TVA Base Case | 2016 | 7 | 60 | TN 160-Coal_Coal | 2.2065
TVA Base Case | 2016 | 8 | 60 | TN 160-Coal_Coal | 2.207
TVA Base Case | 2016 | 9 | 60 | TN 160-Coal_Coal | 2.2074
TVA Base Case | 2016 | 10 | 60 | TN 160-Coal_Coal | 2.2304
TVA Base Case | 2016 | 11 | 60 | TN 160-Coal_Coal | 2.2309
TVA Base Case | 2016 | 12 | 60 | TN 160-Coal_Coal | 2.2314
TVA Base Case | 2017 | 1 | 60 | TN 160-Coal_Coal | 2.2425
TVA Base Case | 2017 | 2 | 60 | TN 160-Coal_Coal | 2.2494
TVA Base Case | 2017 | 3 | 60 | TN 160-Coal_Coal | 2.2562
TVA Base Case | 2017 | 4 | 60 | TN 160-Coal_Coal | 2.263
TVA Base Case | 2017 | 5 | 60 | TN 160-Coal_Coal | 2.2698
TVA Base Case | 2017 | 6 | 60 | TN 160-Coal_Coal | 2.2767
TVA Base Case | 2017 | 7 | 60 | TN 160-Coal_Coal | 2.2835
TVA Base Case | 2017 | 8 | 60 | TN 160-Coal_Coal | 2.2848
TVA Base Case | 2017 | 9 | 60 | TN 160-Coal_Coal | 2.2861
TVA Base Case | 2017 | 10 | 60 | TN 160-Coal_Coal | 2.2873
TVA Base Case | 2017 | 11 | 60 | TN 160-Coal_Coal | 2.2886
TVA Base Case | 2017 | 12 | 60 | TN 160-Coal_Coal | 2.2899
TVA Base Case | 2018 | 1 | 60 | TN 160-Coal_Coal | 2.2912
TVA Base Case | 2018 | 2 | 60 | TN 160-Coal_Coal | 2.2925
TVA Base Case | 2018 | 3 | 60 | TN 160-Coal_Coal | 2.2938
TVA Base Case | 2018 | 4 | 60 | TN 160-Coal_Coal | 2.2952
TVA Base Case | 2018 | 5 | 60 | TN 160-Coal_Coal | 2.2965
TVA Base Case | 2018 | 6 | 60 | TN 160-Coal_Coal | 2.2978
TVA Base Case | 2018 | 7 | 60 | TN 160-Coal_Coal | 2.2991
TVA Base Case | 2018 | 8 | 60 | TN 160-Coal_Coal | 2.2677
TVA Base Case | 2018 | 9 | 60 | TN 160-Coal_Coal | 2.2362
TVA Base Case | 2018 | 10 | 60 | TN 160-Coal_Coal | 2.2047
TVA Base Case | 2018 | 11 | 60 | TN 160-Coal_Coal | 2.1733
TVA Base Case | 2018 | 12 | 60 | TN 160-Coal_Coal | 2.1418
TVA Base Case | 2019 | 1 | 60 | TN 160-Coal_Coal | 2.1104
TVA Base Case | 2019 | 2 | 60 | TN 160-Coal_Coal | 2.079
TVA Base Case | 2019 | 3 | 60 | TN 160-Coal_Coal | 2.0476
TVA Base Case | 2019 | 4 | 60 | TN 160-Coal_Coal | 2.0162
TVA Base Case | 2019 | 5 | 60 | TN 160-Coal_Coal | 1.9848
TVA Base Case | 2019 | 6 | 60 | TN 160-Coal_Coal | 1.9534
TVA Base Case | 2019 | 7 | 60 | TN 160-Coal_Coal | 1.922
TVA Base Case | 2019 | 8 | 60 | TN 160-Coal_Coal | 1.9283
TVA Base Case | 2019 | 9 | 60 | TN 160-Coal_Coal | 1.9347
TVA Base Case | 2019 | 10 | 60 | TN 160-Coal_Coal | 1.941
TVA Base Case | 2019 | 11 | 60 | TN 160-Coal_Coal | 1.9474
TVA Base Case | 2019 | 12 | 60 | TN 160-Coal_Coal | 1.9537
TVA Base Case | 2020 | 1 | 60 | TN 160-Coal_Coal | 1.9601
TVA Base Case | 2020 | 2 | 60 | TN 160-Coal_Coal | 1.9665
TVA Base Case | 2020 | 3 | 60 | TN 160-Coal_Coal | 1.9728
TVA Base Case | 2020 | 4 | 60 | TN 160-Coal_Coal | 1.9792
TVA Base Case | 2020 | 5 | 60 | TN 160-Coal_Coal | 1.9856
TVA Base Case | 2020 | 6 | 60 | TN 160-Coal_Coal | 1.992
TVA Base Case | 2020 | 7 | 60 | TN 160-Coal_Coal | 1.9983
TVA Base Case | 2020 | 8 | 60 | TN 160-Coal_Coal | 2.0051
TVA Base Case | 2020 | 9 | 60 | TN 160-Coal_Coal | 2.0119
TVA Base Case | 2020 | 10 | 60 | TN 160-Coal_Coal | 2.0187
TVA Base Case | 2020 | 11 | 60 | TN 160-Coal_Coal | 2.0255
TVA Base Case | 2020 | 12 | 60 | TN 160-Coal_Coal | 2.0322
TVA Base Case | 2021 | 1 | 60 | TN 160-Coal_Coal | 2.039
TVA Base Case | 2021 | 2 | 60 | TN 160-Coal_Coal | 2.0458
TVA Base Case | 2021 | 3 | 60 | TN 160-Coal_Coal | 2.0526
TVA Base Case | 2021 | 4 | 60 | TN 160-Coal_Coal | 2.0594
TVA Base Case | 2021 | 5 | 60 | TN 160-Coal_Coal | 2.0661
TVA Base Case | 2021 | 6 | 60 | TN 160-Coal_Coal | 2.0729
TVA Base Case | 2021 | 7 | 60 | TN 160-Coal_Coal | 2.0797
TVA Base Case | 2021 | 8 | 60 | TN 160-Coal_Coal | 2.0885
TVA Base Case | 2021 | 9 | 60 | TN 160-Coal_Coal | 2.0973
TVA Base Case | 2021 | 10 | 60 | TN 160-Coal_Coal | 2.1061
TVA Base Case | 2021 | 11 | 60 | TN 160-Coal_Coal | 2.1149
TVA Base Case | 2021 | 12 | 60 | TN 160-Coal_Coal | 2.1237
TVA Base Case | 2022 | 1 | 60 | TN 160-Coal_Coal | 2.1325
TVA Base Case | 2022 | 2 | 60 | TN 160-Coal_Coal | 2.1412
TVA Base Case | 2022 | 3 | 60 | TN 160-Coal_Coal | 2.15
TVA Base Case | 2022 | 4 | 60 | TN 160-Coal_Coal | 2.1588
TVA Base Case | 2022 | 5 | 60 | TN 160-Coal_Coal | 2.1675
TVA Base Case | 2022 | 6 | 60 | TN 160-Coal_Coal | 2.1763
TVA Base Case | 2022 | 7 | 60 | TN 160-Coal_Coal | 2.1851
TVA Base Case | 2022 | 8 | 60 | TN 160-Coal_Coal | 2.1971
TVA Base Case | 2022 | 9 | 60 | TN 160-Coal_Coal | 2.2092
TVA Base Case | 2022 | 10 | 60 | TN 160-Coal_Coal | 2.2212
TVA Base Case | 2022 | 11 | 60 | TN 160-Coal_Coal | 2.2333
TVA Base Case | 2022 | 12 | 60 | TN 160-Coal_Coal | 2.2454
TVA Base Case | 2023 | 1 | 60 | TN 160-Coal_Coal | 2.2574
TVA Base Case | 2023 | 2 | 60 | TN 160-Coal_Coal | 2.2695
TVA Base Case | 2023 | 3 | 60 | TN 160-Coal_Coal | 2.2816
TVA Base Case | 2023 | 4 | 60 | TN 160-Coal_Coal | 2.2936
TVA Base Case | 2023 | 5 | 60 | TN 160-Coal_Coal | 2.3057
TVA Base Case | 2023 | 6 | 60 | TN 160-Coal_Coal | 2.3178
TVA Base Case | 2023 | 7 | 60 | TN 160-Coal_Coal | 2.3299
TVA Base Case | 2023 | 8 | 60 | TN 160-Coal_Coal | 2.3357
TVA Base Case | 2023 | 9 | 60 | TN 160-Coal_Coal | 2.3415
TVA Base Case | 2023 | 10 | 60 | TN 160-Coal_Coal | 2.3473
TVA Base Case | 2023 | 11 | 60 | TN 160-Coal_Coal | 2.3531
TVA Base Case | 2023 | 12 | 60 | TN 160-Coal_Coal | 2.3589
TVA Base Case | 2024 | 1 | 60 | TN 160-Coal_Coal | 2.3647
TVA Base Case | 2024 | 2 | 60 | TN 160-Coal_Coal | 2.3705
TVA Base Case | 2024 | 3 | 60 | TN 160-Coal_Coal | 2.3763
TVA Base Case | 2024 | 4 | 60 | TN 160-Coal_Coal | 2.3822
TVA Base Case | 2024 | 5 | 60 | TN 160-Coal_Coal | 2.388
TVA Base Case | 2024 | 6 | 60 | TN 160-Coal_Coal | 2.3938
TVA Base Case | 2024 | 7 | 60 | TN 160-Coal_Coal | 2.3996
TVA Base Case | 2024 | 8 | 60 | TN 160-Coal_Coal | 2.4085
TVA Base Case | 2024 | 9 | 60 | TN 160-Coal_Coal | 2.4174
TVA Base Case | 2024 | 10 | 60 | TN 160-Coal_Coal | 2.4263
TVA Base Case | 2024 | 11 | 60 | TN 160-Coal_Coal | 2.4352
TVA Base Case | 2024 | 12 | 60 | TN 160-Coal_Coal | 2.4441
TVA Base Case | 2025 | 1 | 60 | TN 160-Coal_Coal | 2.453
TVA Base Case | 2025 | 2 | 60 | TN 160-Coal_Coal | 2.4619
TVA Base Case | 2025 | 3 | 60 | TN 160-Coal_Coal | 2.4708
TVA Base Case | 2025 | 4 | 60 | TN 160-Coal_Coal | 2.4797
TVA Base Case | 2025 | 5 | 60 | TN 160-Coal_Coal | 2.4886
TVA Base Case | 2025 | 6 | 60 | TN 160-Coal_Coal | 2.4975
TVA Base Case | 2025 | 7 | 60 | TN 160-Coal_Coal | 2.5064
TVA Base Case | 2025 | 8 | 60 | TN 160-Coal_Coal | 2.5014
TVA Base Case | 2025 | 9 | 60 | TN 160-Coal_Coal | 2.4965
TVA Base Case | 2025 | 10 | 60 | TN 160-Coal_Coal | 2.4915
TVA Base Case | 2025 | 11 | 60 | TN 160-Coal_Coal | 2.4866
TVA Base Case | 2025 | 12 | 60 | TN 160-Coal_Coal | 2.4816
TVA Base Case | 2026 | 1 | 60 | TN 160-Coal_Coal | 2.4767
TVA Base Case | 2026 | 2 | 60 | TN 160-Coal_Coal | 2.4717
TVA Base Case | 2026 | 3 | 60 | TN 160-Coal_Coal | 2.4668
TVA Base Case | 2026 | 4 | 60 | TN 160-Coal_Coal | 2.4618
TVA Base Case | 2026 | 5 | 60 | TN 160-Coal_Coal | 2.4569
TVA Base Case | 2026 | 6 | 60 | TN 160-Coal_Coal | 2.4519
TVA Base Case | 2026 | 7 | 60 | TN 160-Coal_Coal | 2.447
TVA Base Case | 2026 | 8 | 60 | TN 160-Coal_Coal | 2.4485
TVA Base Case | 2026 | 9 | 60 | TN 160-Coal_Coal | 2.45
TVA Base Case | 2026 | 10 | 60 | TN 160-Coal_Coal | 2.4515
TVA Base Case | 2026 | 11 | 60 | TN 160-Coal_Coal | 2.453
TVA Base Case | 2026 | 12 | 60 | TN 160-Coal_Coal | 2.4545
TVA Base Case | 2027 | 1 | 60 | TN 160-Coal_Coal | 2.456
TVA Base Case | 2027 | 2 | 60 | TN 160-Coal_Coal | 2.4575
TVA Base Case | 2027 | 3 | 60 | TN 160-Coal_Coal | 2.459
TVA Base Case | 2027 | 4 | 60 | TN 160-Coal_Coal | 2.4605
TVA Base Case | 2027 | 5 | 60 | TN 160-Coal_Coal | 2.4621
TVA Base Case | 2027 | 6 | 60 | TN 160-Coal_Coal | 2.4636
TVA Base Case | 2027 | 7 | 60 | TN 160-Coal_Coal | 2.4651
TVA Base Case | 2027 | 8 | 60 | TN 160-Coal_Coal | 2.4754
TVA Base Case | 2027 | 9 | 60 | TN 160-Coal_Coal | 2.4856
TVA Base Case | 2027 | 10 | 60 | TN 160-Coal_Coal | 2.4959
TVA Base Case | 2027 | 11 | 60 | TN 160-Coal_Coal | 2.5062
TVA Base Case | 2027 | 12 | 60 | TN 160-Coal_Coal | 2.5164
TVA Base Case | 2028 | 1 | 60 | TN 160-Coal_Coal | 2.5267
TVA Base Case | 2028 | 2 | 60 | TN 160-Coal_Coal | 2.537
TVA Base Case | 2028 | 3 | 60 | TN 160-Coal_Coal | 2.5473
TVA Base Case | 2028 | 4 | 60 | TN 160-Coal_Coal | 2.5576
TVA Base Case | 2028 | 5 | 60 | TN 160-Coal_Coal | 2.5678
TVA Base Case | 2028 | 6 | 60 | TN 160-Coal_Coal | 2.5781
TVA Base Case | 2028 | 7 | 60 | TN 160-Coal_Coal | 2.5884
TVA Base Case | 2028 | 8 | 60 | TN 160-Coal_Coal | 2.5905
TVA Base Case | 2028 | 9 | 60 | TN 160-Coal_Coal | 2.5925
TVA Base Case | 2028 | 10 | 60 | TN 160-Coal_Coal | 2.5946
TVA Base Case | 2028 | 11 | 60 | TN 160-Coal_Coal | 2.5967
TVA Base Case | 2028 | 12 | 60 | TN 160-Coal_Coal | 2.5988
TVA Base Case | 2029 | 1 | 60 | TN 160-Coal_Coal | 2.6009
TVA Base Case | 2029 | 2 | 60 | TN 160-Coal_Coal | 2.6029
TVA Base Case | 2029 | 3 | 60 | TN 160-Coal_Coal | 2.605
TVA Base Case | 2029 | 4 | 60 | TN 160-Coal_Coal | 2.6071
TVA Base Case | 2029 | 5 | 60 | TN 160-Coal_Coal | 2.6092
TVA Base Case | 2029 | 6 | 60 | TN 160-Coal_Coal | 2.6113
TVA Base Case | 2029 | 7 | 60 | TN 160-Coal_Coal | 2.6134
TVA Base Case | 2029 | 8 | 60 | TN 160-Coal_Coal | 2.6178
TVA Base Case | 2029 | 9 | 60 | TN 160-Coal_Coal | 2.6222
TVA Base Case | 2029 | 10 | 60 | TN 160-Coal_Coal | 2.6266
TVA Base Case | 2029 | 11 | 60 | TN 160-Coal_Coal | 2.631
TVA Base Case | 2029 | 12 | 60 | TN 160-Coal_Coal | 2.6355
TVA Base Case | 2030 | 1 | 60 | TN 160-Coal_Coal | 2.6399
TVA Base Case | 2030 | 2 | 60 | TN 160-Coal_Coal | 2.6443
TVA Base Case | 2030 | 3 | 60 | TN 160-Coal_Coal | 2.6487
TVA Base Case | 2030 | 4 | 60 | TN 160-Coal_Coal | 2.6532
TVA Base Case | 2030 | 5 | 60 | TN 160-Coal_Coal | 2.6576
TVA Base Case | 2030 | 6 | 60 | TN 160-Coal_Coal | 2.662
TVA Base Case | 2030 | 7 | 60 | TN 160-Coal_Coal | 2.6665
TVA Base Case | 2030 | 8 | 60 | TN 160-Coal_Coal | 2.6756
TVA Base Case | 2030 | 9 | 60 | TN 160-Coal_Coal | 2.6848
TVA Base Case | 2030 | 10 | 60 | TN 160-Coal_Coal | 2.694
TVA Base Case | 2030 | 11 | 60 | TN 160-Coal_Coal | 2.7032
TVA Base Case | 2030 | 12 | 60 | TN 160-Coal_Coal | 2.7124
TVA Base Case | 2031 | 1 | 60 | TN 160-Coal_Coal | 2.7216
TVA Base Case | 2031 | 2 | 60 | TN 160-Coal_Coal | 2.7307
TVA Base Case | 2031 | 3 | 60 | TN 160-Coal_Coal | 2.7399
TVA Base Case | 2031 | 4 | 60 | TN 160-Coal_Coal | 2.7491
TVA Base Case | 2031 | 5 | 60 | TN 160-Coal_Coal | 2.7583
TVA Base Case | 2031 | 6 | 60 | TN 160-Coal_Coal | 2.7675
TVA Base Case | 2031 | 7 | 60 | TN 160-Coal_Coal | 2.7767
TVA Base Case | 2031 | 8 | 60 | TN 160-Coal_Coal | 2.7754
TVA Base Case | 2031 | 9 | 60 | TN 160-Coal_Coal | 2.7741
TVA Base Case | 2031 | 10 | 60 | TN 160-Coal_Coal | 2.7729
TVA Base Case | 2031 | 11 | 60 | TN 160-Coal_Coal | 2.7716
TVA Base Case | 2031 | 12 | 60 | TN 160-Coal_Coal | 2.7703
TVA Base Case | 2032 | 1 | 60 | TN 160-Coal_Coal | 2.769
TVA Base Case | 2032 | 2 | 60 | TN 160-Coal_Coal | 2.7677
TVA Base Case | 2032 | 3 | 60 | TN 160-Coal_Coal | 2.7665
TVA Base Case | 2032 | 4 | 60 | TN 160-Coal_Coal | 2.7652
TVA Base Case | 2032 | 5 | 60 | TN 160-Coal_Coal | 2.7639
TVA Base Case | 2032 | 6 | 60 | TN 160-Coal_Coal | 2.7627
TVA Base Case | 2032 | 7 | 60 | TN 160-Coal_Coal | 2.7614
TVA Base Case | 2032 | 8 | 60 | TN 160-Coal_Coal | 2.7681
TVA Base Case | 2032 | 9 | 60 | TN 160-Coal_Coal | 2.7748
TVA Base Case | 2032 | 10 | 60 | TN 160-Coal_Coal | 2.7814
TVA Base Case | 2032 | 11 | 60 | TN 160-Coal_Coal | 2.7881
TVA Base Case | 2032 | 12 | 60 | TN 160-Coal_Coal | 2.7948
TVA Base Case | 2033 | 1 | 60 | TN 160-Coal_Coal | 2.8015
TVA Base Case | 2033 | 2 | 60 | TN 160-Coal_Coal | 2.8082
TVA Base Case | 2033 | 3 | 60 | TN 160-Coal_Coal | 2.8149
TVA Base Case | 2033 | 4 | 60 | TN 160-Coal_Coal | 2.8216
TVA Base Case | 2033 | 5 | 60 | TN 160-Coal_Coal | 2.8283
TVA Base Case | 2033 | 6 | 60 | TN 160-Coal_Coal | 2.835
TVA Base Case | 2033 | 7 | 60 | TN 160-Coal_Coal | 2.8417
TVA Base Case | 2033 | 8 | 60 | TN 160-Coal_Coal | 2.8464
TVA Base Case | 2033 | 9 | 60 | TN 160-Coal_Coal | 2.8512
TVA Base Case | 2033 | 10 | 60 | TN 160-Coal_Coal | 2.856
TVA Base Case | 2033 | 11 | 60 | TN 160-Coal_Coal | 2.8608
TVA Base Case | 2033 | 12 | 60 | TN 160-Coal_Coal | 2.8656
TVA Base Case | 2034 | 1 | 60 | TN 160-Coal_Coal | 2.8703
TVA Base Case | 2034 | 2 | 60 | TN 160-Coal_Coal | 2.8751
TVA Base Case | 2034 | 3 | 60 | TN 160-Coal_Coal | 2.8799
TVA Base Case | 2034 | 4 | 60 | TN 160-Coal_Coal | 2.8847
TVA Base Case | 2034 | 5 | 60 | TN 160-Coal_Coal | 2.8895
TVA Base Case | 2034 | 6 | 60 | TN 160-Coal_Coal | 2.8943
TVA Base Case | 2034 | 7 | 60 | TN 160-Coal_Coal | 2.8991
TVA Base Case | 2034 | 8 | 60 | TN 160-Coal_Coal | 2.9039
TVA Base Case | 2034 | 9 | 60 | TN 160-Coal_Coal | 2.9087
TVA Base Case | 2034 | 10 | 60 | TN 160-Coal_Coal | 2.9134
TVA Base Case | 2034 | 11 | 60 | TN 160-Coal_Coal | 2.9182
TVA Base Case | 2034 | 12 | 60 | TN 160-Coal_Coal | 2.923
TVA Base Case | 2035 | 1 | 60 | TN 160-Coal_Coal | 2.9278
TVA Base Case | 2035 | 2 | 60 | TN 160-Coal_Coal | 2.9326
TVA Base Case | 2035 | 3 | 60 | TN 160-Coal_Coal | 2.9374
TVA Base Case | 2035 | 4 | 60 | TN 160-Coal_Coal | 2.9423
TVA Base Case | 2035 | 5 | 60 | TN 160-Coal_Coal | 2.9471
TVA Base Case | 2035 | 6 | 60 | TN 160-Coal_Coal | 2.9519
TVA Base Case | 2035 | 7 | 60 | TN 160-Coal_Coal | 2.9567
TVA Base Case | 2035 | 8 | 60 | TN 160-Coal_Coal | 2.9615
TVA Base Case | 2035 | 9 | 60 | TN 160-Coal_Coal | 2.9663
TVA Base Case | 2035 | 10 | 60 | TN 160-Coal_Coal | 2.9711
TVA Base Case | 2035 | 11 | 60 | TN 160-Coal_Coal | 2.9759
TVA Base Case | 2035 | 12 | 60 | TN 160-Coal_Coal | 2.9807
TVA Base Case | 2014 | 1 | 84 | TN160 Base_Gas | 0
TVA Base Case | 2014 | 2 | 84 | TN160 Base_Gas | 0
TVA Base Case | 2014 | 3 | 84 | TN160 Base_Gas | 0
TVA Base Case | 2014 | 4 | 84 | TN160 Base_Gas | 0
TVA Base Case | 2014 | 5 | 84 | TN160 Base_Gas | 0
TVA Base Case | 2014 | 6 | 84 | TN160 Base_Gas | 0
TVA Base Case | 2014 | 7 | 84 | TN160 Base_Gas | 0
TVA Base Case | 2014 | 8 | 84 | TN160 Base_Gas | 0
TVA Base Case | 2014 | 9 | 84 | TN160 Base_Gas | 0
TVA Base Case | 2014 | 10 | 84 | TN160 Base_Gas | 0
TVA Base Case | 2014 | 11 | 84 | TN160 Base_Gas | 0
TVA Base Case | 2014 | 12 | 84 | TN160 Base_Gas | 0
TVA Base Case | 2015 | 1 | 84 | TN160 Base_Gas | 2.71
TVA Base Case | 2015 | 2 | 84 | TN160 Base_Gas | 2.71
TVA Base Case | 2015 | 3 | 84 | TN160 Base_Gas | 2.71
TVA Base Case | 2015 | 4 | 84 | TN160 Base_Gas | 2.6654
TVA Base Case | 2015 | 5 | 84 | TN160 Base_Gas | 2.6914
TVA Base Case | 2015 | 6 | 84 | TN160 Base_Gas | 2.7274
TVA Base Case | 2015 | 7 | 84 | TN160 Base_Gas | 2.7764
TVA Base Case | 2015 | 8 | 84 | TN160 Base_Gas | 2.7974
TVA Base Case | 2015 | 9 | 84 | TN160 Base_Gas | 2.7874
TVA Base Case | 2015 | 10 | 84 | TN160 Base_Gas | 2.8109
TVA Base Case | 2015 | 11 | 84 | TN160 Base_Gas | 2.9179
TVA Base Case | 2015 | 12 | 84 | TN160 Base_Gas | 3.0749
TVA Base Case | 2016 | 1 | 84 | TN160 Base_Gas | 3.2014
TVA Base Case | 2016 | 2 | 84 | TN160 Base_Gas | 3.1859
TVA Base Case | 2016 | 3 | 84 | TN160 Base_Gas | 3.1364
TVA Base Case | 2016 | 4 | 84 | TN160 Base_Gas | 2.9979
TVA Base Case | 2016 | 5 | 84 | TN160 Base_Gas | 2.9939
TVA Base Case | 2016 | 6 | 84 | TN160 Base_Gas | 3.0229
TVA Base Case | 2016 | 7 | 84 | TN160 Base_Gas | 3.0619
TVA Base Case | 2016 | 8 | 84 | TN160 Base_Gas | 3.0699
TVA Base Case | 2016 | 9 | 84 | TN160 Base_Gas | 3.0569
TVA Base Case | 2016 | 10 | 84 | TN160 Base_Gas | 3.0814
TVA Base Case | 2016 | 11 | 84 | TN160 Base_Gas | 3.1854
TVA Base Case | 2016 | 12 | 84 | TN160 Base_Gas | 3.3654
TVA Base Case | 2017 | 1 | 84 | TN160 Base_Gas | 3.5364
TVA Base Case | 2017 | 2 | 84 | TN160 Base_Gas | 3.5219
TVA Base Case | 2017 | 3 | 84 | TN160 Base_Gas | 3.4614
TVA Base Case | 2017 | 4 | 84 | TN160 Base_Gas | 3.2064
TVA Base Case | 2017 | 5 | 84 | TN160 Base_Gas | 3.2044
TVA Base Case | 2017 | 6 | 84 | TN160 Base_Gas | 3.2374
TVA Base Case | 2017 | 7 | 84 | TN160 Base_Gas | 3.2784
TVA Base Case | 2017 | 8 | 84 | TN160 Base_Gas | 3.2894
TVA Base Case | 2017 | 9 | 84 | TN160 Base_Gas | 3.2774
TVA Base Case | 2017 | 10 | 84 | TN160 Base_Gas | 3.3019
TVA Base Case | 2017 | 11 | 84 | TN160 Base_Gas | 3.3934
TVA Base Case | 2017 | 12 | 84 | TN160 Base_Gas | 3.5624
TVA Base Case | 2018 | 1 | 84 | TN160 Base_Gas | 3.7219
TVA Base Case | 2018 | 2 | 84 | TN160 Base_Gas | 3.6974
TVA Base Case | 2018 | 3 | 84 | TN160 Base_Gas | 3.6269
TVA Base Case | 2018 | 4 | 84 | TN160 Base_Gas | 3.2978
TVA Base Case | 2018 | 5 | 84 | TN160 Base_Gas | 3.2958
TVA Base Case | 2018 | 6 | 84 | TN160 Base_Gas | 3.3288
TVA Base Case | 2018 | 7 | 84 | TN160 Base_Gas | 3.4009
TVA Base Case | 2018 | 8 | 84 | TN160 Base_Gas | 3.4283
TVA Base Case | 2018 | 9 | 84 | TN160 Base_Gas | 3.4215
TVA Base Case | 2018 | 10 | 84 | TN160 Base_Gas | 3.4566
TVA Base Case | 2018 | 11 | 84 | TN160 Base_Gas | 3.5673
TVA Base Case | 2018 | 12 | 84 | TN160 Base_Gas | 3.7102
TVA Base Case | 2019 | 1 | 84 | TN160 Base_Gas | 4.0116
TVA Base Case | 2019 | 2 | 84 | TN160 Base_Gas | 3.9805
TVA Base Case | 2019 | 3 | 84 | TN160 Base_Gas | 3.7404
TVA Base Case | 2019 | 4 | 84 | TN160 Base_Gas | 3.5278
TVA Base Case | 2019 | 5 | 84 | TN160 Base_Gas | 3.5577
TVA Base Case | 2019 | 6 | 84 | TN160 Base_Gas | 3.6309
TVA Base Case | 2019 | 7 | 84 | TN160 Base_Gas | 3.7993
TVA Base Case | 2019 | 8 | 84 | TN160 Base_Gas | 3.8399
TVA Base Case | 2019 | 9 | 84 | TN160 Base_Gas | 3.7843
TVA Base Case | 2019 | 10 | 84 | TN160 Base_Gas | 3.8075
TVA Base Case | 2019 | 11 | 84 | TN160 Base_Gas | 3.8914
TVA Base Case | 2019 | 12 | 84 | TN160 Base_Gas | 4.0372
TVA Base Case | 2020 | 1 | 84 | TN160 Base_Gas | 4.3833
TVA Base Case | 2020 | 2 | 84 | TN160 Base_Gas | 4.1616
TVA Base Case | 2020 | 3 | 84 | TN160 Base_Gas | 3.9558
TVA Base Case | 2020 | 4 | 84 | TN160 Base_Gas | 3.8442
TVA Base Case | 2020 | 5 | 84 | TN160 Base_Gas | 3.9286
TVA Base Case | 2020 | 6 | 84 | TN160 Base_Gas | 4.0075
TVA Base Case | 2020 | 7 | 84 | TN160 Base_Gas | 4.2615
TVA Base Case | 2020 | 8 | 84 | TN160 Base_Gas | 4.2835
TVA Base Case | 2020 | 9 | 84 | TN160 Base_Gas | 4.1275
TVA Base Case | 2020 | 10 | 84 | TN160 Base_Gas | 4.1485
TVA Base Case | 2020 | 11 | 84 | TN160 Base_Gas | 4.2345
TVA Base Case | 2020 | 12 | 84 | TN160 Base_Gas | 4.3685
TVA Base Case | 2021 | 1 | 84 | TN160 Base_Gas | 4.6138
TVA Base Case | 2021 | 2 | 84 | TN160 Base_Gas | 4.5926
TVA Base Case | 2021 | 3 | 84 | TN160 Base_Gas | 4.1986
TVA Base Case | 2021 | 4 | 84 | TN160 Base_Gas | 4.064
TVA Base Case | 2021 | 5 | 84 | TN160 Base_Gas | 4.1238
TVA Base Case | 2021 | 6 | 84 | TN160 Base_Gas | 4.2372
TVA Base Case | 2021 | 7 | 84 | TN160 Base_Gas | 4.464
TVA Base Case | 2021 | 8 | 84 | TN160 Base_Gas | 4.4977
TVA Base Case | 2021 | 9 | 84 | TN160 Base_Gas | 4.3369
TVA Base Case | 2021 | 10 | 84 | TN160 Base_Gas | 4.3582
TVA Base Case | 2021 | 11 | 84 | TN160 Base_Gas | 4.4991
TVA Base Case | 2021 | 12 | 84 | TN160 Base_Gas | 4.5938
TVA Base Case | 2022 | 1 | 84 | TN160 Base_Gas | 5.1858
TVA Base Case | 2022 | 2 | 84 | TN160 Base_Gas | 5.0643
TVA Base Case | 2022 | 3 | 84 | TN160 Base_Gas | 4.6968
TVA Base Case | 2022 | 4 | 84 | TN160 Base_Gas | 4.5367
TVA Base Case | 2022 | 5 | 84 | TN160 Base_Gas | 4.6425
TVA Base Case | 2022 | 6 | 84 | TN160 Base_Gas | 4.7011
TVA Base Case | 2022 | 7 | 84 | TN160 Base_Gas | 4.8985
TVA Base Case | 2022 | 8 | 84 | TN160 Base_Gas | 4.9328
TVA Base Case | 2022 | 9 | 84 | TN160 Base_Gas | 4.8241
TVA Base Case | 2022 | 10 | 84 | TN160 Base_Gas | 4.8584
TVA Base Case | 2022 | 11 | 84 | TN160 Base_Gas | 5.0371
TVA Base Case | 2022 | 12 | 84 | TN160 Base_Gas | 5.12
TVA Base Case | 2023 | 1 | 84 | TN160 Base_Gas | 5.5114
TVA Base Case | 2023 | 2 | 84 | TN160 Base_Gas | 5.4231
TVA Base Case | 2023 | 3 | 84 | TN160 Base_Gas | 5.0715
TVA Base Case | 2023 | 4 | 84 | TN160 Base_Gas | 4.9199
TVA Base Case | 2023 | 5 | 84 | TN160 Base_Gas | 5.0282
TVA Base Case | 2023 | 6 | 84 | TN160 Base_Gas | 5.0882
TVA Base Case | 2023 | 7 | 84 | TN160 Base_Gas | 5.2065
TVA Base Case | 2023 | 8 | 84 | TN160 Base_Gas | 5.2398
TVA Base Case | 2023 | 9 | 84 | TN160 Base_Gas | 5.1332
TVA Base Case | 2023 | 10 | 84 | TN160 Base_Gas | 5.1665
TVA Base Case | 2023 | 11 | 84 | TN160 Base_Gas | 5.3481
TVA Base Case | 2023 | 12 | 84 | TN160 Base_Gas | 5.4448
TVA Base Case | 2024 | 1 | 84 | TN160 Base_Gas | 5.7647
TVA Base Case | 2024 | 2 | 84 | TN160 Base_Gas | 5.5663
TVA Base Case | 2024 | 3 | 84 | TN160 Base_Gas | 5.2689
TVA Base Case | 2024 | 4 | 84 | TN160 Base_Gas | 5.1243
TVA Base Case | 2024 | 5 | 84 | TN160 Base_Gas | 5.1914
TVA Base Case | 2024 | 6 | 84 | TN160 Base_Gas | 5.2508
TVA Base Case | 2024 | 7 | 84 | TN160 Base_Gas | 5.5601
TVA Base Case | 2024 | 8 | 84 | TN160 Base_Gas | 5.5957
TVA Base Case | 2024 | 9 | 84 | TN160 Base_Gas | 5.4492
TVA Base Case | 2024 | 10 | 84 | TN160 Base_Gas | 5.4849
TVA Base Case | 2024 | 11 | 84 | TN160 Base_Gas | 5.6101
TVA Base Case | 2024 | 12 | 84 | TN160 Base_Gas | 5.7209
TVA Base Case | 2025 | 1 | 84 | TN160 Base_Gas | 6.1106
TVA Base Case | 2025 | 2 | 84 | TN160 Base_Gas | 6.0057
TVA Base Case | 2025 | 3 | 84 | TN160 Base_Gas | 5.5591
TVA Base Case | 2025 | 4 | 84 | TN160 Base_Gas | 5.3994
TVA Base Case | 2025 | 5 | 84 | TN160 Base_Gas | 5.4521
TVA Base Case | 2025 | 6 | 84 | TN160 Base_Gas | 5.5149
TVA Base Case | 2025 | 7 | 84 | TN160 Base_Gas | 5.8102
TVA Base Case | 2025 | 8 | 84 | TN160 Base_Gas | 5.8566
TVA Base Case | 2025 | 9 | 84 | TN160 Base_Gas | 5.7189
TVA Base Case | 2025 | 10 | 84 | TN160 Base_Gas | 5.7432
TVA Base Case | 2025 | 11 | 84 | TN160 Base_Gas | 5.8966
TVA Base Case | 2025 | 12 | 84 | TN160 Base_Gas | 6.0542
TVA Base Case | 2026 | 1 | 84 | TN160 Base_Gas | 6.3195
TVA Base Case | 2026 | 2 | 84 | TN160 Base_Gas | 6.1759
TVA Base Case | 2026 | 3 | 84 | TN160 Base_Gas | 5.6936
TVA Base Case | 2026 | 4 | 84 | TN160 Base_Gas | 5.5476
TVA Base Case | 2026 | 5 | 84 | TN160 Base_Gas | 5.6218
TVA Base Case | 2026 | 6 | 84 | TN160 Base_Gas | 5.713
TVA Base Case | 2026 | 7 | 84 | TN160 Base_Gas | 5.9775
TVA Base Case | 2026 | 8 | 84 | TN160 Base_Gas | 5.9998
TVA Base Case | 2026 | 9 | 84 | TN160 Base_Gas | 5.8467
TVA Base Case | 2026 | 10 | 84 | TN160 Base_Gas | 5.8814
TVA Base Case | 2026 | 11 | 84 | TN160 Base_Gas | 6.0598
TVA Base Case | 2026 | 12 | 84 | TN160 Base_Gas | 6.2006
TVA Base Case | 2027 | 1 | 84 | TN160 Base_Gas | 6.5873
TVA Base Case | 2027 | 2 | 84 | TN160 Base_Gas | 6.4991
TVA Base Case | 2027 | 3 | 84 | TN160 Base_Gas | 6.0603
TVA Base Case | 2027 | 4 | 84 | TN160 Base_Gas | 5.8459
TVA Base Case | 2027 | 5 | 84 | TN160 Base_Gas | 5.9268
TVA Base Case | 2027 | 6 | 84 | TN160 Base_Gas | 6.0429
TVA Base Case | 2027 | 7 | 84 | TN160 Base_Gas | 6.3256
TVA Base Case | 2027 | 8 | 84 | TN160 Base_Gas | 6.3534
TVA Base Case | 2027 | 9 | 84 | TN160 Base_Gas | 6.179
TVA Base Case | 2027 | 10 | 84 | TN160 Base_Gas | 6.199
TVA Base Case | 2027 | 11 | 84 | TN160 Base_Gas | 6.3956
TVA Base Case | 2027 | 12 | 84 | TN160 Base_Gas | 6.5269
TVA Base Case | 2028 | 1 | 84 | TN160 Base_Gas | 7.0693
TVA Base Case | 2028 | 2 | 84 | TN160 Base_Gas | 6.725
TVA Base Case | 2028 | 3 | 84 | TN160 Base_Gas | 6.4135
TVA Base Case | 2028 | 4 | 84 | TN160 Base_Gas | 6.2106
TVA Base Case | 2028 | 5 | 84 | TN160 Base_Gas | 6.2906
TVA Base Case | 2028 | 6 | 84 | TN160 Base_Gas | 6.4249
TVA Base Case | 2028 | 7 | 84 | TN160 Base_Gas | 6.6493
TVA Base Case | 2028 | 8 | 84 | TN160 Base_Gas | 6.6878
TVA Base Case | 2028 | 9 | 84 | TN160 Base_Gas | 6.4835
TVA Base Case | 2028 | 10 | 84 | TN160 Base_Gas | 6.5192
TVA Base Case | 2028 | 11 | 84 | TN160 Base_Gas | 6.7221
TVA Base Case | 2028 | 12 | 84 | TN160 Base_Gas | 6.8507
TVA Base Case | 2029 | 1 | 84 | TN160 Base_Gas | 7.3358
TVA Base Case | 2029 | 2 | 84 | TN160 Base_Gas | 7.2109
TVA Base Case | 2029 | 3 | 84 | TN160 Base_Gas | 6.634
TVA Base Case | 2029 | 4 | 84 | TN160 Base_Gas | 6.3749
TVA Base Case | 2029 | 5 | 84 | TN160 Base_Gas | 6.4436
TVA Base Case | 2029 | 6 | 84 | TN160 Base_Gas | 6.5678
TVA Base Case | 2029 | 7 | 84 | TN160 Base_Gas | 6.9543
TVA Base Case | 2029 | 8 | 84 | TN160 Base_Gas | 6.9967
TVA Base Case | 2029 | 9 | 84 | TN160 Base_Gas | 6.7876
TVA Base Case | 2029 | 10 | 84 | TN160 Base_Gas | 6.8238
TVA Base Case | 2029 | 11 | 84 | TN160 Base_Gas | 6.9356
TVA Base Case | 2029 | 12 | 84 | TN160 Base_Gas | 7.1191
TVA Base Case | 2030 | 1 | 84 | TN160 Base_Gas | 7.5292
TVA Base Case | 2030 | 2 | 84 | TN160 Base_Gas | 7.3955
TVA Base Case | 2030 | 3 | 84 | TN160 Base_Gas | 6.7671
TVA Base Case | 2030 | 4 | 84 | TN160 Base_Gas | 6.5833
TVA Base Case | 2030 | 5 | 84 | TN160 Base_Gas | 6.6936
TVA Base Case | 2030 | 6 | 84 | TN160 Base_Gas | 6.8073
TVA Base Case | 2030 | 7 | 84 | TN160 Base_Gas | 7.2051
TVA Base Case | 2030 | 8 | 84 | TN160 Base_Gas | 7.2452
TVA Base Case | 2030 | 9 | 84 | TN160 Base_Gas | 7.0278
TVA Base Case | 2030 | 10 | 84 | TN160 Base_Gas | 7.0412
TVA Base Case | 2030 | 11 | 84 | TN160 Base_Gas | 7.1949
TVA Base Case | 2030 | 12 | 84 | TN160 Base_Gas | 7.4088
TVA Base Case | 2031 | 1 | 84 | TN160 Base_Gas | 7.8298
TVA Base Case | 2031 | 2 | 84 | TN160 Base_Gas | 7.7071
TVA Base Case | 2031 | 3 | 84 | TN160 Base_Gas | 7.1209
TVA Base Case | 2031 | 4 | 84 | TN160 Base_Gas | 6.8964
TVA Base Case | 2031 | 5 | 84 | TN160 Base_Gas | 6.9373
TVA Base Case | 2031 | 6 | 84 | TN160 Base_Gas | 7.0981
TVA Base Case | 2031 | 7 | 84 | TN160 Base_Gas | 7.5144
TVA Base Case | 2031 | 8 | 84 | TN160 Base_Gas | 7.5553
TVA Base Case | 2031 | 9 | 84 | TN160 Base_Gas | 7.3227
TVA Base Case | 2031 | 10 | 84 | TN160 Base_Gas | 7.3563
TVA Base Case | 2031 | 11 | 84 | TN160 Base_Gas | 7.5026
TVA Base Case | 2031 | 12 | 84 | TN160 Base_Gas | 7.6971
TVA Base Case | 2032 | 1 | 84 | TN160 Base_Gas | 8.1394
TVA Base Case | 2032 | 2 | 84 | TN160 Base_Gas | 7.7779
TVA Base Case | 2032 | 3 | 84 | TN160 Base_Gas | 7.4304
TVA Base Case | 2032 | 4 | 84 | TN160 Base_Gas | 7.2435
TVA Base Case | 2032 | 5 | 84 | TN160 Base_Gas | 7.2991
TVA Base Case | 2032 | 6 | 84 | TN160 Base_Gas | 7.4816
TVA Base Case | 2032 | 7 | 84 | TN160 Base_Gas | 7.8569
TVA Base Case | 2032 | 8 | 84 | TN160 Base_Gas | 7.8786
TVA Base Case | 2032 | 9 | 84 | TN160 Base_Gas | 7.5811
TVA Base Case | 2032 | 10 | 84 | TN160 Base_Gas | 7.615
TVA Base Case | 2032 | 11 | 84 | TN160 Base_Gas | 7.8374
TVA Base Case | 2032 | 12 | 84 | TN160 Base_Gas | 8.0004
TVA Base Case | 2033 | 1 | 84 | TN160 Base_Gas | 8.5147
TVA Base Case | 2033 | 2 | 84 | TN160 Base_Gas | 8.2879
TVA Base Case | 2033 | 3 | 84 | TN160 Base_Gas | 7.7492
TVA Base Case | 2033 | 4 | 84 | TN160 Base_Gas | 7.4882
TVA Base Case | 2033 | 5 | 84 | TN160 Base_Gas | 7.5775
TVA Base Case | 2033 | 6 | 84 | TN160 Base_Gas | 7.7885
TVA Base Case | 2033 | 7 | 84 | TN160 Base_Gas | 8.2179
TVA Base Case | 2033 | 8 | 84 | TN160 Base_Gas | 8.2546
TVA Base Case | 2033 | 9 | 84 | TN160 Base_Gas | 7.9177
TVA Base Case | 2033 | 10 | 84 | TN160 Base_Gas | 7.9419
TVA Base Case | 2033 | 11 | 84 | TN160 Base_Gas | 8.1787
TVA Base Case | 2033 | 12 | 84 | TN160 Base_Gas | 8.3304
TVA Base Case | 2034 | 1 | 84 | TN160 Base_Gas | 8.87
TVA Base Case | 2034 | 2 | 84 | TN160 Base_Gas | 8.552
TVA Base Case | 2034 | 3 | 84 | TN160 Base_Gas | 8.0261
TVA Base Case | 2034 | 4 | 84 | TN160 Base_Gas | 7.8092
TVA Base Case | 2034 | 5 | 84 | TN160 Base_Gas | 7.9627
TVA Base Case | 2034 | 6 | 84 | TN160 Base_Gas | 8.1351
TVA Base Case | 2034 | 7 | 84 | TN160 Base_Gas | 8.5587
TVA Base Case | 2034 | 8 | 84 | TN160 Base_Gas | 8.5821
TVA Base Case | 2034 | 9 | 84 | TN160 Base_Gas | 8.1895
TVA Base Case | 2034 | 10 | 84 | TN160 Base_Gas | 8.214
TVA Base Case | 2034 | 11 | 84 | TN160 Base_Gas | 8.4553
TVA Base Case | 2034 | 12 | 84 | TN160 Base_Gas | 8.5954
TVA Base Case | 2035 | 1 | 84 | TN160 Base_Gas | 9.0471
TVA Base Case | 2035 | 2 | 84 | TN160 Base_Gas | 8.885
TVA Base Case | 2035 | 3 | 84 | TN160 Base_Gas | 8.2606
TVA Base Case | 2035 | 4 | 84 | TN160 Base_Gas | 8.0248
TVA Base Case | 2035 | 5 | 84 | TN160 Base_Gas | 8.1375
TVA Base Case | 2035 | 6 | 84 | TN160 Base_Gas | 8.3286
TVA Base Case | 2035 | 7 | 84 | TN160 Base_Gas | 8.9524
TVA Base Case | 2035 | 8 | 84 | TN160 Base_Gas | 8.9914
TVA Base Case | 2035 | 9 | 84 | TN160 Base_Gas | 8.5602
TVA Base Case | 2035 | 10 | 84 | TN160 Base_Gas | 8.5555
TVA Base Case | 2035 | 11 | 84 | TN160 Base_Gas | 8.6686
TVA Base Case | 2035 | 12 | 84 | TN160 Base_Gas | 8.8555
TVA Base Case | 2014 | 1 | 83 | TN160 Peak_Gas | 0
TVA Base Case | 2014 | 2 | 83 | TN160 Peak_Gas | 0
TVA Base Case | 2014 | 3 | 83 | TN160 Peak_Gas | 0
TVA Base Case | 2014 | 4 | 83 | TN160 Peak_Gas | 0
TVA Base Case | 2014 | 5 | 83 | TN160 Peak_Gas | 0
TVA Base Case | 2014 | 6 | 83 | TN160 Peak_Gas | 0
TVA Base Case | 2014 | 7 | 83 | TN160 Peak_Gas | 0
TVA Base Case | 2014 | 8 | 83 | TN160 Peak_Gas | 0
TVA Base Case | 2014 | 9 | 83 | TN160 Peak_Gas | 0
TVA Base Case | 2014 | 10 | 83 | TN160 Peak_Gas | 0
TVA Base Case | 2014 | 11 | 83 | TN160 Peak_Gas | 0
TVA Base Case | 2014 | 12 | 83 | TN160 Peak_Gas | 0
TVA Base Case | 2015 | 1 | 83 | TN160 Peak_Gas | 2.71
TVA Base Case | 2015 | 2 | 83 | TN160 Peak_Gas | 2.71
TVA Base Case | 2015 | 3 | 83 | TN160 Peak_Gas | 2.71
TVA Base Case | 2015 | 4 | 83 | TN160 Peak_Gas | 2.6654
TVA Base Case | 2015 | 5 | 83 | TN160 Peak_Gas | 2.6914
TVA Base Case | 2015 | 6 | 83 | TN160 Peak_Gas | 2.7274
TVA Base Case | 2015 | 7 | 83 | TN160 Peak_Gas | 2.7764
TVA Base Case | 2015 | 8 | 83 | TN160 Peak_Gas | 2.7974
TVA Base Case | 2015 | 9 | 83 | TN160 Peak_Gas | 2.7874
TVA Base Case | 2015 | 10 | 83 | TN160 Peak_Gas | 2.8109
TVA Base Case | 2015 | 11 | 83 | TN160 Peak_Gas | 2.9179
TVA Base Case | 2015 | 12 | 83 | TN160 Peak_Gas | 3.0749
TVA Base Case | 2016 | 1 | 83 | TN160 Peak_Gas | 3.2014
TVA Base Case | 2016 | 2 | 83 | TN160 Peak_Gas | 3.1859
TVA Base Case | 2016 | 3 | 83 | TN160 Peak_Gas | 3.1364
TVA Base Case | 2016 | 4 | 83 | TN160 Peak_Gas | 2.9979
TVA Base Case | 2016 | 5 | 83 | TN160 Peak_Gas | 2.9939
TVA Base Case | 2016 | 6 | 83 | TN160 Peak_Gas | 3.0229
TVA Base Case | 2016 | 7 | 83 | TN160 Peak_Gas | 3.0619
TVA Base Case | 2016 | 8 | 83 | TN160 Peak_Gas | 3.0699
TVA Base Case | 2016 | 9 | 83 | TN160 Peak_Gas | 3.0569
TVA Base Case | 2016 | 10 | 83 | TN160 Peak_Gas | 3.0814
TVA Base Case | 2016 | 11 | 83 | TN160 Peak_Gas | 3.1854
TVA Base Case | 2016 | 12 | 83 | TN160 Peak_Gas | 3.3654
TVA Base Case | 2017 | 1 | 83 | TN160 Peak_Gas | 3.5364
TVA Base Case | 2017 | 2 | 83 | TN160 Peak_Gas | 3.5219
TVA Base Case | 2017 | 3 | 83 | TN160 Peak_Gas | 3.4614
TVA Base Case | 2017 | 4 | 83 | TN160 Peak_Gas | 3.2064
TVA Base Case | 2017 | 5 | 83 | TN160 Peak_Gas | 3.2044
TVA Base Case | 2017 | 6 | 83 | TN160 Peak_Gas | 3.2374
TVA Base Case | 2017 | 7 | 83 | TN160 Peak_Gas | 3.2784
TVA Base Case | 2017 | 8 | 83 | TN160 Peak_Gas | 3.2894
TVA Base Case | 2017 | 9 | 83 | TN160 Peak_Gas | 3.2774
TVA Base Case | 2017 | 10 | 83 | TN160 Peak_Gas | 3.3019
TVA Base Case | 2017 | 11 | 83 | TN160 Peak_Gas | 3.3934
TVA Base Case | 2017 | 12 | 83 | TN160 Peak_Gas | 3.5624
TVA Base Case | 2018 | 1 | 83 | TN160 Peak_Gas | 3.7219
TVA Base Case | 2018 | 2 | 83 | TN160 Peak_Gas | 3.6974
TVA Base Case | 2018 | 3 | 83 | TN160 Peak_Gas | 3.6269
TVA Base Case | 2018 | 4 | 83 | TN160 Peak_Gas | 3.2978
TVA Base Case | 2018 | 5 | 83 | TN160 Peak_Gas | 3.2958
TVA Base Case | 2018 | 6 | 83 | TN160 Peak_Gas | 3.3288
TVA Base Case | 2018 | 7 | 83 | TN160 Peak_Gas | 3.4009
TVA Base Case | 2018 | 8 | 83 | TN160 Peak_Gas | 3.4283
TVA Base Case | 2018 | 9 | 83 | TN160 Peak_Gas | 3.4215
TVA Base Case | 2018 | 10 | 83 | TN160 Peak_Gas | 3.4566
TVA Base Case | 2018 | 11 | 83 | TN160 Peak_Gas | 3.5673
TVA Base Case | 2018 | 12 | 83 | TN160 Peak_Gas | 3.7102
TVA Base Case | 2019 | 1 | 83 | TN160 Peak_Gas | 4.0116
TVA Base Case | 2019 | 2 | 83 | TN160 Peak_Gas | 3.9805
TVA Base Case | 2019 | 3 | 83 | TN160 Peak_Gas | 3.7404
TVA Base Case | 2019 | 4 | 83 | TN160 Peak_Gas | 3.5278
TVA Base Case | 2019 | 5 | 83 | TN160 Peak_Gas | 3.5577
TVA Base Case | 2019 | 6 | 83 | TN160 Peak_Gas | 3.6309
TVA Base Case | 2019 | 7 | 83 | TN160 Peak_Gas | 3.7993
TVA Base Case | 2019 | 8 | 83 | TN160 Peak_Gas | 3.8399
TVA Base Case | 2019 | 9 | 83 | TN160 Peak_Gas | 3.7843
TVA Base Case | 2019 | 10 | 83 | TN160 Peak_Gas | 3.8075
TVA Base Case | 2019 | 11 | 83 | TN160 Peak_Gas | 3.8914
TVA Base Case | 2019 | 12 | 83 | TN160 Peak_Gas | 4.0372
TVA Base Case | 2020 | 1 | 83 | TN160 Peak_Gas | 4.3833
TVA Base Case | 2020 | 2 | 83 | TN160 Peak_Gas | 4.1616
TVA Base Case | 2020 | 3 | 83 | TN160 Peak_Gas | 3.9558
TVA Base Case | 2020 | 4 | 83 | TN160 Peak_Gas | 3.8442
TVA Base Case | 2020 | 5 | 83 | TN160 Peak_Gas | 3.9286
TVA Base Case | 2020 | 6 | 83 | TN160 Peak_Gas | 4.0075
TVA Base Case | 2020 | 7 | 83 | TN160 Peak_Gas | 4.2615
TVA Base Case | 2020 | 8 | 83 | TN160 Peak_Gas | 4.2835
TVA Base Case | 2020 | 9 | 83 | TN160 Peak_Gas | 4.1275
TVA Base Case | 2020 | 10 | 83 | TN160 Peak_Gas | 4.1485
TVA Base Case | 2020 | 11 | 83 | TN160 Peak_Gas | 4.2345
TVA Base Case | 2020 | 12 | 83 | TN160 Peak_Gas | 4.3685
TVA Base Case | 2021 | 1 | 83 | TN160 Peak_Gas | 4.6138
TVA Base Case | 2021 | 2 | 83 | TN160 Peak_Gas | 4.5926
TVA Base Case | 2021 | 3 | 83 | TN160 Peak_Gas | 4.1986
TVA Base Case | 2021 | 4 | 83 | TN160 Peak_Gas | 4.064
TVA Base Case | 2021 | 5 | 83 | TN160 Peak_Gas | 4.1238
TVA Base Case | 2021 | 6 | 83 | TN160 Peak_Gas | 4.2372
TVA Base Case | 2021 | 7 | 83 | TN160 Peak_Gas | 4.464
TVA Base Case | 2021 | 8 | 83 | TN160 Peak_Gas | 4.4977
TVA Base Case | 2021 | 9 | 83 | TN160 Peak_Gas | 4.3369
TVA Base Case | 2021 | 10 | 83 | TN160 Peak_Gas | 4.3582
TVA Base Case | 2021 | 11 | 83 | TN160 Peak_Gas | 4.4991
TVA Base Case | 2021 | 12 | 83 | TN160 Peak_Gas | 4.5938
TVA Base Case | 2022 | 1 | 83 | TN160 Peak_Gas | 5.1858
TVA Base Case | 2022 | 2 | 83 | TN160 Peak_Gas | 5.0643
TVA Base Case | 2022 | 3 | 83 | TN160 Peak_Gas | 4.6968
TVA Base Case | 2022 | 4 | 83 | TN160 Peak_Gas | 4.5367
TVA Base Case | 2022 | 5 | 83 | TN160 Peak_Gas | 4.6425
TVA Base Case | 2022 | 6 | 83 | TN160 Peak_Gas | 4.7011
TVA Base Case | 2022 | 7 | 83 | TN160 Peak_Gas | 4.8985
TVA Base Case | 2022 | 8 | 83 | TN160 Peak_Gas | 4.9328
TVA Base Case | 2022 | 9 | 83 | TN160 Peak_Gas | 4.8241
TVA Base Case | 2022 | 10 | 83 | TN160 Peak_Gas | 4.8584
TVA Base Case | 2022 | 11 | 83 | TN160 Peak_Gas | 5.0371
TVA Base Case | 2022 | 12 | 83 | TN160 Peak_Gas | 5.12
TVA Base Case | 2023 | 1 | 83 | TN160 Peak_Gas | 5.5114
TVA Base Case | 2023 | 2 | 83 | TN160 Peak_Gas | 5.4231
TVA Base Case | 2023 | 3 | 83 | TN160 Peak_Gas | 5.0715
TVA Base Case | 2023 | 4 | 83 | TN160 Peak_Gas | 4.9199
TVA Base Case | 2023 | 5 | 83 | TN160 Peak_Gas | 5.0282
TVA Base Case | 2023 | 6 | 83 | TN160 Peak_Gas | 5.0882
TVA Base Case | 2023 | 7 | 83 | TN160 Peak_Gas | 5.2065
TVA Base Case | 2023 | 8 | 83 | TN160 Peak_Gas | 5.2398
TVA Base Case | 2023 | 9 | 83 | TN160 Peak_Gas | 5.1332
TVA Base Case | 2023 | 10 | 83 | TN160 Peak_Gas | 5.1665
TVA Base Case | 2023 | 11 | 83 | TN160 Peak_Gas | 5.3481
TVA Base Case | 2023 | 12 | 83 | TN160 Peak_Gas | 5.4448
TVA Base Case | 2024 | 1 | 83 | TN160 Peak_Gas | 5.7647
TVA Base Case | 2024 | 2 | 83 | TN160 Peak_Gas | 5.5663
TVA Base Case | 2024 | 3 | 83 | TN160 Peak_Gas | 5.2689
TVA Base Case | 2024 | 4 | 83 | TN160 Peak_Gas | 5.1243
TVA Base Case | 2024 | 5 | 83 | TN160 Peak_Gas | 5.1914
TVA Base Case | 2024 | 6 | 83 | TN160 Peak_Gas | 5.2508
TVA Base Case | 2024 | 7 | 83 | TN160 Peak_Gas | 5.5601
TVA Base Case | 2024 | 8 | 83 | TN160 Peak_Gas | 5.5957
TVA Base Case | 2024 | 9 | 83 | TN160 Peak_Gas | 5.4492
TVA Base Case | 2024 | 10 | 83 | TN160 Peak_Gas | 5.4849
TVA Base Case | 2024 | 11 | 83 | TN160 Peak_Gas | 5.6101
TVA Base Case | 2024 | 12 | 83 | TN160 Peak_Gas | 5.7209
TVA Base Case | 2025 | 1 | 83 | TN160 Peak_Gas | 6.1106
TVA Base Case | 2025 | 2 | 83 | TN160 Peak_Gas | 6.0057
TVA Base Case | 2025 | 3 | 83 | TN160 Peak_Gas | 5.5591
TVA Base Case | 2025 | 4 | 83 | TN160 Peak_Gas | 5.3994
TVA Base Case | 2025 | 5 | 83 | TN160 Peak_Gas | 5.4521
TVA Base Case | 2025 | 6 | 83 | TN160 Peak_Gas | 5.5149
TVA Base Case | 2025 | 7 | 83 | TN160 Peak_Gas | 5.8102
TVA Base Case | 2025 | 8 | 83 | TN160 Peak_Gas | 5.8566
TVA Base Case | 2025 | 9 | 83 | TN160 Peak_Gas | 5.7189
TVA Base Case | 2025 | 10 | 83 | TN160 Peak_Gas | 5.7432
TVA Base Case | 2025 | 11 | 83 | TN160 Peak_Gas | 5.8966
TVA Base Case | 2025 | 12 | 83 | TN160 Peak_Gas | 6.0542
TVA Base Case | 2026 | 1 | 83 | TN160 Peak_Gas | 6.3195
TVA Base Case | 2026 | 2 | 83 | TN160 Peak_Gas | 6.1759
TVA Base Case | 2026 | 3 | 83 | TN160 Peak_Gas | 5.6936
TVA Base Case | 2026 | 4 | 83 | TN160 Peak_Gas | 5.5476
TVA Base Case | 2026 | 5 | 83 | TN160 Peak_Gas | 5.6218
TVA Base Case | 2026 | 6 | 83 | TN160 Peak_Gas | 5.713
TVA Base Case | 2026 | 7 | 83 | TN160 Peak_Gas | 5.9775
TVA Base Case | 2026 | 8 | 83 | TN160 Peak_Gas | 5.9998
TVA Base Case | 2026 | 9 | 83 | TN160 Peak_Gas | 5.8467
TVA Base Case | 2026 | 10 | 83 | TN160 Peak_Gas | 5.8814
TVA Base Case | 2026 | 11 | 83 | TN160 Peak_Gas | 6.0598
TVA Base Case | 2026 | 12 | 83 | TN160 Peak_Gas | 6.2006
TVA Base Case | 2027 | 1 | 83 | TN160 Peak_Gas | 6.5873
TVA Base Case | 2027 | 2 | 83 | TN160 Peak_Gas | 6.4991
TVA Base Case | 2027 | 3 | 83 | TN160 Peak_Gas | 6.0603
TVA Base Case | 2027 | 4 | 83 | TN160 Peak_Gas | 5.8459
TVA Base Case | 2027 | 5 | 83 | TN160 Peak_Gas | 5.9268
TVA Base Case | 2027 | 6 | 83 | TN160 Peak_Gas | 6.0429
TVA Base Case | 2027 | 7 | 83 | TN160 Peak_Gas | 6.3256
TVA Base Case | 2027 | 8 | 83 | TN160 Peak_Gas | 6.3534
TVA Base Case | 2027 | 9 | 83 | TN160 Peak_Gas | 6.179
TVA Base Case | 2027 | 10 | 83 | TN160 Peak_Gas | 6.199
TVA Base Case | 2027 | 11 | 83 | TN160 Peak_Gas | 6.3956
TVA Base Case | 2027 | 12 | 83 | TN160 Peak_Gas | 6.5269
TVA Base Case | 2028 | 1 | 83 | TN160 Peak_Gas | 7.0693
TVA Base Case | 2028 | 2 | 83 | TN160 Peak_Gas | 6.725
TVA Base Case | 2028 | 3 | 83 | TN160 Peak_Gas | 6.4135
TVA Base Case | 2028 | 4 | 83 | TN160 Peak_Gas | 6.2106
TVA Base Case | 2028 | 5 | 83 | TN160 Peak_Gas | 6.2906
TVA Base Case | 2028 | 6 | 83 | TN160 Peak_Gas | 6.4249
TVA Base Case | 2028 | 7 | 83 | TN160 Peak_Gas | 6.6493
TVA Base Case | 2028 | 8 | 83 | TN160 Peak_Gas | 6.6878
TVA Base Case | 2028 | 9 | 83 | TN160 Peak_Gas | 6.4835
TVA Base Case | 2028 | 10 | 83 | TN160 Peak_Gas | 6.5192
TVA Base Case | 2028 | 11 | 83 | TN160 Peak_Gas | 6.7221
TVA Base Case | 2028 | 12 | 83 | TN160 Peak_Gas | 6.8507
TVA Base Case | 2029 | 1 | 83 | TN160 Peak_Gas | 7.3358
TVA Base Case | 2029 | 2 | 83 | TN160 Peak_Gas | 7.2109
TVA Base Case | 2029 | 3 | 83 | TN160 Peak_Gas | 6.634
TVA Base Case | 2029 | 4 | 83 | TN160 Peak_Gas | 6.3749
TVA Base Case | 2029 | 5 | 83 | TN160 Peak_Gas | 6.4436
TVA Base Case | 2029 | 6 | 83 | TN160 Peak_Gas | 6.5678
TVA Base Case | 2029 | 7 | 83 | TN160 Peak_Gas | 6.9543
TVA Base Case | 2029 | 8 | 83 | TN160 Peak_Gas | 6.9967
TVA Base Case | 2029 | 9 | 83 | TN160 Peak_Gas | 6.7876
TVA Base Case | 2029 | 10 | 83 | TN160 Peak_Gas | 6.8238
TVA Base Case | 2029 | 11 | 83 | TN160 Peak_Gas | 6.9356
TVA Base Case | 2029 | 12 | 83 | TN160 Peak_Gas | 7.1191
TVA Base Case | 2030 | 1 | 83 | TN160 Peak_Gas | 7.5292
TVA Base Case | 2030 | 2 | 83 | TN160 Peak_Gas | 7.3955
TVA Base Case | 2030 | 3 | 83 | TN160 Peak_Gas | 6.7671
TVA Base Case | 2030 | 4 | 83 | TN160 Peak_Gas | 6.5833
TVA Base Case | 2030 | 5 | 83 | TN160 Peak_Gas | 6.6936
TVA Base Case | 2030 | 6 | 83 | TN160 Peak_Gas | 6.8073
TVA Base Case | 2030 | 7 | 83 | TN160 Peak_Gas | 7.2051
TVA Base Case | 2030 | 8 | 83 | TN160 Peak_Gas | 7.2452
TVA Base Case | 2030 | 9 | 83 | TN160 Peak_Gas | 7.0278
TVA Base Case | 2030 | 10 | 83 | TN160 Peak_Gas | 7.0412
TVA Base Case | 2030 | 11 | 83 | TN160 Peak_Gas | 7.1949
TVA Base Case | 2030 | 12 | 83 | TN160 Peak_Gas | 7.4088
TVA Base Case | 2031 | 1 | 83 | TN160 Peak_Gas | 7.8298
TVA Base Case | 2031 | 2 | 83 | TN160 Peak_Gas | 7.7071
TVA Base Case | 2031 | 3 | 83 | TN160 Peak_Gas | 7.1209
TVA Base Case | 2031 | 4 | 83 | TN160 Peak_Gas | 6.8964
TVA Base Case | 2031 | 5 | 83 | TN160 Peak_Gas | 6.9373
TVA Base Case | 2031 | 6 | 83 | TN160 Peak_Gas | 7.0981
TVA Base Case | 2031 | 7 | 83 | TN160 Peak_Gas | 7.5144
TVA Base Case | 2031 | 8 | 83 | TN160 Peak_Gas | 7.5553
TVA Base Case | 2031 | 9 | 83 | TN160 Peak_Gas | 7.3227
TVA Base Case | 2031 | 10 | 83 | TN160 Peak_Gas | 7.3563
TVA Base Case | 2031 | 11 | 83 | TN160 Peak_Gas | 7.5026
TVA Base Case | 2031 | 12 | 83 | TN160 Peak_Gas | 7.6971
TVA Base Case | 2032 | 1 | 83 | TN160 Peak_Gas | 8.1394
TVA Base Case | 2032 | 2 | 83 | TN160 Peak_Gas | 7.7779
TVA Base Case | 2032 | 3 | 83 | TN160 Peak_Gas | 7.4304
TVA Base Case | 2032 | 4 | 83 | TN160 Peak_Gas | 7.2435
TVA Base Case | 2032 | 5 | 83 | TN160 Peak_Gas | 7.2991
TVA Base Case | 2032 | 6 | 83 | TN160 Peak_Gas | 7.4816
TVA Base Case | 2032 | 7 | 83 | TN160 Peak_Gas | 7.8569
TVA Base Case | 2032 | 8 | 83 | TN160 Peak_Gas | 7.8786
TVA Base Case | 2032 | 9 | 83 | TN160 Peak_Gas | 7.5811
TVA Base Case | 2032 | 10 | 83 | TN160 Peak_Gas | 7.615
TVA Base Case | 2032 | 11 | 83 | TN160 Peak_Gas | 7.8374
TVA Base Case | 2032 | 12 | 83 | TN160 Peak_Gas | 8.0004
TVA Base Case | 2033 | 1 | 83 | TN160 Peak_Gas | 8.5147
TVA Base Case | 2033 | 2 | 83 | TN160 Peak_Gas | 8.2879
TVA Base Case | 2033 | 3 | 83 | TN160 Peak_Gas | 7.7492
TVA Base Case | 2033 | 4 | 83 | TN160 Peak_Gas | 7.4882
TVA Base Case | 2033 | 5 | 83 | TN160 Peak_Gas | 7.5775
TVA Base Case | 2033 | 6 | 83 | TN160 Peak_Gas | 7.7885
TVA Base Case | 2033 | 7 | 83 | TN160 Peak_Gas | 8.2179
TVA Base Case | 2033 | 8 | 83 | TN160 Peak_Gas | 8.2546
TVA Base Case | 2033 | 9 | 83 | TN160 Peak_Gas | 7.9177
TVA Base Case | 2033 | 10 | 83 | TN160 Peak_Gas | 7.9419
TVA Base Case | 2033 | 11 | 83 | TN160 Peak_Gas | 8.1787
TVA Base Case | 2033 | 12 | 83 | TN160 Peak_Gas | 8.3304
TVA Base Case | 2034 | 1 | 83 | TN160 Peak_Gas | 8.87
TVA Base Case | 2034 | 2 | 83 | TN160 Peak_Gas | 8.552
TVA Base Case | 2034 | 3 | 83 | TN160 Peak_Gas | 8.0261
TVA Base Case | 2034 | 4 | 83 | TN160 Peak_Gas | 7.8092
TVA Base Case | 2034 | 5 | 83 | TN160 Peak_Gas | 7.9627
TVA Base Case | 2034 | 6 | 83 | TN160 Peak_Gas | 8.1351
TVA Base Case | 2034 | 7 | 83 | TN160 Peak_Gas | 8.5587
TVA Base Case | 2034 | 8 | 83 | TN160 Peak_Gas | 8.5821
TVA Base Case | 2034 | 9 | 83 | TN160 Peak_Gas | 8.1895
TVA Base Case | 2034 | 10 | 83 | TN160 Peak_Gas | 8.214
TVA Base Case | 2034 | 11 | 83 | TN160 Peak_Gas | 8.4553
TVA Base Case | 2034 | 12 | 83 | TN160 Peak_Gas | 8.5954
TVA Base Case | 2035 | 1 | 83 | TN160 Peak_Gas | 9.0471
TVA Base Case | 2035 | 2 | 83 | TN160 Peak_Gas | 8.885
TVA Base Case | 2035 | 3 | 83 | TN160 Peak_Gas | 8.2606
TVA Base Case | 2035 | 4 | 83 | TN160 Peak_Gas | 8.0248
TVA Base Case | 2035 | 5 | 83 | TN160 Peak_Gas | 8.1375
TVA Base Case | 2035 | 6 | 83 | TN160 Peak_Gas | 8.3286
TVA Base Case | 2035 | 7 | 83 | TN160 Peak_Gas | 8.9524
TVA Base Case | 2035 | 8 | 83 | TN160 Peak_Gas | 8.9914
TVA Base Case | 2035 | 9 | 83 | TN160 Peak_Gas | 8.5602
TVA Base Case | 2035 | 10 | 83 | TN160 Peak_Gas | 8.5555
TVA Base Case | 2035 | 11 | 83 | TN160 Peak_Gas | 8.6686
TVA Base Case | 2035 | 12 | 83 | TN160 Peak_Gas | 8.8555
TVA Base Case | 2014 | 1 | 99 | U. of Miss_Oil | 22.4224
TVA Base Case | 2014 | 2 | 99 | U. of Miss_Oil | 22.4224
TVA Base Case | 2014 | 3 | 99 | U. of Miss_Oil | 22.4224
TVA Base Case | 2014 | 4 | 99 | U. of Miss_Oil | 22.2248
TVA Base Case | 2014 | 5 | 99 | U. of Miss_Oil | 22.1483
TVA Base Case | 2014 | 6 | 99 | U. of Miss_Oil | 22.0969
TVA Base Case | 2014 | 7 | 99 | U. of Miss_Oil | 22.0599
TVA Base Case | 2014 | 8 | 99 | U. of Miss_Oil | 22.0265
TVA Base Case | 2014 | 9 | 99 | U. of Miss_Oil | 22.0015
TVA Base Case | 2014 | 10 | 99 | U. of Miss_Oil | 21.9551
TVA Base Case | 2014 | 11 | 99 | U. of Miss_Oil | 21.9156
TVA Base Case | 2014 | 12 | 99 | U. of Miss_Oil | 21.8794
TVA Base Case | 2015 | 1 | 99 | U. of Miss_Oil | 13.37
TVA Base Case | 2015 | 2 | 99 | U. of Miss_Oil | 13.37
TVA Base Case | 2015 | 3 | 99 | U. of Miss_Oil | 13.37
TVA Base Case | 2015 | 4 | 99 | U. of Miss_Oil | 13.5976
TVA Base Case | 2015 | 5 | 99 | U. of Miss_Oil | 13.4709
TVA Base Case | 2015 | 6 | 99 | U. of Miss_Oil | 13.4953
TVA Base Case | 2015 | 7 | 99 | U. of Miss_Oil | 13.5832
TVA Base Case | 2015 | 8 | 99 | U. of Miss_Oil | 13.7105
TVA Base Case | 2015 | 9 | 99 | U. of Miss_Oil | 13.8547
TVA Base Case | 2015 | 10 | 99 | U. of Miss_Oil | 13.9996
TVA Base Case | 2015 | 11 | 99 | U. of Miss_Oil | 14.1212
TVA Base Case | 2015 | 12 | 99 | U. of Miss_Oil | 14.2321
TVA Base Case | 2016 | 1 | 99 | U. of Miss_Oil | 14.3483
TVA Base Case | 2016 | 2 | 99 | U. of Miss_Oil | 14.4188
TVA Base Case | 2016 | 3 | 99 | U. of Miss_Oil | 14.4247
TVA Base Case | 2016 | 4 | 99 | U. of Miss_Oil | 14.3692
TVA Base Case | 2016 | 5 | 99 | U. of Miss_Oil | 14.4006
TVA Base Case | 2016 | 6 | 99 | U. of Miss_Oil | 14.4675
TVA Base Case | 2016 | 7 | 99 | U. of Miss_Oil | 14.5532
TVA Base Case | 2016 | 8 | 99 | U. of Miss_Oil | 14.6755
TVA Base Case | 2016 | 9 | 99 | U. of Miss_Oil | 14.8089
TVA Base Case | 2016 | 10 | 99 | U. of Miss_Oil | 14.9141
TVA Base Case | 2016 | 11 | 99 | U. of Miss_Oil | 14.9864
TVA Base Case | 2016 | 12 | 99 | U. of Miss_Oil | 15.0595
TVA Base Case | 2017 | 1 | 99 | U. of Miss_Oil | 15.1316
TVA Base Case | 2017 | 2 | 99 | U. of Miss_Oil | 15.1902
TVA Base Case | 2017 | 3 | 99 | U. of Miss_Oil | 15.197
TVA Base Case | 2017 | 4 | 99 | U. of Miss_Oil | 15.1546
TVA Base Case | 2017 | 5 | 99 | U. of Miss_Oil | 15.1811
TVA Base Case | 2017 | 6 | 99 | U. of Miss_Oil | 15.2019
TVA Base Case | 2017 | 7 | 99 | U. of Miss_Oil | 15.2623
TVA Base Case | 2017 | 8 | 99 | U. of Miss_Oil | 15.3451
TVA Base Case | 2017 | 9 | 99 | U. of Miss_Oil | 15.4251
TVA Base Case | 2017 | 10 | 99 | U. of Miss_Oil | 15.5051
TVA Base Case | 2017 | 11 | 99 | U. of Miss_Oil | 15.5569
TVA Base Case | 2017 | 12 | 99 | U. of Miss_Oil | 15.6045
TVA Base Case | 2018 | 1 | 99 | U. of Miss_Oil | 15.593
TVA Base Case | 2018 | 2 | 99 | U. of Miss_Oil | 15.605
TVA Base Case | 2018 | 3 | 99 | U. of Miss_Oil | 15.5976
TVA Base Case | 2018 | 4 | 99 | U. of Miss_Oil | 15.5751
TVA Base Case | 2018 | 5 | 99 | U. of Miss_Oil | 15.5013
TVA Base Case | 2018 | 6 | 99 | U. of Miss_Oil | 15.408
TVA Base Case | 2018 | 7 | 99 | U. of Miss_Oil | 15.4853
TVA Base Case | 2018 | 8 | 99 | U. of Miss_Oil | 15.5706
TVA Base Case | 2018 | 9 | 99 | U. of Miss_Oil | 15.6317
TVA Base Case | 2018 | 10 | 99 | U. of Miss_Oil | 15.6789
TVA Base Case | 2018 | 11 | 99 | U. of Miss_Oil | 15.7519
TVA Base Case | 2018 | 12 | 99 | U. of Miss_Oil | 15.6373
TVA Base Case | 2019 | 1 | 99 | U. of Miss_Oil | 15.8548
TVA Base Case | 2019 | 2 | 99 | U. of Miss_Oil | 16.4677
TVA Base Case | 2019 | 3 | 99 | U. of Miss_Oil | 16.5063
TVA Base Case | 2019 | 4 | 99 | U. of Miss_Oil | 16.2961
TVA Base Case | 2019 | 5 | 99 | U. of Miss_Oil | 15.6532
TVA Base Case | 2019 | 6 | 99 | U. of Miss_Oil | 15.7284
TVA Base Case | 2019 | 7 | 99 | U. of Miss_Oil | 16.2133
TVA Base Case | 2019 | 8 | 99 | U. of Miss_Oil | 16.3217
TVA Base Case | 2019 | 9 | 99 | U. of Miss_Oil | 15.7426
TVA Base Case | 2019 | 10 | 99 | U. of Miss_Oil | 15.7897
TVA Base Case | 2019 | 11 | 99 | U. of Miss_Oil | 16.1613
TVA Base Case | 2019 | 12 | 99 | U. of Miss_Oil | 16.8099
TVA Base Case | 2020 | 1 | 99 | U. of Miss_Oil | 16.9319
TVA Base Case | 2020 | 2 | 99 | U. of Miss_Oil | 17.7565
TVA Base Case | 2020 | 3 | 99 | U. of Miss_Oil | 17.7901
TVA Base Case | 2020 | 4 | 99 | U. of Miss_Oil | 17.3187
TVA Base Case | 2020 | 5 | 99 | U. of Miss_Oil | 16.0562
TVA Base Case | 2020 | 6 | 99 | U. of Miss_Oil | 16.2342
TVA Base Case | 2020 | 7 | 99 | U. of Miss_Oil | 17.0781
TVA Base Case | 2020 | 8 | 99 | U. of Miss_Oil | 17.2308
TVA Base Case | 2020 | 9 | 99 | U. of Miss_Oil | 16.3616
TVA Base Case | 2020 | 10 | 99 | U. of Miss_Oil | 16.4572
TVA Base Case | 2020 | 11 | 99 | U. of Miss_Oil | 16.9796
TVA Base Case | 2020 | 12 | 99 | U. of Miss_Oil | 17.7427
TVA Base Case | 2021 | 1 | 99 | U. of Miss_Oil | 17.8626
TVA Base Case | 2021 | 2 | 99 | U. of Miss_Oil | 18.7743
TVA Base Case | 2021 | 3 | 99 | U. of Miss_Oil | 18.7468
TVA Base Case | 2021 | 4 | 99 | U. of Miss_Oil | 18.1932
TVA Base Case | 2021 | 5 | 99 | U. of Miss_Oil | 16.8647
TVA Base Case | 2021 | 6 | 99 | U. of Miss_Oil | 17.052
TVA Base Case | 2021 | 7 | 99 | U. of Miss_Oil | 17.9398
TVA Base Case | 2021 | 8 | 99 | U. of Miss_Oil | 18.1003
TVA Base Case | 2021 | 9 | 99 | U. of Miss_Oil | 17.1859
TVA Base Case | 2021 | 10 | 99 | U. of Miss_Oil | 17.2864
TVA Base Case | 2021 | 11 | 99 | U. of Miss_Oil | 17.8366
TVA Base Case | 2021 | 12 | 99 | U. of Miss_Oil | 18.5585
TVA Base Case | 2022 | 1 | 99 | U. of Miss_Oil | 18.6836
TVA Base Case | 2022 | 2 | 99 | U. of Miss_Oil | 19.6377
TVA Base Case | 2022 | 3 | 99 | U. of Miss_Oil | 19.6086
TVA Base Case | 2022 | 4 | 99 | U. of Miss_Oil | 19.0285
TVA Base Case | 2022 | 5 | 99 | U. of Miss_Oil | 17.637
TVA Base Case | 2022 | 6 | 99 | U. of Miss_Oil | 17.8332
TVA Base Case | 2022 | 7 | 99 | U. of Miss_Oil | 18.763
TVA Base Case | 2022 | 8 | 99 | U. of Miss_Oil | 18.931
TVA Base Case | 2022 | 9 | 99 | U. of Miss_Oil | 17.9734
TVA Base Case | 2022 | 10 | 99 | U. of Miss_Oil | 18.0785
TVA Base Case | 2022 | 11 | 99 | U. of Miss_Oil | 18.6553
TVA Base Case | 2022 | 12 | 99 | U. of Miss_Oil | 19.3747
TVA Base Case | 2023 | 1 | 99 | U. of Miss_Oil | 19.5057
TVA Base Case | 2023 | 2 | 99 | U. of Miss_Oil | 20.5024
TVA Base Case | 2023 | 3 | 99 | U. of Miss_Oil | 20.4717
TVA Base Case | 2023 | 4 | 99 | U. of Miss_Oil | 19.8651
TVA Base Case | 2023 | 5 | 99 | U. of Miss_Oil | 18.4106
TVA Base Case | 2023 | 6 | 99 | U. of Miss_Oil | 18.6156
TVA Base Case | 2023 | 7 | 99 | U. of Miss_Oil | 19.5874
TVA Base Case | 2023 | 8 | 99 | U. of Miss_Oil | 19.7629
TVA Base Case | 2023 | 9 | 99 | U. of Miss_Oil | 18.762
TVA Base Case | 2023 | 10 | 99 | U. of Miss_Oil | 18.8719
TVA Base Case | 2023 | 11 | 99 | U. of Miss_Oil | 19.4751
TVA Base Case | 2023 | 12 | 99 | U. of Miss_Oil | 20.1933
TVA Base Case | 2024 | 1 | 99 | U. of Miss_Oil | 20.3301
TVA Base Case | 2024 | 2 | 99 | U. of Miss_Oil | 21.3694
TVA Base Case | 2024 | 3 | 99 | U. of Miss_Oil | 21.3371
TVA Base Case | 2024 | 4 | 99 | U. of Miss_Oil | 20.7039
TVA Base Case | 2024 | 5 | 99 | U. of Miss_Oil | 19.1862
TVA Base Case | 2024 | 6 | 99 | U. of Miss_Oil | 19.4001
TVA Base Case | 2024 | 7 | 99 | U. of Miss_Oil | 20.414
TVA Base Case | 2024 | 8 | 99 | U. of Miss_Oil | 20.597
TVA Base Case | 2024 | 9 | 99 | U. of Miss_Oil | 19.5528
TVA Base Case | 2024 | 10 | 99 | U. of Miss_Oil | 19.6674
TVA Base Case | 2024 | 11 | 99 | U. of Miss_Oil | 20.2972
TVA Base Case | 2024 | 12 | 99 | U. of Miss_Oil | 21.0107
TVA Base Case | 2025 | 1 | 99 | U. of Miss_Oil | 21.1533
TVA Base Case | 2025 | 2 | 99 | U. of Miss_Oil | 22.2352
TVA Base Case | 2025 | 3 | 99 | U. of Miss_Oil | 22.2013
TVA Base Case | 2025 | 4 | 99 | U. of Miss_Oil | 21.5416
TVA Base Case | 2025 | 5 | 99 | U. of Miss_Oil | 19.9608
TVA Base Case | 2025 | 6 | 99 | U. of Miss_Oil | 20.1836
TVA Base Case | 2025 | 7 | 99 | U. of Miss_Oil | 21.2395
TVA Base Case | 2025 | 8 | 99 | U. of Miss_Oil | 21.4299
TVA Base Case | 2025 | 9 | 99 | U. of Miss_Oil | 20.3425
TVA Base Case | 2025 | 10 | 99 | U. of Miss_Oil | 20.4619
TVA Base Case | 2025 | 11 | 99 | U. of Miss_Oil | 21.1181
TVA Base Case | 2025 | 12 | 99 | U. of Miss_Oil | 21.8281
TVA Base Case | 2026 | 1 | 99 | U. of Miss_Oil | 21.9764
TVA Base Case | 2026 | 2 | 99 | U. of Miss_Oil | 23.1009
TVA Base Case | 2026 | 3 | 99 | U. of Miss_Oil | 23.0654
TVA Base Case | 2026 | 4 | 99 | U. of Miss_Oil | 22.3792
TVA Base Case | 2026 | 5 | 99 | U. of Miss_Oil | 20.7354
TVA Base Case | 2026 | 6 | 99 | U. of Miss_Oil | 20.9671
TVA Base Case | 2026 | 7 | 99 | U. of Miss_Oil | 22.065
TVA Base Case | 2026 | 8 | 99 | U. of Miss_Oil | 22.2629
TVA Base Case | 2026 | 9 | 99 | U. of Miss_Oil | 21.1322
TVA Base Case | 2026 | 10 | 99 | U. of Miss_Oil | 21.2563
TVA Base Case | 2026 | 11 | 99 | U. of Miss_Oil | 21.9391
TVA Base Case | 2026 | 12 | 99 | U. of Miss_Oil | 22.6459
TVA Base Case | 2027 | 1 | 99 | U. of Miss_Oil | 22.7999
TVA Base Case | 2027 | 2 | 99 | U. of Miss_Oil | 23.967
TVA Base Case | 2027 | 3 | 99 | U. of Miss_Oil | 23.9299
TVA Base Case | 2027 | 4 | 99 | U. of Miss_Oil | 23.2172
TVA Base Case | 2027 | 5 | 99 | U. of Miss_Oil | 21.5103
TVA Base Case | 2027 | 6 | 99 | U. of Miss_Oil | 21.7509
TVA Base Case | 2027 | 7 | 99 | U. of Miss_Oil | 22.8908
TVA Base Case | 2027 | 8 | 99 | U. of Miss_Oil | 23.0962
TVA Base Case | 2027 | 9 | 99 | U. of Miss_Oil | 21.9223
TVA Base Case | 2027 | 10 | 99 | U. of Miss_Oil | 22.0511
TVA Base Case | 2027 | 11 | 99 | U. of Miss_Oil | 22.7604
TVA Base Case | 2027 | 12 | 99 | U. of Miss_Oil | 23.4658
TVA Base Case | 2028 | 1 | 99 | U. of Miss_Oil | 23.6257
TVA Base Case | 2028 | 2 | 99 | U. of Miss_Oil | 24.8354
TVA Base Case | 2028 | 3 | 99 | U. of Miss_Oil | 24.7967
TVA Base Case | 2028 | 4 | 99 | U. of Miss_Oil | 24.0575
TVA Base Case | 2028 | 5 | 99 | U. of Miss_Oil | 22.2874
TVA Base Case | 2028 | 6 | 99 | U. of Miss_Oil | 22.5369
TVA Base Case | 2028 | 7 | 99 | U. of Miss_Oil | 23.7189
TVA Base Case | 2028 | 8 | 99 | U. of Miss_Oil | 23.9318
TVA Base Case | 2028 | 9 | 99 | U. of Miss_Oil | 22.7145
TVA Base Case | 2028 | 10 | 99 | U. of Miss_Oil | 22.8481
TVA Base Case | 2028 | 11 | 99 | U. of Miss_Oil | 23.5839
TVA Base Case | 2028 | 12 | 99 | U. of Miss_Oil | 24.2847
TVA Base Case | 2029 | 1 | 99 | U. of Miss_Oil | 24.4502
TVA Base Case | 2029 | 2 | 99 | U. of Miss_Oil | 25.7026
TVA Base Case | 2029 | 3 | 99 | U. of Miss_Oil | 25.6624
TVA Base Case | 2029 | 4 | 99 | U. of Miss_Oil | 24.8966
TVA Base Case | 2029 | 5 | 99 | U. of Miss_Oil | 23.0635
TVA Base Case | 2029 | 6 | 99 | U. of Miss_Oil | 23.3218
TVA Base Case | 2029 | 7 | 99 | U. of Miss_Oil | 24.5459
TVA Base Case | 2029 | 8 | 99 | U. of Miss_Oil | 24.7663
TVA Base Case | 2029 | 9 | 99 | U. of Miss_Oil | 23.5057
TVA Base Case | 2029 | 10 | 99 | U. of Miss_Oil | 23.644
TVA Base Case | 2029 | 11 | 99 | U. of Miss_Oil | 24.4063
TVA Base Case | 2029 | 12 | 99 | U. of Miss_Oil | 25.1035
TVA Base Case | 2030 | 1 | 99 | U. of Miss_Oil | 25.2748
TVA Base Case | 2030 | 2 | 99 | U. of Miss_Oil | 26.5698
TVA Base Case | 2030 | 3 | 99 | U. of Miss_Oil | 26.528
TVA Base Case | 2030 | 4 | 99 | U. of Miss_Oil | 25.7357
TVA Base Case | 2030 | 5 | 99 | U. of Miss_Oil | 23.8396
TVA Base Case | 2030 | 6 | 99 | U. of Miss_Oil | 24.1068
TVA Base Case | 2030 | 7 | 99 | U. of Miss_Oil | 25.3728
TVA Base Case | 2030 | 8 | 99 | U. of Miss_Oil | 25.6007
TVA Base Case | 2030 | 9 | 99 | U. of Miss_Oil | 24.2969
TVA Base Case | 2030 | 10 | 99 | U. of Miss_Oil | 24.44
TVA Base Case | 2030 | 11 | 99 | U. of Miss_Oil | 25.2287
TVA Base Case | 2030 | 12 | 99 | U. of Miss_Oil | 25.9227
TVA Base Case | 2031 | 1 | 99 | U. of Miss_Oil | 26.0998
TVA Base Case | 2031 | 2 | 99 | U. of Miss_Oil | 27.4373
TVA Base Case | 2031 | 3 | 99 | U. of Miss_Oil | 27.394
TVA Base Case | 2031 | 4 | 99 | U. of Miss_Oil | 26.5753
TVA Base Case | 2031 | 5 | 99 | U. of Miss_Oil | 24.6161
TVA Base Case | 2031 | 6 | 99 | U. of Miss_Oil | 24.8922
TVA Base Case | 2031 | 7 | 99 | U. of Miss_Oil | 26.2002
TVA Base Case | 2031 | 8 | 99 | U. of Miss_Oil | 26.4356
TVA Base Case | 2031 | 9 | 99 | U. of Miss_Oil | 25.0886
TVA Base Case | 2031 | 10 | 99 | U. of Miss_Oil | 25.2364
TVA Base Case | 2031 | 11 | 99 | U. of Miss_Oil | 26.0515
TVA Base Case | 2031 | 12 | 99 | U. of Miss_Oil | 26.7442
TVA Base Case | 2032 | 1 | 99 | U. of Miss_Oil | 26.927
TVA Base Case | 2032 | 2 | 99 | U. of Miss_Oil | 28.3072
TVA Base Case | 2032 | 3 | 99 | U. of Miss_Oil | 28.2623
TVA Base Case | 2032 | 4 | 99 | U. of Miss_Oil | 27.4171
TVA Base Case | 2032 | 5 | 99 | U. of Miss_Oil | 25.3947
TVA Base Case | 2032 | 6 | 99 | U. of Miss_Oil | 25.6797
TVA Base Case | 2032 | 7 | 99 | U. of Miss_Oil | 27.0298
TVA Base Case | 2032 | 8 | 99 | U. of Miss_Oil | 27.2728
TVA Base Case | 2032 | 9 | 99 | U. of Miss_Oil | 25.8823
TVA Base Case | 2032 | 10 | 99 | U. of Miss_Oil | 26.0349
TVA Base Case | 2032 | 11 | 99 | U. of Miss_Oil | 26.8765
TVA Base Case | 2032 | 12 | 99 | U. of Miss_Oil | 27.5645
TVA Base Case | 2033 | 1 | 99 | U. of Miss_Oil | 27.753
TVA Base Case | 2033 | 2 | 99 | U. of Miss_Oil | 29.176
TVA Base Case | 2033 | 3 | 99 | U. of Miss_Oil | 29.1295
TVA Base Case | 2033 | 4 | 99 | U. of Miss_Oil | 28.2578
TVA Base Case | 2033 | 5 | 99 | U. of Miss_Oil | 26.1724
TVA Base Case | 2033 | 6 | 99 | U. of Miss_Oil | 26.4663
TVA Base Case | 2033 | 7 | 99 | U. of Miss_Oil | 27.8584
TVA Base Case | 2033 | 8 | 99 | U. of Miss_Oil | 28.1088
TVA Base Case | 2033 | 9 | 99 | U. of Miss_Oil | 26.6751
TVA Base Case | 2033 | 10 | 99 | U. of Miss_Oil | 26.8324
TVA Base Case | 2033 | 11 | 99 | U. of Miss_Oil | 27.7005
TVA Base Case | 2033 | 12 | 99 | U. of Miss_Oil | 28.3849
TVA Base Case | 2034 | 1 | 99 | U. of Miss_Oil | 28.5792
TVA Base Case | 2034 | 2 | 99 | U. of Miss_Oil | 30.0447
TVA Base Case | 2034 | 3 | 99 | U. of Miss_Oil | 29.9967
TVA Base Case | 2034 | 4 | 99 | U. of Miss_Oil | 29.0985
TVA Base Case | 2034 | 5 | 99 | U. of Miss_Oil | 26.9501
TVA Base Case | 2034 | 6 | 99 | U. of Miss_Oil | 27.2529
TVA Base Case | 2034 | 7 | 99 | U. of Miss_Oil | 28.687
TVA Base Case | 2034 | 8 | 99 | U. of Miss_Oil | 28.9449
TVA Base Case | 2034 | 9 | 99 | U. of Miss_Oil | 27.468
TVA Base Case | 2034 | 10 | 99 | U. of Miss_Oil | 27.63
TVA Base Case | 2034 | 11 | 99 | U. of Miss_Oil | 28.5245
TVA Base Case | 2034 | 12 | 99 | U. of Miss_Oil | 29.2057
TVA Base Case | 2035 | 1 | 99 | U. of Miss_Oil | 29.4057
TVA Base Case | 2035 | 2 | 99 | U. of Miss_Oil | 30.9139
TVA Base Case | 2035 | 3 | 99 | U. of Miss_Oil | 30.8643
TVA Base Case | 2035 | 4 | 99 | U. of Miss_Oil | 29.9397
TVA Base Case | 2035 | 5 | 99 | U. of Miss_Oil | 27.7283
TVA Base Case | 2035 | 6 | 99 | U. of Miss_Oil | 28.0399
TVA Base Case | 2035 | 7 | 99 | U. of Miss_Oil | 29.516
TVA Base Case | 2035 | 8 | 99 | U. of Miss_Oil | 29.7815
TVA Base Case | 2035 | 9 | 99 | U. of Miss_Oil | 28.2613
TVA Base Case | 2035 | 10 | 99 | U. of Miss_Oil | 28.428
TVA Base Case | 2035 | 11 | 99 | U. of Miss_Oil | 29.3489
TVA Base Case | 2035 | 12 | 99 | U. of Miss_Oil | 30.0287
TVA Base Case | 2014 | 1 | 79 | Union Power_Gas | 0
TVA Base Case | 2014 | 2 | 79 | Union Power_Gas | 0
TVA Base Case | 2014 | 3 | 79 | Union Power_Gas | 0
TVA Base Case | 2014 | 4 | 79 | Union Power_Gas | 0
TVA Base Case | 2014 | 5 | 79 | Union Power_Gas | 0
TVA Base Case | 2014 | 6 | 79 | Union Power_Gas | 0
TVA Base Case | 2014 | 7 | 79 | Union Power_Gas | 0
TVA Base Case | 2014 | 8 | 79 | Union Power_Gas | 0
TVA Base Case | 2014 | 9 | 79 | Union Power_Gas | 0
TVA Base Case | 2014 | 10 | 79 | Union Power_Gas | 0
TVA Base Case | 2014 | 11 | 79 | Union Power_Gas | 0
TVA Base Case | 2014 | 12 | 79 | Union Power_Gas | 0
TVA Base Case | 2015 | 1 | 79 | Union Power_Gas | 2.71
TVA Base Case | 2015 | 2 | 79 | Union Power_Gas | 2.71
TVA Base Case | 2015 | 3 | 79 | Union Power_Gas | 2.71
TVA Base Case | 2015 | 4 | 79 | Union Power_Gas | 0
TVA Base Case | 2015 | 5 | 79 | Union Power_Gas | 0
TVA Base Case | 2015 | 6 | 79 | Union Power_Gas | 0
TVA Base Case | 2015 | 7 | 79 | Union Power_Gas | 0
TVA Base Case | 2015 | 8 | 79 | Union Power_Gas | 0
TVA Base Case | 2015 | 9 | 79 | Union Power_Gas | 0
TVA Base Case | 2015 | 10 | 79 | Union Power_Gas | 0
TVA Base Case | 2015 | 11 | 79 | Union Power_Gas | 0
TVA Base Case | 2015 | 12 | 79 | Union Power_Gas | 0
TVA Base Case | 2016 | 1 | 79 | Union Power_Gas | 0
TVA Base Case | 2016 | 2 | 79 | Union Power_Gas | 0
TVA Base Case | 2016 | 3 | 79 | Union Power_Gas | 0
TVA Base Case | 2016 | 4 | 79 | Union Power_Gas | 0
TVA Base Case | 2016 | 5 | 79 | Union Power_Gas | 0
TVA Base Case | 2016 | 6 | 79 | Union Power_Gas | 0
TVA Base Case | 2016 | 7 | 79 | Union Power_Gas | 0
TVA Base Case | 2016 | 8 | 79 | Union Power_Gas | 0
TVA Base Case | 2016 | 9 | 79 | Union Power_Gas | 0
TVA Base Case | 2016 | 10 | 79 | Union Power_Gas | 0
TVA Base Case | 2016 | 11 | 79 | Union Power_Gas | 0
TVA Base Case | 2016 | 12 | 79 | Union Power_Gas | 0
TVA Base Case | 2017 | 1 | 79 | Union Power_Gas | 0
TVA Base Case | 2017 | 2 | 79 | Union Power_Gas | 0
TVA Base Case | 2017 | 3 | 79 | Union Power_Gas | 0
TVA Base Case | 2017 | 4 | 79 | Union Power_Gas | 0
TVA Base Case | 2017 | 5 | 79 | Union Power_Gas | 0
TVA Base Case | 2017 | 6 | 79 | Union Power_Gas | 0
TVA Base Case | 2017 | 7 | 79 | Union Power_Gas | 0
TVA Base Case | 2017 | 8 | 79 | Union Power_Gas | 0
TVA Base Case | 2017 | 9 | 79 | Union Power_Gas | 0
TVA Base Case | 2017 | 10 | 79 | Union Power_Gas | 0
TVA Base Case | 2017 | 11 | 79 | Union Power_Gas | 0
TVA Base Case | 2017 | 12 | 79 | Union Power_Gas | 0
TVA Base Case | 2018 | 1 | 79 | Union Power_Gas | 0
TVA Base Case | 2018 | 2 | 79 | Union Power_Gas | 0
TVA Base Case | 2018 | 3 | 79 | Union Power_Gas | 0
TVA Base Case | 2018 | 4 | 79 | Union Power_Gas | 0
TVA Base Case | 2018 | 5 | 79 | Union Power_Gas | 0
TVA Base Case | 2018 | 6 | 79 | Union Power_Gas | 0
TVA Base Case | 2018 | 7 | 79 | Union Power_Gas | 0
TVA Base Case | 2018 | 8 | 79 | Union Power_Gas | 0
TVA Base Case | 2018 | 9 | 79 | Union Power_Gas | 0
TVA Base Case | 2018 | 10 | 79 | Union Power_Gas | 0
TVA Base Case | 2018 | 11 | 79 | Union Power_Gas | 0
TVA Base Case | 2018 | 12 | 79 | Union Power_Gas | 0
TVA Base Case | 2019 | 1 | 79 | Union Power_Gas | 0
TVA Base Case | 2019 | 2 | 79 | Union Power_Gas | 0
TVA Base Case | 2019 | 3 | 79 | Union Power_Gas | 0
TVA Base Case | 2019 | 4 | 79 | Union Power_Gas | 0
TVA Base Case | 2019 | 5 | 79 | Union Power_Gas | 0
TVA Base Case | 2019 | 6 | 79 | Union Power_Gas | 0
TVA Base Case | 2019 | 7 | 79 | Union Power_Gas | 0
TVA Base Case | 2019 | 8 | 79 | Union Power_Gas | 0
TVA Base Case | 2019 | 9 | 79 | Union Power_Gas | 0
TVA Base Case | 2019 | 10 | 79 | Union Power_Gas | 0
TVA Base Case | 2019 | 11 | 79 | Union Power_Gas | 0
TVA Base Case | 2019 | 12 | 79 | Union Power_Gas | 0
TVA Base Case | 2020 | 1 | 79 | Union Power_Gas | 0
TVA Base Case | 2020 | 2 | 79 | Union Power_Gas | 0
TVA Base Case | 2020 | 3 | 79 | Union Power_Gas | 0
TVA Base Case | 2020 | 4 | 79 | Union Power_Gas | 0
TVA Base Case | 2020 | 5 | 79 | Union Power_Gas | 0
TVA Base Case | 2020 | 6 | 79 | Union Power_Gas | 0
TVA Base Case | 2020 | 7 | 79 | Union Power_Gas | 0
TVA Base Case | 2020 | 8 | 79 | Union Power_Gas | 0
TVA Base Case | 2020 | 9 | 79 | Union Power_Gas | 0
TVA Base Case | 2020 | 10 | 79 | Union Power_Gas | 0
TVA Base Case | 2020 | 11 | 79 | Union Power_Gas | 0
TVA Base Case | 2020 | 12 | 79 | Union Power_Gas | 0
TVA Base Case | 2021 | 1 | 79 | Union Power_Gas | 0
TVA Base Case | 2021 | 2 | 79 | Union Power_Gas | 0
TVA Base Case | 2021 | 3 | 79 | Union Power_Gas | 0
TVA Base Case | 2021 | 4 | 79 | Union Power_Gas | 0
TVA Base Case | 2021 | 5 | 79 | Union Power_Gas | 0
TVA Base Case | 2021 | 6 | 79 | Union Power_Gas | 0
TVA Base Case | 2021 | 7 | 79 | Union Power_Gas | 0
TVA Base Case | 2021 | 8 | 79 | Union Power_Gas | 0
TVA Base Case | 2021 | 9 | 79 | Union Power_Gas | 0
TVA Base Case | 2021 | 10 | 79 | Union Power_Gas | 0
TVA Base Case | 2021 | 11 | 79 | Union Power_Gas | 0
TVA Base Case | 2021 | 12 | 79 | Union Power_Gas | 0
TVA Base Case | 2022 | 1 | 79 | Union Power_Gas | 0
TVA Base Case | 2022 | 2 | 79 | Union Power_Gas | 0
TVA Base Case | 2022 | 3 | 79 | Union Power_Gas | 0
TVA Base Case | 2022 | 4 | 79 | Union Power_Gas | 0
TVA Base Case | 2022 | 5 | 79 | Union Power_Gas | 0
TVA Base Case | 2022 | 6 | 79 | Union Power_Gas | 0
TVA Base Case | 2022 | 7 | 79 | Union Power_Gas | 0
TVA Base Case | 2022 | 8 | 79 | Union Power_Gas | 0
TVA Base Case | 2022 | 9 | 79 | Union Power_Gas | 0
TVA Base Case | 2022 | 10 | 79 | Union Power_Gas | 0
TVA Base Case | 2022 | 11 | 79 | Union Power_Gas | 0
TVA Base Case | 2022 | 12 | 79 | Union Power_Gas | 0
TVA Base Case | 2023 | 1 | 79 | Union Power_Gas | 0
TVA Base Case | 2023 | 2 | 79 | Union Power_Gas | 0
TVA Base Case | 2023 | 3 | 79 | Union Power_Gas | 0
TVA Base Case | 2023 | 4 | 79 | Union Power_Gas | 0
TVA Base Case | 2023 | 5 | 79 | Union Power_Gas | 0
TVA Base Case | 2023 | 6 | 79 | Union Power_Gas | 0
TVA Base Case | 2023 | 7 | 79 | Union Power_Gas | 0
TVA Base Case | 2023 | 8 | 79 | Union Power_Gas | 0
TVA Base Case | 2023 | 9 | 79 | Union Power_Gas | 0
TVA Base Case | 2023 | 10 | 79 | Union Power_Gas | 0
TVA Base Case | 2023 | 11 | 79 | Union Power_Gas | 0
TVA Base Case | 2023 | 12 | 79 | Union Power_Gas | 0
TVA Base Case | 2024 | 1 | 79 | Union Power_Gas | 0
TVA Base Case | 2024 | 2 | 79 | Union Power_Gas | 0
TVA Base Case | 2024 | 3 | 79 | Union Power_Gas | 0
TVA Base Case | 2024 | 4 | 79 | Union Power_Gas | 0
TVA Base Case | 2024 | 5 | 79 | Union Power_Gas | 0
TVA Base Case | 2024 | 6 | 79 | Union Power_Gas | 0
TVA Base Case | 2024 | 7 | 79 | Union Power_Gas | 0
TVA Base Case | 2024 | 8 | 79 | Union Power_Gas | 0
TVA Base Case | 2024 | 9 | 79 | Union Power_Gas | 0
TVA Base Case | 2024 | 10 | 79 | Union Power_Gas | 0
TVA Base Case | 2024 | 11 | 79 | Union Power_Gas | 0
TVA Base Case | 2024 | 12 | 79 | Union Power_Gas | 0
TVA Base Case | 2025 | 1 | 79 | Union Power_Gas | 0
TVA Base Case | 2025 | 2 | 79 | Union Power_Gas | 0
TVA Base Case | 2025 | 3 | 79 | Union Power_Gas | 0
TVA Base Case | 2025 | 4 | 79 | Union Power_Gas | 0
TVA Base Case | 2025 | 5 | 79 | Union Power_Gas | 0
TVA Base Case | 2025 | 6 | 79 | Union Power_Gas | 0
TVA Base Case | 2025 | 7 | 79 | Union Power_Gas | 0
TVA Base Case | 2025 | 8 | 79 | Union Power_Gas | 0
TVA Base Case | 2025 | 9 | 79 | Union Power_Gas | 0
TVA Base Case | 2025 | 10 | 79 | Union Power_Gas | 0
TVA Base Case | 2025 | 11 | 79 | Union Power_Gas | 0
TVA Base Case | 2025 | 12 | 79 | Union Power_Gas | 0
TVA Base Case | 2026 | 1 | 79 | Union Power_Gas | 0
TVA Base Case | 2026 | 2 | 79 | Union Power_Gas | 0
TVA Base Case | 2026 | 3 | 79 | Union Power_Gas | 0
TVA Base Case | 2026 | 4 | 79 | Union Power_Gas | 0
TVA Base Case | 2026 | 5 | 79 | Union Power_Gas | 0
TVA Base Case | 2026 | 6 | 79 | Union Power_Gas | 0
TVA Base Case | 2026 | 7 | 79 | Union Power_Gas | 0
TVA Base Case | 2026 | 8 | 79 | Union Power_Gas | 0
TVA Base Case | 2026 | 9 | 79 | Union Power_Gas | 0
TVA Base Case | 2026 | 10 | 79 | Union Power_Gas | 0
TVA Base Case | 2026 | 11 | 79 | Union Power_Gas | 0
TVA Base Case | 2026 | 12 | 79 | Union Power_Gas | 0
TVA Base Case | 2027 | 1 | 79 | Union Power_Gas | 0
TVA Base Case | 2027 | 2 | 79 | Union Power_Gas | 0
TVA Base Case | 2027 | 3 | 79 | Union Power_Gas | 0
TVA Base Case | 2027 | 4 | 79 | Union Power_Gas | 0
TVA Base Case | 2027 | 5 | 79 | Union Power_Gas | 0
TVA Base Case | 2027 | 6 | 79 | Union Power_Gas | 0
TVA Base Case | 2027 | 7 | 79 | Union Power_Gas | 0
TVA Base Case | 2027 | 8 | 79 | Union Power_Gas | 0
TVA Base Case | 2027 | 9 | 79 | Union Power_Gas | 0
TVA Base Case | 2027 | 10 | 79 | Union Power_Gas | 0
TVA Base Case | 2027 | 11 | 79 | Union Power_Gas | 0
TVA Base Case | 2027 | 12 | 79 | Union Power_Gas | 0
TVA Base Case | 2028 | 1 | 79 | Union Power_Gas | 0
TVA Base Case | 2028 | 2 | 79 | Union Power_Gas | 0
TVA Base Case | 2028 | 3 | 79 | Union Power_Gas | 0
TVA Base Case | 2028 | 4 | 79 | Union Power_Gas | 0
TVA Base Case | 2028 | 5 | 79 | Union Power_Gas | 0
TVA Base Case | 2028 | 6 | 79 | Union Power_Gas | 0
TVA Base Case | 2028 | 7 | 79 | Union Power_Gas | 0
TVA Base Case | 2028 | 8 | 79 | Union Power_Gas | 0
TVA Base Case | 2028 | 9 | 79 | Union Power_Gas | 0
TVA Base Case | 2028 | 10 | 79 | Union Power_Gas | 0
TVA Base Case | 2028 | 11 | 79 | Union Power_Gas | 0
TVA Base Case | 2028 | 12 | 79 | Union Power_Gas | 0
TVA Base Case | 2029 | 1 | 79 | Union Power_Gas | 0
TVA Base Case | 2029 | 2 | 79 | Union Power_Gas | 0
TVA Base Case | 2029 | 3 | 79 | Union Power_Gas | 0
TVA Base Case | 2029 | 4 | 79 | Union Power_Gas | 0
TVA Base Case | 2029 | 5 | 79 | Union Power_Gas | 0
TVA Base Case | 2029 | 6 | 79 | Union Power_Gas | 0
TVA Base Case | 2029 | 7 | 79 | Union Power_Gas | 0
TVA Base Case | 2029 | 8 | 79 | Union Power_Gas | 0
TVA Base Case | 2029 | 9 | 79 | Union Power_Gas | 0
TVA Base Case | 2029 | 10 | 79 | Union Power_Gas | 0
TVA Base Case | 2029 | 11 | 79 | Union Power_Gas | 0
TVA Base Case | 2029 | 12 | 79 | Union Power_Gas | 0
TVA Base Case | 2030 | 1 | 79 | Union Power_Gas | 0
TVA Base Case | 2030 | 2 | 79 | Union Power_Gas | 0
TVA Base Case | 2030 | 3 | 79 | Union Power_Gas | 0
TVA Base Case | 2030 | 4 | 79 | Union Power_Gas | 0
TVA Base Case | 2030 | 5 | 79 | Union Power_Gas | 0
TVA Base Case | 2030 | 6 | 79 | Union Power_Gas | 0
TVA Base Case | 2030 | 7 | 79 | Union Power_Gas | 0
TVA Base Case | 2030 | 8 | 79 | Union Power_Gas | 0
TVA Base Case | 2030 | 9 | 79 | Union Power_Gas | 0
TVA Base Case | 2030 | 10 | 79 | Union Power_Gas | 0
TVA Base Case | 2030 | 11 | 79 | Union Power_Gas | 0
TVA Base Case | 2030 | 12 | 79 | Union Power_Gas | 0
TVA Base Case | 2031 | 1 | 79 | Union Power_Gas | 0
TVA Base Case | 2031 | 2 | 79 | Union Power_Gas | 0
TVA Base Case | 2031 | 3 | 79 | Union Power_Gas | 0
TVA Base Case | 2031 | 4 | 79 | Union Power_Gas | 0
TVA Base Case | 2031 | 5 | 79 | Union Power_Gas | 0
TVA Base Case | 2031 | 6 | 79 | Union Power_Gas | 0
TVA Base Case | 2031 | 7 | 79 | Union Power_Gas | 0
TVA Base Case | 2031 | 8 | 79 | Union Power_Gas | 0
TVA Base Case | 2031 | 9 | 79 | Union Power_Gas | 0
TVA Base Case | 2031 | 10 | 79 | Union Power_Gas | 0
TVA Base Case | 2031 | 11 | 79 | Union Power_Gas | 0
TVA Base Case | 2031 | 12 | 79 | Union Power_Gas | 0
TVA Base Case | 2032 | 1 | 79 | Union Power_Gas | 0
TVA Base Case | 2032 | 2 | 79 | Union Power_Gas | 0
TVA Base Case | 2032 | 3 | 79 | Union Power_Gas | 0
TVA Base Case | 2032 | 4 | 79 | Union Power_Gas | 0
TVA Base Case | 2032 | 5 | 79 | Union Power_Gas | 0
TVA Base Case | 2032 | 6 | 79 | Union Power_Gas | 0
TVA Base Case | 2032 | 7 | 79 | Union Power_Gas | 0
TVA Base Case | 2032 | 8 | 79 | Union Power_Gas | 0
TVA Base Case | 2032 | 9 | 79 | Union Power_Gas | 0
TVA Base Case | 2032 | 10 | 79 | Union Power_Gas | 0
TVA Base Case | 2032 | 11 | 79 | Union Power_Gas | 0
TVA Base Case | 2032 | 12 | 79 | Union Power_Gas | 0
TVA Base Case | 2033 | 1 | 79 | Union Power_Gas | 0
TVA Base Case | 2033 | 2 | 79 | Union Power_Gas | 0
TVA Base Case | 2033 | 3 | 79 | Union Power_Gas | 0
TVA Base Case | 2033 | 4 | 79 | Union Power_Gas | 0
TVA Base Case | 2033 | 5 | 79 | Union Power_Gas | 0
TVA Base Case | 2033 | 6 | 79 | Union Power_Gas | 0
TVA Base Case | 2033 | 7 | 79 | Union Power_Gas | 0
TVA Base Case | 2033 | 8 | 79 | Union Power_Gas | 0
TVA Base Case | 2033 | 9 | 79 | Union Power_Gas | 0
TVA Base Case | 2033 | 10 | 79 | Union Power_Gas | 0
TVA Base Case | 2033 | 11 | 79 | Union Power_Gas | 0
TVA Base Case | 2033 | 12 | 79 | Union Power_Gas | 0
TVA Base Case | 2034 | 1 | 79 | Union Power_Gas | 0
TVA Base Case | 2034 | 2 | 79 | Union Power_Gas | 0
TVA Base Case | 2034 | 3 | 79 | Union Power_Gas | 0
TVA Base Case | 2034 | 4 | 79 | Union Power_Gas | 0
TVA Base Case | 2034 | 5 | 79 | Union Power_Gas | 0
TVA Base Case | 2034 | 6 | 79 | Union Power_Gas | 0
TVA Base Case | 2034 | 7 | 79 | Union Power_Gas | 0
TVA Base Case | 2034 | 8 | 79 | Union Power_Gas | 0
TVA Base Case | 2034 | 9 | 79 | Union Power_Gas | 0
TVA Base Case | 2034 | 10 | 79 | Union Power_Gas | 0
TVA Base Case | 2034 | 11 | 79 | Union Power_Gas | 0
TVA Base Case | 2034 | 12 | 79 | Union Power_Gas | 0
TVA Base Case | 2035 | 1 | 79 | Union Power_Gas | 0
TVA Base Case | 2035 | 2 | 79 | Union Power_Gas | 0
TVA Base Case | 2035 | 3 | 79 | Union Power_Gas | 0
TVA Base Case | 2035 | 4 | 79 | Union Power_Gas | 0
TVA Base Case | 2035 | 5 | 79 | Union Power_Gas | 0
TVA Base Case | 2035 | 6 | 79 | Union Power_Gas | 0
TVA Base Case | 2035 | 7 | 79 | Union Power_Gas | 0
TVA Base Case | 2035 | 8 | 79 | Union Power_Gas | 0
TVA Base Case | 2035 | 9 | 79 | Union Power_Gas | 0
TVA Base Case | 2035 | 10 | 79 | Union Power_Gas | 0
TVA Base Case | 2035 | 11 | 79 | Union Power_Gas | 0
TVA Base Case | 2035 | 12 | 79 | Union Power_Gas | 0
TVA Base Case | 2015 | 4 | 103 | Nuclear | 0.42208
TVA Base Case | 2015 | 5 | 103 | Nuclear | 0.50018
TVA Base Case | 2015 | 6 | 103 | Nuclear | 0.49766
TVA Base Case | 2015 | 7 | 103 | Nuclear | 0.49701
TVA Base Case | 2015 | 8 | 103 | Nuclear | 0.4969
TVA Base Case | 2015 | 9 | 103 | Nuclear | 0.61525
TVA Base Case | 2015 | 10 | 103 | Nuclear | 0.64547
TVA Base Case | 2015 | 11 | 103 | Nuclear | 0.64441
TVA Base Case | 2015 | 12 | 103 | Nuclear | 0.6529
TVA Base Case | 2016 | 1 | 103 | Nuclear | 0.65089
TVA Base Case | 2016 | 2 | 103 | Nuclear | 0.65219
TVA Base Case | 2016 | 3 | 103 | Nuclear | 0.65167
TVA Base Case | 2016 | 4 | 103 | Nuclear | 0.66662
TVA Base Case | 2016 | 5 | 103 | Nuclear | 0.66554
TVA Base Case | 2016 | 6 | 103 | Nuclear | 0.66408
TVA Base Case | 2016 | 7 | 103 | Nuclear | 0.66309
TVA Base Case | 2016 | 8 | 103 | Nuclear | 0.66338
TVA Base Case | 2016 | 9 | 103 | Nuclear | 0.66477
TVA Base Case | 2016 | 10 | 103 | Nuclear | 0.66239
TVA Base Case | 2016 | 11 | 103 | Nuclear | 0.68793
TVA Base Case | 2016 | 12 | 103 | Nuclear | 0.6876
TVA Base Case | 2017 | 1 | 103 | Nuclear | 0.68731
TVA Base Case | 2017 | 2 | 103 | Nuclear | 0.68811
TVA Base Case | 2017 | 3 | 103 | Nuclear | 0.69794
TVA Base Case | 2017 | 4 | 103 | Nuclear | 0.71558
TVA Base Case | 2017 | 5 | 103 | Nuclear | 0.71846
TVA Base Case | 2017 | 6 | 103 | Nuclear | 0.71517
TVA Base Case | 2017 | 7 | 103 | Nuclear | 0.71421
TVA Base Case | 2017 | 8 | 103 | Nuclear | 0.71446
TVA Base Case | 2017 | 9 | 103 | Nuclear | 0.71551
TVA Base Case | 2017 | 10 | 103 | Nuclear | 0.71531
TVA Base Case | 2017 | 11 | 103 | Nuclear | 0.71954
TVA Base Case | 2017 | 12 | 103 | Nuclear | 0.71901
TVA Base Case | 2018 | 1 | 103 | Nuclear | 0.719
TVA Base Case | 2018 | 2 | 103 | Nuclear | 0.71951
TVA Base Case | 2018 | 3 | 103 | Nuclear | 0.72543
TVA Base Case | 2018 | 4 | 103 | Nuclear | 0.75008
TVA Base Case | 2018 | 5 | 103 | Nuclear | 0.7473
TVA Base Case | 2018 | 6 | 103 | Nuclear | 0.74532
TVA Base Case | 2018 | 7 | 103 | Nuclear | 0.74444
TVA Base Case | 2018 | 8 | 103 | Nuclear | 0.74469
TVA Base Case | 2018 | 9 | 103 | Nuclear | 0.74671
TVA Base Case | 2018 | 10 | 103 | Nuclear | 0.75081
TVA Base Case | 2018 | 11 | 103 | Nuclear | 0.78756
TVA Base Case | 2018 | 12 | 103 | Nuclear | 0.78634
TVA Base Case | 2019 | 1 | 103 | Nuclear | 0.78634
TVA Base Case | 2019 | 2 | 103 | Nuclear | 0.78696
TVA Base Case | 2019 | 3 | 103 | Nuclear | 0.79247
TVA Base Case | 2019 | 4 | 103 | Nuclear | 0.8136
TVA Base Case | 2019 | 5 | 103 | Nuclear | 0.81733
TVA Base Case | 2019 | 6 | 103 | Nuclear | 0.81538
TVA Base Case | 2019 | 7 | 103 | Nuclear | 0.81447
TVA Base Case | 2019 | 8 | 103 | Nuclear | 0.81473
TVA Base Case | 2019 | 9 | 103 | Nuclear | 0.81572
TVA Base Case | 2019 | 10 | 103 | Nuclear | 0.82003
TVA Base Case | 2019 | 11 | 103 | Nuclear | 0.82883
TVA Base Case | 2019 | 12 | 103 | Nuclear | 0.82893
TVA Base Case | 2020 | 1 | 103 | Nuclear | 0.82893
TVA Base Case | 2020 | 2 | 103 | Nuclear | 0.82925
TVA Base Case | 2020 | 3 | 103 | Nuclear | 0.83341
TVA Base Case | 2020 | 4 | 103 | Nuclear | 0.86228
TVA Base Case | 2020 | 5 | 103 | Nuclear | 0.8652
TVA Base Case | 2020 | 6 | 103 | Nuclear | 0.86281
TVA Base Case | 2020 | 7 | 103 | Nuclear | 0.86193
TVA Base Case | 2020 | 8 | 103 | Nuclear | 0.86218
TVA Base Case | 2020 | 9 | 103 | Nuclear | 0.86318
TVA Base Case | 2020 | 10 | 103 | Nuclear | 0.86897
TVA Base Case | 2020 | 11 | 103 | Nuclear | 0.88808
TVA Base Case | 2020 | 12 | 103 | Nuclear | 0.888
TVA Base Case | 2021 | 1 | 103 | Nuclear | 0.888
TVA Base Case | 2021 | 2 | 103 | Nuclear | 0.88843
TVA Base Case | 2021 | 3 | 103 | Nuclear | 0.89025
TVA Base Case | 2021 | 4 | 103 | Nuclear | 0.91082
TVA Base Case | 2021 | 5 | 103 | Nuclear | 0.91232
TVA Base Case | 2021 | 6 | 103 | Nuclear | 0.91049
TVA Base Case | 2021 | 7 | 103 | Nuclear | 0.90963
TVA Base Case | 2021 | 8 | 103 | Nuclear | 0.90988
TVA Base Case | 2021 | 9 | 103 | Nuclear | 0.91309
TVA Base Case | 2021 | 10 | 103 | Nuclear | 0.9197
TVA Base Case | 2021 | 11 | 103 | Nuclear | 0.92616
TVA Base Case | 2021 | 12 | 103 | Nuclear | 0.9257
TVA Base Case | 2022 | 1 | 103 | Nuclear | 0.92569
TVA Base Case | 2022 | 2 | 103 | Nuclear | 0.92624
TVA Base Case | 2022 | 3 | 103 | Nuclear | 0.93105
TVA Base Case | 2022 | 4 | 103 | Nuclear | 0.93798
TVA Base Case | 2022 | 5 | 103 | Nuclear | 0.94209
TVA Base Case | 2022 | 6 | 103 | Nuclear | 0.93993
TVA Base Case | 2022 | 7 | 103 | Nuclear | 0.93904
TVA Base Case | 2022 | 8 | 103 | Nuclear | 0.93929
TVA Base Case | 2022 | 9 | 103 | Nuclear | 0.9403
TVA Base Case | 2022 | 10 | 103 | Nuclear | 0.94342
TVA Base Case | 2022 | 11 | 103 | Nuclear | 0.95861
TVA Base Case | 2022 | 12 | 103 | Nuclear | 0.9586
TVA Base Case | 2023 | 1 | 103 | Nuclear | 0.95859
TVA Base Case | 2023 | 2 | 103 | Nuclear | 0.95911
TVA Base Case | 2023 | 3 | 103 | Nuclear | 0.96406
TVA Base Case | 2023 | 4 | 103 | Nuclear | 0.97349
TVA Base Case | 2023 | 5 | 103 | Nuclear | 0.97608
TVA Base Case | 2023 | 6 | 103 | Nuclear | 0.97397
TVA Base Case | 2023 | 7 | 103 | Nuclear | 0.97308
TVA Base Case | 2023 | 8 | 103 | Nuclear | 0.97334
TVA Base Case | 2023 | 9 | 103 | Nuclear | 0.97431
TVA Base Case | 2023 | 10 | 103 | Nuclear | 0.97435
TVA Base Case | 2023 | 11 | 103 | Nuclear | 0.97496
TVA Base Case | 2023 | 12 | 103 | Nuclear | 0.98671
TVA Base Case | 2024 | 1 | 103 | Nuclear | 0.98492
TVA Base Case | 2024 | 2 | 103 | Nuclear | 0.98524
TVA Base Case | 2024 | 3 | 103 | Nuclear | 0.98905
TVA Base Case | 2024 | 4 | 103 | Nuclear | 0.99522
TVA Base Case | 2024 | 5 | 103 | Nuclear | 0.99371
TVA Base Case | 2024 | 6 | 103 | Nuclear | 0.99204
TVA Base Case | 2024 | 7 | 103 | Nuclear | 0.99118
TVA Base Case | 2024 | 8 | 103 | Nuclear | 0.99143
TVA Base Case | 2024 | 9 | 103 | Nuclear | 0.99362
TVA Base Case | 2024 | 10 | 103 | Nuclear | 1.0037
TVA Base Case | 2024 | 11 | 103 | Nuclear | 1.0108
TVA Base Case | 2024 | 12 | 103 | Nuclear | 1.01
TVA Base Case | 2025 | 1 | 103 | Nuclear | 1.01
TVA Base Case | 2025 | 2 | 103 | Nuclear | 1.0105
TVA Base Case | 2025 | 3 | 103 | Nuclear | 1.0141
TVA Base Case | 2025 | 4 | 103 | Nuclear | 1.0159
TVA Base Case | 2025 | 5 | 103 | Nuclear | 1.0141
TVA Base Case | 2025 | 6 | 103 | Nuclear | 1.0122
TVA Base Case | 2025 | 7 | 103 | Nuclear | 1.0114
TVA Base Case | 2025 | 8 | 103 | Nuclear | 1.0116
TVA Base Case | 2025 | 9 | 103 | Nuclear | 1.0126
TVA Base Case | 2025 | 10 | 103 | Nuclear | 1.0182
TVA Base Case | 2025 | 11 | 103 | Nuclear | 1.0201
TVA Base Case | 2025 | 12 | 103 | Nuclear | 1.0202
TVA Base Case | 2026 | 1 | 103 | Nuclear | 1.0202
TVA Base Case | 2026 | 2 | 103 | Nuclear | 1.0207
TVA Base Case | 2026 | 3 | 103 | Nuclear | 1.0253
TVA Base Case | 2026 | 4 | 103 | Nuclear | 1.031
TVA Base Case | 2026 | 5 | 103 | Nuclear | 1.0352
TVA Base Case | 2026 | 6 | 103 | Nuclear | 1.0328
TVA Base Case | 2026 | 7 | 103 | Nuclear | 1.0319
TVA Base Case | 2026 | 8 | 103 | Nuclear | 1.0322
TVA Base Case | 2026 | 9 | 103 | Nuclear | 1.0332
TVA Base Case | 2026 | 10 | 103 | Nuclear | 1.0402
TVA Base Case | 2026 | 11 | 103 | Nuclear | 1.0438
TVA Base Case | 2026 | 12 | 103 | Nuclear | 1.0437
TVA Base Case | 2027 | 1 | 103 | Nuclear | 1.0437
TVA Base Case | 2027 | 2 | 103 | Nuclear | 1.0442
TVA Base Case | 2027 | 3 | 103 | Nuclear | 1.0467
TVA Base Case | 2027 | 4 | 103 | Nuclear | 1.0508
TVA Base Case | 2027 | 5 | 103 | Nuclear | 1.0515
TVA Base Case | 2027 | 6 | 103 | Nuclear | 1.0497
TVA Base Case | 2027 | 7 | 103 | Nuclear | 1.0488
TVA Base Case | 2027 | 8 | 103 | Nuclear | 1.0491
TVA Base Case | 2027 | 9 | 103 | Nuclear | 1.0523
TVA Base Case | 2027 | 10 | 103 | Nuclear | 1.0572
TVA Base Case | 2027 | 11 | 103 | Nuclear | 1.063
TVA Base Case | 2027 | 12 | 103 | Nuclear | 1.0626
TVA Base Case | 2028 | 1 | 103 | Nuclear | 1.0626
TVA Base Case | 2028 | 2 | 103 | Nuclear | 1.0629
TVA Base Case | 2028 | 3 | 103 | Nuclear | 1.0666
TVA Base Case | 2028 | 4 | 103 | Nuclear | 1.0702
TVA Base Case | 2028 | 5 | 103 | Nuclear | 1.0728
TVA Base Case | 2028 | 6 | 103 | Nuclear | 1.0707
TVA Base Case | 2028 | 7 | 103 | Nuclear | 1.0698
TVA Base Case | 2028 | 8 | 103 | Nuclear | 1.0701
TVA Base Case | 2028 | 9 | 103 | Nuclear | 1.0711
TVA Base Case | 2028 | 10 | 103 | Nuclear | 1.0778
TVA Base Case | 2028 | 11 | 103 | Nuclear | 1.0864
TVA Base Case | 2028 | 12 | 103 | Nuclear | 1.0864
TVA Base Case | 2029 | 1 | 103 | Nuclear | 1.0864
TVA Base Case | 2029 | 2 | 103 | Nuclear | 1.0869
TVA Base Case | 2029 | 3 | 103 | Nuclear | 1.0923
TVA Base Case | 2029 | 4 | 103 | Nuclear | 1.0975
TVA Base Case | 2029 | 5 | 103 | Nuclear | 1.1012
TVA Base Case | 2029 | 6 | 103 | Nuclear | 1.0992
TVA Base Case | 2029 | 7 | 103 | Nuclear | 1.0983
TVA Base Case | 2029 | 8 | 103 | Nuclear | 1.0985
TVA Base Case | 2029 | 9 | 103 | Nuclear | 1.0995
TVA Base Case | 2029 | 10 | 103 | Nuclear | 1.1012
TVA Base Case | 2029 | 11 | 103 | Nuclear | 1.1055
TVA Base Case | 2029 | 12 | 103 | Nuclear | 1.1053
TVA Base Case | 2030 | 1 | 103 | Nuclear | 1.1053
TVA Base Case | 2030 | 2 | 103 | Nuclear | 1.1058
TVA Base Case | 2030 | 3 | 103 | Nuclear | 1.1094
TVA Base Case | 2030 | 4 | 103 | Nuclear | 1.1153
TVA Base Case | 2030 | 5 | 103 | Nuclear | 1.1165
TVA Base Case | 2030 | 6 | 103 | Nuclear | 1.1148
TVA Base Case | 2030 | 7 | 103 | Nuclear | 1.1139
TVA Base Case | 2030 | 8 | 103 | Nuclear | 1.1142
TVA Base Case | 2030 | 9 | 103 | Nuclear | 1.1164
TVA Base Case | 2030 | 10 | 103 | Nuclear | 1.1266
TVA Base Case | 2030 | 11 | 103 | Nuclear | 1.1362
TVA Base Case | 2030 | 12 | 103 | Nuclear | 1.1355
TVA Base Case | 2031 | 1 | 103 | Nuclear | 1.1355
TVA Base Case | 2031 | 2 | 103 | Nuclear | 1.136
TVA Base Case | 2031 | 3 | 103 | Nuclear | 1.1396
TVA Base Case | 2031 | 4 | 103 | Nuclear | 1.1438
TVA Base Case | 2031 | 5 | 103 | Nuclear | 1.1478
TVA Base Case | 2031 | 6 | 103 | Nuclear | 1.1459
TVA Base Case | 2031 | 7 | 103 | Nuclear | 1.145
TVA Base Case | 2031 | 8 | 103 | Nuclear | 1.1453
TVA Base Case | 2031 | 9 | 103 | Nuclear | 1.1462
TVA Base Case | 2031 | 10 | 103 | Nuclear | 1.1519
TVA Base Case | 2031 | 11 | 103 | Nuclear | 1.1545
TVA Base Case | 2031 | 12 | 103 | Nuclear | 1.1546
TVA Base Case | 2032 | 1 | 103 | Nuclear | 1.1546
TVA Base Case | 2032 | 2 | 103 | Nuclear | 1.155
TVA Base Case | 2032 | 3 | 103 | Nuclear | 1.1607
TVA Base Case | 2032 | 4 | 103 | Nuclear | 1.1729
TVA Base Case | 2032 | 5 | 103 | Nuclear | 1.1784
TVA Base Case | 2032 | 6 | 103 | Nuclear | 1.1761
TVA Base Case | 2032 | 7 | 103 | Nuclear | 1.1752
TVA Base Case | 2032 | 8 | 103 | Nuclear | 1.1755
TVA Base Case | 2032 | 9 | 103 | Nuclear | 1.1765
TVA Base Case | 2032 | 10 | 103 | Nuclear | 1.1836
TVA Base Case | 2032 | 11 | 103 | Nuclear | 1.1955
TVA Base Case | 2032 | 12 | 103 | Nuclear | 1.1954
TVA Base Case | 2033 | 1 | 103 | Nuclear | 1.1954
TVA Base Case | 2033 | 2 | 103 | Nuclear | 1.1959
TVA Base Case | 2033 | 3 | 103 | Nuclear | 1.199
TVA Base Case | 2033 | 4 | 103 | Nuclear | 1.2046
TVA Base Case | 2033 | 5 | 103 | Nuclear | 1.206
TVA Base Case | 2033 | 6 | 103 | Nuclear | 1.2043
TVA Base Case | 2033 | 7 | 103 | Nuclear | 1.2034
TVA Base Case | 2033 | 8 | 103 | Nuclear | 1.2036
TVA Base Case | 2033 | 9 | 103 | Nuclear | 1.2073
TVA Base Case | 2033 | 10 | 103 | Nuclear | 1.2108
TVA Base Case | 2033 | 11 | 103 | Nuclear | 1.2176
TVA Base Case | 2033 | 12 | 103 | Nuclear | 1.2172
TVA Base Case | 2034 | 1 | 103 | Nuclear | 1.2172
TVA Base Case | 2034 | 2 | 103 | Nuclear | 1.2177
TVA Base Case | 2034 | 3 | 103 | Nuclear | 1.2213
TVA Base Case | 2034 | 4 | 103 | Nuclear | 1.2261
TVA Base Case | 2034 | 5 | 103 | Nuclear | 1.2288
TVA Base Case | 2034 | 6 | 103 | Nuclear | 1.2267
TVA Base Case | 2034 | 7 | 103 | Nuclear | 1.2258
TVA Base Case | 2034 | 8 | 103 | Nuclear | 1.226
TVA Base Case | 2034 | 9 | 103 | Nuclear | 1.227
TVA Base Case | 2034 | 10 | 103 | Nuclear | 1.2338
TVA Base Case | 2034 | 11 | 103 | Nuclear | 1.2449
TVA Base Case | 2034 | 12 | 103 | Nuclear | 1.2449
TVA Base Case | 2035 | 1 | 103 | Nuclear | 1.2449
TVA Base Case | 2035 | 2 | 103 | Nuclear | 1.2454
TVA Base Case | 2035 | 3 | 103 | Nuclear | 1.2507
TVA Base Case | 2035 | 4 | 103 | Nuclear | 1.2589
TVA Base Case | 2035 | 5 | 103 | Nuclear | 1.2634
TVA Base Case | 2035 | 6 | 103 | Nuclear | 1.2614
TVA Base Case | 2035 | 7 | 103 | Nuclear | 1.2605
TVA Base Case | 2035 | 8 | 103 | Nuclear | 1.2607
TVA Base Case | 2035 | 9 | 103 | Nuclear | 1.2617
TVA Base Case | 2035 | 10 | 103 | Nuclear | 1.2635
TVA Base Case | 2035 | 11 | 103 | Nuclear | 1.2691
TVA Base Case | 2035 | 12 | 103 | Nuclear | 1.2689
TVA Base Case | 2014 | 1 | 97 | UT Martin_Oil | 22.62
TVA Base Case | 2014 | 2 | 97 | UT Martin_Oil | 22.62
TVA Base Case | 2014 | 3 | 97 | UT Martin_Oil | 22.62
TVA Base Case | 2014 | 4 | 97 | UT Martin_Oil | 22.4224
TVA Base Case | 2014 | 5 | 97 | UT Martin_Oil | 22.346
TVA Base Case | 2014 | 6 | 97 | UT Martin_Oil | 22.2945
TVA Base Case | 2014 | 7 | 97 | UT Martin_Oil | 22.2575
TVA Base Case | 2014 | 8 | 97 | UT Martin_Oil | 22.2242
TVA Base Case | 2014 | 9 | 97 | UT Martin_Oil | 22.1991
TVA Base Case | 2014 | 10 | 97 | UT Martin_Oil | 22.1528
TVA Base Case | 2014 | 11 | 97 | UT Martin_Oil | 22.1132
TVA Base Case | 2014 | 12 | 97 | UT Martin_Oil | 22.077
TVA Base Case | 2015 | 1 | 97 | UT Martin_Oil | 13.57
TVA Base Case | 2015 | 2 | 97 | UT Martin_Oil | 13.57
TVA Base Case | 2015 | 3 | 97 | UT Martin_Oil | 13.57
TVA Base Case | 2015 | 4 | 97 | UT Martin_Oil | 13.7919
TVA Base Case | 2015 | 5 | 97 | UT Martin_Oil | 13.6653
TVA Base Case | 2015 | 6 | 97 | UT Martin_Oil | 13.6897
TVA Base Case | 2015 | 7 | 97 | UT Martin_Oil | 13.7775
TVA Base Case | 2015 | 8 | 97 | UT Martin_Oil | 13.9048
TVA Base Case | 2015 | 9 | 97 | UT Martin_Oil | 14.049
TVA Base Case | 2015 | 10 | 97 | UT Martin_Oil | 14.1939
TVA Base Case | 2015 | 11 | 97 | UT Martin_Oil | 14.3155
TVA Base Case | 2015 | 12 | 97 | UT Martin_Oil | 14.4265
TVA Base Case | 2016 | 1 | 97 | UT Martin_Oil | 14.5463
TVA Base Case | 2016 | 2 | 97 | UT Martin_Oil | 14.6168
TVA Base Case | 2016 | 3 | 97 | UT Martin_Oil | 14.6227
TVA Base Case | 2016 | 4 | 97 | UT Martin_Oil | 14.5671
TVA Base Case | 2016 | 5 | 97 | UT Martin_Oil | 14.5985
TVA Base Case | 2016 | 6 | 97 | UT Martin_Oil | 14.6655
TVA Base Case | 2016 | 7 | 97 | UT Martin_Oil | 14.7511
TVA Base Case | 2016 | 8 | 97 | UT Martin_Oil | 14.8735
TVA Base Case | 2016 | 9 | 97 | UT Martin_Oil | 15.0069
TVA Base Case | 2016 | 10 | 97 | UT Martin_Oil | 15.1121
TVA Base Case | 2016 | 11 | 97 | UT Martin_Oil | 15.1844
TVA Base Case | 2016 | 12 | 97 | UT Martin_Oil | 15.2575
TVA Base Case | 2017 | 1 | 97 | UT Martin_Oil | 15.3331
TVA Base Case | 2017 | 2 | 97 | UT Martin_Oil | 15.3917
TVA Base Case | 2017 | 3 | 97 | UT Martin_Oil | 15.3985
TVA Base Case | 2017 | 4 | 97 | UT Martin_Oil | 15.3561
TVA Base Case | 2017 | 5 | 97 | UT Martin_Oil | 15.3826
TVA Base Case | 2017 | 6 | 97 | UT Martin_Oil | 15.4034
TVA Base Case | 2017 | 7 | 97 | UT Martin_Oil | 15.4638
TVA Base Case | 2017 | 8 | 97 | UT Martin_Oil | 15.5466
TVA Base Case | 2017 | 9 | 97 | UT Martin_Oil | 15.6266
TVA Base Case | 2017 | 10 | 97 | UT Martin_Oil | 15.7066
TVA Base Case | 2017 | 11 | 97 | UT Martin_Oil | 15.7584
TVA Base Case | 2017 | 12 | 97 | UT Martin_Oil | 15.806
TVA Base Case | 2018 | 1 | 97 | UT Martin_Oil | 15.7983
TVA Base Case | 2018 | 2 | 97 | UT Martin_Oil | 15.8103
TVA Base Case | 2018 | 3 | 97 | UT Martin_Oil | 15.8029
TVA Base Case | 2018 | 4 | 97 | UT Martin_Oil | 15.7804
TVA Base Case | 2018 | 5 | 97 | UT Martin_Oil | 15.7066
TVA Base Case | 2018 | 6 | 97 | UT Martin_Oil | 15.6133
TVA Base Case | 2018 | 7 | 97 | UT Martin_Oil | 15.6906
TVA Base Case | 2018 | 8 | 97 | UT Martin_Oil | 15.7759
TVA Base Case | 2018 | 9 | 97 | UT Martin_Oil | 15.837
TVA Base Case | 2018 | 10 | 97 | UT Martin_Oil | 15.8842
TVA Base Case | 2018 | 11 | 97 | UT Martin_Oil | 15.9572
TVA Base Case | 2018 | 12 | 97 | UT Martin_Oil | 15.8427
TVA Base Case | 2019 | 1 | 97 | UT Martin_Oil | 16.0642
TVA Base Case | 2019 | 2 | 97 | UT Martin_Oil | 16.6771
TVA Base Case | 2019 | 3 | 97 | UT Martin_Oil | 16.7157
TVA Base Case | 2019 | 4 | 97 | UT Martin_Oil | 16.5056
TVA Base Case | 2019 | 5 | 97 | UT Martin_Oil | 15.8627
TVA Base Case | 2019 | 6 | 97 | UT Martin_Oil | 15.9379
TVA Base Case | 2019 | 7 | 97 | UT Martin_Oil | 16.4228
TVA Base Case | 2019 | 8 | 97 | UT Martin_Oil | 16.5312
TVA Base Case | 2019 | 9 | 97 | UT Martin_Oil | 15.952
TVA Base Case | 2019 | 10 | 97 | UT Martin_Oil | 15.9991
TVA Base Case | 2019 | 11 | 97 | UT Martin_Oil | 16.3708
TVA Base Case | 2019 | 12 | 97 | UT Martin_Oil | 17.0194
TVA Base Case | 2020 | 1 | 97 | UT Martin_Oil | 17.1456
TVA Base Case | 2020 | 2 | 97 | UT Martin_Oil | 17.9703
TVA Base Case | 2020 | 3 | 97 | UT Martin_Oil | 18.0038
TVA Base Case | 2020 | 4 | 97 | UT Martin_Oil | 17.5324
TVA Base Case | 2020 | 5 | 97 | UT Martin_Oil | 16.27
TVA Base Case | 2020 | 6 | 97 | UT Martin_Oil | 16.4479
TVA Base Case | 2020 | 7 | 97 | UT Martin_Oil | 17.2918
TVA Base Case | 2020 | 8 | 97 | UT Martin_Oil | 17.4445
TVA Base Case | 2020 | 9 | 97 | UT Martin_Oil | 16.5754
TVA Base Case | 2020 | 10 | 97 | UT Martin_Oil | 16.6709
TVA Base Case | 2020 | 11 | 97 | UT Martin_Oil | 17.1933
TVA Base Case | 2020 | 12 | 97 | UT Martin_Oil | 17.9564
TVA Base Case | 2021 | 1 | 97 | UT Martin_Oil | 18.0806
TVA Base Case | 2021 | 2 | 97 | UT Martin_Oil | 18.9923
TVA Base Case | 2021 | 3 | 97 | UT Martin_Oil | 18.9648
TVA Base Case | 2021 | 4 | 97 | UT Martin_Oil | 18.4112
TVA Base Case | 2021 | 5 | 97 | UT Martin_Oil | 17.0827
TVA Base Case | 2021 | 6 | 97 | UT Martin_Oil | 17.27
TVA Base Case | 2021 | 7 | 97 | UT Martin_Oil | 18.1579
TVA Base Case | 2021 | 8 | 97 | UT Martin_Oil | 18.3183
TVA Base Case | 2021 | 9 | 97 | UT Martin_Oil | 17.4039
TVA Base Case | 2021 | 10 | 97 | UT Martin_Oil | 17.5044
TVA Base Case | 2021 | 11 | 97 | UT Martin_Oil | 18.0546
TVA Base Case | 2021 | 12 | 97 | UT Martin_Oil | 18.7766
TVA Base Case | 2022 | 1 | 97 | UT Martin_Oil | 18.9058
TVA Base Case | 2022 | 2 | 97 | UT Martin_Oil | 19.86
TVA Base Case | 2022 | 3 | 97 | UT Martin_Oil | 19.8309
TVA Base Case | 2022 | 4 | 97 | UT Martin_Oil | 19.2508
TVA Base Case | 2022 | 5 | 97 | UT Martin_Oil | 17.8593
TVA Base Case | 2022 | 6 | 97 | UT Martin_Oil | 18.0555
TVA Base Case | 2022 | 7 | 97 | UT Martin_Oil | 18.9853
TVA Base Case | 2022 | 8 | 97 | UT Martin_Oil | 19.1532
TVA Base Case | 2022 | 9 | 97 | UT Martin_Oil | 18.1956
TVA Base Case | 2022 | 10 | 97 | UT Martin_Oil | 18.3008
TVA Base Case | 2022 | 11 | 97 | UT Martin_Oil | 18.8775
TVA Base Case | 2022 | 12 | 97 | UT Martin_Oil | 19.597
TVA Base Case | 2023 | 1 | 97 | UT Martin_Oil | 19.7324
TVA Base Case | 2023 | 2 | 97 | UT Martin_Oil | 20.7291
TVA Base Case | 2023 | 3 | 97 | UT Martin_Oil | 20.6984
TVA Base Case | 2023 | 4 | 97 | UT Martin_Oil | 20.0918
TVA Base Case | 2023 | 5 | 97 | UT Martin_Oil | 18.6372
TVA Base Case | 2023 | 6 | 97 | UT Martin_Oil | 18.8422
TVA Base Case | 2023 | 7 | 97 | UT Martin_Oil | 19.8141
TVA Base Case | 2023 | 8 | 97 | UT Martin_Oil | 19.9895
TVA Base Case | 2023 | 9 | 97 | UT Martin_Oil | 18.9886
TVA Base Case | 2023 | 10 | 97 | UT Martin_Oil | 19.0986
TVA Base Case | 2023 | 11 | 97 | UT Martin_Oil | 19.7018
TVA Base Case | 2023 | 12 | 97 | UT Martin_Oil | 20.4199
TVA Base Case | 2024 | 1 | 97 | UT Martin_Oil | 20.5612
TVA Base Case | 2024 | 2 | 97 | UT Martin_Oil | 21.6005
TVA Base Case | 2024 | 3 | 97 | UT Martin_Oil | 21.5682
TVA Base Case | 2024 | 4 | 97 | UT Martin_Oil | 20.935
TVA Base Case | 2024 | 5 | 97 | UT Martin_Oil | 19.4173
TVA Base Case | 2024 | 6 | 97 | UT Martin_Oil | 19.6312
TVA Base Case | 2024 | 7 | 97 | UT Martin_Oil | 20.6451
TVA Base Case | 2024 | 8 | 97 | UT Martin_Oil | 20.8281
TVA Base Case | 2024 | 9 | 97 | UT Martin_Oil | 19.7839
TVA Base Case | 2024 | 10 | 97 | UT Martin_Oil | 19.8985
TVA Base Case | 2024 | 11 | 97 | UT Martin_Oil | 20.5283
TVA Base Case | 2024 | 12 | 97 | UT Martin_Oil | 21.2418
TVA Base Case | 2025 | 1 | 97 | UT Martin_Oil | 21.3889
TVA Base Case | 2025 | 2 | 97 | UT Martin_Oil | 22.4708
TVA Base Case | 2025 | 3 | 97 | UT Martin_Oil | 22.4369
TVA Base Case | 2025 | 4 | 97 | UT Martin_Oil | 21.7772
TVA Base Case | 2025 | 5 | 97 | UT Martin_Oil | 20.1964
TVA Base Case | 2025 | 6 | 97 | UT Martin_Oil | 20.4193
TVA Base Case | 2025 | 7 | 97 | UT Martin_Oil | 21.4752
TVA Base Case | 2025 | 8 | 97 | UT Martin_Oil | 21.6656
TVA Base Case | 2025 | 9 | 97 | UT Martin_Oil | 20.5781
TVA Base Case | 2025 | 10 | 97 | UT Martin_Oil | 20.6975
TVA Base Case | 2025 | 11 | 97 | UT Martin_Oil | 21.3538
TVA Base Case | 2025 | 12 | 97 | UT Martin_Oil | 22.0638
TVA Base Case | 2026 | 1 | 97 | UT Martin_Oil | 22.2167
TVA Base Case | 2026 | 2 | 97 | UT Martin_Oil | 23.3412
TVA Base Case | 2026 | 3 | 97 | UT Martin_Oil | 23.3057
TVA Base Case | 2026 | 4 | 97 | UT Martin_Oil | 22.6195
TVA Base Case | 2026 | 5 | 97 | UT Martin_Oil | 20.9757
TVA Base Case | 2026 | 6 | 97 | UT Martin_Oil | 21.2074
TVA Base Case | 2026 | 7 | 97 | UT Martin_Oil | 22.3053
TVA Base Case | 2026 | 8 | 97 | UT Martin_Oil | 22.5032
TVA Base Case | 2026 | 9 | 97 | UT Martin_Oil | 21.3725
TVA Base Case | 2026 | 10 | 97 | UT Martin_Oil | 21.4966
TVA Base Case | 2026 | 11 | 97 | UT Martin_Oil | 22.1794
TVA Base Case | 2026 | 12 | 97 | UT Martin_Oil | 22.8862
TVA Base Case | 2027 | 1 | 97 | UT Martin_Oil | 23.045
TVA Base Case | 2027 | 2 | 97 | UT Martin_Oil | 24.2121
TVA Base Case | 2027 | 3 | 97 | UT Martin_Oil | 24.175
TVA Base Case | 2027 | 4 | 97 | UT Martin_Oil | 23.4623
TVA Base Case | 2027 | 5 | 97 | UT Martin_Oil | 21.7554
TVA Base Case | 2027 | 6 | 97 | UT Martin_Oil | 21.996
TVA Base Case | 2027 | 7 | 97 | UT Martin_Oil | 23.1359
TVA Base Case | 2027 | 8 | 97 | UT Martin_Oil | 23.3413
TVA Base Case | 2027 | 9 | 97 | UT Martin_Oil | 22.1673
TVA Base Case | 2027 | 10 | 97 | UT Martin_Oil | 22.2962
TVA Base Case | 2027 | 11 | 97 | UT Martin_Oil | 23.0054
TVA Base Case | 2027 | 12 | 97 | UT Martin_Oil | 23.7109
TVA Base Case | 2028 | 1 | 97 | UT Martin_Oil | 23.8755
TVA Base Case | 2028 | 2 | 97 | UT Martin_Oil | 25.0853
TVA Base Case | 2028 | 3 | 97 | UT Martin_Oil | 25.0466
TVA Base Case | 2028 | 4 | 97 | UT Martin_Oil | 24.3073
TVA Base Case | 2028 | 5 | 97 | UT Martin_Oil | 22.5373
TVA Base Case | 2028 | 6 | 97 | UT Martin_Oil | 22.7868
TVA Base Case | 2028 | 7 | 97 | UT Martin_Oil | 23.9688
TVA Base Case | 2028 | 8 | 97 | UT Martin_Oil | 24.1817
TVA Base Case | 2028 | 9 | 97 | UT Martin_Oil | 22.9644
TVA Base Case | 2028 | 10 | 97 | UT Martin_Oil | 23.098
TVA Base Case | 2028 | 11 | 97 | UT Martin_Oil | 23.8337
TVA Base Case | 2028 | 12 | 97 | UT Martin_Oil | 24.5345
TVA Base Case | 2029 | 1 | 97 | UT Martin_Oil | 24.705
TVA Base Case | 2029 | 2 | 97 | UT Martin_Oil | 25.9574
TVA Base Case | 2029 | 3 | 97 | UT Martin_Oil | 25.9171
TVA Base Case | 2029 | 4 | 97 | UT Martin_Oil | 25.1514
TVA Base Case | 2029 | 5 | 97 | UT Martin_Oil | 23.3183
TVA Base Case | 2029 | 6 | 97 | UT Martin_Oil | 23.5766
TVA Base Case | 2029 | 7 | 97 | UT Martin_Oil | 24.8006
TVA Base Case | 2029 | 8 | 97 | UT Martin_Oil | 25.0211
TVA Base Case | 2029 | 9 | 97 | UT Martin_Oil | 23.7605
TVA Base Case | 2029 | 10 | 97 | UT Martin_Oil | 23.8988
TVA Base Case | 2029 | 11 | 97 | UT Martin_Oil | 24.661
TVA Base Case | 2029 | 12 | 97 | UT Martin_Oil | 25.3583
TVA Base Case | 2030 | 1 | 97 | UT Martin_Oil | 25.5346
TVA Base Case | 2030 | 2 | 97 | UT Martin_Oil | 26.8296
TVA Base Case | 2030 | 3 | 97 | UT Martin_Oil | 26.7878
TVA Base Case | 2030 | 4 | 97 | UT Martin_Oil | 25.9956
TVA Base Case | 2030 | 5 | 97 | UT Martin_Oil | 24.0994
TVA Base Case | 2030 | 6 | 97 | UT Martin_Oil | 24.3666
TVA Base Case | 2030 | 7 | 97 | UT Martin_Oil | 25.6326
TVA Base Case | 2030 | 8 | 97 | UT Martin_Oil | 25.8605
TVA Base Case | 2030 | 9 | 97 | UT Martin_Oil | 24.5567
TVA Base Case | 2030 | 10 | 97 | UT Martin_Oil | 24.6998
TVA Base Case | 2030 | 11 | 97 | UT Martin_Oil | 25.4885
TVA Base Case | 2030 | 12 | 97 | UT Martin_Oil | 26.1825
TVA Base Case | 2031 | 1 | 97 | UT Martin_Oil | 26.3647
TVA Base Case | 2031 | 2 | 97 | UT Martin_Oil | 27.7023
TVA Base Case | 2031 | 3 | 97 | UT Martin_Oil | 27.6589
TVA Base Case | 2031 | 4 | 97 | UT Martin_Oil | 26.8402
TVA Base Case | 2031 | 5 | 97 | UT Martin_Oil | 24.881
TVA Base Case | 2031 | 6 | 97 | UT Martin_Oil | 25.1571
TVA Base Case | 2031 | 7 | 97 | UT Martin_Oil | 26.4651
TVA Base Case | 2031 | 8 | 97 | UT Martin_Oil | 26.7005
TVA Base Case | 2031 | 9 | 97 | UT Martin_Oil | 25.3535
TVA Base Case | 2031 | 10 | 97 | UT Martin_Oil | 25.5013
TVA Base Case | 2031 | 11 | 97 | UT Martin_Oil | 26.3164
TVA Base Case | 2031 | 12 | 97 | UT Martin_Oil | 27.0091
TVA Base Case | 2032 | 1 | 97 | UT Martin_Oil | 27.1971
TVA Base Case | 2032 | 2 | 97 | UT Martin_Oil | 28.5774
TVA Base Case | 2032 | 3 | 97 | UT Martin_Oil | 28.5325
TVA Base Case | 2032 | 4 | 97 | UT Martin_Oil | 27.6872
TVA Base Case | 2032 | 5 | 97 | UT Martin_Oil | 25.6649
TVA Base Case | 2032 | 6 | 97 | UT Martin_Oil | 25.9499
TVA Base Case | 2032 | 7 | 97 | UT Martin_Oil | 27.3
TVA Base Case | 2032 | 8 | 97 | UT Martin_Oil | 27.5429
TVA Base Case | 2032 | 9 | 97 | UT Martin_Oil | 26.1525
TVA Base Case | 2032 | 10 | 97 | UT Martin_Oil | 26.305
TVA Base Case | 2032 | 11 | 97 | UT Martin_Oil | 27.1467
TVA Base Case | 2032 | 12 | 97 | UT Martin_Oil | 27.8346
TVA Base Case | 2033 | 1 | 97 | UT Martin_Oil | 28.0285
TVA Base Case | 2033 | 2 | 97 | UT Martin_Oil | 29.4515
TVA Base Case | 2033 | 3 | 97 | UT Martin_Oil | 29.4049
TVA Base Case | 2033 | 4 | 97 | UT Martin_Oil | 28.5332
TVA Base Case | 2033 | 5 | 97 | UT Martin_Oil | 26.4479
TVA Base Case | 2033 | 6 | 97 | UT Martin_Oil | 26.7417
TVA Base Case | 2033 | 7 | 97 | UT Martin_Oil | 28.1339
TVA Base Case | 2033 | 8 | 97 | UT Martin_Oil | 28.3843
TVA Base Case | 2033 | 9 | 97 | UT Martin_Oil | 26.9506
TVA Base Case | 2033 | 10 | 97 | UT Martin_Oil | 27.1079
TVA Base Case | 2033 | 11 | 97 | UT Martin_Oil | 27.9759
TVA Base Case | 2033 | 12 | 97 | UT Martin_Oil | 28.6604
TVA Base Case | 2034 | 1 | 97 | UT Martin_Oil | 28.8601
TVA Base Case | 2034 | 2 | 97 | UT Martin_Oil | 30.3256
TVA Base Case | 2034 | 3 | 97 | UT Martin_Oil | 30.2776
TVA Base Case | 2034 | 4 | 97 | UT Martin_Oil | 29.3794
TVA Base Case | 2034 | 5 | 97 | UT Martin_Oil | 27.231
TVA Base Case | 2034 | 6 | 97 | UT Martin_Oil | 27.5338
TVA Base Case | 2034 | 7 | 97 | UT Martin_Oil | 28.9679
TVA Base Case | 2034 | 8 | 97 | UT Martin_Oil | 29.2258
TVA Base Case | 2034 | 9 | 97 | UT Martin_Oil | 27.7489
TVA Base Case | 2034 | 10 | 97 | UT Martin_Oil | 27.9109
TVA Base Case | 2034 | 11 | 97 | UT Martin_Oil | 28.8054
TVA Base Case | 2034 | 12 | 97 | UT Martin_Oil | 29.4866
TVA Base Case | 2035 | 1 | 97 | UT Martin_Oil | 29.6921
TVA Base Case | 2035 | 2 | 97 | UT Martin_Oil | 31.2003
TVA Base Case | 2035 | 3 | 97 | UT Martin_Oil | 31.1507
TVA Base Case | 2035 | 4 | 97 | UT Martin_Oil | 30.2261
TVA Base Case | 2035 | 5 | 97 | UT Martin_Oil | 28.0147
TVA Base Case | 2035 | 6 | 97 | UT Martin_Oil | 28.3264
TVA Base Case | 2035 | 7 | 97 | UT Martin_Oil | 29.8025
TVA Base Case | 2035 | 8 | 97 | UT Martin_Oil | 30.0679
TVA Base Case | 2035 | 9 | 97 | UT Martin_Oil | 28.5478
TVA Base Case | 2035 | 10 | 97 | UT Martin_Oil | 28.7145
TVA Base Case | 2035 | 11 | 97 | UT Martin_Oil | 29.6354
TVA Base Case | 2035 | 12 | 97 | UT Martin_Oil | 30.3151
TVA Base Case | 2014 | 1 | 52 | WCF-01_Coal | 2.9758
TVA Base Case | 2014 | 2 | 52 | WCF-01_Coal | 2.9758
TVA Base Case | 2014 | 3 | 52 | WCF-01_Coal | 2.9758
TVA Base Case | 2014 | 4 | 52 | WCF-01_Coal | 2.9782
TVA Base Case | 2014 | 5 | 52 | WCF-01_Coal | 3.1445
TVA Base Case | 2014 | 6 | 52 | WCF-01_Coal | 3.147
TVA Base Case | 2014 | 7 | 52 | WCF-01_Coal | 3.1386
TVA Base Case | 2014 | 8 | 52 | WCF-01_Coal | 3.141
TVA Base Case | 2014 | 9 | 52 | WCF-01_Coal | 3.1435
TVA Base Case | 2014 | 10 | 52 | WCF-01_Coal | 3.1679
TVA Base Case | 2014 | 11 | 52 | WCF-01_Coal | 3.1704
TVA Base Case | 2014 | 12 | 52 | WCF-01_Coal | 3.1729
TVA Base Case | 2015 | 1 | 52 | WCF-01_Coal | 2.02
TVA Base Case | 2015 | 2 | 52 | WCF-01_Coal | 2.02
TVA Base Case | 2015 | 3 | 52 | WCF-01_Coal | 2.02
TVA Base Case | 2015 | 4 | 52 | WCF-01_Coal | 3.1077
TVA Base Case | 2015 | 5 | 52 | WCF-01_Coal | 3.1103
TVA Base Case | 2015 | 6 | 52 | WCF-01_Coal | 3.1129
TVA Base Case | 2015 | 7 | 52 | WCF-01_Coal | 3.1305
TVA Base Case | 2015 | 8 | 52 | WCF-01_Coal | 3.1331
TVA Base Case | 2015 | 9 | 52 | WCF-01_Coal | 3.1358
TVA Base Case | 2015 | 10 | 52 | WCF-01_Coal | 3.1534
TVA Base Case | 2015 | 11 | 52 | WCF-01_Coal | 3.156
TVA Base Case | 2015 | 12 | 52 | WCF-01_Coal | 3.1587
TVA Base Case | 2016 | 1 | 52 | WCF-01_Coal | 3.1892
TVA Base Case | 2016 | 2 | 52 | WCF-01_Coal | 3.1919
TVA Base Case | 2016 | 3 | 52 | WCF-01_Coal | 3.1947
TVA Base Case | 2016 | 4 | 52 | WCF-01_Coal | 3.2188
TVA Base Case | 2016 | 5 | 52 | WCF-01_Coal | 3.2215
TVA Base Case | 2016 | 6 | 52 | WCF-01_Coal | 3.2243
TVA Base Case | 2016 | 7 | 52 | WCF-01_Coal | 3.2484
TVA Base Case | 2016 | 8 | 52 | WCF-01_Coal | 3.2511
TVA Base Case | 2016 | 9 | 52 | WCF-01_Coal | 3.2539
TVA Base Case | 2016 | 10 | 52 | WCF-01_Coal | 3.278
TVA Base Case | 2016 | 11 | 52 | WCF-01_Coal | 3.2808
TVA Base Case | 2016 | 12 | 52 | WCF-01_Coal | 3.2836
TVA Base Case | 2017 | 1 | 52 | WCF-01_Coal | 3.2939
TVA Base Case | 2017 | 2 | 52 | WCF-01_Coal | 3.3041
TVA Base Case | 2017 | 3 | 52 | WCF-01_Coal | 3.3144
TVA Base Case | 2017 | 4 | 52 | WCF-01_Coal | 3.3247
TVA Base Case | 2017 | 5 | 52 | WCF-01_Coal | 3.3349
TVA Base Case | 2017 | 6 | 52 | WCF-01_Coal | 3.3452
TVA Base Case | 2017 | 7 | 52 | WCF-01_Coal | 3.3555
TVA Base Case | 2017 | 8 | 52 | WCF-01_Coal | 3.3602
TVA Base Case | 2017 | 9 | 52 | WCF-01_Coal | 3.3648
TVA Base Case | 2017 | 10 | 52 | WCF-01_Coal | 3.3695
TVA Base Case | 2017 | 11 | 52 | WCF-01_Coal | 3.3742
TVA Base Case | 2017 | 12 | 52 | WCF-01_Coal | 3.3788
TVA Base Case | 2018 | 1 | 52 | WCF-01_Coal | 3.3837
TVA Base Case | 2018 | 2 | 52 | WCF-01_Coal | 3.3885
TVA Base Case | 2018 | 3 | 52 | WCF-01_Coal | 3.3934
TVA Base Case | 2018 | 4 | 52 | WCF-01_Coal | 3.3982
TVA Base Case | 2018 | 5 | 52 | WCF-01_Coal | 3.4031
TVA Base Case | 2018 | 6 | 52 | WCF-01_Coal | 3.408
TVA Base Case | 2018 | 7 | 52 | WCF-01_Coal | 3.4128
TVA Base Case | 2018 | 8 | 52 | WCF-01_Coal | 3.3882
TVA Base Case | 2018 | 9 | 52 | WCF-01_Coal | 3.3636
TVA Base Case | 2018 | 10 | 52 | WCF-01_Coal | 3.3389
TVA Base Case | 2018 | 11 | 52 | WCF-01_Coal | 3.3143
TVA Base Case | 2018 | 12 | 52 | WCF-01_Coal | 3.2897
TVA Base Case | 2019 | 1 | 52 | WCF-01_Coal | 3.2653
TVA Base Case | 2019 | 2 | 52 | WCF-01_Coal | 3.2409
TVA Base Case | 2019 | 3 | 52 | WCF-01_Coal | 3.2165
TVA Base Case | 2019 | 4 | 52 | WCF-01_Coal | 3.1921
TVA Base Case | 2019 | 5 | 52 | WCF-01_Coal | 3.1677
TVA Base Case | 2019 | 6 | 52 | WCF-01_Coal | 3.1433
TVA Base Case | 2019 | 7 | 52 | WCF-01_Coal | 3.1189
TVA Base Case | 2019 | 8 | 52 | WCF-01_Coal | 3.1244
TVA Base Case | 2019 | 9 | 52 | WCF-01_Coal | 3.1299
TVA Base Case | 2019 | 10 | 52 | WCF-01_Coal | 3.1355
TVA Base Case | 2019 | 11 | 52 | WCF-01_Coal | 3.141
TVA Base Case | 2019 | 12 | 52 | WCF-01_Coal | 3.1465
TVA Base Case | 2020 | 1 | 52 | WCF-01_Coal | 3.1521
TVA Base Case | 2020 | 2 | 52 | WCF-01_Coal | 3.1577
TVA Base Case | 2020 | 3 | 52 | WCF-01_Coal | 3.1632
TVA Base Case | 2020 | 4 | 52 | WCF-01_Coal | 3.1688
TVA Base Case | 2020 | 5 | 52 | WCF-01_Coal | 3.1744
TVA Base Case | 2020 | 6 | 52 | WCF-01_Coal | 3.18
TVA Base Case | 2020 | 7 | 52 | WCF-01_Coal | 3.1856
TVA Base Case | 2020 | 8 | 52 | WCF-01_Coal | 3.1918
TVA Base Case | 2020 | 9 | 52 | WCF-01_Coal | 3.1981
TVA Base Case | 2020 | 10 | 52 | WCF-01_Coal | 3.2043
TVA Base Case | 2020 | 11 | 52 | WCF-01_Coal | 3.2106
TVA Base Case | 2020 | 12 | 52 | WCF-01_Coal | 3.2168
TVA Base Case | 2021 | 1 | 52 | WCF-01_Coal | 3.2231
TVA Base Case | 2021 | 2 | 52 | WCF-01_Coal | 3.2294
TVA Base Case | 2021 | 3 | 52 | WCF-01_Coal | 3.2356
TVA Base Case | 2021 | 4 | 52 | WCF-01_Coal | 3.2419
TVA Base Case | 2021 | 5 | 52 | WCF-01_Coal | 3.2482
TVA Base Case | 2021 | 6 | 52 | WCF-01_Coal | 3.2544
TVA Base Case | 2021 | 7 | 52 | WCF-01_Coal | 3.2607
TVA Base Case | 2021 | 8 | 52 | WCF-01_Coal | 3.2665
TVA Base Case | 2021 | 9 | 52 | WCF-01_Coal | 3.2722
TVA Base Case | 2021 | 10 | 52 | WCF-01_Coal | 3.278
TVA Base Case | 2021 | 11 | 52 | WCF-01_Coal | 3.2837
TVA Base Case | 2021 | 12 | 52 | WCF-01_Coal | 3.2895
TVA Base Case | 2022 | 1 | 52 | WCF-01_Coal | 3.2951
TVA Base Case | 2022 | 2 | 52 | WCF-01_Coal | 3.3008
TVA Base Case | 2022 | 3 | 52 | WCF-01_Coal | 3.3064
TVA Base Case | 2022 | 4 | 52 | WCF-01_Coal | 3.3121
TVA Base Case | 2022 | 5 | 52 | WCF-01_Coal | 3.3178
TVA Base Case | 2022 | 6 | 52 | WCF-01_Coal | 3.3234
TVA Base Case | 2022 | 7 | 52 | WCF-01_Coal | 3.3291
TVA Base Case | 2022 | 8 | 52 | WCF-01_Coal | 3.3405
TVA Base Case | 2022 | 9 | 52 | WCF-01_Coal | 3.3519
TVA Base Case | 2022 | 10 | 52 | WCF-01_Coal | 3.3633
TVA Base Case | 2022 | 11 | 52 | WCF-01_Coal | 3.3747
TVA Base Case | 2022 | 12 | 52 | WCF-01_Coal | 3.3861
TVA Base Case | 2023 | 1 | 52 | WCF-01_Coal | 3.3976
TVA Base Case | 2023 | 2 | 52 | WCF-01_Coal | 3.4091
TVA Base Case | 2023 | 3 | 52 | WCF-01_Coal | 3.4206
TVA Base Case | 2023 | 4 | 52 | WCF-01_Coal | 3.432
TVA Base Case | 2023 | 5 | 52 | WCF-01_Coal | 3.4435
TVA Base Case | 2023 | 6 | 52 | WCF-01_Coal | 3.455
TVA Base Case | 2023 | 7 | 52 | WCF-01_Coal | 3.4665
TVA Base Case | 2023 | 8 | 52 | WCF-01_Coal | 3.4721
TVA Base Case | 2023 | 9 | 52 | WCF-01_Coal | 3.4777
TVA Base Case | 2023 | 10 | 52 | WCF-01_Coal | 3.4833
TVA Base Case | 2023 | 11 | 52 | WCF-01_Coal | 3.4888
TVA Base Case | 2023 | 12 | 52 | WCF-01_Coal | 3.4944
TVA Base Case | 2024 | 1 | 52 | WCF-01_Coal | 3.5
TVA Base Case | 2024 | 2 | 52 | WCF-01_Coal | 3.5057
TVA Base Case | 2024 | 3 | 52 | WCF-01_Coal | 3.5113
TVA Base Case | 2024 | 4 | 52 | WCF-01_Coal | 3.5169
TVA Base Case | 2024 | 5 | 52 | WCF-01_Coal | 3.5225
TVA Base Case | 2024 | 6 | 52 | WCF-01_Coal | 3.5282
TVA Base Case | 2024 | 7 | 52 | WCF-01_Coal | 3.5338
TVA Base Case | 2024 | 8 | 52 | WCF-01_Coal | 3.5459
TVA Base Case | 2024 | 9 | 52 | WCF-01_Coal | 3.558
TVA Base Case | 2024 | 10 | 52 | WCF-01_Coal | 3.5701
TVA Base Case | 2024 | 11 | 52 | WCF-01_Coal | 3.5823
TVA Base Case | 2024 | 12 | 52 | WCF-01_Coal | 3.5944
TVA Base Case | 2025 | 1 | 52 | WCF-01_Coal | 3.6065
TVA Base Case | 2025 | 2 | 52 | WCF-01_Coal | 3.6187
TVA Base Case | 2025 | 3 | 52 | WCF-01_Coal | 3.6308
TVA Base Case | 2025 | 4 | 52 | WCF-01_Coal | 3.643
TVA Base Case | 2025 | 5 | 52 | WCF-01_Coal | 3.6552
TVA Base Case | 2025 | 6 | 52 | WCF-01_Coal | 3.6673
TVA Base Case | 2025 | 7 | 52 | WCF-01_Coal | 3.6795
TVA Base Case | 2025 | 8 | 52 | WCF-01_Coal | 3.6703
TVA Base Case | 2025 | 9 | 52 | WCF-01_Coal | 3.6612
TVA Base Case | 2025 | 10 | 52 | WCF-01_Coal | 3.652
TVA Base Case | 2025 | 11 | 52 | WCF-01_Coal | 3.6429
TVA Base Case | 2025 | 12 | 52 | WCF-01_Coal | 3.6337
TVA Base Case | 2026 | 1 | 52 | WCF-01_Coal | 3.6246
TVA Base Case | 2026 | 2 | 52 | WCF-01_Coal | 3.6154
TVA Base Case | 2026 | 3 | 52 | WCF-01_Coal | 3.6063
TVA Base Case | 2026 | 4 | 52 | WCF-01_Coal | 3.5972
TVA Base Case | 2026 | 5 | 52 | WCF-01_Coal | 3.5881
TVA Base Case | 2026 | 6 | 52 | WCF-01_Coal | 3.579
TVA Base Case | 2026 | 7 | 52 | WCF-01_Coal | 3.5698
TVA Base Case | 2026 | 8 | 52 | WCF-01_Coal | 3.5825
TVA Base Case | 2026 | 9 | 52 | WCF-01_Coal | 3.5951
TVA Base Case | 2026 | 10 | 52 | WCF-01_Coal | 3.6078
TVA Base Case | 2026 | 11 | 52 | WCF-01_Coal | 3.6205
TVA Base Case | 2026 | 12 | 52 | WCF-01_Coal | 3.6331
TVA Base Case | 2027 | 1 | 52 | WCF-01_Coal | 3.6458
TVA Base Case | 2027 | 2 | 52 | WCF-01_Coal | 3.6585
TVA Base Case | 2027 | 3 | 52 | WCF-01_Coal | 3.6712
TVA Base Case | 2027 | 4 | 52 | WCF-01_Coal | 3.6839
TVA Base Case | 2027 | 5 | 52 | WCF-01_Coal | 3.6965
TVA Base Case | 2027 | 6 | 52 | WCF-01_Coal | 3.7093
TVA Base Case | 2027 | 7 | 52 | WCF-01_Coal | 3.722
TVA Base Case | 2027 | 8 | 52 | WCF-01_Coal | 3.7412
TVA Base Case | 2027 | 9 | 52 | WCF-01_Coal | 3.7604
TVA Base Case | 2027 | 10 | 52 | WCF-01_Coal | 3.7797
TVA Base Case | 2027 | 11 | 52 | WCF-01_Coal | 3.7989
TVA Base Case | 2027 | 12 | 52 | WCF-01_Coal | 3.8182
TVA Base Case | 2028 | 1 | 52 | WCF-01_Coal | 3.8375
TVA Base Case | 2028 | 2 | 52 | WCF-01_Coal | 3.8567
TVA Base Case | 2028 | 3 | 52 | WCF-01_Coal | 3.876
TVA Base Case | 2028 | 4 | 52 | WCF-01_Coal | 3.8953
TVA Base Case | 2028 | 5 | 52 | WCF-01_Coal | 3.9146
TVA Base Case | 2028 | 6 | 52 | WCF-01_Coal | 3.9339
TVA Base Case | 2028 | 7 | 52 | WCF-01_Coal | 3.9532
TVA Base Case | 2028 | 8 | 52 | WCF-01_Coal | 3.9602
TVA Base Case | 2028 | 9 | 52 | WCF-01_Coal | 3.9673
TVA Base Case | 2028 | 10 | 52 | WCF-01_Coal | 3.9743
TVA Base Case | 2028 | 11 | 52 | WCF-01_Coal | 3.9814
TVA Base Case | 2028 | 12 | 52 | WCF-01_Coal | 3.9885
TVA Base Case | 2029 | 1 | 52 | WCF-01_Coal | 3.9955
TVA Base Case | 2029 | 2 | 52 | WCF-01_Coal | 4.0026
TVA Base Case | 2029 | 3 | 52 | WCF-01_Coal | 4.0097
TVA Base Case | 2029 | 4 | 52 | WCF-01_Coal | 4.0168
TVA Base Case | 2029 | 5 | 52 | WCF-01_Coal | 4.0239
TVA Base Case | 2029 | 6 | 52 | WCF-01_Coal | 4.031
TVA Base Case | 2029 | 7 | 52 | WCF-01_Coal | 4.0381
TVA Base Case | 2029 | 8 | 52 | WCF-01_Coal | 4.0428
TVA Base Case | 2029 | 9 | 52 | WCF-01_Coal | 4.0475
TVA Base Case | 2029 | 10 | 52 | WCF-01_Coal | 4.0522
TVA Base Case | 2029 | 11 | 52 | WCF-01_Coal | 4.0569
TVA Base Case | 2029 | 12 | 52 | WCF-01_Coal | 4.0616
TVA Base Case | 2030 | 1 | 52 | WCF-01_Coal | 4.0663
TVA Base Case | 2030 | 2 | 52 | WCF-01_Coal | 4.0711
TVA Base Case | 2030 | 3 | 52 | WCF-01_Coal | 4.0758
TVA Base Case | 2030 | 4 | 52 | WCF-01_Coal | 4.0805
TVA Base Case | 2030 | 5 | 52 | WCF-01_Coal | 4.0853
TVA Base Case | 2030 | 6 | 52 | WCF-01_Coal | 4.09
TVA Base Case | 2030 | 7 | 52 | WCF-01_Coal | 4.0948
TVA Base Case | 2030 | 8 | 52 | WCF-01_Coal | 4.1052
TVA Base Case | 2030 | 9 | 52 | WCF-01_Coal | 4.1157
TVA Base Case | 2030 | 10 | 52 | WCF-01_Coal | 4.1261
TVA Base Case | 2030 | 11 | 52 | WCF-01_Coal | 4.1366
TVA Base Case | 2030 | 12 | 52 | WCF-01_Coal | 4.1471
TVA Base Case | 2031 | 1 | 52 | WCF-01_Coal | 4.1575
TVA Base Case | 2031 | 2 | 52 | WCF-01_Coal | 4.168
TVA Base Case | 2031 | 3 | 52 | WCF-01_Coal | 4.1785
TVA Base Case | 2031 | 4 | 52 | WCF-01_Coal | 4.189
TVA Base Case | 2031 | 5 | 52 | WCF-01_Coal | 4.1995
TVA Base Case | 2031 | 6 | 52 | WCF-01_Coal | 4.21
TVA Base Case | 2031 | 7 | 52 | WCF-01_Coal | 4.2205
TVA Base Case | 2031 | 8 | 52 | WCF-01_Coal | 4.2243
TVA Base Case | 2031 | 9 | 52 | WCF-01_Coal | 4.228
TVA Base Case | 2031 | 10 | 52 | WCF-01_Coal | 4.2318
TVA Base Case | 2031 | 11 | 52 | WCF-01_Coal | 4.2356
TVA Base Case | 2031 | 12 | 52 | WCF-01_Coal | 4.2393
TVA Base Case | 2032 | 1 | 52 | WCF-01_Coal | 4.2431
TVA Base Case | 2032 | 2 | 52 | WCF-01_Coal | 4.2469
TVA Base Case | 2032 | 3 | 52 | WCF-01_Coal | 4.2507
TVA Base Case | 2032 | 4 | 52 | WCF-01_Coal | 4.2545
TVA Base Case | 2032 | 5 | 52 | WCF-01_Coal | 4.2583
TVA Base Case | 2032 | 6 | 52 | WCF-01_Coal | 4.2621
TVA Base Case | 2032 | 7 | 52 | WCF-01_Coal | 4.2659
TVA Base Case | 2032 | 8 | 52 | WCF-01_Coal | 4.2669
TVA Base Case | 2032 | 9 | 52 | WCF-01_Coal | 4.268
TVA Base Case | 2032 | 10 | 52 | WCF-01_Coal | 4.269
TVA Base Case | 2032 | 11 | 52 | WCF-01_Coal | 4.2701
TVA Base Case | 2032 | 12 | 52 | WCF-01_Coal | 4.2711
TVA Base Case | 2033 | 1 | 52 | WCF-01_Coal | 4.2722
TVA Base Case | 2033 | 2 | 52 | WCF-01_Coal | 4.2733
TVA Base Case | 2033 | 3 | 52 | WCF-01_Coal | 4.2743
TVA Base Case | 2033 | 4 | 52 | WCF-01_Coal | 4.2754
TVA Base Case | 2033 | 5 | 52 | WCF-01_Coal | 4.2765
TVA Base Case | 2033 | 6 | 52 | WCF-01_Coal | 4.2776
TVA Base Case | 2033 | 7 | 52 | WCF-01_Coal | 4.2787
TVA Base Case | 2033 | 8 | 52 | WCF-01_Coal | 4.2855
TVA Base Case | 2033 | 9 | 52 | WCF-01_Coal | 4.2922
TVA Base Case | 2033 | 10 | 52 | WCF-01_Coal | 4.299
TVA Base Case | 2033 | 11 | 52 | WCF-01_Coal | 4.3058
TVA Base Case | 2033 | 12 | 52 | WCF-01_Coal | 4.3126
TVA Base Case | 2034 | 1 | 52 | WCF-01_Coal | 4.3194
TVA Base Case | 2034 | 2 | 52 | WCF-01_Coal | 4.3262
TVA Base Case | 2034 | 3 | 52 | WCF-01_Coal | 4.3331
TVA Base Case | 2034 | 4 | 52 | WCF-01_Coal | 4.3399
TVA Base Case | 2034 | 5 | 52 | WCF-01_Coal | 4.3467
TVA Base Case | 2034 | 6 | 52 | WCF-01_Coal | 4.3535
TVA Base Case | 2034 | 7 | 52 | WCF-01_Coal | 4.3604
TVA Base Case | 2034 | 8 | 52 | WCF-01_Coal | 4.3672
TVA Base Case | 2034 | 9 | 52 | WCF-01_Coal | 4.3741
TVA Base Case | 2034 | 10 | 52 | WCF-01_Coal | 4.381
TVA Base Case | 2034 | 11 | 52 | WCF-01_Coal | 4.3878
TVA Base Case | 2034 | 12 | 52 | WCF-01_Coal | 4.3947
TVA Base Case | 2035 | 1 | 52 | WCF-01_Coal | 4.4016
TVA Base Case | 2035 | 2 | 52 | WCF-01_Coal | 4.4085
TVA Base Case | 2035 | 3 | 52 | WCF-01_Coal | 4.4154
TVA Base Case | 2035 | 4 | 52 | WCF-01_Coal | 4.4223
TVA Base Case | 2035 | 5 | 52 | WCF-01_Coal | 4.4292
TVA Base Case | 2035 | 6 | 52 | WCF-01_Coal | 4.4361
TVA Base Case | 2035 | 7 | 52 | WCF-01_Coal | 4.443
TVA Base Case | 2035 | 8 | 52 | WCF-01_Coal | 4.45
TVA Base Case | 2035 | 9 | 52 | WCF-01_Coal | 4.4569
TVA Base Case | 2035 | 10 | 52 | WCF-01_Coal | 4.4638
TVA Base Case | 2035 | 11 | 52 | WCF-01_Coal | 4.4708
TVA Base Case | 2035 | 12 | 52 | WCF-01_Coal | 4.4778
TVA Base Case | 2014 | 1 | 82 | Widows Creek_Gas | 5.2364
TVA Base Case | 2014 | 2 | 82 | Widows Creek_Gas | 5.2364
TVA Base Case | 2014 | 3 | 82 | Widows Creek_Gas | 5.2364
TVA Base Case | 2014 | 4 | 82 | Widows Creek_Gas | 4.2976
TVA Base Case | 2014 | 5 | 82 | Widows Creek_Gas | 4.0869
TVA Base Case | 2014 | 6 | 82 | Widows Creek_Gas | 3.8476
TVA Base Case | 2014 | 7 | 82 | Widows Creek_Gas | 4.2822
TVA Base Case | 2014 | 8 | 82 | Widows Creek_Gas | 4.1933
TVA Base Case | 2014 | 9 | 82 | Widows Creek_Gas | 3.5357
TVA Base Case | 2014 | 10 | 82 | Widows Creek_Gas | 3.5873
TVA Base Case | 2014 | 11 | 82 | Widows Creek_Gas | 3.9171
TVA Base Case | 2014 | 12 | 82 | Widows Creek_Gas | 5.4307
TVA Base Case | 2015 | 1 | 82 | Widows Creek_Gas | 2.71
TVA Base Case | 2015 | 2 | 82 | Widows Creek_Gas | 2.71
TVA Base Case | 2015 | 3 | 82 | Widows Creek_Gas | 2.71
TVA Base Case | 2015 | 4 | 82 | Widows Creek_Gas | 2.7969
TVA Base Case | 2015 | 5 | 82 | Widows Creek_Gas | 2.8286
TVA Base Case | 2015 | 6 | 82 | Widows Creek_Gas | 2.8705
TVA Base Case | 2015 | 7 | 82 | Widows Creek_Gas | 2.9206
TVA Base Case | 2015 | 8 | 82 | Widows Creek_Gas | 2.9421
TVA Base Case | 2015 | 9 | 82 | Widows Creek_Gas | 2.9319
TVA Base Case | 2015 | 10 | 82 | Widows Creek_Gas | 2.9585
TVA Base Case | 2015 | 11 | 82 | Widows Creek_Gas | 3.0474
TVA Base Case | 2015 | 12 | 82 | Widows Creek_Gas | 3.8675
TVA Base Case | 2016 | 1 | 82 | Widows Creek_Gas | 7.7468
TVA Base Case | 2016 | 2 | 82 | Widows Creek_Gas | 6.7391
TVA Base Case | 2016 | 3 | 82 | Widows Creek_Gas | 3.2836
TVA Base Case | 2016 | 4 | 82 | Widows Creek_Gas | 3.1548
TVA Base Case | 2016 | 5 | 82 | Widows Creek_Gas | 3.1558
TVA Base Case | 2016 | 6 | 82 | Widows Creek_Gas | 3.1906
TVA Base Case | 2016 | 7 | 82 | Widows Creek_Gas | 3.2304
TVA Base Case | 2016 | 8 | 82 | Widows Creek_Gas | 3.2386
TVA Base Case | 2016 | 9 | 82 | Widows Creek_Gas | 3.2253
TVA Base Case | 2016 | 10 | 82 | Widows Creek_Gas | 3.2478
TVA Base Case | 2016 | 11 | 82 | Widows Creek_Gas | 3.3184
TVA Base Case | 2016 | 12 | 82 | Widows Creek_Gas | 4.4406
TVA Base Case | 2017 | 1 | 82 | Widows Creek_Gas | 7.3352
TVA Base Case | 2017 | 2 | 82 | Widows Creek_Gas | 6.3337
TVA Base Case | 2017 | 3 | 82 | Widows Creek_Gas | 4.099
TVA Base Case | 2017 | 4 | 82 | Widows Creek_Gas | 3.3552
TVA Base Case | 2017 | 5 | 82 | Widows Creek_Gas | 3.3583
TVA Base Case | 2017 | 6 | 82 | Widows Creek_Gas | 3.3971
TVA Base Case | 2017 | 7 | 82 | Widows Creek_Gas | 3.439
TVA Base Case | 2017 | 8 | 82 | Widows Creek_Gas | 3.4503
TVA Base Case | 2017 | 9 | 82 | Widows Creek_Gas | 3.438
TVA Base Case | 2017 | 10 | 82 | Widows Creek_Gas | 3.4605
TVA Base Case | 2017 | 11 | 82 | Widows Creek_Gas | 3.5311
TVA Base Case | 2017 | 12 | 82 | Widows Creek_Gas | 4.2995
TVA Base Case | 2018 | 1 | 82 | Widows Creek_Gas | 7.6374
TVA Base Case | 2018 | 2 | 82 | Widows Creek_Gas | 6.2294
TVA Base Case | 2018 | 3 | 82 | Widows Creek_Gas | 3.7519
TVA Base Case | 2018 | 4 | 82 | Widows Creek_Gas | 3.4382
TVA Base Case | 2018 | 5 | 82 | Widows Creek_Gas | 3.4474
TVA Base Case | 2018 | 6 | 82 | Widows Creek_Gas | 3.4949
TVA Base Case | 2018 | 7 | 82 | Widows Creek_Gas | 3.58
TVA Base Case | 2018 | 8 | 82 | Widows Creek_Gas | 3.6158
TVA Base Case | 2018 | 9 | 82 | Widows Creek_Gas | 3.6044
TVA Base Case | 2018 | 10 | 82 | Widows Creek_Gas | 3.6356
TVA Base Case | 2018 | 11 | 82 | Widows Creek_Gas | 3.7783
TVA Base Case | 2018 | 12 | 82 | Widows Creek_Gas | 4.4508
TVA Base Case | 2019 | 1 | 82 | Widows Creek_Gas | 6.6795
TVA Base Case | 2019 | 2 | 82 | Widows Creek_Gas | 5.7878
TVA Base Case | 2019 | 3 | 82 | Widows Creek_Gas | 4.0062
TVA Base Case | 2019 | 4 | 82 | Widows Creek_Gas | 3.6975
TVA Base Case | 2019 | 5 | 82 | Widows Creek_Gas | 3.7351
TVA Base Case | 2019 | 6 | 82 | Widows Creek_Gas | 3.8537
TVA Base Case | 2019 | 7 | 82 | Widows Creek_Gas | 4.0418
TVA Base Case | 2019 | 8 | 82 | Widows Creek_Gas | 4.0931
TVA Base Case | 2019 | 9 | 82 | Widows Creek_Gas | 4.0019
TVA Base Case | 2019 | 10 | 82 | Widows Creek_Gas | 4.033
TVA Base Case | 2019 | 11 | 82 | Widows Creek_Gas | 4.2489
TVA Base Case | 2019 | 12 | 82 | Widows Creek_Gas | 4.6131
TVA Base Case | 2020 | 1 | 82 | Widows Creek_Gas | 5.6081
TVA Base Case | 2020 | 2 | 82 | Widows Creek_Gas | 4.9922
TVA Base Case | 2020 | 3 | 82 | Widows Creek_Gas | 4.4178
TVA Base Case | 2020 | 4 | 82 | Widows Creek_Gas | 4.1249
TVA Base Case | 2020 | 5 | 82 | Widows Creek_Gas | 4.2214
TVA Base Case | 2020 | 6 | 82 | Widows Creek_Gas | 4.3328
TVA Base Case | 2020 | 7 | 82 | Widows Creek_Gas | 4.6129
TVA Base Case | 2020 | 8 | 82 | Widows Creek_Gas | 4.6252
TVA Base Case | 2020 | 9 | 82 | Widows Creek_Gas | 4.4351
TVA Base Case | 2020 | 10 | 82 | Widows Creek_Gas | 4.4259
TVA Base Case | 2020 | 11 | 82 | Widows Creek_Gas | 4.6876
TVA Base Case | 2020 | 12 | 82 | Widows Creek_Gas | 4.9064
TVA Base Case | 2021 | 1 | 82 | Widows Creek_Gas | 5.4946
TVA Base Case | 2021 | 2 | 82 | Widows Creek_Gas | 5.2787
TVA Base Case | 2021 | 3 | 82 | Widows Creek_Gas | 4.6816
TVA Base Case | 2021 | 4 | 82 | Widows Creek_Gas | 4.3394
TVA Base Case | 2021 | 5 | 82 | Widows Creek_Gas | 4.4312
TVA Base Case | 2021 | 6 | 82 | Widows Creek_Gas | 4.5676
TVA Base Case | 2021 | 7 | 82 | Widows Creek_Gas | 4.8303
TVA Base Case | 2021 | 8 | 82 | Widows Creek_Gas | 4.8545
TVA Base Case | 2021 | 9 | 82 | Widows Creek_Gas | 4.6492
TVA Base Case | 2021 | 10 | 82 | Widows Creek_Gas | 4.6402
TVA Base Case | 2021 | 11 | 82 | Widows Creek_Gas | 4.9173
TVA Base Case | 2021 | 12 | 82 | Widows Creek_Gas | 5.1265
TVA Base Case | 2022 | 1 | 82 | Widows Creek_Gas | 6.1102
TVA Base Case | 2022 | 2 | 82 | Widows Creek_Gas | 5.8019
TVA Base Case | 2022 | 3 | 82 | Widows Creek_Gas | 5.2319
TVA Base Case | 2022 | 4 | 82 | Widows Creek_Gas | 4.8432
TVA Base Case | 2022 | 5 | 82 | Widows Creek_Gas | 4.9821
TVA Base Case | 2022 | 6 | 82 | Widows Creek_Gas | 5.0829
TVA Base Case | 2022 | 7 | 82 | Widows Creek_Gas | 5.3051
TVA Base Case | 2022 | 8 | 82 | Widows Creek_Gas | 5.33
TVA Base Case | 2022 | 9 | 82 | Widows Creek_Gas | 5.1575
TVA Base Case | 2022 | 10 | 82 | Widows Creek_Gas | 5.1926
TVA Base Case | 2022 | 11 | 82 | Widows Creek_Gas | 5.5082
TVA Base Case | 2022 | 12 | 82 | Widows Creek_Gas | 5.6646
TVA Base Case | 2023 | 1 | 82 | Widows Creek_Gas | 6.4534
TVA Base Case | 2023 | 2 | 82 | Widows Creek_Gas | 6.179
TVA Base Case | 2023 | 3 | 82 | Widows Creek_Gas | 5.615
TVA Base Case | 2023 | 4 | 82 | Widows Creek_Gas | 5.2555
TVA Base Case | 2023 | 5 | 82 | Widows Creek_Gas | 5.3765
TVA Base Case | 2023 | 6 | 82 | Widows Creek_Gas | 5.4787
TVA Base Case | 2023 | 7 | 82 | Widows Creek_Gas | 5.5894
TVA Base Case | 2023 | 8 | 82 | Widows Creek_Gas | 5.6133
TVA Base Case | 2023 | 9 | 82 | Widows Creek_Gas | 5.4838
TVA Base Case | 2023 | 10 | 82 | Widows Creek_Gas | 5.5076
TVA Base Case | 2023 | 11 | 82 | Widows Creek_Gas | 5.8467
TVA Base Case | 2023 | 12 | 82 | Widows Creek_Gas | 6.0069
TVA Base Case | 2024 | 1 | 82 | Widows Creek_Gas | 6.7225
TVA Base Case | 2024 | 2 | 82 | Widows Creek_Gas | 6.305
TVA Base Case | 2024 | 3 | 82 | Widows Creek_Gas | 5.8271
TVA Base Case | 2024 | 4 | 82 | Widows Creek_Gas | 5.4748
TVA Base Case | 2024 | 5 | 82 | Widows Creek_Gas | 5.5535
TVA Base Case | 2024 | 6 | 82 | Widows Creek_Gas | 5.6143
TVA Base Case | 2024 | 7 | 82 | Widows Creek_Gas | 5.9407
TVA Base Case | 2024 | 8 | 82 | Widows Creek_Gas | 5.9772
TVA Base Case | 2024 | 9 | 82 | Widows Creek_Gas | 5.7967
TVA Base Case | 2024 | 10 | 82 | Widows Creek_Gas | 5.8332
TVA Base Case | 2024 | 11 | 82 | Widows Creek_Gas | 6.1145
TVA Base Case | 2024 | 12 | 82 | Widows Creek_Gas | 6.2994
TVA Base Case | 2025 | 1 | 82 | Widows Creek_Gas | 7.0763
TVA Base Case | 2025 | 2 | 82 | Widows Creek_Gas | 6.7747
TVA Base Case | 2025 | 3 | 82 | Widows Creek_Gas | 6.1341
TVA Base Case | 2025 | 4 | 82 | Widows Creek_Gas | 5.7662
TVA Base Case | 2025 | 5 | 82 | Widows Creek_Gas | 5.8099
TVA Base Case | 2025 | 6 | 82 | Widows Creek_Gas | 5.8945
TVA Base Case | 2025 | 7 | 82 | Widows Creek_Gas | 6.2169
TVA Base Case | 2025 | 8 | 82 | Widows Creek_Gas | 6.2541
TVA Base Case | 2025 | 9 | 82 | Widows Creek_Gas | 6.0827
TVA Base Case | 2025 | 10 | 82 | Widows Creek_Gas | 6.1075
TVA Base Case | 2025 | 11 | 82 | Widows Creek_Gas | 6.4382
TVA Base Case | 2025 | 12 | 82 | Widows Creek_Gas | 6.6505
TVA Base Case | 2026 | 1 | 82 | Widows Creek_Gas | 7.3001
TVA Base Case | 2026 | 2 | 82 | Widows Creek_Gas | 6.9283
TVA Base Case | 2026 | 3 | 82 | Widows Creek_Gas | 6.2613
TVA Base Case | 2026 | 4 | 82 | Widows Creek_Gas | 5.9177
TVA Base Case | 2026 | 5 | 82 | Widows Creek_Gas | 5.9731
TVA Base Case | 2026 | 6 | 82 | Widows Creek_Gas | 6.0869
TVA Base Case | 2026 | 7 | 82 | Widows Creek_Gas | 6.3778
TVA Base Case | 2026 | 8 | 82 | Widows Creek_Gas | 6.3802
TVA Base Case | 2026 | 9 | 82 | Widows Creek_Gas | 6.2032
TVA Base Case | 2026 | 10 | 82 | Widows Creek_Gas | 6.208
TVA Base Case | 2026 | 11 | 82 | Widows Creek_Gas | 6.5847
TVA Base Case | 2026 | 12 | 82 | Widows Creek_Gas | 6.8002
TVA Base Case | 2027 | 1 | 82 | Widows Creek_Gas | 7.5739
TVA Base Case | 2027 | 2 | 82 | Widows Creek_Gas | 7.2587
TVA Base Case | 2027 | 3 | 82 | Widows Creek_Gas | 6.6465
TVA Base Case | 2027 | 4 | 82 | Widows Creek_Gas | 6.1921
TVA Base Case | 2027 | 5 | 82 | Widows Creek_Gas | 6.2646
TVA Base Case | 2027 | 6 | 82 | Widows Creek_Gas | 6.4242
TVA Base Case | 2027 | 7 | 82 | Widows Creek_Gas | 6.7337
TVA Base Case | 2027 | 8 | 82 | Widows Creek_Gas | 6.7724
TVA Base Case | 2027 | 9 | 82 | Widows Creek_Gas | 6.5429
TVA Base Case | 2027 | 10 | 82 | Widows Creek_Gas | 6.502
TVA Base Case | 2027 | 11 | 82 | Widows Creek_Gas | 6.9279
TVA Base Case | 2027 | 12 | 82 | Widows Creek_Gas | 7.144
TVA Base Case | 2028 | 1 | 82 | Widows Creek_Gas | 8.0974
TVA Base Case | 2028 | 2 | 82 | Widows Creek_Gas | 7.5102
TVA Base Case | 2028 | 3 | 82 | Widows Creek_Gas | 7.0077
TVA Base Case | 2028 | 4 | 82 | Widows Creek_Gas | 6.5753
TVA Base Case | 2028 | 5 | 82 | Widows Creek_Gas | 6.6571
TVA Base Case | 2028 | 6 | 82 | Widows Creek_Gas | 6.8353
TVA Base Case | 2028 | 7 | 82 | Widows Creek_Gas | 7.0953
TVA Base Case | 2028 | 8 | 82 | Widows Creek_Gas | 7.1245
TVA Base Case | 2028 | 9 | 82 | Widows Creek_Gas | 6.8645
TVA Base Case | 2028 | 10 | 82 | Widows Creek_Gas | 6.8397
TVA Base Case | 2028 | 11 | 82 | Widows Creek_Gas | 7.2925
TVA Base Case | 2028 | 12 | 82 | Widows Creek_Gas | 7.4751
TVA Base Case | 2029 | 1 | 82 | Widows Creek_Gas | 8.3495
TVA Base Case | 2029 | 2 | 82 | Widows Creek_Gas | 8.0275
TVA Base Case | 2029 | 3 | 82 | Widows Creek_Gas | 7.2433
TVA Base Case | 2029 | 4 | 82 | Widows Creek_Gas | 6.7534
TVA Base Case | 2029 | 5 | 82 | Widows Creek_Gas | 6.8134
TVA Base Case | 2029 | 6 | 82 | Widows Creek_Gas | 6.9813
TVA Base Case | 2029 | 7 | 82 | Widows Creek_Gas | 7.397
TVA Base Case | 2029 | 8 | 82 | Widows Creek_Gas | 7.4404
TVA Base Case | 2029 | 9 | 82 | Widows Creek_Gas | 7.1754
TVA Base Case | 2029 | 10 | 82 | Widows Creek_Gas | 7.192
TVA Base Case | 2029 | 11 | 82 | Widows Creek_Gas | 7.5108
TVA Base Case | 2029 | 12 | 82 | Widows Creek_Gas | 7.7803
TVA Base Case | 2030 | 1 | 82 | Widows Creek_Gas | 8.5881
TVA Base Case | 2030 | 2 | 82 | Widows Creek_Gas | 8.2264
TVA Base Case | 2030 | 3 | 82 | Widows Creek_Gas | 7.3794
TVA Base Case | 2030 | 4 | 82 | Widows Creek_Gas | 6.9665
TVA Base Case | 2030 | 5 | 82 | Widows Creek_Gas | 7.0793
TVA Base Case | 2030 | 6 | 82 | Widows Creek_Gas | 7.2365
TVA Base Case | 2030 | 7 | 82 | Widows Creek_Gas | 7.6637
TVA Base Case | 2030 | 8 | 82 | Widows Creek_Gas | 7.6843
TVA Base Case | 2030 | 9 | 82 | Widows Creek_Gas | 7.4006
TVA Base Case | 2030 | 10 | 82 | Widows Creek_Gas | 7.4143
TVA Base Case | 2030 | 11 | 82 | Widows Creek_Gas | 7.8066
TVA Base Case | 2030 | 12 | 82 | Widows Creek_Gas | 8.0867
TVA Base Case | 2031 | 1 | 82 | Widows Creek_Gas | 8.8955
TVA Base Case | 2031 | 2 | 82 | Widows Creek_Gas | 8.5451
TVA Base Case | 2031 | 3 | 82 | Widows Creek_Gas | 7.7412
TVA Base Case | 2031 | 4 | 82 | Widows Creek_Gas | 7.2969
TVA Base Case | 2031 | 5 | 82 | Widows Creek_Gas | 7.3285
TVA Base Case | 2031 | 6 | 82 | Widows Creek_Gas | 7.5441
TVA Base Case | 2031 | 7 | 82 | Widows Creek_Gas | 7.98
TVA Base Case | 2031 | 8 | 82 | Widows Creek_Gas | 8.0013
TVA Base Case | 2031 | 9 | 82 | Widows Creek_Gas | 7.7123
TVA Base Case | 2031 | 10 | 82 | Widows Creek_Gas | 7.7262
TVA Base Case | 2031 | 11 | 82 | Widows Creek_Gas | 8.1213
TVA Base Case | 2031 | 12 | 82 | Widows Creek_Gas | 8.3917
TVA Base Case | 2032 | 1 | 82 | Widows Creek_Gas | 9.212
TVA Base Case | 2032 | 2 | 82 | Widows Creek_Gas | 8.6175
TVA Base Case | 2032 | 3 | 82 | Widows Creek_Gas | 8.0576
TVA Base Case | 2032 | 4 | 82 | Widows Creek_Gas | 7.6518
TVA Base Case | 2032 | 5 | 82 | Widows Creek_Gas | 7.6985
TVA Base Case | 2032 | 6 | 82 | Widows Creek_Gas | 7.9464
TVA Base Case | 2032 | 7 | 82 | Widows Creek_Gas | 8.3199
TVA Base Case | 2032 | 8 | 82 | Widows Creek_Gas | 8.3421
TVA Base Case | 2032 | 9 | 82 | Widows Creek_Gas | 7.9765
TVA Base Case | 2032 | 10 | 82 | Widows Creek_Gas | 7.9908
TVA Base Case | 2032 | 11 | 82 | Widows Creek_Gas | 8.4738
TVA Base Case | 2032 | 12 | 82 | Widows Creek_Gas | 8.6915
TVA Base Case | 2033 | 1 | 82 | Widows Creek_Gas | 9.5958
TVA Base Case | 2033 | 2 | 82 | Widows Creek_Gas | 9.1389
TVA Base Case | 2033 | 3 | 82 | Widows Creek_Gas | 8.3836
TVA Base Case | 2033 | 4 | 82 | Widows Creek_Gas | 7.902
TVA Base Case | 2033 | 5 | 82 | Widows Creek_Gas | 7.9933
TVA Base Case | 2033 | 6 | 82 | Widows Creek_Gas | 8.2601
TVA Base Case | 2033 | 7 | 82 | Widows Creek_Gas | 8.6993
TVA Base Case | 2033 | 8 | 82 | Widows Creek_Gas | 8.7368
TVA Base Case | 2033 | 9 | 82 | Widows Creek_Gas | 8.3207
TVA Base Case | 2033 | 10 | 82 | Widows Creek_Gas | 8.3352
TVA Base Case | 2033 | 11 | 82 | Widows Creek_Gas | 8.8228
TVA Base Case | 2033 | 12 | 82 | Widows Creek_Gas | 9.0291
TVA Base Case | 2034 | 1 | 82 | Widows Creek_Gas | 9.9471
TVA Base Case | 2034 | 2 | 82 | Widows Creek_Gas | 9.397
TVA Base Case | 2034 | 3 | 82 | Widows Creek_Gas | 8.6752
TVA Base Case | 2034 | 4 | 82 | Widows Creek_Gas | 8.2183
TVA Base Case | 2034 | 5 | 82 | Widows Creek_Gas | 8.3854
TVA Base Case | 2034 | 6 | 82 | Widows Creek_Gas | 8.6128
TVA Base Case | 2034 | 7 | 82 | Widows Creek_Gas | 9.046
TVA Base Case | 2034 | 8 | 82 | Widows Creek_Gas | 9.0699
TVA Base Case | 2034 | 9 | 82 | Widows Creek_Gas | 8.5867
TVA Base Case | 2034 | 10 | 82 | Widows Creek_Gas | 8.6015
TVA Base Case | 2034 | 11 | 82 | Widows Creek_Gas | 9.0936
TVA Base Case | 2034 | 12 | 82 | Widows Creek_Gas | 9.288
TVA Base Case | 2035 | 1 | 82 | Widows Creek_Gas | 10.128
TVA Base Case | 2035 | 2 | 82 | Widows Creek_Gas | 9.7372
TVA Base Case | 2035 | 3 | 82 | Widows Creek_Gas | 8.9148
TVA Base Case | 2035 | 4 | 82 | Widows Creek_Gas | 8.4385
TVA Base Case | 2035 | 5 | 82 | Widows Creek_Gas | 8.5639
TVA Base Case | 2035 | 6 | 82 | Widows Creek_Gas | 8.8104
TVA Base Case | 2035 | 7 | 82 | Widows Creek_Gas | 9.4483
TVA Base Case | 2035 | 8 | 82 | Widows Creek_Gas | 9.4881
TVA Base Case | 2035 | 9 | 82 | Widows Creek_Gas | 8.9655
TVA Base Case | 2035 | 10 | 82 | Widows Creek_Gas | 8.9504
TVA Base Case | 2035 | 11 | 82 | Widows Creek_Gas | 9.3115
TVA Base Case | 2035 | 12 | 82 | Widows Creek_Gas | 9.5537
TVA Base Case | 2015 | 4 | 2 | COF-05_Coal | 3.0767
TVA Base Case | 2015 | 5 | 2 | COF-05_Coal | 3.0794
TVA Base Case | 2015 | 6 | 2 | COF-05_Coal | 3.0777
TVA Base Case | 2015 | 7 | 2 | COF-05_Coal | 3.0901
TVA Base Case | 2015 | 8 | 2 | COF-05_Coal | 3.0945
TVA Base Case | 2015 | 9 | 2 | COF-05_Coal | 3.0951
TVA Base Case | 2015 | 10 | 2 | COF-05_Coal | 3.1153
TVA Base Case | 2015 | 11 | 2 | COF-05_Coal | 3.1102
TVA Base Case | 2015 | 12 | 2 | COF-05_Coal | 3.1096
TVA Base Case | 2016 | 1 | 2 | COF-05_Coal | 3.177
TVA Base Case | 2016 | 2 | 2 | COF-05_Coal | 3.177
TVA Base Case | 2016 | 3 | 2 | COF-05_Coal | 3.177
TVA Base Case | 2016 | 4 | 2 | COF-05_Coal | 3.2047
TVA Base Case | 2016 | 5 | 2 | COF-05_Coal | 3.2096
TVA Base Case | 2016 | 6 | 2 | COF-05_Coal | 3.2096
TVA Base Case | 2016 | 7 | 2 | COF-05_Coal | 3.2262
TVA Base Case | 2016 | 8 | 2 | COF-05_Coal | 3.2312
TVA Base Case | 2016 | 9 | 2 | COF-05_Coal | 3.2319
TVA Base Case | 2016 | 10 | 2 | COF-05_Coal | 3.254
TVA Base Case | 2016 | 11 | 2 | COF-05_Coal | 3.2532
TVA Base Case | 2016 | 12 | 2 | COF-05_Coal | 3.2532
TVA Base Case | 2017 | 1 | 2 | COF-05_Coal | 3.4111
TVA Base Case | 2017 | 2 | 2 | COF-05_Coal | 3.4192
TVA Base Case | 2017 | 3 | 2 | COF-05_Coal | 3.4273
TVA Base Case | 2017 | 4 | 2 | COF-05_Coal | 3.4362
TVA Base Case | 2017 | 5 | 2 | COF-05_Coal | 3.4443
TVA Base Case | 2017 | 6 | 2 | COF-05_Coal | 3.4525
TVA Base Case | 2017 | 7 | 2 | COF-05_Coal | 3.4614
TVA Base Case | 2017 | 8 | 2 | COF-05_Coal | 3.4646
TVA Base Case | 2017 | 9 | 2 | COF-05_Coal | 3.4678
TVA Base Case | 2017 | 10 | 2 | COF-05_Coal | 3.4719
TVA Base Case | 2017 | 11 | 2 | COF-05_Coal | 3.4751
TVA Base Case | 2017 | 12 | 2 | COF-05_Coal | 3.4783
TVA Base Case | 2018 | 1 | 2 | COF-05_Coal | 3.5277
TVA Base Case | 2018 | 2 | 2 | COF-05_Coal | 3.5309
TVA Base Case | 2018 | 3 | 2 | COF-05_Coal | 3.5342
TVA Base Case | 2018 | 4 | 2 | COF-05_Coal | 3.5382
TVA Base Case | 2018 | 5 | 2 | COF-05_Coal | 3.5414
TVA Base Case | 2018 | 6 | 2 | COF-05_Coal | 3.5447
TVA Base Case | 2018 | 7 | 2 | COF-05_Coal | 3.5487
TVA Base Case | 2018 | 8 | 2 | COF-05_Coal | 3.5274
TVA Base Case | 2018 | 9 | 2 | COF-05_Coal | 3.5061
TVA Base Case | 2018 | 10 | 2 | COF-05_Coal | 3.4856
TVA Base Case | 2018 | 11 | 2 | COF-05_Coal | 3.4643
TVA Base Case | 2018 | 12 | 2 | COF-05_Coal | 3.443
TVA Base Case | 2019 | 1 | 2 | COF-05_Coal | 3.1376
TVA Base Case | 2019 | 2 | 2 | COF-05_Coal | 3.1187
TVA Base Case | 2019 | 3 | 2 | COF-05_Coal | 3.0999
TVA Base Case | 2019 | 4 | 2 | COF-05_Coal | 3.0811
TVA Base Case | 2019 | 5 | 2 | COF-05_Coal | 3.0623
TVA Base Case | 2019 | 6 | 2 | COF-05_Coal | 3.0436
TVA Base Case | 2019 | 7 | 2 | COF-05_Coal | 3.0248
TVA Base Case | 2019 | 8 | 2 | COF-05_Coal | 3.0302
TVA Base Case | 2019 | 9 | 2 | COF-05_Coal | 3.0357
TVA Base Case | 2019 | 10 | 2 | COF-05_Coal | 3.0411
TVA Base Case | 2019 | 11 | 2 | COF-05_Coal | 3.0466
TVA Base Case | 2019 | 12 | 2 | COF-05_Coal | 3.052
TVA Base Case | 2020 | 1 | 2 | COF-05_Coal | 3.0585
TVA Base Case | 2020 | 2 | 2 | COF-05_Coal | 3.064
TVA Base Case | 2020 | 3 | 2 | COF-05_Coal | 3.0695
TVA Base Case | 2020 | 4 | 2 | COF-05_Coal | 3.075
TVA Base Case | 2020 | 5 | 2 | COF-05_Coal | 3.0805
TVA Base Case | 2020 | 6 | 2 | COF-05_Coal | 3.086
TVA Base Case | 2020 | 7 | 2 | COF-05_Coal | 3.0915
TVA Base Case | 2020 | 8 | 2 | COF-05_Coal | 3.0981
TVA Base Case | 2020 | 9 | 2 | COF-05_Coal | 3.1047
TVA Base Case | 2020 | 10 | 2 | COF-05_Coal | 3.1113
TVA Base Case | 2020 | 11 | 2 | COF-05_Coal | 3.1179
TVA Base Case | 2020 | 12 | 2 | COF-05_Coal | 3.1245
TVA Base Case | 2021 | 1 | 2 | COF-05_Coal | 3.1321
TVA Base Case | 2021 | 2 | 2 | COF-05_Coal | 3.1387
TVA Base Case | 2021 | 3 | 2 | COF-05_Coal | 3.1453
TVA Base Case | 2021 | 4 | 2 | COF-05_Coal | 3.1519
TVA Base Case | 2021 | 5 | 2 | COF-05_Coal | 3.1585
TVA Base Case | 2021 | 6 | 2 | COF-05_Coal | 3.1652
TVA Base Case | 2021 | 7 | 2 | COF-05_Coal | 3.1718
TVA Base Case | 2021 | 8 | 2 | COF-05_Coal | 3.1782
TVA Base Case | 2021 | 9 | 2 | COF-05_Coal | 3.1847
TVA Base Case | 2021 | 10 | 2 | COF-05_Coal | 3.1911
TVA Base Case | 2021 | 11 | 2 | COF-05_Coal | 3.1976
TVA Base Case | 2021 | 12 | 2 | COF-05_Coal | 3.204
TVA Base Case | 2022 | 1 | 2 | COF-05_Coal | 3.2115
TVA Base Case | 2022 | 2 | 2 | COF-05_Coal | 3.2178
TVA Base Case | 2022 | 3 | 2 | COF-05_Coal | 3.2242
TVA Base Case | 2022 | 4 | 2 | COF-05_Coal | 3.2305
TVA Base Case | 2022 | 5 | 2 | COF-05_Coal | 3.2369
TVA Base Case | 2022 | 6 | 2 | COF-05_Coal | 3.2433
TVA Base Case | 2022 | 7 | 2 | COF-05_Coal | 3.2496
TVA Base Case | 2022 | 8 | 2 | COF-05_Coal | 3.2613
TVA Base Case | 2022 | 9 | 2 | COF-05_Coal | 3.273
TVA Base Case | 2022 | 10 | 2 | COF-05_Coal | 3.2847
TVA Base Case | 2022 | 11 | 2 | COF-05_Coal | 3.2965
TVA Base Case | 2022 | 12 | 2 | COF-05_Coal | 3.3082
TVA Base Case | 2023 | 1 | 2 | COF-05_Coal | 3.3211
TVA Base Case | 2023 | 2 | 2 | COF-05_Coal | 3.3328
TVA Base Case | 2023 | 3 | 2 | COF-05_Coal | 3.3446
TVA Base Case | 2023 | 4 | 2 | COF-05_Coal | 3.3564
TVA Base Case | 2023 | 5 | 2 | COF-05_Coal | 3.3682
TVA Base Case | 2023 | 6 | 2 | COF-05_Coal | 3.38
TVA Base Case | 2023 | 7 | 2 | COF-05_Coal | 3.3918
TVA Base Case | 2023 | 8 | 2 | COF-05_Coal | 3.3974
TVA Base Case | 2023 | 9 | 2 | COF-05_Coal | 3.4029
TVA Base Case | 2023 | 10 | 2 | COF-05_Coal | 3.4085
TVA Base Case | 2023 | 11 | 2 | COF-05_Coal | 3.4141
TVA Base Case | 2023 | 12 | 2 | COF-05_Coal | 3.4197
TVA Base Case | 2024 | 1 | 2 | COF-05_Coal | 3.4265
TVA Base Case | 2024 | 2 | 2 | COF-05_Coal | 3.4321
TVA Base Case | 2024 | 3 | 2 | COF-05_Coal | 3.4377
TVA Base Case | 2024 | 4 | 2 | COF-05_Coal | 3.4433
TVA Base Case | 2024 | 5 | 2 | COF-05_Coal | 3.449
TVA Base Case | 2024 | 6 | 2 | COF-05_Coal | 3.4546
TVA Base Case | 2024 | 7 | 2 | COF-05_Coal | 3.4602
TVA Base Case | 2024 | 8 | 2 | COF-05_Coal | 3.4729
TVA Base Case | 2024 | 9 | 2 | COF-05_Coal | 3.4855
TVA Base Case | 2024 | 10 | 2 | COF-05_Coal | 3.4981
TVA Base Case | 2024 | 11 | 2 | COF-05_Coal | 3.5108
TVA Base Case | 2024 | 12 | 2 | COF-05_Coal | 3.5234
TVA Base Case | 2025 | 1 | 2 | COF-05_Coal | 3.5372
TVA Base Case | 2025 | 2 | 2 | COF-05_Coal | 3.5498
TVA Base Case | 2025 | 3 | 2 | COF-05_Coal | 3.5625
TVA Base Case | 2025 | 4 | 2 | COF-05_Coal | 3.5752
TVA Base Case | 2025 | 5 | 2 | COF-05_Coal | 3.5878
TVA Base Case | 2025 | 6 | 2 | COF-05_Coal | 3.6005
TVA Base Case | 2025 | 7 | 2 | COF-05_Coal | 3.6132
TVA Base Case | 2025 | 8 | 2 | COF-05_Coal | 3.6038
TVA Base Case | 2025 | 9 | 2 | COF-05_Coal | 3.5944
TVA Base Case | 2025 | 10 | 2 | COF-05_Coal | 3.585
TVA Base Case | 2025 | 11 | 2 | COF-05_Coal | 3.5756
TVA Base Case | 2025 | 12 | 2 | COF-05_Coal | 3.5662
TVA Base Case | 2026 | 1 | 2 | COF-05_Coal | 3.558
TVA Base Case | 2026 | 2 | 2 | COF-05_Coal | 3.5486
TVA Base Case | 2026 | 3 | 2 | COF-05_Coal | 3.5392
TVA Base Case | 2026 | 4 | 2 | COF-05_Coal | 3.5298
TVA Base Case | 2026 | 5 | 2 | COF-05_Coal | 3.5205
TVA Base Case | 2026 | 6 | 2 | COF-05_Coal | 3.5111
TVA Base Case | 2026 | 7 | 2 | COF-05_Coal | 3.5018
TVA Base Case | 2026 | 8 | 2 | COF-05_Coal | 3.5134
TVA Base Case | 2026 | 9 | 2 | COF-05_Coal | 3.5251
TVA Base Case | 2026 | 10 | 2 | COF-05_Coal | 3.5367
TVA Base Case | 2026 | 11 | 2 | COF-05_Coal | 3.5484
TVA Base Case | 2026 | 12 | 2 | COF-05_Coal | 3.5601
TVA Base Case | 2027 | 1 | 2 | COF-05_Coal | 3.573
TVA Base Case | 2027 | 2 | 2 | COF-05_Coal | 3.5846
TVA Base Case | 2027 | 3 | 2 | COF-05_Coal | 3.5963
TVA Base Case | 2027 | 4 | 2 | COF-05_Coal | 3.608
TVA Base Case | 2027 | 5 | 2 | COF-05_Coal | 3.6197
TVA Base Case | 2027 | 6 | 2 | COF-05_Coal | 3.6315
TVA Base Case | 2027 | 7 | 2 | COF-05_Coal | 3.6432
TVA Base Case | 2027 | 8 | 2 | COF-05_Coal | 3.6622
TVA Base Case | 2027 | 9 | 2 | COF-05_Coal | 3.6812
TVA Base Case | 2027 | 10 | 2 | COF-05_Coal | 3.7002
TVA Base Case | 2027 | 11 | 2 | COF-05_Coal | 3.7192
TVA Base Case | 2027 | 12 | 2 | COF-05_Coal | 3.7382
TVA Base Case | 2028 | 1 | 2 | COF-05_Coal | 3.7585
TVA Base Case | 2028 | 2 | 2 | COF-05_Coal | 3.7775
TVA Base Case | 2028 | 3 | 2 | COF-05_Coal | 3.7965
TVA Base Case | 2028 | 4 | 2 | COF-05_Coal | 3.8156
TVA Base Case | 2028 | 5 | 2 | COF-05_Coal | 3.8346
TVA Base Case | 2028 | 6 | 2 | COF-05_Coal | 3.8537
TVA Base Case | 2028 | 7 | 2 | COF-05_Coal | 3.8728
TVA Base Case | 2028 | 8 | 2 | COF-05_Coal | 3.8789
TVA Base Case | 2028 | 9 | 2 | COF-05_Coal | 3.8851
TVA Base Case | 2028 | 10 | 2 | COF-05_Coal | 3.8913
TVA Base Case | 2028 | 11 | 2 | COF-05_Coal | 3.8975
TVA Base Case | 2028 | 12 | 2 | COF-05_Coal | 3.9038
TVA Base Case | 2029 | 1 | 2 | COF-05_Coal | 3.9112
TVA Base Case | 2029 | 2 | 2 | COF-05_Coal | 3.9174
TVA Base Case | 2029 | 3 | 2 | COF-05_Coal | 3.9236
TVA Base Case | 2029 | 4 | 2 | COF-05_Coal | 3.9299
TVA Base Case | 2029 | 5 | 2 | COF-05_Coal | 3.9361
TVA Base Case | 2029 | 6 | 2 | COF-05_Coal | 3.9424
TVA Base Case | 2029 | 7 | 2 | COF-05_Coal | 3.9486
TVA Base Case | 2029 | 8 | 2 | COF-05_Coal | 3.9531
TVA Base Case | 2029 | 9 | 2 | COF-05_Coal | 3.9575
TVA Base Case | 2029 | 10 | 2 | COF-05_Coal | 3.962
TVA Base Case | 2029 | 11 | 2 | COF-05_Coal | 3.9664
TVA Base Case | 2029 | 12 | 2 | COF-05_Coal | 3.9709
TVA Base Case | 2030 | 1 | 2 | COF-05_Coal | 3.9766
TVA Base Case | 2030 | 2 | 2 | COF-05_Coal | 3.9811
TVA Base Case | 2030 | 3 | 2 | COF-05_Coal | 3.9856
TVA Base Case | 2030 | 4 | 2 | COF-05_Coal | 3.9901
TVA Base Case | 2030 | 5 | 2 | COF-05_Coal | 3.9945
TVA Base Case | 2030 | 6 | 2 | COF-05_Coal | 3.999
TVA Base Case | 2030 | 7 | 2 | COF-05_Coal | 4.0036
TVA Base Case | 2030 | 8 | 2 | COF-05_Coal | 4.0142
TVA Base Case | 2030 | 9 | 2 | COF-05_Coal | 4.0248
TVA Base Case | 2030 | 10 | 2 | COF-05_Coal | 4.0354
TVA Base Case | 2030 | 11 | 2 | COF-05_Coal | 4.046
TVA Base Case | 2030 | 12 | 2 | COF-05_Coal | 4.0567
TVA Base Case | 2031 | 1 | 2 | COF-05_Coal | 4.0686
TVA Base Case | 2031 | 2 | 2 | COF-05_Coal | 4.0792
TVA Base Case | 2031 | 3 | 2 | COF-05_Coal | 4.0899
TVA Base Case | 2031 | 4 | 2 | COF-05_Coal | 4.1006
TVA Base Case | 2031 | 5 | 2 | COF-05_Coal | 4.1112
TVA Base Case | 2031 | 6 | 2 | COF-05_Coal | 4.1219
TVA Base Case | 2031 | 7 | 2 | COF-05_Coal | 4.1326
TVA Base Case | 2031 | 8 | 2 | COF-05_Coal | 4.1359
TVA Base Case | 2031 | 9 | 2 | COF-05_Coal | 4.1393
TVA Base Case | 2031 | 10 | 2 | COF-05_Coal | 4.1426
TVA Base Case | 2031 | 11 | 2 | COF-05_Coal | 4.146
TVA Base Case | 2031 | 12 | 2 | COF-05_Coal | 4.1493
TVA Base Case | 2032 | 1 | 2 | COF-05_Coal | 4.154
TVA Base Case | 2032 | 2 | 2 | COF-05_Coal | 4.1573
TVA Base Case | 2032 | 3 | 2 | COF-05_Coal | 4.1607
TVA Base Case | 2032 | 4 | 2 | COF-05_Coal | 4.1641
TVA Base Case | 2032 | 5 | 2 | COF-05_Coal | 4.1675
TVA Base Case | 2032 | 6 | 2 | COF-05_Coal | 4.1709
TVA Base Case | 2032 | 7 | 2 | COF-05_Coal | 4.1743
TVA Base Case | 2032 | 8 | 2 | COF-05_Coal | 4.177
TVA Base Case | 2032 | 9 | 2 | COF-05_Coal | 4.1797
TVA Base Case | 2032 | 10 | 2 | COF-05_Coal | 4.1824
TVA Base Case | 2032 | 11 | 2 | COF-05_Coal | 4.1851
TVA Base Case | 2032 | 12 | 2 | COF-05_Coal | 4.1878
TVA Base Case | 2033 | 1 | 2 | COF-05_Coal | 4.1918
TVA Base Case | 2033 | 2 | 2 | COF-05_Coal | 4.1946
TVA Base Case | 2033 | 3 | 2 | COF-05_Coal | 4.1973
TVA Base Case | 2033 | 4 | 2 | COF-05_Coal | 4.2
TVA Base Case | 2033 | 5 | 2 | COF-05_Coal | 4.2028
TVA Base Case | 2033 | 6 | 2 | COF-05_Coal | 4.2055
TVA Base Case | 2033 | 7 | 2 | COF-05_Coal | 4.2083
TVA Base Case | 2033 | 8 | 2 | COF-05_Coal | 4.2151
TVA Base Case | 2033 | 9 | 2 | COF-05_Coal | 4.2219
TVA Base Case | 2033 | 10 | 2 | COF-05_Coal | 4.2288
TVA Base Case | 2033 | 11 | 2 | COF-05_Coal | 4.2356
TVA Base Case | 2033 | 12 | 2 | COF-05_Coal | 4.2425
TVA Base Case | 2034 | 1 | 2 | COF-05_Coal | 4.2507
TVA Base Case | 2034 | 2 | 2 | COF-05_Coal | 4.2575
TVA Base Case | 2034 | 3 | 2 | COF-05_Coal | 4.2644
TVA Base Case | 2034 | 4 | 2 | COF-05_Coal | 4.2713
TVA Base Case | 2034 | 5 | 2 | COF-05_Coal | 4.2782
TVA Base Case | 2034 | 6 | 2 | COF-05_Coal | 4.2851
TVA Base Case | 2034 | 7 | 2 | COF-05_Coal | 4.292
TVA Base Case | 2034 | 8 | 2 | COF-05_Coal | 4.2989
TVA Base Case | 2034 | 9 | 2 | COF-05_Coal | 4.3058
TVA Base Case | 2034 | 10 | 2 | COF-05_Coal | 4.3127
TVA Base Case | 2034 | 11 | 2 | COF-05_Coal | 4.3197
TVA Base Case | 2034 | 12 | 2 | COF-05_Coal | 4.3266
TVA Base Case | 2035 | 1 | 2 | COF-05_Coal | 4.3349
TVA Base Case | 2035 | 2 | 2 | COF-05_Coal | 4.3418
TVA Base Case | 2035 | 3 | 2 | COF-05_Coal | 4.3488
TVA Base Case | 2035 | 4 | 2 | COF-05_Coal | 4.3557
TVA Base Case | 2035 | 5 | 2 | COF-05_Coal | 4.3627
TVA Base Case | 2035 | 6 | 2 | COF-05_Coal | 4.3697
TVA Base Case | 2035 | 7 | 2 | COF-05_Coal | 4.3767
TVA Base Case | 2035 | 8 | 2 | COF-05_Coal | 4.3836
TVA Base Case | 2035 | 9 | 2 | COF-05_Coal | 4.3906
TVA Base Case | 2035 | 10 | 2 | COF-05_Coal | 4.3976
TVA Base Case | 2035 | 11 | 2 | COF-05_Coal | 4.4046
TVA Base Case | 2035 | 12 | 2 | COF-05_Coal | 4.41
TVA Base Case | 2015 | 4 | 21 | JOF-02_Coal | 1.8514
TVA Base Case | 2015 | 5 | 21 | JOF-02_Coal | 1.861
TVA Base Case | 2015 | 6 | 21 | JOF-02_Coal | 1.861
TVA Base Case | 2015 | 7 | 21 | JOF-02_Coal | 1.8777
TVA Base Case | 2015 | 8 | 21 | JOF-02_Coal | 1.8778
TVA Base Case | 2015 | 9 | 21 | JOF-02_Coal | 1.8799
TVA Base Case | 2015 | 10 | 21 | JOF-02_Coal | 1.893
TVA Base Case | 2015 | 11 | 21 | JOF-02_Coal | 1.8908
TVA Base Case | 2015 | 12 | 21 | JOF-02_Coal | 1.8889
TVA Base Case | 2016 | 1 | 21 | JOF-02_Coal | 1.918
TVA Base Case | 2016 | 2 | 21 | JOF-02_Coal | 1.9181
TVA Base Case | 2016 | 3 | 21 | JOF-02_Coal | 1.9182
TVA Base Case | 2016 | 4 | 21 | JOF-02_Coal | 1.9429
TVA Base Case | 2016 | 5 | 21 | JOF-02_Coal | 1.9448
TVA Base Case | 2016 | 6 | 21 | JOF-02_Coal | 1.945
TVA Base Case | 2016 | 7 | 21 | JOF-02_Coal | 1.9615
TVA Base Case | 2016 | 8 | 21 | JOF-02_Coal | 1.9635
TVA Base Case | 2016 | 9 | 21 | JOF-02_Coal | 1.9662
TVA Base Case | 2016 | 10 | 21 | JOF-02_Coal | 1.9865
TVA Base Case | 2016 | 11 | 21 | JOF-02_Coal | 1.9841
TVA Base Case | 2016 | 12 | 21 | JOF-02_Coal | 1.9842
TVA Base Case | 2017 | 1 | 21 | JOF-02_Coal | 2.0792
TVA Base Case | 2017 | 2 | 21 | JOF-02_Coal | 2.0869
TVA Base Case | 2017 | 3 | 21 | JOF-02_Coal | 2.0946
TVA Base Case | 2017 | 4 | 21 | JOF-02_Coal | 2.1052
TVA Base Case | 2017 | 5 | 21 | JOF-02_Coal | 2.1129
TVA Base Case | 2017 | 6 | 21 | JOF-02_Coal | 2.1206
TVA Base Case | 2017 | 7 | 21 | JOF-02_Coal | 2.1312
TVA Base Case | 2017 | 8 | 21 | JOF-02_Coal | 2.1358
TVA Base Case | 2017 | 9 | 21 | JOF-02_Coal | 2.1404
TVA Base Case | 2017 | 10 | 21 | JOF-02_Coal | 2.1479
TVA Base Case | 2017 | 11 | 21 | JOF-02_Coal | 2.1524
TVA Base Case | 2017 | 12 | 21 | JOF-02_Coal | 2.157
TVA Base Case | 2018 | 1 | 21 | JOF-02_Coal | 2.1857
TVA Base Case | 2018 | 2 | 21 | JOF-02_Coal | 2.1903
TVA Base Case | 2018 | 3 | 21 | JOF-02_Coal | 2.1949
TVA Base Case | 2018 | 4 | 21 | JOF-02_Coal | 2.2022
TVA Base Case | 2018 | 5 | 21 | JOF-02_Coal | 2.2069
TVA Base Case | 2018 | 6 | 21 | JOF-02_Coal | 2.2115
TVA Base Case | 2018 | 7 | 21 | JOF-02_Coal | 2.2188
TVA Base Case | 2018 | 8 | 21 | JOF-02_Coal | 2.2101
TVA Base Case | 2018 | 9 | 21 | JOF-02_Coal | 2.2014
TVA Base Case | 2018 | 10 | 21 | JOF-02_Coal | 2.1955
TVA Base Case | 2018 | 11 | 21 | JOF-02_Coal | 2.1868
TVA Base Case | 2018 | 12 | 21 | JOF-02_Coal | 2.1781
TVA Base Case | 2019 | 1 | 21 | JOF-02_Coal | 2.528
TVA Base Case | 2019 | 2 | 21 | JOF-02_Coal | 2.5212
TVA Base Case | 2019 | 3 | 21 | JOF-02_Coal | 2.5143
TVA Base Case | 2019 | 4 | 21 | JOF-02_Coal | 2.5075
TVA Base Case | 2019 | 5 | 21 | JOF-02_Coal | 2.5007
TVA Base Case | 2019 | 6 | 21 | JOF-02_Coal | 2.4938
TVA Base Case | 2019 | 7 | 21 | JOF-02_Coal | 2.487
TVA Base Case | 2019 | 8 | 21 | JOF-02_Coal | 2.4929
TVA Base Case | 2019 | 9 | 21 | JOF-02_Coal | 2.4988
TVA Base Case | 2019 | 10 | 21 | JOF-02_Coal | 2.5047
TVA Base Case | 2019 | 11 | 21 | JOF-02_Coal | 2.5106
TVA Base Case | 2019 | 12 | 21 | JOF-02_Coal | 2.5165
TVA Base Case | 2020 | 1 | 21 | JOF-02_Coal | 2.523
TVA Base Case | 2020 | 2 | 21 | JOF-02_Coal | 2.5289
TVA Base Case | 2020 | 3 | 21 | JOF-02_Coal | 2.5348
TVA Base Case | 2020 | 4 | 21 | JOF-02_Coal | 2.5408
TVA Base Case | 2020 | 5 | 21 | JOF-02_Coal | 2.5467
TVA Base Case | 2020 | 6 | 21 | JOF-02_Coal | 2.5526
TVA Base Case | 2020 | 7 | 21 | JOF-02_Coal | 2.5586
TVA Base Case | 2020 | 8 | 21 | JOF-02_Coal | 2.5666
TVA Base Case | 2020 | 9 | 21 | JOF-02_Coal | 2.5745
TVA Base Case | 2020 | 10 | 21 | JOF-02_Coal | 2.5825
TVA Base Case | 2020 | 11 | 21 | JOF-02_Coal | 2.5905
TVA Base Case | 2020 | 12 | 21 | JOF-02_Coal | 2.5985
TVA Base Case | 2021 | 1 | 21 | JOF-02_Coal | 2.607
TVA Base Case | 2021 | 2 | 21 | JOF-02_Coal | 2.615
TVA Base Case | 2021 | 3 | 21 | JOF-02_Coal | 2.623
TVA Base Case | 2021 | 4 | 21 | JOF-02_Coal | 2.631
TVA Base Case | 2021 | 5 | 21 | JOF-02_Coal | 2.639
TVA Base Case | 2021 | 6 | 21 | JOF-02_Coal | 2.6469
TVA Base Case | 2021 | 7 | 21 | JOF-02_Coal | 2.6549
TVA Base Case | 2021 | 8 | 21 | JOF-02_Coal | 2.6644
TVA Base Case | 2021 | 9 | 21 | JOF-02_Coal | 2.6739
TVA Base Case | 2021 | 10 | 21 | JOF-02_Coal | 2.6834
TVA Base Case | 2021 | 11 | 21 | JOF-02_Coal | 2.6929
TVA Base Case | 2021 | 12 | 21 | JOF-02_Coal | 2.7024
TVA Base Case | 2022 | 1 | 21 | JOF-02_Coal | 2.7124
TVA Base Case | 2022 | 2 | 21 | JOF-02_Coal | 2.7219
TVA Base Case | 2022 | 3 | 21 | JOF-02_Coal | 2.7313
TVA Base Case | 2022 | 4 | 21 | JOF-02_Coal | 2.7407
TVA Base Case | 2022 | 5 | 21 | JOF-02_Coal | 2.7501
TVA Base Case | 2022 | 6 | 21 | JOF-02_Coal | 2.7596
TVA Base Case | 2022 | 7 | 21 | JOF-02_Coal | 2.769
TVA Base Case | 2022 | 8 | 21 | JOF-02_Coal | 2.782
TVA Base Case | 2022 | 9 | 21 | JOF-02_Coal | 2.7951
TVA Base Case | 2022 | 10 | 21 | JOF-02_Coal | 2.8081
TVA Base Case | 2022 | 11 | 21 | JOF-02_Coal | 2.8211
TVA Base Case | 2022 | 12 | 21 | JOF-02_Coal | 2.8342
TVA Base Case | 2023 | 1 | 21 | JOF-02_Coal | 2.8479
TVA Base Case | 2023 | 2 | 21 | JOF-02_Coal | 2.861
TVA Base Case | 2023 | 3 | 21 | JOF-02_Coal | 2.8741
TVA Base Case | 2023 | 4 | 21 | JOF-02_Coal | 2.8871
TVA Base Case | 2023 | 5 | 21 | JOF-02_Coal | 2.9002
TVA Base Case | 2023 | 6 | 21 | JOF-02_Coal | 2.9133
TVA Base Case | 2023 | 7 | 21 | JOF-02_Coal | 2.9265
TVA Base Case | 2023 | 8 | 21 | JOF-02_Coal | 2.9325
TVA Base Case | 2023 | 9 | 21 | JOF-02_Coal | 2.9386
TVA Base Case | 2023 | 10 | 21 | JOF-02_Coal | 2.9446
TVA Base Case | 2023 | 11 | 21 | JOF-02_Coal | 2.9507
TVA Base Case | 2023 | 12 | 21 | JOF-02_Coal | 2.9568
TVA Base Case | 2024 | 1 | 21 | JOF-02_Coal | 2.9635
TVA Base Case | 2024 | 2 | 21 | JOF-02_Coal | 2.9696
TVA Base Case | 2024 | 3 | 21 | JOF-02_Coal | 2.9757
TVA Base Case | 2024 | 4 | 21 | JOF-02_Coal | 2.9817
TVA Base Case | 2024 | 5 | 21 | JOF-02_Coal | 2.9878
TVA Base Case | 2024 | 6 | 21 | JOF-02_Coal | 2.9939
TVA Base Case | 2024 | 7 | 21 | JOF-02_Coal | 3
TVA Base Case | 2024 | 8 | 21 | JOF-02_Coal | 3.0133
TVA Base Case | 2024 | 9 | 21 | JOF-02_Coal | 3.0266
TVA Base Case | 2024 | 10 | 21 | JOF-02_Coal | 3.0399
TVA Base Case | 2024 | 11 | 21 | JOF-02_Coal | 3.0532
TVA Base Case | 2024 | 12 | 21 | JOF-02_Coal | 3.0665
TVA Base Case | 2025 | 1 | 21 | JOF-02_Coal | 3.0804
TVA Base Case | 2025 | 2 | 21 | JOF-02_Coal | 3.0937
TVA Base Case | 2025 | 3 | 21 | JOF-02_Coal | 3.1071
TVA Base Case | 2025 | 4 | 21 | JOF-02_Coal | 3.1204
TVA Base Case | 2025 | 5 | 21 | JOF-02_Coal | 3.1337
TVA Base Case | 2025 | 6 | 21 | JOF-02_Coal | 3.147
TVA Base Case | 2025 | 7 | 21 | JOF-02_Coal | 3.1604
TVA Base Case | 2025 | 8 | 21 | JOF-02_Coal | 3.1521
TVA Base Case | 2025 | 9 | 21 | JOF-02_Coal | 3.1438
TVA Base Case | 2025 | 10 | 21 | JOF-02_Coal | 3.1355
TVA Base Case | 2025 | 11 | 21 | JOF-02_Coal | 3.1272
TVA Base Case | 2025 | 12 | 21 | JOF-02_Coal | 3.1189
TVA Base Case | 2026 | 1 | 21 | JOF-02_Coal | 3.1112
TVA Base Case | 2026 | 2 | 21 | JOF-02_Coal | 3.103
TVA Base Case | 2026 | 3 | 21 | JOF-02_Coal | 3.0947
TVA Base Case | 2026 | 4 | 21 | JOF-02_Coal | 3.0864
TVA Base Case | 2026 | 5 | 21 | JOF-02_Coal | 3.0782
TVA Base Case | 2026 | 6 | 21 | JOF-02_Coal | 3.0699
TVA Base Case | 2026 | 7 | 21 | JOF-02_Coal | 3.0616
TVA Base Case | 2026 | 8 | 21 | JOF-02_Coal | 3.0678
TVA Base Case | 2026 | 9 | 21 | JOF-02_Coal | 3.074
TVA Base Case | 2026 | 10 | 21 | JOF-02_Coal | 3.0802
TVA Base Case | 2026 | 11 | 21 | JOF-02_Coal | 3.0864
TVA Base Case | 2026 | 12 | 21 | JOF-02_Coal | 3.0926
TVA Base Case | 2027 | 1 | 21 | JOF-02_Coal | 3.0995
TVA Base Case | 2027 | 2 | 21 | JOF-02_Coal | 3.1057
TVA Base Case | 2027 | 3 | 21 | JOF-02_Coal | 3.1119
TVA Base Case | 2027 | 4 | 21 | JOF-02_Coal | 3.1182
TVA Base Case | 2027 | 5 | 21 | JOF-02_Coal | 3.1244
TVA Base Case | 2027 | 6 | 21 | JOF-02_Coal | 3.1306
TVA Base Case | 2027 | 7 | 21 | JOF-02_Coal | 3.1369
TVA Base Case | 2027 | 8 | 21 | JOF-02_Coal | 3.1529
TVA Base Case | 2027 | 9 | 21 | JOF-02_Coal | 3.169
TVA Base Case | 2027 | 10 | 21 | JOF-02_Coal | 3.1851
TVA Base Case | 2027 | 11 | 21 | JOF-02_Coal | 3.2012
TVA Base Case | 2027 | 12 | 21 | JOF-02_Coal | 3.2173
TVA Base Case | 2028 | 1 | 21 | JOF-02_Coal | 3.2341
TVA Base Case | 2028 | 2 | 21 | JOF-02_Coal | 3.2502
TVA Base Case | 2028 | 3 | 21 | JOF-02_Coal | 3.2663
TVA Base Case | 2028 | 4 | 21 | JOF-02_Coal | 3.2824
TVA Base Case | 2028 | 5 | 21 | JOF-02_Coal | 3.2985
TVA Base Case | 2028 | 6 | 21 | JOF-02_Coal | 3.3146
TVA Base Case | 2028 | 7 | 21 | JOF-02_Coal | 3.3308
TVA Base Case | 2028 | 8 | 21 | JOF-02_Coal | 3.3337
TVA Base Case | 2028 | 9 | 21 | JOF-02_Coal | 3.3367
TVA Base Case | 2028 | 10 | 21 | JOF-02_Coal | 3.3397
TVA Base Case | 2028 | 11 | 21 | JOF-02_Coal | 3.3427
TVA Base Case | 2028 | 12 | 21 | JOF-02_Coal | 3.3456
TVA Base Case | 2029 | 1 | 21 | JOF-02_Coal | 3.3493
TVA Base Case | 2029 | 2 | 21 | JOF-02_Coal | 3.3523
TVA Base Case | 2029 | 3 | 21 | JOF-02_Coal | 3.3553
TVA Base Case | 2029 | 4 | 21 | JOF-02_Coal | 3.3583
TVA Base Case | 2029 | 5 | 21 | JOF-02_Coal | 3.3613
TVA Base Case | 2029 | 6 | 21 | JOF-02_Coal | 3.3643
TVA Base Case | 2029 | 7 | 21 | JOF-02_Coal | 3.3673
TVA Base Case | 2029 | 8 | 21 | JOF-02_Coal | 3.3715
TVA Base Case | 2029 | 9 | 21 | JOF-02_Coal | 3.3757
TVA Base Case | 2029 | 10 | 21 | JOF-02_Coal | 3.3799
TVA Base Case | 2029 | 11 | 21 | JOF-02_Coal | 3.3841
TVA Base Case | 2029 | 12 | 21 | JOF-02_Coal | 3.3884
TVA Base Case | 2030 | 1 | 21 | JOF-02_Coal | 3.3933
TVA Base Case | 2030 | 2 | 21 | JOF-02_Coal | 3.3975
TVA Base Case | 2030 | 3 | 21 | JOF-02_Coal | 3.4017
TVA Base Case | 2030 | 4 | 21 | JOF-02_Coal | 3.406
TVA Base Case | 2030 | 5 | 21 | JOF-02_Coal | 3.4102
TVA Base Case | 2030 | 6 | 21 | JOF-02_Coal | 3.4144
TVA Base Case | 2030 | 7 | 21 | JOF-02_Coal | 3.4187
TVA Base Case | 2030 | 8 | 21 | JOF-02_Coal | 3.4298
TVA Base Case | 2030 | 9 | 21 | JOF-02_Coal | 3.4409
TVA Base Case | 2030 | 10 | 21 | JOF-02_Coal | 3.452
TVA Base Case | 2030 | 11 | 21 | JOF-02_Coal | 3.4631
TVA Base Case | 2030 | 12 | 21 | JOF-02_Coal | 3.4742
TVA Base Case | 2031 | 1 | 21 | JOF-02_Coal | 3.486
TVA Base Case | 2031 | 2 | 21 | JOF-02_Coal | 3.4971
TVA Base Case | 2031 | 3 | 21 | JOF-02_Coal | 3.5082
TVA Base Case | 2031 | 4 | 21 | JOF-02_Coal | 3.5193
TVA Base Case | 2031 | 5 | 21 | JOF-02_Coal | 3.5304
TVA Base Case | 2031 | 6 | 21 | JOF-02_Coal | 3.5416
TVA Base Case | 2031 | 7 | 21 | JOF-02_Coal | 3.5527
TVA Base Case | 2031 | 8 | 21 | JOF-02_Coal | 3.5539
TVA Base Case | 2031 | 9 | 21 | JOF-02_Coal | 3.5552
TVA Base Case | 2031 | 10 | 21 | JOF-02_Coal | 3.5564
TVA Base Case | 2031 | 11 | 21 | JOF-02_Coal | 3.5576
TVA Base Case | 2031 | 12 | 21 | JOF-02_Coal | 3.5589
TVA Base Case | 2032 | 1 | 21 | JOF-02_Coal | 3.5608
TVA Base Case | 2032 | 2 | 21 | JOF-02_Coal | 3.5621
TVA Base Case | 2032 | 3 | 21 | JOF-02_Coal | 3.5633
TVA Base Case | 2032 | 4 | 21 | JOF-02_Coal | 3.5646
TVA Base Case | 2032 | 5 | 21 | JOF-02_Coal | 3.5659
TVA Base Case | 2032 | 6 | 21 | JOF-02_Coal | 3.5671
TVA Base Case | 2032 | 7 | 21 | JOF-02_Coal | 3.5684
TVA Base Case | 2032 | 8 | 21 | JOF-02_Coal | 3.5774
TVA Base Case | 2032 | 9 | 21 | JOF-02_Coal | 3.5864
TVA Base Case | 2032 | 10 | 21 | JOF-02_Coal | 3.5954
TVA Base Case | 2032 | 11 | 21 | JOF-02_Coal | 3.6044
TVA Base Case | 2032 | 12 | 21 | JOF-02_Coal | 3.6134
TVA Base Case | 2033 | 1 | 21 | JOF-02_Coal | 3.6231
TVA Base Case | 2033 | 2 | 21 | JOF-02_Coal | 3.6321
TVA Base Case | 2033 | 3 | 21 | JOF-02_Coal | 3.6411
TVA Base Case | 2033 | 4 | 21 | JOF-02_Coal | 3.6501
TVA Base Case | 2033 | 5 | 21 | JOF-02_Coal | 3.6591
TVA Base Case | 2033 | 6 | 21 | JOF-02_Coal | 3.6682
TVA Base Case | 2033 | 7 | 21 | JOF-02_Coal | 3.6772
TVA Base Case | 2033 | 8 | 21 | JOF-02_Coal | 3.684
TVA Base Case | 2033 | 9 | 21 | JOF-02_Coal | 3.6909
TVA Base Case | 2033 | 10 | 21 | JOF-02_Coal | 3.6977
TVA Base Case | 2033 | 11 | 21 | JOF-02_Coal | 3.7046
TVA Base Case | 2033 | 12 | 21 | JOF-02_Coal | 3.7114
TVA Base Case | 2034 | 1 | 21 | JOF-02_Coal | 3.719
TVA Base Case | 2034 | 2 | 21 | JOF-02_Coal | 3.7259
TVA Base Case | 2034 | 3 | 21 | JOF-02_Coal | 3.7327
TVA Base Case | 2034 | 4 | 21 | JOF-02_Coal | 3.7396
TVA Base Case | 2034 | 5 | 21 | JOF-02_Coal | 3.7465
TVA Base Case | 2034 | 6 | 21 | JOF-02_Coal | 3.7534
TVA Base Case | 2034 | 7 | 21 | JOF-02_Coal | 3.7603
TVA Base Case | 2034 | 8 | 21 | JOF-02_Coal | 3.7672
TVA Base Case | 2034 | 9 | 21 | JOF-02_Coal | 3.7741
TVA Base Case | 2034 | 10 | 21 | JOF-02_Coal | 3.781
TVA Base Case | 2034 | 11 | 21 | JOF-02_Coal | 3.7879
TVA Base Case | 2034 | 12 | 21 | JOF-02_Coal | 3.7948
TVA Base Case | 2035 | 1 | 21 | JOF-02_Coal | 3.8024
TVA Base Case | 2035 | 2 | 21 | JOF-02_Coal | 3.8094
TVA Base Case | 2035 | 3 | 21 | JOF-02_Coal | 3.8163
TVA Base Case | 2035 | 4 | 21 | JOF-02_Coal | 3.8232
TVA Base Case | 2035 | 5 | 21 | JOF-02_Coal | 3.8302
TVA Base Case | 2035 | 6 | 21 | JOF-02_Coal | 3.8371
TVA Base Case | 2035 | 7 | 21 | JOF-02_Coal | 3.8441
TVA Base Case | 2035 | 8 | 21 | JOF-02_Coal | 3.851
TVA Base Case | 2035 | 9 | 21 | JOF-02_Coal | 3.858
TVA Base Case | 2035 | 10 | 21 | JOF-02_Coal | 3.8649
TVA Base Case | 2035 | 11 | 21 | JOF-02_Coal | 3.8719
TVA Base Case | 2035 | 12 | 21 | JOF-02_Coal | 3.88
TVA Base Case | 2015 | 4 | 24 | JOF-05_Coal | 1.8239
TVA Base Case | 2015 | 5 | 24 | JOF-05_Coal | 1.8336
TVA Base Case | 2015 | 6 | 24 | JOF-05_Coal | 1.8335
TVA Base Case | 2015 | 7 | 24 | JOF-05_Coal | 1.8502
TVA Base Case | 2015 | 8 | 24 | JOF-05_Coal | 1.8503
TVA Base Case | 2015 | 9 | 24 | JOF-05_Coal | 1.8524
TVA Base Case | 2015 | 10 | 24 | JOF-05_Coal | 1.8656
TVA Base Case | 2015 | 11 | 24 | JOF-05_Coal | 1.8633
TVA Base Case | 2015 | 12 | 24 | JOF-05_Coal | 1.8614
TVA Base Case | 2016 | 1 | 24 | JOF-05_Coal | 1.89
TVA Base Case | 2016 | 2 | 24 | JOF-05_Coal | 1.8901
TVA Base Case | 2016 | 3 | 24 | JOF-05_Coal | 1.8902
TVA Base Case | 2016 | 4 | 24 | JOF-05_Coal | 1.9149
TVA Base Case | 2016 | 5 | 24 | JOF-05_Coal | 1.9169
TVA Base Case | 2016 | 6 | 24 | JOF-05_Coal | 1.917
TVA Base Case | 2016 | 7 | 24 | JOF-05_Coal | 1.9336
TVA Base Case | 2016 | 8 | 24 | JOF-05_Coal | 1.9355
TVA Base Case | 2016 | 9 | 24 | JOF-05_Coal | 1.9382
TVA Base Case | 2016 | 10 | 24 | JOF-05_Coal | 1.9586
TVA Base Case | 2016 | 11 | 24 | JOF-05_Coal | 1.9561
TVA Base Case | 2016 | 12 | 24 | JOF-05_Coal | 1.9562
TVA Base Case | 2017 | 1 | 24 | JOF-05_Coal | 2.0508
TVA Base Case | 2017 | 2 | 24 | JOF-05_Coal | 2.0585
TVA Base Case | 2017 | 3 | 24 | JOF-05_Coal | 2.0662
TVA Base Case | 2017 | 4 | 24 | JOF-05_Coal | 2.0768
TVA Base Case | 2017 | 5 | 24 | JOF-05_Coal | 2.0845
TVA Base Case | 2017 | 6 | 24 | JOF-05_Coal | 2.0922
TVA Base Case | 2017 | 7 | 24 | JOF-05_Coal | 2.1028
TVA Base Case | 2017 | 8 | 24 | JOF-05_Coal | 2.1073
TVA Base Case | 2017 | 9 | 24 | JOF-05_Coal | 2.1119
TVA Base Case | 2017 | 10 | 24 | JOF-05_Coal | 2.1194
TVA Base Case | 2017 | 11 | 24 | JOF-05_Coal | 2.124
TVA Base Case | 2017 | 12 | 24 | JOF-05_Coal | 2.1286
TVA Base Case | 2018 | 1 | 24 | JOF-05_Coal | 2.1568
TVA Base Case | 2018 | 2 | 24 | JOF-05_Coal | 2.1614
TVA Base Case | 2018 | 3 | 24 | JOF-05_Coal | 2.166
TVA Base Case | 2018 | 4 | 24 | JOF-05_Coal | 2.1733
TVA Base Case | 2018 | 5 | 24 | JOF-05_Coal | 2.1779
TVA Base Case | 2018 | 6 | 24 | JOF-05_Coal | 2.1826
TVA Base Case | 2018 | 7 | 24 | JOF-05_Coal | 2.1899
TVA Base Case | 2018 | 8 | 24 | JOF-05_Coal | 2.1812
TVA Base Case | 2018 | 9 | 24 | JOF-05_Coal | 2.1725
TVA Base Case | 2018 | 10 | 24 | JOF-05_Coal | 2.1665
TVA Base Case | 2018 | 11 | 24 | JOF-05_Coal | 2.1578
TVA Base Case | 2018 | 12 | 24 | JOF-05_Coal | 2.1491
TVA Base Case | 2019 | 1 | 24 | JOF-05_Coal | 2.4986
TVA Base Case | 2019 | 2 | 24 | JOF-05_Coal | 2.4917
TVA Base Case | 2019 | 3 | 24 | JOF-05_Coal | 2.4849
TVA Base Case | 2019 | 4 | 24 | JOF-05_Coal | 2.4781
TVA Base Case | 2019 | 5 | 24 | JOF-05_Coal | 2.4712
TVA Base Case | 2019 | 6 | 24 | JOF-05_Coal | 2.4644
TVA Base Case | 2019 | 7 | 24 | JOF-05_Coal | 2.4576
TVA Base Case | 2019 | 8 | 24 | JOF-05_Coal | 2.4635
TVA Base Case | 2019 | 9 | 24 | JOF-05_Coal | 2.4694
TVA Base Case | 2019 | 10 | 24 | JOF-05_Coal | 2.4753
TVA Base Case | 2019 | 11 | 24 | JOF-05_Coal | 2.4812
TVA Base Case | 2019 | 12 | 24 | JOF-05_Coal | 2.4871
TVA Base Case | 2020 | 1 | 24 | JOF-05_Coal | 2.493
TVA Base Case | 2020 | 2 | 24 | JOF-05_Coal | 2.4989
TVA Base Case | 2020 | 3 | 24 | JOF-05_Coal | 2.5049
TVA Base Case | 2020 | 4 | 24 | JOF-05_Coal | 2.5108
TVA Base Case | 2020 | 5 | 24 | JOF-05_Coal | 2.5167
TVA Base Case | 2020 | 6 | 24 | JOF-05_Coal | 2.5227
TVA Base Case | 2020 | 7 | 24 | JOF-05_Coal | 2.5286
TVA Base Case | 2020 | 8 | 24 | JOF-05_Coal | 2.5366
TVA Base Case | 2020 | 9 | 24 | JOF-05_Coal | 2.5446
TVA Base Case | 2020 | 10 | 24 | JOF-05_Coal | 2.5525
TVA Base Case | 2020 | 11 | 24 | JOF-05_Coal | 2.5605
TVA Base Case | 2020 | 12 | 24 | JOF-05_Coal | 2.5685
TVA Base Case | 2021 | 1 | 24 | JOF-05_Coal | 2.5765
TVA Base Case | 2021 | 2 | 24 | JOF-05_Coal | 2.5845
TVA Base Case | 2021 | 3 | 24 | JOF-05_Coal | 2.5924
TVA Base Case | 2021 | 4 | 24 | JOF-05_Coal | 2.6004
TVA Base Case | 2021 | 5 | 24 | JOF-05_Coal | 2.6084
TVA Base Case | 2021 | 6 | 24 | JOF-05_Coal | 2.6164
TVA Base Case | 2021 | 7 | 24 | JOF-05_Coal | 2.6244
TVA Base Case | 2021 | 8 | 24 | JOF-05_Coal | 2.6339
TVA Base Case | 2021 | 9 | 24 | JOF-05_Coal | 2.6434
TVA Base Case | 2021 | 10 | 24 | JOF-05_Coal | 2.6529
TVA Base Case | 2021 | 11 | 24 | JOF-05_Coal | 2.6624
TVA Base Case | 2021 | 12 | 24 | JOF-05_Coal | 2.6719
TVA Base Case | 2022 | 1 | 24 | JOF-05_Coal | 2.6813
TVA Base Case | 2022 | 2 | 24 | JOF-05_Coal | 2.6907
TVA Base Case | 2022 | 3 | 24 | JOF-05_Coal | 2.7002
TVA Base Case | 2022 | 4 | 24 | JOF-05_Coal | 2.7096
TVA Base Case | 2022 | 5 | 24 | JOF-05_Coal | 2.719
TVA Base Case | 2022 | 6 | 24 | JOF-05_Coal | 2.7285
TVA Base Case | 2022 | 7 | 24 | JOF-05_Coal | 2.7379
TVA Base Case | 2022 | 8 | 24 | JOF-05_Coal | 2.7509
TVA Base Case | 2022 | 9 | 24 | JOF-05_Coal | 2.764
TVA Base Case | 2022 | 10 | 24 | JOF-05_Coal | 2.777
TVA Base Case | 2022 | 11 | 24 | JOF-05_Coal | 2.79
TVA Base Case | 2022 | 12 | 24 | JOF-05_Coal | 2.8031
TVA Base Case | 2023 | 1 | 24 | JOF-05_Coal | 2.8162
TVA Base Case | 2023 | 2 | 24 | JOF-05_Coal | 2.8293
TVA Base Case | 2023 | 3 | 24 | JOF-05_Coal | 2.8423
TVA Base Case | 2023 | 4 | 24 | JOF-05_Coal | 2.8554
TVA Base Case | 2023 | 5 | 24 | JOF-05_Coal | 2.8685
TVA Base Case | 2023 | 6 | 24 | JOF-05_Coal | 2.8816
TVA Base Case | 2023 | 7 | 24 | JOF-05_Coal | 2.8947
TVA Base Case | 2023 | 8 | 24 | JOF-05_Coal | 2.9008
TVA Base Case | 2023 | 9 | 24 | JOF-05_Coal | 2.9069
TVA Base Case | 2023 | 10 | 24 | JOF-05_Coal | 2.9129
TVA Base Case | 2023 | 11 | 24 | JOF-05_Coal | 2.919
TVA Base Case | 2023 | 12 | 24 | JOF-05_Coal | 2.9251
TVA Base Case | 2024 | 1 | 24 | JOF-05_Coal | 2.9312
TVA Base Case | 2024 | 2 | 24 | JOF-05_Coal | 2.9372
TVA Base Case | 2024 | 3 | 24 | JOF-05_Coal | 2.9433
TVA Base Case | 2024 | 4 | 24 | JOF-05_Coal | 2.9494
TVA Base Case | 2024 | 5 | 24 | JOF-05_Coal | 2.9555
TVA Base Case | 2024 | 6 | 24 | JOF-05_Coal | 2.9616
TVA Base Case | 2024 | 7 | 24 | JOF-05_Coal | 2.9677
TVA Base Case | 2024 | 8 | 24 | JOF-05_Coal | 2.981
TVA Base Case | 2024 | 9 | 24 | JOF-05_Coal | 2.9943
TVA Base Case | 2024 | 10 | 24 | JOF-05_Coal | 3.0076
TVA Base Case | 2024 | 11 | 24 | JOF-05_Coal | 3.0209
TVA Base Case | 2024 | 12 | 24 | JOF-05_Coal | 3.0342
TVA Base Case | 2025 | 1 | 24 | JOF-05_Coal | 3.0475
TVA Base Case | 2025 | 2 | 24 | JOF-05_Coal | 3.0608
TVA Base Case | 2025 | 3 | 24 | JOF-05_Coal | 3.0741
TVA Base Case | 2025 | 4 | 24 | JOF-05_Coal | 3.0874
TVA Base Case | 2025 | 5 | 24 | JOF-05_Coal | 3.1008
TVA Base Case | 2025 | 6 | 24 | JOF-05_Coal | 3.1141
TVA Base Case | 2025 | 7 | 24 | JOF-05_Coal | 3.1274
TVA Base Case | 2025 | 8 | 24 | JOF-05_Coal | 3.1191
TVA Base Case | 2025 | 9 | 24 | JOF-05_Coal | 3.1108
TVA Base Case | 2025 | 10 | 24 | JOF-05_Coal | 3.1025
TVA Base Case | 2025 | 11 | 24 | JOF-05_Coal | 3.0942
TVA Base Case | 2025 | 12 | 24 | JOF-05_Coal | 3.086
TVA Base Case | 2026 | 1 | 24 | JOF-05_Coal | 3.0777
TVA Base Case | 2026 | 2 | 24 | JOF-05_Coal | 3.0694
TVA Base Case | 2026 | 3 | 24 | JOF-05_Coal | 3.0611
TVA Base Case | 2026 | 4 | 24 | JOF-05_Coal | 3.0529
TVA Base Case | 2026 | 5 | 24 | JOF-05_Coal | 3.0446
TVA Base Case | 2026 | 6 | 24 | JOF-05_Coal | 3.0363
TVA Base Case | 2026 | 7 | 24 | JOF-05_Coal | 3.0281
TVA Base Case | 2026 | 8 | 24 | JOF-05_Coal | 3.0343
TVA Base Case | 2026 | 9 | 24 | JOF-05_Coal | 3.0405
TVA Base Case | 2026 | 10 | 24 | JOF-05_Coal | 3.0467
TVA Base Case | 2026 | 11 | 24 | JOF-05_Coal | 3.0529
TVA Base Case | 2026 | 12 | 24 | JOF-05_Coal | 3.0591
TVA Base Case | 2027 | 1 | 24 | JOF-05_Coal | 3.0653
TVA Base Case | 2027 | 2 | 24 | JOF-05_Coal | 3.0715
TVA Base Case | 2027 | 3 | 24 | JOF-05_Coal | 3.0777
TVA Base Case | 2027 | 4 | 24 | JOF-05_Coal | 3.084
TVA Base Case | 2027 | 5 | 24 | JOF-05_Coal | 3.0902
TVA Base Case | 2027 | 6 | 24 | JOF-05_Coal | 3.0964
TVA Base Case | 2027 | 7 | 24 | JOF-05_Coal | 3.1027
TVA Base Case | 2027 | 8 | 24 | JOF-05_Coal | 3.1188
TVA Base Case | 2027 | 9 | 24 | JOF-05_Coal | 3.1348
TVA Base Case | 2027 | 10 | 24 | JOF-05_Coal | 3.1509
TVA Base Case | 2027 | 11 | 24 | JOF-05_Coal | 3.167
TVA Base Case | 2027 | 12 | 24 | JOF-05_Coal | 3.1831
TVA Base Case | 2028 | 1 | 24 | JOF-05_Coal | 3.1992
TVA Base Case | 2028 | 2 | 24 | JOF-05_Coal | 3.2153
TVA Base Case | 2028 | 3 | 24 | JOF-05_Coal | 3.2314
TVA Base Case | 2028 | 4 | 24 | JOF-05_Coal | 3.2476
TVA Base Case | 2028 | 5 | 24 | JOF-05_Coal | 3.2637
TVA Base Case | 2028 | 6 | 24 | JOF-05_Coal | 3.2798
TVA Base Case | 2028 | 7 | 24 | JOF-05_Coal | 3.2959
TVA Base Case | 2028 | 8 | 24 | JOF-05_Coal | 3.2989
TVA Base Case | 2028 | 9 | 24 | JOF-05_Coal | 3.3019
TVA Base Case | 2028 | 10 | 24 | JOF-05_Coal | 3.3048
TVA Base Case | 2028 | 11 | 24 | JOF-05_Coal | 3.3078
TVA Base Case | 2028 | 12 | 24 | JOF-05_Coal | 3.3108
TVA Base Case | 2029 | 1 | 24 | JOF-05_Coal | 3.3138
TVA Base Case | 2029 | 2 | 24 | JOF-05_Coal | 3.3168
TVA Base Case | 2029 | 3 | 24 | JOF-05_Coal | 3.3198
TVA Base Case | 2029 | 4 | 24 | JOF-05_Coal | 3.3228
TVA Base Case | 2029 | 5 | 24 | JOF-05_Coal | 3.3258
TVA Base Case | 2029 | 6 | 24 | JOF-05_Coal | 3.3288
TVA Base Case | 2029 | 7 | 24 | JOF-05_Coal | 3.3318
TVA Base Case | 2029 | 8 | 24 | JOF-05_Coal | 3.336
TVA Base Case | 2029 | 9 | 24 | JOF-05_Coal | 3.3402
TVA Base Case | 2029 | 10 | 24 | JOF-05_Coal | 3.3444
TVA Base Case | 2029 | 11 | 24 | JOF-05_Coal | 3.3486
TVA Base Case | 2029 | 12 | 24 | JOF-05_Coal | 3.3529
TVA Base Case | 2030 | 1 | 24 | JOF-05_Coal | 3.3571
TVA Base Case | 2030 | 2 | 24 | JOF-05_Coal | 3.3613
TVA Base Case | 2030 | 3 | 24 | JOF-05_Coal | 3.3656
TVA Base Case | 2030 | 4 | 24 | JOF-05_Coal | 3.3698
TVA Base Case | 2030 | 5 | 24 | JOF-05_Coal | 3.374
TVA Base Case | 2030 | 6 | 24 | JOF-05_Coal | 3.3783
TVA Base Case | 2030 | 7 | 24 | JOF-05_Coal | 3.3825
TVA Base Case | 2030 | 8 | 24 | JOF-05_Coal | 3.3936
TVA Base Case | 2030 | 9 | 24 | JOF-05_Coal | 3.4047
TVA Base Case | 2030 | 10 | 24 | JOF-05_Coal | 3.4158
TVA Base Case | 2030 | 11 | 24 | JOF-05_Coal | 3.4269
TVA Base Case | 2030 | 12 | 24 | JOF-05_Coal | 3.438
TVA Base Case | 2031 | 1 | 24 | JOF-05_Coal | 3.4491
TVA Base Case | 2031 | 2 | 24 | JOF-05_Coal | 3.4602
TVA Base Case | 2031 | 3 | 24 | JOF-05_Coal | 3.4713
TVA Base Case | 2031 | 4 | 24 | JOF-05_Coal | 3.4825
TVA Base Case | 2031 | 5 | 24 | JOF-05_Coal | 3.4936
TVA Base Case | 2031 | 6 | 24 | JOF-05_Coal | 3.5047
TVA Base Case | 2031 | 7 | 24 | JOF-05_Coal | 3.5159
TVA Base Case | 2031 | 8 | 24 | JOF-05_Coal | 3.5171
TVA Base Case | 2031 | 9 | 24 | JOF-05_Coal | 3.5183
TVA Base Case | 2031 | 10 | 24 | JOF-05_Coal | 3.5195
TVA Base Case | 2031 | 11 | 24 | JOF-05_Coal | 3.5208
TVA Base Case | 2031 | 12 | 24 | JOF-05_Coal | 3.522
TVA Base Case | 2032 | 1 | 24 | JOF-05_Coal | 3.5233
TVA Base Case | 2032 | 2 | 24 | JOF-05_Coal | 3.5245
TVA Base Case | 2032 | 3 | 24 | JOF-05_Coal | 3.5258
TVA Base Case | 2032 | 4 | 24 | JOF-05_Coal | 3.5271
TVA Base Case | 2032 | 5 | 24 | JOF-05_Coal | 3.5283
TVA Base Case | 2032 | 6 | 24 | JOF-05_Coal | 3.5296
TVA Base Case | 2032 | 7 | 24 | JOF-05_Coal | 3.5309
TVA Base Case | 2032 | 8 | 24 | JOF-05_Coal | 3.5399
TVA Base Case | 2032 | 9 | 24 | JOF-05_Coal | 3.5488
TVA Base Case | 2032 | 10 | 24 | JOF-05_Coal | 3.5578
TVA Base Case | 2032 | 11 | 24 | JOF-05_Coal | 3.5668
TVA Base Case | 2032 | 12 | 24 | JOF-05_Coal | 3.5758
TVA Base Case | 2033 | 1 | 24 | JOF-05_Coal | 3.5848
TVA Base Case | 2033 | 2 | 24 | JOF-05_Coal | 3.5938
TVA Base Case | 2033 | 3 | 24 | JOF-05_Coal | 3.6028
TVA Base Case | 2033 | 4 | 24 | JOF-05_Coal | 3.6119
TVA Base Case | 2033 | 5 | 24 | JOF-05_Coal | 3.6209
TVA Base Case | 2033 | 6 | 24 | JOF-05_Coal | 3.6299
TVA Base Case | 2033 | 7 | 24 | JOF-05_Coal | 3.6389
TVA Base Case | 2033 | 8 | 24 | JOF-05_Coal | 3.6458
TVA Base Case | 2033 | 9 | 24 | JOF-05_Coal | 3.6526
TVA Base Case | 2033 | 10 | 24 | JOF-05_Coal | 3.6595
TVA Base Case | 2033 | 11 | 24 | JOF-05_Coal | 3.6663
TVA Base Case | 2033 | 12 | 24 | JOF-05_Coal | 3.6732
TVA Base Case | 2034 | 1 | 24 | JOF-05_Coal | 3.68
TVA Base Case | 2034 | 2 | 24 | JOF-05_Coal | 3.6869
TVA Base Case | 2034 | 3 | 24 | JOF-05_Coal | 3.6938
TVA Base Case | 2034 | 4 | 24 | JOF-05_Coal | 3.7006
TVA Base Case | 2034 | 5 | 24 | JOF-05_Coal | 3.7075
TVA Base Case | 2034 | 6 | 24 | JOF-05_Coal | 3.7144
TVA Base Case | 2034 | 7 | 24 | JOF-05_Coal | 3.7213
TVA Base Case | 2034 | 8 | 24 | JOF-05_Coal | 3.7282
TVA Base Case | 2034 | 9 | 24 | JOF-05_Coal | 3.7351
TVA Base Case | 2034 | 10 | 24 | JOF-05_Coal | 3.742
TVA Base Case | 2034 | 11 | 24 | JOF-05_Coal | 3.7489
TVA Base Case | 2034 | 12 | 24 | JOF-05_Coal | 3.7558
TVA Base Case | 2035 | 1 | 24 | JOF-05_Coal | 3.7627
TVA Base Case | 2035 | 2 | 24 | JOF-05_Coal | 3.7696
TVA Base Case | 2035 | 3 | 24 | JOF-05_Coal | 3.7766
TVA Base Case | 2035 | 4 | 24 | JOF-05_Coal | 3.7835
TVA Base Case | 2035 | 5 | 24 | JOF-05_Coal | 3.7905
TVA Base Case | 2035 | 6 | 24 | JOF-05_Coal | 3.7974
TVA Base Case | 2035 | 7 | 24 | JOF-05_Coal | 3.8043
TVA Base Case | 2035 | 8 | 24 | JOF-05_Coal | 3.8113
TVA Base Case | 2035 | 9 | 24 | JOF-05_Coal | 3.8183
TVA Base Case | 2035 | 10 | 24 | JOF-05_Coal | 3.8252
TVA Base Case | 2035 | 11 | 24 | JOF-05_Coal | 3.8322
TVA Base Case | 2035 | 12 | 24 | JOF-05_Coal | 3.84
TVA Base Case | 2015 | 4 | 26 | JOF-07_Coal | 2.9579
TVA Base Case | 2015 | 5 | 26 | JOF-07_Coal | 2.9581
TVA Base Case | 2015 | 6 | 26 | JOF-07_Coal | 2.9619
TVA Base Case | 2015 | 7 | 26 | JOF-07_Coal | 2.9712
TVA Base Case | 2015 | 8 | 26 | JOF-07_Coal | 2.9756
TVA Base Case | 2015 | 9 | 26 | JOF-07_Coal | 2.9757
TVA Base Case | 2015 | 10 | 26 | JOF-07_Coal | 2.9938
TVA Base Case | 2015 | 11 | 26 | JOF-07_Coal | 2.9894
TVA Base Case | 2015 | 12 | 26 | JOF-07_Coal | 2.9895
TVA Base Case | 2016 | 1 | 26 | JOF-07_Coal | 3.055
TVA Base Case | 2016 | 2 | 26 | JOF-07_Coal | 3.0551
TVA Base Case | 2016 | 3 | 26 | JOF-07_Coal | 3.0552
TVA Base Case | 2016 | 4 | 26 | JOF-07_Coal | 3.0819
TVA Base Case | 2016 | 5 | 26 | JOF-07_Coal | 3.0863
TVA Base Case | 2016 | 6 | 26 | JOF-07_Coal | 3.0864
TVA Base Case | 2016 | 7 | 26 | JOF-07_Coal | 3.1043
TVA Base Case | 2016 | 8 | 26 | JOF-07_Coal | 3.1088
TVA Base Case | 2016 | 9 | 26 | JOF-07_Coal | 3.1089
TVA Base Case | 2016 | 10 | 26 | JOF-07_Coal | 3.1312
TVA Base Case | 2016 | 11 | 26 | JOF-07_Coal | 3.1312
TVA Base Case | 2016 | 12 | 26 | JOF-07_Coal | 3.1313
TVA Base Case | 2017 | 1 | 26 | JOF-07_Coal | 3.2442
TVA Base Case | 2017 | 2 | 26 | JOF-07_Coal | 3.2529
TVA Base Case | 2017 | 3 | 26 | JOF-07_Coal | 3.2615
TVA Base Case | 2017 | 4 | 26 | JOF-07_Coal | 3.2702
TVA Base Case | 2017 | 5 | 26 | JOF-07_Coal | 3.2788
TVA Base Case | 2017 | 6 | 26 | JOF-07_Coal | 3.2874
TVA Base Case | 2017 | 7 | 26 | JOF-07_Coal | 3.2961
TVA Base Case | 2017 | 8 | 26 | JOF-07_Coal | 3.2986
TVA Base Case | 2017 | 9 | 26 | JOF-07_Coal | 3.3012
TVA Base Case | 2017 | 10 | 26 | JOF-07_Coal | 3.3038
TVA Base Case | 2017 | 11 | 26 | JOF-07_Coal | 3.3063
TVA Base Case | 2017 | 12 | 26 | JOF-07_Coal | 3.3089
TVA Base Case | 2018 | 1 | 26 | JOF-07_Coal | 3.3499
TVA Base Case | 2018 | 2 | 26 | JOF-07_Coal | 3.3524
TVA Base Case | 2018 | 3 | 26 | JOF-07_Coal | 3.355
TVA Base Case | 2018 | 4 | 26 | JOF-07_Coal | 3.3576
TVA Base Case | 2018 | 5 | 26 | JOF-07_Coal | 3.3602
TVA Base Case | 2018 | 6 | 26 | JOF-07_Coal | 3.3628
TVA Base Case | 2018 | 7 | 26 | JOF-07_Coal | 3.3654
TVA Base Case | 2018 | 8 | 26 | JOF-07_Coal | 3.3398
TVA Base Case | 2018 | 9 | 26 | JOF-07_Coal | 3.3143
TVA Base Case | 2018 | 10 | 26 | JOF-07_Coal | 3.2887
TVA Base Case | 2018 | 11 | 26 | JOF-07_Coal | 3.2631
TVA Base Case | 2018 | 12 | 26 | JOF-07_Coal | 3.2376
TVA Base Case | 2019 | 1 | 26 | JOF-07_Coal | 2.83
TVA Base Case | 2019 | 2 | 26 | JOF-07_Coal | 2.8064
TVA Base Case | 2019 | 3 | 26 | JOF-07_Coal | 2.7828
TVA Base Case | 2019 | 4 | 26 | JOF-07_Coal | 2.7593
TVA Base Case | 2019 | 5 | 26 | JOF-07_Coal | 2.7357
TVA Base Case | 2019 | 6 | 26 | JOF-07_Coal | 2.7121
TVA Base Case | 2019 | 7 | 26 | JOF-07_Coal | 2.6885
TVA Base Case | 2019 | 8 | 26 | JOF-07_Coal | 2.6939
TVA Base Case | 2019 | 9 | 26 | JOF-07_Coal | 2.6992
TVA Base Case | 2019 | 10 | 26 | JOF-07_Coal | 2.7046
TVA Base Case | 2019 | 11 | 26 | JOF-07_Coal | 2.71
TVA Base Case | 2019 | 12 | 26 | JOF-07_Coal | 2.7154
TVA Base Case | 2020 | 1 | 26 | JOF-07_Coal | 2.7208
TVA Base Case | 2020 | 2 | 26 | JOF-07_Coal | 2.7262
TVA Base Case | 2020 | 3 | 26 | JOF-07_Coal | 2.7316
TVA Base Case | 2020 | 4 | 26 | JOF-07_Coal | 2.737
TVA Base Case | 2020 | 5 | 26 | JOF-07_Coal | 2.7424
TVA Base Case | 2020 | 6 | 26 | JOF-07_Coal | 2.7478
TVA Base Case | 2020 | 7 | 26 | JOF-07_Coal | 2.7532
TVA Base Case | 2020 | 8 | 26 | JOF-07_Coal | 2.7593
TVA Base Case | 2020 | 9 | 26 | JOF-07_Coal | 2.7654
TVA Base Case | 2020 | 10 | 26 | JOF-07_Coal | 2.7714
TVA Base Case | 2020 | 11 | 26 | JOF-07_Coal | 2.7775
TVA Base Case | 2020 | 12 | 26 | JOF-07_Coal | 2.7836
TVA Base Case | 2021 | 1 | 26 | JOF-07_Coal | 2.7897
TVA Base Case | 2021 | 2 | 26 | JOF-07_Coal | 2.7958
TVA Base Case | 2021 | 3 | 26 | JOF-07_Coal | 2.8019
TVA Base Case | 2021 | 4 | 26 | JOF-07_Coal | 2.808
TVA Base Case | 2021 | 5 | 26 | JOF-07_Coal | 2.8141
TVA Base Case | 2021 | 6 | 26 | JOF-07_Coal | 2.8202
TVA Base Case | 2021 | 7 | 26 | JOF-07_Coal | 2.8263
TVA Base Case | 2021 | 8 | 26 | JOF-07_Coal | 2.8323
TVA Base Case | 2021 | 9 | 26 | JOF-07_Coal | 2.8384
TVA Base Case | 2021 | 10 | 26 | JOF-07_Coal | 2.8445
TVA Base Case | 2021 | 11 | 26 | JOF-07_Coal | 2.8506
TVA Base Case | 2021 | 12 | 26 | JOF-07_Coal | 2.8567
TVA Base Case | 2022 | 1 | 26 | JOF-07_Coal | 2.8627
TVA Base Case | 2022 | 2 | 26 | JOF-07_Coal | 2.8687
TVA Base Case | 2022 | 3 | 26 | JOF-07_Coal | 2.8747
TVA Base Case | 2022 | 4 | 26 | JOF-07_Coal | 2.8807
TVA Base Case | 2022 | 5 | 26 | JOF-07_Coal | 2.8867
TVA Base Case | 2022 | 6 | 26 | JOF-07_Coal | 2.8927
TVA Base Case | 2022 | 7 | 26 | JOF-07_Coal | 2.8987
TVA Base Case | 2022 | 8 | 26 | JOF-07_Coal | 2.91
TVA Base Case | 2022 | 9 | 26 | JOF-07_Coal | 2.9212
TVA Base Case | 2022 | 10 | 26 | JOF-07_Coal | 2.9325
TVA Base Case | 2022 | 11 | 26 | JOF-07_Coal | 2.9438
TVA Base Case | 2022 | 12 | 26 | JOF-07_Coal | 2.955
TVA Base Case | 2023 | 1 | 26 | JOF-07_Coal | 2.9663
TVA Base Case | 2023 | 2 | 26 | JOF-07_Coal | 2.9777
TVA Base Case | 2023 | 3 | 26 | JOF-07_Coal | 2.989
TVA Base Case | 2023 | 4 | 26 | JOF-07_Coal | 3.0003
TVA Base Case | 2023 | 5 | 26 | JOF-07_Coal | 3.0116
TVA Base Case | 2023 | 6 | 26 | JOF-07_Coal | 3.0229
TVA Base Case | 2023 | 7 | 26 | JOF-07_Coal | 3.0343
TVA Base Case | 2023 | 8 | 26 | JOF-07_Coal | 3.0396
TVA Base Case | 2023 | 9 | 26 | JOF-07_Coal | 3.0449
TVA Base Case | 2023 | 10 | 26 | JOF-07_Coal | 3.0503
TVA Base Case | 2023 | 11 | 26 | JOF-07_Coal | 3.0556
TVA Base Case | 2023 | 12 | 26 | JOF-07_Coal | 3.061
TVA Base Case | 2024 | 1 | 26 | JOF-07_Coal | 3.0663
TVA Base Case | 2024 | 2 | 26 | JOF-07_Coal | 3.0717
TVA Base Case | 2024 | 3 | 26 | JOF-07_Coal | 3.0771
TVA Base Case | 2024 | 4 | 26 | JOF-07_Coal | 3.0824
TVA Base Case | 2024 | 5 | 26 | JOF-07_Coal | 3.0878
TVA Base Case | 2024 | 6 | 26 | JOF-07_Coal | 3.0932
TVA Base Case | 2024 | 7 | 26 | JOF-07_Coal | 3.0986
TVA Base Case | 2024 | 8 | 26 | JOF-07_Coal | 3.1098
TVA Base Case | 2024 | 9 | 26 | JOF-07_Coal | 3.1209
TVA Base Case | 2024 | 10 | 26 | JOF-07_Coal | 3.1321
TVA Base Case | 2024 | 11 | 26 | JOF-07_Coal | 3.1433
TVA Base Case | 2024 | 12 | 26 | JOF-07_Coal | 3.1545
TVA Base Case | 2025 | 1 | 26 | JOF-07_Coal | 3.1657
TVA Base Case | 2025 | 2 | 26 | JOF-07_Coal | 3.1769
TVA Base Case | 2025 | 3 | 26 | JOF-07_Coal | 3.1881
TVA Base Case | 2025 | 4 | 26 | JOF-07_Coal | 3.1993
TVA Base Case | 2025 | 5 | 26 | JOF-07_Coal | 3.2105
TVA Base Case | 2025 | 6 | 26 | JOF-07_Coal | 3.2217
TVA Base Case | 2025 | 7 | 26 | JOF-07_Coal | 3.2329
TVA Base Case | 2025 | 8 | 26 | JOF-07_Coal | 3.2243
TVA Base Case | 2025 | 9 | 26 | JOF-07_Coal | 3.2157
TVA Base Case | 2025 | 10 | 26 | JOF-07_Coal | 3.2071
TVA Base Case | 2025 | 11 | 26 | JOF-07_Coal | 3.1985
TVA Base Case | 2025 | 12 | 26 | JOF-07_Coal | 3.1899
TVA Base Case | 2026 | 1 | 26 | JOF-07_Coal | 3.1813
TVA Base Case | 2026 | 2 | 26 | JOF-07_Coal | 3.1727
TVA Base Case | 2026 | 3 | 26 | JOF-07_Coal | 3.1641
TVA Base Case | 2026 | 4 | 26 | JOF-07_Coal | 3.1555
TVA Base Case | 2026 | 5 | 26 | JOF-07_Coal | 3.1469
TVA Base Case | 2026 | 6 | 26 | JOF-07_Coal | 3.1384
TVA Base Case | 2026 | 7 | 26 | JOF-07_Coal | 3.1298
TVA Base Case | 2026 | 8 | 26 | JOF-07_Coal | 3.1399
TVA Base Case | 2026 | 9 | 26 | JOF-07_Coal | 3.15
TVA Base Case | 2026 | 10 | 26 | JOF-07_Coal | 3.1601
TVA Base Case | 2026 | 11 | 26 | JOF-07_Coal | 3.1702
TVA Base Case | 2026 | 12 | 26 | JOF-07_Coal | 3.1804
TVA Base Case | 2027 | 1 | 26 | JOF-07_Coal | 3.1905
TVA Base Case | 2027 | 2 | 26 | JOF-07_Coal | 3.2006
TVA Base Case | 2027 | 3 | 26 | JOF-07_Coal | 3.2107
TVA Base Case | 2027 | 4 | 26 | JOF-07_Coal | 3.2209
TVA Base Case | 2027 | 5 | 26 | JOF-07_Coal | 3.231
TVA Base Case | 2027 | 6 | 26 | JOF-07_Coal | 3.2412
TVA Base Case | 2027 | 7 | 26 | JOF-07_Coal | 3.2513
TVA Base Case | 2027 | 8 | 26 | JOF-07_Coal | 3.2684
TVA Base Case | 2027 | 9 | 26 | JOF-07_Coal | 3.2856
TVA Base Case | 2027 | 10 | 26 | JOF-07_Coal | 3.3027
TVA Base Case | 2027 | 11 | 26 | JOF-07_Coal | 3.3198
TVA Base Case | 2027 | 12 | 26 | JOF-07_Coal | 3.337
TVA Base Case | 2028 | 1 | 26 | JOF-07_Coal | 3.3541
TVA Base Case | 2028 | 2 | 26 | JOF-07_Coal | 3.3713
TVA Base Case | 2028 | 3 | 26 | JOF-07_Coal | 3.3884
TVA Base Case | 2028 | 4 | 26 | JOF-07_Coal | 3.4056
TVA Base Case | 2028 | 5 | 26 | JOF-07_Coal | 3.4227
TVA Base Case | 2028 | 6 | 26 | JOF-07_Coal | 3.4399
TVA Base Case | 2028 | 7 | 26 | JOF-07_Coal | 3.4571
TVA Base Case | 2028 | 8 | 26 | JOF-07_Coal | 3.4628
TVA Base Case | 2028 | 9 | 26 | JOF-07_Coal | 3.4686
TVA Base Case | 2028 | 10 | 26 | JOF-07_Coal | 3.4743
TVA Base Case | 2028 | 11 | 26 | JOF-07_Coal | 3.48
TVA Base Case | 2028 | 12 | 26 | JOF-07_Coal | 3.4858
TVA Base Case | 2029 | 1 | 26 | JOF-07_Coal | 3.4916
TVA Base Case | 2029 | 2 | 26 | JOF-07_Coal | 3.4973
TVA Base Case | 2029 | 3 | 26 | JOF-07_Coal | 3.5031
TVA Base Case | 2029 | 4 | 26 | JOF-07_Coal | 3.5088
TVA Base Case | 2029 | 5 | 26 | JOF-07_Coal | 3.5146
TVA Base Case | 2029 | 6 | 26 | JOF-07_Coal | 3.5204
TVA Base Case | 2029 | 7 | 26 | JOF-07_Coal | 3.5262
TVA Base Case | 2029 | 8 | 26 | JOF-07_Coal | 3.5305
TVA Base Case | 2029 | 9 | 26 | JOF-07_Coal | 3.5348
TVA Base Case | 2029 | 10 | 26 | JOF-07_Coal | 3.5391
TVA Base Case | 2029 | 11 | 26 | JOF-07_Coal | 3.5435
TVA Base Case | 2029 | 12 | 26 | JOF-07_Coal | 3.5478
TVA Base Case | 2030 | 1 | 26 | JOF-07_Coal | 3.5521
TVA Base Case | 2030 | 2 | 26 | JOF-07_Coal | 3.5565
TVA Base Case | 2030 | 3 | 26 | JOF-07_Coal | 3.5608
TVA Base Case | 2030 | 4 | 26 | JOF-07_Coal | 3.5652
TVA Base Case | 2030 | 5 | 26 | JOF-07_Coal | 3.5695
TVA Base Case | 2030 | 6 | 26 | JOF-07_Coal | 3.5739
TVA Base Case | 2030 | 7 | 26 | JOF-07_Coal | 3.5782
TVA Base Case | 2030 | 8 | 26 | JOF-07_Coal | 3.5881
TVA Base Case | 2030 | 9 | 26 | JOF-07_Coal | 3.598
TVA Base Case | 2030 | 10 | 26 | JOF-07_Coal | 3.6078
TVA Base Case | 2030 | 11 | 26 | JOF-07_Coal | 3.6177
TVA Base Case | 2030 | 12 | 26 | JOF-07_Coal | 3.6276
TVA Base Case | 2031 | 1 | 26 | JOF-07_Coal | 3.6375
TVA Base Case | 2031 | 2 | 26 | JOF-07_Coal | 3.6474
TVA Base Case | 2031 | 3 | 26 | JOF-07_Coal | 3.6573
TVA Base Case | 2031 | 4 | 26 | JOF-07_Coal | 3.6672
TVA Base Case | 2031 | 5 | 26 | JOF-07_Coal | 3.6771
TVA Base Case | 2031 | 6 | 26 | JOF-07_Coal | 3.687
TVA Base Case | 2031 | 7 | 26 | JOF-07_Coal | 3.6969
TVA Base Case | 2031 | 8 | 26 | JOF-07_Coal | 3.6993
TVA Base Case | 2031 | 9 | 26 | JOF-07_Coal | 3.7017
TVA Base Case | 2031 | 10 | 26 | JOF-07_Coal | 3.7041
TVA Base Case | 2031 | 11 | 26 | JOF-07_Coal | 3.7065
TVA Base Case | 2031 | 12 | 26 | JOF-07_Coal | 3.709
TVA Base Case | 2032 | 1 | 26 | JOF-07_Coal | 3.7114
TVA Base Case | 2032 | 2 | 26 | JOF-07_Coal | 3.7138
TVA Base Case | 2032 | 3 | 26 | JOF-07_Coal | 3.7163
TVA Base Case | 2032 | 4 | 26 | JOF-07_Coal | 3.7187
TVA Base Case | 2032 | 5 | 26 | JOF-07_Coal | 3.7212
TVA Base Case | 2032 | 6 | 26 | JOF-07_Coal | 3.7236
TVA Base Case | 2032 | 7 | 26 | JOF-07_Coal | 3.7261
TVA Base Case | 2032 | 8 | 26 | JOF-07_Coal | 3.7282
TVA Base Case | 2032 | 9 | 26 | JOF-07_Coal | 3.7303
TVA Base Case | 2032 | 10 | 26 | JOF-07_Coal | 3.7325
TVA Base Case | 2032 | 11 | 26 | JOF-07_Coal | 3.7347
TVA Base Case | 2032 | 12 | 26 | JOF-07_Coal | 3.7368
TVA Base Case | 2033 | 1 | 26 | JOF-07_Coal | 3.739
TVA Base Case | 2033 | 2 | 26 | JOF-07_Coal | 3.7412
TVA Base Case | 2033 | 3 | 26 | JOF-07_Coal | 3.7433
TVA Base Case | 2033 | 4 | 26 | JOF-07_Coal | 3.7455
TVA Base Case | 2033 | 5 | 26 | JOF-07_Coal | 3.7477
TVA Base Case | 2033 | 6 | 26 | JOF-07_Coal | 3.7499
TVA Base Case | 2033 | 7 | 26 | JOF-07_Coal | 3.7521
TVA Base Case | 2033 | 8 | 26 | JOF-07_Coal | 3.7581
TVA Base Case | 2033 | 9 | 26 | JOF-07_Coal | 3.7642
TVA Base Case | 2033 | 10 | 26 | JOF-07_Coal | 3.7703
TVA Base Case | 2033 | 11 | 26 | JOF-07_Coal | 3.7764
TVA Base Case | 2033 | 12 | 26 | JOF-07_Coal | 3.7825
TVA Base Case | 2034 | 1 | 26 | JOF-07_Coal | 3.7886
TVA Base Case | 2034 | 2 | 26 | JOF-07_Coal | 3.7947
TVA Base Case | 2034 | 3 | 26 | JOF-07_Coal | 3.8008
TVA Base Case | 2034 | 4 | 26 | JOF-07_Coal | 3.8069
TVA Base Case | 2034 | 5 | 26 | JOF-07_Coal | 3.813
TVA Base Case | 2034 | 6 | 26 | JOF-07_Coal | 3.8191
TVA Base Case | 2034 | 7 | 26 | JOF-07_Coal | 3.8253
TVA Base Case | 2034 | 8 | 26 | JOF-07_Coal | 3.8314
TVA Base Case | 2034 | 9 | 26 | JOF-07_Coal | 3.8375
TVA Base Case | 2034 | 10 | 26 | JOF-07_Coal | 3.8437
TVA Base Case | 2034 | 11 | 26 | JOF-07_Coal | 3.8498
TVA Base Case | 2034 | 12 | 26 | JOF-07_Coal | 3.856
TVA Base Case | 2035 | 1 | 26 | JOF-07_Coal | 3.8621
TVA Base Case | 2035 | 2 | 26 | JOF-07_Coal | 3.8683
TVA Base Case | 2035 | 3 | 26 | JOF-07_Coal | 3.8745
TVA Base Case | 2035 | 4 | 26 | JOF-07_Coal | 3.8806
TVA Base Case | 2035 | 5 | 26 | JOF-07_Coal | 3.8868
TVA Base Case | 2035 | 6 | 26 | JOF-07_Coal | 3.893
TVA Base Case | 2035 | 7 | 26 | JOF-07_Coal | 3.8992
TVA Base Case | 2035 | 8 | 26 | JOF-07_Coal | 3.9054
TVA Base Case | 2035 | 9 | 26 | JOF-07_Coal | 3.9116
TVA Base Case | 2035 | 10 | 26 | JOF-07_Coal | 3.9178
TVA Base Case | 2035 | 11 | 26 | JOF-07_Coal | 3.924
TVA Base Case | 2035 | 12 | 26 | JOF-07_Coal | 3.93
TVA Base Case | 2015 | 4 | 34 | KIF-05_Coal | 2.1991
TVA Base Case | 2015 | 5 | 34 | KIF-05_Coal | 2.2065
TVA Base Case | 2015 | 6 | 34 | KIF-05_Coal | 2.2054
TVA Base Case | 2015 | 7 | 34 | KIF-05_Coal | 2.2227
TVA Base Case | 2015 | 8 | 34 | KIF-05_Coal | 2.2227
TVA Base Case | 2015 | 9 | 34 | KIF-05_Coal | 2.2252
TVA Base Case | 2015 | 10 | 34 | KIF-05_Coal | 2.2416
TVA Base Case | 2015 | 11 | 34 | KIF-05_Coal | 2.2388
TVA Base Case | 2015 | 12 | 34 | KIF-05_Coal | 2.2414
TVA Base Case | 2016 | 1 | 34 | KIF-05_Coal | 2.2862
TVA Base Case | 2016 | 2 | 34 | KIF-05_Coal | 2.2862
TVA Base Case | 2016 | 3 | 34 | KIF-05_Coal | 2.2887
TVA Base Case | 2016 | 4 | 34 | KIF-05_Coal | 2.3151
TVA Base Case | 2016 | 5 | 34 | KIF-05_Coal | 2.3151
TVA Base Case | 2016 | 6 | 34 | KIF-05_Coal | 2.3177
TVA Base Case | 2016 | 7 | 34 | KIF-05_Coal | 2.34
TVA Base Case | 2016 | 8 | 34 | KIF-05_Coal | 2.34
TVA Base Case | 2016 | 9 | 34 | KIF-05_Coal | 2.3454
TVA Base Case | 2016 | 10 | 34 | KIF-05_Coal | 2.3691
TVA Base Case | 2016 | 11 | 34 | KIF-05_Coal | 2.3663
TVA Base Case | 2016 | 12 | 34 | KIF-05_Coal | 2.3689
TVA Base Case | 2017 | 1 | 34 | KIF-05_Coal | 2.3753
TVA Base Case | 2017 | 2 | 34 | KIF-05_Coal | 2.3821
TVA Base Case | 2017 | 3 | 34 | KIF-05_Coal | 2.3916
TVA Base Case | 2017 | 4 | 34 | KIF-05_Coal | 2.4037
TVA Base Case | 2017 | 5 | 34 | KIF-05_Coal | 2.4105
TVA Base Case | 2017 | 6 | 34 | KIF-05_Coal | 2.42
TVA Base Case | 2017 | 7 | 34 | KIF-05_Coal | 2.4321
TVA Base Case | 2017 | 8 | 34 | KIF-05_Coal | 2.4349
TVA Base Case | 2017 | 9 | 34 | KIF-05_Coal | 2.4404
TVA Base Case | 2017 | 10 | 34 | KIF-05_Coal | 2.4484
TVA Base Case | 2017 | 11 | 34 | KIF-05_Coal | 2.4512
TVA Base Case | 2017 | 12 | 34 | KIF-05_Coal | 2.5745
TVA Base Case | 2018 | 1 | 34 | KIF-05_Coal | 2.6899
TVA Base Case | 2018 | 2 | 34 | KIF-05_Coal | 2.6941
TVA Base Case | 2018 | 3 | 34 | KIF-05_Coal | 2.6984
TVA Base Case | 2018 | 4 | 34 | KIF-05_Coal | 2.7055
TVA Base Case | 2018 | 5 | 34 | KIF-05_Coal | 2.7097
TVA Base Case | 2018 | 6 | 34 | KIF-05_Coal | 2.714
TVA Base Case | 2018 | 7 | 34 | KIF-05_Coal | 2.7211
TVA Base Case | 2018 | 8 | 34 | KIF-05_Coal | 2.7046
TVA Base Case | 2018 | 9 | 34 | KIF-05_Coal | 2.6881
TVA Base Case | 2018 | 10 | 34 | KIF-05_Coal | 2.6745
TVA Base Case | 2018 | 11 | 34 | KIF-05_Coal | 2.658
TVA Base Case | 2018 | 12 | 34 | KIF-05_Coal | 2.6415
TVA Base Case | 2019 | 1 | 34 | KIF-05_Coal | 2.9352
TVA Base Case | 2019 | 2 | 34 | KIF-05_Coal | 2.9199
TVA Base Case | 2019 | 3 | 34 | KIF-05_Coal | 2.9047
TVA Base Case | 2019 | 4 | 34 | KIF-05_Coal | 2.8894
TVA Base Case | 2019 | 5 | 34 | KIF-05_Coal | 2.8741
TVA Base Case | 2019 | 6 | 34 | KIF-05_Coal | 2.8589
TVA Base Case | 2019 | 7 | 34 | KIF-05_Coal | 2.8436
TVA Base Case | 2019 | 8 | 34 | KIF-05_Coal | 2.8506
TVA Base Case | 2019 | 9 | 34 | KIF-05_Coal | 2.8577
TVA Base Case | 2019 | 10 | 34 | KIF-05_Coal | 2.8647
TVA Base Case | 2019 | 11 | 34 | KIF-05_Coal | 2.8718
TVA Base Case | 2019 | 12 | 34 | KIF-05_Coal | 2.9925
TVA Base Case | 2020 | 1 | 34 | KIF-05_Coal | 3.0023
TVA Base Case | 2020 | 2 | 34 | KIF-05_Coal | 3.0093
TVA Base Case | 2020 | 3 | 34 | KIF-05_Coal | 3.0164
TVA Base Case | 2020 | 4 | 34 | KIF-05_Coal | 3.0235
TVA Base Case | 2020 | 5 | 34 | KIF-05_Coal | 3.0306
TVA Base Case | 2020 | 6 | 34 | KIF-05_Coal | 3.0377
TVA Base Case | 2020 | 7 | 34 | KIF-05_Coal | 3.0448
TVA Base Case | 2020 | 8 | 34 | KIF-05_Coal | 3.0533
TVA Base Case | 2020 | 9 | 34 | KIF-05_Coal | 3.0618
TVA Base Case | 2020 | 10 | 34 | KIF-05_Coal | 3.0703
TVA Base Case | 2020 | 11 | 34 | KIF-05_Coal | 3.0789
TVA Base Case | 2020 | 12 | 34 | KIF-05_Coal | 3.0874
TVA Base Case | 2021 | 1 | 34 | KIF-05_Coal | 3.0986
TVA Base Case | 2021 | 2 | 34 | KIF-05_Coal | 3.1072
TVA Base Case | 2021 | 3 | 34 | KIF-05_Coal | 3.1157
TVA Base Case | 2021 | 4 | 34 | KIF-05_Coal | 3.1242
TVA Base Case | 2021 | 5 | 34 | KIF-05_Coal | 3.1328
TVA Base Case | 2021 | 6 | 34 | KIF-05_Coal | 3.1413
TVA Base Case | 2021 | 7 | 34 | KIF-05_Coal | 3.1498
TVA Base Case | 2021 | 8 | 34 | KIF-05_Coal | 3.1601
TVA Base Case | 2021 | 9 | 34 | KIF-05_Coal | 3.1703
TVA Base Case | 2021 | 10 | 34 | KIF-05_Coal | 3.1806
TVA Base Case | 2021 | 11 | 34 | KIF-05_Coal | 3.1908
TVA Base Case | 2021 | 12 | 34 | KIF-05_Coal | 3.2011
TVA Base Case | 2022 | 1 | 34 | KIF-05_Coal | 3.2141
TVA Base Case | 2022 | 2 | 34 | KIF-05_Coal | 3.2243
TVA Base Case | 2022 | 3 | 34 | KIF-05_Coal | 3.2344
TVA Base Case | 2022 | 4 | 34 | KIF-05_Coal | 3.2446
TVA Base Case | 2022 | 5 | 34 | KIF-05_Coal | 3.2547
TVA Base Case | 2022 | 6 | 34 | KIF-05_Coal | 3.2649
TVA Base Case | 2022 | 7 | 34 | KIF-05_Coal | 3.2751
TVA Base Case | 2022 | 8 | 34 | KIF-05_Coal | 3.2887
TVA Base Case | 2022 | 9 | 34 | KIF-05_Coal | 3.3024
TVA Base Case | 2022 | 10 | 34 | KIF-05_Coal | 3.316
TVA Base Case | 2022 | 11 | 34 | KIF-05_Coal | 3.3297
TVA Base Case | 2022 | 12 | 34 | KIF-05_Coal | 3.3434
TVA Base Case | 2023 | 1 | 34 | KIF-05_Coal | 3.3601
TVA Base Case | 2023 | 2 | 34 | KIF-05_Coal | 3.3738
TVA Base Case | 2023 | 3 | 34 | KIF-05_Coal | 3.3875
TVA Base Case | 2023 | 4 | 34 | KIF-05_Coal | 3.4012
TVA Base Case | 2023 | 5 | 34 | KIF-05_Coal | 3.4149
TVA Base Case | 2023 | 6 | 34 | KIF-05_Coal | 3.4287
TVA Base Case | 2023 | 7 | 34 | KIF-05_Coal | 3.4424
TVA Base Case | 2023 | 8 | 34 | KIF-05_Coal | 3.4494
TVA Base Case | 2023 | 9 | 34 | KIF-05_Coal | 3.4564
TVA Base Case | 2023 | 10 | 34 | KIF-05_Coal | 3.4634
TVA Base Case | 2023 | 11 | 34 | KIF-05_Coal | 3.4704
TVA Base Case | 2023 | 12 | 34 | KIF-05_Coal | 3.4774
TVA Base Case | 2024 | 1 | 34 | KIF-05_Coal | 3.4875
TVA Base Case | 2024 | 2 | 34 | KIF-05_Coal | 3.4945
TVA Base Case | 2024 | 3 | 34 | KIF-05_Coal | 3.5015
TVA Base Case | 2024 | 4 | 34 | KIF-05_Coal | 3.5085
TVA Base Case | 2024 | 5 | 34 | KIF-05_Coal | 3.5156
TVA Base Case | 2024 | 6 | 34 | KIF-05_Coal | 3.5226
TVA Base Case | 2024 | 7 | 34 | KIF-05_Coal | 3.5297
TVA Base Case | 2024 | 8 | 34 | KIF-05_Coal | 3.5423
TVA Base Case | 2024 | 9 | 34 | KIF-05_Coal | 3.555
TVA Base Case | 2024 | 10 | 34 | KIF-05_Coal | 3.5676
TVA Base Case | 2024 | 11 | 34 | KIF-05_Coal | 3.5803
TVA Base Case | 2024 | 12 | 34 | KIF-05_Coal | 3.593
TVA Base Case | 2025 | 1 | 34 | KIF-05_Coal | 3.6087
TVA Base Case | 2025 | 2 | 34 | KIF-05_Coal | 3.6214
TVA Base Case | 2025 | 3 | 34 | KIF-05_Coal | 3.634
TVA Base Case | 2025 | 4 | 34 | KIF-05_Coal | 3.6467
TVA Base Case | 2025 | 5 | 34 | KIF-05_Coal | 3.6594
TVA Base Case | 2025 | 6 | 34 | KIF-05_Coal | 3.6721
TVA Base Case | 2025 | 7 | 34 | KIF-05_Coal | 3.6848
TVA Base Case | 2025 | 8 | 34 | KIF-05_Coal | 3.6789
TVA Base Case | 2025 | 9 | 34 | KIF-05_Coal | 3.6729
TVA Base Case | 2025 | 10 | 34 | KIF-05_Coal | 3.667
TVA Base Case | 2025 | 11 | 34 | KIF-05_Coal | 3.661
TVA Base Case | 2025 | 12 | 34 | KIF-05_Coal | 3.6551
TVA Base Case | 2026 | 1 | 34 | KIF-05_Coal | 3.6523
TVA Base Case | 2026 | 2 | 34 | KIF-05_Coal | 3.6464
TVA Base Case | 2026 | 3 | 34 | KIF-05_Coal | 3.6404
TVA Base Case | 2026 | 4 | 34 | KIF-05_Coal | 3.6345
TVA Base Case | 2026 | 5 | 34 | KIF-05_Coal | 3.6286
TVA Base Case | 2026 | 6 | 34 | KIF-05_Coal | 3.6227
TVA Base Case | 2026 | 7 | 34 | KIF-05_Coal | 3.6168
TVA Base Case | 2026 | 8 | 34 | KIF-05_Coal | 3.6223
TVA Base Case | 2026 | 9 | 34 | KIF-05_Coal | 3.6278
TVA Base Case | 2026 | 10 | 34 | KIF-05_Coal | 3.6333
TVA Base Case | 2026 | 11 | 34 | KIF-05_Coal | 3.6388
TVA Base Case | 2026 | 12 | 34 | KIF-05_Coal | 3.6443
TVA Base Case | 2027 | 1 | 34 | KIF-05_Coal | 3.653
TVA Base Case | 2027 | 2 | 34 | KIF-05_Coal | 3.6585
TVA Base Case | 2027 | 3 | 34 | KIF-05_Coal | 3.664
TVA Base Case | 2027 | 4 | 34 | KIF-05_Coal | 3.6695
TVA Base Case | 2027 | 5 | 34 | KIF-05_Coal | 3.6751
TVA Base Case | 2027 | 6 | 34 | KIF-05_Coal | 3.6806
TVA Base Case | 2027 | 7 | 34 | KIF-05_Coal | 3.6862
TVA Base Case | 2027 | 8 | 34 | KIF-05_Coal | 3.7011
TVA Base Case | 2027 | 9 | 34 | KIF-05_Coal | 3.7161
TVA Base Case | 2027 | 10 | 34 | KIF-05_Coal | 3.7311
TVA Base Case | 2027 | 11 | 34 | KIF-05_Coal | 3.7461
TVA Base Case | 2027 | 12 | 34 | KIF-05_Coal | 3.7611
TVA Base Case | 2028 | 1 | 34 | KIF-05_Coal | 3.7793
TVA Base Case | 2028 | 2 | 34 | KIF-05_Coal | 3.7943
TVA Base Case | 2028 | 3 | 34 | KIF-05_Coal | 3.8093
TVA Base Case | 2028 | 4 | 34 | KIF-05_Coal | 3.8243
TVA Base Case | 2028 | 5 | 34 | KIF-05_Coal | 3.8393
TVA Base Case | 2028 | 6 | 34 | KIF-05_Coal | 3.8543
TVA Base Case | 2028 | 7 | 34 | KIF-05_Coal | 3.8694
TVA Base Case | 2028 | 8 | 34 | KIF-05_Coal | 3.8731
TVA Base Case | 2028 | 9 | 34 | KIF-05_Coal | 3.8769
TVA Base Case | 2028 | 10 | 34 | KIF-05_Coal | 3.8806
TVA Base Case | 2028 | 11 | 34 | KIF-05_Coal | 3.8844
TVA Base Case | 2028 | 12 | 34 | KIF-05_Coal | 3.8882
TVA Base Case | 2029 | 1 | 34 | KIF-05_Coal | 3.8953
TVA Base Case | 2029 | 2 | 34 | KIF-05_Coal | 3.8991
TVA Base Case | 2029 | 3 | 34 | KIF-05_Coal | 3.9028
TVA Base Case | 2029 | 4 | 34 | KIF-05_Coal | 3.9066
TVA Base Case | 2029 | 5 | 34 | KIF-05_Coal | 3.9105
TVA Base Case | 2029 | 6 | 34 | KIF-05_Coal | 3.9143
TVA Base Case | 2029 | 7 | 34 | KIF-05_Coal | 3.9181
TVA Base Case | 2029 | 8 | 34 | KIF-05_Coal | 3.9235
TVA Base Case | 2029 | 9 | 34 | KIF-05_Coal | 3.929
TVA Base Case | 2029 | 10 | 34 | KIF-05_Coal | 3.9344
TVA Base Case | 2029 | 11 | 34 | KIF-05_Coal | 3.9399
TVA Base Case | 2029 | 12 | 34 | KIF-05_Coal | 3.9453
TVA Base Case | 2030 | 1 | 34 | KIF-05_Coal | 3.9542
TVA Base Case | 2030 | 2 | 34 | KIF-05_Coal | 3.9596
TVA Base Case | 2030 | 3 | 34 | KIF-05_Coal | 3.9651
TVA Base Case | 2030 | 4 | 34 | KIF-05_Coal | 3.9706
TVA Base Case | 2030 | 5 | 34 | KIF-05_Coal | 3.9761
TVA Base Case | 2030 | 6 | 34 | KIF-05_Coal | 3.9816
TVA Base Case | 2030 | 7 | 34 | KIF-05_Coal | 3.9871
TVA Base Case | 2030 | 8 | 34 | KIF-05_Coal | 3.9986
TVA Base Case | 2030 | 9 | 34 | KIF-05_Coal | 4.0102
TVA Base Case | 2030 | 10 | 34 | KIF-05_Coal | 4.0217
TVA Base Case | 2030 | 11 | 34 | KIF-05_Coal | 4.0333
TVA Base Case | 2030 | 12 | 34 | KIF-05_Coal | 4.0448
TVA Base Case | 2031 | 1 | 34 | KIF-05_Coal | 4.0598
TVA Base Case | 2031 | 2 | 34 | KIF-05_Coal | 4.0714
TVA Base Case | 2031 | 3 | 34 | KIF-05_Coal | 4.0829
TVA Base Case | 2031 | 4 | 34 | KIF-05_Coal | 4.0945
TVA Base Case | 2031 | 5 | 34 | KIF-05_Coal | 4.1061
TVA Base Case | 2031 | 6 | 34 | KIF-05_Coal | 4.1177
TVA Base Case | 2031 | 7 | 34 | KIF-05_Coal | 4.1293
TVA Base Case | 2031 | 8 | 34 | KIF-05_Coal | 4.1308
TVA Base Case | 2031 | 9 | 34 | KIF-05_Coal | 4.1322
TVA Base Case | 2031 | 10 | 34 | KIF-05_Coal | 4.1337
TVA Base Case | 2031 | 11 | 34 | KIF-05_Coal | 4.1352
TVA Base Case | 2031 | 12 | 34 | KIF-05_Coal | 4.1367
TVA Base Case | 2032 | 1 | 34 | KIF-05_Coal | 4.1417
TVA Base Case | 2032 | 2 | 34 | KIF-05_Coal | 4.1432
TVA Base Case | 2032 | 3 | 34 | KIF-05_Coal | 4.1447
TVA Base Case | 2032 | 4 | 34 | KIF-05_Coal | 4.1462
TVA Base Case | 2032 | 5 | 34 | KIF-05_Coal | 4.1477
TVA Base Case | 2032 | 6 | 34 | KIF-05_Coal | 4.1492
TVA Base Case | 2032 | 7 | 34 | KIF-05_Coal | 4.1508
TVA Base Case | 2032 | 8 | 34 | KIF-05_Coal | 4.1601
TVA Base Case | 2032 | 9 | 34 | KIF-05_Coal | 4.1694
TVA Base Case | 2032 | 10 | 34 | KIF-05_Coal | 4.1788
TVA Base Case | 2032 | 11 | 34 | KIF-05_Coal | 4.1881
TVA Base Case | 2032 | 12 | 34 | KIF-05_Coal | 4.1975
TVA Base Case | 2033 | 1 | 34 | KIF-05_Coal | 4.2104
TVA Base Case | 2033 | 2 | 34 | KIF-05_Coal | 4.2197
TVA Base Case | 2033 | 3 | 34 | KIF-05_Coal | 4.2291
TVA Base Case | 2033 | 4 | 34 | KIF-05_Coal | 4.2385
TVA Base Case | 2033 | 5 | 34 | KIF-05_Coal | 4.2479
TVA Base Case | 2033 | 6 | 34 | KIF-05_Coal | 4.2572
TVA Base Case | 2033 | 7 | 34 | KIF-05_Coal | 4.2666
TVA Base Case | 2033 | 8 | 34 | KIF-05_Coal | 4.2739
TVA Base Case | 2033 | 9 | 34 | KIF-05_Coal | 4.2812
TVA Base Case | 2033 | 10 | 34 | KIF-05_Coal | 4.2886
TVA Base Case | 2033 | 11 | 34 | KIF-05_Coal | 4.2959
TVA Base Case | 2033 | 12 | 34 | KIF-05_Coal | 4.3032
TVA Base Case | 2034 | 1 | 34 | KIF-05_Coal | 4.3141
TVA Base Case | 2034 | 2 | 34 | KIF-05_Coal | 4.3215
TVA Base Case | 2034 | 3 | 34 | KIF-05_Coal | 4.3288
TVA Base Case | 2034 | 4 | 34 | KIF-05_Coal | 4.3362
TVA Base Case | 2034 | 5 | 34 | KIF-05_Coal | 4.3435
TVA Base Case | 2034 | 6 | 34 | KIF-05_Coal | 4.3509
TVA Base Case | 2034 | 7 | 34 | KIF-05_Coal | 4.3582
TVA Base Case | 2034 | 8 | 34 | KIF-05_Coal | 4.3656
TVA Base Case | 2034 | 9 | 34 | KIF-05_Coal | 4.373
TVA Base Case | 2034 | 10 | 34 | KIF-05_Coal | 4.3804
TVA Base Case | 2034 | 11 | 34 | KIF-05_Coal | 4.3878
TVA Base Case | 2034 | 12 | 34 | KIF-05_Coal | 4.3951
TVA Base Case | 2035 | 1 | 34 | KIF-05_Coal | 4.4062
TVA Base Case | 2035 | 2 | 34 | KIF-05_Coal | 4.4136
TVA Base Case | 2035 | 3 | 34 | KIF-05_Coal | 4.421
TVA Base Case | 2035 | 4 | 34 | KIF-05_Coal | 4.4285
TVA Base Case | 2035 | 5 | 34 | KIF-05_Coal | 4.4359
TVA Base Case | 2035 | 6 | 34 | KIF-05_Coal | 4.4433
TVA Base Case | 2035 | 7 | 34 | KIF-05_Coal | 4.4507
TVA Base Case | 2035 | 8 | 34 | KIF-05_Coal | 4.4582
TVA Base Case | 2035 | 9 | 34 | KIF-05_Coal | 4.4656
TVA Base Case | 2035 | 10 | 34 | KIF-05_Coal | 4.4731
TVA Base Case | 2035 | 11 | 34 | KIF-05_Coal | 4.4805
TVA Base Case | 2035 | 12 | 34 | KIF-05_Coal | 4.49
TVA Base Case | 2015 | 4 | 38 | KIF-09_Coal | 2.2116
TVA Base Case | 2015 | 5 | 38 | KIF-09_Coal | 2.219
TVA Base Case | 2015 | 6 | 38 | KIF-09_Coal | 2.2179
TVA Base Case | 2015 | 7 | 38 | KIF-09_Coal | 2.2351
TVA Base Case | 2015 | 8 | 38 | KIF-09_Coal | 2.2351
TVA Base Case | 2015 | 9 | 38 | KIF-09_Coal | 2.2376
TVA Base Case | 2015 | 10 | 38 | KIF-09_Coal | 2.254
TVA Base Case | 2015 | 11 | 38 | KIF-09_Coal | 2.2513
TVA Base Case | 2015 | 12 | 38 | KIF-09_Coal | 2.2538
TVA Base Case | 2016 | 1 | 38 | KIF-09_Coal | 2.2988
TVA Base Case | 2016 | 2 | 38 | KIF-09_Coal | 2.2988
TVA Base Case | 2016 | 3 | 38 | KIF-09_Coal | 2.3014
TVA Base Case | 2016 | 4 | 38 | KIF-09_Coal | 2.3277
TVA Base Case | 2016 | 5 | 38 | KIF-09_Coal | 2.3277
TVA Base Case | 2016 | 6 | 38 | KIF-09_Coal | 2.3303
TVA Base Case | 2016 | 7 | 38 | KIF-09_Coal | 2.3527
TVA Base Case | 2016 | 8 | 38 | KIF-09_Coal | 2.3527
TVA Base Case | 2016 | 9 | 38 | KIF-09_Coal | 2.3581
TVA Base Case | 2016 | 10 | 38 | KIF-09_Coal | 2.3817
TVA Base Case | 2016 | 11 | 38 | KIF-09_Coal | 2.379
TVA Base Case | 2016 | 12 | 38 | KIF-09_Coal | 2.3816
TVA Base Case | 2017 | 1 | 38 | KIF-09_Coal | 2.3882
TVA Base Case | 2017 | 2 | 38 | KIF-09_Coal | 2.395
TVA Base Case | 2017 | 3 | 38 | KIF-09_Coal | 2.4045
TVA Base Case | 2017 | 4 | 38 | KIF-09_Coal | 2.4166
TVA Base Case | 2017 | 5 | 38 | KIF-09_Coal | 2.4234
TVA Base Case | 2017 | 6 | 38 | KIF-09_Coal | 2.4329
TVA Base Case | 2017 | 7 | 38 | KIF-09_Coal | 2.445
TVA Base Case | 2017 | 8 | 38 | KIF-09_Coal | 2.4478
TVA Base Case | 2017 | 9 | 38 | KIF-09_Coal | 2.4533
TVA Base Case | 2017 | 10 | 38 | KIF-09_Coal | 2.4613
TVA Base Case | 2017 | 11 | 38 | KIF-09_Coal | 2.4641
TVA Base Case | 2017 | 12 | 38 | KIF-09_Coal | 2.5874
TVA Base Case | 2018 | 1 | 38 | KIF-09_Coal | 2.703
TVA Base Case | 2018 | 2 | 38 | KIF-09_Coal | 2.7072
TVA Base Case | 2018 | 3 | 38 | KIF-09_Coal | 2.7115
TVA Base Case | 2018 | 4 | 38 | KIF-09_Coal | 2.7186
TVA Base Case | 2018 | 5 | 38 | KIF-09_Coal | 2.7228
TVA Base Case | 2018 | 6 | 38 | KIF-09_Coal | 2.7271
TVA Base Case | 2018 | 7 | 38 | KIF-09_Coal | 2.7342
TVA Base Case | 2018 | 8 | 38 | KIF-09_Coal | 2.7177
TVA Base Case | 2018 | 9 | 38 | KIF-09_Coal | 2.7012
TVA Base Case | 2018 | 10 | 38 | KIF-09_Coal | 2.6876
TVA Base Case | 2018 | 11 | 38 | KIF-09_Coal | 2.6711
TVA Base Case | 2018 | 12 | 38 | KIF-09_Coal | 2.6546
TVA Base Case | 2019 | 1 | 38 | KIF-09_Coal | 2.9486
TVA Base Case | 2019 | 2 | 38 | KIF-09_Coal | 2.9333
TVA Base Case | 2019 | 3 | 38 | KIF-09_Coal | 2.918
TVA Base Case | 2019 | 4 | 38 | KIF-09_Coal | 2.9027
TVA Base Case | 2019 | 5 | 38 | KIF-09_Coal | 2.8875
TVA Base Case | 2019 | 6 | 38 | KIF-09_Coal | 2.8722
TVA Base Case | 2019 | 7 | 38 | KIF-09_Coal | 2.857
TVA Base Case | 2019 | 8 | 38 | KIF-09_Coal | 2.864
TVA Base Case | 2019 | 9 | 38 | KIF-09_Coal | 2.871
TVA Base Case | 2019 | 10 | 38 | KIF-09_Coal | 2.8781
TVA Base Case | 2019 | 11 | 38 | KIF-09_Coal | 2.8851
TVA Base Case | 2019 | 12 | 38 | KIF-09_Coal | 3.0059
TVA Base Case | 2020 | 1 | 38 | KIF-09_Coal | 3.0158
TVA Base Case | 2020 | 2 | 38 | KIF-09_Coal | 3.0229
TVA Base Case | 2020 | 3 | 38 | KIF-09_Coal | 3.03
TVA Base Case | 2020 | 4 | 38 | KIF-09_Coal | 3.0371
TVA Base Case | 2020 | 5 | 38 | KIF-09_Coal | 3.0442
TVA Base Case | 2020 | 6 | 38 | KIF-09_Coal | 3.0513
TVA Base Case | 2020 | 7 | 38 | KIF-09_Coal | 3.0584
TVA Base Case | 2020 | 8 | 38 | KIF-09_Coal | 3.0669
TVA Base Case | 2020 | 9 | 38 | KIF-09_Coal | 3.0754
TVA Base Case | 2020 | 10 | 38 | KIF-09_Coal | 3.0839
TVA Base Case | 2020 | 11 | 38 | KIF-09_Coal | 3.0924
TVA Base Case | 2020 | 12 | 38 | KIF-09_Coal | 3.101
TVA Base Case | 2021 | 1 | 38 | KIF-09_Coal | 3.1125
TVA Base Case | 2021 | 2 | 38 | KIF-09_Coal | 3.121
TVA Base Case | 2021 | 3 | 38 | KIF-09_Coal | 3.1295
TVA Base Case | 2021 | 4 | 38 | KIF-09_Coal | 3.1381
TVA Base Case | 2021 | 5 | 38 | KIF-09_Coal | 3.1466
TVA Base Case | 2021 | 6 | 38 | KIF-09_Coal | 3.1551
TVA Base Case | 2021 | 7 | 38 | KIF-09_Coal | 3.1637
TVA Base Case | 2021 | 8 | 38 | KIF-09_Coal | 3.1739
TVA Base Case | 2021 | 9 | 38 | KIF-09_Coal | 3.1841
TVA Base Case | 2021 | 10 | 38 | KIF-09_Coal | 3.1944
TVA Base Case | 2021 | 11 | 38 | KIF-09_Coal | 3.2046
TVA Base Case | 2021 | 12 | 38 | KIF-09_Coal | 3.2149
TVA Base Case | 2022 | 1 | 38 | KIF-09_Coal | 3.2282
TVA Base Case | 2022 | 2 | 38 | KIF-09_Coal | 3.2384
TVA Base Case | 2022 | 3 | 38 | KIF-09_Coal | 3.2485
TVA Base Case | 2022 | 4 | 38 | KIF-09_Coal | 3.2587
TVA Base Case | 2022 | 5 | 38 | KIF-09_Coal | 3.2688
TVA Base Case | 2022 | 6 | 38 | KIF-09_Coal | 3.279
TVA Base Case | 2022 | 7 | 38 | KIF-09_Coal | 3.2892
TVA Base Case | 2022 | 8 | 38 | KIF-09_Coal | 3.3028
TVA Base Case | 2022 | 9 | 38 | KIF-09_Coal | 3.3165
TVA Base Case | 2022 | 10 | 38 | KIF-09_Coal | 3.3301
TVA Base Case | 2022 | 11 | 38 | KIF-09_Coal | 3.3438
TVA Base Case | 2022 | 12 | 38 | KIF-09_Coal | 3.3575
TVA Base Case | 2023 | 1 | 38 | KIF-09_Coal | 3.3744
TVA Base Case | 2023 | 2 | 38 | KIF-09_Coal | 3.3881
TVA Base Case | 2023 | 3 | 38 | KIF-09_Coal | 3.4019
TVA Base Case | 2023 | 4 | 38 | KIF-09_Coal | 3.4156
TVA Base Case | 2023 | 5 | 38 | KIF-09_Coal | 3.4293
TVA Base Case | 2023 | 6 | 38 | KIF-09_Coal | 3.443
TVA Base Case | 2023 | 7 | 38 | KIF-09_Coal | 3.4568
TVA Base Case | 2023 | 8 | 38 | KIF-09_Coal | 3.4638
TVA Base Case | 2023 | 9 | 38 | KIF-09_Coal | 3.4708
TVA Base Case | 2023 | 10 | 38 | KIF-09_Coal | 3.4778
TVA Base Case | 2023 | 11 | 38 | KIF-09_Coal | 3.4848
TVA Base Case | 2023 | 12 | 38 | KIF-09_Coal | 3.4918
TVA Base Case | 2024 | 1 | 38 | KIF-09_Coal | 3.5021
TVA Base Case | 2024 | 2 | 38 | KIF-09_Coal | 3.5091
TVA Base Case | 2024 | 3 | 38 | KIF-09_Coal | 3.5162
TVA Base Case | 2024 | 4 | 38 | KIF-09_Coal | 3.5232
TVA Base Case | 2024 | 5 | 38 | KIF-09_Coal | 3.5302
TVA Base Case | 2024 | 6 | 38 | KIF-09_Coal | 3.5373
TVA Base Case | 2024 | 7 | 38 | KIF-09_Coal | 3.5443
TVA Base Case | 2024 | 8 | 38 | KIF-09_Coal | 3.5569
TVA Base Case | 2024 | 9 | 38 | KIF-09_Coal | 3.5696
TVA Base Case | 2024 | 10 | 38 | KIF-09_Coal | 3.5823
TVA Base Case | 2024 | 11 | 38 | KIF-09_Coal | 3.5949
TVA Base Case | 2024 | 12 | 38 | KIF-09_Coal | 3.6076
TVA Base Case | 2025 | 1 | 38 | KIF-09_Coal | 3.6236
TVA Base Case | 2025 | 2 | 38 | KIF-09_Coal | 3.6363
TVA Base Case | 2025 | 3 | 38 | KIF-09_Coal | 3.649
TVA Base Case | 2025 | 4 | 38 | KIF-09_Coal | 3.6616
TVA Base Case | 2025 | 5 | 38 | KIF-09_Coal | 3.6743
TVA Base Case | 2025 | 6 | 38 | KIF-09_Coal | 3.687
TVA Base Case | 2025 | 7 | 38 | KIF-09_Coal | 3.6997
TVA Base Case | 2025 | 8 | 38 | KIF-09_Coal | 3.6938
TVA Base Case | 2025 | 9 | 38 | KIF-09_Coal | 3.6878
TVA Base Case | 2025 | 10 | 38 | KIF-09_Coal | 3.6819
TVA Base Case | 2025 | 11 | 38 | KIF-09_Coal | 3.676
TVA Base Case | 2025 | 12 | 38 | KIF-09_Coal | 3.67
TVA Base Case | 2026 | 1 | 38 | KIF-09_Coal | 3.6675
TVA Base Case | 2026 | 2 | 38 | KIF-09_Coal | 3.6616
TVA Base Case | 2026 | 3 | 38 | KIF-09_Coal | 3.6556
TVA Base Case | 2026 | 4 | 38 | KIF-09_Coal | 3.6497
TVA Base Case | 2026 | 5 | 38 | KIF-09_Coal | 3.6438
TVA Base Case | 2026 | 6 | 38 | KIF-09_Coal | 3.6379
TVA Base Case | 2026 | 7 | 38 | KIF-09_Coal | 3.632
TVA Base Case | 2026 | 8 | 38 | KIF-09_Coal | 3.6375
TVA Base Case | 2026 | 9 | 38 | KIF-09_Coal | 3.643
TVA Base Case | 2026 | 10 | 38 | KIF-09_Coal | 3.6485
TVA Base Case | 2026 | 11 | 38 | KIF-09_Coal | 3.654
TVA Base Case | 2026 | 12 | 38 | KIF-09_Coal | 3.6595
TVA Base Case | 2027 | 1 | 38 | KIF-09_Coal | 3.6685
TVA Base Case | 2027 | 2 | 38 | KIF-09_Coal | 3.674
TVA Base Case | 2027 | 3 | 38 | KIF-09_Coal | 3.6795
TVA Base Case | 2027 | 4 | 38 | KIF-09_Coal | 3.685
TVA Base Case | 2027 | 5 | 38 | KIF-09_Coal | 3.6906
TVA Base Case | 2027 | 6 | 38 | KIF-09_Coal | 3.6961
TVA Base Case | 2027 | 7 | 38 | KIF-09_Coal | 3.7016
TVA Base Case | 2027 | 8 | 38 | KIF-09_Coal | 3.7166
TVA Base Case | 2027 | 9 | 38 | KIF-09_Coal | 3.7316
TVA Base Case | 2027 | 10 | 38 | KIF-09_Coal | 3.7466
TVA Base Case | 2027 | 11 | 38 | KIF-09_Coal | 3.7616
TVA Base Case | 2027 | 12 | 38 | KIF-09_Coal | 3.7765
TVA Base Case | 2028 | 1 | 38 | KIF-09_Coal | 3.7951
TVA Base Case | 2028 | 2 | 38 | KIF-09_Coal | 3.8101
TVA Base Case | 2028 | 3 | 38 | KIF-09_Coal | 3.8251
TVA Base Case | 2028 | 4 | 38 | KIF-09_Coal | 3.8401
TVA Base Case | 2028 | 5 | 38 | KIF-09_Coal | 3.8551
TVA Base Case | 2028 | 6 | 38 | KIF-09_Coal | 3.8701
TVA Base Case | 2028 | 7 | 38 | KIF-09_Coal | 3.8851
TVA Base Case | 2028 | 8 | 38 | KIF-09_Coal | 3.8889
TVA Base Case | 2028 | 9 | 38 | KIF-09_Coal | 3.8927
TVA Base Case | 2028 | 10 | 38 | KIF-09_Coal | 3.8964
TVA Base Case | 2028 | 11 | 38 | KIF-09_Coal | 3.9002
TVA Base Case | 2028 | 12 | 38 | KIF-09_Coal | 3.904
TVA Base Case | 2029 | 1 | 38 | KIF-09_Coal | 3.9113
TVA Base Case | 2029 | 2 | 38 | KIF-09_Coal | 3.9151
TVA Base Case | 2029 | 3 | 38 | KIF-09_Coal | 3.9189
TVA Base Case | 2029 | 4 | 38 | KIF-09_Coal | 3.9227
TVA Base Case | 2029 | 5 | 38 | KIF-09_Coal | 3.9265
TVA Base Case | 2029 | 6 | 38 | KIF-09_Coal | 3.9303
TVA Base Case | 2029 | 7 | 38 | KIF-09_Coal | 3.9342
TVA Base Case | 2029 | 8 | 38 | KIF-09_Coal | 3.9396
TVA Base Case | 2029 | 9 | 38 | KIF-09_Coal | 3.945
TVA Base Case | 2029 | 10 | 38 | KIF-09_Coal | 3.9505
TVA Base Case | 2029 | 11 | 38 | KIF-09_Coal | 3.956
TVA Base Case | 2029 | 12 | 38 | KIF-09_Coal | 3.9614
TVA Base Case | 2030 | 1 | 38 | KIF-09_Coal | 3.9705
TVA Base Case | 2030 | 2 | 38 | KIF-09_Coal | 3.976
TVA Base Case | 2030 | 3 | 38 | KIF-09_Coal | 3.9815
TVA Base Case | 2030 | 4 | 38 | KIF-09_Coal | 3.987
TVA Base Case | 2030 | 5 | 38 | KIF-09_Coal | 3.9925
TVA Base Case | 2030 | 6 | 38 | KIF-09_Coal | 3.998
TVA Base Case | 2030 | 7 | 38 | KIF-09_Coal | 4.0035
TVA Base Case | 2030 | 8 | 38 | KIF-09_Coal | 4.015
TVA Base Case | 2030 | 9 | 38 | KIF-09_Coal | 4.0265
TVA Base Case | 2030 | 10 | 38 | KIF-09_Coal | 4.0381
TVA Base Case | 2030 | 11 | 38 | KIF-09_Coal | 4.0496
TVA Base Case | 2030 | 12 | 38 | KIF-09_Coal | 4.0612
TVA Base Case | 2031 | 1 | 38 | KIF-09_Coal | 4.0765
TVA Base Case | 2031 | 2 | 38 | KIF-09_Coal | 4.0881
TVA Base Case | 2031 | 3 | 38 | KIF-09_Coal | 4.0996
TVA Base Case | 2031 | 4 | 38 | KIF-09_Coal | 4.1112
TVA Base Case | 2031 | 5 | 38 | KIF-09_Coal | 4.1228
TVA Base Case | 2031 | 6 | 38 | KIF-09_Coal | 4.1344
TVA Base Case | 2031 | 7 | 38 | KIF-09_Coal | 4.146
TVA Base Case | 2031 | 8 | 38 | KIF-09_Coal | 4.1475
TVA Base Case | 2031 | 9 | 38 | KIF-09_Coal | 4.1489
TVA Base Case | 2031 | 10 | 38 | KIF-09_Coal | 4.1504
TVA Base Case | 2031 | 11 | 38 | KIF-09_Coal | 4.1519
TVA Base Case | 2031 | 12 | 38 | KIF-09_Coal | 4.1534
TVA Base Case | 2032 | 1 | 38 | KIF-09_Coal | 4.1587
TVA Base Case | 2032 | 2 | 38 | KIF-09_Coal | 4.1602
TVA Base Case | 2032 | 3 | 38 | KIF-09_Coal | 4.1617
TVA Base Case | 2032 | 4 | 38 | KIF-09_Coal | 4.1632
TVA Base Case | 2032 | 5 | 38 | KIF-09_Coal | 4.1647
TVA Base Case | 2032 | 6 | 38 | KIF-09_Coal | 4.1663
TVA Base Case | 2032 | 7 | 38 | KIF-09_Coal | 4.1678
TVA Base Case | 2032 | 8 | 38 | KIF-09_Coal | 4.1771
TVA Base Case | 2032 | 9 | 38 | KIF-09_Coal | 4.1864
TVA Base Case | 2032 | 10 | 38 | KIF-09_Coal | 4.1958
TVA Base Case | 2032 | 11 | 38 | KIF-09_Coal | 4.2051
TVA Base Case | 2032 | 12 | 38 | KIF-09_Coal | 4.2145
TVA Base Case | 2033 | 1 | 38 | KIF-09_Coal | 4.2277
TVA Base Case | 2033 | 2 | 38 | KIF-09_Coal | 4.2371
TVA Base Case | 2033 | 3 | 38 | KIF-09_Coal | 4.2464
TVA Base Case | 2033 | 4 | 38 | KIF-09_Coal | 4.2558
TVA Base Case | 2033 | 5 | 38 | KIF-09_Coal | 4.2652
TVA Base Case | 2033 | 6 | 38 | KIF-09_Coal | 4.2746
TVA Base Case | 2033 | 7 | 38 | KIF-09_Coal | 4.284
TVA Base Case | 2033 | 8 | 38 | KIF-09_Coal | 4.2913
TVA Base Case | 2033 | 9 | 38 | KIF-09_Coal | 4.2986
TVA Base Case | 2033 | 10 | 38 | KIF-09_Coal | 4.3059
TVA Base Case | 2033 | 11 | 38 | KIF-09_Coal | 4.3132
TVA Base Case | 2033 | 12 | 38 | KIF-09_Coal | 4.3205
TVA Base Case | 2034 | 1 | 38 | KIF-09_Coal | 4.3318
TVA Base Case | 2034 | 2 | 38 | KIF-09_Coal | 4.3391
TVA Base Case | 2034 | 3 | 38 | KIF-09_Coal | 4.3465
TVA Base Case | 2034 | 4 | 38 | KIF-09_Coal | 4.3538
TVA Base Case | 2034 | 5 | 38 | KIF-09_Coal | 4.3612
TVA Base Case | 2034 | 6 | 38 | KIF-09_Coal | 4.3685
TVA Base Case | 2034 | 7 | 38 | KIF-09_Coal | 4.3759
TVA Base Case | 2034 | 8 | 38 | KIF-09_Coal | 4.3833
TVA Base Case | 2034 | 9 | 38 | KIF-09_Coal | 4.3906
TVA Base Case | 2034 | 10 | 38 | KIF-09_Coal | 4.398
TVA Base Case | 2034 | 11 | 38 | KIF-09_Coal | 4.4054
TVA Base Case | 2034 | 12 | 38 | KIF-09_Coal | 4.4128
TVA Base Case | 2035 | 1 | 38 | KIF-09_Coal | 4.4242
TVA Base Case | 2035 | 2 | 38 | KIF-09_Coal | 4.4316
TVA Base Case | 2035 | 3 | 38 | KIF-09_Coal | 4.439
TVA Base Case | 2035 | 4 | 38 | KIF-09_Coal | 4.4465
TVA Base Case | 2035 | 5 | 38 | KIF-09_Coal | 4.4539
TVA Base Case | 2035 | 6 | 38 | KIF-09_Coal | 4.4613
TVA Base Case | 2035 | 7 | 38 | KIF-09_Coal | 4.4687
TVA Base Case | 2035 | 8 | 38 | KIF-09_Coal | 4.4762
TVA Base Case | 2035 | 9 | 38 | KIF-09_Coal | 4.4836
TVA Base Case | 2035 | 10 | 38 | KIF-09_Coal | 4.4911
TVA Base Case | 2035 | 11 | 38 | KIF-09_Coal | 4.4985
TVA Base Case | 2035 | 12 | 38 | KIF-09_Coal | 4.51
TVA Base Case | 2015 | 4 | 41 | PAF-03_Coal | 1.9379
TVA Base Case | 2015 | 5 | 41 | PAF-03_Coal | 1.9379
TVA Base Case | 2015 | 6 | 41 | PAF-03_Coal | 1.9379
TVA Base Case | 2015 | 7 | 41 | PAF-03_Coal | 1.9496
TVA Base Case | 2015 | 8 | 41 | PAF-03_Coal | 1.9496
TVA Base Case | 2015 | 9 | 41 | PAF-03_Coal | 1.9496
TVA Base Case | 2015 | 10 | 41 | PAF-03_Coal | 1.9612
TVA Base Case | 2015 | 11 | 41 | PAF-03_Coal | 1.9612
TVA Base Case | 2015 | 12 | 41 | PAF-03_Coal | 1.9612
TVA Base Case | 2016 | 1 | 41 | PAF-03_Coal | 2.0306
TVA Base Case | 2016 | 2 | 41 | PAF-03_Coal | 2.0306
TVA Base Case | 2016 | 3 | 41 | PAF-03_Coal | 2.0306
TVA Base Case | 2016 | 4 | 41 | PAF-03_Coal | 2.0532
TVA Base Case | 2016 | 5 | 41 | PAF-03_Coal | 2.0532
TVA Base Case | 2016 | 6 | 41 | PAF-03_Coal | 2.0532
TVA Base Case | 2016 | 7 | 41 | PAF-03_Coal | 2.0757
TVA Base Case | 2016 | 8 | 41 | PAF-03_Coal | 2.0757
TVA Base Case | 2016 | 9 | 41 | PAF-03_Coal | 2.0757
TVA Base Case | 2016 | 10 | 41 | PAF-03_Coal | 2.0982
TVA Base Case | 2016 | 11 | 41 | PAF-03_Coal | 2.0982
TVA Base Case | 2016 | 12 | 41 | PAF-03_Coal | 2.0982
TVA Base Case | 2017 | 1 | 41 | PAF-03_Coal | 2.1083
TVA Base Case | 2017 | 2 | 41 | PAF-03_Coal | 2.1145
TVA Base Case | 2017 | 3 | 41 | PAF-03_Coal | 2.1208
TVA Base Case | 2017 | 4 | 41 | PAF-03_Coal | 2.1268
TVA Base Case | 2017 | 5 | 41 | PAF-03_Coal | 2.1332
TVA Base Case | 2017 | 6 | 41 | PAF-03_Coal | 2.1395
TVA Base Case | 2017 | 7 | 41 | PAF-03_Coal | 2.1459
TVA Base Case | 2017 | 8 | 41 | PAF-03_Coal | 2.1467
TVA Base Case | 2017 | 9 | 41 | PAF-03_Coal | 2.1475
TVA Base Case | 2017 | 10 | 41 | PAF-03_Coal | 2.1484
TVA Base Case | 2017 | 11 | 41 | PAF-03_Coal | 2.1492
TVA Base Case | 2017 | 12 | 41 | PAF-03_Coal | 2.15
TVA Base Case | 2018 | 1 | 41 | PAF-03_Coal | 2.1541
TVA Base Case | 2018 | 2 | 41 | PAF-03_Coal | 2.155
TVA Base Case | 2018 | 3 | 41 | PAF-03_Coal | 2.1558
TVA Base Case | 2018 | 4 | 41 | PAF-03_Coal | 2.1566
TVA Base Case | 2018 | 5 | 41 | PAF-03_Coal | 2.1574
TVA Base Case | 2018 | 6 | 41 | PAF-03_Coal | 2.1583
TVA Base Case | 2018 | 7 | 41 | PAF-03_Coal | 2.1591
TVA Base Case | 2018 | 8 | 41 | PAF-03_Coal | 2.1271
TVA Base Case | 2018 | 9 | 41 | PAF-03_Coal | 2.0952
TVA Base Case | 2018 | 10 | 41 | PAF-03_Coal | 2.0632
TVA Base Case | 2018 | 11 | 41 | PAF-03_Coal | 2.0313
TVA Base Case | 2018 | 12 | 41 | PAF-03_Coal | 1.9993
TVA Base Case | 2019 | 1 | 41 | PAF-03_Coal | 1.9709
TVA Base Case | 2019 | 2 | 41 | PAF-03_Coal | 1.939
TVA Base Case | 2019 | 3 | 41 | PAF-03_Coal | 1.907
TVA Base Case | 2019 | 4 | 41 | PAF-03_Coal | 1.8751
TVA Base Case | 2019 | 5 | 41 | PAF-03_Coal | 1.8432
TVA Base Case | 2019 | 6 | 41 | PAF-03_Coal | 1.8112
TVA Base Case | 2019 | 7 | 41 | PAF-03_Coal | 1.7793
TVA Base Case | 2019 | 8 | 41 | PAF-03_Coal | 1.7851
TVA Base Case | 2019 | 9 | 41 | PAF-03_Coal | 1.7909
TVA Base Case | 2019 | 10 | 41 | PAF-03_Coal | 1.7967
TVA Base Case | 2019 | 11 | 41 | PAF-03_Coal | 1.8025
TVA Base Case | 2019 | 12 | 41 | PAF-03_Coal | 1.8084
TVA Base Case | 2020 | 1 | 41 | PAF-03_Coal | 1.8178
TVA Base Case | 2020 | 2 | 41 | PAF-03_Coal | 1.8236
TVA Base Case | 2020 | 3 | 41 | PAF-03_Coal | 1.8294
TVA Base Case | 2020 | 4 | 41 | PAF-03_Coal | 1.8353
TVA Base Case | 2020 | 5 | 41 | PAF-03_Coal | 1.8411
TVA Base Case | 2020 | 6 | 41 | PAF-03_Coal | 1.8469
TVA Base Case | 2020 | 7 | 41 | PAF-03_Coal | 1.8527
TVA Base Case | 2020 | 8 | 41 | PAF-03_Coal | 1.859
TVA Base Case | 2020 | 9 | 41 | PAF-03_Coal | 1.8652
TVA Base Case | 2020 | 10 | 41 | PAF-03_Coal | 1.8714
TVA Base Case | 2020 | 11 | 41 | PAF-03_Coal | 1.8776
TVA Base Case | 2020 | 12 | 41 | PAF-03_Coal | 1.8839
TVA Base Case | 2021 | 1 | 41 | PAF-03_Coal | 1.8938
TVA Base Case | 2021 | 2 | 41 | PAF-03_Coal | 1.9001
TVA Base Case | 2021 | 3 | 41 | PAF-03_Coal | 1.9063
TVA Base Case | 2021 | 4 | 41 | PAF-03_Coal | 1.9125
TVA Base Case | 2021 | 5 | 41 | PAF-03_Coal | 1.9188
TVA Base Case | 2021 | 6 | 41 | PAF-03_Coal | 1.925
TVA Base Case | 2021 | 7 | 41 | PAF-03_Coal | 1.9312
TVA Base Case | 2021 | 8 | 41 | PAF-03_Coal | 1.9394
TVA Base Case | 2021 | 9 | 41 | PAF-03_Coal | 1.9477
TVA Base Case | 2021 | 10 | 41 | PAF-03_Coal | 1.9559
TVA Base Case | 2021 | 11 | 41 | PAF-03_Coal | 1.9641
TVA Base Case | 2021 | 12 | 41 | PAF-03_Coal | 1.9724
TVA Base Case | 2022 | 1 | 41 | PAF-03_Coal | 1.9846
TVA Base Case | 2022 | 2 | 41 | PAF-03_Coal | 1.9928
TVA Base Case | 2022 | 3 | 41 | PAF-03_Coal | 2.001
TVA Base Case | 2022 | 4 | 41 | PAF-03_Coal | 2.0092
TVA Base Case | 2022 | 5 | 41 | PAF-03_Coal | 2.0175
TVA Base Case | 2022 | 6 | 41 | PAF-03_Coal | 2.0257
TVA Base Case | 2022 | 7 | 41 | PAF-03_Coal | 2.0339
TVA Base Case | 2022 | 8 | 41 | PAF-03_Coal | 2.0454
TVA Base Case | 2022 | 9 | 41 | PAF-03_Coal | 2.0569
TVA Base Case | 2022 | 10 | 41 | PAF-03_Coal | 2.0684
TVA Base Case | 2022 | 11 | 41 | PAF-03_Coal | 2.0799
TVA Base Case | 2022 | 12 | 41 | PAF-03_Coal | 2.0914
TVA Base Case | 2023 | 1 | 41 | PAF-03_Coal | 2.107
TVA Base Case | 2023 | 2 | 41 | PAF-03_Coal | 2.1185
TVA Base Case | 2023 | 3 | 41 | PAF-03_Coal | 2.13
TVA Base Case | 2023 | 4 | 41 | PAF-03_Coal | 2.1415
TVA Base Case | 2023 | 5 | 41 | PAF-03_Coal | 2.1531
TVA Base Case | 2023 | 6 | 41 | PAF-03_Coal | 2.1646
TVA Base Case | 2023 | 7 | 41 | PAF-03_Coal | 2.1761
TVA Base Case | 2023 | 8 | 41 | PAF-03_Coal | 2.1813
TVA Base Case | 2023 | 9 | 41 | PAF-03_Coal | 2.1866
TVA Base Case | 2023 | 10 | 41 | PAF-03_Coal | 2.1918
TVA Base Case | 2023 | 11 | 41 | PAF-03_Coal | 2.197
TVA Base Case | 2023 | 12 | 41 | PAF-03_Coal | 2.2023
TVA Base Case | 2024 | 1 | 41 | PAF-03_Coal | 2.2117
TVA Base Case | 2024 | 2 | 41 | PAF-03_Coal | 2.217
TVA Base Case | 2024 | 3 | 41 | PAF-03_Coal | 2.2222
TVA Base Case | 2024 | 4 | 41 | PAF-03_Coal | 2.2274
TVA Base Case | 2024 | 5 | 41 | PAF-03_Coal | 2.2327
TVA Base Case | 2024 | 6 | 41 | PAF-03_Coal | 2.2379
TVA Base Case | 2024 | 7 | 41 | PAF-03_Coal | 2.2432
TVA Base Case | 2024 | 8 | 41 | PAF-03_Coal | 2.2515
TVA Base Case | 2024 | 9 | 41 | PAF-03_Coal | 2.2598
TVA Base Case | 2024 | 10 | 41 | PAF-03_Coal | 2.2681
TVA Base Case | 2024 | 11 | 41 | PAF-03_Coal | 2.2764
TVA Base Case | 2024 | 12 | 41 | PAF-03_Coal | 2.2847
TVA Base Case | 2025 | 1 | 41 | PAF-03_Coal | 2.2972
TVA Base Case | 2025 | 2 | 41 | PAF-03_Coal | 2.3055
TVA Base Case | 2025 | 3 | 41 | PAF-03_Coal | 2.3138
TVA Base Case | 2025 | 4 | 41 | PAF-03_Coal | 2.3222
TVA Base Case | 2025 | 5 | 41 | PAF-03_Coal | 2.3305
TVA Base Case | 2025 | 6 | 41 | PAF-03_Coal | 2.3388
TVA Base Case | 2025 | 7 | 41 | PAF-03_Coal | 2.3471
TVA Base Case | 2025 | 8 | 41 | PAF-03_Coal | 2.3416
TVA Base Case | 2025 | 9 | 41 | PAF-03_Coal | 2.336
TVA Base Case | 2025 | 10 | 41 | PAF-03_Coal | 2.3305
TVA Base Case | 2025 | 11 | 41 | PAF-03_Coal | 2.3249
TVA Base Case | 2025 | 12 | 41 | PAF-03_Coal | 2.3194
TVA Base Case | 2026 | 1 | 41 | PAF-03_Coal | 2.3181
TVA Base Case | 2026 | 2 | 41 | PAF-03_Coal | 2.3125
TVA Base Case | 2026 | 3 | 41 | PAF-03_Coal | 2.307
TVA Base Case | 2026 | 4 | 41 | PAF-03_Coal | 2.3015
TVA Base Case | 2026 | 5 | 41 | PAF-03_Coal | 2.2959
TVA Base Case | 2026 | 6 | 41 | PAF-03_Coal | 2.2904
TVA Base Case | 2026 | 7 | 41 | PAF-03_Coal | 2.2848
TVA Base Case | 2026 | 8 | 41 | PAF-03_Coal | 2.2858
TVA Base Case | 2026 | 9 | 41 | PAF-03_Coal | 2.2867
TVA Base Case | 2026 | 10 | 41 | PAF-03_Coal | 2.2876
TVA Base Case | 2026 | 11 | 41 | PAF-03_Coal | 2.2885
TVA Base Case | 2026 | 12 | 41 | PAF-03_Coal | 2.2894
TVA Base Case | 2027 | 1 | 41 | PAF-03_Coal | 2.2946
TVA Base Case | 2027 | 2 | 41 | PAF-03_Coal | 2.2955
TVA Base Case | 2027 | 3 | 41 | PAF-03_Coal | 2.2964
TVA Base Case | 2027 | 4 | 41 | PAF-03_Coal | 2.2973
TVA Base Case | 2027 | 5 | 41 | PAF-03_Coal | 2.2982
TVA Base Case | 2027 | 6 | 41 | PAF-03_Coal | 2.2991
TVA Base Case | 2027 | 7 | 41 | PAF-03_Coal | 2.3
TVA Base Case | 2027 | 8 | 41 | PAF-03_Coal | 2.3097
TVA Base Case | 2027 | 9 | 41 | PAF-03_Coal | 2.3194
TVA Base Case | 2027 | 10 | 41 | PAF-03_Coal | 2.329
TVA Base Case | 2027 | 11 | 41 | PAF-03_Coal | 2.3387
TVA Base Case | 2027 | 12 | 41 | PAF-03_Coal | 2.3483
TVA Base Case | 2028 | 1 | 41 | PAF-03_Coal | 2.3624
TVA Base Case | 2028 | 2 | 41 | PAF-03_Coal | 2.3721
TVA Base Case | 2028 | 3 | 41 | PAF-03_Coal | 2.3817
TVA Base Case | 2028 | 4 | 41 | PAF-03_Coal | 2.3914
TVA Base Case | 2028 | 5 | 41 | PAF-03_Coal | 2.401
TVA Base Case | 2028 | 6 | 41 | PAF-03_Coal | 2.4107
TVA Base Case | 2028 | 7 | 41 | PAF-03_Coal | 2.4204
TVA Base Case | 2028 | 8 | 41 | PAF-03_Coal | 2.4218
TVA Base Case | 2028 | 9 | 41 | PAF-03_Coal | 2.4233
TVA Base Case | 2028 | 10 | 41 | PAF-03_Coal | 2.4247
TVA Base Case | 2028 | 11 | 41 | PAF-03_Coal | 2.4262
TVA Base Case | 2028 | 12 | 41 | PAF-03_Coal | 2.4276
TVA Base Case | 2029 | 1 | 41 | PAF-03_Coal | 2.4336
TVA Base Case | 2029 | 2 | 41 | PAF-03_Coal | 2.435
TVA Base Case | 2029 | 3 | 41 | PAF-03_Coal | 2.4365
TVA Base Case | 2029 | 4 | 41 | PAF-03_Coal | 2.4379
TVA Base Case | 2029 | 5 | 41 | PAF-03_Coal | 2.4394
TVA Base Case | 2029 | 6 | 41 | PAF-03_Coal | 2.4408
TVA Base Case | 2029 | 7 | 41 | PAF-03_Coal | 2.4423
TVA Base Case | 2029 | 8 | 41 | PAF-03_Coal | 2.4461
TVA Base Case | 2029 | 9 | 41 | PAF-03_Coal | 2.4499
TVA Base Case | 2029 | 10 | 41 | PAF-03_Coal | 2.4536
TVA Base Case | 2029 | 11 | 41 | PAF-03_Coal | 2.4574
TVA Base Case | 2029 | 12 | 41 | PAF-03_Coal | 2.4612
TVA Base Case | 2030 | 1 | 41 | PAF-03_Coal | 2.4696
TVA Base Case | 2030 | 2 | 41 | PAF-03_Coal | 2.4733
TVA Base Case | 2030 | 3 | 41 | PAF-03_Coal | 2.4771
TVA Base Case | 2030 | 4 | 41 | PAF-03_Coal | 2.4809
TVA Base Case | 2030 | 5 | 41 | PAF-03_Coal | 2.4847
TVA Base Case | 2030 | 6 | 41 | PAF-03_Coal | 2.4885
TVA Base Case | 2030 | 7 | 41 | PAF-03_Coal | 2.4923
TVA Base Case | 2030 | 8 | 41 | PAF-03_Coal | 2.5008
TVA Base Case | 2030 | 9 | 41 | PAF-03_Coal | 2.5094
TVA Base Case | 2030 | 10 | 41 | PAF-03_Coal | 2.5179
TVA Base Case | 2030 | 11 | 41 | PAF-03_Coal | 2.5264
TVA Base Case | 2030 | 12 | 41 | PAF-03_Coal | 2.535
TVA Base Case | 2031 | 1 | 41 | PAF-03_Coal | 2.5482
TVA Base Case | 2031 | 2 | 41 | PAF-03_Coal | 2.5567
TVA Base Case | 2031 | 3 | 41 | PAF-03_Coal | 2.5652
TVA Base Case | 2031 | 4 | 41 | PAF-03_Coal | 2.5738
TVA Base Case | 2031 | 5 | 41 | PAF-03_Coal | 2.5823
TVA Base Case | 2031 | 6 | 41 | PAF-03_Coal | 2.5909
TVA Base Case | 2031 | 7 | 41 | PAF-03_Coal | 2.5994
TVA Base Case | 2031 | 8 | 41 | PAF-03_Coal | 2.5975
TVA Base Case | 2031 | 9 | 41 | PAF-03_Coal | 2.5955
TVA Base Case | 2031 | 10 | 41 | PAF-03_Coal | 2.5936
TVA Base Case | 2031 | 11 | 41 | PAF-03_Coal | 2.5916
TVA Base Case | 2031 | 12 | 41 | PAF-03_Coal | 2.5897
TVA Base Case | 2032 | 1 | 41 | PAF-03_Coal | 2.5925
TVA Base Case | 2032 | 2 | 41 | PAF-03_Coal | 2.5906
TVA Base Case | 2032 | 3 | 41 | PAF-03_Coal | 2.5886
TVA Base Case | 2032 | 4 | 41 | PAF-03_Coal | 2.5867
TVA Base Case | 2032 | 5 | 41 | PAF-03_Coal | 2.5847
TVA Base Case | 2032 | 6 | 41 | PAF-03_Coal | 2.5828
TVA Base Case | 2032 | 7 | 41 | PAF-03_Coal | 2.5809
TVA Base Case | 2032 | 8 | 41 | PAF-03_Coal | 2.5869
TVA Base Case | 2032 | 9 | 41 | PAF-03_Coal | 2.5929
TVA Base Case | 2032 | 10 | 41 | PAF-03_Coal | 2.5989
TVA Base Case | 2032 | 11 | 41 | PAF-03_Coal | 2.6049
TVA Base Case | 2032 | 12 | 41 | PAF-03_Coal | 2.6109
TVA Base Case | 2033 | 1 | 41 | PAF-03_Coal | 2.6218
TVA Base Case | 2033 | 2 | 41 | PAF-03_Coal | 2.6278
TVA Base Case | 2033 | 3 | 41 | PAF-03_Coal | 2.6338
TVA Base Case | 2033 | 4 | 41 | PAF-03_Coal | 2.6398
TVA Base Case | 2033 | 5 | 41 | PAF-03_Coal | 2.6458
TVA Base Case | 2033 | 6 | 41 | PAF-03_Coal | 2.6519
TVA Base Case | 2033 | 7 | 41 | PAF-03_Coal | 2.6579
TVA Base Case | 2033 | 8 | 41 | PAF-03_Coal | 2.662
TVA Base Case | 2033 | 9 | 41 | PAF-03_Coal | 2.6661
TVA Base Case | 2033 | 10 | 41 | PAF-03_Coal | 2.6702
TVA Base Case | 2033 | 11 | 41 | PAF-03_Coal | 2.6743
TVA Base Case | 2033 | 12 | 41 | PAF-03_Coal | 2.6784
TVA Base Case | 2034 | 1 | 41 | PAF-03_Coal | 2.6874
TVA Base Case | 2034 | 2 | 41 | PAF-03_Coal | 2.6915
TVA Base Case | 2034 | 3 | 41 | PAF-03_Coal | 2.6956
TVA Base Case | 2034 | 4 | 41 | PAF-03_Coal | 2.6997
TVA Base Case | 2034 | 5 | 41 | PAF-03_Coal | 2.7038
TVA Base Case | 2034 | 6 | 41 | PAF-03_Coal | 2.7079
TVA Base Case | 2034 | 7 | 41 | PAF-03_Coal | 2.712
TVA Base Case | 2034 | 8 | 41 | PAF-03_Coal | 2.716
TVA Base Case | 2034 | 9 | 41 | PAF-03_Coal | 2.7201
TVA Base Case | 2034 | 10 | 41 | PAF-03_Coal | 2.7242
TVA Base Case | 2034 | 11 | 41 | PAF-03_Coal | 2.7283
TVA Base Case | 2034 | 12 | 41 | PAF-03_Coal | 2.7324
TVA Base Case | 2035 | 1 | 41 | PAF-03_Coal | 2.7416
TVA Base Case | 2035 | 2 | 41 | PAF-03_Coal | 2.7457
TVA Base Case | 2035 | 3 | 41 | PAF-03_Coal | 2.7498
TVA Base Case | 2035 | 4 | 41 | PAF-03_Coal | 2.7539
TVA Base Case | 2035 | 5 | 41 | PAF-03_Coal | 2.758
TVA Base Case | 2035 | 6 | 41 | PAF-03_Coal | 2.7621
TVA Base Case | 2035 | 7 | 41 | PAF-03_Coal | 2.7662
TVA Base Case | 2035 | 8 | 41 | PAF-03_Coal | 2.7703
TVA Base Case | 2035 | 9 | 41 | PAF-03_Coal | 2.7744
TVA Base Case | 2035 | 10 | 41 | PAF-03_Coal | 2.7785
TVA Base Case | 2035 | 11 | 41 | PAF-03_Coal | 2.7826
TVA Base Case | 2035 | 12 | 41 | PAF-03_Coal | 2.79
TVA Base Case | 2015 | 4 | 51 | SHF-10_Coal | 2.123
TVA Base Case | 2015 | 5 | 51 | SHF-10_Coal | 2.1232
TVA Base Case | 2015 | 6 | 51 | SHF-10_Coal | 2.1234
TVA Base Case | 2015 | 7 | 51 | SHF-10_Coal | 2.1304
TVA Base Case | 2015 | 8 | 51 | SHF-10_Coal | 2.133
TVA Base Case | 2015 | 9 | 51 | SHF-10_Coal | 2.1332
TVA Base Case | 2015 | 10 | 51 | SHF-10_Coal | 2.1451
TVA Base Case | 2015 | 11 | 51 | SHF-10_Coal | 2.1429
TVA Base Case | 2015 | 12 | 51 | SHF-10_Coal | 2.1431
TVA Base Case | 2016 | 1 | 51 | SHF-10_Coal | 2.1831
TVA Base Case | 2016 | 2 | 51 | SHF-10_Coal | 2.1833
TVA Base Case | 2016 | 3 | 51 | SHF-10_Coal | 2.1836
TVA Base Case | 2016 | 4 | 51 | SHF-10_Coal | 2.2083
TVA Base Case | 2016 | 5 | 51 | SHF-10_Coal | 2.2109
TVA Base Case | 2016 | 6 | 51 | SHF-10_Coal | 2.2112
TVA Base Case | 2016 | 7 | 51 | SHF-10_Coal | 2.2311
TVA Base Case | 2016 | 8 | 51 | SHF-10_Coal | 2.2337
TVA Base Case | 2016 | 9 | 51 | SHF-10_Coal | 2.2339
TVA Base Case | 2016 | 10 | 51 | SHF-10_Coal | 2.2563
TVA Base Case | 2016 | 11 | 51 | SHF-10_Coal | 2.2565
TVA Base Case | 2016 | 12 | 51 | SHF-10_Coal | 2.2567
TVA Base Case | 2017 | 1 | 51 | SHF-10_Coal | 2.2823
TVA Base Case | 2017 | 2 | 51 | SHF-10_Coal | 2.2922
TVA Base Case | 2017 | 3 | 51 | SHF-10_Coal | 2.3021
TVA Base Case | 2017 | 4 | 51 | SHF-10_Coal | 2.312
TVA Base Case | 2017 | 5 | 51 | SHF-10_Coal | 2.3219
TVA Base Case | 2017 | 6 | 51 | SHF-10_Coal | 2.3318
TVA Base Case | 2017 | 7 | 51 | SHF-10_Coal | 2.3417
TVA Base Case | 2017 | 8 | 51 | SHF-10_Coal | 2.3473
TVA Base Case | 2017 | 9 | 51 | SHF-10_Coal | 2.353
TVA Base Case | 2017 | 10 | 51 | SHF-10_Coal | 2.3587
TVA Base Case | 2017 | 11 | 51 | SHF-10_Coal | 2.3643
TVA Base Case | 2017 | 12 | 51 | SHF-10_Coal | 2.37
TVA Base Case | 2018 | 1 | 51 | SHF-10_Coal | 2.3968
TVA Base Case | 2018 | 2 | 51 | SHF-10_Coal | 2.4024
TVA Base Case | 2018 | 3 | 51 | SHF-10_Coal | 2.4081
TVA Base Case | 2018 | 4 | 51 | SHF-10_Coal | 2.4138
TVA Base Case | 2018 | 5 | 51 | SHF-10_Coal | 2.4195
TVA Base Case | 2018 | 6 | 51 | SHF-10_Coal | 2.4252
TVA Base Case | 2018 | 7 | 51 | SHF-10_Coal | 2.4308
TVA Base Case | 2018 | 8 | 51 | SHF-10_Coal | 2.4195
TVA Base Case | 2018 | 9 | 51 | SHF-10_Coal | 2.4081
TVA Base Case | 2018 | 10 | 51 | SHF-10_Coal | 2.3968
TVA Base Case | 2018 | 11 | 51 | SHF-10_Coal | 2.3854
TVA Base Case | 2018 | 12 | 51 | SHF-10_Coal | 2.3741
TVA Base Case | 2019 | 1 | 51 | SHF-10_Coal | 2.2491
TVA Base Case | 2019 | 2 | 51 | SHF-10_Coal | 2.2388
TVA Base Case | 2019 | 3 | 51 | SHF-10_Coal | 2.2284
TVA Base Case | 2019 | 4 | 51 | SHF-10_Coal | 2.2181
TVA Base Case | 2019 | 5 | 51 | SHF-10_Coal | 2.2079
TVA Base Case | 2019 | 6 | 51 | SHF-10_Coal | 2.1976
TVA Base Case | 2019 | 7 | 51 | SHF-10_Coal | 2.1873
TVA Base Case | 2019 | 8 | 51 | SHF-10_Coal | 2.1927
TVA Base Case | 2019 | 9 | 51 | SHF-10_Coal | 2.1982
TVA Base Case | 2019 | 10 | 51 | SHF-10_Coal | 2.2037
TVA Base Case | 2019 | 11 | 51 | SHF-10_Coal | 2.2091
TVA Base Case | 2019 | 12 | 51 | SHF-10_Coal | 2.2146
TVA Base Case | 2020 | 1 | 51 | SHF-10_Coal | 2.2201
TVA Base Case | 2020 | 2 | 51 | SHF-10_Coal | 2.2256
TVA Base Case | 2020 | 3 | 51 | SHF-10_Coal | 2.2311
TVA Base Case | 2020 | 4 | 51 | SHF-10_Coal | 2.2366
TVA Base Case | 2020 | 5 | 51 | SHF-10_Coal | 2.2421
TVA Base Case | 2020 | 6 | 51 | SHF-10_Coal | 2.2476
TVA Base Case | 2020 | 7 | 51 | SHF-10_Coal | 2.2531
TVA Base Case | 2020 | 8 | 51 | SHF-10_Coal | 2.2593
TVA Base Case | 2020 | 9 | 51 | SHF-10_Coal | 2.2655
TVA Base Case | 2020 | 10 | 51 | SHF-10_Coal | 2.2717
TVA Base Case | 2020 | 11 | 51 | SHF-10_Coal | 2.2779
TVA Base Case | 2020 | 12 | 51 | SHF-10_Coal | 2.2841
TVA Base Case | 2021 | 1 | 51 | SHF-10_Coal | 2.2904
TVA Base Case | 2021 | 2 | 51 | SHF-10_Coal | 2.2966
TVA Base Case | 2021 | 3 | 51 | SHF-10_Coal | 2.3028
TVA Base Case | 2021 | 4 | 51 | SHF-10_Coal | 2.309
TVA Base Case | 2021 | 5 | 51 | SHF-10_Coal | 2.3153
TVA Base Case | 2021 | 6 | 51 | SHF-10_Coal | 2.3215
TVA Base Case | 2021 | 7 | 51 | SHF-10_Coal | 2.3277
TVA Base Case | 2021 | 8 | 51 | SHF-10_Coal | 2.3353
TVA Base Case | 2021 | 9 | 51 | SHF-10_Coal | 2.3428
TVA Base Case | 2021 | 10 | 51 | SHF-10_Coal | 2.3504
TVA Base Case | 2021 | 11 | 51 | SHF-10_Coal | 2.358
TVA Base Case | 2021 | 12 | 51 | SHF-10_Coal | 2.3655
TVA Base Case | 2022 | 1 | 51 | SHF-10_Coal | 2.373
TVA Base Case | 2022 | 2 | 51 | SHF-10_Coal | 2.3806
TVA Base Case | 2022 | 3 | 51 | SHF-10_Coal | 2.3881
TVA Base Case | 2022 | 4 | 51 | SHF-10_Coal | 2.3956
TVA Base Case | 2022 | 5 | 51 | SHF-10_Coal | 2.4031
TVA Base Case | 2022 | 6 | 51 | SHF-10_Coal | 2.4107
TVA Base Case | 2022 | 7 | 51 | SHF-10_Coal | 2.4182
TVA Base Case | 2022 | 8 | 51 | SHF-10_Coal | 2.4306
TVA Base Case | 2022 | 9 | 51 | SHF-10_Coal | 2.4429
TVA Base Case | 2022 | 10 | 51 | SHF-10_Coal | 2.4553
TVA Base Case | 2022 | 11 | 51 | SHF-10_Coal | 2.4677
TVA Base Case | 2022 | 12 | 51 | SHF-10_Coal | 2.4801
TVA Base Case | 2023 | 1 | 51 | SHF-10_Coal | 2.4925
TVA Base Case | 2023 | 2 | 51 | SHF-10_Coal | 2.5049
TVA Base Case | 2023 | 3 | 51 | SHF-10_Coal | 2.5173
TVA Base Case | 2023 | 4 | 51 | SHF-10_Coal | 2.5297
TVA Base Case | 2023 | 5 | 51 | SHF-10_Coal | 2.5422
TVA Base Case | 2023 | 6 | 51 | SHF-10_Coal | 2.5546
TVA Base Case | 2023 | 7 | 51 | SHF-10_Coal | 2.567
TVA Base Case | 2023 | 8 | 51 | SHF-10_Coal | 2.573
TVA Base Case | 2023 | 9 | 51 | SHF-10_Coal | 2.579
TVA Base Case | 2023 | 10 | 51 | SHF-10_Coal | 2.585
TVA Base Case | 2023 | 11 | 51 | SHF-10_Coal | 2.591
TVA Base Case | 2023 | 12 | 51 | SHF-10_Coal | 2.597
TVA Base Case | 2024 | 1 | 51 | SHF-10_Coal | 2.603
TVA Base Case | 2024 | 2 | 51 | SHF-10_Coal | 2.609
TVA Base Case | 2024 | 3 | 51 | SHF-10_Coal | 2.6151
TVA Base Case | 2024 | 4 | 51 | SHF-10_Coal | 2.6211
TVA Base Case | 2024 | 5 | 51 | SHF-10_Coal | 2.6271
TVA Base Case | 2024 | 6 | 51 | SHF-10_Coal | 2.6331
TVA Base Case | 2024 | 7 | 51 | SHF-10_Coal | 2.6392
TVA Base Case | 2024 | 8 | 51 | SHF-10_Coal | 2.6497
TVA Base Case | 2024 | 9 | 51 | SHF-10_Coal | 2.6603
TVA Base Case | 2024 | 10 | 51 | SHF-10_Coal | 2.6709
TVA Base Case | 2024 | 11 | 51 | SHF-10_Coal | 2.6815
TVA Base Case | 2024 | 12 | 51 | SHF-10_Coal | 2.6921
TVA Base Case | 2025 | 1 | 51 | SHF-10_Coal | 2.7027
TVA Base Case | 2025 | 2 | 51 | SHF-10_Coal | 2.7133
TVA Base Case | 2025 | 3 | 51 | SHF-10_Coal | 2.7239
TVA Base Case | 2025 | 4 | 51 | SHF-10_Coal | 2.7345
TVA Base Case | 2025 | 5 | 51 | SHF-10_Coal | 2.7451
TVA Base Case | 2025 | 6 | 51 | SHF-10_Coal | 2.7557
TVA Base Case | 2025 | 7 | 51 | SHF-10_Coal | 2.7663
TVA Base Case | 2025 | 8 | 51 | SHF-10_Coal | 2.7575
TVA Base Case | 2025 | 9 | 51 | SHF-10_Coal | 2.7487
TVA Base Case | 2025 | 10 | 51 | SHF-10_Coal | 2.7399
TVA Base Case | 2025 | 11 | 51 | SHF-10_Coal | 2.7311
TVA Base Case | 2025 | 12 | 51 | SHF-10_Coal | 2.7223
TVA Base Case | 2026 | 1 | 51 | SHF-10_Coal | 2.7135
TVA Base Case | 2026 | 2 | 51 | SHF-10_Coal | 2.7047
TVA Base Case | 2026 | 3 | 51 | SHF-10_Coal | 2.6959
TVA Base Case | 2026 | 4 | 51 | SHF-10_Coal | 2.6871
TVA Base Case | 2026 | 5 | 51 | SHF-10_Coal | 2.6783
TVA Base Case | 2026 | 6 | 51 | SHF-10_Coal | 2.6695
TVA Base Case | 2026 | 7 | 51 | SHF-10_Coal | 2.6607
TVA Base Case | 2026 | 8 | 51 | SHF-10_Coal | 2.6669
TVA Base Case | 2026 | 9 | 51 | SHF-10_Coal | 2.6732
TVA Base Case | 2026 | 10 | 51 | SHF-10_Coal | 2.6794
TVA Base Case | 2026 | 11 | 51 | SHF-10_Coal | 2.6856
TVA Base Case | 2026 | 12 | 51 | SHF-10_Coal | 2.6918
TVA Base Case | 2027 | 1 | 51 | SHF-10_Coal | 2.698
TVA Base Case | 2027 | 2 | 51 | SHF-10_Coal | 2.7043
TVA Base Case | 2027 | 3 | 51 | SHF-10_Coal | 2.7105
TVA Base Case | 2027 | 4 | 51 | SHF-10_Coal | 2.7167
TVA Base Case | 2027 | 5 | 51 | SHF-10_Coal | 2.7229
TVA Base Case | 2027 | 6 | 51 | SHF-10_Coal | 2.7292
TVA Base Case | 2027 | 7 | 51 | SHF-10_Coal | 2.7354
TVA Base Case | 2027 | 8 | 51 | SHF-10_Coal | 2.7503
TVA Base Case | 2027 | 9 | 51 | SHF-10_Coal | 2.7653
TVA Base Case | 2027 | 10 | 51 | SHF-10_Coal | 2.7802
TVA Base Case | 2027 | 11 | 51 | SHF-10_Coal | 2.7951
TVA Base Case | 2027 | 12 | 51 | SHF-10_Coal | 2.8101
TVA Base Case | 2028 | 1 | 51 | SHF-10_Coal | 2.825
TVA Base Case | 2028 | 2 | 51 | SHF-10_Coal | 2.8399
TVA Base Case | 2028 | 3 | 51 | SHF-10_Coal | 2.8549
TVA Base Case | 2028 | 4 | 51 | SHF-10_Coal | 2.8698
TVA Base Case | 2028 | 5 | 51 | SHF-10_Coal | 2.8848
TVA Base Case | 2028 | 6 | 51 | SHF-10_Coal | 2.8997
TVA Base Case | 2028 | 7 | 51 | SHF-10_Coal | 2.9146
TVA Base Case | 2028 | 8 | 51 | SHF-10_Coal | 2.9187
TVA Base Case | 2028 | 9 | 51 | SHF-10_Coal | 2.9227
TVA Base Case | 2028 | 10 | 51 | SHF-10_Coal | 2.9268
TVA Base Case | 2028 | 11 | 51 | SHF-10_Coal | 2.9308
TVA Base Case | 2028 | 12 | 51 | SHF-10_Coal | 2.9349
TVA Base Case | 2029 | 1 | 51 | SHF-10_Coal | 2.9389
TVA Base Case | 2029 | 2 | 51 | SHF-10_Coal | 2.943
TVA Base Case | 2029 | 3 | 51 | SHF-10_Coal | 2.9471
TVA Base Case | 2029 | 4 | 51 | SHF-10_Coal | 2.9511
TVA Base Case | 2029 | 5 | 51 | SHF-10_Coal | 2.9552
TVA Base Case | 2029 | 6 | 51 | SHF-10_Coal | 2.9593
TVA Base Case | 2029 | 7 | 51 | SHF-10_Coal | 2.9633
TVA Base Case | 2029 | 8 | 51 | SHF-10_Coal | 2.9686
TVA Base Case | 2029 | 9 | 51 | SHF-10_Coal | 2.9739
TVA Base Case | 2029 | 10 | 51 | SHF-10_Coal | 2.9791
TVA Base Case | 2029 | 11 | 51 | SHF-10_Coal | 2.9844
TVA Base Case | 2029 | 12 | 51 | SHF-10_Coal | 2.9896
TVA Base Case | 2030 | 1 | 51 | SHF-10_Coal | 2.9949
TVA Base Case | 2030 | 2 | 51 | SHF-10_Coal | 3.0002
TVA Base Case | 2030 | 3 | 51 | SHF-10_Coal | 3.0055
TVA Base Case | 2030 | 4 | 51 | SHF-10_Coal | 3.0107
TVA Base Case | 2030 | 5 | 51 | SHF-10_Coal | 3.016
TVA Base Case | 2030 | 6 | 51 | SHF-10_Coal | 3.0213
TVA Base Case | 2030 | 7 | 51 | SHF-10_Coal | 3.0266
TVA Base Case | 2030 | 8 | 51 | SHF-10_Coal | 3.0357
TVA Base Case | 2030 | 9 | 51 | SHF-10_Coal | 3.0448
TVA Base Case | 2030 | 10 | 51 | SHF-10_Coal | 3.054
TVA Base Case | 2030 | 11 | 51 | SHF-10_Coal | 3.0631
TVA Base Case | 2030 | 12 | 51 | SHF-10_Coal | 3.0722
TVA Base Case | 2031 | 1 | 51 | SHF-10_Coal | 3.0814
TVA Base Case | 2031 | 2 | 51 | SHF-10_Coal | 3.0905
TVA Base Case | 2031 | 3 | 51 | SHF-10_Coal | 3.0996
TVA Base Case | 2031 | 4 | 51 | SHF-10_Coal | 3.1088
TVA Base Case | 2031 | 5 | 51 | SHF-10_Coal | 3.1179
TVA Base Case | 2031 | 6 | 51 | SHF-10_Coal | 3.1271
TVA Base Case | 2031 | 7 | 51 | SHF-10_Coal | 3.1362
TVA Base Case | 2031 | 8 | 51 | SHF-10_Coal | 3.1362
TVA Base Case | 2031 | 9 | 51 | SHF-10_Coal | 3.1363
TVA Base Case | 2031 | 10 | 51 | SHF-10_Coal | 3.1363
TVA Base Case | 2031 | 11 | 51 | SHF-10_Coal | 3.1363
TVA Base Case | 2031 | 12 | 51 | SHF-10_Coal | 3.1363
TVA Base Case | 2032 | 1 | 51 | SHF-10_Coal | 3.1364
TVA Base Case | 2032 | 2 | 51 | SHF-10_Coal | 3.1364
TVA Base Case | 2032 | 3 | 51 | SHF-10_Coal | 3.1364
TVA Base Case | 2032 | 4 | 51 | SHF-10_Coal | 3.1365
TVA Base Case | 2032 | 5 | 51 | SHF-10_Coal | 3.1365
TVA Base Case | 2032 | 6 | 51 | SHF-10_Coal | 3.1365
TVA Base Case | 2032 | 7 | 51 | SHF-10_Coal | 3.1366
TVA Base Case | 2032 | 8 | 51 | SHF-10_Coal | 3.1411
TVA Base Case | 2032 | 9 | 51 | SHF-10_Coal | 3.1455
TVA Base Case | 2032 | 10 | 51 | SHF-10_Coal | 3.15
TVA Base Case | 2032 | 11 | 51 | SHF-10_Coal | 3.1545
TVA Base Case | 2032 | 12 | 51 | SHF-10_Coal | 3.159
TVA Base Case | 2033 | 1 | 51 | SHF-10_Coal | 3.1635
TVA Base Case | 2033 | 2 | 51 | SHF-10_Coal | 3.1679
TVA Base Case | 2033 | 3 | 51 | SHF-10_Coal | 3.1724
TVA Base Case | 2033 | 4 | 51 | SHF-10_Coal | 3.1769
TVA Base Case | 2033 | 5 | 51 | SHF-10_Coal | 3.1814
TVA Base Case | 2033 | 6 | 51 | SHF-10_Coal | 3.1859
TVA Base Case | 2033 | 7 | 51 | SHF-10_Coal | 3.1904
TVA Base Case | 2033 | 8 | 51 | SHF-10_Coal | 3.1959
TVA Base Case | 2033 | 9 | 51 | SHF-10_Coal | 3.2013
TVA Base Case | 2033 | 10 | 51 | SHF-10_Coal | 3.2068
TVA Base Case | 2033 | 11 | 51 | SHF-10_Coal | 3.2123
TVA Base Case | 2033 | 12 | 51 | SHF-10_Coal | 3.2177
TVA Base Case | 2034 | 1 | 51 | SHF-10_Coal | 3.2232
TVA Base Case | 2034 | 2 | 51 | SHF-10_Coal | 3.2287
TVA Base Case | 2034 | 3 | 51 | SHF-10_Coal | 3.2341
TVA Base Case | 2034 | 4 | 51 | SHF-10_Coal | 3.2396
TVA Base Case | 2034 | 5 | 51 | SHF-10_Coal | 3.2451
TVA Base Case | 2034 | 6 | 51 | SHF-10_Coal | 3.2506
TVA Base Case | 2034 | 7 | 51 | SHF-10_Coal | 3.2561
TVA Base Case | 2034 | 8 | 51 | SHF-10_Coal | 3.2616
TVA Base Case | 2034 | 9 | 51 | SHF-10_Coal | 3.2671
TVA Base Case | 2034 | 10 | 51 | SHF-10_Coal | 3.2726
TVA Base Case | 2034 | 11 | 51 | SHF-10_Coal | 3.2781
TVA Base Case | 2034 | 12 | 51 | SHF-10_Coal | 3.2836
TVA Base Case | 2035 | 1 | 51 | SHF-10_Coal | 3.2891
TVA Base Case | 2035 | 2 | 51 | SHF-10_Coal | 3.2946
TVA Base Case | 2035 | 3 | 51 | SHF-10_Coal | 3.3001
TVA Base Case | 2035 | 4 | 51 | SHF-10_Coal | 3.3056
TVA Base Case | 2035 | 5 | 51 | SHF-10_Coal | 3.3111
TVA Base Case | 2035 | 6 | 51 | SHF-10_Coal | 3.3166
TVA Base Case | 2035 | 7 | 51 | SHF-10_Coal | 3.3221
TVA Base Case | 2035 | 8 | 51 | SHF-10_Coal | 3.3277
TVA Base Case | 2035 | 9 | 51 | SHF-10_Coal | 3.3332
TVA Base Case | 2035 | 10 | 51 | SHF-10_Coal | 3.3387
TVA Base Case | 2035 | 11 | 51 | SHF-10_Coal | 3.3442
TVA Base Case | 2035 | 12 | 51 | SHF-10_Coal | 3.35
TVA Base Case | 2015 | 4 | 58 | WCF-07_Coal | 1.9041
TVA Base Case | 2015 | 5 | 58 | WCF-07_Coal | 1.9078
TVA Base Case | 2015 | 6 | 58 | WCF-07_Coal | 1.9083
TVA Base Case | 2015 | 7 | 58 | WCF-07_Coal | 1.9204
TVA Base Case | 2015 | 8 | 58 | WCF-07_Coal | 1.9205
TVA Base Case | 2015 | 9 | 58 | WCF-07_Coal | 1.92
TVA Base Case | 2015 | 10 | 58 | WCF-07_Coal | 1.9327
TVA Base Case | 2015 | 11 | 58 | WCF-07_Coal | 1.9332
TVA Base Case | 2015 | 12 | 58 | WCF-07_Coal | 1.9337
TVA Base Case | 2016 | 1 | 58 | WCF-07_Coal | 2.4807
TVA Base Case | 2016 | 2 | 58 | WCF-07_Coal | 2.4822
TVA Base Case | 2016 | 3 | 58 | WCF-07_Coal | 2.4837
TVA Base Case | 2016 | 4 | 58 | WCF-07_Coal | 2.5069
TVA Base Case | 2016 | 5 | 58 | WCF-07_Coal | 2.5085
TVA Base Case | 2016 | 6 | 58 | WCF-07_Coal | 2.51
TVA Base Case | 2016 | 7 | 58 | WCF-07_Coal | 2.5332
TVA Base Case | 2016 | 8 | 58 | WCF-07_Coal | 2.5347
TVA Base Case | 2016 | 9 | 58 | WCF-07_Coal | 2.5363
TVA Base Case | 2016 | 10 | 58 | WCF-07_Coal | 2.5595
TVA Base Case | 2016 | 11 | 58 | WCF-07_Coal | 2.561
TVA Base Case | 2016 | 12 | 58 | WCF-07_Coal | 2.5626
TVA Base Case | 2017 | 1 | 58 | WCF-07_Coal | 2.5767
TVA Base Case | 2017 | 2 | 58 | WCF-07_Coal | 2.589
TVA Base Case | 2017 | 3 | 58 | WCF-07_Coal | 2.6014
TVA Base Case | 2017 | 4 | 58 | WCF-07_Coal | 2.6137
TVA Base Case | 2017 | 5 | 58 | WCF-07_Coal | 2.626
TVA Base Case | 2017 | 6 | 58 | WCF-07_Coal | 2.6383
TVA Base Case | 2017 | 7 | 58 | WCF-07_Coal | 2.6507
TVA Base Case | 2017 | 8 | 58 | WCF-07_Coal | 2.6552
TVA Base Case | 2017 | 9 | 58 | WCF-07_Coal | 2.6597
TVA Base Case | 2017 | 10 | 58 | WCF-07_Coal | 2.6642
TVA Base Case | 2017 | 11 | 58 | WCF-07_Coal | 2.6687
TVA Base Case | 2017 | 12 | 58 | WCF-07_Coal | 2.6732
TVA Base Case | 2018 | 1 | 58 | WCF-07_Coal | 2.6797
TVA Base Case | 2018 | 2 | 58 | WCF-07_Coal | 2.6843
TVA Base Case | 2018 | 3 | 58 | WCF-07_Coal | 2.6889
TVA Base Case | 2018 | 4 | 58 | WCF-07_Coal | 2.6935
TVA Base Case | 2018 | 5 | 58 | WCF-07_Coal | 2.6981
TVA Base Case | 2018 | 6 | 58 | WCF-07_Coal | 2.7027
TVA Base Case | 2018 | 7 | 58 | WCF-07_Coal | 2.7073
TVA Base Case | 2018 | 8 | 58 | WCF-07_Coal | 2.6892
TVA Base Case | 2018 | 9 | 58 | WCF-07_Coal | 2.671
TVA Base Case | 2018 | 10 | 58 | WCF-07_Coal | 2.6528
TVA Base Case | 2018 | 11 | 58 | WCF-07_Coal | 2.6346
TVA Base Case | 2018 | 12 | 58 | WCF-07_Coal | 2.6164
TVA Base Case | 2019 | 1 | 58 | WCF-07_Coal | 2.6005
TVA Base Case | 2019 | 2 | 58 | WCF-07_Coal | 2.5824
TVA Base Case | 2019 | 3 | 58 | WCF-07_Coal | 2.5644
TVA Base Case | 2019 | 4 | 58 | WCF-07_Coal | 2.5463
TVA Base Case | 2019 | 5 | 58 | WCF-07_Coal | 2.5283
TVA Base Case | 2019 | 6 | 58 | WCF-07_Coal | 2.5102
TVA Base Case | 2019 | 7 | 58 | WCF-07_Coal | 2.4922
TVA Base Case | 2019 | 8 | 58 | WCF-07_Coal | 2.4993
TVA Base Case | 2019 | 9 | 58 | WCF-07_Coal | 2.5063
TVA Base Case | 2019 | 10 | 58 | WCF-07_Coal | 2.5134
TVA Base Case | 2019 | 11 | 58 | WCF-07_Coal | 2.5205
TVA Base Case | 2019 | 12 | 58 | WCF-07_Coal | 2.5275
TVA Base Case | 2020 | 1 | 58 | WCF-07_Coal | 2.5368
TVA Base Case | 2020 | 2 | 58 | WCF-07_Coal | 2.5439
TVA Base Case | 2020 | 3 | 58 | WCF-07_Coal | 2.551
TVA Base Case | 2020 | 4 | 58 | WCF-07_Coal | 2.5581
TVA Base Case | 2020 | 5 | 58 | WCF-07_Coal | 2.5652
TVA Base Case | 2020 | 6 | 58 | WCF-07_Coal | 2.5723
TVA Base Case | 2020 | 7 | 58 | WCF-07_Coal | 2.5794
TVA Base Case | 2020 | 8 | 58 | WCF-07_Coal | 2.5872
TVA Base Case | 2020 | 9 | 58 | WCF-07_Coal | 2.5949
TVA Base Case | 2020 | 10 | 58 | WCF-07_Coal | 2.6027
TVA Base Case | 2020 | 11 | 58 | WCF-07_Coal | 2.6105
TVA Base Case | 2020 | 12 | 58 | WCF-07_Coal | 2.6183
TVA Base Case | 2021 | 1 | 58 | WCF-07_Coal | 2.6283
TVA Base Case | 2021 | 2 | 58 | WCF-07_Coal | 2.6361
TVA Base Case | 2021 | 3 | 58 | WCF-07_Coal | 2.6439
TVA Base Case | 2021 | 4 | 58 | WCF-07_Coal | 2.6517
TVA Base Case | 2021 | 5 | 58 | WCF-07_Coal | 2.6595
TVA Base Case | 2021 | 6 | 58 | WCF-07_Coal | 2.6674
TVA Base Case | 2021 | 7 | 58 | WCF-07_Coal | 2.6752
TVA Base Case | 2021 | 8 | 58 | WCF-07_Coal | 2.685
TVA Base Case | 2021 | 9 | 58 | WCF-07_Coal | 2.6948
TVA Base Case | 2021 | 10 | 58 | WCF-07_Coal | 2.7046
TVA Base Case | 2021 | 11 | 58 | WCF-07_Coal | 2.7144
TVA Base Case | 2021 | 12 | 58 | WCF-07_Coal | 2.7243
TVA Base Case | 2022 | 1 | 58 | WCF-07_Coal | 2.7364
TVA Base Case | 2022 | 2 | 58 | WCF-07_Coal | 2.7461
TVA Base Case | 2022 | 3 | 58 | WCF-07_Coal | 2.7559
TVA Base Case | 2022 | 4 | 58 | WCF-07_Coal | 2.7657
TVA Base Case | 2022 | 5 | 58 | WCF-07_Coal | 2.7754
TVA Base Case | 2022 | 6 | 58 | WCF-07_Coal | 2.7852
TVA Base Case | 2022 | 7 | 58 | WCF-07_Coal | 2.795
TVA Base Case | 2022 | 8 | 58 | WCF-07_Coal | 2.808
TVA Base Case | 2022 | 9 | 58 | WCF-07_Coal | 2.8211
TVA Base Case | 2022 | 10 | 58 | WCF-07_Coal | 2.8342
TVA Base Case | 2022 | 11 | 58 | WCF-07_Coal | 2.8472
TVA Base Case | 2022 | 12 | 58 | WCF-07_Coal | 2.8603
TVA Base Case | 2023 | 1 | 58 | WCF-07_Coal | 2.8758
TVA Base Case | 2023 | 2 | 58 | WCF-07_Coal | 2.8889
TVA Base Case | 2023 | 3 | 58 | WCF-07_Coal | 2.902
TVA Base Case | 2023 | 4 | 58 | WCF-07_Coal | 2.9151
TVA Base Case | 2023 | 5 | 58 | WCF-07_Coal | 2.9282
TVA Base Case | 2023 | 6 | 58 | WCF-07_Coal | 2.9413
TVA Base Case | 2023 | 7 | 58 | WCF-07_Coal | 2.9544
TVA Base Case | 2023 | 8 | 58 | WCF-07_Coal | 2.9613
TVA Base Case | 2023 | 9 | 58 | WCF-07_Coal | 2.9681
TVA Base Case | 2023 | 10 | 58 | WCF-07_Coal | 2.975
TVA Base Case | 2023 | 11 | 58 | WCF-07_Coal | 2.9818
TVA Base Case | 2023 | 12 | 58 | WCF-07_Coal | 2.9887
TVA Base Case | 2024 | 1 | 58 | WCF-07_Coal | 2.998
TVA Base Case | 2024 | 2 | 58 | WCF-07_Coal | 3.0049
TVA Base Case | 2024 | 3 | 58 | WCF-07_Coal | 3.0118
TVA Base Case | 2024 | 4 | 58 | WCF-07_Coal | 3.0186
TVA Base Case | 2024 | 5 | 58 | WCF-07_Coal | 3.0255
TVA Base Case | 2024 | 6 | 58 | WCF-07_Coal | 3.0324
TVA Base Case | 2024 | 7 | 58 | WCF-07_Coal | 3.0393
TVA Base Case | 2024 | 8 | 58 | WCF-07_Coal | 3.0492
TVA Base Case | 2024 | 9 | 58 | WCF-07_Coal | 3.0591
TVA Base Case | 2024 | 10 | 58 | WCF-07_Coal | 3.0691
TVA Base Case | 2024 | 11 | 58 | WCF-07_Coal | 3.0791
TVA Base Case | 2024 | 12 | 58 | WCF-07_Coal | 3.089
TVA Base Case | 2025 | 1 | 58 | WCF-07_Coal | 3.1015
TVA Base Case | 2025 | 2 | 58 | WCF-07_Coal | 3.1114
TVA Base Case | 2025 | 3 | 58 | WCF-07_Coal | 3.1214
TVA Base Case | 2025 | 4 | 58 | WCF-07_Coal | 3.1314
TVA Base Case | 2025 | 5 | 58 | WCF-07_Coal | 3.1413
TVA Base Case | 2025 | 6 | 58 | WCF-07_Coal | 3.1513
TVA Base Case | 2025 | 7 | 58 | WCF-07_Coal | 3.1613
TVA Base Case | 2025 | 8 | 58 | WCF-07_Coal | 3.1574
TVA Base Case | 2025 | 9 | 58 | WCF-07_Coal | 3.1535
TVA Base Case | 2025 | 10 | 58 | WCF-07_Coal | 3.1497
TVA Base Case | 2025 | 11 | 58 | WCF-07_Coal | 3.1458
TVA Base Case | 2025 | 12 | 58 | WCF-07_Coal | 3.1419
TVA Base Case | 2026 | 1 | 58 | WCF-07_Coal | 3.1406
TVA Base Case | 2026 | 2 | 58 | WCF-07_Coal | 3.1367
TVA Base Case | 2026 | 3 | 58 | WCF-07_Coal | 3.1329
TVA Base Case | 2026 | 4 | 58 | WCF-07_Coal | 3.129
TVA Base Case | 2026 | 5 | 58 | WCF-07_Coal | 3.1252
TVA Base Case | 2026 | 6 | 58 | WCF-07_Coal | 3.1213
TVA Base Case | 2026 | 7 | 58 | WCF-07_Coal | 3.1175
TVA Base Case | 2026 | 8 | 58 | WCF-07_Coal | 3.1201
TVA Base Case | 2026 | 9 | 58 | WCF-07_Coal | 3.1227
TVA Base Case | 2026 | 10 | 58 | WCF-07_Coal | 3.1253
TVA Base Case | 2026 | 11 | 58 | WCF-07_Coal | 3.1279
TVA Base Case | 2026 | 12 | 58 | WCF-07_Coal | 3.1305
TVA Base Case | 2027 | 1 | 58 | WCF-07_Coal | 3.1357
TVA Base Case | 2027 | 2 | 58 | WCF-07_Coal | 3.1383
TVA Base Case | 2027 | 3 | 58 | WCF-07_Coal | 3.141
TVA Base Case | 2027 | 4 | 58 | WCF-07_Coal | 3.1436
TVA Base Case | 2027 | 5 | 58 | WCF-07_Coal | 3.1462
TVA Base Case | 2027 | 6 | 58 | WCF-07_Coal | 3.1488
TVA Base Case | 2027 | 7 | 58 | WCF-07_Coal | 3.1515
TVA Base Case | 2027 | 8 | 58 | WCF-07_Coal | 3.1629
TVA Base Case | 2027 | 9 | 58 | WCF-07_Coal | 3.1743
TVA Base Case | 2027 | 10 | 58 | WCF-07_Coal | 3.1857
TVA Base Case | 2027 | 11 | 58 | WCF-07_Coal | 3.1971
TVA Base Case | 2027 | 12 | 58 | WCF-07_Coal | 3.2085
TVA Base Case | 2028 | 1 | 58 | WCF-07_Coal | 3.2225
TVA Base Case | 2028 | 2 | 58 | WCF-07_Coal | 3.2339
TVA Base Case | 2028 | 3 | 58 | WCF-07_Coal | 3.2453
TVA Base Case | 2028 | 4 | 58 | WCF-07_Coal | 3.2567
TVA Base Case | 2028 | 5 | 58 | WCF-07_Coal | 3.2681
TVA Base Case | 2028 | 6 | 58 | WCF-07_Coal | 3.2796
TVA Base Case | 2028 | 7 | 58 | WCF-07_Coal | 3.291
TVA Base Case | 2028 | 8 | 58 | WCF-07_Coal | 3.2942
TVA Base Case | 2028 | 9 | 58 | WCF-07_Coal | 3.2974
TVA Base Case | 2028 | 10 | 58 | WCF-07_Coal | 3.3006
TVA Base Case | 2028 | 11 | 58 | WCF-07_Coal | 3.3039
TVA Base Case | 2028 | 12 | 58 | WCF-07_Coal | 3.3071
TVA Base Case | 2029 | 1 | 58 | WCF-07_Coal | 3.313
TVA Base Case | 2029 | 2 | 58 | WCF-07_Coal | 3.3162
TVA Base Case | 2029 | 3 | 58 | WCF-07_Coal | 3.3195
TVA Base Case | 2029 | 4 | 58 | WCF-07_Coal | 3.3227
TVA Base Case | 2029 | 5 | 58 | WCF-07_Coal | 3.326
TVA Base Case | 2029 | 6 | 58 | WCF-07_Coal | 3.3292
TVA Base Case | 2029 | 7 | 58 | WCF-07_Coal | 3.3325
TVA Base Case | 2029 | 8 | 58 | WCF-07_Coal | 3.3381
TVA Base Case | 2029 | 9 | 58 | WCF-07_Coal | 3.3436
TVA Base Case | 2029 | 10 | 58 | WCF-07_Coal | 3.3492
TVA Base Case | 2029 | 11 | 58 | WCF-07_Coal | 3.3548
TVA Base Case | 2029 | 12 | 58 | WCF-07_Coal | 3.3604
TVA Base Case | 2030 | 1 | 58 | WCF-07_Coal | 3.3687
TVA Base Case | 2030 | 2 | 58 | WCF-07_Coal | 3.3743
TVA Base Case | 2030 | 3 | 58 | WCF-07_Coal | 3.3799
TVA Base Case | 2030 | 4 | 58 | WCF-07_Coal | 3.3856
TVA Base Case | 2030 | 5 | 58 | WCF-07_Coal | 3.3912
TVA Base Case | 2030 | 6 | 58 | WCF-07_Coal | 3.3968
TVA Base Case | 2030 | 7 | 58 | WCF-07_Coal | 3.4024
TVA Base Case | 2030 | 8 | 58 | WCF-07_Coal | 3.4128
TVA Base Case | 2030 | 9 | 58 | WCF-07_Coal | 3.4231
TVA Base Case | 2030 | 10 | 58 | WCF-07_Coal | 3.4335
TVA Base Case | 2030 | 11 | 58 | WCF-07_Coal | 3.4439
TVA Base Case | 2030 | 12 | 58 | WCF-07_Coal | 3.4543
TVA Base Case | 2031 | 1 | 58 | WCF-07_Coal | 3.4674
TVA Base Case | 2031 | 2 | 58 | WCF-07_Coal | 3.4778
TVA Base Case | 2031 | 3 | 58 | WCF-07_Coal | 3.4882
TVA Base Case | 2031 | 4 | 58 | WCF-07_Coal | 3.4986
TVA Base Case | 2031 | 5 | 58 | WCF-07_Coal | 3.509
TVA Base Case | 2031 | 6 | 58 | WCF-07_Coal | 3.5194
TVA Base Case | 2031 | 7 | 58 | WCF-07_Coal | 3.5298
TVA Base Case | 2031 | 8 | 58 | WCF-07_Coal | 3.5298
TVA Base Case | 2031 | 9 | 58 | WCF-07_Coal | 3.5297
TVA Base Case | 2031 | 10 | 58 | WCF-07_Coal | 3.5296
TVA Base Case | 2031 | 11 | 58 | WCF-07_Coal | 3.5296
TVA Base Case | 2031 | 12 | 58 | WCF-07_Coal | 3.5295
TVA Base Case | 2032 | 1 | 58 | WCF-07_Coal | 3.5323
TVA Base Case | 2032 | 2 | 58 | WCF-07_Coal | 3.5322
TVA Base Case | 2032 | 3 | 58 | WCF-07_Coal | 3.5322
TVA Base Case | 2032 | 4 | 58 | WCF-07_Coal | 3.5321
TVA Base Case | 2032 | 5 | 58 | WCF-07_Coal | 3.5321
TVA Base Case | 2032 | 6 | 58 | WCF-07_Coal | 3.5321
TVA Base Case | 2032 | 7 | 58 | WCF-07_Coal | 3.532
TVA Base Case | 2032 | 8 | 58 | WCF-07_Coal | 3.5415
TVA Base Case | 2032 | 9 | 58 | WCF-07_Coal | 3.551
TVA Base Case | 2032 | 10 | 58 | WCF-07_Coal | 3.5605
TVA Base Case | 2032 | 11 | 58 | WCF-07_Coal | 3.57
TVA Base Case | 2032 | 12 | 58 | WCF-07_Coal | 3.5795
TVA Base Case | 2033 | 1 | 58 | WCF-07_Coal | 3.5919
TVA Base Case | 2033 | 2 | 58 | WCF-07_Coal | 3.6014
TVA Base Case | 2033 | 3 | 58 | WCF-07_Coal | 3.6109
TVA Base Case | 2033 | 4 | 58 | WCF-07_Coal | 3.6204
TVA Base Case | 2033 | 5 | 58 | WCF-07_Coal | 3.63
TVA Base Case | 2033 | 6 | 58 | WCF-07_Coal | 3.6395
TVA Base Case | 2033 | 7 | 58 | WCF-07_Coal | 3.649
TVA Base Case | 2033 | 8 | 58 | WCF-07_Coal | 3.6553
TVA Base Case | 2033 | 9 | 58 | WCF-07_Coal | 3.6616
TVA Base Case | 2033 | 10 | 58 | WCF-07_Coal | 3.6679
TVA Base Case | 2033 | 11 | 58 | WCF-07_Coal | 3.6742
TVA Base Case | 2033 | 12 | 58 | WCF-07_Coal | 3.6805
TVA Base Case | 2034 | 1 | 58 | WCF-07_Coal | 3.6897
TVA Base Case | 2034 | 2 | 58 | WCF-07_Coal | 3.696
TVA Base Case | 2034 | 3 | 58 | WCF-07_Coal | 3.7023
TVA Base Case | 2034 | 4 | 58 | WCF-07_Coal | 3.7086
TVA Base Case | 2034 | 5 | 58 | WCF-07_Coal | 3.7149
TVA Base Case | 2034 | 6 | 58 | WCF-07_Coal | 3.7212
TVA Base Case | 2034 | 7 | 58 | WCF-07_Coal | 3.7275
TVA Base Case | 2034 | 8 | 58 | WCF-07_Coal | 3.7339
TVA Base Case | 2034 | 9 | 58 | WCF-07_Coal | 3.7402
TVA Base Case | 2034 | 10 | 58 | WCF-07_Coal | 3.7465
TVA Base Case | 2034 | 11 | 58 | WCF-07_Coal | 3.7529
TVA Base Case | 2034 | 12 | 58 | WCF-07_Coal | 3.7592
TVA Base Case | 2035 | 1 | 58 | WCF-07_Coal | 3.7685
TVA Base Case | 2035 | 2 | 58 | WCF-07_Coal | 3.7749
TVA Base Case | 2035 | 3 | 58 | WCF-07_Coal | 3.7812
TVA Base Case | 2035 | 4 | 58 | WCF-07_Coal | 3.7876
TVA Base Case | 2035 | 5 | 58 | WCF-07_Coal | 3.7939
TVA Base Case | 2035 | 6 | 58 | WCF-07_Coal | 3.8003
TVA Base Case | 2035 | 7 | 58 | WCF-07_Coal | 3.8066
TVA Base Case | 2035 | 8 | 58 | WCF-07_Coal | 3.813
TVA Base Case | 2035 | 9 | 58 | WCF-07_Coal | 3.8194
TVA Base Case | 2035 | 10 | 58 | WCF-07_Coal | 3.8257
TVA Base Case | 2035 | 11 | 58 | WCF-07_Coal | 3.8321
TVA Base Case | 2035 | 12 | 58 | WCF-07_Coal | 3.84
TVA Base Case | 2015 | 4 | 59 | WCF-08_Coal | 1.9372
TVA Base Case | 2015 | 5 | 59 | WCF-08_Coal | 1.9409
TVA Base Case | 2015 | 6 | 59 | WCF-08_Coal | 1.9414
TVA Base Case | 2015 | 7 | 59 | WCF-08_Coal | 1.9534
TVA Base Case | 2015 | 8 | 59 | WCF-08_Coal | 1.9536
TVA Base Case | 2015 | 9 | 59 | WCF-08_Coal | 1.953
TVA Base Case | 2015 | 10 | 59 | WCF-08_Coal | 1.9657
TVA Base Case | 2015 | 11 | 59 | WCF-08_Coal | 1.9663
TVA Base Case | 2015 | 12 | 59 | WCF-08_Coal | 1.9668
TVA Base Case | 2016 | 1 | 59 | WCF-08_Coal | 2.5144
TVA Base Case | 2016 | 2 | 59 | WCF-08_Coal | 2.5159
TVA Base Case | 2016 | 3 | 59 | WCF-08_Coal | 2.5174
TVA Base Case | 2016 | 4 | 59 | WCF-08_Coal | 2.5406
TVA Base Case | 2016 | 5 | 59 | WCF-08_Coal | 2.5421
TVA Base Case | 2016 | 6 | 59 | WCF-08_Coal | 2.5436
TVA Base Case | 2016 | 7 | 59 | WCF-08_Coal | 2.5669
TVA Base Case | 2016 | 8 | 59 | WCF-08_Coal | 2.5684
TVA Base Case | 2016 | 9 | 59 | WCF-08_Coal | 2.5699
TVA Base Case | 2016 | 10 | 59 | WCF-08_Coal | 2.5932
TVA Base Case | 2016 | 11 | 59 | WCF-08_Coal | 2.5947
TVA Base Case | 2016 | 12 | 59 | WCF-08_Coal | 2.5962
TVA Base Case | 2017 | 1 | 59 | WCF-08_Coal | 2.6109
TVA Base Case | 2017 | 2 | 59 | WCF-08_Coal | 2.6233
TVA Base Case | 2017 | 3 | 59 | WCF-08_Coal | 2.6356
TVA Base Case | 2017 | 4 | 59 | WCF-08_Coal | 2.6479
TVA Base Case | 2017 | 5 | 59 | WCF-08_Coal | 2.6602
TVA Base Case | 2017 | 6 | 59 | WCF-08_Coal | 2.6726
TVA Base Case | 2017 | 7 | 59 | WCF-08_Coal | 2.6849
TVA Base Case | 2017 | 8 | 59 | WCF-08_Coal | 2.6894
TVA Base Case | 2017 | 9 | 59 | WCF-08_Coal | 2.6939
TVA Base Case | 2017 | 10 | 59 | WCF-08_Coal | 2.6984
TVA Base Case | 2017 | 11 | 59 | WCF-08_Coal | 2.7029
TVA Base Case | 2017 | 12 | 59 | WCF-08_Coal | 2.7074
TVA Base Case | 2018 | 1 | 59 | WCF-08_Coal | 2.7145
TVA Base Case | 2018 | 2 | 59 | WCF-08_Coal | 2.7191
TVA Base Case | 2018 | 3 | 59 | WCF-08_Coal | 2.7237
TVA Base Case | 2018 | 4 | 59 | WCF-08_Coal | 2.7283
TVA Base Case | 2018 | 5 | 59 | WCF-08_Coal | 2.7329
TVA Base Case | 2018 | 6 | 59 | WCF-08_Coal | 2.7375
TVA Base Case | 2018 | 7 | 59 | WCF-08_Coal | 2.7421
TVA Base Case | 2018 | 8 | 59 | WCF-08_Coal | 2.724
TVA Base Case | 2018 | 9 | 59 | WCF-08_Coal | 2.7058
TVA Base Case | 2018 | 10 | 59 | WCF-08_Coal | 2.6876
TVA Base Case | 2018 | 11 | 59 | WCF-08_Coal | 2.6694
TVA Base Case | 2018 | 12 | 59 | WCF-08_Coal | 2.6513
TVA Base Case | 2019 | 1 | 59 | WCF-08_Coal | 2.6359
TVA Base Case | 2019 | 2 | 59 | WCF-08_Coal | 2.6179
TVA Base Case | 2019 | 3 | 59 | WCF-08_Coal | 2.5998
TVA Base Case | 2019 | 4 | 59 | WCF-08_Coal | 2.5818
TVA Base Case | 2019 | 5 | 59 | WCF-08_Coal | 2.5637
TVA Base Case | 2019 | 6 | 59 | WCF-08_Coal | 2.5457
TVA Base Case | 2019 | 7 | 59 | WCF-08_Coal | 2.5276
TVA Base Case | 2019 | 8 | 59 | WCF-08_Coal | 2.5347
TVA Base Case | 2019 | 9 | 59 | WCF-08_Coal | 2.5418
TVA Base Case | 2019 | 10 | 59 | WCF-08_Coal | 2.5488
TVA Base Case | 2019 | 11 | 59 | WCF-08_Coal | 2.5559
TVA Base Case | 2019 | 12 | 59 | WCF-08_Coal | 2.563
TVA Base Case | 2020 | 1 | 59 | WCF-08_Coal | 2.5729
TVA Base Case | 2020 | 2 | 59 | WCF-08_Coal | 2.5799
TVA Base Case | 2020 | 3 | 59 | WCF-08_Coal | 2.587
TVA Base Case | 2020 | 4 | 59 | WCF-08_Coal | 2.5941
TVA Base Case | 2020 | 5 | 59 | WCF-08_Coal | 2.6012
TVA Base Case | 2020 | 6 | 59 | WCF-08_Coal | 2.6083
TVA Base Case | 2020 | 7 | 59 | WCF-08_Coal | 2.6154
TVA Base Case | 2020 | 8 | 59 | WCF-08_Coal | 2.6232
TVA Base Case | 2020 | 9 | 59 | WCF-08_Coal | 2.631
TVA Base Case | 2020 | 10 | 59 | WCF-08_Coal | 2.6388
TVA Base Case | 2020 | 11 | 59 | WCF-08_Coal | 2.6466
TVA Base Case | 2020 | 12 | 59 | WCF-08_Coal | 2.6544
TVA Base Case | 2021 | 1 | 59 | WCF-08_Coal | 2.6651
TVA Base Case | 2021 | 2 | 59 | WCF-08_Coal | 2.6729
TVA Base Case | 2021 | 3 | 59 | WCF-08_Coal | 2.6807
TVA Base Case | 2021 | 4 | 59 | WCF-08_Coal | 2.6885
TVA Base Case | 2021 | 5 | 59 | WCF-08_Coal | 2.6963
TVA Base Case | 2021 | 6 | 59 | WCF-08_Coal | 2.7041
TVA Base Case | 2021 | 7 | 59 | WCF-08_Coal | 2.7119
TVA Base Case | 2021 | 8 | 59 | WCF-08_Coal | 2.7217
TVA Base Case | 2021 | 9 | 59 | WCF-08_Coal | 2.7315
TVA Base Case | 2021 | 10 | 59 | WCF-08_Coal | 2.7414
TVA Base Case | 2021 | 11 | 59 | WCF-08_Coal | 2.7512
TVA Base Case | 2021 | 12 | 59 | WCF-08_Coal | 2.761
TVA Base Case | 2022 | 1 | 59 | WCF-08_Coal | 2.7738
TVA Base Case | 2022 | 2 | 59 | WCF-08_Coal | 2.7836
TVA Base Case | 2022 | 3 | 59 | WCF-08_Coal | 2.7933
TVA Base Case | 2022 | 4 | 59 | WCF-08_Coal | 2.8031
TVA Base Case | 2022 | 5 | 59 | WCF-08_Coal | 2.8129
TVA Base Case | 2022 | 6 | 59 | WCF-08_Coal | 2.8227
TVA Base Case | 2022 | 7 | 59 | WCF-08_Coal | 2.8324
TVA Base Case | 2022 | 8 | 59 | WCF-08_Coal | 2.8455
TVA Base Case | 2022 | 9 | 59 | WCF-08_Coal | 2.8585
TVA Base Case | 2022 | 10 | 59 | WCF-08_Coal | 2.8716
TVA Base Case | 2022 | 11 | 59 | WCF-08_Coal | 2.8847
TVA Base Case | 2022 | 12 | 59 | WCF-08_Coal | 2.8977
TVA Base Case | 2023 | 1 | 59 | WCF-08_Coal | 2.914
TVA Base Case | 2023 | 2 | 59 | WCF-08_Coal | 2.9271
TVA Base Case | 2023 | 3 | 59 | WCF-08_Coal | 2.9402
TVA Base Case | 2023 | 4 | 59 | WCF-08_Coal | 2.9533
TVA Base Case | 2023 | 5 | 59 | WCF-08_Coal | 2.9664
TVA Base Case | 2023 | 6 | 59 | WCF-08_Coal | 2.9795
TVA Base Case | 2023 | 7 | 59 | WCF-08_Coal | 2.9926
TVA Base Case | 2023 | 8 | 59 | WCF-08_Coal | 2.9994
TVA Base Case | 2023 | 9 | 59 | WCF-08_Coal | 3.0063
TVA Base Case | 2023 | 10 | 59 | WCF-08_Coal | 3.0131
TVA Base Case | 2023 | 11 | 59 | WCF-08_Coal | 3.02
TVA Base Case | 2023 | 12 | 59 | WCF-08_Coal | 3.0268
TVA Base Case | 2024 | 1 | 59 | WCF-08_Coal | 3.0369
TVA Base Case | 2024 | 2 | 59 | WCF-08_Coal | 3.0438
TVA Base Case | 2024 | 3 | 59 | WCF-08_Coal | 3.0507
TVA Base Case | 2024 | 4 | 59 | WCF-08_Coal | 3.0575
TVA Base Case | 2024 | 5 | 59 | WCF-08_Coal | 3.0644
TVA Base Case | 2024 | 6 | 59 | WCF-08_Coal | 3.0713
TVA Base Case | 2024 | 7 | 59 | WCF-08_Coal | 3.0782
TVA Base Case | 2024 | 8 | 59 | WCF-08_Coal | 3.0881
TVA Base Case | 2024 | 9 | 59 | WCF-08_Coal | 3.0981
TVA Base Case | 2024 | 10 | 59 | WCF-08_Coal | 3.108
TVA Base Case | 2024 | 11 | 59 | WCF-08_Coal | 3.118
TVA Base Case | 2024 | 12 | 59 | WCF-08_Coal | 3.1279
TVA Base Case | 2025 | 1 | 59 | WCF-08_Coal | 3.1411
TVA Base Case | 2025 | 2 | 59 | WCF-08_Coal | 3.1511
TVA Base Case | 2025 | 3 | 59 | WCF-08_Coal | 3.161
TVA Base Case | 2025 | 4 | 59 | WCF-08_Coal | 3.171
TVA Base Case | 2025 | 5 | 59 | WCF-08_Coal | 3.181
TVA Base Case | 2025 | 6 | 59 | WCF-08_Coal | 3.1909
TVA Base Case | 2025 | 7 | 59 | WCF-08_Coal | 3.2009
TVA Base Case | 2025 | 8 | 59 | WCF-08_Coal | 3.197
TVA Base Case | 2025 | 9 | 59 | WCF-08_Coal | 3.1932
TVA Base Case | 2025 | 10 | 59 | WCF-08_Coal | 3.1893
TVA Base Case | 2025 | 11 | 59 | WCF-08_Coal | 3.1854
TVA Base Case | 2025 | 12 | 59 | WCF-08_Coal | 3.1816
TVA Base Case | 2026 | 1 | 59 | WCF-08_Coal | 3.181
TVA Base Case | 2026 | 2 | 59 | WCF-08_Coal | 3.1771
TVA Base Case | 2026 | 3 | 59 | WCF-08_Coal | 3.1733
TVA Base Case | 2026 | 4 | 59 | WCF-08_Coal | 3.1694
TVA Base Case | 2026 | 5 | 59 | WCF-08_Coal | 3.1656
TVA Base Case | 2026 | 6 | 59 | WCF-08_Coal | 3.1617
TVA Base Case | 2026 | 7 | 59 | WCF-08_Coal | 3.1579
TVA Base Case | 2026 | 8 | 59 | WCF-08_Coal | 3.1605
TVA Base Case | 2026 | 9 | 59 | WCF-08_Coal | 3.1631
TVA Base Case | 2026 | 10 | 59 | WCF-08_Coal | 3.1657
TVA Base Case | 2026 | 11 | 59 | WCF-08_Coal | 3.1683
TVA Base Case | 2026 | 12 | 59 | WCF-08_Coal | 3.1709
TVA Base Case | 2027 | 1 | 59 | WCF-08_Coal | 3.1769
TVA Base Case | 2027 | 2 | 59 | WCF-08_Coal | 3.1795
TVA Base Case | 2027 | 3 | 59 | WCF-08_Coal | 3.1821
TVA Base Case | 2027 | 4 | 59 | WCF-08_Coal | 3.1847
TVA Base Case | 2027 | 5 | 59 | WCF-08_Coal | 3.1874
TVA Base Case | 2027 | 6 | 59 | WCF-08_Coal | 3.19
TVA Base Case | 2027 | 7 | 59 | WCF-08_Coal | 3.1926
TVA Base Case | 2027 | 8 | 59 | WCF-08_Coal | 3.204
TVA Base Case | 2027 | 9 | 59 | WCF-08_Coal | 3.2154
TVA Base Case | 2027 | 10 | 59 | WCF-08_Coal | 3.2268
TVA Base Case | 2027 | 11 | 59 | WCF-08_Coal | 3.2382
TVA Base Case | 2027 | 12 | 59 | WCF-08_Coal | 3.2496
TVA Base Case | 2028 | 1 | 59 | WCF-08_Coal | 3.2644
TVA Base Case | 2028 | 2 | 59 | WCF-08_Coal | 3.2758
TVA Base Case | 2028 | 3 | 59 | WCF-08_Coal | 3.2872
TVA Base Case | 2028 | 4 | 59 | WCF-08_Coal | 3.2987
TVA Base Case | 2028 | 5 | 59 | WCF-08_Coal | 3.3101
TVA Base Case | 2028 | 6 | 59 | WCF-08_Coal | 3.3215
TVA Base Case | 2028 | 7 | 59 | WCF-08_Coal | 3.3329
TVA Base Case | 2028 | 8 | 59 | WCF-08_Coal | 3.3361
TVA Base Case | 2028 | 9 | 59 | WCF-08_Coal | 3.3394
TVA Base Case | 2028 | 10 | 59 | WCF-08_Coal | 3.3426
TVA Base Case | 2028 | 11 | 59 | WCF-08_Coal | 3.3458
TVA Base Case | 2028 | 12 | 59 | WCF-08_Coal | 3.349
TVA Base Case | 2029 | 1 | 59 | WCF-08_Coal | 3.3557
TVA Base Case | 2029 | 2 | 59 | WCF-08_Coal | 3.359
TVA Base Case | 2029 | 3 | 59 | WCF-08_Coal | 3.3622
TVA Base Case | 2029 | 4 | 59 | WCF-08_Coal | 3.3654
TVA Base Case | 2029 | 5 | 59 | WCF-08_Coal | 3.3687
TVA Base Case | 2029 | 6 | 59 | WCF-08_Coal | 3.3719
TVA Base Case | 2029 | 7 | 59 | WCF-08_Coal | 3.3752
TVA Base Case | 2029 | 8 | 59 | WCF-08_Coal | 3.3808
TVA Base Case | 2029 | 9 | 59 | WCF-08_Coal | 3.3864
TVA Base Case | 2029 | 10 | 59 | WCF-08_Coal | 3.392
TVA Base Case | 2029 | 11 | 59 | WCF-08_Coal | 3.3975
TVA Base Case | 2029 | 12 | 59 | WCF-08_Coal | 3.4031
TVA Base Case | 2030 | 1 | 59 | WCF-08_Coal | 3.4123
TVA Base Case | 2030 | 2 | 59 | WCF-08_Coal | 3.4179
TVA Base Case | 2030 | 3 | 59 | WCF-08_Coal | 3.4235
TVA Base Case | 2030 | 4 | 59 | WCF-08_Coal | 3.4291
TVA Base Case | 2030 | 5 | 59 | WCF-08_Coal | 3.4347
TVA Base Case | 2030 | 6 | 59 | WCF-08_Coal | 3.4403
TVA Base Case | 2030 | 7 | 59 | WCF-08_Coal | 3.4459
TVA Base Case | 2030 | 8 | 59 | WCF-08_Coal | 3.4563
TVA Base Case | 2030 | 9 | 59 | WCF-08_Coal | 3.4667
TVA Base Case | 2030 | 10 | 59 | WCF-08_Coal | 3.4771
TVA Base Case | 2030 | 11 | 59 | WCF-08_Coal | 3.4874
TVA Base Case | 2030 | 12 | 59 | WCF-08_Coal | 3.4978
TVA Base Case | 2031 | 1 | 59 | WCF-08_Coal | 3.5118
TVA Base Case | 2031 | 2 | 59 | WCF-08_Coal | 3.5222
TVA Base Case | 2031 | 3 | 59 | WCF-08_Coal | 3.5326
TVA Base Case | 2031 | 4 | 59 | WCF-08_Coal | 3.543
TVA Base Case | 2031 | 5 | 59 | WCF-08_Coal | 3.5534
TVA Base Case | 2031 | 6 | 59 | WCF-08_Coal | 3.5638
TVA Base Case | 2031 | 7 | 59 | WCF-08_Coal | 3.5742
TVA Base Case | 2031 | 8 | 59 | WCF-08_Coal | 3.5741
TVA Base Case | 2031 | 9 | 59 | WCF-08_Coal | 3.5741
TVA Base Case | 2031 | 10 | 59 | WCF-08_Coal | 3.574
TVA Base Case | 2031 | 11 | 59 | WCF-08_Coal | 3.5739
TVA Base Case | 2031 | 12 | 59 | WCF-08_Coal | 3.5739
TVA Base Case | 2032 | 1 | 59 | WCF-08_Coal | 3.5775
TVA Base Case | 2032 | 2 | 59 | WCF-08_Coal | 3.5774
TVA Base Case | 2032 | 3 | 59 | WCF-08_Coal | 3.5774
TVA Base Case | 2032 | 4 | 59 | WCF-08_Coal | 3.5773
TVA Base Case | 2032 | 5 | 59 | WCF-08_Coal | 3.5773
TVA Base Case | 2032 | 6 | 59 | WCF-08_Coal | 3.5773
TVA Base Case | 2032 | 7 | 59 | WCF-08_Coal | 3.5772
TVA Base Case | 2032 | 8 | 59 | WCF-08_Coal | 3.5867
TVA Base Case | 2032 | 9 | 59 | WCF-08_Coal | 3.5962
TVA Base Case | 2032 | 10 | 59 | WCF-08_Coal | 3.6057
TVA Base Case | 2032 | 11 | 59 | WCF-08_Coal | 3.6152
TVA Base Case | 2032 | 12 | 59 | WCF-08_Coal | 3.6247
TVA Base Case | 2033 | 1 | 59 | WCF-08_Coal | 3.638
TVA Base Case | 2033 | 2 | 59 | WCF-08_Coal | 3.6475
TVA Base Case | 2033 | 3 | 59 | WCF-08_Coal | 3.657
TVA Base Case | 2033 | 4 | 59 | WCF-08_Coal | 3.6665
TVA Base Case | 2033 | 5 | 59 | WCF-08_Coal | 3.676
TVA Base Case | 2033 | 6 | 59 | WCF-08_Coal | 3.6856
TVA Base Case | 2033 | 7 | 59 | WCF-08_Coal | 3.6951
TVA Base Case | 2033 | 8 | 59 | WCF-08_Coal | 3.7014
TVA Base Case | 2033 | 9 | 59 | WCF-08_Coal | 3.7076
TVA Base Case | 2033 | 10 | 59 | WCF-08_Coal | 3.7139
TVA Base Case | 2033 | 11 | 59 | WCF-08_Coal | 3.7202
TVA Base Case | 2033 | 12 | 59 | WCF-08_Coal | 3.7265
TVA Base Case | 2034 | 1 | 59 | WCF-08_Coal | 3.7366
TVA Base Case | 2034 | 2 | 59 | WCF-08_Coal | 3.7429
TVA Base Case | 2034 | 3 | 59 | WCF-08_Coal | 3.7492
TVA Base Case | 2034 | 4 | 59 | WCF-08_Coal | 3.7555
TVA Base Case | 2034 | 5 | 59 | WCF-08_Coal | 3.7618
TVA Base Case | 2034 | 6 | 59 | WCF-08_Coal | 3.7682
TVA Base Case | 2034 | 7 | 59 | WCF-08_Coal | 3.7745
TVA Base Case | 2034 | 8 | 59 | WCF-08_Coal | 3.7808
TVA Base Case | 2034 | 9 | 59 | WCF-08_Coal | 3.7871
TVA Base Case | 2034 | 10 | 59 | WCF-08_Coal | 3.7934
TVA Base Case | 2034 | 11 | 59 | WCF-08_Coal | 3.7998
TVA Base Case | 2034 | 12 | 59 | WCF-08_Coal | 3.8061
TVA Base Case | 2035 | 1 | 59 | WCF-08_Coal | 3.8163
TVA Base Case | 2035 | 2 | 59 | WCF-08_Coal | 3.8227
TVA Base Case | 2035 | 3 | 59 | WCF-08_Coal | 3.829
TVA Base Case | 2035 | 4 | 59 | WCF-08_Coal | 3.8354
TVA Base Case | 2035 | 5 | 59 | WCF-08_Coal | 3.8417
TVA Base Case | 2035 | 6 | 59 | WCF-08_Coal | 3.8481
TVA Base Case | 2035 | 7 | 59 | WCF-08_Coal | 3.8544
TVA Base Case | 2035 | 8 | 59 | WCF-08_Coal | 3.8608
TVA Base Case | 2035 | 9 | 59 | WCF-08_Coal | 3.8672
TVA Base Case | 2035 | 10 | 59 | WCF-08_Coal | 3.8736
TVA Base Case | 2035 | 11 | 59 | WCF-08_Coal | 3.8799
TVA Base Case | 2035 | 12 | 59 | WCF-08_Coal | 3.89

## Hydro
|  |  | SERVM | [13 empty] | Actual
|  |  |  | 1 | 745 | 1417 | 2161 | 2881 | 3625 | 4345 | 5089 | 5833 | 6553 | 7297 | 8017 | 8764 |  | 1 | 745 | 1417 | 2161 | 2881 | 3625 | 4345 | 5089 | 5833 | 6553 | 7297 | 8017 | 8764
Month | SERVM | Actual |  | 1 | 2 | 3 | 4 | 5 | 6 | 7 | 8 | 9 | 10 | 11 | 12 |  |  | 1 | 2 | 3 | 4 | 5 | 6 | 7 | 8 | 9 | 10 | 11 | 12
1 | 2095.363 | 2151 | 0.005 | 1376.6056 | 1319.9597 | 808.4297 | 41.7441 | 58.1327 | 428.9448 | 328.778 | 428.9918 | 1397.0836 | 673.215 | 1774.6221 | 2141.2919 |  | 0.005 | 1001.01 | 960.745 | 191.435 | 85.38 | 51.86 | 99.355 | 161.43 | 262.725 | 511.38 | 1064.575 | 1251.56 | 2221.6
1 | 2102.684 | 1649 | 0.01 | 1433.8457 | 1390.7885 | 861.9624 | 60.136 | 70.8306 | 496.3042 | 374.3946 | 444.1475 | 1445.4405 | 715.4413 | 1784.1207 | 2227.292 |  | 0.01 | 1132.9 | 996.65 | 209.29 | 116.28 | 66.44 | 222.85 | 191.86 | 292.15 | 532 | 1088.87 | 1332.57 | 2394.45
1 | 2124.238 | 1642 | 0.015 | 1489.9167 | 1433.7479 | 872.9429 | 81.0312 | 138.2063 | 532.7645 | 465.4593 | 474.8426 | 1500.0864 | 717.63 | 1812.1942 | 2238.1321 |  | 0.015 | 1172.145 | 1029.495 | 220.145 | 136.785 | 85.58 | 274.71 | 206.45 | 319.29 | 574.13 | 1117.305 | 1363.785 | 2438.435
1 | 2187.314 | 1722 | 0.02 | 1528.2987 | 1473.6167 | 908.5921 | 94.8151 | 167.7051 | 581.049 | 491.9494 | 558.2401 | 1523.2261 | 728.1496 | 1821.7828 | 2246.5586 |  | 0.02 | 1214.76 | 1117.84 | 287.12 | 152.38 | 97 | 317.14 | 243.72 | 338.62 | 607.64 | 1147.16 | 1422.38 | 2443
1 | 2345.537 | 1828 | 0.025 | 1565.1995 | 1509.8678 | 977.94 | 162.5607 | 202.2153 | 607.7063 | 502.8668 | 566.0947 | 1588.9982 | 739.0519 | 1839.5466 | 2247.8255 |  | 0.025 | 1230.3 | 1216.375 | 314 | 165.9 | 107.575 | 335.975 | 292.325 | 369.45 | 641.875 | 1189.025 | 1465 | 2477.5
1 | 2615.918 | 2085 | 0.03 | 1591.3397 | 1555.3679 | 1022.5298 | 179.2817 | 231.4448 | 626.8524 | 559.2425 | 584.3076 | 1610.4742 | 836.5034 | 1847.063 | 2249.4131 |  | 0.03 | 1248.87 | 1291.56 | 332.45 | 172.71 | 113.29 | 363.71 | 329.58 | 405.16 | 684.99 | 1214.16 | 1478.13 | 2505.19
1 | 2887.67 | 2257 | 0.035 | 1616.1997 | 1567.9898 | 1036.3923 | 215.1326 | 259.0471 | 667.4503 | 645.0088 | 591.8545 | 1639.1985 | 848.7326 | 1861.3695 | 2258.3833 |  | 0.035 | 1295.03 | 1321.455 | 376.055 | 181.33 | 120.015 | 377.99 | 346.06 | 422.015 | 698.66 | 1232.02 | 1515.165 | 2526.105
1 | 2895.159 | 2458 | 0.04 | 1638.2903 | 1616.9532 | 1052.4372 | 292.3731 | 259.0804 | 732.8394 | 678.0848 | 608.6795 | 1649.8482 | 876.1473 | 1867.5486 | 2273.632 |  | 0.04 | 1314.36 | 1346.6 | 403.92 | 190.76 | 126 | 390.04 | 362.44 | 450.32 | 720.12 | 1242.44 | 1547.04 | 2564.6
1 | 2766.193 | 2727 | 0.045 | 1676.4753 | 1644.8097 | 1061.5719 | 305.3282 | 276.5951 | 748.62 | 691.5978 | 630.8413 | 1664.3282 | 876.9692 | 1894.4938 | 2274.0315 |  | 0.045 | 1358.74 | 1402.655 | 410.305 | 202.065 | 133.435 | 404 | 374.61 | 458.74 | 742.71 | 1247 | 1571.97 | 2579.785
1 | 2558.137 | 2969 | 0.05 | 1722.0923 | 1653.7477 | 1065.0902 | 310.4737 | 285.8635 | 760.9342 | 706.5052 | 650.322 | 1675.2676 | 887.8669 | 1907.015 | 2278.465 |  | 0.05 | 1387.1 | 1452.5 | 453.9 | 206.95 | 142.45 | 410.9 | 385.15 | 469.6 | 750.65 | 1251.15 | 1602.5 | 2591.8
1 | 2388.974 | 2500 | 0.055 | 1737.0851 | 1672.5642 | 1069.5095 | 324.2505 | 290.2109 | 771.7884 | 712.1027 | 664.9219 | 1708.162 | 888.9602 | 1916.7839 | 2278.7374 |  | 0.055 | 1411.785 | 1491.43 | 467.325 | 216 | 147.865 | 423.18 | 395 | 478.73 | 792.63 | 1260.46 | 1624.545 | 2626.03
1 | 2226.757 | 2199 | 0.06 | 1765.4645 | 1690.2311 | 1072.9446 | 369.5365 | 306.4583 | 777.1858 | 736.8094 | 670.6734 | 1750.9359 | 943.2274 | 1934.3012 | 2287.7077 |  | 0.06 | 1427 | 1523.6 | 497.74 | 218.14 | 151.16 | 434.56 | 407.9 | 491.58 | 806.28 | 1275 | 1643.38 | 2647.9
1 | 2106.362 | 1873 | 0.065 | 1794.4371 | 1738.0662 | 1079.3802 | 376.3478 | 353.1064 | 809.2129 | 754.4458 | 679.6627 | 1758.7477 | 962.106 | 1939.9069 | 2305.172 |  | 0.065 | 1452.36 | 1556.3 | 520.475 | 226.94 | 155.295 | 441.47 | 433.295 | 520.295 | 826.88 | 1297.295 | 1682.76 | 2659.36
1 | 2007.309 | 1903 | 0.07 | 1803.0802 | 1765.8494 | 1102.2593 | 381.3815 | 410.4226 | 822.326 | 762.1645 | 698.314 | 1772.0831 | 986.2864 | 1948.7508 | 2305.1947 |  | 0.07 | 1482 | 1579.85 | 546.17 | 239.33 | 159.01 | 453 | 448.05 | 534.1 | 846.65 | 1312.01 | 1718.25 | 2678.04
1 | 1943.461 | 1751 | 0.075 | 1819.7634 | 1784.7349 | 1104.771 | 392.0458 | 410.4226 | 836.3367 | 794.2714 | 717.5223 | 1785.3388 | 987.5248 | 1964.9634 | 2311.2283 |  | 0.075 | 1511.35 | 1612.575 | 590.25 | 243.85 | 161.725 | 480.1 | 463.175 | 550.9 | 875 | 1349.175 | 1744.775 | 2685.725
1 | 1970.93 | 1800 | 0.08 | 1824.3636 | 1801.2779 | 1110.729 | 422.7561 | 411.7978 | 869.3133 | 811.7137 | 742.1908 | 1793.7713 | 999.2448 | 1978.5448 | 2318.522 |  | 0.08 | 1543.32 | 1710.56 | 649.32 | 247.04 | 169.44 | 490.24 | 475.32 | 560.76 | 894.84 | 1370.88 | 1770.68 | 2717.76
1 | 2107.568 | 2208 | 0.085 | 1839.3652 | 1806.1898 | 1118.816 | 428.3972 | 439.2182 | 880.8325 | 839.5558 | 754.2601 | 1802.5732 | 1002.6749 | 2000.3329 | 2318.8886 |  | 0.085 | 1553.31 | 1733.175 | 670.93 | 255.46 | 177.31 | 503.69 | 487.24 | 571.155 | 923.575 | 1375.465 | 1777.23 | 2723.31
1 | 2349.409 | 2838 | 0.09 | 1852.4133 | 1837.9451 | 1128.3427 | 433.3039 | 439.5277 | 896.818 | 851.2471 | 754.7476 | 1805.5035 | 1019.1966 | 2004.1193 | 2327.723 |  | 0.09 | 1578.4 | 1808.73 | 685.48 | 262.71 | 181.87 | 520.26 | 500.48 | 577.87 | 938.55 | 1385.87 | 1791.71 | 2727.87
1 | 2424.047 | 2898 | 0.095 | 1868.8543 | 1867.0544 | 1136.2683 | 441.0233 | 440.8627 | 909.8379 | 862.4521 | 760.7793 | 1813.8029 | 1034.9783 | 2009.9756 | 2330.8079 |  | 0.095 | 1609.36 | 1839.47 | 711.85 | 270.61 | 186.755 | 533.915 | 508 | 589.68 | 950.355 | 1406.585 | 1803.61 | 2746.585
1 | 2383.216 | 2623 | 0.1 | 1890.6904 | 1894.1187 | 1142.7568 | 460.7072 | 441.6782 | 916.2011 | 865.9909 | 769.7343 | 1821.8436 | 1042.2124 | 2023.6027 | 2341.6373 |  | 0.1 | 1626 | 1860.1 | 740.8 | 280 | 192.3 | 555.8 | 514.3 | 606.2 | 972.9 | 1416 | 1808.9 | 2764.5
1 | 2306.517 | 2332 | 0.105 | 1899.6192 | 1930.9674 | 1147.0075 | 473.8739 | 447.9813 | 950.0234 | 875.4434 | 775.5518 | 1837.248 | 1057.8923 | 2029.359 | 2353.702 |  | 0.105 | 1642.03 | 1867.185 | 757.075 | 285.495 | 203 | 576 | 527.06 | 622.09 | 995.495 | 1430.015 | 1828.99 | 2774.03
1 | 2147.134 | 1998 | 0.11 | 1925.2321 | 1956.1629 | 1162.5826 | 492.829 | 472.9663 | 959.4023 | 883.6974 | 781.8671 | 1844.7659 | 1068.8795 | 2040.2718 | 2353.7057 |  | 0.11 | 1647 | 1911.2 | 787.46 | 290.36 | 209.73 | 585.9 | 541.11 | 633.92 | 1036.26 | 1446.11 | 1834.99 | 2786.84
1 | 1865.583 | 1550 | 0.115 | 1937.2995 | 1967.5701 | 1169.4046 | 500.1093 | 479.2811 | 982.4675 | 890.9152 | 791.1947 | 1854.017 | 1072.6764 | 2046.7711 | 2356.4075 |  | 0.115 | 1681.45 | 1956 | 802.01 | 297 | 212.445 | 608.645 | 549.78 | 639.445 | 1059.37 | 1453.335 | 1848.685 | 2791.89
1 | 1518.769 | 1005 | 0.12 | 1948.5761 | 1990.8268 | 1173.4376 | 505.4725 | 481.3679 | 989.5545 | 932.2796 | 796.0402 | 1861.1988 | 1073.8412 | 2047.2999 | 2358.9538 |  | 0.12 | 1715.16 | 1975.64 | 834.6 | 298 | 219.16 | 621.84 | 555.64 | 646.16 | 1064 | 1461.64 | 1865.12 | 2796.16
1 | 1604.136 | 1357 | 0.125 | 1952.5979 | 2010.0269 | 1190.09 | 514.3861 | 501.1433 | 1027.682 | 946.1982 | 796.9934 | 1866.5881 | 1085.7605 | 2054.4163 | 2362.6286 |  | 0.125 | 1723.75 | 1986.625 | 850 | 302.875 | 221 | 636.5 | 562.875 | 656.875 | 1076.625 | 1466 | 1887 | 2804.25
1 | 1543.66 | 1256 | 0.13 | 1958.2648 | 2018.1168 | 1209.9677 | 538.4061 | 506.3905 | 1044.9432 | 963.23 | 798.4491 | 1879.2546 | 1110.1962 | 2059.7665 | 2363.32 |  | 0.13 | 1734.59 | 1998.76 | 896.21 | 309.94 | 226.77 | 653.47 | 578.59 | 661.59 | 1087.64 | 1470 | 1896.82 | 2809.36
1 | 1529.85 | 1361 | 0.135 | 1970.9489 | 2029.8585 | 1216.6584 | 552.2596 | 516.6219 | 1059.6698 | 975.0654 | 812.7413 | 1887.356 | 1113.8498 | 2066.7487 | 2371.2847 |  | 0.135 | 1752.61 | 2023.51 | 920.22 | 317.325 | 234.305 | 670 | 586 | 669.61 | 1128.13 | 1479.915 | 1933.065 | 2815.83
1 | 1565.925 | 1415 | 0.14 | 1983.706 | 2045.1771 | 1232.586 | 562.851 | 516.6242 | 1071.9555 | 986.4294 | 826.9277 | 1898.073 | 1138.1693 | 2071.4625 | 2374.706 |  | 0.14 | 1766.04 | 2049.8 | 932.12 | 326.66 | 243 | 676.96 | 589.06 | 679.02 | 1159.2 | 1498.22 | 1954.98 | 2824.02
1 | 1727.381 | 1427 | 0.145 | 1985.9354 | 2059.0709 | 1249.0897 | 587.2872 | 521.8861 | 1080.7737 | 997.7778 | 840.1468 | 1912.9931 | 1172.435 | 2072.8855 | 2374.706 |  | 0.145 | 1781 | 2087.59 | 966.675 | 337.255 | 245.47 | 686.765 | 612.675 | 682.735 | 1211 | 1521.47 | 1967.765 | 2830.47
1 | 2186.359 | 1876 | 0.15 | 1990.3483 | 2077.0674 | 1257.3348 | 599.3802 | 528.3211 | 1092.8784 | 1004.1656 | 852.7889 | 1935.1 | 1179.516 | 2088.2 | 2377.12 |  | 0.15 | 1799.45 | 2100 | 986.9 | 344.7 | 249.8 | 693.7 | 618.8 | 688.8 | 1234 | 1536.45 | 1985.6 | 2834.9
1 | 2618.98 | 2418 | 0.155 | 1996.7166 | 2085.1965 | 1282.3328 | 607.4958 | 529.1435 | 1105.2351 | 1007.9357 | 863.8719 | 1940.164 | 1181.77 | 2103.4103 | 2381.1109 |  | 0.155 | 1817.145 | 2134.01 | 998 | 350.445 | 252.33 | 710.78 | 631.33 | 693.99 | 1266.895 | 1548.99 | 2004.56 | 2845.495
1 | 2532.428 | 2699 | 0.16 | 2001.3158 | 2093.8033 | 1306.746 | 618.506 | 532.0792 | 1119.6337 | 1011.1271 | 870.4431 | 1949.2854 | 1183.292 | 2113.1475 | 2382.5596 |  | 0.16 | 1831.76 | 2152.08 | 1021.52 | 357 | 257.88 | 723 | 641 | 707.92 | 1288.24 | 1559.88 | 2035.4 | 2850
1 | 2433.939 | 3107 | 0.165 | 2014.5002 | 2102.3449 | 1319.2927 | 646.4886 | 535.6745 | 1128.5723 | 1019.5928 | 887.9774 | 1959.8689 | 1185.9387 | 2121.0656 | 2383.7703 |  | 0.165 | 1845.57 | 2158.145 | 1036.355 | 360 | 261.595 | 734.89 | 647.38 | 717.595 | 1329.175 | 1588.52 | 2049 | 2852
1 | 2389.69 | 3213 | 0.17 | 2030.5415 | 2107.6405 | 1326.1967 | 665.458 | 536.0063 | 1136.4286 | 1024.2849 | 911.101 | 1970.6522 | 1192.917 | 2129.3888 | 2386.7384 |  | 0.17 | 1868.31 | 2172 | 1070.24 | 364.46 | 267.55 | 747 | 663.31 | 732.86 | 1357.76 | 1605.62 | 2084.46 | 2858
1 | 2396.309 | 3268 | 0.175 | 2041.825 | 2117.3558 | 1334.7972 | 669.7881 | 539.5694 | 1148.5836 | 1032.4052 | 918.7211 | 1979.0169 | 1193.4336 | 2135.7972 | 2389.6432 |  | 0.175 | 1871.05 | 2177.275 | 1075.175 | 374.95 | 273.075 | 752 | 673.075 | 742.125 | 1374.95 | 1611.125 | 2104.125 | 2868
1 | 2393.099 | 3259 | 0.18 | 2051.6093 | 2129.2382 | 1341.9634 | 673.8236 | 544.7956 | 1158.4007 | 1042.6313 | 934.6706 | 1984.1967 | 1198.7492 | 2137.2223 | 2390.8241 |  | 0.18 | 1876.74 | 2204.04 | 1086 | 381.42 | 277.74 | 762 | 682.48 | 753.96 | 1444.04 | 1625.74 | 2125 | 2871.74
1 | 2318.383 | 2976 | 0.185 | 2057.7629 | 2133.2348 | 1352.6115 | 695.9789 | 549.6818 | 1165.1624 | 1048.7134 | 947.4141 | 1994.94 | 1201.8759 | 2151.5736 | 2395.2589 |  | 0.185 | 1905.275 | 2219.375 | 1107.095 | 386.015 | 283.365 | 768.105 | 689.455 | 759 | 1465.03 | 1636.91 | 2144.18 | 2880.455
1 | 2238.593 | 2799 | 0.19 | 2064.1713 | 2146.6264 | 1362.5835 | 704.8596 | 565.6077 | 1173.0138 | 1059.5064 | 959.4668 | 1999.2763 | 1206.9334 | 2153.2782 | 2402.6093 |  | 0.19 | 1921.68 | 2256.94 | 1128.85 | 390 | 288.17 | 784.22 | 711.68 | 763.68 | 1477.22 | 1649.02 | 2175 | 2883.17
1 | 2173.704 | 2729 | 0.195 | 2072.0438 | 2155.3953 | 1392.3602 | 707.6453 | 581.3004 | 1220.9692 | 1070.8455 | 962.9441 | 2008.1703 | 1227.736 | 2167.327 | 2407.8285 |  | 0.195 | 1941.195 | 2275.295 | 1140.31 | 393.82 | 298.54 | 794.205 | 720.655 | 770 | 1485.615 | 1660.885 | 2196.615 | 2888.885
1 | 2212.481 | 2541 | 0.2 | 2084.191 | 2170.1266 | 1410.3548 | 712.3635 | 581.3192 | 1249.7912 | 1077.5108 | 966.4313 | 2040.3514 | 1258.431 | 2170.665 | 2412.394 |  | 0.2 | 1964.6 | 2289.6 | 1154.6 | 404.8 | 303.4 | 802 | 728.6 | 783.6 | 1512.6 | 1679 | 2227.6 | 2891.6
1 | 2387.122 | 2754 | 0.205 | 2091.1491 | 2174.5647 | 1421.4568 | 713.1706 | 585.3481 | 1264.0199 | 1082.3529 | 968.2677 | 2059.272 | 1276.5028 | 2178.8328 | 2420.8163 |  | 0.205 | 1970.945 | 2295 | 1165.63 | 413.79 | 306.315 | 814 | 740.78 | 800.89 | 1534 | 1694 | 2256.345 | 2901.63
1 | 2707.989 | 3305 | 0.21 | 2098.997 | 2180.3687 | 1429.418 | 717.2543 | 588.768 | 1273.6501 | 1090.3468 | 971.4491 | 2068.9095 | 1279.0439 | 2192.5443 | 2431.0288 |  | 0.21 | 1981 | 2306.91 | 1178.15 | 418.99 | 313.03 | 834.96 | 755.03 | 811.03 | 1553.94 | 1702.42 | 2286.92 | 2911.06
1 | 2781.23 | 3243 | 0.215 | 2107.2486 | 2185.8639 | 1468.2844 | 733.6272 | 595.2876 | 1283.969 | 1103.409 | 975.7802 | 2077.4888 | 1284.135 | 2195.2293 | 2431.975 |  | 0.215 | 1996.725 | 2313.53 | 1191.49 | 424.585 | 315.745 | 858.34 | 759.49 | 817 | 1572.755 | 1728.745 | 2295.585 | 2914.745
1 | 2689.917 | 3116 | 0.22 | 2116.5238 | 2192.4552 | 1484.3299 | 743.1669 | 603.523 | 1292.3232 | 1110.1904 | 983.77 | 2082.674 | 1285.0906 | 2203.6396 | 2437.51 |  | 0.22 | 2003.92 | 2324.34 | 1215.92 | 432.9 | 320 | 870.36 | 769.3 | 835.38 | 1623.08 | 1730 | 2312.98 | 2920.92
1 | 2488.417 | 2787 | 0.225 | 2125.69 | 2195.7054 | 1507.95 | 758.7809 | 612.5574 | 1299.3403 | 1120.4242 | 992.1528 | 2100.2775 | 1286.176 | 2205.7822 | 2440.4935 |  | 0.225 | 2015.4 | 2337.8 | 1230.175 | 441.875 | 326.175 | 875.775 | 779.35 | 841 | 1634.425 | 1737.35 | 2336.1 | 2924
1 | 2161.434 | 2172 | 0.23 | 2138.6681 | 2200.1284 | 1517.8864 | 767.3462 | 612.7176 | 1310.121 | 1123.6486 | 993.5174 | 2115.1485 | 1287.4678 | 2211.4555 | 2443.1466 |  | 0.23 | 2037.67 | 2341.66 | 1237.78 | 445 | 328 | 887.22 | 799 | 854.79 | 1657.37 | 1755.89 | 2353.11 | 2927.89
1 | 1702.101 | 1581 | 0.235 | 2146.5328 | 2213.3785 | 1536.9808 | 771.2373 | 615.6327 | 1314.139 | 1129.6497 | 994.6401 | 2140.316 | 1291.3896 | 2213.1384 | 2452.1551 |  | 0.235 | 2049.235 | 2347.74 | 1260.235 | 449 | 333.21 | 895 | 810.445 | 866.21 | 1686.86 | 1771 | 2357.895 | 2939
1 | 1404.84 | 1399 | 0.24 | 2161.2504 | 2221.6932 | 1546.5694 | 785.516 | 622.8009 | 1337.0114 | 1134.2686 | 997.7667 | 2147.8339 | 1292.3552 | 2226.557 | 2453.2713 |  | 0.24 | 2061.64 | 2375.16 | 1277.64 | 452.56 | 339.64 | 906.8 | 833.64 | 875.64 | 1735.36 | 1779.96 | 2376.6 | 2942
1 | 1480.646 | 1480 | 0.245 | 2166.9938 | 2234.8986 | 1557.5553 | 797.4008 | 632.2817 | 1361.163 | 1139.8028 | 999.9373 | 2167.0826 | 1306.953 | 2227.6937 | 2454.787 |  | 0.245 | 2068.14 | 2380 | 1301.035 | 457 | 343 | 911.31 | 854.175 | 892.875 | 1741.31 | 1797.175 | 2393.155 | 2945.105
1 | 1394.192 | 1251 | 0.25 | 2172.5585 | 2247.9298 | 1574.824 | 812.2021 | 654.7128 | 1364.3085 | 1152.6373 | 1005.128 | 2185.2983 | 1307.0512 | 2235.479 | 2454.7903 |  | 0.25 | 2082.5 | 2383.5 | 1325.5 | 463 | 347 | 923.75 | 864 | 922.75 | 1764 | 1820.75 | 2408 | 2952.75
1 | 1343.958 | 1232 | 0.255 | 2175.7169 | 2251.2715 | 1577.748 | 827.7647 | 661.1685 | 1384.5775 | 1165.6522 | 1010.6084 | 2194.2729 | 1318.7077 | 2244.6533 | 2454.9015 |  | 0.255 | 2090.395 | 2386 | 1336.465 | 466 | 350.465 | 932.345 | 877.325 | 938.255 | 1776.69 | 1833.395 | 2450.38 | 2957.465
1 | 1323.048 | 1268 | 0.26 | 2182.0753 | 2255.1378 | 1580.7065 | 837.9459 | 661.169 | 1393.2132 | 1171.8159 | 1017.1627 | 2204.7362 | 1331.2846 | 2249.9332 | 2456.5274 |  | 0.26 | 2105.62 | 2390.38 | 1351.16 | 467 | 353 | 938.88 | 893.54 | 949.54 | 1783.82 | 1839.54 | 2460.7 | 2963
1 | 1433.494 | 1375 | 0.265 | 2186.7976 | 2262.8334 | 1583.7908 | 838.2584 | 662.7991 | 1401.2023 | 1184.6759 | 1021.4746 | 2216.4319 | 1346.141 | 2253.1955 | 2460.9583 |  | 0.265 | 2119.58 | 2397.26 | 1375.475 | 471.14 | 364 | 943 | 902 | 961.16 | 1826.98 | 1856.685 | 2484.14 | 2966.895
1 | 1820.953 | 1431 | 0.27 | 2193.4593 | 2267.9316 | 1597.1611 | 839.8014 | 663.3632 | 1409.4696 | 1185.7158 | 1028.6885 | 2225.4468 | 1346.4271 | 2255.2712 | 2467.2851 |  | 0.27 | 2127.44 | 2400.34 | 1389.54 | 475 | 371 | 952.39 | 922.05 | 971.83 | 1854.47 | 1865 | 2504.78 | 2970.61
1 | 2291.318 | 1553 | 0.275 | 2200.0565 | 2273.6784 | 1614.1649 | 846.4005 | 663.3727 | 1429.1159 | 1189.5792 | 1033.0526 | 2233.083 | 1350.793 | 2264.0084 | 2473.1583 |  | 0.275 | 2139.275 | 2407.05 | 1403 | 476 | 378.325 | 961.9 | 946.325 | 977.325 | 1879.625 | 1875.325 | 2525.625 | 2972
1 | 2340.914 | 1829 | 0.28 | 2203.2532 | 2283.9314 | 1630.1838 | 857.2401 | 666.0939 | 1453.8438 | 1193.5219 | 1037.1956 | 2234.8644 | 1350.8154 | 2268.9748 | 2482.2588 |  | 0.28 | 2151.04 | 2420.64 | 1412 | 481.64 | 380.08 | 971.28 | 954 | 988.04 | 1911.96 | 1890.44 | 2549.32 | 2977.08
1 | 2348.575 | 2287 | 0.285 | 2209.9607 | 2287.8746 | 1637.3626 | 862.6683 | 671.281 | 1478.8339 | 1203.6196 | 1040.4305 | 2248.7021 | 1358.7252 | 2272.6976 | 2488.1844 |  | 0.285 | 2165 | 2425 | 1424.755 | 487.66 | 384.755 | 980.66 | 961.53 | 993.755 | 1924.49 | 1909.02 | 2559 | 2983.755
1 | 2372.807 | 2867 | 0.29 | 2212.8058 | 2290.6998 | 1643.6556 | 873.0988 | 671.9678 | 1493.7078 | 1208.7849 | 1047.0987 | 2273.6526 | 1361.1023 | 2279.8289 | 2490.9573 |  | 0.29 | 2185.23 | 2429.18 | 1438.82 | 493.51 | 387.94 | 997.02 | 974.41 | 1012.41 | 1951.04 | 1921.47 | 2565 | 2989
1 | 2381.924 | 3030 | 0.295 | 2220.0985 | 2298.273 | 1650.7291 | 873.7587 | 672.4542 | 1511.2723 | 1222.3949 | 1054.0039 | 2286.3203 | 1362.3932 | 2287.0452 | 2495.1016 |  | 0.295 | 2203.11 | 2433.835 | 1475 | 499 | 395 | 1011.315 | 981.185 | 1020.37 | 1974.625 | 1924.185 | 2568.525 | 2990.185
1 | 2382.648 | 2924 | 0.3 | 2226.5789 | 2301.8077 | 1658.7949 | 879.8528 | 679.6502 | 1538.5741 | 1234.9493 | 1063.8973 | 2299.7141 | 1362.492 | 2291.2568 | 2498.8775 |  | 0.3 | 2214.8 | 2442.8 | 1482.7 | 499.7 | 399 | 1023.4 | 990.6 | 1027.7 | 2013.9 | 1932.6 | 2575.7 | 3002.9
1 | 2350.447 | 2696 | 0.305 | 2234.9903 | 2311.4965 | 1669.5076 | 880.0842 | 680.1281 | 1544.6707 | 1237.0782 | 1069.6126 | 2302.3968 | 1369.2894 | 2295.697 | 2501.0655 |  | 0.305 | 2221.615 | 2454 | 1493.075 | 504.59 | 400 | 1038.59 | 999.23 | 1052.38 | 2048.95 | 1954.23 | 2585.475 | 3011
1 | 2309.75 | 2561 | 0.31 | 2240.6546 | 2316.0293 | 1679.2554 | 880.4628 | 680.9261 | 1555.9791 | 1237.8976 | 1082.449 | 2307.5113 | 1374.7274 | 2309.9995 | 2505.3675 |  | 0.31 | 2227.65 | 2474 | 1542.99 | 512.78 | 401.33 | 1050.67 | 1028.97 | 1080.66 | 2075.46 | 1973.97 | 2595.67 | 3014.33
1 | 2291.071 | 2575 | 0.315 | 2246.6795 | 2324.1261 | 1694.8982 | 886.3309 | 685.0884 | 1564.7794 | 1239.3674 | 1083.4943 | 2321.0625 | 1380.567 | 2318.3084 | 2509.5169 |  | 0.315 | 2235 | 2485.365 | 1556.09 | 514.485 | 410 | 1068.97 | 1053.09 | 1090.72 | 2105.94 | 1988.405 | 2615.97 | 3017.09
1 | 2309.765 | 2502 | 0.32 | 2250.4127 | 2327.5617 | 1699.3052 | 892.3985 | 689.4982 | 1581.7403 | 1245.105 | 1092.7354 | 2325.2669 | 1380.9226 | 2321.3385 | 2513.0779 |  | 0.32 | 2243.6 | 2489.44 | 1575.04 | 524.08 | 416.76 | 1080 | 1058.52 | 1114.76 | 2132.72 | 2001.04 | 2633.64 | 3021.76
1 | 2393.265 | 2754 | 0.325 | 2260.9393 | 2339.8919 | 1709.3414 | 895.8276 | 689.5051 | 1591.2925 | 1255.082 | 1100.6581 | 2337.1975 | 1385.5864 | 2324.3187 | 2520.4096 |  | 0.325 | 2259.375 | 2495.15 | 1604.125 | 529 | 421.95 | 1089.375 | 1070.95 | 1120.95 | 2154.025 | 2013.325 | 2654.425 | 3024
1 | 2632.366 | 3540 | 0.33 | 2265.8063 | 2341.6797 | 1714.1281 | 906.6449 | 689.9648 | 1594.4921 | 1266.2395 | 1117.2567 | 2358.7948 | 1389.282 | 2326.6684 | 2521.2893 |  | 0.33 | 2269.19 | 2500.29 | 1624.71 | 531 | 424.19 | 1112.35 | 1083.76 | 1129.38 | 2183 | 2033.52 | 2667.27 | 3029.19
1 | 2699.438 | 3522 | 0.335 | 2275.4782 | 2343.3525 | 1716.8026 | 910.9852 | 693.9632 | 1601.1855 | 1279.5617 | 1130.8418 | 2362.5664 | 1389.6868 | 2333.3769 | 2525.3434 |  | 0.335 | 2273 | 2506 | 1645.525 | 533.865 | 429.62 | 1121.595 | 1101.81 | 1135.905 | 2199.865 | 2054.62 | 2678.055 | 3035.81
1 | 2603.549 | 3311 | 0.34 | 2281.8258 | 2345.2305 | 1721.0251 | 912.6843 | 696.8578 | 1617.1171 | 1280.5727 | 1134.708 | 2376.9517 | 1397.4154 | 2337.3622 | 2525.761 |  | 0.34 | 2284.1 | 2509.14 | 1688.62 | 540 | 431 | 1142.38 | 1109.62 | 1160.62 | 2224.84 | 2076.2 | 2689.68 | 3040.1
1 | 2436.654 | 3062 | 0.345 | 2288.5599 | 2347.8475 | 1723.2769 | 915.7446 | 703.3016 | 1636.3127 | 1284.8878 | 1135.8618 | 2381.2925 | 1407.4811 | 2344.2531 | 2526.8315 |  | 0.345 | 2301.005 | 2515.99 | 1698 | 544.11 | 435 | 1147.495 | 1123.675 | 1170 | 2240 | 2104.335 | 2712.11 | 3044.335
1 | 2168.314 | 2533 | 0.35 | 2291.0833 | 2349.2305 | 1724.5027 | 923.768 | 709.5606 | 1645.6869 | 1293.4153 | 1145.6262 | 2392.5708 | 1419.067 | 2351.7794 | 2528.6927 |  | 0.35 | 2315.05 | 2520.85 | 1721 | 550 | 440 | 1160.3 | 1143.25 | 1179.25 | 2245.65 | 2119.05 | 2719.95 | 3047
1 | 1899.459 | 2005 | 0.355 | 2295.7409 | 2356.6782 | 1731.8278 | 929.5344 | 724.2195 | 1654.3498 | 1302.4841 | 1155.9305 | 2408.747 | 1419.0718 | 2355.0233 | 2530.8689 |  | 0.355 | 2328.295 | 2530.205 | 1740.765 | 553.245 | 445.765 | 1170.49 | 1154 | 1190.765 | 2283.245 | 2131.355 | 2726.245 | 3047.765
1 | 1644.641 | 1561 | 0.36 | 2304.2909 | 2364.1153 | 1736.1045 | 939.3349 | 738.2119 | 1678.4974 | 1307.396 | 1158.6033 | 2415.7524 | 1423.0258 | 2360.0078 | 2533.1128 |  | 0.36 | 2334.48 | 2533 | 1757.44 | 555 | 452.48 | 1178.52 | 1166.36 | 1206.28 | 2291.84 | 2149.28 | 2731.84 | 3052
1 | 1486.008 | 1385 | 0.365 | 2307.9911 | 2366.0413 | 1744.6195 | 943.0306 | 752.8065 | 1712.4732 | 1307.9978 | 1162.4895 | 2423.3228 | 1442.004 | 2367.5048 | 2537.5426 |  | 0.365 | 2341.195 | 2543.745 | 1770.95 | 571.48 | 461.39 | 1189.435 | 1187.195 | 1225.39 | 2318.87 | 2161.56 | 2736.61 | 3054.195
1 | 1389.619 | 1235 | 0.37 | 2314.2483 | 2370.7699 | 1752.2484 | 945.947 | 758.6725 | 1731.7577 | 1310.235 | 1168.9185 | 2431.9291 | 1442.0204 | 2369.2733 | 2542.2742 |  | 0.37 | 2347.82 | 2552.27 | 1788.46 | 576.03 | 469.82 | 1204.09 | 1192.82 | 1248.37 | 2337.06 | 2187.91 | 2752.36 | 3058.82
1 | 1333.789 | 1217 | 0.375 | 2318.943 | 2373.7873 | 1763.0191 | 949.2878 | 765.2832 | 1739.1724 | 1320.6328 | 1173.7856 | 2439.391 | 1443.2309 | 2370.7362 | 2545.6 |  | 0.375 | 2356.25 | 2557.875 | 1804.375 | 581.875 | 473 | 1228 | 1207.5 | 1270.125 | 2355.875 | 2193.5 | 2769.625 | 3061.25
1 | 1312.924 | 1221 | 0.38 | 2329.7568 | 2376.6674 | 1773.2108 | 954.6127 | 767.3928 | 1749.097 | 1321.2916 | 1185.5692 | 2444.0497 | 1444.5473 | 2372.4836 | 2554.9719 |  | 0.38 | 2373.68 | 2563.94 | 1826.06 | 586.66 | 475.7 | 1241.88 | 1221.74 | 1274 | 2371.44 | 2208.68 | 2779 | 3064
1 | 1434.312 | 1166 | 0.385 | 2338.9385 | 2380.6476 | 1778.7942 | 961.5011 | 767.396 | 1767.6979 | 1322.2303 | 1186.2909 | 2450.2123 | 1444.8226 | 2376.8308 | 2557.4698 |  | 0.385 | 2380.055 | 2570.67 | 1848.165 | 599.815 | 480 | 1253.89 | 1242.055 | 1287.44 | 2403.375 | 2212.99 | 2789.26 | 3066.11
1 | 1741.279 | 1318 | 0.39 | 2345.8435 | 2391.5681 | 1783.7481 | 967.1771 | 768.2696 | 1779.7272 | 1331.8539 | 1187.3143 | 2459.7886 | 1451.492 | 2383.7979 | 2560.2341 |  | 0.39 | 2383 | 2575.38 | 1860.54 | 603.82 | 486.08 | 1263.41 | 1252.77 | 1297.77 | 2430.46 | 2236.08 | 2803.82 | 3070
1 | 2115.062 | 1513 | 0.395 | 2349.5948 | 2396.9853 | 1786.7249 | 971.1191 | 773.7984 | 1785.045 | 1340.9623 | 1189.043 | 2460.7171 | 1458.9529 | 2388.2469 | 2561.1635 |  | 0.395 | 2389 | 2585.045 | 1890.485 | 612.005 | 494.455 | 1291.01 | 1266.97 | 1318.395 | 2447.06 | 2243.455 | 2809 | 3075.485
1 | 2196.029 | 1715 | 0.4 | 2351.703 | 2402.5196 | 1789.3314 | 974.0795 | 783.9234 | 1789.3424 | 1344.1284 | 1197.0362 | 2472.7898 | 1467.236 | 2390.6884 | 2565.4674 |  | 0.4 | 2398 | 2588.4 | 1906 | 616.2 | 501 | 1305.6 | 1276.2 | 1335 | 2486.8 | 2259.8 | 2816.6 | 3076.2
1 | 2288.523 | 1716 | 0.405 | 2355.5625 | 2406.1061 | 1794.7861 | 974.098 | 799.3288 | 1800.1482 | 1347.8458 | 1207.0265 | 2481.0834 | 1474.0506 | 2394.1903 | 2566.3543 |  | 0.405 | 2408.575 | 2592 | 1916.83 | 622.195 | 506.915 | 1310.78 | 1288.49 | 1355.66 | 2513.585 | 2276.66 | 2830.195 | 3078.915
1 | 2419.052 | 1781 | 0.41 | 2363.1874 | 2412.0763 | 1806.317 | 974.5068 | 800.5317 | 1818.6124 | 1360.9705 | 1217.581 | 2485.2501 | 1484.8399 | 2397.8938 | 2570.19 |  | 0.41 | 2414.63 | 2599.22 | 1922.89 | 629.95 | 513.26 | 1320.74 | 1297.26 | 1367.52 | 2528.37 | 2298.63 | 2841.58 | 3081.63
1 | 2452.755 | 1840 | 0.415 | 2367.4824 | 2418.1476 | 1813.642 | 977.4954 | 800.5385 | 1827.1383 | 1362.5792 | 1235.5442 | 2499.5732 | 1498.3522 | 2400.291 | 2570.5144 |  | 0.415 | 2418 | 2607.395 | 1959.69 | 635.155 | 518.69 | 1328.31 | 1317.345 | 1386.69 | 2544.54 | 2306.415 | 2847.385 | 3084.035
1 | 2450.634 | 1932 | 0.42 | 2372.1142 | 2428.598 | 1817.0844 | 981.4874 | 802.6507 | 1839.6342 | 1366.0588 | 1255.0658 | 2503.1118 | 1507.303 | 2405.9082 | 2574.2633 |  | 0.42 | 2422.18 | 2613 | 1990.18 | 639.96 | 525 | 1336 | 1326.24 | 1395 | 2553.94 | 2315.06 | 2850.96 | 3088.12
1 | 2419.589 | 1973 | 0.425 | 2375.3131 | 2439.5831 | 1821.6441 | 986.3531 | 816.7265 | 1863.323 | 1377.2109 | 1268.2392 | 2509.7126 | 1518.024 | 2407.8171 | 2575.3851 |  | 0.425 | 2429.55 | 2614 | 2014.775 | 651.15 | 527.775 | 1342 | 1337.1 | 1402.775 | 2564.15 | 2324.325 | 2854 | 3095.775
1 | 2372.07 | 1916 | 0.43 | 2380.3956 | 2446.3772 | 1831.6739 | 993.7343 | 816.7265 | 1877.9263 | 1390.7019 | 1280.7424 | 2516.0355 | 1530.9766 | 2410.2517 | 2578.3168 |  | 0.43 | 2438 | 2615.53 | 2045.88 | 655.68 | 535 | 1355.68 | 1346.98 | 1428.98 | 2575.34 | 2334.94 | 2858.34 | 3102.96
1 | 2331.853 | 2089 | 0.435 | 2383.3868 | 2455.4758 | 1839.8642 | 997.2198 | 816.8837 | 1896.8776 | 1397.5782 | 1309.6967 | 2523.6539 | 1539.0705 | 2414.2075 | 2583.0258 |  | 0.435 | 2442 | 2619.77 | 2072 | 664.765 | 538.205 | 1372.355 | 1358.205 | 1444.435 | 2583.765 | 2340.41 | 2865.53 | 3107
1 | 2328.581 | 2093 | 0.44 | 2388.4775 | 2460.1621 | 1852.0188 | 1004.8908 | 820.3511 | 1905.1167 | 1402.7084 | 1323.2827 | 2534.3936 | 1555.0972 | 2414.5594 | 2588.2673 |  | 0.44 | 2448.92 | 2626 | 2087 | 677 | 548 | 1382.8 | 1369 | 1454.84 | 2588.36 | 2350.84 | 2868.44 | 3113.76
1 | 2391.984 | 2373 | 0.445 | 2391.5316 | 2464.3058 | 1856.2889 | 1008.2004 | 820.3522 | 1913.7 | 1415.7866 | 1330.169 | 2539.5787 | 1560.4066 | 2418.3004 | 2588.6997 |  | 0.445 | 2456.905 | 2633.595 | 2114.905 | 682.955 | 560.54 | 1397.685 | 1382.635 | 1462.27 | 2597.64 | 2362.27 | 2872.955 | 3121.27
1 | 2626.617 | 3201 | 0.45 | 2393.1571 | 2467.7454 | 1859.8322 | 1021.368 | 820.5293 | 1915.9041 | 1427.8283 | 1330.4876 | 2551.4827 | 1577.325 | 2420.4614 | 2590.4011 |  | 0.45 | 2465 | 2637.9 | 2137.35 | 686 | 567.55 | 1414.05 | 1394.05 | 1474.15 | 2609.75 | 2375.8 | 2880 | 3127.35
1 | 2689.314 | 3404 | 0.455 | 2399.3502 | 2470.2681 | 1868.7531 | 1025.4132 | 825.0372 | 1924.981 | 1437.0634 | 1334.2871 | 2559.9586 | 1588.2293 | 2422.4606 | 2596.9017 |  | 0.455 | 2468.585 | 2640.61 | 2149.065 | 689 | 577 | 1427.29 | 1410.13 | 1497.065 | 2618.145 | 2390.065 | 2885.145 | 3135.065
1 | 2583.161 | 3255 | 0.46 | 2405.6741 | 2472.8327 | 1877.2672 | 1030.3911 | 828.0326 | 1936.8938 | 1451.3811 | 1344.6056 | 2565.7309 | 1595.6383 | 2425.0695 | 2599.3485 |  | 0.46 | 2481.78 | 2643 | 2163.8 | 695.7 | 595.24 | 1459.48 | 1418.12 | 1514.9 | 2621.74 | 2392.78 | 2890.74 | 3138
1 | 2399.019 | 3233 | 0.465 | 2408.3118 | 2481.8155 | 1883.5631 | 1034.1124 | 828.0378 | 1949.1018 | 1468.031 | 1361.7151 | 2571.1012 | 1600.1821 | 2430.6251 | 2600.4319 |  | 0.465 | 2490.495 | 2645.015 | 2180.99 | 708 | 606.485 | 1473 | 1433.495 | 1533.99 | 2632.68 | 2401.98 | 2894.67 | 3141.99
1 | 2141.079 | 3210 | 0.47 | 2415.081 | 2491.0308 | 1890.6142 | 1043.8729 | 828.9578 | 1967.7401 | 1486.8104 | 1368.692 | 2575.7465 | 1613.0691 | 2437.4253 | 2605.2452 |  | 0.47 | 2500 | 2646.37 | 2185.21 | 712.79 | 617.21 | 1479.72 | 1449.15 | 1555 | 2647 | 2417.42 | 2899.93 | 3147.42
1 | 1913.443 | 2753 | 0.475 | 2416.0544 | 2498.4432 | 1898.0332 | 1045.9415 | 832.2466 | 1983.9282 | 1491.8247 | 1368.9281 | 2583.698 | 1617.8661 | 2441.7085 | 2606.5636 |  | 0.475 | 2502.925 | 2648 | 2198.175 | 718.525 | 625.55 | 1492.775 | 1494.55 | 1567.85 | 2659.625 | 2424.775 | 2908 | 3153.85
1 | 1646.553 | 2136 | 0.48 | 2419.0394 | 2506.1045 | 1904.7411 | 1049.1823 | 832.2469 | 1994.6917 | 1507.35 | 1373.0632 | 2588.5608 | 1631.6186 | 2444.0128 | 2611.6695 |  | 0.48 | 2509.2 | 2655.32 | 2219.84 | 721 | 629.92 | 1508.24 | 1508.28 | 1587.2 | 2674.6 | 2439.28 | 2914.24 | 3159.28
1 | 1802.41 | 1647 | 0.485 | 2421.9322 | 2508.6771 | 1908.2812 | 1057.6791 | 832.8061 | 2015.6813 | 1517.8147 | 1376.644 | 2599.8554 | 1643.1419 | 2446.7798 | 2614.8297 |  | 0.485 | 2514.355 | 2665.305 | 2235 | 725.715 | 641.42 | 1519.715 | 1531.97 | 1621.42 | 2690.715 | 2451.55 | 2925.43 | 3164.355
1 | 1817.239 | 1542 | 0.49 | 2428.6608 | 2515.9177 | 1912.7038 | 1063.7655 | 840.1107 | 2021.593 | 1524.3107 | 1376.8678 | 2604.0712 | 1655.2193 | 2450.2496 | 2617.5451 |  | 0.49 | 2528.14 | 2669.58 | 2244.21 | 732.31 | 649.21 | 1528.62 | 1555.19 | 1640.35 | 2704.65 | 2475 | 2929 | 3167
1 | 1822.96 | 1639 | 0.495 | 2433.4142 | 2516.8591 | 1923.6925 | 1072.0827 | 840.5089 | 2026.6934 | 1540.1531 | 1381.4339 | 2607.7394 | 1678.4175 | 2457.5998 | 2623.403 |  | 0.495 | 2531 | 2671 | 2258.925 | 739.905 | 652.785 | 1543.715 | 1580.355 | 1651.14 | 2734.525 | 2476 | 2935.905 | 3169.57
1 | 1829.049 | 1668 | 0.5 | 2439.8995 | 2521.528 | 1927.568 | 1078.0315 | 840.5126 | 2032.97 | 1560.5945 | 1389.803 | 2612.6925 | 1685.8655 | 2459.6615 | 2628.906 |  | 0.5 | 2534 | 2673 | 2276 | 748.5 | 664.5 | 1551 | 1599.5 | 1677 | 2738.5 | 2495 | 2939.5 | 3173
1 | 1892.873 | 1754 | 0.505 | 2450.1533 | 2524.0347 | 1931.2175 | 1084.5806 | 840.9414 | 2037.3163 | 1571.4892 | 1400.7248 | 2617.5851 | 1692.869 | 2461.605 | 2631.3843 |  | 0.505 | 2542.43 | 2677 | 2282.645 | 759.19 | 678.215 | 1559.095 | 1619 | 1694.58 | 2744.38 | 2506.215 | 2948.19 | 3177.215
1 | 2029.064 | 1901 | 0.51 | 2451.6769 | 2531.2101 | 1933.7644 | 1087.3723 | 845.316 | 2052.5975 | 1585.5737 | 1415.2427 | 2625.2481 | 1703.6825 | 2467.3115 | 2637.0252 |  | 0.51 | 2547.93 | 2684 | 2294.58 | 765.76 | 685.93 | 1586.14 | 1644.88 | 1707.72 | 2752.07 | 2522 | 2952 | 3179
1 | 2242.454 | 2059 | 0.515 | 2452.3922 | 2534.7967 | 1950.088 | 1097.1461 | 851.3199 | 2060.9039 | 1619.1901 | 1421.4362 | 2634.4563 | 1713.7128 | 2469.6525 | 2638.7762 |  | 0.515 | 2550.645 | 2685.565 | 2301.645 | 781 | 690.645 | 1608 | 1678.61 | 1722.805 | 2758.855 | 2530.87 | 2958 | 3179.645
1 | 2415.678 | 2052 | 0.52 | 2456.0156 | 2541.5294 | 1960.597 | 1100.8568 | 855.5392 | 2065.962 | 1640.4145 | 1439.932 | 2647.0554 | 1724.782 | 2473.7383 | 2655.2485 |  | 0.52 | 2559 | 2690.92 | 2310.76 | 789.16 | 703.08 | 1617.28 | 1699.8 | 1738.72 | 2763 | 2536.72 | 2961.76 | 3185.08
1 | 2428.609 | 2270 | 0.525 | 2460.8155 | 2546.3614 | 1974.6708 | 1109.7775 | 855.5452 | 2072.2197 | 1650.3907 | 1439.9381 | 2649.7395 | 1735.6037 | 2476.5238 | 2660.3568 |  | 0.525 | 2562 | 2696.275 | 2334.3 | 795.9 | 716.075 | 1629.475 | 1712.9 | 1755.45 | 2772 | 2542.075 | 2963 | 3189.15
1 | 2429.703 | 2465 | 0.53 | 2466.3438 | 2549.9494 | 1978.7691 | 1113.6916 | 855.8103 | 2078.2249 | 1675.4495 | 1440.9557 | 2663.4874 | 1759.0503 | 2480.5985 | 2667.097 |  | 0.53 | 2566.79 | 2700 | 2351.95 | 801 | 727.79 | 1646.21 | 1726.79 | 1788.74 | 2792.28 | 2547.95 | 2965.14 | 3193.79
1 | 2446.525 | 2827 | 0.535 | 2473.9844 | 2551.7991 | 1983.4365 | 1122.8993 | 858.1248 | 2084.7089 | 1695.9101 | 1447.2783 | 2670.4423 | 1778.5461 | 2487.3064 | 2674.777 |  | 0.535 | 2572 | 2701 | 2364.525 | 805.665 | 737.01 | 1662.66 | 1742.515 | 1798.01 | 2805.325 | 2564.05 | 2969.995 | 3197
1 | 2484.021 | 2894 | 0.54 | 2489.4442 | 2558.6179 | 1987.3736 | 1127.3198 | 858.1275 | 2089.9982 | 1710.0874 | 1467.161 | 2681.7984 | 1789.5866 | 2492.7981 | 2691.0025 |  | 0.54 | 2575.66 | 2704.68 | 2371.22 | 812.26 | 747.22 | 1678.04 | 1760.1 | 1822.22 | 2810.26 | 2582 | 2973.26 | 3200.22
1 | 2560.875 | 2797 | 0.545 | 2497.523 | 2561.5412 | 1991.2211 | 1132.7986 | 858.349 | 2104.9853 | 1725.3765 | 1482.2234 | 2690.0724 | 1813.7616 | 2496.8792 | 2693.8709 |  | 0.545 | 2582.935 | 2708.695 | 2381.61 | 814.855 | 752.805 | 1684.71 | 1770.87 | 1825 | 2816.855 | 2595.285 | 2981.275 | 3202.935
1 | 2613.548 | 2813 | 0.55 | 2501.9006 | 2568.3173 | 1995.6789 | 1137.5274 | 858.3539 | 2124.9026 | 1732.165 | 1491.201 | 2698.9079 | 1821.4617 | 2499.9743 | 2699.8759 |  | 0.55 | 2595 | 2715.1 | 2399.65 | 820.9 | 758.65 | 1697.6 | 1803 | 1836.95 | 2827.45 | 2609.7 | 2988.35 | 3206.65
1 | 2642.434 | 2820 | 0.555 | 2507.6199 | 2575.9958 | 2000.9089 | 1142.4038 | 858.3951 | 2126.6808 | 1750.8241 | 1499.6446 | 2708.6043 | 1832.7859 | 2506.6841 | 2700.3925 |  | 0.555 | 2603.365 | 2724 | 2416.825 | 824.045 | 764.285 | 1717.09 | 1814.73 | 1865.46 | 2832.18 | 2628.46 | 2998.27 | 3208.73
1 | 2749.386 | 3064 | 0.56 | 2519.813 | 2580.642 | 2005.9403 | 1145.6937 | 858.8918 | 2132.383 | 1760.6897 | 1523.8582 | 2718.9282 | 1860.5473 | 2510.0671 | 2701.634 |  | 0.56 | 2611.16 | 2724.76 | 2422.32 | 830.64 | 772.16 | 1724.64 | 1827 | 1874.08 | 2842.12 | 2636.08 | 3007.64 | 3217.08
1 | 2928.234 | 3167 | 0.565 | 2527.1928 | 2581.9658 | 2008.166 | 1149.6378 | 859.1385 | 2137.5122 | 1782.9801 | 1539.7271 | 2730.6814 | 1888.9532 | 2517.3367 | 2702.3436 |  | 0.565 | 2619.59 | 2729 | 2436.18 | 836 | 785 | 1748 | 1847 | 1885.565 | 2847.235 | 2650.795 | 3015.94 | 3225
1 | 3122.135 | 3059 | 0.57 | 2531.6053 | 2589.3494 | 2017.2285 | 1151.9304 | 859.1554 | 2152.5724 | 1793.6043 | 1551.6899 | 2734.5792 | 1920.817 | 2523.6484 | 2703.2676 |  | 0.57 | 2622.51 | 2733 | 2454.12 | 846.64 | 789.51 | 1765.15 | 1859.14 | 1906.08 | 2853.49 | 2665.51 | 3020.83 | 3230.04
1 | 3178.8 | 3159 | 0.575 | 2535.4509 | 2590.7131 | 2023.5201 | 1158.5408 | 859.6712 | 2161.6802 | 1811.6776 | 1575.9418 | 2743.8822 | 1937.6729 | 2528.5277 | 2706.3427 |  | 0.575 | 2628.225 | 2736 | 2468.675 | 859.425 | 793 | 1786 | 1887.8 | 1918.225 | 2869.125 | 2672.45 | 3026.125 | 3236.45
1 | 3144.095 | 3191 | 0.58 | 2543.3128 | 2595.0885 | 2028.7317 | 1159.8044 | 862.7299 | 2167.1673 | 1830.6218 | 1592.3178 | 2753.0166 | 1958.0484 | 2530.9692 | 2711.4124 |  | 0.58 | 2633.94 | 2741 | 2489.4 | 870.04 | 804.4 | 1790.02 | 1897 | 1934.88 | 2873.26 | 2680.88 | 3030.04 | 3242.76
1 | 3020.73 | 3321 | 0.585 | 2546.3935 | 2601.8484 | 2030.3001 | 1167.2767 | 865.7114 | 2174.4644 | 1842.7837 | 1603.6329 | 2759.2755 | 1971.5714 | 2534.6447 | 2714.7395 |  | 0.585 | 2636.655 | 2741.535 | 2495.965 | 878.845 | 825.585 | 1806.38 | 1921.825 | 1945.275 | 2889.23 | 2687.31 | 3040.075 | 3246
1 | 2865.569 | 3380 | 0.59 | 2552.4154 | 2607.7313 | 2031.3885 | 1171.9989 | 875.7929 | 2177.4074 | 1851.7912 | 1631.0922 | 2768.1869 | 1979.6635 | 2535.834 | 2719.5516 |  | 0.59 | 2646 | 2743.89 | 2504.48 | 891.31 | 838.85 | 1826 | 1944.18 | 1967.37 | 2896 | 2718.48 | 3045.63 | 3253.37
1 | 2676.263 | 3447 | 0.595 | 2557.6896 | 2610.5569 | 2040.137 | 1176.8563 | 877.4591 | 2182.1965 | 1863.656 | 1656.4061 | 2772.9195 | 1987.0923 | 2539.3586 | 2721.9736 |  | 0.595 | 2649.595 | 2745.245 | 2510.085 | 905.61 | 848.34 | 1831.22 | 1962.595 | 1990.17 | 2905.415 | 2722.425 | 3051 | 3257.085
1 | 2505.472 | 3463 | 0.6 | 2562.5494 | 2614.2982 | 2049.4806 | 1180.1736 | 883.2197 | 2184.078 | 1879.0564 | 1670.286 | 2776.2002 | 2020.353 | 2543.7616 | 2731.0132 |  | 0.6 | 2665.6 | 2747.6 | 2524 | 914.8 | 862.2 | 1840.6 | 1992.6 | 2004.4 | 2939 | 2728.6 | 3055.4 | 3259.8
1 | 2064.098 | 2666 | 0.605 | 2573.6096 | 2623.6638 | 2054.3615 | 1184.5083 | 889.5569 | 2201.8396 | 1885.7281 | 1687.7813 | 2783.7064 | 2049.0513 | 2546.1053 | 2736.8491 |  | 0.605 | 2675.515 | 2754.955 | 2535.09 | 925.99 | 873.515 | 1852.96 | 2029.21 | 2021.06 | 2942.995 | 2736.545 | 3058.995 | 3263.515
1 | 1984.471 | 2431 | 0.61 | 2579.1595 | 2626.4936 | 2061.0833 | 1187.4745 | 896.4413 | 2206.4792 | 1898.0457 | 1704.0736 | 2797.9619 | 2062.1528 | 2548.5414 | 2740.3573 |  | 0.61 | 2684 | 2761 | 2545.23 | 940.18 | 882.69 | 1864 | 2057.61 | 2032.23 | 2954 | 2743 | 3061 | 3265
1 | 1952.708 | 2438 | 0.615 | 2580.5635 | 2628.346 | 2071.5638 | 1189.2518 | 902.1206 | 2210.4062 | 1913.2314 | 1724.3143 | 2806.0959 | 2070.1091 | 2551.3991 | 2751.44 |  | 0.615 | 2685 | 2765.995 | 2560.945 | 951.74 | 896.56 | 1882.035 | 2082.78 | 2041.67 | 2960.185 | 2752.945 | 3065.74 | 3265.945
1 | 1983.704 | 2578 | 0.62 | 2586.4958 | 2634.1236 | 2092.9581 | 1193.909 | 908.8738 | 2220.6354 | 1928.2404 | 1744.6952 | 2815.9365 | 2078.8521 | 2557.175 | 2756.7604 |  | 0.62 | 2694.3 | 2772 | 2572.9 | 960.12 | 904.66 | 1903.56 | 2116.32 | 2060.32 | 2968.68 | 2759.3 | 3078.24 | 3268
1 | 2104.299 | 2817 | 0.625 | 2591.4513 | 2636.2581 | 2105.7733 | 1196.9574 | 916.3598 | 2228.2503 | 1938.6583 | 1757.4646 | 2820.2354 | 2087.6696 | 2561.729 | 2762.1646 |  | 0.625 | 2702.125 | 2772 | 2590.75 | 975.375 | 921.75 | 1917.5 | 2123.875 | 2068.375 | 2980.125 | 2765.375 | 3086.5 | 3273
1 | 2360.719 | 3034 | 0.63 | 2598.6232 | 2642.0196 | 2117.9829 | 1201.818 | 920.4032 | 2237.1265 | 1970.7108 | 1773.5091 | 2824.2387 | 2092.7042 | 2565.374 | 2766.5502 |  | 0.63 | 2711.09 | 2776.73 | 2597.99 | 979.91 | 929.18 | 1927.97 | 2134.71 | 2080.18 | 2987.85 | 2772.54 | 3091 | 3277.18
1 | 2660.834 | 2877 | 0.635 | 2611.049 | 2647.8982 | 2124.9902 | 1205.0505 | 938.6014 | 2241.3018 | 1980.9824 | 1787.675 | 2832.7385 | 2100.3335 | 2568.4622 | 2769.5953 |  | 0.635 | 2717.415 | 2781.17 | 2614 | 989.565 | 935.415 | 1940.52 | 2165.61 | 2092.44 | 3001.13 | 2790.025 | 3099.825 | 3280.805
1 | 2794.703 | 2906 | 0.64 | 2615.4529 | 2659.0173 | 2138.9684 | 1207.2328 | 944.5922 | 2255.4768 | 1989.2891 | 1804.8092 | 2842.9617 | 2120.7621 | 2573.9098 | 2776.5662 |  | 0.64 | 2720.52 | 2786 | 2621.04 | 999.8 | 949.64 | 1949.12 | 2181.64 | 2106.08 | 3004.16 | 2801.68 | 3108.16 | 3282
1 | 2694.188 | 3007 | 0.645 | 2616.4326 | 2661.605 | 2141.8228 | 1209.7073 | 950.2475 | 2259.1707 | 2004.2414 | 1815.1751 | 2850.6712 | 2174.4635 | 2578.0849 | 2780.724 |  | 0.645 | 2724.235 | 2789.795 | 2629 | 1015.775 | 966.705 | 1961.755 | 2193.815 | 2138.23 | 3012.265 | 2814.705 | 3111.51 | 3285.705
1 | 2587.315 | 3117 | 0.65 | 2626.566 | 2665.3406 | 2152.4241 | 1215.4601 | 956.9657 | 2266.6882 | 2018.5353 | 1841.2279 | 2856.5982 | 2179.2733 | 2585.1838 | 2783.3227 |  | 0.65 | 2727.95 | 2793.3 | 2634 | 1020.35 | 983.95 | 1998.5 | 2246.25 | 2166.35 | 3021.05 | 2818.95 | 3116.35 | 3291.9
1 | 2552.852 | 3060 | 0.655 | 2631.3376 | 2667.5749 | 2159.5616 | 1226.3654 | 971.9855 | 2272.8509 | 2027.5665 | 1862.5522 | 2859.9645 | 2190.6344 | 2591.4433 | 2785.7736 |  | 0.655 | 2730.665 | 2796.505 | 2637.665 | 1026.945 | 1000.66 | 2008 | 2276.66 | 2192 | 3035.615 | 2825.66 | 3122.67 | 3294.665
1 | 2472.84 | 3078 | 0.66 | 2640.2919 | 2670.71 | 2168.8213 | 1230.2283 | 983.2704 | 2275.0017 | 2046.3755 | 1888.5302 | 2867.8303 | 2204.9496 | 2596.8433 | 2789.9674 |  | 0.66 | 2733.9 | 2804.3 | 2646.38 | 1036.54 | 1018.66 | 2014.62 | 2301.28 | 2204.66 | 3044 | 2840.38 | 3131.7 | 3297.38
1 | 2373.194 | 3057 | 0.665 | 2645.864 | 2679.0318 | 2178.7723 | 1238.1039 | 993.6428 | 2277.9973 | 2057.1951 | 1901.9635 | 2871.7997 | 2221.0867 | 2601.6168 | 2795.3863 |  | 0.665 | 2747.285 | 2807 | 2659.19 | 1048.135 | 1025.095 | 2027.135 | 2316.095 | 2228.95 | 3053.27 | 2854.38 | 3136 | 3300
1 | 2301.864 | 2891 | 0.67 | 2651.5207 | 2688.0224 | 2182.8794 | 1242.7554 | 998.5402 | 2281.1127 | 2071.6498 | 1907.0369 | 2878.3012 | 2226.6169 | 2606.7053 | 2801.897 |  | 0.67 | 2754 | 2809 | 2666 | 1055.19 | 1052.29 | 2032.19 | 2317 | 2265.24 | 3058.46 | 2860.81 | 3140.73 | 3300.81
1 | 2295.659 | 3059 | 0.675 | 2655.8419 | 2694.4864 | 2186.997 | 1248.794 | 1028.8552 | 2282.8133 | 2089.0824 | 1915.2638 | 2885.7204 | 2246.71 | 2611.1696 | 2805.2973 |  | 0.675 | 2757.625 | 2812.925 | 2675.775 | 1060.325 | 1064.575 | 2050.3 | 2333.675 | 2282.775 | 3066.325 | 2868.525 | 3147.65 | 3301
1 | 2452.114 | 3173 | 0.68 | 2660.4479 | 2696.694 | 2190.8724 | 1256.4725 | 1042.9254 | 2287.4514 | 2101.8405 | 1946.5006 | 2890.2062 | 2258.4576 | 2615.2342 | 2814.4578 |  | 0.68 | 2768.96 | 2815 | 2688.16 | 1077.12 | 1093.24 | 2069.68 | 2351.72 | 2297.72 | 3070 | 2876.24 | 3153.84 | 3303.48
1 | 2762.208 | 3219 | 0.685 | 2665.3388 | 2698.7606 | 2199.8907 | 1267.4615 | 1058.6789 | 2295.1894 | 2113.502 | 1953.6776 | 2892.3389 | 2271.4735 | 2617.9265 | 2822.4866 |  | 0.685 | 2780.685 | 2815.635 | 2699.865 | 1091.03 | 1108.82 | 2080.515 | 2359.82 | 2312.775 | 3076.06 | 2892.91 | 3160 | 3307.955
1 | 3099.507 | 3203 | 0.69 | 2675.1826 | 2702.3969 | 2205.2847 | 1269.9711 | 1067.1415 | 2300.6234 | 2119.8842 | 1968.5567 | 2895.932 | 2279.3998 | 2628.1298 | 2823.8323 |  | 0.69 | 2785.67 | 2817.99 | 2705 | 1096 | 1139.67 | 2083.11 | 2373.7 | 2320.68 | 3083 | 2899 | 3166.11 | 3308.67
1 | 3298.893 | 3127 | 0.695 | 2687.6948 | 2703.923 | 2226.6063 | 1273.6285 | 1073.2066 | 2308.4613 | 2128.5384 | 1979.944 | 2905.8593 | 2288.3093 | 2631.0754 | 2831.4857 |  | 0.695 | 2788.155 | 2821.345 | 2710 | 1106.64 | 1151.77 | 2094.82 | 2398 | 2344.555 | 3089.41 | 2902.385 | 3169.705 | 3316.235
1 | 3329.098 | 3128 | 0.7 | 2690.3246 | 2708.9111 | 2233.0881 | 1281.5015 | 1087.5233 | 2310.272 | 2140.2403 | 1988.6141 | 2912.6277 | 2309.3382 | 2632.8845 | 2834.3012 |  | 0.7 | 2797.2 | 2825.1 | 2724 | 1121 | 1163.2 | 2102 | 2418.1 | 2387.2 | 3096.3 | 2912.7 | 3173.9 | 3330.1
1 | 3285.256 | 3194 | 0.705 | 2698.2047 | 2716.8356 | 2241.3497 | 1284.7109 | 1107.1583 | 2315.0584 | 2150.9014 | 1997.8921 | 2915.9305 | 2329.3491 | 2637.0615 | 2840.4852 |  | 0.705 | 2800.815 | 2828.055 | 2730 | 1128.475 | 1176.815 | 2113.37 | 2441.93 | 2398 | 3101.58 | 2925.63 | 3185.37 | 3333
1 | 3172.354 | 3033 | 0.71 | 2703.8973 | 2720.4242 | 2251.7398 | 1286.3753 | 1116.3545 | 2318.0179 | 2157.8659 | 2005.7015 | 2923.9197 | 2334.5621 | 2639.9818 | 2844.256 |  | 0.71 | 2808 | 2831 | 2737.12 | 1146.98 | 1189.06 | 2129.86 | 2453 | 2408.71 | 3111.98 | 2934 | 3190 | 3336.53
1 | 3006.397 | 3311 | 0.715 | 2708.3997 | 2726.2962 | 2259.3219 | 1296.1999 | 1122.5258 | 2325.7717 | 2161.7337 | 2016.7085 | 2933.0473 | 2348.6167 | 2647.587 | 2846.0073 |  | 0.715 | 2813.49 | 2831 | 2743.98 | 1161 | 1198.47 | 2160.255 | 2461.245 | 2425.49 | 3120.17 | 2939.98 | 3196.085 | 3340.245
1 | 2877.332 | 3428 | 0.72 | 2711.8242 | 2735.4172 | 2286.2272 | 1301.9573 | 1140.0698 | 2330.8509 | 2175.8724 | 2038.2109 | 2942.8741 | 2373.8954 | 2651.6544 | 2847.9175 |  | 0.72 | 2819.88 | 2839.12 | 2750.88 | 1173.68 | 1212.92 | 2171.04 | 2489.48 | 2442.8 | 3124.36 | 2950.76 | 3202.08 | 3349.92
1 | 2557.157 | 3640 | 0.725 | 2714.682 | 2740.044 | 2293.5435 | 1306.0737 | 1145.7358 | 2336.2597 | 2198.0936 | 2051.0611 | 2951.4614 | 2403.1311 | 2656.3019 | 2849.6706 |  | 0.725 | 2825.7 | 2841 | 2767.025 | 1187.2 | 1224.35 | 2198.825 | 2499 | 2463.425 | 3131.275 | 2961.05 | 3208 | 3358.025
1 | 2547.117 | 3700 | 0.73 | 2722.3794 | 2744.1985 | 2297.9156 | 1312.1673 | 1155.3524 | 2346.1006 | 2204.7511 | 2067.7269 | 2957.9122 | 2421.7062 | 2665.001 | 2852.9862 |  | 0.73 | 2836.39 | 2843.66 | 2775.12 | 1206.87 | 1234.39 | 2209.83 | 2528.39 | 2492.24 | 3134.74 | 2968.39 | 3209.87 | 3366.78
1 | 2582.069 | 3607 | 0.735 | 2732.2921 | 2749.1371 | 2302.2227 | 1320.4618 | 1170.13 | 2348.389 | 2219.7567 | 2079.2972 | 2962.9323 | 2439.2358 | 2676.3083 | 2856.2424 |  | 0.735 | 2840 | 2851.37 | 2785.21 | 1226.185 | 1249.315 | 2223.325 | 2534.525 | 2518.42 | 3140 | 2973.21 | 3211.395 | 3370.42
1 | 2868.376 | 3716 | 0.74 | 2740.2636 | 2760.0419 | 2314.6178 | 1322.9004 | 1175.2778 | 2352.8908 | 2236.5728 | 2088.0213 | 2974.2302 | 2450.9207 | 2682.2735 | 2859.9 |  | 0.74 | 2843 | 2858.62 | 2792.64 | 1238.48 | 1259.46 | 2229.06 | 2543 | 2539.66 | 3144 | 2978.82 | 3214.06 | 3375
1 | 2795.982 | 3548 | 0.745 | 2745.2782 | 2767.5063 | 2321.3208 | 1339.3776 | 1191.7249 | 2355.71 | 2255.0746 | 2101.4715 | 2976.6951 | 2457.3125 | 2696.1196 | 2863.77 |  | 0.745 | 2848.745 | 2861.79 | 2808.07 | 1257.655 | 1282.42 | 2233.655 | 2549.605 | 2549.535 | 3146.31 | 2983.605 | 3218 | 3377.605
1 | 3100.033 | 3382 | 0.75 | 2749.0253 | 2775.8535 | 2336.8685 | 1349.8215 | 1204.9285 | 2361.331 | 2264.6948 | 2109.3123 | 2981.6588 | 2495.0755 | 2704.4685 | 2868.3297 |  | 0.75 | 2864.5 | 2865.5 | 2811.5 | 1266.25 | 1296.25 | 2245.5 | 2564.5 | 2565.5 | 3148.5 | 2987.25 | 3221.25 | 3387.25
1 | 3367.807 | 2972 | 0.755 | 2752.183 | 2778.5794 | 2342.5336 | 1358.1789 | 1228.4039 | 2365.413 | 2287.6694 | 2132.0844 | 2991.049 | 2519.7264 | 2710.1318 | 2871.2158 |  | 0.755 | 2868.93 | 2869.605 | 2815.965 | 1280 | 1327.93 | 2251.69 | 2570.93 | 2590.685 | 3156.845 | 2999.965 | 3225 | 3391.895
1 | 3344.944 | 2784 | 0.76 | 2762.0336 | 2783.1236 | 2348.2409 | 1361.5262 | 1239.9229 | 2381.663 | 2298.2601 | 2142.6143 | 2997.0408 | 2542.9008 | 2725.6671 | 2875.1756 |  | 0.76 | 2876.04 | 2873.92 | 2818.36 | 1290.44 | 1362 | 2263.16 | 2589.04 | 2604.68 | 3166.96 | 3005.68 | 3227 | 3395.68
1 | 3172.587 | 2890 | 0.765 | 2768.458 | 2787.1919 | 2355.7905 | 1369.5233 | 1241.6454 | 2388.8881 | 2310.0253 | 2151.3344 | 3000.9456 | 2566.9109 | 2739.873 | 2878.5648 |  | 0.765 | 2883 | 2881.315 | 2825.395 | 1312.77 | 1371.765 | 2278.14 | 2605 | 2624 | 3180.035 | 3010 | 3232.07 | 3400.395
1 | 2943.647 | 3184 | 0.77 | 2781.3699 | 2791.6982 | 2361.119 | 1381.8638 | 1256.739 | 2398.6262 | 2322.9027 | 2159.0055 | 3006.1066 | 2581.0044 | 2745.4392 | 2887.4014 |  | 0.77 | 2891.11 | 2884 | 2831.33 | 1337 | 1384.44 | 2310.63 | 2616.22 | 2639.22 | 3184.63 | 3013.33 | 3239.89 | 3408.33
1 | 2727.238 | 3281 | 0.775 | 2785.6509 | 2797.6033 | 2369.8437 | 1391.9528 | 1272.1925 | 2401.0354 | 2328.9519 | 2178.4311 | 3011.3607 | 2600.9725 | 2759.466 | 2894.8999 |  | 0.775 | 2895.825 | 2885.05 | 2843 | 1384.125 | 1388.825 | 2322 | 2630.475 | 2652.3 | 3190.225 | 3019.65 | 3247.675 | 3412.825
1 | 2450.123 | 3399 | 0.78 | 2787.6563 | 2804.1637 | 2381.705 | 1397.6056 | 1280.2074 | 2406.7224 | 2338.9117 | 2191.3215 | 3014.0754 | 2606.5924 | 2766.7249 | 2901.0926 |  | 0.78 | 2899.62 | 2890 | 2855.54 | 1402.1 | 1412.48 | 2341.46 | 2647.78 | 2677.4 | 3198.64 | 3024.62 | 3252 | 3417.08
1 | 2288.633 | 2888 | 0.785 | 2795.0291 | 2811.3256 | 2390.9019 | 1416.0411 | 1293.8487 | 2413.8361 | 2351.5625 | 2211.8476 | 3021.4876 | 2619.6344 | 2772.0768 | 2906.2962 |  | 0.785 | 2906.51 | 2891 | 2860 | 1417.415 | 1433 | 2346 | 2661.255 | 2695 | 3206.415 | 3029 | 3254.415 | 3420.51
1 | 2166.947 | 2572 | 0.79 | 2803.9093 | 2815.2051 | 2404.2115 | 1433.8958 | 1320.4139 | 2415.6646 | 2371.3579 | 2223.8228 | 3035.822 | 2628.967 | 2776.3961 | 2908.8489 |  | 0.79 | 2913.97 | 2893.18 | 2862.97 | 1434.04 | 1448.91 | 2358.08 | 2672.85 | 2728.7 | 3209.01 | 3033.94 | 3257.01 | 3424.97
1 | 1991.417 | 2448 | 0.795 | 2807.2514 | 2821.1671 | 2409.5129 | 1437.4108 | 1331.8597 | 2424.2467 | 2391.0491 | 2241.9228 | 3037.1459 | 2635.806 | 2782.1248 | 2912.5173 |  | 0.795 | 2917.685 | 2897.445 | 2874.685 | 1453.815 | 1465.795 | 2374.025 | 2681.74 | 2759.37 | 3211 | 3041.685 | 3265 | 3430.37
1 | 2027.215 | 2552 | 0.8 | 2816.025 | 2825.7404 | 2423.406 | 1458.2746 | 1340.189 | 2427.248 | 2402.2662 | 2256.7906 | 3046.329 | 2649.1876 | 2787.7194 | 2918.154 |  | 0.8 | 2922.2 | 2900.6 | 2880 | 1462.6 | 1478 | 2380.4 | 2700 | 2766.8 | 3221 | 3046.2 | 3270 | 3438.4
1 | 2345.935 | 2442 | 0.805 | 2821.9246 | 2830.3248 | 2431.5004 | 1478.2346 | 1382.4773 | 2436.5928 | 2417.1911 | 2266.5573 | 3047.7851 | 2658.68 | 2792.0669 | 2921.1948 |  | 0.805 | 2926.92 | 2905.465 | 2885 | 1471.795 | 1496.345 | 2391.565 | 2707 | 2789.69 | 3227.59 | 3055.115 | 3276.59 | 3443
1 | 2700.104 | 2366 | 0.81 | 2828.7178 | 2837.7581 | 2450.019 | 1491.0934 | 1389.4274 | 2448.5705 | 2437.0461 | 2272.9178 | 3050.8232 | 2681.3589 | 2800.5177 | 2926.5058 |  | 0.81 | 2936 | 2912.55 | 2886.83 | 1483.95 | 1516.66 | 2419.39 | 2723.96 | 2805.83 | 3232 | 3059.49 | 3289.39 | 3446.66
1 | 2749.7 | 2485 | 0.815 | 2856.2844 | 2840.2341 | 2463.7684 | 1503.2755 | 1419.653 | 2457.6177 | 2448.6954 | 2277.3619 | 3056.1155 | 2689.306 | 2811.5414 | 2932.9292 |  | 0.815 | 2948.09 | 2924.595 | 2890.545 | 1501.985 | 1528.545 | 2423.985 | 2742.545 | 2809 | 3240.97 | 3073.545 | 3296.925 | 3453.635
1 | 2698.729 | 2547 | 0.82 | 2862.0139 | 2845.806 | 2472.2753 | 1507.7874 | 1452.2138 | 2461.8779 | 2469.7955 | 2288.2582 | 3059.2373 | 2706.4149 | 2817.002 | 2935.2082 |  | 0.82 | 2963.3 | 2936 | 2899.78 | 1518.7 | 1553.52 | 2440.32 | 2765.3 | 2832.38 | 3245 | 3076.52 | 3302.16 | 3458.26
1 | 2640.672 | 2808 | 0.825 | 2871.6627 | 2853.3131 | 2477.9233 | 1521.3211 | 1463.4583 | 2473.1467 | 2483.0602 | 2314.2432 | 3064.835 | 2718.9458 | 2833.2764 | 2945.3912 |  | 0.825 | 2969.975 | 2937.575 | 2907.9 | 1533.875 | 1569.825 | 2456.35 | 2772.975 | 2874.925 | 3249 | 3086.975 | 3307.175 | 3460.975
1 | 2544.843 | 2762 | 0.83 | 2875.7247 | 2864.9824 | 2487.8129 | 1539.1412 | 1492.9804 | 2484.1787 | 2498.7168 | 2342.5017 | 3080.8055 | 2748.9303 | 2838.2788 | 2948.7711 |  | 0.83 | 2975.69 | 2938.93 | 2912.38 | 1560.16 | 1576.14 | 2468.93 | 2790.07 | 2891.9 | 3259.62 | 3089.69 | 3313.77 | 3467.38
1 | 2378.559 | 2934 | 0.835 | 2889.8211 | 2873.1298 | 2502.39 | 1550.4276 | 1505.2448 | 2492.9327 | 2510.6118 | 2373.6991 | 3083.808 | 2779.0495 | 2844.7684 | 2951.8274 |  | 0.835 | 2985 | 2951.855 | 2923.81 | 1578.73 | 1599 | 2485.73 | 2801.835 | 2903.62 | 3265.365 | 3096.405 | 3323.19 | 3470.81
1 | 2203.243 | 3022 | 0.84 | 2895.1847 | 2879.0615 | 2516.1406 | 1560.5324 | 1544.6366 | 2497.8321 | 2542.8862 | 2390.3589 | 3089.5706 | 2791.23 | 2854.7718 | 2958.1858 |  | 0.84 | 2986.96 | 2959.28 | 2932.24 | 1597.72 | 1613.48 | 2498.96 | 2811.32 | 2931.24 | 3271 | 3108.84 | 3328.96 | 3480.24
1 | 2161.203 | 2632 | 0.845 | 2906.4086 | 2885.6191 | 2522.7099 | 1573.1097 | 1580.7334 | 2499.5404 | 2556.4268 | 2393.8281 | 3095.5728 | 2809.8986 | 2861.4784 | 2964.6624 |  | 0.845 | 2998.835 | 2962.995 | 2938 | 1627.33 | 1617.835 | 2518.22 | 2828 | 2946.175 | 3282.665 | 3116 | 3333 | 3484.835
1 | 2222.497 | 2418 | 0.85 | 2914.2084 | 2893.2781 | 2528.4235 | 1609.9808 | 1596.0993 | 2501.175 | 2572.5983 | 2407.5619 | 3099.5493 | 2822.9911 | 2868.9376 | 2972.1852 |  | 0.85 | 3002.55 | 2967.7 | 2946.1 | 1660.15 | 1635.2 | 2546.2 | 2844.05 | 2955.85 | 3285.15 | 3127.55 | 3337.15 | 3488.55
1 | 2335.643 | 2380 | 0.855 | 2920.9134 | 2897.2877 | 2545.7359 | 1621.9419 | 1612.1062 | 2508.387 | 2587.5823 | 2411.7756 | 3106.4845 | 2845.8802 | 2881.7313 | 2980.9683 |  | 0.855 | 3014.65 | 2972.41 | 2950.06 | 1680.47 | 1647.53 | 2557.49 | 2860.855 | 2986.06 | 3297.49 | 3135.855 | 3348.98 | 3494.53
1 | 2523.307 | 2355 | 0.86 | 2928.2032 | 2905.4447 | 2561.6513 | 1630.7556 | 1642.6771 | 2514.9509 | 2599.412 | 2418.6677 | 3112.2825 | 2864.9009 | 2893.3306 | 2999.7199 |  | 0.86 | 3030 | 2979.18 | 2960.98 | 1709.36 | 1673.56 | 2568.02 | 2871 | 3003.98 | 3300.34 | 3145.98 | 3355 | 3506.96
1 | 2803.963 | 2595 | 0.865 | 2937.9926 | 2914.4161 | 2569.5446 | 1639.825 | 1652.1047 | 2520.6485 | 2615.0546 | 2430.4725 | 3118.3324 | 2900.76 | 2909.1129 | 3021.7962 |  | 0.865 | 3035.39 | 2983.83 | 2978.645 | 1730.025 | 1694.085 | 2572.935 | 2895.475 | 3018.95 | 3309.935 | 3151.695 | 3360.675 | 3513.695
1 | 3192.545 | 2866 | 0.87 | 2946.802 | 2921.096 | 2581.4709 | 1657.7034 | 1667.2254 | 2525.9465 | 2628.9401 | 2442.1401 | 3124.5319 | 2915.7836 | 2916.4631 | 3027.4557 |  | 0.87 | 3051.1 | 2989.54 | 2988.41 | 1785.42 | 1728.82 | 2598.53 | 2915.41 | 3024.41 | 3315.53 | 3156.82 | 3368.18 | 3521.64
1 | 3260.813 | 3069 | 0.875 | 2965.8538 | 2925.8809 | 2603.8229 | 1669.7103 | 1685.4979 | 2553.5343 | 2640.8384 | 2455.4953 | 3136.3269 | 2932.5263 | 2925.1986 | 3036.9775 |  | 0.875 | 3059.125 | 2995.125 | 2991 | 1843.25 | 1733.875 | 2605.375 | 2922 | 3030.25 | 3323.625 | 3162.5 | 3374.5 | 3530.25
1 | 3159.521 | 2816 | 0.88 | 2972.3866 | 2934.4355 | 2616.2944 | 1727.9846 | 1700.6316 | 2565.9563 | 2656.857 | 2470.9383 | 3145.5053 | 2954.283 | 2936.302 | 3045.8814 |  | 0.88 | 3063.68 | 3002.48 | 2993.84 | 1862.64 | 1756.24 | 2611.44 | 2941 | 3037.36 | 3337.72 | 3166.84 | 3380 | 3534.84
1 | 2851.338 | 2920 | 0.885 | 2980.9444 | 2938.0905 | 2637.6846 | 1742.442 | 1713.8271 | 2573.9162 | 2687.0876 | 2476.6675 | 3148.8652 | 2972.2422 | 2944.4236 | 3057.8487 |  | 0.885 | 3075.775 | 3013.01 | 3005.33 | 1874.315 | 1774.885 | 2624.945 | 2951.11 | 3047.665 | 3347.63 | 3174.11 | 3383.63 | 3539.555
1 | 2687.572 | 3155 | 0.89 | 2993.5126 | 2939.0076 | 2648.9794 | 1762.5037 | 1748.1794 | 2606.9552 | 2708.7121 | 2506.8432 | 3160.6918 | 2977.4748 | 2964.3131 | 3066.1373 |  | 0.89 | 3083.62 | 3018 | 3011.54 | 1888.37 | 1781.62 | 2632.91 | 2967.27 | 3071.7 | 3349 | 3181.35 | 3395.46 | 3546.27
1 | 2433.976 | 3141 | 0.895 | 3006.2763 | 2943.1627 | 2662.3556 | 1784.813 | 1784.6627 | 2614.076 | 2720.7532 | 2529.3081 | 3162.2952 | 2981.8439 | 2976.6047 | 3072.0446 |  | 0.895 | 3101.97 | 3022.09 | 3021.985 | 1917.555 | 1808.775 | 2644.515 | 2978.97 | 3092.925 | 3363.01 | 3191.985 | 3397.505 | 3558.85
1 | 2288.683 | 3043 | 0.9 | 3020.9134 | 2947.1431 | 2683.4684 | 1794.9146 | 1813.9895 | 2622.558 | 2735.6923 | 2543.0743 | 3168.9584 | 2997.3373 | 2987.8736 | 3085.0093 |  | 0.9 | 3111.2 | 3029.6 | 3027 | 1943.6 | 1833 | 2651.8 | 2988.1 | 3104.5 | 3378.3 | 3200.5 | 3402 | 3563.4
1 | 2178.982 | 2906 | 0.905 | 3043.3428 | 2957.647 | 2690.9517 | 1811.3729 | 1827.0207 | 2633.5165 | 2744.1808 | 2557.5512 | 3180.473 | 3007.9875 | 3005.0393 | 3118.2345 |  | 0.905 | 3122.905 | 3036 | 3030.83 | 1973.645 | 1866.415 | 2664 | 3017.245 | 3123.64 | 3388.085 | 3204.83 | 3410.695 | 3571.66
1 | 2058.073 | 2837 | 0.91 | 3061.3675 | 2967.2938 | 2694.7981 | 1833.5175 | 1870.9939 | 2647.1687 | 2769.0939 | 2573.0862 | 3187.9517 | 3013.014 | 3024.4391 | 3140.213 |  | 0.91 | 3141.13 | 3041.22 | 3038.3 | 2035.22 | 1884.13 | 2680.45 | 3050.26 | 3148.13 | 3390.29 | 3212.39 | 3415 | 3577.13
1 | 2016.07 | 2768 | 0.915 | 3081.0994 | 2977.959 | 2714.9804 | 1845.3009 | 1887.076 | 2659.182 | 2776.6521 | 2595.9215 | 3192.3853 | 3022.1735 | 3036.6634 | 3159.5009 |  | 0.915 | 3151.845 | 3043.965 | 3049.845 | 2101 | 1895.69 | 2703.195 | 3073.07 | 3162.985 | 3395.885 | 3224.69 | 3418.77 | 3579
1 | 2148.303 | 2782 | 0.92 | 3099.8016 | 2986.7823 | 2731.8928 | 1861.2499 | 1905.4064 | 2697.8907 | 2782.5414 | 2616.6157 | 3203.0952 | 3035.778 | 3054.8282 | 3184.7733 |  | 0.92 | 3163.48 | 3052.6 | 3061 | 2112.48 | 1930.8 | 2713.32 | 3086.92 | 3176.12 | 3401 | 3227 | 3428.48 | 3585.12
1 | 2474.614 | 3003 | 0.925 | 3126.9176 | 3000.1656 | 2741.3631 | 1917.2181 | 1944.4163 | 2717.2502 | 2809.4215 | 2627.5936 | 3212.3219 | 3046.8779 | 3062.708 | 3195.966 |  | 0.925 | 3178.55 | 3059.35 | 3062 | 2148.3 | 1963 | 2735.15 | 3113.55 | 3181.825 | 3403.15 | 3240.275 | 3440.15 | 3589.55
1 | 2911.865 | 2946 | 0.93 | 3139.2414 | 3009.4065 | 2763.662 | 1951.7593 | 1974.1568 | 2743.9864 | 2828.0105 | 2649.0487 | 3222.1029 | 3077.321 | 3075.7425 | 3207.7331 |  | 0.93 | 3187.97 | 3067.15 | 3071.96 | 2163.36 | 1981.91 | 2768.35 | 3122.98 | 3185.99 | 3410.67 | 3243.99 | 3446.68 | 3598
1 | 2974.334 | 2921 | 0.935 | 3160.0321 | 3018.8466 | 2778.2166 | 1985.6885 | 2018.2017 | 2773.2006 | 2857.01 | 2697.2393 | 3226.183 | 3089.9125 | 3085.604 | 3221.6589 |  | 0.935 | 3194 | 3081.155 | 3090.705 | 2184.855 | 1990.705 | 2808.18 | 3131.115 | 3201.115 | 3415.53 | 3250 | 3454.265 | 3602.115
1 | 2924.34 | 2917 | 0.94 | 3169.3645 | 3055.1455 | 2791.6262 | 2025.9296 | 2058.4012 | 2793.4595 | 2879.5016 | 2730.346 | 3240.0129 | 3109.3521 | 3109.1179 | 3230.7187 |  | 0.94 | 3205.94 | 3089.74 | 3101.84 | 2204.74 | 2017.78 | 2836.32 | 3146.26 | 3217.84 | 3429.3 | 3258.42 | 3463.86 | 3605.84
1 | 2824.107 | 2398 | 0.945 | 3176.5095 | 3066.3431 | 2812.7802 | 2088.9187 | 2070.15 | 2810.5448 | 2896.3505 | 2739.5886 | 3245.2241 | 3122.5166 | 3116.5206 | 3259.0809 |  | 0.945 | 3213.675 | 3094.76 | 3114.27 | 2222.275 | 2025.675 | 2857.735 | 3173.27 | 3235.135 | 3435.455 | 3271.135 | 3483.73 | 3622.27
1 | 2598.136 | 2045 | 0.95 | 3192.4234 | 3076.1376 | 2820.8956 | 2128.6616 | 2133.7508 | 2844.4671 | 2941.7265 | 2755.4792 | 3251.96 | 3143.8466 | 3130.7387 | 3284.811 |  | 0.95 | 3232.7 | 3108.35 | 3127.1 | 2242.35 | 2047.4 | 2882.15 | 3186.65 | 3241.55 | 3444 | 3289.45 | 3488.5 | 3636.7
1 | 2270.822 | 2104 | 0.955 | 3203.2621 | 3096.9263 | 2834.5289 | 2166.3603 | 2158.6534 | 2851.7312 | 2962.809 | 2806.6027 | 3259.2359 | 3180.6406 | 3147.7142 | 3315.2596 |  | 0.955 | 3257.26 | 3114 | 3137.565 | 2279.645 | 2081.955 | 2898.805 | 3194 | 3254.955 | 3449.29 | 3307 | 3505 | 3643
1 | 1884.423 | 2334 | 0.96 | 3227.6603 | 3104.8948 | 2844.4494 | 2185.5432 | 2179.9355 | 2873.4148 | 2994.236 | 2819.6747 | 3272.3294 | 3230.7197 | 3176.7404 | 3351.8589 |  | 0.96 | 3270.24 | 3124.32 | 3164.84 | 2297.68 | 2096.24 | 2912.92 | 3213.16 | 3265.12 | 3472.72 | 3327.56 | 3531.2 | 3656.56
1 | 1927.354 | 2583 | 0.965 | 3257.8497 | 3126.4925 | 2854.4353 | 2231.5901 | 2231.7634 | 2880.7301 | 3006.0604 | 2842.5391 | 3282.2923 | 3250.9545 | 3205.1738 | 3366.0564 |  | 0.965 | 3282.99 | 3145.545 | 3183.925 | 2308 | 2129.92 | 2946.34 | 3249.995 | 3276.97 | 3491.67 | 3359.99 | 3542.68 | 3666.995
1 | 1864.311 | 2409 | 0.97 | 3276.7312 | 3146.5039 | 2892.2661 | 2274.9901 | 2290.7752 | 2895.9291 | 3022.2015 | 2854.8961 | 3294.5179 | 3264.3156 | 3231.7052 | 3380.848 |  | 0.97 | 3311 | 3155.48 | 3197.71 | 2341.3 | 2137 | 2992.86 | 3279.55 | 3288 | 3500.43 | 3384.71 | 3572.15 | 3673.26
1 | 1845.232 | 2263 | 0.975 | 3302.6283 | 3197.5033 | 2982.6185 | 2289.9708 | 2326.5353 | 2915.1934 | 3045.9227 | 2888.6856 | 3301.3486 | 3289.9991 | 3285.0445 | 3399.6208 |  | 0.975 | 3323.975 | 3164.925 | 3219.55 | 2390.25 | 2157.95 | 3007.3 | 3312.825 | 3299.425 | 3507.4 | 3403.85 | 3588.275 | 3680.425
1 | 1852.672 | 2329 | 0.98 | 3326.6079 | 3218.1449 | 3019.2811 | 2387.8441 | 2393.0325 | 2965.3265 | 3068.7118 | 2927.6662 | 3315.2477 | 3315.7065 | 3303.8194 | 3455.1637 |  | 0.98 | 3380.28 | 3179.74 | 3241.82 | 2431.22 | 2207.68 | 3052.44 | 3338.52 | 3307.14 | 3536.78 | 3416.42 | 3620.1 | 3713.96
1 | 1983.803 | 2383 | 0.985 | 3329.57 | 3259.4611 | 3095.4679 | 2422.7457 | 2437.5409 | 3010.5369 | 3101.3138 | 2983.8378 | 3341.4765 | 3342.6921 | 3349.4075 | 3509.2039 |  | 0.985 | 3407.42 | 3200.675 | 3279.695 | 2524.945 | 2221.855 | 3119.43 | 3377.55 | 3354.42 | 3577.365 | 3435.405 | 3660.29 | 3734.855
1 | 2380.877 | 2936 | 0.99 | 3352.0188 | 3319.2705 | 3121.8993 | 2470.762 | 2484.2208 | 3078.844 | 3148.9912 | 3069.4716 | 3397.2691 | 3379.3975 | 3387.7003 | 3581.482 |  | 0.99 | 3487.51 | 3211.58 | 3335.42 | 2629.49 | 2232.56 | 3227.81 | 3406.27 | 3395.8 | 3609.96 | 3454.13 | 3696.29 | 3751.85
1 | 2981.461 | 2864 | 0.995 | 3387.7798 | 3435.4933 | 3174.0242 | 2501.008 | 2539.222 | 3150.1309 | 3183.433 | 3187.8391 | 3474.3182 | 3437.7988 | 3466.3679 | 3695.6673 |  | 0.995 | 3564.815 | 3245.805 | 3417.695 | 2706.05 | 2425.85 | 3298.405 | 3520.855 | 3426.71 | 3711.405 | 3485.705 | 3724.43 | 3825.855
1 | 2988.504 | 2821 | 1 | [13 empty] | 1
1 | 2874.097 | 2896
1 | 2703.618 | 2914
1 | 2530.78 | 3102
1 | 2420.924 | 3268
1 | 2351.863 | 2985
1 | 2285.369 | 2926
1 | 2268.116 | 2785
1 | 2378.722 | 2787
1 | 2680.499 | 2936
1 | 3139.255 | 3057
1 | 3221.622 | 2830
1 | 3196.796 | 2633
1 | 3067.367 | 2438
1 | 2802.174 | 2348
1 | 2487.731 | 2422
1 | 2218.503 | 2322
1 | 1962.287 | 2414
1 | 1953.26 | 2482
1 | 1956.706 | 2595
1 | 2000.83 | 2809
1 | 2168.284 | 2905
1 | 2637.673 | 2908
1 | 3257.861 | 2790
1 | 3292.514 | 3047
1 | 3081.824 | 3328
1 | 2709.465 | 3380
1 | 2614.949 | 3276
1 | 2463.041 | 3120
1 | 2319.279 | 2720
1 | 2211.87 | 2719
1 | 2125.427 | 2544
1 | 2182.062 | 2542
1 | 2464.525 | 2802
1 | 3048.481 | 2975
1 | 3329.65 | 3105
1 | 3308.888 | 3172
1 | 3199.415 | 3283
1 | 2980.245 | 3139
1 | 2712.348 | 2901
1 | 2497.816 | 2745
1 | 2806.602 | 2646
1 | 2806.602 | 2636
1 | 2828.473 | 2840
1 | 2899.086 | 2823
1 | 3020.992 | 2822
1 | 3255.607 | 2843
1 | 3475.273 | 3142
1 | 3427.305 | 3157
1 | 3206.224 | 2985
1 | 2970.861 | 2707
1 | 2753.642 | 2179
1 | 2586.344 | 2006
1 | 2427.815 | 1851
1 | 2289.455 | 1595
1 | 2183.593 | 1458
1 | 2197.812 | 1482
1 | 2367.372 | 1734
1 | 2655.707 | 2344
1 | 2738.002 | 2603
1 | 2734.688 | 2801
1 | 2655.964 | 2731
1 | 2517.625 | 2498
1 | 2305.555 | 2225
1 | 2098.883 | 1964
1 | 2351.663 | 1993
1 | 2262.296 | 1973
1 | 2233.066 | 1921
1 | 2279.109 | 1981
1 | 2450.264 | 1968
1 | 2785.033 | 2881
1 | 3023.545 | 3064
1 | 2930.216 | 2808
1 | 2750.362 | 2916
1 | 2606.167 | 2962
1 | 2408.096 | 2721
1 | 2240.808 | 2559
1 | 2063.313 | 2481
1 | 1871.175 | 2232
1 | 1647.155 | 2038
1 | 1893.58 | 1942
1 | 2186.849 | 2116
1 | 2493.086 | 2629
1 | 2687.891 | 2840
1 | 2691.131 | 2898
1 | 2616.23 | 2914
1 | 2414.967 | 2628
1 | 2117.66 | 2232
1 | 1729.647 | 2089
1 | 2065.863 | 2061
1 | 1977.013 | 1766
1 | 1953.542 | 1445
1 | 2041.454 | 1460
1 | 2251.03 | 1555
1 | 2611.072 | 2125
1 | 2875.424 | 2815
1 | 2828.768 | 2647
1 | 2690.235 | 2534
1 | 2473.342 | 2262
1 | 2227.35 | 1799
1 | 2055.293 | 1304
1 | 1929.742 | 1248
1 | 1723.998 | 1226
1 | 1499.033 | 1192
1 | 1814.008 | 1413
1 | 2195.593 | 1419
1 | 2502.357 | 1925
1 | 2642.51 | 2042
1 | 2625.596 | 2061
1 | 2557.056 | 2152
1 | 2405.625 | 1834
1 | 2169.824 | 1677
1 | 1838.289 | 1714
1 | 2072.435 | 1596
1 | 2083.393 | 1644
1 | 2121.126 | 1701
1 | 2204.023 | 1815
1 | 2388.527 | 2216
1 | 2652.958 | 2701
1 | 2913.313 | 2844
1 | 2909.165 | 2672
1 | 2766.88 | 2725
1 | 2540.302 | 2656
1 | 2432.754 | 2501
1 | 2275.967 | 1965
1 | 2173.47 | 1526
1 | 2078.604 | 1560
1 | 1986.198 | 1600
1 | 2006.98 | 1794
1 | 2157.46 | 2235
1 | 2363.052 | 2582
1 | 2411.619 | 2720
1 | 2347.6 | 2690
1 | 2263.481 | 2646
1 | 2115.556 | 2512
1 | 1863.017 | 2281
1 | 1536.922 | 1616
1 | 1571.036 | 1811
1 | 1564.218 | 1781
1 | 1568.154 | 1623
1 | 1608.346 | 1645
1 | 1721.756 | 1729
1 | 2012.194 | 2558
1 | 2391.096 | 2729
1 | 2466.532 | 2531
1 | 2412.295 | 2623
1 | 2367.692 | 2911
1 | 2357.805 | 2895
1 | 2295.766 | 2580
1 | 2232.455 | 2358
1 | 2176.804 | 2341
1 | 2142.793 | 2286
1 | 2219.554 | 2338
1 | 2451.263 | 2644
1 | 2821.641 | 2946
1 | 2940.608 | 3082
1 | 2938.376 | 3150
1 | 2916.386 | 3313
1 | 2825.589 | 3151
1 | 2659.343 | 2973
1 | 2516.888 | 2506
1 | 2298.223 | 2147
1 | 2236.195 | 2003
1 | 2224.611 | 1875
1 | 2303.124 | 2045
1 | 2494.269 | 2520
1 | 2820.579 | 3194
1 | 3170.133 | 3152
1 | 3126.51 | 3030
1 | 2996.958 | 3113
1 | 2807.55 | 3212
1 | 2616.034 | 3178
1 | 2452.422 | 2998
1 | 2314.311 | 2547
1 | 2138.426 | 2463
1 | 1931.47 | 2409
1 | 1935.362 | 2491
1 | 2199.477 | 2588
1 | 2586.574 | 2647
1 | 2771.008 | 2870
1 | 2791.58 | 2712
1 | 2727.32 | 2731
1 | 2534.671 | 2755
1 | 2213.172 | 2575
1 | 1793.743 | 2213
1 | 1826.15 | 1769
1 | 1687.529 | 1623
1 | 1616.19 | 1551
1 | 1699.273 | 1507
1 | 1970.992 | 1482
1 | 2457.92 | 1500
1 | 2919.678 | 2559
1 | 2895.373 | 2961
1 | 2765.348 | 3290
1 | 2647.78 | 3506
1 | 2531.741 | 3321
1 | 2355.342 | 3073
1 | 2181.596 | 2618
1 | 2055.684 | 2394
1 | 1994.598 | 2415
1 | 2084.723 | 2273
1 | 2355.583 | 2273
1 | 2772.688 | 2482
1 | 2965.637 | 2587
1 | 2992.58 | 2531
1 | 2875.725 | 2190
1 | 2579.65 | 1789
1 | 2182.136 | 1529
1 | 1738.246 | 1322
1 | 1894.722 | 1172
1 | 1801.307 | 1150
1 | 1772.547 | 1228
1 | 1848.007 | 1201
1 | 2038.957 | 1247
1 | 2379.933 | 1301
1 | 2627.762 | 2063
1 | 2629.296 | 2430
1 | 2562.968 | 3007
1 | 2454.903 | 3002
1 | 2396.13 | 2981
1 | 2363.267 | 2728
1 | 2306.488 | 2676
1 | 2240.579 | 2459
1 | 2213.521 | 2346
1 | 2314.851 | 2213
1 | 2573.743 | 2455
1 | 2951.342 | 3081
1 | 3133.888 | 3218
1 | 3148.938 | 3408
1 | 3083.768 | 3255
1 | 2967.371 | 2985
1 | 2770.875 | 2375
1 | 2610.954 | 1949
1 | 1999.844 | 1868
1 | 1985.207 | 1830
1 | 1989.474 | 1687
1 | 2041.752 | 1763
1 | 2201.26 | 1848
1 | 2580.578 | 2009
1 | 3049.251 | 2468
1 | 3168.808 | 2867
1 | 3016.349 | 2967
1 | 2856.491 | 3193
1 | 2680.381 | 3100
1 | 2528.866 | 2913
1 | 2384.049 | 2477
1 | 2244.533 | 2315
1 | 2202.353 | 2304
1 | 2325.601 | 2335
1 | 2695.895 | 2215
1 | 3176.152 | 2434
1 | 3327.467 | 2774
1 | 3361.598 | 2869
1 | 3192.716 | 2837
1 | 2939.643 | 2724
1 | 2672.492 | 2684
1 | 2457.423 | 2936
1 | 2458.472 | 2527
1 | 2415.825 | 2381
1 | 2415.51 | 2398
1 | 2499.178 | 2533
1 | 2646.007 | 2607
1 | 2980.3 | 2707
1 | 3307.682 | 2828
1 | 3342.985 | 2684
1 | 3191.734 | 2637
1 | 2972.454 | 2918
1 | 2712.193 | 2786
1 | 2580.315 | 2883
1 | 2405.688 | 2722
1 | 2173.502 | 2385
1 | 1966.595 | 1981
1 | 2059.144 | 2137
1 | 2417.371 | 2165
1 | 2715.24 | 2548
1 | 2856.037 | 2704
1 | 2834.6 | 2686
1 | 2748.905 | 2549
1 | 2579.921 | 2534
1 | 2340.082 | 2711
1 | 2107.552 | 2550
1 | 2567.934 | 2378
1 | 2543.487 | 2268
1 | 2544.77 | 2226
1 | 2592.915 | 2235
1 | 2715.26 | 2334
1 | 2996.034 | 2499
1 | 3127.992 | 2921
1 | 3044.366 | 2800
1 | 2786.417 | 2898
1 | 2549.985 | 2883
1 | 2278.762 | 2986
1 | 2097.802 | 2500
1 | 1974.525 | 2353
1 | 1836.609 | 2221
1 | 1751.602 | 2181
1 | 1804.285 | 2253
1 | 2073.337 | 2512
1 | 2451.708 | 2649
1 | 2617.092 | 2852
1 | 2616.109 | 2760
1 | 2590.573 | 2699
1 | 2497.545 | 2566
1 | 2375.44 | 2404
1 | 2260.042 | 2403
1 | 2187.001 | 2113
1 | 2203.179 | 2068
1 | 2288.479 | 2129
1 | 2419.017 | 2269
1 | 2648.454 | 2383
1 | 2985.569 | 2924
1 | 3227.072 | 2970
1 | 3074.824 | 2767
1 | 2814.615 | 2725
1 | 2573.468 | 2677
1 | 2374.876 | 2144
1 | 2210.092 | 2035
1 | 2069.033 | 2002
1 | 1948.29 | 2014
1 | 1850.682 | 2092
1 | 1986.223 | 2611
1 | 2283.491 | 2843
1 | 2709.675 | 2844
1 | 2888.728 | 3000
1 | 2926.696 | 3088
1 | 2894.721 | 2999
1 | 2810.693 | 3231
1 | 2645.849 | 3264
1 | 2531.464 | 2926
1 | 2349.792 | 2715
1 | 2392.303 | 2622
1 | 2451.969 | 2622
1 | 2559.094 | 2481
1 | 2745.753 | 2572
1 | 3023.857 | 2730
1 | 3372.025 | 3103
1 | 3357.356 | 3080
1 | 3183.86 | 3188
1 | 2972.033 | 3276
1 | 2782.845 | 3352
1 | 2533.856 | 3199
1 | 2391.782 | 2511
1 | 2315.218 | 2428
1 | 2278.004 | 2326
1 | 2354.447 | 2281
1 | 2540.584 | 2622
1 | 2745.885 | 2999
1 | 2786.235 | 3036
1 | 2743.06 | 2747
1 | 2661.374 | 3033
1 | 2497.206 | 2781
1 | 2239.666 | 2755
1 | 1995.635 | 2352
1 | 2291.892 | 2410
1 | 2209.556 | 2425
1 | 2203.497 | 2342
1 | 2257.586 | 2338
1 | 2455.224 | 2567
1 | 2786.903 | 2994
1 | 2998.35 | 3180
1 | 2905.754 | 3210
1 | 2728.743 | 3061
1 | 2501.053 | 3012
1 | 2307.565 | 2947
1 | 2137.823 | 2596
1 | 2033.83 | 1935
1 | 1945.266 | 1768
1 | 1889.755 | 1752
1 | 1988.759 | 1870
1 | 2212.437 | 1960
1 | 2519.701 | 2465
1 | 2671.845 | 2449
1 | 2654.157 | 2314
1 | 2557.648 | 2231
1 | 2332.361 | 2125
1 | 2048.727 | 1842
1 | 1621.96 | 1800
1 | 1618.14 | 1305
1 | 1586.113 | 1120
1 | 1667.965 | 1173
1 | 1820.721 | 1100
1 | 2089.333 | 1170
1 | 2550.791 | 1295
1 | 2937.119 | 1404
1 | 2962.503 | 1865
1 | 2875.724 | 2078
1 | 2708.054 | 2246
1 | 2525.823 | 1981
1 | 2416.073 | 1869
1 | 2265.71 | 1735
1 | 2138.698 | 1722
1 | 2057.504 | 1647
1 | 2126.93 | 1633
1 | 2387.908 | 1832
1 | 2710.677 | 2570
1 | 2820.669 | 2731
1 | 2752.249 | 2715
1 | 2612.924 | 2627
1 | 2350.203 | 2386
1 | 1996.262 | 1871
1 | 1609.696 | 1403
1 | 1772.983 | 1037
1 | 1619.626 | 977
1 | 1496.183 | 856
1 | 1488.854 | 971
1 | 1755.684 | 991
1 | 2190.122 | 1363
1 | 2637.694 | 1724
1 | 2656.638 | 1734
1 | 2552.159 | 2024
1 | 2452.338 | 2448
1 | 2365.832 | 2506
1 | 2261.931 | 2466
1 | 2161.351 | 2562
1 | 2089.427 | 2505
1 | 2048.109 | 2441
1 | 2162.73 | 2604
1 | 2419.892 | 2438
1 | 2744.732 | 2300
1 | 2865.244 | 2418
1 | 2810.939 | 2417
1 | 2672.989 | 2453
1 | 2443.145 | 2223
1 | 2174.772 | 2222
1 | 1919.495 | 1919
1 | 1803.068 | 1761
1 | 1791.864 | 1870
1 | 1796.096 | 1980
1 | 1822.894 | 2116
1 | 1910.141 | 2272
1 | 2145.612 | 2892
1 | 2429.349 | 2718
1 | 2579.013 | 2645
1 | 2565.93 | 2746
1 | 2521.101 | 2883
1 | 2472.924 | 3185
1 | 2423.764 | 3099
1 | 2405.699 | 2996
1 | 2404.152 | 2721
1 | 2408.532 | 2836
1 | 2504.405 | 2874
1 | 2748.41 | 2864
1 | 3060.471 | 2949
1 | 3168.254 | 2861
1 | 3161.507 | 2976
1 | 3077.149 | 3030
1 | 2926.248 | 2967
1 | 2735.867 | 2985
1 | 2587.675 | 2691
1 | 2052.622 | 2530
1 | 2001.382 | 2419
1 | 2064.529 | 2290
1 | 2248.279 | 2389
1 | 2506.346 | 2841
1 | 2894.835 | 3043
1 | 3229.173 | 2845
1 | 3265.565 | 2737
1 | 3137.895 | 2786
1 | 2931.526 | 2772
1 | 2711.872 | 2755
1 | 2597.979 | 2514
1 | 2460.635 | 2195
1 | 2247.837 | 2101
1 | 1939.716 | 2215
1 | 1889.175 | 2235
1 | 2328.677 | 2357
1 | 2665.512 | 2563
1 | 2818.14 | 2503
1 | 2805.267 | 2530
1 | 2800.139 | 2634
1 | 2713.523 | 2812
1 | 2545.02 | 2794
1 | 2418.697 | 2679
1 | 2706.348 | 2605
1 | 2740.76 | 2202
1 | 2792.623 | 2165
1 | 2891.427 | 2279
1 | 3042.617 | 2442
1 | 3249.669 | 2949
1 | 3328.217 | 2792
1 | 3212.253 | 2774
1 | 2954.725 | 2732
1 | 2744.097 | 2389
1 | 2576.83 | 2572
1 | 2407.844 | 2528
1 | 2248.458 | 2417
1 | 2085.635 | 2158
1 | 1951.827 | 2120
1 | 2026.579 | 2303
1 | 2266.217 | 2537
1 | 2576.707 | 2675
1 | 2660.326 | 2635
1 | 2652.24 | 2750
1 | 2594.72 | 2634
1 | 2448.544 | 2667
1 | 2246.625 | 2871
1 | 2044.673 | 2316
1 | 1950.078 | 2120
1 | 1950.218 | 2002
1 | 1959.348 | 2022
1 | 1999.017 | 2084
1 | 2094.894 | 2072
1 | 2338.872 | 2465
1 | 2752.412 | 2601
1 | 2860.879 | 2616
1 | 2785.782 | 2490
1 | 2732.011 | 2685
1 | 2661.662 | 2620
1 | 2538.137 | 2548
1 | 2433.595 | 2426
1 | 2363.795 | 2146
1 | 2313.614 | 2064
1 | 2371.575 | 2076
1 | 2640.059 | 2515
1 | 3100.495 | 2574
1 | 3318.353 | 2664
1 | 3326.468 | 2685
1 | 3258.546 | 2613
1 | 3093.261 | 2551
1 | 2871.747 | 2379
1 | 2704.145 | 2236
1 | 2509.836 | 1545
1 | 2716.878 | 1427
1 | 2761.663 | 1450
1 | 2860.808 | 1619
1 | 3012.787 | 2067
1 | 3281.292 | 2396
1 | 3563.131 | 2656
1 | 3601.367 | 2684
1 | 3342.897 | 2800
1 | 3160.246 | 2805
1 | 2914.941 | 2562
1 | 2788.298 | 2249
1 | 2628.729 | 2383
1 | 2404.114 | 1970
1 | 2224.976 | 1908
1 | 2254.573 | 1970
1 | 2465.636 | 1886
1 | 2782.502 | 2130
1 | 2906.538 | 2559
1 | 2915.701 | 2455
1 | 2859.778 | 1877
1 | 2719.273 | 1737
1 | 2527.546 | 1637
1 | 2371.994 | 1340
2 | 3097.204 | 1051
2 | 3104.466 | 947
2 | 3125.876 | 947
2 | 3173.652 | 954
2 | 3266.599 | 973
2 | 3454.826 | 1444
2 | 3569.334 | 2609
2 | 3477.776 | 2898
2 | 3296.299 | 2938
2 | 3146.991 | 2768
2 | 2954.564 | 2375
2 | 2786.247 | 1668
2 | 2642.963 | 1302
2 | 2516.85 | 1028
2 | 2417.3 | 929
2 | 2473.39 | 976
2 | 2626.199 | 1019
2 | 2822.286 | 1521
2 | 2937.319 | 2100
2 | 2917.065 | 2398
2 | 2841.36 | 2254
2 | 2705.983 | 2159
2 | 2467.837 | 1332
2 | 2114.284 | 1052
2 | 2010.453 | 1311
2 | 1766.3 | 1166
2 | 1511.072 | 1231
2 | 1735.87 | 1290
2 | 2111.354 | 1647
2 | 2579.409 | 2100
2 | 2824.451 | 2208
2 | 2803.444 | 1956
2 | 2698.144 | 1939
2 | 2581.964 | 2349
2 | 2461.369 | 2341
2 | 2385.814 | 2343
2 | 2342.703 | 2338
2 | 2313.461 | 2310
2 | 2319.597 | 2398
2 | 2402.525 | 2567
2 | 2588.992 | 2647
2 | 2812.862 | 2633
2 | 2966.122 | 2724
2 | 2942.845 | 2425
2 | 2840.113 | 2107
2 | 2669.559 | 1596
2 | 2390.057 | 1539
2 | 2058.865 | 1320
2 | 1883.771 | 1146
2 | 1672.621 | 1001
2 | 1548.883 | 986
2 | 1800.874 | 1016
2 | 2123.165 | 1426
2 | 2524.437 | 2089
2 | 2804.527 | 2474
2 | 2779.13 | 2214
2 | 2703.833 | 2149
2 | 2615.803 | 2488
2 | 2521.885 | 2686
2 | 2448.679 | 2398
2 | 2371.475 | 2327
2 | 2293.308 | 2316
2 | 2252.597 | 2392
2 | 2364.957 | 2155
2 | 2573.727 | 1915
2 | 2836.527 | 2345
2 | 2988.094 | 2882
2 | 3003.933 | 2837
2 | 2938.243 | 2681
2 | 2786.336 | 2638
2 | 2609.35 | 2288
2 | 2411.893 | 1717
2 | 2180.737 | 1738
2 | 2100.448 | 1861
2 | 2180.4 | 1984
2 | 2325.511 | 1980
2 | 2531.166 | 2077
2 | 2833.95 | 2507
2 | 3016.291 | 2691
2 | 2983.416 | 2499
2 | 2862.809 | 2380
2 | 2710.166 | 2746
2 | 2550.097 | 2645
2 | 2402.516 | 2430
2 | 2272.011 | 2341
2 | 2118.749 | 2262
2 | 2023.099 | 2418
2 | 2201.38 | 2279
2 | 2457.127 | 2171
2 | 2696.346 | 2295
2 | 2769.078 | 2382
2 | 2732.597 | 2369
2 | 2689.62 | 2384
2 | 2560.636 | 2171
2 | 2341.294 | 1972
2 | 1561.241 | 1699
2 | 1834.668 | 1510
2 | 1967.543 | 1486
2 | 2021.829 | 1531
2 | 2168.345 | 1465
2 | 2471.344 | 1564
2 | 2820.27 | 2172
2 | 3068.24 | 2688
2 | 3023.079 | 2831
2 | 2921.357 | 2724
2 | 2809.466 | 2827
2 | 2693.973 | 2869
2 | 2559.503 | 2892
2 | 2438.982 | 2910
2 | 2343.469 | 2982
2 | 2283.23 | 2638
2 | 2341.136 | 2586
2 | 2521.039 | 2572
2 | 2767.847 | 2614
2 | 2895.662 | 2536
2 | 2875.866 | 2454
2 | 2792.023 | 2434
2 | 2626.546 | 2548
2 | 2259.782 | 2513
2 | 1613.19 | 2389
2 | 1809.409 | 2506
2 | 1617.67 | 2386
2 | 1505.72 | 2425
2 | 1721.681 | 2327
2 | 2078.97 | 2320
2 | 2549.698 | 2503
2 | 2829.872 | 2260
2 | 2783.29 | 2179
2 | 2665.265 | 2246
2 | 2534.319 | 2468
2 | 2456.401 | 2485
2 | 2398.117 | 2421
2 | 2344.287 | 2427
2 | 2323.33 | 2382
2 | 2300.92 | 2386
2 | 2366.046 | 2339
2 | 2516.244 | 2295
2 | 2777.808 | 2156
2 | 2939.01 | 2176
2 | 2960.77 | 2106
2 | 2894.563 | 2216
2 | 2744.326 | 2431
2 | 2545.982 | 2643
2 | 2348.794 | 2613
2 | 1958.863 | 2602
2 | 1924.239 | 2636
2 | 1944.652 | 2615
2 | 2033 | 2659
2 | 2216.479 | 2783
2 | 2561.647 | 2820
2 | 2940.885 | 2792
2 | 3059.571 | 2761
2 | 3009.38 | 3018
2 | 2939.007 | 3121
2 | 2883.056 | 3156
2 | 2842.208 | 3023
2 | 2791.819 | 2833
2 | 2716.805 | 2817
2 | 2679.626 | 2890
2 | 2727.88 | 2937
2 | 2888.585 | 2908
2 | 3197.412 | 2884
2 | 3375.511 | 3063
2 | 3379.289 | 3135
2 | 3284.303 | 3115
2 | 3148.115 | 3043
2 | 2938.805 | 2819
2 | 2773.418 | 2816
2 | 2665.769 | 2815
2 | 2580.797 | 2706
2 | 2547.364 | 2772
2 | 2636.002 | 2857
2 | 2874.208 | 2971
2 | 3202.236 | 3209
2 | 3446.231 | 3018
2 | 3415.984 | 3175
2 | 3226.699 | 3107
2 | 3101.471 | 2990
2 | 2963.545 | 3057
2 | 2827.034 | 2991
2 | 2662.342 | 3046
2 | 2492.517 | 2895
2 | 2406.419 | 2853
2 | 2471.751 | 2808
2 | 2675.855 | 2839
2 | 2943.428 | 2958
2 | 3079.778 | 3007
2 | 3066.144 | 2938
2 | 2977.987 | 2941
2 | 2787.457 | 2887
2 | 2482.24 | 2800
2 | 1991.181 | 2864
2 | 2534.469 | 2841
2 | 2509.128 | 2701
2 | 2540.142 | 2626
2 | 2596.239 | 2715
2 | 2717.362 | 2684
2 | 3008.181 | 2654
2 | 3206.332 | 2589
2 | 3143.244 | 2646
2 | 2986.165 | 2453
2 | 2801.825 | 2724
2 | 2694.528 | 2618
2 | 2568.303 | 2613
2 | 2442.417 | 2717
2 | 2345.051 | 2746
2 | 2300.327 | 2869
2 | 2359.992 | 2860
2 | 2521.85 | 2561
2 | 2741.606 | 2428
2 | 2853.002 | 2406
2 | 2815.134 | 2330
2 | 2699.115 | 2386
2 | 2508.094 | 2495
2 | 2180.052 | 2709
2 | 1751.281 | 2708
2 | 2014.053 | 2648
2 | 1739.441 | 2626
2 | 1341.137 | 2638
2 | 1651.1 | 2587
2 | 2085.194 | 2601
2 | 2541.65 | 2699
2 | 2796.188 | 2533
2 | 2754.697 | 2584
2 | 2630.922 | 2552
2 | 2516.913 | 2816
2 | 2392.247 | 2814
2 | 2278.242 | 2786
2 | 2176.411 | 2764
2 | 2067.025 | 2733
2 | 1966.76 | 2822
2 | 2017.008 | 2807
2 | 2290.822 | 2741
2 | 2589.941 | 2631
2 | 2743.576 | 2718
2 | 2775.802 | 2754
2 | 2696.807 | 2748
2 | 2522.046 | 2709
2 | 2266.574 | 2841
2 | 1933.149 | 2893
2 | 1929.146 | 2796
2 | 1394.216 | 2741
2 | 1802.86 | 2736
2 | 2082.722 | 2642
2 | 2370.616 | 2684
2 | 2667.913 | 2795
2 | 2849.267 | 2553
2 | 2813.689 | 2553
2 | 2736.203 | 2486
2 | 2612.041 | 2671
2 | 2461.904 | 2795
2 | 2314.848 | 2890
2 | 2185.438 | 2862
2 | 2014.194 | 2844
2 | 1802.813 | 2885
2 | 1934.922 | 2831
2 | 2284.48 | 2648
2 | 2505.235 | 2524
2 | 2610.49 | 2411
2 | 2642.113 | 2408
2 | 2626.47 | 2572
2 | 2537.564 | 2620
2 | 2409.504 | 2758
2 | 2239.114 | 2670
2 | 1556.398 | 2690
2 | 1604.64 | 2702
2 | 1708.017 | 2779
2 | 1866.635 | 2871
2 | 2172.262 | 2828
2 | 2594.836 | 2909
2 | 2992.341 | 2648
2 | 2951.315 | 2643
2 | 2839.921 | 2606
2 | 2722.963 | 2862
2 | 2590.426 | 2996
2 | 2468.555 | 2992
2 | 2358.998 | 2915
2 | 2287.673 | 2922
2 | 2257.833 | 2983
2 | 2339.791 | 3035
2 | 2553.942 | 2826
2 | 2846.203 | 2741
2 | 3011.448 | 2805
2 | 2990.412 | 2809
2 | 2893.334 | 2742
2 | 2702.404 | 2772
2 | 2444.246 | 2942
2 | 2250.597 | 2937
2 | 1806.073 | 2830
2 | 2045.328 | 2736
2 | 2232.591 | 2755
2 | 2413.559 | 2821
2 | 2645.835 | 2840
2 | 2981.781 | 3058
2 | 3261.123 | 2815
2 | 3235.556 | 2818
2 | 3107.146 | 2744
2 | 2956.578 | 2961
2 | 2825.962 | 2951
2 | 2739.95 | 2976
2 | 2666.493 | 3102
2 | 2608.769 | 3002
2 | 2579.329 | 3038
2 | 2611.005 | 3003
2 | 2726.35 | 2813
2 | 2906.741 | 2815
2 | 2968.043 | 2799
2 | 2920.222 | 2745
2 | 2815.924 | 2884
2 | 2626.664 | 2883
2 | 2325.843 | 2810
2 | 1890.772 | 2936
2 | 2248.594 | 2860
2 | 2198.926 | 2841
2 | 2227.217 | 2901
2 | 2356.08 | 2960
2 | 2596.837 | 3035
2 | 2912.537 | 3150
2 | 3110.674 | 3114
2 | 3072.059 | 3087
2 | 2974.489 | 3213
2 | 2832.793 | 3335
2 | 2662.756 | 3156
2 | 2506.067 | 3190
2 | 2374.25 | 3063
2 | 2238.433 | 3144
2 | 2095.795 | 3147
2 | 2147.626 | 3090
2 | 2447.482 | 3094
2 | 2717.451 | 3040
2 | 2853.543 | 3126
2 | 2880.859 | 3093
2 | 2811.996 | 2891
2 | 2650.15 | 2624
2 | 2377.321 | 2509
2 | 1655.624 | 2400
2 | 1790.714 | 2057
2 | 1647.306 | 1972
2 | 1677.808 | 2020
2 | 1837.435 | 2099
2 | 2131.659 | 2384
2 | 2561.3 | 2725
2 | 2917.755 | 2867
2 | 2925.139 | 2870
2 | 2845.694 | 3026
2 | 2762.875 | 2983
2 | 2712.986 | 3036
2 | 2623.726 | 2933
2 | 2508.33 | 2899
2 | 2417.471 | 2897
2 | 2376.708 | 3019
2 | 2445.958 | 3181
2 | 2659.99 | 3111
2 | 2931.074 | 2903
2 | 3084.622 | 3110
2 | 3102.356 | 3072
2 | 3022.929 | 2954
2 | 2840.253 | 2823
2 | 2599.183 | 2737
2 | 2363.338 | 2437
2 | 2190.478 | 2437
2 | 2193.667 | 2556
2 | 2255.6 | 2588
2 | 2377.979 | 2609
2 | 2566.869 | 2661
2 | 2924.183 | 2745
2 | 3229.644 | 2634
2 | 3197.818 | 2684
2 | 3059.676 | 2700
2 | 2897.968 | 2697
2 | 2755.208 | 2701
2 | 2658.253 | 2772
2 | 2593.968 | 2675
2 | 2551.015 | 2807
2 | 2516.435 | 2860
2 | 2551.811 | 2779
2 | 2678.869 | 2521
2 | 2865.146 | 2423
2 | 2947.256 | 2482
2 | 2911.105 | 2533
2 | 2779.099 | 2671
2 | 2558.162 | 2768
2 | 2245.937 | 2988
2 | 1774.593 | 2890
2 | 2267.496 | 2786
2 | 2181.068 | 2781
2 | 2116.326 | 2812
2 | 2137.341 | 2614
2 | 2348.825 | 2757
2 | 2696.65 | 2806
2 | 2923.717 | 2742
2 | 2872.7 | 2797
2 | 2756.716 | 2559
2 | 2604.165 | 2620
2 | 2437.549 | 2840
2 | 2275.187 | 2815
2 | 2107.361 | 2507
2 | 1988.72 | 2931
2 | 1928.18 | 2885
2 | 2092.683 | 2646
2 | 2396.932 | 2614
2 | 2669.758 | 2490
2 | 2807.335 | 2636
2 | 2776.008 | 2784
2 | 2686.651 | 2707
2 | 2525.067 | 2726
2 | 2221.463 | 2845
2 | 1468.667 | 2851
2 | 2298.993 | 2696
2 | 2316.945 | 2664
2 | 2374.01 | 2640
2 | 2456.359 | 2729
2 | 2590.774 | 2851
2 | 2787.07 | 3021
2 | 2935.502 | 2741
2 | 2893.248 | 2829
2 | 2747.866 | 2730
2 | 2619.571 | 2891
2 | 2466.005 | 2895
2 | 2298.562 | 2970
2 | 2103.521 | 3017
2 | 1888.864 | 3016
2 | 1480.452 | 3091
2 | 1683.982 | 3067
2 | 2128.285 | 2892
2 | 2418.926 | 2772
2 | 2580.151 | 2881
2 | 2610.763 | 2764
2 | 2607.907 | 2747
2 | 2524.372 | 2831
2 | 2401.363 | 2963
2 | 2303.879 | 2842
2 | 2288.531 | 2776
2 | 2267.9 | 2777
2 | 2290.524 | 2814
2 | 2365.991 | 2761
2 | 2506.536 | 2790
2 | 2703.045 | 3077
2 | 2816.014 | 2979
2 | 2764.337 | 2965
2 | 2622.344 | 2671
2 | 2476.092 | 2898
2 | 2327.905 | 2979
2 | 2205.189 | 2985
2 | 2103.101 | 2905
2 | 1963.469 | 2885
2 | 1784.703 | 2936
2 | 1838.743 | 2793
2 | 2145.666 | 2744
2 | 2374.68 | 2593
2 | 2500.446 | 2671
2 | 2490.441 | 2592
2 | 2465.94 | 2570
2 | 2369.083 | 2728
2 | 2145.109 | 2876
2 | 1360.964 | 2704
2 | 1652.524 | 2677
2 | 1282.477 | 2700
2 | 1382.397 | 2696
2 | 1644.205 | 2683
2 | 2007.044 | 2874
2 | 2481.809 | 3124
2 | 2647.689 | 3083
2 | 2627.941 | 3008
2 | 2531.376 | 2995
2 | 2429.367 | 3176
2 | 2371.186 | 3162
2 | 2342.191 | 3042
2 | 2289.747 | 3042
2 | 2216.039 | 2962
2 | 2154.045 | 3051
2 | 2171.836 | 2969
2 | 2349.302 | 2831
2 | 2581.98 | 2693
2 | 2737.527 | 2566
2 | 2716.445 | 2574
2 | 2634.114 | 2525
2 | 2446.749 | 2618
2 | 2155.643 | 2753
2 | 1784.801 | 2614
2 | 1502.406 | 2190
2 | 1433.686 | 1861
2 | 1566.061 | 1889
2 | 1746.68 | 2087
2 | 2045.199 | 2241
2 | 2461.905 | 2506
2 | 2803.941 | 2853
2 | 2776.742 | 3105
2 | 2661.269 | 3196
2 | 2547.359 | 3178
2 | 2459.781 | 3152
2 | 2367.84 | 2880
2 | 2292.455 | 2828
2 | 2229.665 | 2518
2 | 2195.903 | 2576
2 | 2254.744 | 2531
2 | 2425.095 | 2491
2 | 2689.057 | 2668
2 | 2885.632 | 3221
2 | 2888.736 | 3211
2 | 2824.854 | 3089
2 | 2680.625 | 3026
2 | 2514.69 | 2772
2 | 2346.464 | 2590
2 | 2326.679 | 2644
2 | 2336.461 | 2735
2 | 2405.142 | 2767
2 | 2513.647 | 2872
2 | 2702.566 | 3036
2 | 2945.764 | 3240
2 | 3095.78 | 3270
2 | 3042.55 | 3249
2 | 2898.84 | 3201
2 | 2740.148 | 2888
2 | 2606.31 | 2613
2 | 2469.796 | 2447
2 | 2313.109 | 1956
2 | 2178.309 | 1864
2 | 1990.443 | 1895
2 | 2083.027 | 1860
2 | 2373.416 | 2136
2 | 2634.592 | 2594
2 | 2779.083 | 3044
2 | 2797.495 | 3080
2 | 2747.875 | 2987
2 | 2640.197 | 2865
2 | 2396.239 | 2585
2 | 1640.73 | 2179
2 | 2104.466 | 1841
2 | 2044.834 | 1813
2 | 2047.458 | 1716
2 | 2129.507 | 1580
2 | 2341.273 | 1792
2 | 2670.865 | 2530
2 | 2881.526 | 2823
2 | 2827.715 | 2793
2 | 2704.094 | 2733
2 | 2589.05 | 3048
2 | 2483.072 | 3014
2 | 2382.463 | 2902
2 | 2284.027 | 2711
2 | 2195.447 | 2701
2 | 2132.233 | 2685
2 | 2169.854 | 2616
2 | 2316.02 | 2667
2 | 2516.793 | 2493
2 | 2635.847 | 2544
2 | 2630.692 | 2502
2 | 2535.049 | 2474
2 | 2351.622 | 2312
2 | 2059.563 | 1835
2 | 1426.476 | 1499
2 | 1654.749 | 1360
2 | 1434.638 | 1360
2 | 1186.716 | 1349
2 | 1415.797 | 1251
2 | 1774.729 | 1587
2 | 2268.718 | 2379
2 | 2604.751 | 2545
2 | 2581.142 | 2643
2 | 2479.231 | 2599
2 | 2404.402 | 2789
2 | 2348.457 | 2702
2 | 2268.086 | 2517
2 | 2171.217 | 2497
2 | 2085.806 | 2474
2 | 2036.931 | 2425
2 | 2073.534 | 2454
2 | 2248.693 | 2564
2 | 2494.049 | 2673
2 | 2641.767 | 2809
2 | 2636.685 | 2677
2 | 2550.454 | 2576
2 | 2393.403 | 2510
2 | 2156.914 | 2315
2 | 1851.202 | 1733
2 | 1456.949 | 1575
2 | 1280.259 | 1241
2 | 1308.304 | 1119
2 | 1522.816 | 1117
2 | 1867.198 | 1397
2 | 2334.565 | 2380
2 | 2705.919 | 2672
2 | 2661.648 | 2531
2 | 2545.983 | 2729
2 | 2420.813 | 2807
2 | 2304.218 | 2667
2 | 2254.738 | 2486
2 | 2194.451 | 2386
2 | 2151.561 | 2304
2 | 2132.594 | 2151
2 | 2189.291 | 2343
2 | 2346.333 | 2441
2 | 2589.687 | 2354
2 | 2724.172 | 2499
2 | 2735.31 | 2430
2 | 2697.342 | 2653
2 | 2591.447 | 2393
2 | 2379.733 | 1824
2 | 2199.512 | 1544
2 | 1570.038 | 1457
2 | 1555.214 | 1323
2 | 1639.777 | 1334
2 | 1801.468 | 1447
2 | 2099.646 | 1806
2 | 2521.206 | 2520
2 | 2931.291 | 2925
2 | 2946.127 | 2973
2 | 2875.242 | 3001
2 | 2764.602 | 3056
2 | 2667.23 | 3157
2 | 2581.811 | 2967
2 | 2467.985 | 2743
2 | 2347.25 | 2655
2 | 2286.774 | 2515
2 | 2364.726 | 2559
2 | 2568.589 | 2402
2 | 2870.215 | 2592
2 | 3010.264 | 2831
2 | 2977.188 | 2772
2 | 2871.737 | 2724
2 | 2661.438 | 2404
2 | 2406.474 | 2134
2 | 2195.712 | 1856
2 | 2217.09 | 1568
2 | 2263.526 | 1492
2 | 2352.952 | 1589
2 | 2471.746 | 1842
2 | 2701.696 | 2313
2 | 2935.591 | 2737
2 | 3127.073 | 2964
2 | 3073.159 | 2938
2 | 2938.451 | 2958
2 | 2791.453 | 3114
2 | 2628.55 | 3030
2 | 2465.991 | 3060
2 | 2251.116 | 2939
2 | 2025.43 | 2788
2 | 1672.023 | 2646
2 | 2085.696 | 2644
2 | 2436.18 | 2394
2 | 2744.968 | 2172
2 | 2903.87 | 2172
2 | 2905.362 | 1996
2 | 2853.604 | 1979
2 | 2726.121 | 1994
2 | 2492.035 | 1987
2 | 2207.593 | 1871
2 | 2542.261 | 2154
2 | 2565.563 | 2266
2 | 2626.251 | 2277
2 | 2699.818 | 2380
2 | 2838.941 | 2541
2 | 3004.612 | 2673
2 | 3133.596 | 3208
2 | 3061.997 | 3327
2 | 2933.451 | 2920
2 | 2788.334 | 2295
2 | 2655.016 | 2051
2 | 2500.11 | 2028
2 | 2343.936 | 2031
2 | 2187.045 | 1931
2 | 1967.707 | 1994
2 | 2000.294 | 2026
2 | 2308.435 | 2008
2 | 2569.343 | 2292
2 | 2696.506 | 2289
2 | 2718.66 | 2307
2 | 2678.343 | 2306
2 | 2557.415 | 2216
2 | 2342.927 | 2013
2 | 1678.546 | 1724
3 | 1891.849 | 1238
3 | 1875.285 | 988
3 | 1932.215 | 997
3 | 2185.999 | 1151
3 | 2716.715 | 1335
3 | 3117.227 | 1911
3 | 3105.529 | 2790
3 | 2821.006 | 3049
3 | 2452.567 | 2969
3 | 2182.229 | 2885
3 | 2026.659 | 2685
3 | 1877.654 | 2367
3 | 1767.192 | 1993
3 | 1724.425 | 1753
3 | 1699.916 | 1670
3 | 1697.371 | 1769
3 | 1780.759 | 1906
3 | 1982.727 | 2179
3 | 2369.987 | 2666
3 | 2425.242 | 2711
3 | 2244.256 | 2558
3 | 1916.857 | 2236
3 | 1597.181 | 1921
3 | 1405.436 | 1701
3 | 1256.635 | 1266
3 | 1239.839 | 938
3 | 1256.694 | 992
3 | 1312.32 | 1018
3 | 1537.646 | 1031
3 | 2022.696 | 1395
3 | 2477.927 | 1335
3 | 2391.971 | 1381
3 | 2170.987 | 1576
3 | 2031.124 | 1556
3 | 1907.563 | 1397
3 | 1855.51 | 1336
3 | 1804.146 | 1221
3 | 1778.689 | 1215
3 | 1748.998 | 1229
3 | 1772.185 | 1330
3 | 1898.468 | 1595
3 | 2174.943 | 1823
3 | 2691.542 | 2432
3 | 2645.694 | 2216
3 | 2217.408 | 1701
3 | 1577.522 | 1293
3 | 1109.444 | 1197
3 | 979.7517 | 963
3 | 1025.504 | 734
3 | 884.606 | 682
3 | 812.5498 | 703
3 | 926.0939 | 818
3 | 1220.347 | 925
3 | 1672.27 | 843
3 | 1856.463 | 1157
3 | 1869.215 | 1118
3 | 1868.721 | 1231
3 | 1875.896 | 1302
3 | 1833.037 | 1245
3 | 1785.483 | 1475
3 | 1736.117 | 1371
3 | 1704.211 | 1311
3 | 1712.331 | 1134
3 | 1813.336 | 1177
3 | 2000.568 | 1040
3 | 2201.854 | 1425
3 | 2490.291 | 2222
3 | 2524.34 | 2055
3 | 2345.717 | 1555
3 | 2019.236 | 1031
3 | 1641.283 | 830
3 | 1315.549 | 850
3 | 798.0934 | 968
3 | 766.0311 | 958
3 | 765.3899 | 1097
3 | 841.1087 | 1187
3 | 1191.794 | 1542
3 | 1787.039 | 2072
3 | 2201.559 | 2426
3 | 2175.23 | 2371
3 | 2122.84 | 2400
3 | 2045.408 | 2518
3 | 1974.578 | 2182
3 | 1822.921 | 2040
3 | 1787.089 | 1852
3 | 1711.084 | 1721
3 | 1578.245 | 1594
3 | 1605.347 | 1641
3 | 1723.636 | 1891
3 | 2023.405 | 2524
3 | 2477.18 | 2880
3 | 2455.271 | 2639
3 | 2238.036 | 2542
3 | 1840.373 | 2415
3 | 1404.937 | 1890
3 | 1030.184 | 1471
3 | 1078.974 | 1141
3 | 1078.819 | 1075
3 | 1078.819 | 1133
3 | 1080.351 | 1165
3 | 1144.762 | 1263
3 | 1479.499 | 1632
3 | 1577.495 | 1851
3 | 1660.817 | 1689
3 | 1850.452 | 1688
3 | 2006.277 | 2125
3 | 2159.85 | 2204
3 | 2359.404 | 2367
3 | 2482.162 | 2460
3 | 2561.73 | 2562
3 | 2613.225 | 2724
3 | 2739.705 | 2843
3 | 2674.307 | 2507
3 | 2702.04 | 2772
3 | 2790.609 | 2921
3 | 2740.779 | 2579
3 | 2053.417 | 2180
3 | 1361.128 | 1899
3 | 1117.157 | 1740
3 | 1082.374 | 1572
3 | 1071.332 | 1567
3 | 1061.59 | 1783
3 | 1061.558 | 1972
3 | 1073.848 | 2244
3 | 1212.415 | 2532
3 | 1695.593 | 2809
3 | 1807.592 | 2816
3 | 1887.207 | 2762
3 | 1993.855 | 2831
3 | 2112.913 | 2747
3 | 2190.438 | 2634
3 | 2252.888 | 2530
3 | 2298.281 | 2448
3 | 2294.152 | 2382
3 | 2306.175 | 2394
3 | 2324.698 | 2420
3 | 2395.394 | 2638
3 | 2563.044 | 2768
3 | 2773.348 | 2780
3 | 2676.047 | 2637
3 | 2158.989 | 2734
3 | 1628.318 | 2705
3 | 1247.629 | 2471
3 | 1105.456 | 2409
3 | 1146.922 | 2561
3 | 1123.964 | 2611
3 | 1121.94 | 2587
3 | 1173.195 | 2595
3 | 1370.16 | 2843
3 | 1830.418 | 2947
3 | 1987.787 | 3169
3 | 1981.734 | 3348
3 | 2007.596 | 3344
3 | 2030.347 | 3324
3 | 2029.702 | 3240
3 | 1999.705 | 3138
3 | 2015.139 | 2931
3 | 1992.591 | 2910
3 | 1996.661 | 2934
3 | 2041.17 | 3025
3 | 2189.337 | 2929
3 | 2427.776 | 3109
3 | 2820.27 | 3192
3 | 2833.73 | 3197
3 | 2572.296 | 3118
3 | 2125.511 | 3033
3 | 1775.226 | 2954
3 | 1583.482 | 2945
3 | 1142.656 | 2938
3 | 1165.429 | 2988
3 | 1213.607 | 2991
3 | 1341.472 | 2990
3 | 1789.309 | 3093
3 | 2686.649 | 3027
3 | 2812.592 | 3067
3 | 2512.789 | 3101
3 | 2254.763 | 3062
3 | 2110.269 | 3061
3 | 1949.494 | 2989
3 | 1800.76 | 2902
3 | 1724.364 | 2880
3 | 1658.932 | 2932
3 | 1665.095 | 2960
3 | 1731.919 | 2897
3 | 1852.884 | 2884
3 | 2258.606 | 2887
3 | 2781.55 | 3211
3 | 2854.446 | 3338
3 | 2534.496 | 3253
3 | 1966.219 | 3128
3 | 1473.541 | 2908
3 | 1232.438 | 2899
3 | 1178.162 | 2882
3 | 1164.831 | 2869
3 | 1178.138 | 2874
3 | 1335.353 | 2938
3 | 1912.605 | 3013
3 | 2733.611 | 3272
3 | 2876.621 | 3167
3 | 2643.116 | 3184
3 | 2341.06 | 3310
3 | 2196.976 | 3474
3 | 2039.72 | 3281
3 | 1861.075 | 3167
3 | 1725.978 | 3062
3 | 1589.097 | 3083
3 | 1543.916 | 3025
3 | 1648.987 | 3002
3 | 1868.306 | 3050
3 | 2261.528 | 2987
3 | 2802.222 | 2971
3 | 2839.698 | 3021
3 | 2522.867 | 3134
3 | 1984.132 | 3091
3 | 1457.502 | 3009
3 | 1170.125 | 2985
3 | 1206.446 | 2911
3 | 1112.322 | 2856
3 | 1118.914 | 2843
3 | 1290.297 | 2860
3 | 1793.882 | 2991
3 | 2336.251 | 3022
3 | 2412.682 | 3068
3 | 2192.248 | 2886
3 | 2060.845 | 2895
3 | 1977.976 | 2910
3 | 1907.797 | 2890
3 | 1775.202 | 2811
3 | 1650.128 | 2953
3 | 1540.524 | 3028
3 | 1552.343 | 2990
3 | 1688.29 | 3114
3 | 1957.941 | 3019
3 | 2291.415 | 2887
3 | 2764.798 | 2817
3 | 2824.112 | 2822
3 | 2642.935 | 2614
3 | 2286.626 | 2647
3 | 1926.791 | 2771
3 | 1709.036 | 2813
3 | 1635.201 | 2763
3 | 1613.147 | 2817
3 | 1653.434 | 2806
3 | 1907.628 | 2811
3 | 2390.536 | 3009
3 | 2881.62 | 3198
3 | 2969.908 | 2961
3 | 2758.811 | 2875
3 | 2386.934 | 3060
3 | 2139.051 | 3217
3 | 1927.945 | 3164
3 | 1721.198 | 3196
3 | 1533.075 | 3138
3 | 1369.69 | 3122
3 | 1258.118 | 3061
3 | 1351.487 | 3103
3 | 1581.623 | 3048
3 | 1978.442 | 2772
3 | 2404.234 | 2747
3 | 2477.779 | 2782
3 | 2433.869 | 2997
3 | 2187.196 | 3047
3 | 1950.415 | 3027
3 | 1882.833 | 2891
3 | 1931.153 | 2724
3 | 1974.425 | 2720
3 | 2083.765 | 2700
3 | 2354.308 | 2634
3 | 2821.255 | 2614
3 | 3211.158 | 2742
3 | 3166.334 | 2885
3 | 2835.144 | 2860
3 | 2528.215 | 2824
3 | 2286.238 | 2913
3 | 2101.993 | 2886
3 | 1975.815 | 2878
3 | 1856.2 | 2860
3 | 1747.821 | 2916
3 | 1680.927 | 3032
3 | 1621.34 | 2863
3 | 1733.519 | 2878
3 | 2009.329 | 2855
3 | 2333.063 | 2843
3 | 2462.553 | 2826
3 | 2350.801 | 2942
3 | 2040.041 | 2925
3 | 1720.743 | 2695
3 | 1499.368 | 2686
3 | 1321.841 | 2620
3 | 1325.767 | 2608
3 | 1354.575 | 2644
3 | 1518.093 | 2663
3 | 2099.309 | 2793
3 | 3016.24 | 2936
3 | 3033.632 | 3028
3 | 2793.031 | 2966
3 | 2384.16 | 3062
3 | 2206.281 | 2993
3 | 2055.612 | 2742
3 | 1899.166 | 2794
3 | 1768.432 | 2865
3 | 1694.889 | 2807
3 | 1653.377 | 2681
3 | 1724.133 | 2490
3 | 1884.69 | 2490
3 | 2230.711 | 2561
3 | 2818.461 | 2815
3 | 2852.305 | 2791
3 | 2527.392 | 2904
3 | 2037.692 | 2743
3 | 1709.679 | 2728
3 | 1524.779 | 2281
3 | 1722.206 | 2137
3 | 1752.321 | 2146
3 | 1839.733 | 2235
3 | 2071.183 | 2229
3 | 2495.746 | 2510
3 | 3125.449 | 2948
3 | 3201.791 | 3223
3 | 2947.709 | 3437
3 | 2657.862 | 3466
3 | 2388.674 | 3223
3 | 2185.793 | 2991
3 | 2014.333 | 2785
3 | 1923.711 | 2538
3 | 1815.459 | 2421
3 | 1758.375 | 2494
3 | 1800.954 | 2433
3 | 1909.161 | 2650
3 | 2130.685 | 2702
3 | 2458.819 | 2682
3 | 2476.958 | 2503
3 | 2296.194 | 2524
3 | 2004.325 | 2338
3 | 1706.816 | 2100
3 | 1490.001 | 2087
3 | 1218.97 | 2052
3 | 1215.644 | 1917
3 | 1254.686 | 1921
3 | 1356.646 | 1961
3 | 1751.514 | 2300
3 | 2478.012 | 2334
3 | 2666.993 | 2509
3 | 2515.853 | 2635
3 | 2408.378 | 2809
3 | 2317.208 | 2666
3 | 2138.879 | 2260
3 | 1933.788 | 2468
3 | 1814.223 | 2373
3 | 1714.849 | 2348
3 | 1673.188 | 2362
3 | 1716.821 | 2480
3 | 1892.671 | 2637
3 | 2247.068 | 3037
3 | 2835.769 | 3137
3 | 2884.077 | 3114
3 | 2482.297 | 3137
3 | 1914.016 | 2826
3 | 1393.242 | 2376
3 | 1172.287 | 2155
3 | 1171.9 | 2028
3 | 1157.282 | 1756
3 | 1159.675 | 1812
3 | 1212.828 | 1933
3 | 1511.734 | 2138
3 | 2357.568 | 2705
3 | 2470.63 | 2861
3 | 2409.539 | 2858
3 | 2320.178 | 2994
3 | 2163.442 | 2855
3 | 2097.694 | 2751
3 | 1999.071 | 2735
3 | 1880.245 | 2629
3 | 1754.349 | 2361
3 | 1743.844 | 2325
3 | 1789.047 | 2260
3 | 1987.137 | 2448
3 | 2342.587 | 2563
3 | 2776.519 | 2697
3 | 2658.412 | 2696
3 | 2231.021 | 2629
3 | 1716.627 | 2443
3 | 1268.403 | 2247
3 | 1064.729 | 1868
3 | 1052.638 | 1766
3 | 910.6532 | 1694
3 | 871.3691 | 1597
3 | 1021.315 | 1721
3 | 1429.33 | 1740
3 | 2029.667 | 2166
3 | 2378.823 | 2321
3 | 2344.135 | 2395
3 | 2238.93 | 2590
3 | 2061.881 | 2659
3 | 1852.155 | 2708
3 | 1730.395 | 2668
3 | 1635.169 | 2545
3 | 1566.721 | 2302
3 | 1552.208 | 2289
3 | 1630.053 | 2229
3 | 1859.163 | 2305
3 | 2167.494 | 2280
3 | 2528.594 | 2622
3 | 2583.159 | 2508
3 | 2322.314 | 2765
3 | 1832.981 | 2560
3 | 1423.252 | 2188
3 | 1069.685 | 1783
3 | 946.9409 | 1859
3 | 869.0376 | 1924
3 | 976.8535 | 1965
3 | 1280.759 | 1861
3 | 1925.366 | 2174
3 | 2565.54 | 3008
3 | 2580.828 | 3156
3 | 2360.363 | 3094
3 | 2189.609 | 3202
3 | 2057.919 | 3089
3 | 1902.592 | 2834
3 | 1759.671 | 2748
3 | 1601.735 | 2620
3 | 1414.694 | 2646
3 | 1308.056 | 2597
3 | 1347.704 | 2578
3 | 1541.199 | 2661
3 | 1822.342 | 2709
3 | 2300.784 | 2739
3 | 2354.63 | 2710
3 | 2234.817 | 2819
3 | 1905.95 | 2816
3 | 1557.356 | 2670
3 | 1249.59 | 2592
3 | 1036.353 | 1906
3 | 1058.598 | 1495
3 | 1106.679 | 1476
3 | 1228.412 | 1483
3 | 1633.323 | 1759
3 | 2405.468 | 2650
3 | 2748.143 | 2923
3 | 2662.415 | 3011
3 | 2499.201 | 3116
3 | 2338.721 | 3090
3 | 2141.435 | 2944
3 | 1931.453 | 2787
3 | 1719.31 | 2784
3 | 1591.062 | 2468
3 | 1568.932 | 2360
3 | 1580.809 | 2286
3 | 1713.959 | 2273
3 | 2071.586 | 2255
3 | 2693.716 | 2630
3 | 2579.75 | 2472
3 | 2283.115 | 2546
3 | 1786.429 | 2372
3 | 1334.783 | 2103
3 | 1068.385 | 1848
3 | 1058.782 | 1403
3 | 1051.921 | 1128
3 | 1061.835 | 1086
3 | 1168.827 | 1146
3 | 1563.051 | 1475
3 | 2178.889 | 2303
3 | 2692.094 | 2815
3 | 2631.755 | 3033
3 | 2419.978 | 3062
3 | 2148.987 | 3000
3 | 1989.195 | 2949
3 | 1927.191 | 2666
3 | 1890.286 | 2295
3 | 1785.555 | 2209
3 | 1723.096 | 2146
3 | 1732.016 | 2116
3 | 1856.34 | 2185
3 | 2155.741 | 2301
3 | 2763.711 | 2437
3 | 2658.457 | 2422
3 | 2310.635 | 2543
3 | 1815.03 | 2462
3 | 1342.136 | 2235
3 | 1110.197 | 1925
3 | 1102.684 | 1523
3 | 1102.255 | 753
3 | 1102.684 | 563
3 | 1111.406 | 676
3 | 1247.702 | 833
3 | 1578.008 | 875
3 | 1784.574 | 932
3 | 1794.833 | 1011
3 | 1993.474 | 1412
3 | 2028.864 | 1623
3 | 2186.777 | 1361
3 | 2368.938 | 1148
3 | 2437.579 | 986
3 | 2432.896 | 1041
3 | 2603.623 | 1091
3 | 2715.282 | 1073
3 | 2605.222 | 1312
3 | 2692.72 | 1558
3 | 2813.986 | 1798
3 | 2555.523 | 1376
3 | 2023.489 | 998
3 | 1341.412 | 762
3 | 1128.997 | 648
3 | 1102.196 | 539
3 | 1421.218 | 409
3 | 1413.634 | 321
3 | 1413.642 | 309
3 | 1432.263 | 407
3 | 1580.684 | 496
3 | 1929.677 | 681
3 | 2118.932 | 651
3 | 2144.851 | 757
3 | 2051.501 | 1086
3 | 2023.627 | 1230
3 | 2031.764 | 1190
3 | 2023.838 | 1167
3 | 2002.231 | 1170
3 | 1986.227 | 1211
3 | 2001.502 | 1161
3 | 2108.362 | 1442
3 | 2346.938 | 1741
3 | 2717.448 | 1921
3 | 3107.484 | 2149
3 | 3125.424 | 2353
3 | 2895.611 | 2243
3 | 2544.806 | 1959
3 | 2310.69 | 1692
3 | 2197.572 | 1183
3 | 1912.216 | 812
3 | 1912.033 | 919
3 | 1988.605 | 918
3 | 2293.731 | 1083
3 | 2687.873 | 1545
3 | 3193.317 | 2618
3 | 3427.561 | 3054
3 | 3139.271 | 2948
3 | 2794.276 | 2982
3 | 2521.028 | 2825
3 | 2293.154 | 2623
3 | 2117.889 | 2501
3 | 1954.148 | 2282
3 | 1817.424 | 2255
3 | 1740.374 | 2342
3 | 1780.602 | 2279
3 | 2007.134 | 2199
3 | 2373.16 | 2271
3 | 2731.983 | 2627
3 | 2731.778 | 2511
3 | 2548.315 | 2498
3 | 2241.899 | 2156
3 | 1928.017 | 1664
3 | 1715.771 | 1378
3 | 2178.76 | 1484
3 | 2152.605 | 1779
3 | 2215.835 | 1915
3 | 2367.236 | 2325
3 | 2642.439 | 3259
3 | 3024.098 | 3512
3 | 3108.625 | 3332
3 | 2849.058 | 3410
3 | 2466.382 | 3072
3 | 2200 | 2903
3 | 2031.168 | 2831
3 | 1892.297 | 2890
3 | 1789.421 | 2704
3 | 1683.25 | 2593
3 | 1646.331 | 2087
3 | 1640.526 | 2150
3 | 1731.531 | 2285
3 | 1861.794 | 2399
3 | 2120.038 | 2497
3 | 2203.262 | 2730
3 | 2050.655 | 2862
3 | 1820.067 | 2422
3 | 1583.827 | 1553
3 | 1396.834 | 1233
3 | 865.2302 | 1069
3 | 847.5353 | 1082
3 | 865.2108 | 1022
3 | 1064.391 | 1119
3 | 1576.788 | 1617
3 | 2300.648 | 2735
3 | 2348.854 | 3229
3 | 2226.264 | 3030
3 | 1979.26 | 2710
3 | 1765.028 | 2730
3 | 1616.279 | 2531
3 | 1507.838 | 2411
3 | 1508.478 | 2295
3 | 1490.506 | 2186
3 | 1476.312 | 2015
3 | 1535.962 | 2072
3 | 1678.189 | 2015
3 | 1959.044 | 2002
3 | 2431.319 | 2369
3 | 2429.139 | 2184
3 | 2232.896 | 2113
3 | 1882.82 | 1487
3 | 1310.146 | 1217
3 | 719.5289 | 691
3 | 1067.137 | 479
3 | 1067.137 | 358
3 | 1071.697 | 412
3 | 1102.965 | 534
3 | 1327.553 | 786
3 | 1638.064 | 1112
3 | 1811.099 | 1875
3 | 1857.455 | 1906
3 | 1987.257 | 2065
3 | 2030.211 | 1800
3 | 2140.591 | 1277
3 | 2250.445 | 1270
3 | 2301.759 | 1291
3 | 2359.939 | 1427
3 | 2409.456 | 1406
3 | 2498.511 | 1424
3 | 2562.37 | 1337
3 | 2622.999 | 1338
3 | 2778.927 | 2014
3 | 2521.915 | 2491
3 | 2104.22 | 2305
3 | 1557.188 | 1368
3 | 1144.714 | 923
3 | 1070.231 | 653
3 | 1142.992 | 507
3 | 1131.271 | 516
3 | 1131.259 | 519
3 | 1152.619 | 546
3 | 1291.958 | 593
3 | 1638.904 | 788
3 | 1722.701 | 1192
3 | 1817.248 | 1301
3 | 1899.51 | 1698
3 | 1991.362 | 1490
3 | 2143.085 | 1412
3 | 2285.969 | 1431
3 | 2376.186 | 1403
3 | 2403.483 | 1468
3 | 2464.783 | 1632
3 | 2508.572 | 1789
3 | 2518.25 | 1807
3 | 2616.879 | 1615
3 | 2843.048 | 2121
3 | 2609.732 | 2188
3 | 2316.028 | 1822
3 | 1776.126 | 1505
3 | 1352.07 | 904
3 | 1194.576 | 780
3 | 1139.846 | 419
3 | 1136.272 | 407
3 | 1136.263 | 336
3 | 1140.939 | 217
3 | 1199.515 | 214
3 | 1471.975 | 303
3 | 1597.13 | 314
3 | 1695.094 | 376
3 | 1794.281 | 499
3 | 1947.654 | 583
3 | 2180.306 | 670
3 | 2422.182 | 745
3 | 2535.803 | 706
3 | 2582.396 | 732
3 | 2621.933 | 864
3 | 2710.62 | 1135
3 | 2742.903 | 1402
3 | 2789.226 | 1756
3 | 2848.053 | 2085
3 | 2557.793 | 2183
3 | 2158.083 | 1698
3 | 1577.049 | 1073
3 | 1261.297 | 686
3 | 1163.658 | 372
3 | 1327.153 | 185
3 | 1324.364 | 166
3 | 1324.352 | 196
3 | 1327.856 | 200
3 | 1385.574 | 222
3 | 1580.05 | 319
3 | 1649.232 | 314
3 | 1716.873 | 396
3 | 1780.983 | 427
3 | 1949.26 | 453
3 | 2129.655 | 459
3 | 2297.682 | 662
3 | 2467.745 | 790
3 | 2690.389 | 794
3 | 2948.625 | 910
3 | 3036.142 | 1053
3 | 2999.815 | 1412
3 | 3011.387 | 1416
3 | 3018.497 | 1832
3 | 2713.336 | 1990
3 | 2254.26 | 1436
3 | 1736.093 | 885
3 | 1452.588 | 716
3 | 1353.26 | 409
3 | 1031.958 | 221
3 | 978.7431 | 165
3 | 979.2538 | 211
3 | 1044.65 | 194
3 | 1297.139 | 293
3 | 1822.102 | 387
3 | 1923.625 | 747
3 | 1933.451 | 972
3 | 1963.358 | 1256
3 | 2030.545 | 1377
3 | 2055.251 | 1349
3 | 2069.826 | 1238
3 | 2078.619 | 1103
3 | 2049.199 | 1024
3 | 2008.313 | 1074
3 | 2049.551 | 1165
3 | 2165.22 | 1339
3 | 2369.168 | 1236
3 | 2586.667 | 1839
3 | 2690.533 | 1846
3 | 2338.813 | 1612
3 | 1836.535 | 1279
3 | 1421.976 | 739
3 | 1118.798 | 331
3 | 882.2226 | 208
3 | 859.5119 | 157
3 | 895.9311 | 220
3 | 1044.219 | 251
3 | 1516.215 | 459
3 | 2005.911 | 634
3 | 2227.153 | 524
3 | 2183.032 | 850
3 | 2074.426 | 980
3 | 1978.856 | 931
3 | 1884.308 | 569
3 | 1809.923 | 638
3 | 1738.591 | 468
3 | 1663.149 | 463
3 | 1678.432 | 394
3 | 1657.561 | 482
3 | 1817.074 | 846
3 | 2140.837 | 1178
3 | 2507.075 | 1646
3 | 2571.302 | 1792
3 | 2315.48 | 1764
3 | 1845.846 | 1480
3 | 1428.58 | 998
3 | 1174.711 | 794
4 | 421.9363 | 720
4 | 423.5128 | 741
4 | 492.7783 | 503
4 | 766.5859 | 483
4 | 1313.29 | 814
4 | 1828.529 | 1253
4 | 1793.068 | 2369
4 | 1553.711 | 2453
4 | 1309.818 | 2661
4 | 1119.738 | 2840
4 | 967.118 | 2803
4 | 789.1611 | 2390
4 | 650.274 | 2215
4 | 595.8684 | 2173
4 | 639.9031 | 1923
4 | 766.9301 | 1881
4 | 967.0503 | 2152
4 | 1241.121 | 2606
4 | 1621.973 | 2712
4 | 1615.656 | 2791
4 | 1417.324 | 2702
4 | 1080.729 | 2369
4 | 748.8882 | 1675
4 | 625.7033 | 1090
4 | 892.2971 | 413
4 | 906.1503 | 390
4 | 971.1118 | 355
4 | 1206.418 | 443
4 | 1794.211 | 740
4 | 2499.42 | 1434
4 | 2424.019 | 2268
4 | 1985.221 | 2307
4 | 1621.851 | 2197
4 | 1388.293 | 2296
4 | 1283.414 | 2190
4 | 1203.072 | 1417
4 | 1158.469 | 1264
4 | 1133.193 | 1291
4 | 1121.552 | 1056
4 | 1197.293 | 721
4 | 1300.09 | 992
4 | 1488.608 | 1471
4 | 1814.745 | 2101
4 | 1830.136 | 2158
4 | 1534.347 | 1977
4 | 1192.108 | 1502
4 | 974.0757 | 834
4 | 911.213 | 483
4 | 915.1835 | 290
4 | 927.8296 | 216
4 | 1001.607 | 201
4 | 1241.977 | 207
4 | 1801.247 | 337
4 | 2503.341 | 1231
4 | 2425.367 | 1943
4 | 1995.666 | 2054
4 | 1671.294 | 1731
4 | 1492.716 | 1505
4 | 1358.447 | 1124
4 | 1251.253 | 980
4 | 1196.756 | 759
4 | 1185.428 | 463
4 | 1171.686 | 384
4 | 1207.173 | 393
4 | 1254.753 | 619
4 | 1393.378 | 659
4 | 1634.536 | 716
4 | 1745.244 | 762
4 | 1519.024 | 781
4 | 1149.79 | 576
4 | 945.674 | 326
4 | 895.0463 | 218
4 | 714.5597 | 204
4 | 719.4014 | 248
4 | 767.3045 | 181
4 | 945.1877 | 188
4 | 1539.581 | 298
4 | 2190.756 | 426
4 | 2042.397 | 1020
4 | 1735.28 | 1403
4 | 1532.15 | 1661
4 | 1417.92 | 1288
4 | 1282.345 | 889
4 | 1177.245 | 767
4 | 1133.185 | 638
4 | 1077.887 | 585
4 | 1087.313 | 520
4 | 1113.68 | 489
4 | 1162.833 | 466
4 | 1281.14 | 578
4 | 1545.391 | 1202
4 | 1609.194 | 1496
4 | 1312.328 | 955
4 | 889.5475 | 783
4 | 701.0045 | 262
4 | 675.8933 | 114
4 | 562.8357 | 137
4 | 562.3959 | 166
4 | 562.6643 | 153
4 | 585.4851 | 136
4 | 806.7689 | 204
4 | 1435.073 | 576
4 | 1626.321 | 957
4 | 1503.364 | 1337
4 | 1387.093 | 1067
4 | 1363.384 | 910
4 | 1269.947 | 732
4 | 1169.368 | 390
4 | 1100.643 | 340
4 | 1078.171 | 347
4 | 1024.689 | 451
4 | 1065.761 | 550
4 | 1139.422 | 632
4 | 1320.4 | 932
4 | 1728.205 | 1713
4 | 2028.871 | 1460
4 | 1639.987 | 1135
4 | 1068.984 | 316
4 | 767.6885 | 174
4 | 664.741 | 113
4 | 896.459 | 144
4 | 895.4547 | 171
4 | 950.9006 | 280
4 | 1145.43 | 427
4 | 1632.725 | 1231
4 | 2289.277 | 2148
4 | 2389.15 | 2112
4 | 2080.636 | 1096
4 | 1743.725 | 733
4 | 1497.463 | 603
4 | 1351.062 | 514
4 | 1229.979 | 391
4 | 1187.734 | 350
4 | 1145.842 | 253
4 | 1142.384 | 206
4 | 1177.157 | 355
4 | 1217.48 | 499
4 | 1284.863 | 322
4 | 1480.844 | 763
4 | 1549.126 | 822
4 | 1342.366 | 550
4 | 1031.79 | 327
4 | 861.9637 | 218
4 | 814.987 | 208
4 | 551.5549 | 297
4 | 542.7681 | 230
4 | 597.5992 | 248
4 | 786.0671 | 480
4 | 1207.547 | 1336
4 | 1786.693 | 2140
4 | 1831.792 | 2029
4 | 1579.693 | 1845
4 | 1372.96 | 1481
4 | 1237.633 | 1053
4 | 1084.565 | 935
4 | 1006.626 | 602
4 | 974.1636 | 381
4 | 946.4196 | 294
4 | 954.8192 | 224
4 | 988.3386 | 475
4 | 1006.391 | 705
4 | 1067.85 | 506
4 | 1268.525 | 1020
4 | 1308.472 | 961
4 | 1085.04 | 746
4 | 705.9909 | 406
4 | 479.1633 | 228
4 | 424.224 | 237
4 | 92.6693 | 240
4 | 80.3822 | 279
4 | 84.6052 | 360
4 | 175.2789 | 475
4 | 501.3825 | 1109
4 | 974.5836 | 1280
4 | 996.4197 | 1044
4 | 886.9507 | 751
4 | 849.3923 | 722
4 | 876.6171 | 767
4 | 896.0071 | 615
4 | 915.4929 | 544
4 | 921.9349 | 298
4 | 923.1558 | 297
4 | 967.2621 | 280
4 | 1020.994 | 473
4 | 1045.951 | 688
4 | 1087.66 | 488
4 | 1277.678 | 677
4 | 1341.36 | 726
4 | 1104.546 | 568
4 | 669.392 | 408
4 | 303.9984 | 554
4 | 162.5857 | 443
4 | 428.4117 | 297
4 | 428.3953 | 259
4 | 428.7754 | 244
4 | 449.6807 | 325
4 | 611.9723 | 529
4 | 924.0977 | 692
4 | 1044.133 | 1121
4 | 1099.936 | 977
4 | 1096.789 | 808
4 | 1150.466 | 812
4 | 1130.002 | 529
4 | 1170.327 | 531
4 | 1201.856 | 457
4 | 1233.473 | 331
4 | 1302.836 | 554
4 | 1369.502 | 555
4 | 1397.107 | 830
4 | 1467.62 | 939
4 | 1728.21 | 1173
4 | 1837.742 | 1092
4 | 1437.508 | 510
4 | 902.549 | 270
4 | 571.9262 | 220
4 | 461.9324 | 191
4 | 433.5544 | 246
4 | 433.1061 | 239
4 | 433.3847 | 219
4 | 449.1602 | 262
4 | 618.2061 | 156
4 | 1098.042 | 336
4 | 1286.616 | 726
4 | 1285.398 | 1207
4 | 1199.498 | 1368
4 | 1189.153 | 1096
4 | 1179.753 | 790
4 | 1220.479 | 725
4 | 1215.311 | 532
4 | 1158.925 | 499
4 | 1200.588 | 525
4 | 1243.545 | 686
4 | 1304.594 | 791
4 | 1421.744 | 718
4 | 1727.418 | 1101
4 | 1844.461 | 823
4 | 1342.948 | 314
4 | 742.3215 | 287
4 | 496.0172 | 272
4 | 442.1287 | 171
4 | 386.5652 | 217
4 | 386.5528 | 179
4 | 386.6338 | 162
4 | 399.1385 | 178
4 | 609.0497 | 255
4 | 1188.841 | 242
4 | 1322.871 | 469
4 | 1230.284 | 721
4 | 1194.869 | 813
4 | 1170.283 | 831
4 | 1152.172 | 613
4 | 1194.417 | 418
4 | 1183.368 | 405
4 | 1184.514 | 363
4 | 1179.81 | 350
4 | 1209.551 | 553
4 | 1215.737 | 963
4 | 1321.703 | 1312
4 | 1614.439 | 1563
4 | 1778.061 | 1533
4 | 1266.829 | 1066
4 | 664.7557 | 463
4 | 434.6444 | 263
4 | 392.4846 | 171
4 | 320.547 | 183
4 | 308.6766 | 139
4 | 327.3424 | 126
4 | 440.5382 | 190
4 | 866.1218 | 196
4 | 1449.63 | 216
4 | 1623.833 | 244
4 | 1579.061 | 386
4 | 1468.115 | 397
4 | 1354.235 | 366
4 | 1242.086 | 301
4 | 1134.249 | 285
4 | 1025.339 | 317
4 | 856.5743 | 263
4 | 717.2576 | 294
4 | 704.9768 | 360
4 | 796.3715 | 551
4 | 980.7608 | 941
4 | 1323.361 | 1404
4 | 1349.408 | 1433
4 | 969.4692 | 1193
4 | 533.7162 | 683
4 | 329.8301 | 455
4 | 278.4244 | 87
4 | 195.3961 | 136
4 | 189.2597 | 103
4 | 232.0063 | 83
4 | 375.9182 | 76
4 | 772.923 | -10
4 | 1296.22 | -65
4 | 1457.186 | 152
4 | 1395.459 | 343
4 | 1296.198 | 494
4 | 1203.362 | 637
4 | 1018.24 | 605
4 | 879.3529 | 302
4 | 822.4022 | 368
4 | 754.3845 | 420
4 | 737.601 | 201
4 | 760.0573 | 445
4 | 858.6548 | 781
4 | 1030.38 | 926
4 | 1272.42 | 1172
4 | 1230.163 | 1214
4 | 936.239 | 910
4 | 546.0292 | 499
4 | 302.9825 | 288
4 | 161.5874 | 244
4 | 299.4355 | 264
4 | 296.7779 | 211
4 | 307.7442 | 242
4 | 376.9329 | 286
4 | 667.809 | 677
4 | 1126.616 | 992
4 | 1253.549 | 990
4 | 1209.758 | 831
4 | 1136.104 | 836
4 | 1077.699 | 650
4 | 1034.123 | 467
4 | 977.4609 | 453
4 | 913.8254 | 466
4 | 838.3121 | 425
4 | 814.0132 | 393
4 | 846.224 | 304
4 | 911.5194 | 338
4 | 1059.318 | 794
4 | 1397.715 | 1161
4 | 1650.012 | 1452
4 | 1415.131 | 1057
4 | 1109.133 | 689
4 | 847.6204 | 443
4 | 767.4172 | 466
4 | 838.5328 | 462
4 | 861.6028 | 419
4 | 952.3184 | 452
4 | 1185.809 | 514
4 | 1649.175 | 1101
4 | 2197.233 | 1470
4 | 2142.086 | 1530
4 | 1986.985 | 1462
4 | 1782.895 | 1455
4 | 1570.313 | 1388
4 | 1391.539 | 1021
4 | 1230.126 | 708
4 | 1147.96 | 615
4 | 1048.171 | 585
4 | 984.3348 | 612
4 | 937.8464 | 555
4 | 939.7416 | 626
4 | 987.7788 | 655
4 | 1159.796 | 671
4 | 1256.622 | 741
4 | 1146.542 | 623
4 | 920.0685 | 576
4 | 743.1311 | 531
4 | 680.4345 | 599
4 | 707.2532 | 580
4 | 716.9268 | 515
4 | 768.0547 | 513
4 | 954.5544 | 682
4 | 1490.056 | 1462
4 | 2183.897 | 1966
4 | 2231.811 | 1866
4 | 1846.529 | 1699
4 | 1629.741 | 1438
4 | 1434.566 | 1136
4 | 1267.343 | 872
4 | 1188.827 | 684
4 | 1157.75 | 689
4 | 1126.263 | 652
4 | 1129.323 | 577
4 | 1152.95 | 504
4 | 1175.615 | 550
4 | 1247.61 | 825
4 | 1483.539 | 1160
4 | 1571.801 | 1211
4 | 1322.661 | 1154
4 | 973.8981 | 827
4 | 743.33 | 531
4 | 704.6762 | 467
4 | 473.6527 | 494
4 | 473.5789 | 465
4 | 473.8154 | 453
4 | 492.2262 | 477
4 | 700.1437 | 924
4 | 1285.126 | 1280
4 | 1356.717 | 1390
4 | 1159.55 | 1418
4 | 1123.79 | 1305
4 | 1111.12 | 1115
4 | 1142.825 | 1060
4 | 1203.816 | 976
4 | 1267.573 | 1012
4 | 1311.092 | 1027
4 | 1320.533 | 1006
4 | 1359.177 | 967
4 | 1372.428 | 950
4 | 1462.629 | 951
4 | 1803.689 | 1004
4 | 1902.188 | 1088
4 | 1272.509 | 955
4 | 708.2905 | 798
4 | 497.3405 | 652
4 | 473.9335 | 378
4 | 712.364 | 404
4 | 712.3633 | 528
4 | 712.3636 | 546
4 | 712.8211 | 589
4 | 735.6584 | 622
4 | 874.2339 | 710
4 | 943.8578 | 806
4 | 992.5601 | 923
4 | 1014.585 | 1026
4 | 1077.892 | 1017
4 | 1144.952 | 1121
4 | 1214.28 | 1124
4 | 1360.013 | 1206
4 | 1560.816 | 1337
4 | 1845.41 | 1465
4 | 2127.955 | 1580
4 | 2233.738 | 1583
4 | 2161.666 | 1246
4 | 2242.774 | 1051
4 | 2117.458 | 838
4 | 1508.157 | 534
4 | 907.9821 | 376
4 | 730.764 | 370
4 | 712.9531 | 358
4 | 873.467 | 400
4 | 873.4359 | 386
4 | 873.4359 | 497
4 | 873.7029 | 540
4 | 888.0349 | 617
4 | 968.9749 | 609
4 | 1024.591 | 683
4 | 1084.234 | 682
4 | 1130.52 | 774
4 | 1192.06 | 739
4 | 1270.166 | 824
4 | 1362.406 | 836
4 | 1505.988 | 983
4 | 1683.975 | 1094
4 | 1916.923 | 1222
4 | 2168.944 | 1692
4 | 2285.475 | 1778
4 | 2282.876 | 1532
4 | 2472.517 | 1869
4 | 2333.25 | 1889
4 | 1537.669 | 1290
4 | 1072.408 | 540
4 | 912.205 | 424
4 | 880.0722 | 465
4 | 837.9459 | 500
4 | 837.9457 | 481
4 | 837.9457 | 449
4 | 837.9458 | 451
4 | 838.1966 | 522
4 | 846.4675 | 360
4 | 864.4992 | 351
4 | 885.7472 | 592
4 | 927.1372 | 716
4 | 1021.674 | 688
4 | 1175.01 | 818
4 | 1437.262 | 1035
4 | 1773.763 | 1262
4 | 1977.809 | 1403
4 | 2151.406 | 1854
4 | 2388.655 | 2113
4 | 2386.521 | 2280
4 | 2277.929 | 2308
4 | 2421.896 | 2328
4 | 2317.027 | 2152
4 | 1189.687 | 1618
4 | 872.748 | 906
4 | 839.0001 | 534
4 | 837.9551 | 309
4 | 509.8917 | 309
4 | 502.4577 | 284
4 | 502.373 | 280
4 | 503.7539 | 469
4 | 537.9688 | 438
4 | 713.5038 | 357
4 | 771.3527 | 387
4 | 838.1959 | 566
4 | 939.6184 | 641
4 | 1050.167 | 700
4 | 1158.638 | 814
4 | 1268.4 | 1017
4 | 1390.375 | 1501
4 | 1507.277 | 1808
4 | 1665.195 | 2272
4 | 1803.101 | 2677
4 | 1847.447 | 2635
4 | 1840.966 | 2520
4 | 1943.259 | 2552
4 | 1931.286 | 2400
4 | 1234.018 | 2206
4 | 771.4584 | 1562
4 | 562.8589 | 782
4 | 510.091 | 540
4 | 59.1662 | 488
4 | 41.7942 | 357
4 | 41.6703 | 311
4 | 64.2703 | 502
4 | 239.3173 | 457
4 | 599.6945 | 364
4 | 803.4589 | 543
4 | 893.5649 | 662
4 | 1045.931 | 801
4 | 1100.886 | 867
4 | 1087.512 | 870
4 | 1049.048 | 1148
4 | 1061.302 | 1553
4 | 1062.869 | 1852
4 | 1038.845 | 1912
4 | 993.6931 | 2048
4 | 984.4243 | 2400
4 | 1027.329 | 2463
4 | 1207.166 | 2543
4 | 1286.144 | 2303
4 | 996.1104 | 1554
4 | 493.3421 | 975
4 | 178.122 | 734
4 | 53.5046 | 468
4 | 376.3433 | 380
4 | 376.3432 | 303
4 | 376.3494 | 297
4 | 378.3053 | 493
4 | 425.4556 | 446
4 | 676.828 | 415
4 | 862.7337 | 634
4 | 913.2469 | 691
4 | 1150.751 | 719
4 | 1304.677 | 697
4 | 1414.211 | 794
4 | 1438.097 | 1112
4 | 1504.917 | 1263
4 | 1516.652 | 1612
4 | 1406.502 | 1801
4 | 1324.416 | 2191
4 | 1305.164 | 2279
4 | 1299.212 | 2232
4 | 1646.223 | 2308
4 | 1763.498 | 2225
4 | 1053.61 | 1716
4 | 577.9429 | 1161
4 | 400.1301 | 1061
4 | 378.8344 | 759
4 | 669.7886 | 533
4 | 669.7855 | 416
4 | 669.7994 | 449
4 | 671.4836 | 665
4 | 707.4789 | 686
4 | 880.1959 | 617
4 | 977.5504 | 853
4 | 1045.848 | 1021
4 | 1109.664 | 1424
4 | 1195.25 | 1708
4 | 1261.408 | 1768
4 | 1360.835 | 2006
4 | 1364.103 | 2286
4 | 1433.889 | 2347
4 | 1574.159 | 2285
4 | 1788.807 | 2214
4 | 1920.858 | 2176
4 | 2007.861 | 2220
4 | 2182.044 | 1949
4 | 2176.319 | 1591
4 | 1552.692 | 1059
4 | 934.7878 | 999
4 | 708.6901 | 875
4 | 672.3248 | 761
4 | 974.082 | 816
4 | 974.082 | 719
4 | 974.082 | 576
4 | 974.0821 | 513
4 | 974.2178 | 586
4 | 980.9497 | 637
4 | 993.9356 | 642
4 | 1008.241 | 654
4 | 1034.107 | 799
4 | 1084.729 | 801
4 | 1160.217 | 901
4 | 1290.267 | 980
4 | 1542.529 | 1257
4 | 1885.003 | 1174
4 | 2272.773 | 1231
4 | 2567.924 | 1398
4 | 2616.072 | 1660
4 | 2497.135 | 1926
4 | 2588.098 | 2166
4 | 2463.28 | 2337
4 | 1570.978 | 1927
4 | 1033.128 | 1238
4 | 976.3408 | 1037
4 | 974.166 | 634
4 | 880.1203 | 640
4 | 880.0675 | 601
4 | 880.0671 | 553
4 | 880.113 | 631
4 | 885.4196 | 709
4 | 942.3937 | 559
4 | 982.1479 | 600
4 | 1040.417 | 665
4 | 1149.591 | 803
4 | 1317.149 | 815
4 | 1496.716 | 805
4 | 1637.495 | 860
4 | 1845.971 | 904
4 | 2122.116 | 1032
4 | 2422.397 | 1182
4 | 2481.976 | 1309
4 | 2230.472 | 1632
4 | 1955.946 | 1890
4 | 1963.151 | 2107
4 | 1741.852 | 2110
4 | 1187.101 | 1756
4 | 912.0967 | 1334
4 | 880.4958 | 820
4 | 880.0671 | 664
4 | 318.7313 | 625
4 | 310.476 | 476
4 | 310.4303 | 475
4 | 330.0482 | 524
4 | 514.082 | 437
4 | 947.32 | 484
4 | 1053.098 | 529
4 | 1123.578 | 713
4 | 1211.246 | 812
4 | 1275.943 | 855
4 | 1274.097 | 881
4 | 1246.774 | 1049
4 | 1173.176 | 1180
4 | 1140.349 | 1482
4 | 1139.267 | 1525
4 | 1109.903 | 1510
4 | 1113.845 | 1792
4 | 1206.001 | 1875
4 | 1553.725 | 1843
4 | 1669.484 | 1882
4 | 1243.003 | 1538
4 | 654.1595 | 1273
4 | 368.4976 | 900
4 | 310.5143 | 583
4 | 98.3161 | 475
4 | 76.3539 | 438
4 | 81.209 | 476
4 | 166.2602 | 539
4 | 532.9106 | 977
4 | 1004.047 | 1566
4 | 1025.851 | 1630
4 | 976.0659 | 1472
4 | 958.949 | 1282
4 | 950.4685 | 1146
4 | 972.5723 | 867
4 | 962.0804 | 824
4 | 946.4727 | 859
4 | 940.5867 | 801
4 | 945.9324 | 729
4 | 957.1857 | 840
4 | 964.6828 | 1129
4 | 1059.301 | 1487
4 | 1282.784 | 1867
4 | 1335.614 | 1908
4 | 1007.338 | 1712
4 | 538.8993 | 1447
4 | 211.7983 | 848
4 | 82.8394 | 511
4 | 5.3435 | 445
4 | -6.6757e-06 | 387
4 | 14.4892 | 382
4 | 156.5114 | 612
4 | 592.5523 | 1185
4 | 1180.719 | 1676
4 | 1087.399 | 1578
4 | 925.2612 | 1383
4 | 841.9527 | 1078
4 | 840.3064 | 989
4 | 784.8145 | 880
4 | 790.6638 | 922
4 | 803.0121 | 1079
4 | 815.3242 | 1048
4 | 839.7259 | 1258
4 | 882.2474 | 1874
4 | 909.5253 | 2125
4 | 981.4984 | 2101
4 | 1181.848 | 2241
4 | 1226.708 | 2183
4 | 997.4656 | 1624
4 | 514.4295 | 949
4 | 180.1565 | 708
4 | 52.6981 | 475
4 | 606.1703 | 432
4 | 606.1703 | 345
4 | 606.2499 | 421
4 | 612.598 | 887
4 | 695.9155 | 1374
4 | 908.9521 | 1645
4 | 1003.328 | 1094
4 | 1030.395 | 877
4 | 1044.594 | 909
4 | 1113.376 | 1043
4 | 1163.936 | 1277
4 | 1208.309 | 1472
4 | 1289.792 | 1598
4 | 1370.111 | 1682
4 | 1513.97 | 1961
4 | 1664.534 | 2030
4 | 1752.45 | 2225
4 | 1876.203 | 2337
4 | 2086.924 | 2443
4 | 2091.308 | 2412
4 | 1664.524 | 1504
4 | 1046.748 | 1036
4 | 720.4774 | 757
4 | 630.4701 | 499
5 | 259.0471 | 374
5 | 259.0471 | 352
5 | 259.0471 | 328
5 | 259.0471 | 535
5 | 259.0934 | 1252
5 | 263.3277 | 1898
5 | 299.7372 | 1024
5 | 345.4618 | 1153
5 | 514.5 | 1194
5 | 941.2793 | 1105
5 | 1199.469 | 1056
5 | 1282.501 | 1214
5 | 1455.793 | 1768
5 | 1633.001 | 1868
5 | 1644.119 | 2014
5 | 1713.574 | 2030
5 | 1583.672 | 1866
5 | 1269.532 | 1940
5 | 1237.592 | 1935
5 | 1382.213 | 2102
5 | 603.9141 | 1455
5 | 269.4593 | 984
5 | 259.118 | 646
5 | 259.0471 | 440
5 | 285.8634 | 425
5 | 285.8634 | 399
5 | 285.8634 | 339
5 | 285.8635 | 387
5 | 285.9238 | 562
5 | 290.88 | 745
5 | 316.5094 | 772
5 | 369.735 | 946
5 | 530.4688 | 933
5 | 953.0527 | 998
5 | 1165.395 | 1236
5 | 1331.359 | 1778
5 | 1452.024 | 1828
5 | 1602.713 | 1881
5 | 1655.806 | 1809
5 | 1711.386 | 1786
5 | 1565.862 | 1613
5 | 1292.613 | 1213
5 | 1240.971 | 1288
5 | 1239.026 | 1617
5 | 416.9057 | 931
5 | 291.8859 | 480
5 | 285.9095 | 474
5 | 285.8635 | 371
5 | 251.1365 | 424
5 | 226.6582 | 455
5 | 242.4089 | 424
5 | 346.2536 | 443
5 | 652.0465 | 483
5 | 1196.798 | 527
5 | 1385.196 | 562
5 | 1389.74 | 831
5 | 1201.432 | 730
5 | 1072.345 | 913
5 | 920.2825 | 1163
5 | 702.0876 | 1363
5 | 598.5353 | 1362
5 | 549.0497 | 1389
5 | 507.4739 | 1446
5 | 541.5588 | 1429
5 | 544.17 | 1486
5 | 575.082 | 1388
5 | 696.4141 | 1515
5 | 918.2659 | 1758
5 | 632.0932 | 1235
5 | 311.3253 | 753
5 | 168.4641 | 653
5 | 147.3444 | 505
5 | 69.857 | 415
5 | 69.8538 | 341
5 | 69.8903 | 401
5 | 75.9101 | 558
5 | 200.156 | 717
5 | 735.9642 | 1066
5 | 1003.969 | 1451
5 | 896.1236 | 1570
5 | 879.8729 | 1572
5 | 895.5492 | 1553
5 | 841.7133 | 1433
5 | 764.8409 | 1294
5 | 727.0033 | 1197
5 | 691.2342 | 962
5 | 698.4173 | 728
5 | 758.6954 | 688
5 | 798.6108 | 941
5 | 876.2817 | 1140
5 | 1142.494 | 1433
5 | 1277.515 | 1617
5 | 675.4312 | 1388
5 | 203.7374 | 1117
5 | 79.6241 | 785
5 | 69.8797 | 400
5 | 13.1626 | 499
5 | 8.7972 | 597
5 | 28.7272 | 644
5 | 136.6566 | 789
5 | 587.3365 | 1026
5 | 1176.349 | 1589
5 | 1169.822 | 1812
5 | 980.0102 | 1617
5 | 779.5831 | 1263
5 | 724.8813 | 1016
5 | 646.126 | 605
5 | 603.1898 | 509
5 | 588.735 | 610
5 | 535.6724 | 548
5 | 558.1097 | 480
5 | 596.77 | 516
5 | 615.8409 | 661
5 | 624.2896 | 815
5 | 762.3201 | 1388
5 | 976.3913 | 1618
5 | 799.3955 | 1150
5 | 369.4834 | 988
5 | 72.0771 | 600
5 | 7.6294e-06 | 417
5 | 167.686 | 324
5 | 167.6557 | 317
5 | 167.7082 | 306
5 | 171.9116 | 449
5 | 226.9665 | 577
5 | 378.0662 | 681
5 | 451.4805 | 848
5 | 504.8314 | 1057
5 | 532.2932 | 901
5 | 586.8591 | 831
5 | 615.3139 | 771
5 | 666.0917 | 882
5 | 765.5486 | 1032
5 | 900.3368 | 1007
5 | 1058.759 | 1225
5 | 1235.94 | 1570
5 | 1309.419 | 1563
5 | 1292.418 | 1381
5 | 1320.543 | 1468
5 | 1419.156 | 1599
5 | 1072.311 | 1151
5 | 590.9567 | 646
5 | 296.154 | 453
5 | 211.8649 | 535
5 | 680.119 | 419
5 | 680.119 | 432
5 | 680.119 | 446
5 | 680.119 | 430
5 | 680.1338 | 549
5 | 680.6968 | 534
5 | 683.8575 | 627
5 | 690.452 | 837
5 | 711.7797 | 853
5 | 768.348 | 925
5 | 877.3218 | 936
5 | 1074.583 | 954
5 | 1343.142 | 1211
5 | 1683.238 | 1594
5 | 2065.796 | 2044
5 | 2161.33 | 1991
5 | 1886.618 | 1989
5 | 1463.117 | 2224
5 | 1174.197 | 2203
5 | 1025.996 | 2181
5 | 789.1 | 1779
5 | 694.1539 | 1190
5 | 680.7789 | 793
5 | 680.1485 | 402
5 | 828.0326 | 335
5 | 828.0326 | 352
5 | 828.0326 | 364
5 | 828.0326 | 400
5 | 828.0327 | 401
5 | 828.0402 | 514
5 | 828.1563 | 576
5 | 828.7219 | 904
5 | 831.674 | 988
5 | 844.1132 | 1176
5 | 883.0447 | 1190
5 | 993.2862 | 1528
5 | 1243.407 | 1968
5 | 1652.112 | 2327
5 | 2192.848 | 2526
5 | 2438.662 | 2735
5 | 2319.748 | 2692
5 | 1783.787 | 2423
5 | 1316.24 | 2091
5 | 1151.973 | 1499
5 | 915.6393 | 1249
5 | 835.4833 | 1094
5 | 828.2557 | 909
5 | 828.0355 | 315
5 | 855.5392 | 285
5 | 855.5392 | 301
5 | 855.5392 | 288
5 | 855.5392 | 305
5 | 855.5392 | 498
5 | 855.5419 | 608
5 | 855.5873 | 747
5 | 855.8508 | 748
5 | 857.6229 | 713
5 | 866.2999 | 697
5 | 897.5049 | 758
5 | 994.2772 | 953
5 | 1228.486 | 1209
5 | 1701.149 | 1771
5 | 2230.255 | 1846
5 | 2480.595 | 2130
5 | 2356.868 | 2292
5 | 1833.706 | 1652
5 | 1276.389 | 1326
5 | 1108.06 | 1093
5 | 913.5135 | 790
5 | 858.8703 | 790
5 | 855.5861 | 562
5 | 855.5396 | 353
5 | 820.3521 | 385
5 | 820.3521 | 320
5 | 820.3521 | 301
5 | 820.3521 | 243
5 | 820.3522 | 277
5 | 820.3807 | 295
5 | 820.6097 | 576
5 | 822.0679 | 686
5 | 829.845 | 640
5 | 859.972 | 620
5 | 942.762 | 805
5 | 1128.966 | 1157
5 | 1478.497 | 1525
5 | 1957.436 | 1647
5 | 2391.719 | 1990
5 | 2492.774 | 2085
5 | 2231.771 | 2023
5 | 1652.088 | 1608
5 | 1274.482 | 1203
5 | 1117.499 | 905
5 | 906.8444 | 885
5 | 827.3328 | 563
5 | 820.486 | 353
5 | 820.353 | 256
5 | 767.3928 | 336
5 | 767.3928 | 216
5 | 767.3928 | 209
5 | 767.3928 | 244
5 | 767.3929 | 288
5 | 767.4126 | 243
5 | 767.6962 | 367
5 | 769.0991 | 626
5 | 778.8339 | 782
5 | 811.2519 | 702
5 | 909.9192 | 923
5 | 1155.802 | 1153
5 | 1655.154 | 1377
5 | 2132.99 | 1543
5 | 2287.725 | 1780
5 | 2165.234 | 1894
5 | 1710.893 | 2218
5 | 1224.737 | 2130
5 | 998.626 | 2148
5 | 905.3278 | 1794
5 | 789.5836 | 1165
5 | 768.007 | 761
5 | 767.395 | 400
5 | 767.3928 | 177
5 | 528.3249 | 153
5 | 528.3199 | 139
5 | 528.3199 | 133
5 | 528.32 | 126
5 | 528.3925 | 108
5 | 530.5098 | 82
5 | 537.2668 | 327
5 | 552.6303 | 452
5 | 587.5737 | 505
5 | 683.1522 | 525
5 | 876.9738 | 821
5 | 1175.515 | 1148
5 | 1532.898 | 1728
5 | 1762.348 | 2114
5 | 1941.487 | 2236
5 | 1902.47 | 2228
5 | 1674.783 | 2137
5 | 1338.264 | 2030
5 | 1068.111 | 1624
5 | 948.8779 | 983
5 | 681.2249 | 785
5 | 546.6689 | 482
5 | 528.9241 | 262
5 | 528.3224 | 184
5 | 439.2234 | 236
5 | 439.2182 | 203
5 | 439.2182 | 229
5 | 439.2198 | 326
5 | 439.5732 | 314
5 | 445.7023 | 150
5 | 467.2004 | 343
5 | 501.8832 | 479
5 | 564.1734 | 705
5 | 694.1878 | 1004
5 | 902.2244 | 1633
5 | 1180.294 | 1963
5 | 1463.467 | 2149
5 | 1685.428 | 2227
5 | 1812.446 | 2220
5 | 1714.03 | 2222
5 | 1505.199 | 2111
5 | 1241.839 | 1743
5 | 1066.643 | 1223
5 | 988.9985 | 770
5 | 748.4264 | 722
5 | 508.4833 | 649
5 | 447.4512 | 205
5 | 440.3742 | 130
5 | 479.2809 | 168
5 | 479.2809 | 113
5 | 479.2809 | 142
5 | 479.2814 | 246
5 | 479.5561 | 334
5 | 485.6057 | 431
5 | 503.2546 | 493
5 | 547.1981 | 659
5 | 628.1459 | 750
5 | 775.0826 | 760
5 | 969.3691 | 1257
5 | 1112.521 | 1578
5 | 1342.691 | 1963
5 | 1610.95 | 2221
5 | 1814.651 | 2134
5 | 1870.467 | 2024
5 | 1505.312 | 1982
5 | 1241.43 | 1637
5 | 1146.236 | 1089
5 | 1122.975 | 1307
5 | 698.0348 | 1421
5 | 503.0358 | 788
5 | 480.5607 | 347
5 | 479.3264 | 244
5 | 581.3004 | 162
5 | 581.3004 | 113
5 | 581.3004 | 141
5 | 581.3004 | 233
5 | 581.3205 | 261
5 | 582.4152 | 305
5 | 590.4348 | 379
5 | 615.1273 | 463
5 | 656.3013 | 864
5 | 746.1887 | 1230
5 | 845.4985 | 1260
5 | 988.5897 | 1496
5 | 1259.441 | 1740
5 | 1593.313 | 1988
5 | 1906.766 | 2166
5 | 2018.217 | 2086
5 | 1826.311 | 1695
5 | 1444.726 | 902
5 | 1256.405 | 400
5 | 1153.548 | 342
5 | 759.5546 | 445
5 | 598.1889 | 328
5 | 581.8582 | 272
5 | 581.3173 | 184
5 | 410.4226 | 281
5 | 410.4226 | 248
5 | 410.4226 | 307
5 | 410.4226 | 371
5 | 410.4273 | 406
5 | 411.5246 | 421
5 | 420.1873 | 479
5 | 447.928 | 426
5 | 533.7091 | 473
5 | 868.2227 | 774
5 | 1163.006 | 1054
5 | 1372.012 | 1699
5 | 1584.02 | 1867
5 | 1685.987 | 1703
5 | 1799.024 | 1732
5 | 1802.027 | 1759
5 | 1563.02 | 1780
5 | 1097.6 | 1276
5 | 937.0547 | 1025
5 | 994.0566 | 889
5 | 492.1696 | 760
5 | 412.1456 | 506
5 | 410.4247 | 470
5 | 410.4226 | 382
5 | 440.8627 | 392
5 | 440.8626 | 327
5 | 440.8626 | 426
5 | 440.8661 | 432
5 | 441.4711 | 468
5 | 454.6468 | 348
5 | 495.9642 | 496
5 | 545.0154 | 618
5 | 637.48 | 666
5 | 782.6293 | 603
5 | 898.7223 | 558
5 | 952.8047 | 716
5 | 1106.208 | 793
5 | 1320.863 | 1002
5 | 1601.263 | 1266
5 | 1814.827 | 1529
5 | 1697.573 | 1509
5 | 1420.068 | 1362
5 | 1272.658 | 1346
5 | 1297.459 | 1376
5 | 740.647 | 929
5 | 475.0989 | 539
5 | 442.1613 | 405
5 | 440.8743 | 628
5 | 612.5574 | 670
5 | 612.5574 | 678
5 | 612.5574 | 693
5 | 612.5574 | 750
5 | 612.5705 | 738
5 | 613.1791 | 759
5 | 617.2965 | 435
5 | 627.8179 | 410
5 | 655.6016 | 473
5 | 722.0651 | 828
5 | 851.4676 | 1833
5 | 1107.374 | 1461
5 | 1494.275 | 1692
5 | 1828.021 | 1469
5 | 2003.508 | 2007
5 | 2063.484 | 1928
5 | 1773.281 | 1646
5 | 1338.521 | 1023
5 | 1086.467 | 690
5 | 998.1746 | 711
5 | 733.8117 | 526
5 | 622.1003 | 634
5 | 612.7358 | 424
5 | 612.5582 | 576
5 | 516.6224 | 329
5 | 516.6219 | 299
5 | 516.6219 | 314
5 | 516.6219 | 437
5 | 516.6417 | 435
5 | 517.4745 | 366
5 | 523.4767 | 615
5 | 539.5184 | 792
5 | 584.6533 | 577
5 | 709.343 | 546
5 | 963.5775 | 685
5 | 1241.519 | 945
5 | 1542.347 | 1599
5 | 1815.794 | 1177
5 | 1910.647 | 1478
5 | 1924.546 | 1730
5 | 1642.815 | 1691
5 | 1240.345 | 1063
5 | 993.5994 | 852
5 | 893.9964 | 430
5 | 656.78 | 465
5 | 530.2535 | 492
5 | 516.9374 | 350
5 | 516.6238 | 252
5 | 535.6774 | 182
5 | 535.6745 | 221
5 | 535.6745 | 234
5 | 535.6754 | 254
5 | 535.8783 | 276
5 | 539.2877 | 312
5 | 550.4389 | 400
5 | 572.6102 | 423
5 | 620.9929 | 500
5 | 706.3729 | 589
5 | 851.0515 | 795
5 | 1060.623 | 1045
5 | 1335.784 | 1362
5 | 1598.379 | 1733
5 | 1830.793 | 2023
5 | 1952.139 | 1933
5 | 1784.676 | 1747
5 | 1407.997 | 969
5 | 1173.137 | 668
5 | 1056.979 | 474
5 | 772.5121 | 389
5 | 589.8366 | 461
5 | 542.1049 | 395
5 | 536.2911 | 440
5 | 840.5089 | 395
5 | 840.5089 | 385
5 | 840.5089 | 446
5 | 840.5089 | 473
5 | 840.509 | 378
5 | 840.5135 | 512
5 | 840.5924 | 617
5 | 841.153 | 652
5 | 847.0631 | 846
5 | 873.1892 | 864
5 | 950.0651 | 921
5 | 1144.697 | 1179
5 | 1561.427 | 1612
5 | 2115.655 | 1833
5 | 2476.12 | 2056
5 | 2525.12 | 2025
5 | 2209.657 | 1996
5 | 1587.679 | 1478
5 | 1172.755 | 848
5 | 1046.996 | 688
5 | 903.04 | 618
5 | 845.4065 | 633
5 | 840.6409 | 487
5 | 840.5117 | 520
5 | 858.3539 | 538
5 | 858.3539 | 326
5 | 858.3539 | 313
5 | 858.3539 | 346
5 | 858.3539 | 473
5 | 858.3548 | 332
5 | 858.3873 | 379
5 | 858.7813 | 436
5 | 862.7863 | 731
5 | 885.3729 | 529
5 | 950.8411 | 1369
5 | 1115.683 | 1024
5 | 1467.552 | 1790
5 | 1999.25 | 1888
5 | 2405.066 | 2152
5 | 2553.756 | 1973
5 | 2337.904 | 2048
5 | 1725.213 | 1903
5 | 1226.141 | 1418
5 | 1097.03 | 1068
5 | 917.5605 | 455
5 | 861.6763 | 385
5 | 858.4088 | 306
5 | 858.3545 | 272
5 | 859.1385 | 347
5 | 859.1385 | 265
5 | 859.1385 | 235
5 | 859.1385 | 107
5 | 859.1385 | 147
5 | 859.1393 | 201
5 | 859.1738 | 157
5 | 859.5839 | 348
5 | 863.5302 | 537
5 | 887.5676 | 518
5 | 957.1716 | 510
5 | 1116.95 | 966
5 | 1493.016 | 1105
5 | 2098.048 | 1256
5 | 2476.765 | 1529
5 | 2555.015 | 1563
5 | 2292.021 | 1188
5 | 1643.202 | 771
5 | 1185.888 | 538
5 | 1067.387 | 480
5 | 913.8721 | 395
5 | 861.8463 | 289
5 | 859.1708 | 126
5 | 859.1386 | 153
5 | 832.2466 | 160
5 | 832.2466 | 148
5 | 832.2466 | 157
5 | 832.2466 | 111
5 | 832.2466 | 114
5 | 832.2522 | 213
5 | 832.4103 | 180
5 | 833.5251 | 257
5 | 840.8835 | 264
5 | 878.937 | 220
5 | 975.119 | 490
5 | 1200.951 | 753
5 | 1615.313 | 871
5 | 2165.062 | 882
5 | 2533.575 | 931
5 | 2582.151 | 1139
5 | 2314.112 | 855
5 | 1697.915 | 316
5 | 1286.104 | 98
5 | 1140.456 | 33
5 | 918.9958 | 193
5 | 838.6033 | 94
5 | 832.3518 | 97
5 | 832.2471 | 252
5 | 816.7265 | 279
5 | 816.7265 | 192
5 | 816.7265 | 210
5 | 816.7265 | 228
5 | 816.7265 | 343
5 | 816.7308 | 379
5 | 816.8482 | 293
5 | 817.8438 | 311
5 | 824.8776 | 384
5 | 855.6579 | 507
5 | 938.9761 | 528
5 | 1130.802 | 626
5 | 1521.961 | 1109
5 | 2018.165 | 1449
5 | 2401.101 | 1885
5 | 2486.956 | 1678
5 | 2245.784 | 1291
5 | 1635.919 | 727
5 | 1215.418 | 521
5 | 1083.589 | 248
5 | 883.52 | 128
5 | 820.3394 | 301
5 | 816.7592 | 329
5 | 816.7266 | 190
5 | 800.5317 | 163
5 | 800.5317 | 53
5 | 800.5317 | 60
5 | 800.5317 | 134
5 | 800.5317 | 221
5 | 800.5319 | 156
5 | 800.551 | 197
5 | 800.8106 | 185
5 | 803.615 | 169
5 | 822.7021 | 223
5 | 883.2634 | 364
5 | 1041.64 | 874
5 | 1387.901 | 1405
5 | 1887.16 | 1517
5 | 2244.807 | 1628
5 | 2335.718 | 1472
5 | 2051.252 | 1242
5 | 1405.076 | 747
5 | 1053.237 | 416
5 | 950.0103 | 221
5 | 840.2125 | 417
5 | 802.5892 | 161
5 | 800.5566 | 155
5 | 800.5319 | 148
5 | 689.4983 | 145
5 | 689.4982 | 37
5 | 689.4982 | 76
5 | 689.4982 | 126
5 | 689.4982 | 258
5 | 689.5107 | 97
5 | 689.8505 | 85
5 | 692.1469 | 46
5 | 705.7114 | 243
5 | 758.3403 | 431
5 | 859.2725 | 652
5 | 1066.59 | 1234
5 | 1452.754 | 1647
5 | 1903.676 | 1855
5 | 2155.177 | 2078
5 | 2174.914 | 1649
5 | 1902.045 | 1215
5 | 1384.511 | 525
5 | 1036.908 | 252
5 | 921.6234 | 49
5 | 772.589 | 59
5 | 697.1298 | 159
5 | 689.7192 | 282
5 | 689.5 | 225
5 | 671.9678 | 266
5 | 671.9677 | 217
5 | 671.9677 | 286
5 | 671.9677 | 389
5 | 671.9678 | 273
5 | 671.9802 | 161
5 | 672.2808 | 203
5 | 674.1475 | 252
5 | 684.949 | 320
5 | 720.9058 | 343
5 | 817.0212 | 663
5 | 1008.871 | 897
5 | 1329.117 | 1291
5 | 1714.944 | 1406
5 | 2059.219 | 1555
5 | 2149.525 | 1674
5 | 1971.264 | 887
5 | 1492.901 | 736
5 | 1155.065 | 353
5 | 1038.956 | 631
5 | 840.103 | 382
5 | 694.9083 | 278
5 | 673.2182 | 219
5 | 672.0674 | 247
5 | 663.3632 | 271
5 | 663.3632 | 145
5 | 663.3632 | 89
5 | 663.3632 | 170
5 | 663.3632 | 120
5 | 663.3875 | 106
5 | 664.1139 | 172
5 | 669.165 | 212
5 | 689.7832 | 320
5 | 757.2148 | 431
5 | 928.27 | 882
5 | 1269.998 | 1177
5 | 1742.939 | 1384
5 | 2057.809 | 1350
5 | 2137.063 | 1405
5 | 2029.675 | 1226
5 | 1665.603 | 1118
5 | 1144.577 | 873
5 | 946.2817 | 548
5 | 876.522 | 260
5 | 709.4438 | 380
5 | 664.4184 | 474
5 | 663.3655 | 179
5 | 663.3632 | 212
5 | 661.1685 | 210
5 | 661.1685 | 190
5 | 661.1685 | 152
5 | 661.1685 | 181
5 | 661.1699 | 260
5 | 661.3308 | 276
5 | 662.9714 | 585
5 | 668.9281 | 691
5 | 688.0472 | 929
5 | 751.7386 | 679
5 | 875.5059 | 758
5 | 1080.239 | 1168
5 | 1497.633 | 1572
5 | 1876.023 | 1733
5 | 2063.248 | 2076
5 | 2133.885 | 2433
5 | 1874.52 | 2206
5 | 1332.09 | 1896
5 | 1031.442 | 1485
5 | 973.3035 | 1303
5 | 758.4407 | 842
5 | 666.1462 | 523
5 | 661.241 | 377
5 | 661.1688 | 123
5 | 858.1248 | 175
5 | 858.1248 | 63
5 | 858.1248 | 71
5 | 858.1248 | 116
5 | 858.1248 | 116
5 | 858.1282 | 150
5 | 858.2097 | 221
5 | 858.8579 | 410
5 | 864.5941 | 795
5 | 891.4303 | 652
5 | 969.2486 | 786
5 | 1120.604 | 1328
5 | 1446.046 | 1526
5 | 1974.186 | 1651
5 | 2430.93 | 1884
5 | 2553.389 | 2137
5 | 2308.109 | 2094
5 | 1669.56 | 1443
5 | 1248.708 | 974
5 | 1122.38 | 808
5 | 940.1722 | 517
5 | 864.1179 | 351
5 | 858.2785 | 188
5 | 858.1273 | 399
6 | 1184.893 | 443
6 | 880.0725 | 220
6 | 533.545 | 235
6 | 782.7257 | 316
6 | 1078.639 | 383
6 | 1364.469 | 276
6 | 1594.407 | 411
6 | 1762.53 | 614
6 | 1897.318 | 814
6 | 2031.907 | 1038
6 | 2130.84 | 1181
6 | 2202.393 | 1528
6 | 2274.748 | 1828
6 | 2352.573 | 2276
6 | 2400.3 | 2460
6 | 2426.436 | 2357
6 | 2413.021 | 2272
6 | 2361.136 | 1858
6 | 2282.799 | 1667
6 | 2237.137 | 1476
6 | 2086.354 | 1261
6 | 1792.297 | 1022
6 | 1399.744 | 709
6 | 912.5167 | 723
6 | 1100.458 | 788
6 | 833.5031 | 679
6 | 438.0459 | 783
6 | 747.803 | 928
6 | 1061.856 | 925
6 | 1298.47 | 966
6 | 1479.666 | 1066
6 | 1636.858 | 1179
6 | 1785.037 | 1316
6 | 1928.905 | 1508
6 | 2037.101 | 1811
6 | 2126.246 | 2013
6 | 2203.467 | 2443
6 | 2266.117 | 2633
6 | 2310.023 | 2737
6 | 2330.936 | 2646
6 | 2317.203 | 2553
6 | 2265.848 | 2379
6 | 2180.46 | 2282
6 | 2126.359 | 2322
6 | 1992.42 | 1925
6 | 1746.296 | 1341
6 | 1429.831 | 970
6 | 1072.425 | 891
6 | 991.205 | 761
6 | 761.052 | 723
6 | 463.7485 | 670
6 | 763.7241 | 720
6 | 1059.566 | 861
6 | 1313.003 | 1122
6 | 1508.226 | 1185
6 | 1650.23 | 1387
6 | 1768.871 | 1520
6 | 1895.444 | 1683
6 | 1994.286 | 1867
6 | 2087.81 | 2151
6 | 2174.797 | 2545
6 | 2256.329 | 2718
6 | 2310.93 | 2875
6 | 2349.276 | 2781
6 | 2356.639 | 2610
6 | 2299.917 | 2600
6 | 2200.566 | 2462
6 | 2129.08 | 2344
6 | 2021.673 | 1955
6 | 1828.524 | 1473
6 | 1595.167 | 1172
6 | 1384.138 | 684
6 | 773.3424 | 681
6 | 529.9147 | 654
6 | 415.574 | 554
6 | 816.7156 | 814
6 | 1119.616 | 1014
6 | 1360.984 | 1070
6 | 1592.276 | 1342
6 | 1748.844 | 1761
6 | 1898.023 | 1786
6 | 2035.009 | 1766
6 | 2135.313 | 1839
6 | 2209.143 | 2278
6 | 2260.125 | 2684
6 | 2287.716 | 2648
6 | 2308.138 | 2554
6 | 2308.464 | 2632
6 | 2267.749 | 2471
6 | 2178.304 | 2198
6 | 2125.358 | 1843
6 | 2073.571 | 1916
6 | 1910.729 | 1685
6 | 1627.371 | 1336
6 | 1311.512 | 996
6 | 1028.574 | 533
6 | 948.4485 | 305
6 | 750.1044 | 326
6 | 634.6692 | 384
6 | 909.6573 | 696
6 | 1168.393 | 689
6 | 1418.08 | 1147
6 | 1646.558 | 1218
6 | 1824.278 | 1293
6 | 1980.995 | 1355
6 | 2126.68 | 1429
6 | 2219.17 | 1530
6 | 2308.455 | 1618
6 | 2388.821 | 1726
6 | 2466.358 | 2071
6 | 2508.605 | 2169
6 | 2527.56 | 2344
6 | 2499.138 | 2160
6 | 2415.41 | 2172
6 | 2315.184 | 1920
6 | 2256.295 | 1834
6 | 2117.445 | 1422
6 | 1878.045 | 846
6 | 1563.031 | 652
6 | 1278.226 | 181
6 | 981.7135 | 88
6 | 793.4301 | 94
6 | 621.7593 | 1
6 | 886.6815 | 103
6 | 1080.176 | 52
6 | 1379.908 | 637
6 | 1609.792 | 1086
6 | 1781.315 | 977
6 | 1928.041 | 909
6 | 2072.94 | 885
6 | 2182.979 | 943
6 | 2277.048 | 1086
6 | 2365.854 | 1145
6 | 2445.883 | 1156
6 | 2480.974 | 1398
6 | 2514.649 | 1544
6 | 2493.254 | 1608
6 | 2424.603 | 1306
6 | 2338.484 | 963
6 | 2293.143 | 899
6 | 2167.11 | 870
6 | 1913.95 | 837
6 | 1590.797 | 835
6 | 1299.593 | 865
6 | 955.7867 | 825
6 | 588.5944 | 614
6 | 570.0905 | 481
6 | 774.6415 | 442
6 | 1122.221 | 499
6 | 1388.877 | 768
6 | 1601.535 | 1077
6 | 1789.18 | 1215
6 | 1924.462 | 1325
6 | 2060.736 | 1359
6 | 2169.998 | 1323
6 | 2250.822 | 1399
6 | 2310.853 | 1719
6 | 2355.693 | 1870
6 | 2400.917 | 2322
6 | 2457.632 | 2777
6 | 2462.98 | 2663
6 | 2402.516 | 2202
6 | 2328.577 | 1702
6 | 2281.438 | 1427
6 | 2143.467 | 1190
6 | 1877.902 | 874
6 | 1550.036 | 976
6 | 1252.293 | 812
6 | 1036.456 | 872
6 | 820.1034 | 894
6 | 592.2455 | 875
6 | 826.8387 | 1080
6 | 1084.21 | 1249
6 | 1363.827 | 1716
6 | 1594.722 | 2102
6 | 1731.388 | 2252
6 | 1869.84 | 2376
6 | 2007.471 | 2423
6 | 2126.698 | 2624
6 | 2225.252 | 2433
6 | 2318.866 | 2456
6 | 2399.025 | 2438
6 | 2452.774 | 2643
6 | 2485.136 | 2707
6 | 2480.645 | 2570
6 | 2426.925 | 2447
6 | 2353.291 | 2255
6 | 2308.59 | 2310
6 | 2161.344 | 2082
6 | 1897.501 | 1725
6 | 1571.352 | 1510
6 | 1273.666 | 1170
6 | 1109.084 | 762
6 | 866.3382 | 438
6 | 630.6946 | 440
6 | 808.7426 | 503
6 | 1058.686 | 577
6 | 1321.642 | 713
6 | 1558.086 | 747
6 | 1742.688 | 937
6 | 1915.749 | 942
6 | 2080.482 | 1017
6 | 2219.566 | 1139
6 | 2330.967 | 1310
6 | 2407.03 | 1627
6 | 2456.676 | 1716
6 | 2497.939 | 2030
6 | 2523.585 | 2092
6 | 2507.75 | 1646
6 | 2430.505 | 1608
6 | 2346.323 | 1487
6 | 2300.304 | 1560
6 | 2177.169 | 1498
6 | 1909.726 | 1111
6 | 1587.232 | 724
6 | 1292.625 | 536
6 | 1120.059 | 362
6 | 911.4536 | 409
6 | 751.4718 | 351
6 | 902.4283 | 369
6 | 1120.696 | 624
6 | 1363.217 | 1027
6 | 1592.283 | 1332
6 | 1789.354 | 1517
6 | 2021.516 | 1612
6 | 2206.899 | 1473
6 | 2347.495 | 1727
6 | 2472.261 | 2419
6 | 2573.85 | 2709
6 | 2630.259 | 2499
6 | 2644.362 | 2484
6 | 2638.683 | 2408
6 | 2609.332 | 2371
6 | 2517.678 | 2211
6 | 2398.846 | 2038
6 | 2309.348 | 2008
6 | 2181.98 | 2022
6 | 1954.375 | 1799
6 | 1678.836 | 1322
6 | 1452.79 | 621
6 | 1096.555 | 404
6 | 987.3826 | 412
6 | 980.4063 | 421
6 | 1102.149 | 484
6 | 1284.218 | 341
6 | 1478.917 | 453
6 | 1705.232 | 631
6 | 1916.031 | 794
6 | 2124.53 | 904
6 | 2343.036 | 1080
6 | 2512.306 | 1176
6 | 2661.576 | 1245
6 | 2782.63 | 1483
6 | 2862.813 | 1630
6 | 2864.927 | 1787
6 | 2873.297 | 1791
6 | 2850.787 | 1636
6 | 2766.707 | 1161
6 | 2651.193 | 932
6 | 2552.348 | 992
6 | 2384.647 | 694
6 | 2082.678 | 752
6 | 1780.886 | 802
6 | 1543.008 | 1119
6 | 1385.412 | 807
6 | 1304.838 | 802
6 | 1279.099 | 762
6 | 1307.964 | 673
6 | 1400.877 | 617
6 | 1556.24 | 653
6 | 1784.672 | 934
6 | 2018.954 | 1550
6 | 2274.783 | 1946
6 | 2520.855 | 2070
6 | 2709.03 | 2201
6 | 2873.788 | 2238
6 | 3009.867 | 2385
6 | 3087.929 | 2535
6 | 3160.663 | 2382
6 | 3171.989 | 2378
6 | 3142.962 | 2339
6 | 3040.113 | 1908
6 | 2903.731 | 1832
6 | 2802.372 | 1826
6 | 2634.946 | 1480
6 | 2321.409 | 1024
6 | 1983.106 | 910
6 | 1731.646 | 765
6 | 1566.636 | 574
6 | 1399.038 | 516
6 | 1288.58 | 445
6 | 1314.162 | 412
6 | 1488.136 | 371
6 | 1728.898 | 197
6 | 2000.167 | 319
6 | 2236.787 | 464
6 | 2491.988 | 952
6 | 2716.987 | 958
6 | 2881.569 | 1108
6 | 3012.983 | 1337
6 | 3118.137 | 1766
6 | 3174.91 | 2005
6 | 3181.471 | 1845
6 | 3108.841 | 1836
6 | 3023.56 | 1717
6 | 2894.952 | 1255
6 | 2747.2 | 1051
6 | 2609.133 | 1162
6 | 2415.62 | 1263
6 | 2087.517 | 856
6 | 1706.378 | 876
6 | 1377.659 | 740
6 | 1267.999 | 434
6 | 1134.07 | 402
6 | 1071.044 | 391
6 | 1164.967 | 301
6 | 1362.139 | 484
6 | 1591.531 | 713
6 | 1862.549 | 1076
6 | 2082.129 | 1091
6 | 2300.269 | 1011
6 | 2499.604 | 1176
6 | 2655.126 | 1460
6 | 2778.78 | 1610
6 | 2809.542 | 1904
6 | 2900.312 | 2096
6 | 2962.048 | 2091
6 | 2963.934 | 2084
6 | 2874.028 | 2065
6 | 2745.671 | 1912
6 | 2620.23 | 1864
6 | 2515.537 | 1826
6 | 2346.211 | 1623
6 | 2066.646 | 1419
6 | 1735.37 | 959
6 | 1461.718 | 556
6 | 1335.757 | 576
6 | 1167.422 | 642
6 | 1041.312 | 670
6 | 1161.988 | 779
6 | 1356.887 | 585
6 | 1581.6 | 882
6 | 1839.683 | 911
6 | 2042.403 | 1132
6 | 2228.228 | 1352
6 | 2414.985 | 1234
6 | 2564.407 | 1629
6 | 2694.056 | 2494
6 | 2811.746 | 2558
6 | 2890.273 | 2573
6 | 2934.201 | 2516
6 | 2914.706 | 1936
6 | 2852.066 | 1575
6 | 2740.566 | 1408
6 | 2616.417 | 1374
6 | 2524.127 | 1164
6 | 2357.47 | 913
6 | 2070.794 | 981
6 | 1704.703 | 993
6 | 1406.322 | 1040
6 | 951.6302 | 755
6 | 666.6312 | 576
6 | 402.8286 | 633
6 | 616.4146 | 689
6 | 910.2494 | 910
6 | 1246.562 | 1024
6 | 1520.347 | 1144
6 | 1739.463 | 1203
6 | 1903.721 | 1158
6 | 2054.044 | 1204
6 | 2162.611 | 1657
6 | 2239.891 | 1944
6 | 2279.45 | 2226
6 | 2278.14 | 2254
6 | 2288.362 | 2346
6 | 2295.719 | 2226
6 | 2268.915 | 2027
6 | 2205.875 | 1464
6 | 2135.683 | 1236
6 | 2105.488 | 1305
6 | 1949.544 | 1308
6 | 1614.731 | 1290
6 | 1292.257 | 1100
6 | 971.2229 | 1141
6 | 1049.038 | 939
6 | 853.9684 | 913
6 | 714.6021 | 1068
6 | 893.8154 | 1391
6 | 1133.629 | 1681
6 | 1401.485 | 1880
6 | 1651.088 | 1900
6 | 1837.241 | 2016
6 | 2021.826 | 2165
6 | 2162.135 | 1972
6 | 2294.627 | 2599
6 | 2407.617 | 3007
6 | 2498.833 | 2906
6 | 2566.166 | 2949
6 | 2607.492 | 3019
6 | 2601.527 | 2753
6 | 2550.455 | 2596
6 | 2460.356 | 2234
6 | 2335.416 | 1995
6 | 2282.843 | 2099
6 | 2176.93 | 1933
6 | 1948.879 | 1604
6 | 1663.705 | 1307
6 | 1432.104 | 1145
6 | 1113.055 | 998
6 | 988.9126 | 933
6 | 958.2332 | 998
6 | 1093.59 | 955
6 | 1295.412 | 1262
6 | 1506.568 | 1544
6 | 1749.994 | 1683
6 | 1970.783 | 1664
6 | 2176.495 | 1688
6 | 2362.028 | 1853
6 | 2500.291 | 2592
6 | 2615.756 | 2881
6 | 2702.045 | 2605
6 | 2794.246 | 2641
6 | 2849.485 | 2627
6 | 2851.123 | 2498
6 | 2812.836 | 2358
6 | 2706.429 | 2043
6 | 2574.06 | 1775
6 | 2492.748 | 1826
6 | 2345.362 | 1748
6 | 2071.568 | 1552
6 | 1757.663 | 1314
6 | 1512.366 | 1063
6 | 1262.462 | 948
6 | 1148.651 | 920
6 | 1088.846 | 895
6 | 1165.128 | 943
6 | 1329.283 | 1159
6 | 1553.868 | 1336
6 | 1797.669 | 1443
6 | 2027.172 | 1649
6 | 2255.321 | 1811
6 | 2469.301 | 2007
6 | 2659.709 | 2137
6 | 2788.628 | 2598
6 | 2895.07 | 2628
6 | 2968.316 | 2686
6 | 2981.737 | 2735
6 | 2966.18 | 2697
6 | 2897.068 | 2564
6 | 2802.684 | 2421
6 | 2667.289 | 2104
6 | 2561.838 | 2030
6 | 2398.252 | 2028
6 | 2085.732 | 1500
6 | 1772.53 | 1264
6 | 1539.649 | 698
6 | 1283.618 | 560
6 | 1109.182 | 522
6 | 983.5953 | 434
6 | 1082.52 | 387
6 | 1290.21 | 481
6 | 1542.692 | 526
6 | 1816.489 | 686
6 | 2020.886 | 831
6 | 2207.006 | 1333
6 | 2390.739 | 1660
6 | 2517.522 | 1902
6 | 2624.376 | 2013
6 | 2720.496 | 2114
6 | 2771.189 | 2241
6 | 2834.364 | 2233
6 | 2876.485 | 2311
6 | 2844.203 | 2081
6 | 2739.752 | 1843
6 | 2622.356 | 1588
6 | 2532.407 | 1498
6 | 2363.009 | 939
6 | 2060.686 | 399
6 | 1672.472 | 597
6 | 1337.997 | 510
6 | 1148.266 | 434
6 | 906.3187 | 469
6 | 703.0969 | 549
6 | 897.0347 | 425
6 | 1168.681 | 409
6 | 1408.183 | 532
6 | 1651.314 | 752
6 | 1828.348 | 584
6 | 1985.597 | 747
6 | 2122.54 | 1116
6 | 2237.394 | 1421
6 | 2334.644 | 1345
6 | 2428.54 | 1362
6 | 2504.523 | 1519
6 | 2565.417 | 1722
6 | 2595.987 | 1962
6 | 2572.088 | 1948
6 | 2504.286 | 1536
6 | 2423.701 | 1241
6 | 2373.22 | 966
6 | 2215.971 | 1048
6 | 1919.712 | 797
6 | 1583.354 | 726
6 | 1266.406 | 671
6 | 1175.784 | 659
6 | 916.6105 | 666
6 | 758.6959 | 692
6 | 934.6548 | 945
6 | 1158.1 | 1326
6 | 1427.589 | 1404
6 | 1676.72 | 1557
6 | 1863.895 | 1990
6 | 2026.958 | 2080
6 | 2182.426 | 2366
6 | 2330.67 | 2531
6 | 2459.581 | 2556
6 | 2569.521 | 2485
6 | 2625.557 | 2727
6 | 2651.586 | 2723
6 | 2645.525 | 2679
6 | 2612.362 | 2487
6 | 2523.489 | 2229
6 | 2420.079 | 2121
6 | 2351.857 | 2018
6 | 2182.249 | 1467
6 | 1913.84 | 1245
6 | 1598.946 | 1042
6 | 1309.304 | 377
6 | 1151.251 | 265
6 | 872.0596 | 336
6 | 529.3596 | 335
6 | 743.1223 | 270
6 | 1061.163 | 365
6 | 1353.505 | 502
6 | 1616.566 | 795
6 | 1778.436 | 743
6 | 1923.665 | 1011
6 | 2024.173 | 1235
6 | 2096.45 | 1377
6 | 2159.36 | 2008
6 | 2239.056 | 2294
6 | 2315.726 | 2664
6 | 2383.95 | 2838
6 | 2422.25 | 2608
6 | 2384.493 | 2380
6 | 2313.988 | 1945
6 | 2232.298 | 1476
6 | 2185.164 | 1198
6 | 2049.378 | 926
6 | 1791.742 | 597
6 | 1477.939 | 509
6 | 1204.714 | 453
6 | 766.9435 | 404
6 | 457.7773 | 438
6 | 173.1195 | 496
6 | 491.1768 | 595
6 | 828.5692 | 744
6 | 1135.861 | 763
6 | 1401.781 | 895
6 | 1580.298 | 903
6 | 1720.39 | 1386
6 | 1858.396 | 1955
6 | 1961.524 | 2188
6 | 2029.703 | 2233
6 | 2065.61 | 2049
6 | 2066.01 | 2100
6 | 2061.325 | 2336
6 | 2059.267 | 2520
6 | 2036.081 | 2346
6 | 1984.672 | 2152
6 | 1938.245 | 1797
6 | 1942.495 | 1606
6 | 1818.801 | 1367
6 | 1543.732 | 1207
6 | 1223.425 | 1117
6 | 942.0212 | 775
6 | 769.9271 | 785
6 | 606.5712 | 749
6 | 671.5956 | 790
6 | 879.3682 | 860
6 | 1158.816 | 880
6 | 1392.981 | 974
6 | 1636.281 | 1189
6 | 1826.381 | 1265
6 | 1997.667 | 1520
6 | 2152.252 | 2074
6 | 2273.616 | 2643
6 | 2355.719 | 2849
6 | 2433.416 | 2805
6 | 2477.322 | 2909
6 | 2499.461 | 2890
6 | 2495.267 | 2911
6 | 2456.281 | 2893
6 | 2368.328 | 2770
6 | 2275.916 | 2564
6 | 2228.239 | 2817
6 | 2096.226 | 2826
6 | 1823.768 | 2572
6 | 1511.144 | 2082
6 | 1272.072 | 1790
6 | 743.2755 | 1559
6 | 576.4244 | 1374
6 | 391.5178 | 1342
6 | 642.3561 | 1458
6 | 958.0277 | 1541
6 | 1249.316 | 1824
6 | 1536.066 | 2213
6 | 1738.688 | 2312
6 | 1907.598 | 2616
6 | 2062.786 | 2992
6 | 2188.452 | 3121
6 | 2256.911 | 3119
6 | 2271.251 | 3038
6 | 2283.645 | 3007
6 | 2275.188 | 3045
6 | 2284.408 | 2882
6 | 2280.233 | 2943
6 | 2220.937 | 2765
6 | 2169.973 | 2671
6 | 2162.238 | 2501
6 | 1968.208 | 2226
6 | 1617.764 | 2053
6 | 1220.336 | 1927
6 | 896.2875 | 1748
6 | 982.8142 | 1761
6 | 776.2839 | 1582
6 | 619.0123 | 1485
6 | 860.3606 | 1548
6 | 1148.21 | 1666
6 | 1424.203 | 1646
6 | 1641.649 | 1864
6 | 1810.383 | 2066
6 | 1946.951 | 2257
6 | 2074.371 | 2393
6 | 2183.354 | 2850
6 | 2272.944 | 3057
6 | 2361.916 | 3180
6 | 2443.018 | 3333
6 | 2486.838 | 3329
6 | 2511.902 | 3299
6 | 2493.486 | 3289
6 | 2415.191 | 2994
6 | 2325.517 | 2838
6 | 2281.985 | 2567
6 | 2147.939 | 2572
6 | 1870.367 | 2357
6 | 1546.914 | 2011
6 | 1249.91 | 1961
6 | 1021.438 | 1786
6 | 809.3825 | 1526
6 | 607.7354 | 1314
6 | 876.5358 | 1291
6 | 1151.222 | 1300
6 | 1429.695 | 1381
6 | 1644.069 | 1928
6 | 1789.325 | 2271
6 | 1933.048 | 2409
6 | 2078.055 | 2651
6 | 2173.933 | 2819
6 | 2254.429 | 2947
6 | 2323.125 | 3227
6 | 2401.443 | 3298
6 | 2459.622 | 3280
6 | 2500.626 | 3382
6 | 2499.939 | 3228
6 | 2443.72 | 2949
6 | 2352.866 | 2708
6 | 2303.208 | 2614
6 | 2152.638 | 2442
6 | 1846.974 | 2424
6 | 1487.466 | 2420
6 | 1138.329 | 2123
6 | 1011.57 | 2163
6 | 774.0248 | 2033
6 | 544.5218 | 1934
6 | 836.5665 | 2083
6 | 1132.223 | 2180
6 | 1393.228 | 2230
6 | 1631.385 | 2427
6 | 1778.922 | 2386
6 | 1914.983 | 2664
6 | 2039.367 | 2610
6 | 2134.659 | 2919
6 | 2207.379 | 2936
6 | 2259.904 | 2867
6 | 2328.513 | 2885
6 | 2398.003 | 2667
6 | 2437.412 | 2649
6 | 2426.546 | 2659
6 | 2353.279 | 2476
6 | 2281.508 | 2108
6 | 2242.388 | 2118
6 | 2102.021 | 2202
6 | 1817.903 | 2221
6 | 1456.083 | 2102
6 | 1072.433 | 1788
6 | 1058.173 | 1694
6 | 817.6476 | 1677
6 | 518.163 | 1724
6 | 738.5985 | 1685
6 | 1029.045 | 1559
6 | 1313.504 | 1857
6 | 1557.282 | 2219
6 | 1737.754 | 2250
6 | 1888.333 | 2499
6 | 2021.557 | 2704
6 | 2133.251 | 2902
6 | 2228.269 | 3005
6 | 2316.909 | 3107
6 | 2379.866 | 3096
6 | 2411.053 | 2612
6 | 2405.321 | 2604
6 | 2347.618 | 2458
6 | 2277.975 | 2368
6 | 2201.846 | 2315
6 | 2157.27 | 2245
6 | 2034.033 | 2342
6 | 1786.645 | 2247
6 | 1499.061 | 2250
6 | 1255.424 | 1891
7 | 406.7664 | 1827
7 | 292.9777 | 1769
7 | 272.0117 | 1759
7 | 329.8271 | 1827
7 | 481.4877 | 1817
7 | 708.9025 | 2173
7 | 984.7144 | 2419
7 | 1265.083 | 2341
7 | 1538.105 | 2384
7 | 1788.217 | 2534
7 | 1992.387 | 2828
7 | 2074.664 | 2950
7 | 2131.793 | 2970
7 | 2147.242 | 2866
7 | 2029.537 | 2828
7 | 2058.8 | 2666
7 | 1944.387 | 2587
7 | 1888.695 | 2627
7 | 1724.206 | 2579
7 | 1651.003 | 2543
7 | 1438.176 | 2611
7 | 1048.445 | 2364
7 | 683.8755 | 2318
7 | 390.013 | 1581
7 | 506.9368 | 1269
7 | 492.0504 | 1340
7 | 492.6226 | 1333
7 | 521.3587 | 1427
7 | 620.1097 | 1393
7 | 781.2877 | 1611
7 | 1008.653 | 1910
7 | 1268.322 | 2247
7 | 1540.714 | 2459
7 | 1815.52 | 2661
7 | 2041.323 | 2822
7 | 2210.256 | 2859
7 | 2341.197 | 2707
7 | 2367.28 | 2742
7 | 2287.869 | 2871
7 | 2229.737 | 2916
7 | 2156.913 | 2806
7 | 1984.468 | 2705
7 | 1844.961 | 2529
7 | 1774.176 | 2543
7 | 1531.56 | 2187
7 | 1161.795 | 2104
7 | 851.8124 | 1415
7 | 644.9347 | 1277
7 | 719.3306 | 1346
7 | 710.7741 | 1187
7 | 710.4254 | 1266
7 | 714.5052 | 1468
7 | 743.1603 | 1505
7 | 822.2313 | 1461
7 | 976.4495 | 1803
7 | 1167.861 | 2133
7 | 1400.069 | 2411
7 | 1636.349 | 2868
7 | 1885.691 | 3083
7 | 2116.48 | 3037
7 | 2328.103 | 3177
7 | 2485.357 | 3379
7 | 2575.591 | 3395
7 | 2585.655 | 3263
7 | 2509.394 | 3172
7 | 2334.802 | 2788
7 | 2180.41 | 2635
7 | 2057.568 | 2317
7 | 1726.755 | 2360
7 | 1333.494 | 1959
7 | 1044.529 | 2013
7 | 891.2094 | 1381
7 | 729.0615 | 1059
7 | 706.0821 | 996
7 | 703.9377 | 965
7 | 712.31 | 859
7 | 751.2914 | 882
7 | 838.1249 | 1019
7 | 987.2268 | 1725
7 | 1166.322 | 2187
7 | 1381.059 | 2356
7 | 1605.689 | 2564
7 | 1803.279 | 3050
7 | 2020.394 | 3129
7 | 2263.967 | 3281
7 | 2437.398 | 3271
7 | 2555.282 | 3520
7 | 2579.168 | 3591
7 | 2498.122 | 3523
7 | 2344.023 | 3173
7 | 2156.217 | 2915
7 | 2023.655 | 2508
7 | 1784.566 | 2453
7 | 1435.952 | 2119
7 | 1131.733 | 1939
7 | 946.8628 | 1596
7 | 1078.466 | 1354
7 | 1071.67 | 932
7 | 1071.249 | 955
7 | 1071.983 | 1102
7 | 1082.818 | 1191
7 | 1120.425 | 1253
7 | 1207.036 | 1814
7 | 1364.984 | 2155
7 | 1610.424 | 2305
7 | 1918.489 | 2548
7 | 2249.446 | 2628
7 | 2471.334 | 2706
7 | 2707.041 | 2944
7 | 2846.752 | 2967
7 | 2946.479 | 2960
7 | 2856.692 | 2855
7 | 2657.501 | 2688
7 | 2371.484 | 2590
7 | 2095.27 | 2566
7 | 1924.292 | 2317
7 | 1650.341 | 2390
7 | 1316.603 | 1991
7 | 1136.745 | 1741
7 | 1083.473 | 1205
7 | 1237.432 | 1234
7 | 1236.513 | 1330
7 | 1236.478 | 1218
7 | 1236.487 | 1348
7 | 1238.667 | 1382
7 | 1250.354 | 1667
7 | 1293.516 | 2053
7 | 1392.69 | 2290
7 | 1569.278 | 2679
7 | 1826.388 | 2769
7 | 2161.12 | 2920
7 | 2449.979 | 3194
7 | 2745.032 | 3190
7 | 2992.5 | 3318
7 | 3111.708 | 3155
7 | 3085.63 | 3090
7 | 2840.007 | 3117
7 | 2569.475 | 2853
7 | 2233.852 | 2631
7 | 1985.933 | 2317
7 | 1665.339 | 2127
7 | 1425.89 | 1852
7 | 1289.512 | 1446
7 | 1243.541 | 1419
7 | 961.0325 | 1243
7 | 883.6588 | 1204
7 | 861.8484 | 1148
7 | 862.8804 | 1188
7 | 890.6793 | 1143
7 | 974.458 | 1326
7 | 1110.583 | 2131
7 | 1310.597 | 2298
7 | 1559.43 | 2474
7 | 1852.682 | 2726
7 | 2147.227 | 2919
7 | 2411.526 | 3068
7 | 2622.477 | 3082
7 | 2730.604 | 2981
7 | 2737.078 | 2873
7 | 2573.51 | 2772
7 | 2429.123 | 2683
7 | 2201.215 | 2363
7 | 2002.935 | 2317
7 | 1864.733 | 2167
7 | 1646.058 | 1838
7 | 1302.963 | 1646
7 | 1034.095 | 1357
7 | 890.1397 | 1180
7 | 742.4199 | 1001
7 | 686.3779 | 1073
7 | 674.4135 | 1089
7 | 689.7521 | 1070
7 | 753.5758 | 1298
7 | 875.3954 | 1544
7 | 1044.184 | 1489
7 | 1243.588 | 1872
7 | 1477.23 | 2398
7 | 1695.85 | 2979
7 | 1902.306 | 3148
7 | 2114.103 | 3284
7 | 2324.934 | 3400
7 | 2474.579 | 3384
7 | 2549.644 | 3369
7 | 2490.877 | 3250
7 | 2355.812 | 3121
7 | 2176.257 | 2760
7 | 1994.708 | 2316
7 | 1863.556 | 2121
7 | 1677.13 | 1726
7 | 1347.935 | 1524
7 | 1079.938 | 1318
7 | 896.9896 | 1301
7 | 1008.73 | 1253
7 | 1006.221 | 1154
7 | 1006.029 | 1000
7 | 1007.794 | 893
7 | 1023.761 | 1057
7 | 1058.885 | 1317
7 | 1135.294 | 1619
7 | 1250.191 | 2110
7 | 1403.705 | 2580
7 | 1614.688 | 2943
7 | 1848.021 | 3179
7 | 2099.2 | 3276
7 | 2382.367 | 3126
7 | 2615.065 | 3123
7 | 2789.971 | 3354
7 | 2881.259 | 3309
7 | 2828.065 | 3198
7 | 2627.592 | 3098
7 | 2384.306 | 2941
7 | 2210.03 | 2675
7 | 1883.617 | 2499
7 | 1533.106 | 2166
7 | 1253.495 | 1724
7 | 1109.856 | 1334
7 | 1203.832 | 1035
7 | 1202.949 | 987
7 | 1202.928 | 957
7 | 1202.965 | 919
7 | 1204.042 | 981
7 | 1210.757 | 1155
7 | 1238.039 | 1412
7 | 1304.158 | 1727
7 | 1431.428 | 1953
7 | 1647.854 | 2152
7 | 1935.221 | 2590
7 | 2251.768 | 3198
7 | 2543.562 | 3452
7 | 2783.85 | 3647
7 | 2986.208 | 3541
7 | 3078.158 | 3411
7 | 3037.237 | 3074
7 | 2770.338 | 2773
7 | 2428.851 | 2498
7 | 2220.572 | 2220
7 | 1903.822 | 1703
7 | 1513.78 | 1436
7 | 1300.925 | 1216
7 | 1225.492 | 1116
7 | 1186.133 | 779
7 | 1185.531 | 680
7 | 1185.523 | 592
7 | 1185.525 | 514
7 | 1185.834 | 508
7 | 1189.621 | 501
7 | 1212.154 | 683
7 | 1287.059 | 991
7 | 1469.644 | 1055
7 | 1783.551 | 1108
7 | 2237.17 | 1936
7 | 2698.8 | 2662
7 | 2942.242 | 2714
7 | 3060.069 | 2996
7 | 3060.753 | 3368
7 | 3016.928 | 3175
7 | 2803.057 | 2986
7 | 2451.72 | 2521
7 | 2133.042 | 1780
7 | 1926.628 | 1571
7 | 1622.941 | 1233
7 | 1342.29 | 1283
7 | 1219.499 | 1211
7 | 1189.559 | 766
7 | 1321.448 | 586
7 | 1321.229 | 579
7 | 1321.227 | 543
7 | 1321.228 | 552
7 | 1321.413 | 586
7 | 1323.745 | 758
7 | 1339.712 | 1060
7 | 1391.898 | 998
7 | 1520.325 | 948
7 | 1753.928 | 880
7 | 2051.95 | 1289
7 | 2362.606 | 1744
7 | 2724.484 | 1970
7 | 3006.067 | 2567
7 | 3180.759 | 3043
7 | 3196.457 | 3016
7 | 3022.497 | 2829
7 | 2678.989 | 2402
7 | 2318.57 | 1803
7 | 2110.202 | 1495
7 | 1790.378 | 1053
7 | 1488.213 | 767
7 | 1357.863 | 548
7 | 1326.363 | 421
7 | 1280.773 | 497
7 | 1280.052 | 363
7 | 1280.036 | 396
7 | 1280.037 | 523
7 | 1280.246 | 690
7 | 1283.794 | 645
7 | 1308.026 | 1369
7 | 1382.286 | 1666
7 | 1570.39 | 2117
7 | 1874.055 | 2461
7 | 2262.216 | 2127
7 | 2640.011 | 2462
7 | 3034.42 | 2838
7 | 3140.672 | 2989
7 | 3155.267 | 3194
7 | 3021.478 | 2977
7 | 2776.031 | 2698
7 | 2435.328 | 2457
7 | 2126.501 | 1866
7 | 1929.071 | 1396
7 | 1641.699 | 980
7 | 1391.471 | 963
7 | 1297.024 | 781
7 | 1280.816 | 860
7 | 1307.991 | 641
7 | 1307.412 | 535
7 | 1307.396 | 546
7 | 1307.396 | 631
7 | 1307.463 | 803
7 | 1309.163 | 1037
7 | 1321.852 | 1445
7 | 1364.98 | 1848
7 | 1466.45 | 1886
7 | 1585.437 | 2559
7 | 1749.04 | 2659
7 | 1982.239 | 2941
7 | 2300.582 | 3417
7 | 2693.581 | 3333
7 | 2937.009 | 3294
7 | 3091.813 | 3327
7 | 3182.625 | 3229
7 | 3023.05 | 2770
7 | 2711.189 | 2048
7 | 2342.153 | 1708
7 | 2166.292 | 1603
7 | 1758.578 | 1209
7 | 1457.806 | 946
7 | 1368.641 | 814
7 | 1193.13 | 665
7 | 1107.812 | 628
7 | 1082.12 | 501
7 | 1082.139 | 527
7 | 1085.456 | 800
7 | 1105.258 | 799
7 | 1169.228 | 1252
7 | 1293.41 | 1431
7 | 1489.256 | 1897
7 | 1777.195 | 2266
7 | 2085.41 | 2421
7 | 2415.676 | 2611
7 | 2715.843 | 2913
7 | 2938.805 | 2921
7 | 2957.35 | 2936
7 | 2857.143 | 2810
7 | 2646.63 | 2743
7 | 2394.447 | 2491
7 | 2150.965 | 2274
7 | 1975.795 | 2328
7 | 1754.501 | 2398
7 | 1451.488 | 1693
7 | 1223.694 | 1358
7 | 1116.633 | 977
7 | 1025.451 | 709
7 | 1019.641 | 729
7 | 1019.522 | 723
7 | 1020.644 | 633
7 | 1032.388 | 659
7 | 1064.088 | 874
7 | 1140.46 | 954
7 | 1265.751 | 1142
7 | 1458.03 | 1359
7 | 1724.722 | 1571
7 | 2013.643 | 2122
7 | 2323.92 | 2642
7 | 2595.098 | 3082
7 | 2768.908 | 3188
7 | 2885.975 | 3189
7 | 2894.752 | 3126
7 | 2780.341 | 3207
7 | 2530.264 | 2654
7 | 2259.845 | 1764
7 | 2058.765 | 1296
7 | 1729.563 | 1257
7 | 1369.915 | 1112
7 | 1135.501 | 902
7 | 1040.563 | 721
7 | 887.5624 | 715
7 | 867.2928 | 676
7 | 863.2981 | 864
7 | 865.4432 | 987
7 | 883.7117 | 1182
7 | 926.1636 | 1268
7 | 1026.559 | 1434
7 | 1186.939 | 1545
7 | 1416.402 | 1804
7 | 1727.599 | 2164
7 | 2048.082 | 2534
7 | 2316.088 | 2644
7 | 2474.604 | 2668
7 | 2604.389 | 2898
7 | 2707.796 | 2775
7 | 2738.528 | 2810
7 | 2599.5 | 2651
7 | 2331.938 | 2377
7 | 2136.719 | 1930
7 | 2057.156 | 1516
7 | 1780.766 | 1242
7 | 1389.963 | 954
7 | 1097.166 | 634
7 | 948.842 | 519
7 | 1006.768 | 335
7 | 1000.129 | 361
7 | 999.9646 | 331
7 | 1002.641 | 458
7 | 1022.855 | 405
7 | 1076.078 | 453
7 | 1185.149 | 464
7 | 1321.142 | 572
7 | 1500.488 | 833
7 | 1695.969 | 1149
7 | 1933.976 | 1317
7 | 2152.081 | 1594
7 | 2400.657 | 2022
7 | 2630.88 | 2447
7 | 2822.618 | 2418
7 | 2875.195 | 2616
7 | 2780.876 | 2539
7 | 2542.053 | 1826
7 | 2301.041 | 1338
7 | 2111.734 | 947
7 | 1830.892 | 684
7 | 1448.101 | 578
7 | 1177.257 | 358
7 | 1054.266 | 281
7 | 1027.121 | 378
7 | 1011.349 | 536
7 | 1009.5 | 728
7 | 1012.229 | 570
7 | 1033.075 | 531
7 | 1090.171 | 434
7 | 1192.79 | 395
7 | 1334.434 | 486
7 | 1507.286 | 755
7 | 1706.278 | 993
7 | 1929.847 | 1274
7 | 2160.811 | 2185
7 | 2404.68 | 2761
7 | 2634.706 | 2808
7 | 2815.12 | 2764
7 | 2884.73 | 2673
7 | 2776.766 | 2569
7 | 2556.653 | 1902
7 | 2301.075 | 1507
7 | 2120.797 | 1109
7 | 1836.291 | 614
7 | 1451.002 | 346
7 | 1171.718 | 410
7 | 1043.358 | 509
7 | 986.4131 | 559
7 | 941.5457 | 563
7 | 932.03 | 586
7 | 933.5902 | 737
7 | 950.1639 | 912
7 | 990.2139 | 1110
7 | 1096.03 | 1363
7 | 1230.776 | 1585
7 | 1414.716 | 1685
7 | 1639.692 | 1896
7 | 1879.679 | 2316
7 | 2097.958 | 2490
7 | 2317.563 | 2546
7 | 2542.794 | 2734
7 | 2732.459 | 2821
7 | 2807.26 | 2871
7 | 2750.564 | 2530
7 | 2568.451 | 1969
7 | 2350.108 | 1703
7 | 2186.459 | 1605
7 | 1885.763 | 1389
7 | 1486.488 | 1072
7 | 1165.07 | 837
7 | 997.795 | 757
7 | 873.7339 | 589
7 | 811.5331 | 494
7 | 793.882 | 584
7 | 794.4191 | 552
7 | 811.9435 | 555
7 | 864.5464 | 622
7 | 977.6652 | 711
7 | 1123.769 | 864
7 | 1322.19 | 1143
7 | 1571.246 | 1527
7 | 1810.562 | 2079
7 | 2046.639 | 2299
7 | 2293.326 | 2446
7 | 2483.277 | 2791
7 | 2615.031 | 2781
7 | 2669.112 | 2799
7 | 2615.508 | 2712
7 | 2469.255 | 2341
7 | 2290.058 | 1663
7 | 2139.464 | 1193
7 | 1855.401 | 1053
7 | 1496.698 | 896
7 | 1172.262 | 732
7 | 970.1235 | 515
7 | 867.2688 | 480
7 | 844.3701 | 504
7 | 839.4705 | 485
7 | 840.0208 | 439
7 | 847.4636 | 751
7 | 881.898 | 827
7 | 964.7571 | 1103
7 | 1103.257 | 1229
7 | 1304.792 | 1369
7 | 1561.759 | 1731
7 | 1838.65 | 2056
7 | 2111.868 | 2063
7 | 2336.229 | 2528
7 | 2512.401 | 2929
7 | 2648.541 | 3133
7 | 2714.7 | 3113
7 | 2669.027 | 2957
7 | 2507.735 | 2424
7 | 2292.105 | 1894
7 | 2123.194 | 1623
7 | 1891.06 | 1413
7 | 1549.475 | 1283
7 | 1235.413 | 1170
7 | 1050.06 | 938
7 | 1238.05 | 805
7 | 1237.769 | 774
7 | 1237.768 | 673
7 | 1237.828 | 644
7 | 1239.336 | 755
7 | 1245.584 | 717
7 | 1272.183 | 924
7 | 1336.68 | 1163
7 | 1471.679 | 1389
7 | 1700.255 | 1755
7 | 1975.172 | 1847
7 | 2280.687 | 1993
7 | 2594.843 | 2367
7 | 2860.849 | 2838
7 | 3057.674 | 2952
7 | 3112.998 | 2884
7 | 2998.7 | 2892
7 | 2720.828 | 2499
7 | 2397.854 | 2083
7 | 2163.625 | 1712
7 | 1857.226 | 1343
7 | 1516.433 | 1067
7 | 1322.922 | 864
7 | 1259.13 | 617
7 | 1344.586 | 621
7 | 1344.075 | 508
7 | 1344.062 | 385
7 | 1344.064 | 424
7 | 1344.342 | 554
7 | 1346.886 | 708
7 | 1359.276 | 1320
7 | 1397.224 | 1847
7 | 1488.023 | 2330
7 | 1675.96 | 2598
7 | 1948.844 | 2618
7 | 2253.437 | 2897
7 | 2612.879 | 3132
7 | 2967.012 | 3143
7 | 3172.34 | 3063
7 | 3219.292 | 2979
7 | 3067.174 | 2797
7 | 2770.685 | 2178
7 | 2441.521 | 1698
7 | 2200.104 | 1748
7 | 1880.552 | 1276
7 | 1574.67 | 953
7 | 1421.163 | 854
7 | 1365.894 | 681
7 | 1361.864 | 365
7 | 1360.982 | 193
7 | 1360.968 | 205
7 | 1360.972 | 162
7 | 1361.276 | 202
7 | 1363.937 | 148
7 | 1379.329 | 275
7 | 1425.439 | 386
7 | 1521.672 | 477
7 | 1740.29 | 615
7 | 2046.214 | 897
7 | 2394.15 | 2232
7 | 2778.012 | 2543
7 | 3102.925 | 2605
7 | 3236.198 | 2551
7 | 3185.46 | 2278
7 | 3006.694 | 1912
7 | 2653.476 | 1383
7 | 2306.067 | 760
7 | 2092.405 | 644
7 | 1796.704 | 315
7 | 1523.765 | 329
7 | 1402.757 | 297
7 | 1368.767 | 215
7 | 1162.563 | 159
7 | 1128.617 | 160
7 | 1120.424 | 180
7 | 1122.674 | 191
7 | 1139.779 | 158
7 | 1180.643 | 197
7 | 1275.043 | 286
7 | 1432.242 | 358
7 | 1673.529 | 399
7 | 2008.494 | 497
7 | 2405.784 | 641
7 | 2750.545 | 1154
7 | 2957.178 | 1816
7 | 2990.845 | 2036
7 | 2906.593 | 2337
7 | 2743.577 | 2351
7 | 2498.984 | 2187
7 | 2193.918 | 1765
7 | 1970.297 | 1408
7 | 1802.643 | 976
7 | 1549.59 | 718
7 | 1282.821 | 385
7 | 1144.764 | 182
7 | 1115.615 | 242
7 | 679.5125 | 372
7 | 580.4589 | 468
7 | 550.5767 | 395
7 | 588.631 | 561
7 | 693.9951 | 660
7 | 855.398 | 792
7 | 1067.74 | 913
7 | 1310.073 | 1122
7 | 1572.377 | 1325
7 | 1834.272 | 1499
7 | 2044.524 | 1578
7 | 2219.661 | 1810
7 | 2329.132 | 2354
7 | 2372.591 | 2539
7 | 2322.777 | 2605
7 | 2266.878 | 2571
7 | 2166.641 | 2452
7 | 1974.895 | 1773
7 | 1846.609 | 1541
7 | 1719.449 | 1100
7 | 1402.149 | 1073
7 | 997.73 | 1087
7 | 659.7477 | 664
7 | 497.3603 | 509
7 | 463.6532 | 326
7 | 330.9567 | 340
7 | 283.481 | 366
7 | 346.1964 | 393
7 | 494.8411 | 448
7 | 702.6508 | 461
7 | 941.0676 | 562
7 | 1121.849 | 615
7 | 1319.784 | 835
7 | 1522.539 | 973
7 | 1680.36 | 1290
7 | 1820.383 | 1554
7 | 1959.389 | 1927
7 | 2084.781 | 2453
7 | 2150.621 | 2738
7 | 2158.711 | 2849
7 | 2118.031 | 2703
7 | 2013.848 | 2354
7 | 1913.779 | 1867
7 | 1851.268 | 1190
7 | 1621.668 | 1026
7 | 1240.033 | 1083
7 | 805.8074 | 772
7 | 491.3288 | 666
7 | 476.1094 | 587
7 | 372.2494 | 663
7 | 326.146 | 726
7 | 377.2382 | 779
7 | 516.359 | 875
7 | 666.1412 | 686
7 | 878.5975 | 767
7 | 1062.54 | 882
7 | 1256.836 | 1127
7 | 1436.986 | 1509
7 | 1585.584 | 1962
7 | 1733.566 | 2266
7 | 1897.315 | 2685
7 | 2018.782 | 3052
7 | 2126.451 | 3093
7 | 2200.118 | 3234
7 | 2201.376 | 3019
7 | 2113.579 | 2562
7 | 1983.779 | 2075
7 | 1876.566 | 1956
7 | 1725.422 | 1850
7 | 1407.869 | 1294
7 | 1049.035 | 968
7 | 770.8755 | 756
7 | 759.9094 | 649
7 | 756.5249 | 609
7 | 756.525 | 547
7 | 762.0765 | 689
7 | 795.8113 | 733
7 | 857.6254 | 799
7 | 970.7496 | 902
7 | 1103.461 | 1201
7 | 1287.664 | 1619
7 | 1511.502 | 1697
7 | 1746.357 | 1728
7 | 1992.662 | 2115
7 | 2256.498 | 2477
7 | 2467.895 | 2968
7 | 2571.484 | 3249
7 | 2631.755 | 3336
7 | 2592.928 | 3145
7 | 2447.091 | 2673
7 | 2282.167 | 2009
7 | 2159.68 | 1410
7 | 1900.492 | 1396
7 | 1507.386 | 1055
7 | 1192.464 | 845
7 | 1016.908 | 474
7 | 1130.016 | 441
7 | 1129.516 | 244
7 | 1129.514 | 228
7 | 1129.737 | 381
7 | 1133.786 | 464
7 | 1151.489 | 580
7 | 1206.318 | 749
7 | 1310.251 | 1160
7 | 1492.033 | 1433
7 | 1759.517 | 1630
7 | 2083.727 | 1771
7 | 2447.158 | 2216
7 | 2739.797 | 2707
7 | 2878.229 | 3001
7 | 3001.719 | 3115
7 | 3004.744 | 2791
7 | 2817.405 | 2312
7 | 2502.276 | 1897
7 | 2210.621 | 1372
7 | 2020.219 | 1248
7 | 1707.447 | 982
7 | 1398.952 | 822
7 | 1222.1 | 605
7 | 1153.02 | 433
8 | 1037.209 | 479
8 | 1037.191 | 727
8 | 1037.191 | 408
8 | 1037.195 | 321
8 | 1037.865 | 454
8 | 1046.318 | 643
8 | 1069.757 | 755
8 | 1126.417 | 837
8 | 1274.832 | 1131
8 | 1583.964 | 1341
8 | 1906.443 | 1683
8 | 2278.133 | 2074
8 | 2560.134 | 2624
8 | 2747.845 | 2977
8 | 2885.102 | 3236
8 | 2849.296 | 3418
8 | 2555.719 | 3288
8 | 2220.744 | 2486
8 | 1968.723 | 1712
8 | 1745.695 | 1403
8 | 1338.518 | 1168
8 | 1100.594 | 923
8 | 1043.743 | 841
8 | 1037.5 | 681
8 | 1376.644 | 557
8 | 1376.644 | 671
8 | 1376.644 | 731
8 | 1376.644 | 767
8 | 1376.691 | 1016
8 | 1377.623 | 1179
8 | 1380.769 | 1533
8 | 1390.236 | 1704
8 | 1418.182 | 1910
8 | 1499.361 | 2100
8 | 1654.41 | 2120
8 | 1901.184 | 2315
8 | 2295.713 | 2805
8 | 2747.944 | 2947
8 | 3122.418 | 3039
8 | 3224.553 | 3251
8 | 2983.984 | 3258
8 | 2524.193 | 2895
8 | 2142.87 | 1812
8 | 1880.258 | 1497
8 | 1576.506 | 1295
8 | 1415.974 | 1166
8 | 1380.275 | 1124
8 | 1376.811 | 873
8 | 1330.183 | 749
8 | 1330.169 | 715
8 | 1330.169 | 713
8 | 1330.169 | 763
8 | 1330.203 | 886
8 | 1330.99 | 954
8 | 1333.993 | 1170
8 | 1345.12 | 1393
8 | 1389.519 | 1624
8 | 1523.81 | 1831
8 | 1744.579 | 2389
8 | 2088.038 | 2896
8 | 2515.939 | 3247
8 | 2906.149 | 3235
8 | 3178.079 | 3260
8 | 3096.086 | 3175
8 | 2755.01 | 3197
8 | 2344.069 | 2809
8 | 2027.288 | 2412
8 | 1788.167 | 2007
8 | 1500.138 | 1457
8 | 1359.544 | 1114
8 | 1332.207 | 942
8 | 1330.217 | 878
8 | 1158.724 | 760
8 | 1158.514 | 692
8 | 1158.511 | 683
8 | 1158.511 | 751
8 | 1158.7 | 1174
8 | 1161.299 | 1420
8 | 1168.893 | 1684
8 | 1193.377 | 1851
8 | 1266.769 | 1887
8 | 1435.565 | 1952
8 | 1670.839 | 2023
8 | 2004.951 | 2613
8 | 2391.421 | 3097
8 | 2705.906 | 3106
8 | 2927.228 | 3202
8 | 3006.421 | 3268
8 | 2799.299 | 3186
8 | 2454.362 | 2879
8 | 2182.96 | 2209
8 | 1909.025 | 2080
8 | 1517.042 | 1692
8 | 1261.454 | 1428
8 | 1177.471 | 1145
8 | 1160.926 | 837
8 | 1083.392 | 728
8 | 1082.478 | 669
8 | 1082.448 | 628
8 | 1082.451 | 662
8 | 1083.084 | 832
8 | 1088.952 | 970
8 | 1100.729 | 1456
8 | 1132.453 | 1755
8 | 1223.843 | 1797
8 | 1415.588 | 2025
8 | 1719.88 | 2719
8 | 2086.059 | 3165
8 | 2477.064 | 3575
8 | 2729.606 | 3260
8 | 2893.534 | 3298
8 | 2930.358 | 3318
8 | 2726.027 | 3185
8 | 2382.758 | 3004
8 | 2075.916 | 3038
8 | 1794.489 | 2760
8 | 1489.255 | 2055
8 | 1238.607 | 1675
8 | 1130.87 | 1433
8 | 1096.273 | 952
8 | 757.8328 | 834
8 | 754.822 | 679
8 | 754.6375 | 684
8 | 755.5488 | 741
8 | 775.2043 | 917
8 | 840.7669 | 973
8 | 940.4872 | 1115
8 | 1092.823 | 1225
8 | 1342.782 | 1545
8 | 1704.35 | 1947
8 | 1940.968 | 2549
8 | 2094.687 | 2782
8 | 2329.383 | 3059
8 | 2463.428 | 3169
8 | 2597.857 | 3152
8 | 2602.525 | 3219
8 | 2443.883 | 3088
8 | 2155.087 | 2621
8 | 2012.428 | 1958
8 | 1744.755 | 1942
8 | 1185.202 | 1492
8 | 847.9196 | 1122
8 | 762.8695 | 944
8 | 754.6152 | 809
8 | 754.2823 | 747
8 | 752.1933 | 700
8 | 752.1886 | 675
8 | 754.764 | 668
8 | 783.7891 | 693
8 | 867.4234 | 812
8 | 963.2162 | 1066
8 | 1055.083 | 1537
8 | 1169.206 | 1679
8 | 1348.787 | 1990
8 | 1575.778 | 2456
8 | 1834.303 | 2582
8 | 2132.433 | 2648
8 | 2393.53 | 2730
8 | 2546.137 | 2817
8 | 2600.099 | 2969
8 | 2541.206 | 3079
8 | 2342.49 | 2935
8 | 2285.639 | 2591
8 | 2051.401 | 2291
8 | 1465.284 | 1810
8 | 1048.902 | 1386
8 | 830.204 | 989
8 | 773.1722 | 481
8 | 580.9272 | 366
8 | 563.6705 | 283
8 | 563.6736 | 452
8 | 584.0579 | 422
8 | 670.9399 | 419
8 | 861.6381 | 473
8 | 989.4615 | 578
8 | 1022.077 | 647
8 | 1174.578 | 868
8 | 1393.506 | 1249
8 | 1577.287 | 1432
8 | 1742.218 | 1795
8 | 1919.421 | 1986
8 | 2102.033 | 1932
8 | 2267.475 | 2154
8 | 2390.791 | 2467
8 | 2411.58 | 2682
8 | 2271.024 | 2639
8 | 2078.627 | 2318
8 | 1927.475 | 2019
8 | 1543.835 | 1581
8 | 1058.339 | 1020
8 | 735.5633 | 807
8 | 608.7512 | 461
8 | 993.524 | 225
8 | 993.4641 | 252
8 | 993.4641 | 324
8 | 993.5458 | 267
8 | 997.4382 | 319
8 | 1020.166 | 404
8 | 1051.736 | 558
8 | 1092.458 | 799
8 | 1193.597 | 1018
8 | 1381.616 | 1184
8 | 1636.422 | 1517
8 | 1910.669 | 1761
8 | 2243.563 | 2328
8 | 2578.997 | 2809
8 | 2808.799 | 3288
8 | 2841.374 | 3351
8 | 2697.793 | 3133
8 | 2393.887 | 2899
8 | 2158.226 | 2653
8 | 2000.341 | 2327
8 | 1624.538 | 1738
8 | 1239.442 | 1329
8 | 1069.994 | 659
8 | 1011.993 | 290
8 | 972.6359 | 281
8 | 968.2412 | 341
8 | 968.1509 | 552
8 | 968.3253 | 775
8 | 976.4611 | 1063
8 | 1005.395 | 1516
8 | 1033.139 | 1868
8 | 1085.666 | 2034
8 | 1207.169 | 2262
8 | 1410.655 | 2387
8 | 1688.987 | 2564
8 | 1945.602 | 2931
8 | 2266.438 | 3199
8 | 2538.157 | 3138
8 | 2731.368 | 3184
8 | 2816.061 | 3290
8 | 2695.916 | 3248
8 | 2407.628 | 3242
8 | 2169.731 | 3238
8 | 1983.199 | 2926
8 | 1564.654 | 2641
8 | 1178.833 | 2420
8 | 1021.19 | 1825
8 | 976.6953 | 875
8 | 918.7058 | 657
8 | 911.5181 | 574
8 | 911.021 | 610
8 | 911.2792 | 718
8 | 919.3167 | 988
8 | 949.1733 | 1402
8 | 986.0748 | 1740
8 | 1053.759 | 2018
8 | 1188.482 | 2082
8 | 1389.841 | 2188
8 | 1629.812 | 2218
8 | 1906.461 | 2065
8 | 2179.539 | 2292
8 | 2408.905 | 2405
8 | 2638.507 | 2687
8 | 2758.931 | 2885
8 | 2672.375 | 3080
8 | 2421.891 | 3033
8 | 2191.759 | 3030
8 | 2020.63 | 3040
8 | 1633.272 | 2952
8 | 1240.088 | 2389
8 | 1021.508 | 1634
8 | 934.7166 | 864
8 | 663.6635 | 700
8 | 608.495 | 680
8 | 584.9191 | 770
8 | 608.1078 | 968
8 | 716.4949 | 1131
8 | 876.0966 | 1509
8 | 994.5505 | 1835
8 | 1116.444 | 1967
8 | 1309.094 | 2210
8 | 1556.979 | 2518
8 | 1808.549 | 3005
8 | 1979.38 | 3373
8 | 2173.208 | 3502
8 | 2332.176 | 3425
8 | 2426.16 | 3432
8 | 2416.255 | 3431
8 | 2231.455 | 3415
8 | 1975.043 | 3300
8 | 1892.552 | 3025
8 | 1668.074 | 2695
8 | 1215.111 | 2254
8 | 858.3431 | 1833
8 | 649.2265 | 1315
8 | 578.2505 | 1267
8 | 377.2948 | 817
8 | 376.0083 | 630
8 | 388.2779 | 546
8 | 459.5958 | 595
8 | 665.1183 | 646
8 | 890.9549 | 978
8 | 1041.75 | 1106
8 | 1145.426 | 1242
8 | 1217.009 | 1361
8 | 1382.548 | 1455
8 | 1560.401 | 1790
8 | 1739.554 | 1918
8 | 1953.697 | 2033
8 | 2165.312 | 2029
8 | 2223.918 | 2077
8 | 2142.071 | 2108
8 | 2006.367 | 2014
8 | 1901.836 | 1799
8 | 1891.048 | 1511
8 | 1721.484 | 1717
8 | 1254.678 | 1894
8 | 835.4126 | 1388
8 | 667.3158 | 1086
8 | 460.7979 | 761
8 | 451.5047 | 635
8 | 427.409 | 544
8 | 432.5022 | 559
8 | 510.8148 | 1014
8 | 645.7656 | 1279
8 | 801.8695 | 1326
8 | 987.7153 | 1212
8 | 1069.382 | 1463
8 | 1189.182 | 1555
8 | 1365.42 | 1730
8 | 1601.028 | 1784
8 | 1785.644 | 2086
8 | 1985.713 | 2288
8 | 2209.142 | 2449
8 | 2275.319 | 2546
8 | 2211.101 | 2557
8 | 2085.01 | 2266
8 | 1949.346 | 1874
8 | 1955.4 | 1566
8 | 1867.128 | 1555
8 | 1316.805 | 1057
8 | 866.8792 | 973
8 | 656.9664 | 892
8 | 524.8817 | 425
8 | 438.5973 | 355
8 | 429.6227 | 377
8 | 430.6591 | 295
8 | 472.5098 | 357
8 | 590.6922 | 307
8 | 796.9962 | 520
8 | 911.6558 | 613
8 | 1009.205 | 1040
8 | 1210.508 | 1334
8 | 1474.367 | 1389
8 | 1664.437 | 1581
8 | 1832.422 | 1860
8 | 2038.666 | 1864
8 | 2214.029 | 1902
8 | 2277.533 | 2054
8 | 2273.884 | 2398
8 | 2151.24 | 2277
8 | 1991.099 | 1704
8 | 1903.178 | 1272
8 | 1846.096 | 1025
8 | 1342.198 | 943
8 | 822.4591 | 877
8 | 591.8156 | 997
8 | 488.598 | 464
8 | 566.0249 | 306
8 | 564.4081 | 169
8 | 566.1463 | 236
8 | 588.0649 | 324
8 | 671.6344 | 446
8 | 848.2445 | 491
8 | 955.0626 | 563
8 | 992.5524 | 845
8 | 1233.931 | 976
8 | 1496.93 | 1028
8 | 1703.991 | 1256
8 | 1882.693 | 1527
8 | 2068.063 | 1535
8 | 2238.301 | 1453
8 | 2367.533 | 1386
8 | 2412.318 | 1568
8 | 2342.507 | 1584
8 | 2111.911 | 1160
8 | 1907.172 | 1115
8 | 1773.463 | 1011
8 | 1433.699 | 1116
8 | 1016.244 | 925
8 | 708.5377 | 918
8 | 599.5923 | 798
8 | 768.3245 | 571
8 | 765.8618 | 455
8 | 766.1735 | 474
8 | 776.0433 | 656
8 | 823.1507 | 622
8 | 937.89 | 1220
8 | 1016.935 | 1274
8 | 1061.515 | 1645
8 | 1156.169 | 2273
8 | 1332.551 | 2577
8 | 1490.525 | 2780
8 | 1664.211 | 2691
8 | 1853.469 | 2902
8 | 2134.903 | 2985
8 | 2407.819 | 2906
8 | 2613.772 | 2952
8 | 2563.612 | 2809
8 | 2432.664 | 2600
8 | 2295.716 | 2326
8 | 2190.808 | 1994
8 | 1760.554 | 1933
8 | 1270.842 | 1602
8 | 926.9976 | 1286
8 | 798.3111 | 691
8 | 701.7034 | 411
8 | 682.8151 | 577
8 | 681.4762 | 515
8 | 685.0661 | 631
8 | 717.912 | 993
8 | 798.545 | 1372
8 | 883.603 | 1620
8 | 981.8066 | 1823
8 | 1155.145 | 2152
8 | 1363.93 | 2308
8 | 1593.643 | 2308
8 | 1841.34 | 2422
8 | 2089.688 | 2875
8 | 2314.488 | 3234
8 | 2476.173 | 3264
8 | 2529.386 | 3268
8 | 2444.114 | 3195
8 | 2247.483 | 2942
8 | 2087.945 | 2842
8 | 1968.219 | 2192
8 | 1610.968 | 1825
8 | 1168.725 | 1461
8 | 880.1138 | 1273
8 | 748.4716 | 819
8 | 786.559 | 639
8 | 776.6706 | 507
8 | 775.5443 | 480
8 | 776.1497 | 662
8 | 791.3853 | 1024
8 | 838.427 | 1625
8 | 894.3972 | 1898
8 | 965.7408 | 2322
8 | 1095.693 | 2505
8 | 1312.988 | 2472
8 | 1529.21 | 2427
8 | 1749.435 | 2550
8 | 2019.693 | 3205
8 | 2257.788 | 3177
8 | 2467.417 | 3205
8 | 2618.85 | 3284
8 | 2623.454 | 3303
8 | 2432.365 | 3117
8 | 2208.927 | 3024
8 | 2050.355 | 2605
8 | 1724.479 | 2318
8 | 1312.034 | 1838
8 | 1029.233 | 1713
8 | 904.8275 | 1235
8 | 1368.692 | 814
8 | 1368.692 | 596
8 | 1368.692 | 534
8 | 1368.692 | 533
8 | 1368.707 | 861
8 | 1368.998 | 1397
8 | 1370.058 | 1872
8 | 1375.53 | 2082
8 | 1400.716 | 2516
8 | 1492.841 | 2672
8 | 1680.238 | 2655
8 | 1980.845 | 2543
8 | 2440.53 | 2789
8 | 2851.378 | 2882
8 | 3135.744 | 3003
8 | 3216.602 | 3307
8 | 2901.816 | 2995
8 | 2440.929 | 2403
8 | 2077.513 | 2228
8 | 1809.877 | 2075
8 | 1537.897 | 2032
8 | 1401.639 | 1704
8 | 1372.027 | 1297
8 | 1368.946 | 843
8 | 1002.19 | 699
8 | 999.7478 | 682
8 | 999.6781 | 742
8 | 999.8718 | 967
8 | 1008.549 | 1083
8 | 1047.979 | 1498
8 | 1105.775 | 1559
8 | 1188.912 | 2036
8 | 1347.808 | 2570
8 | 1605.005 | 3148
8 | 1846.288 | 3217
8 | 2134.688 | 3069
8 | 2474.426 | 3049
8 | 2732.381 | 3034
8 | 2847.588 | 3011
8 | 2734.303 | 3023
8 | 2418.686 | 2918
8 | 2148.641 | 2774
8 | 1993.912 | 2695
8 | 1805.089 | 2456
8 | 1400.757 | 2202
8 | 1134.124 | 1743
8 | 1031.442 | 1443
8 | 1004.327 | 977
8 | 797.1595 | 985
8 | 795.9749 | 759
8 | 795.9628 | 740
8 | 796.3828 | 693
8 | 810.3384 | 521
8 | 870.6119 | 605
8 | 945.9454 | 783
8 | 1041.263 | 949
8 | 1205.492 | 1296
8 | 1473.816 | 1467
8 | 1767.146 | 1589
8 | 2064.312 | 1610
8 | 2256.181 | 1648
8 | 2471.061 | 1919
8 | 2585.37 | 2061
8 | 2643.873 | 2134
8 | 2548.5 | 1936
8 | 2262.228 | 1482
8 | 2142.944 | 1274
8 | 1975.938 | 1142
8 | 1389.765 | 1045
8 | 966.2751 | 841
8 | 818.2166 | 684
8 | 796.4907 | 465
8 | 960.8505 | 390
8 | 959.4493 | 372
8 | 959.417 | 469
8 | 959.8646 | 656
8 | 969.8529 | 636
8 | 1009.405 | 640
8 | 1064.162 | 811
8 | 1116.802 | 867
8 | 1187.344 | 1306
8 | 1328.308 | 1708
8 | 1541.195 | 1986
8 | 1807.037 | 2297
8 | 2112.602 | 2384
8 | 2405.761 | 2478
8 | 2687.89 | 2631
8 | 2807.327 | 2829
8 | 2738.3 | 2809
8 | 2471.594 | 2529
8 | 2257.705 | 2195
8 | 2101.817 | 2065
8 | 1681.926 | 1873
8 | 1273.465 | 1395
8 | 1066.365 | 1195
8 | 992.068 | 1129
8 | 969.7804 | 1109
8 | 966.492 | 1188
8 | 966.3402 | 1201
8 | 966.691 | 1395
8 | 978.1493 | 1640
8 | 1018.2 | 1880
8 | 1065.698 | 2154
8 | 1133.972 | 2398
8 | 1268.666 | 2797
8 | 1491.565 | 3277
8 | 1755.611 | 3279
8 | 1996.8 | 2989
8 | 2272.935 | 3220
8 | 2538.013 | 3181
8 | 2755.562 | 3025
8 | 2814.25 | 3096
8 | 2572.203 | 3114
8 | 2277.157 | 3108
8 | 2105.186 | 3024
8 | 1962.424 | 2758
8 | 1522.574 | 2425
8 | 1172.465 | 2103
8 | 1013.208 | 1822
8 | 971.4124 | 1264
8 | 638.9982 | 756
8 | 624.5612 | 759
8 | 622.3837 | 792
8 | 623.417 | 856
8 | 652.5842 | 979
8 | 733.912 | 1191
8 | 826.8608 | 1652
8 | 959.5522 | 1935
8 | 1168.921 | 2127
8 | 1482.277 | 2104
8 | 1804.506 | 2199
8 | 2122.474 | 2380
8 | 2187.716 | 2806
8 | 2390.192 | 2729
8 | 2445.295 | 2933
8 | 2470.294 | 3355
8 | 2353.495 | 3413
8 | 2151.479 | 3368
8 | 2010.651 | 3185
8 | 1839.098 | 2950
8 | 1373.646 | 2872
8 | 973.791 | 2371
8 | 737.2559 | 1737
8 | 649.9228 | 1125
8 | 678.9039 | 922
8 | 670.3054 | 935
8 | 669.6351 | 839
8 | 671.2046 | 952
8 | 698.2798 | 994
8 | 773.0238 | 1306
8 | 858.3672 | 1365
8 | 972.6417 | 1430
8 | 1155.154 | 1764
8 | 1422.918 | 1993
8 | 1695.171 | 2059
8 | 1988.338 | 2271
8 | 2272.834 | 2438
8 | 2421.482 | 2755
8 | 2503.479 | 3148
8 | 2517.545 | 3239
8 | 2390.3 | 2851
8 | 2153.514 | 2806
8 | 1953.266 | 2402
8 | 1794.403 | 1968
8 | 1487.214 | 1352
8 | 1119.195 | 1227
8 | 869.2053 | 1287
8 | 754.256 | 737
8 | 1135.07 | 769
8 | 1135.066 | 770
8 | 1135.066 | 583
8 | 1135.101 | 817
8 | 1137.372 | 962
8 | 1149.43 | 1135
8 | 1171.809 | 1356
8 | 1217.917 | 1879
8 | 1308.577 | 2167
8 | 1449.68 | 1916
8 | 1655.681 | 1911
8 | 1909.042 | 2433
8 | 2252.739 | 3053
8 | 2543.875 | 3152
8 | 2828.967 | 3172
8 | 2982.976 | 3029
8 | 2837.225 | 2762
8 | 2479.115 | 2522
8 | 2216.022 | 2094
8 | 1998.14 | 1875
8 | 1592.851 | 1405
8 | 1286.894 | 1082
8 | 1167.404 | 1120
8 | 1140.967 | 781
8 | 1439.932 | 709
8 | 1439.932 | 660
8 | 1439.932 | 805
8 | 1439.932 | 865
8 | 1439.933 | 1161
8 | 1440.001 | 1467
8 | 1440.349 | 1726
8 | 1442.824 | 2527
8 | 1458.217 | 3271
8 | 1524.413 | 3093
8 | 1686.501 | 3101
8 | 2042.807 | 3179
8 | 2407.481 | 3308
8 | 2856.333 | 3357
8 | 3212.325 | 3306
8 | 3287.842 | 3299
8 | 2934.946 | 3179
8 | 2417.769 | 3046
8 | 2042.619 | 2795
8 | 1773.975 | 2443
8 | 1540.199 | 1646
8 | 1454.169 | 1369
8 | 1441.117 | 1272
8 | 1440.019 | 640
8 | 1186.341 | 457
8 | 1186.282 | 426
8 | 1186.282 | 477
8 | 1186.282 | 609
8 | 1186.402 | 784
8 | 1188.666 | 1080
8 | 1197.253 | 1190
8 | 1226.098 | 1298
8 | 1323.846 | 1339
8 | 1596.579 | 1450
8 | 2067.512 | 1992
8 | 2619.565 | 2313
8 | 2875.53 | 2604
8 | 3034.192 | 2624
8 | 3027.781 | 2649
8 | 2863.342 | 2762
8 | 2399.8 | 2761
8 | 2015.74 | 2553
8 | 1772.721 | 2238
8 | 1546.185 | 1794
8 | 1304.283 | 1656
8 | 1204.411 | 1361
8 | 1187.215 | 991
8 | 1186.288 | 569
8 | 995.3923 | 578
8 | 994.6431 | 585
8 | 994.6355 | 532
8 | 994.7524 | 566
8 | 1001.742 | 687
8 | 1033.011 | 757
8 | 1073.012 | 1090
8 | 1130.573 | 1038
8 | 1261.142 | 1170
8 | 1481.452 | 1136
8 | 1777.18 | 1450
8 | 2057.637 | 2063
8 | 2388.907 | 2502
8 | 2649.101 | 2662
8 | 2805.662 | 2713
8 | 2842.545 | 2542
8 | 2580.494 | 2191
8 | 2279.172 | 2042
8 | 2108.446 | 1824
8 | 1886.987 | 1174
8 | 1444.828 | 929
8 | 1138.8 | 639
8 | 1024.524 | 679
8 | 998.4647 | 661
8 | 798.2532 | 572
8 | 791.1396 | 492
8 | 790.6754 | 548
8 | 791.2634 | 717
8 | 808.1484 | 1009
8 | 863.2776 | 1201
8 | 934.5395 | 1216
8 | 1028.278 | 1471
8 | 1196.982 | 1748
8 | 1418.744 | 1660
8 | 1692.43 | 2192
8 | 2003.654 | 2632
8 | 2304.694 | 3012
8 | 2564.066 | 3149
8 | 2638.585 | 3022
8 | 2621.488 | 3032
8 | 2496.608 | 2959
8 | 2238.356 | 2591
8 | 2101.074 | 2300
8 | 1951.947 | 1937
8 | 1444.697 | 1480
8 | 1028.951 | 1322
8 | 844.0457 | 1022
8 | 796.9736 | 593
9 | 1963.356 | 635
9 | 1781.501 | 691
9 | 1650.482 | 711
9 | 1791.827 | 805
9 | 2032.789 | 1065
9 | 2271.121 | 1376
9 | 2362.764 | 1283
9 | 2466.117 | 1765
9 | 2575.799 | 2174
9 | 2711.837 | 2245
9 | 2819.292 | 2318
9 | 2913.948 | 2722
9 | 3002.59 | 3369
9 | 3059.856 | 3381
9 | 3094.354 | 3254
9 | 3096.592 | 3346
9 | 3057.157 | 3205
9 | 2997.192 | 2836
9 | 2979.516 | 2647
9 | 2891.828 | 2077
9 | 2703.32 | 1739
9 | 2423.785 | 1688
9 | 2102.586 | 1367
9 | 1791.649 | 1064
9 | 1769.848 | 702
9 | 1646.822 | 486
9 | 1602.858 | 637
9 | 1762.457 | 688
9 | 1996.305 | 839
9 | 2219.721 | 1211
9 | 2311.581 | 1465
9 | 2399.34 | 1622
9 | 2506.39 | 1972
9 | 2648.374 | 2459
9 | 2762.071 | 2848
9 | 2860.008 | 3070
9 | 2951.031 | 3208
9 | 3015.325 | 3405
9 | 3048.968 | 3349
9 | 3046.481 | 3349
9 | 3003.171 | 3225
9 | 2944.581 | 3182
9 | 2927.737 | 3069
9 | 2842.409 | 2837
9 | 2689.998 | 2125
9 | 2453.804 | 1522
9 | 2205.01 | 1094
9 | 1995.66 | 625
9 | 1750.736 | 578
9 | 1628.607 | 550
9 | 1589.711 | 532
9 | 1752.164 | 532
9 | 1970.531 | 691
9 | 2209.031 | 865
9 | 2325.14 | 886
9 | 2427.454 | 821
9 | 2532.788 | 1000
9 | 2647.073 | 1184
9 | 2754.81 | 1949
9 | 2846.279 | 2663
9 | 2939.247 | 3245
9 | 2996.922 | 3301
9 | 3035.821 | 3144
9 | 3031.861 | 3114
9 | 2980.511 | 3074
9 | 2915.978 | 2807
9 | 2905.504 | 2589
9 | 2816.395 | 2240
9 | 2670.457 | 1574
9 | 2448.21 | 1321
9 | 2196.611 | 879
9 | 1981.311 | 642
9 | 1901.437 | 521
9 | 1804.014 | 496
9 | 1815.53 | 513
9 | 1950.782 | 521
9 | 2159.998 | 654
9 | 2388.26 | 947
9 | 2499.502 | 958
9 | 2606.59 | 1187
9 | 2724.082 | 1569
9 | 2776.538 | 2183
9 | 2903.143 | 2657
9 | 3014.511 | 2811
9 | 3118.363 | 3231
9 | 3192.483 | 3300
9 | 3250.125 | 3206
9 | 3242.351 | 3133
9 | 3180.857 | 2816
9 | 3116.17 | 2284
9 | 3105.776 | 2046
9 | 3012.87 | 1919
9 | 2833.026 | 1480
9 | 2568.01 | 1331
9 | 2302.098 | 905
9 | 2076.427 | 813
9 | 1961.526 | 759
9 | 1862.887 | 765
9 | 1866.604 | 751
9 | 1991.413 | 742
9 | 2200.447 | 785
9 | 2419.211 | 991
9 | 2510.042 | 1060
9 | 2606.531 | 1217
9 | 2731.77 | 1451
9 | 2876.835 | 1499
9 | 2997.736 | 2088
9 | 3102.646 | 2827
9 | 3191.447 | 3594
9 | 3259.234 | 3740
9 | 3308.997 | 3613
9 | 3308.313 | 3322
9 | 3250.668 | 2861
9 | 3173.667 | 2462
9 | 3146.107 | 2331
9 | 3047.487 | 2132
9 | 2859.217 | 2056
9 | 2603.619 | 1776
9 | 2333.483 | 1571
9 | 2084.059 | 1060
9 | 2061.736 | 730
9 | 1979.026 | 582
9 | 1967.725 | 583
9 | 2090.087 | 440
9 | 2284.441 | 509
9 | 2481.866 | 560
9 | 2568.838 | 1011
9 | 2655.539 | 1237
9 | 2775.975 | 1503
9 | 2917.736 | 1871
9 | 3037.371 | 2517
9 | 3160.316 | 2902
9 | 3253.992 | 3210
9 | 3329.587 | 3396
9 | 3396.029 | 3415
9 | 3413.835 | 3544
9 | 3373.867 | 3029
9 | 3295.622 | 2531
9 | 3279.25 | 2529
9 | 3184.42 | 2241
9 | 2949.215 | 1687
9 | 2676.085 | 1332
9 | 2418.829 | 1326
9 | 2192.198 | 1080
9 | 2234.733 | 1056
9 | 2146.262 | 923
9 | 2127.045 | 808
9 | 2191.492 | 945
9 | 2323.815 | 1064
9 | 2490.759 | 875
9 | 2585.027 | 1124
9 | 2696.196 | 1355
9 | 2832.283 | 1518
9 | 2995.994 | 1907
9 | 3136.074 | 2291
9 | 3267.4 | 2785
9 | 3397.56 | 3184
9 | 3492.452 | 3188
9 | 3551.698 | 3296
9 | 3573.155 | 3471
9 | 3539.771 | 3493
9 | 3461.975 | 3017
9 | 3416.623 | 2894
9 | 3338.637 | 2618
9 | 3117.892 | 1484
9 | 2856.154 | 1211
9 | 2625.767 | 1146
9 | 2459.721 | 806
9 | 2042.242 | 799
9 | 1880.825 | 744
9 | 1802.386 | 723
9 | 1856.878 | 744
9 | 2060.678 | 940
9 | 2300.354 | 947
9 | 2392.563 | 1058
9 | 2485.483 | 1453
9 | 2619.177 | 1781
9 | 2767.917 | 2292
9 | 2878.349 | 2647
9 | 2962.851 | 2937
9 | 3012.555 | 3083
9 | 3056.122 | 3013
9 | 3082.131 | 3046
9 | 3060.698 | 3044
9 | 2982.465 | 2945
9 | 2912.19 | 2619
9 | 2896.854 | 2371
9 | 2783.726 | 1945
9 | 2562.773 | 1082
9 | 2270.49 | 1035
9 | 1952.583 | 935
9 | 1636.021 | 933
9 | 1706.848 | 880
9 | 1561.2 | 875
9 | 1512.188 | 973
9 | 1705.787 | 1049
9 | 1956.986 | 1130
9 | 2195.799 | 1166
9 | 2285.195 | 1234
9 | 2361.3 | 1453
9 | 2460.69 | 1738
9 | 2582.017 | 1852
9 | 2664.82 | 1910
9 | 2752.987 | 2383
9 | 2852.283 | 2626
9 | 2926.156 | 2638
9 | 2958.298 | 2638
9 | 2952.596 | 2630
9 | 2891.115 | 2434
9 | 2855.768 | 1515
9 | 2844.997 | 1341
9 | 2749.293 | 1262
9 | 2585.442 | 1141
9 | 2380.887 | 1096
9 | 2145.584 | 903
9 | 1949.223 | 844
9 | 1850.875 | 845
9 | 1792.568 | 704
9 | 1844.346 | 681
9 | 1995.703 | 1067
9 | 2234.803 | 1287
9 | 2432.516 | 1367
9 | 2502.259 | 1078
9 | 2571.193 | 1370
9 | 2663.904 | 1741
9 | 2771.679 | 1840
9 | 2870.109 | 2216
9 | 2977.127 | 2612
9 | 3083.214 | 3036
9 | 3160.729 | 3209
9 | 3218.196 | 3225
9 | 3238.679 | 3241
9 | 3187.885 | 2831
9 | 3110.896 | 2554
9 | 3076.368 | 2588
9 | 2962.87 | 2584
9 | 2796.304 | 2009
9 | 2559.94 | 1616
9 | 2307.621 | 1234
9 | 2109.406 | 829
9 | 1937.866 | 744
9 | 1849.012 | 652
9 | 1820.931 | 597
9 | 1994.929 | 850
9 | 2233.391 | 1128
9 | 2431.911 | 1554
9 | 2502.465 | 1784
9 | 2563.078 | 2104
9 | 2646.926 | 2238
9 | 2771.018 | 2571
9 | 2884.201 | 2763
9 | 3000.886 | 3284
9 | 3114.974 | 3386
9 | 3198.348 | 3248
9 | 3255.674 | 3242
9 | 3267.041 | 3232
9 | 3225.427 | 3123
9 | 3160.782 | 2735
9 | 3143.155 | 2550
9 | 3046.291 | 2354
9 | 2857.423 | 1967
9 | 2587.135 | 1657
9 | 2302.341 | 1467
9 | 2078.322 | 1082
9 | 1987.621 | 972
9 | 1898.887 | 969
9 | 1896.493 | 995
9 | 2017.426 | 996
9 | 2233.146 | 1060
9 | 2435.743 | 1257
9 | 2529.084 | 1562
9 | 2617.41 | 1766
9 | 2735.145 | 1848
9 | 2884.629 | 2283
9 | 3012.57 | 2872
9 | 3121.687 | 3185
9 | 3228.047 | 3396
9 | 3299.817 | 3361
9 | 3342.603 | 3391
9 | 3341.168 | 3401
9 | 3288.508 | 3271
9 | 3225.511 | 2824
9 | 3188.115 | 2761
9 | 3089.588 | 2494
9 | 2892.981 | 2288
9 | 2624.093 | 1926
9 | 2338.986 | 1649
9 | 2121.538 | 1476
9 | 1976.439 | 928
9 | 1877.862 | 698
9 | 1855.06 | 731
9 | 1981.56 | 799
9 | 2193.469 | 914
9 | 2411.864 | 994
9 | 2504.944 | 1488
9 | 2616.866 | 1629
9 | 2747.902 | 1761
9 | 2915.526 | 1953
9 | 3046.907 | 2419
9 | 3150.951 | 2561
9 | 3212.133 | 2832
9 | 3270.472 | 2982
9 | 3301.17 | 3140
9 | 3282.066 | 3143
9 | 3223.876 | 2983
9 | 3147.906 | 2691
9 | 3125.58 | 2583
9 | 3010.307 | 2339
9 | 2814.311 | 1800
9 | 2554.198 | 1544
9 | 2276.085 | 1439
9 | 2043.431 | 1548
9 | 1939.198 | 1534
9 | 1804.272 | 1683
9 | 1758.824 | 1628
9 | 1930.604 | 1778
9 | 2166.727 | 2098
9 | 2392.575 | 2300
9 | 2466.655 | 2199
9 | 2545.911 | 2240
9 | 2651.062 | 2502
9 | 2779.699 | 2772
9 | 2893.399 | 3150
9 | 2991.096 | 3439
9 | 3085.911 | 3450
9 | 3163.698 | 3411
9 | 3204.935 | 3245
9 | 3197.23 | 3090
9 | 3147.598 | 2970
9 | 3083.478 | 2758
9 | 3069.054 | 2622
9 | 2974.204 | 2598
9 | 2775.073 | 2348
9 | 2503.125 | 2364
9 | 2213.628 | 2200
9 | 1921.384 | 2057
9 | 1908.04 | 1876
9 | 1758.536 | 1743
9 | 1654.597 | 1592
9 | 1836.358 | 1997
9 | 2082.37 | 2155
9 | 2302.53 | 2223
9 | 2375.517 | 2155
9 | 2447.133 | 2439
9 | 2566.663 | 2845
9 | 2701.121 | 2962
9 | 2811.155 | 3159
9 | 2910.318 | 3431
9 | 3003.688 | 3436
9 | 3063.94 | 3439
9 | 3100.707 | 3312
9 | 3099.345 | 3057
9 | 3051.565 | 2913
9 | 2981.39 | 2735
9 | 2955.286 | 2662
9 | 2864.8 | 2810
9 | 2687.177 | 2809
9 | 2436.801 | 2798
9 | 2149.069 | 2551
9 | 1873.411 | 2412
9 | 1756.211 | 2203
9 | 1647.841 | 1970
9 | 1604.239 | 1812
9 | 1776.621 | 1914
9 | 2010.638 | 2379
9 | 2212.695 | 2669
9 | 2295.912 | 2749
9 | 2379.922 | 2886
9 | 2475.759 | 3062
9 | 2607.86 | 3096
9 | 2721.763 | 3261
9 | 2824.245 | 3448
9 | 2932.785 | 3362
9 | 3008.637 | 3400
9 | 3047.862 | 3265
9 | 3050.349 | 3079
9 | 3014.34 | 3042
9 | 2962.462 | 2832
9 | 2945.44 | 2873
9 | 2866.469 | 3028
9 | 2716.861 | 2942
9 | 2480.966 | 3098
9 | 2251.352 | 2960
9 | 2045.92 | 2960
9 | 1709.259 | 2817
9 | 1638.271 | 2744
9 | 1670.386 | 2802
9 | 1828.951 | 2847
9 | 2079.258 | 2873
9 | 2326.726 | 3066
9 | 2475.521 | 3059
9 | 2604.697 | 3156
9 | 2730.347 | 3239
9 | 2858.742 | 3210
9 | 2955.33 | 3228
9 | 3016.813 | 3309
9 | 3060.978 | 3147
9 | 3082.205 | 3197
9 | 3084.382 | 3144
9 | 3043.044 | 3145
9 | 2963.004 | 3148
9 | 2895.818 | 3173
9 | 2871.094 | 3148
9 | 2762.186 | 3211
9 | 2560.068 | 3249
9 | 2278.939 | 3316
9 | 2006.582 | 3239
9 | 1799.888 | 3245
9 | 1860.988 | 3220
9 | 1794.882 | 3157
9 | 1813.045 | 3199
9 | 1948.241 | 3403
9 | 2169.021 | 3391
9 | 2359.389 | 3386
9 | 2468.741 | 3309
9 | 2555.123 | 3349
9 | 2663.456 | 3497
9 | 2784.69 | 3472
9 | 2888.456 | 3446
9 | 2991.117 | 3389
9 | 3096.55 | 3181
9 | 3168.957 | 3102
9 | 3224.792 | 2942
9 | 3240.992 | 2961
9 | 3201.397 | 2942
9 | 3132.793 | 2748
9 | 3119.187 | 2763
9 | 3011.014 | 3098
9 | 2824.036 | 3276
9 | 2582.229 | 3145
9 | 2324.861 | 3070
9 | 2140.359 | 2700
9 | 1822.042 | 2447
9 | 1660.994 | 2336
9 | 1674.461 | 2141
9 | 1886.307 | 2108
9 | 2172.72 | 2275
9 | 2411.772 | 2686
9 | 2499.687 | 2819
9 | 2549.561 | 2903
9 | 2611.24 | 3014
9 | 2697.575 | 3078
9 | 2779.814 | 3108
9 | 2878.172 | 3123
9 | 2969.953 | 3232
9 | 3055.686 | 3349
9 | 3107.104 | 3424
9 | 3098.523 | 3226
9 | 3029.796 | 3186
9 | 2975.875 | 3005
9 | 3007.527 | 3020
9 | 2913.649 | 3000
9 | 2681.456 | 2997
9 | 2398.911 | 2964
9 | 2078.242 | 2867
9 | 1785.65 | 2750
9 | 1780.619 | 2526
9 | 1643.892 | 2320
9 | 1651.628 | 2183
9 | 1839.96 | 2227
9 | 2111.396 | 2697
9 | 2380.1 | 2730
9 | 2459.993 | 2792
9 | 2518.855 | 2845
9 | 2609.692 | 2890
9 | 2708.452 | 2937
9 | 2799.114 | 2954
9 | 2890.279 | 3002
9 | 2974.641 | 3318
9 | 3049.252 | 3402
9 | 3090.002 | 3410
9 | 3089.153 | 3298
9 | 3035.916 | 3162
9 | 2974.914 | 3023
9 | 2990.793 | 2849
9 | 2890.521 | 2953
9 | 2653.226 | 2970
9 | 2372.287 | 2836
9 | 2075.593 | 2772
9 | 1821.945 | 2674
9 | 1675.31 | 2408
9 | 1504.062 | 2428
9 | 1479.653 | 2590
9 | 1747.083 | 2690
9 | 2074.158 | 2753
9 | 2358.575 | 2811
9 | 2422.967 | 2771
9 | 2484.374 | 2983
9 | 2539.583 | 3053
9 | 2588.19 | 3128
9 | 2631.39 | 3105
9 | 2676.827 | 3335
9 | 2747.942 | 3262
9 | 2820.181 | 3356
9 | 2887.987 | 3231
9 | 2921.771 | 3114
9 | 2908.341 | 3003
9 | 2892.82 | 2753
9 | 2881.152 | 2598
9 | 2754.465 | 2739
9 | 2538.732 | 2854
9 | 2224.702 | 2828
9 | 1887.344 | 2679
9 | 1475.66 | 2622
9 | 1551.945 | 2580
9 | 1399.143 | 2569
9 | 1327.11 | 2588
9 | 1599.008 | 2656
9 | 1935.826 | 2861
9 | 2231.486 | 3010
9 | 2300.475 | 3097
9 | 2359.869 | 3264
9 | 2408.429 | 3284
9 | 2458.392 | 3412
9 | 2491.308 | 3492
9 | 2540.362 | 3505
9 | 2603.79 | 3337
9 | 2670.413 | 3390
9 | 2734.646 | 3378
9 | 2773.22 | 3266
9 | 2768.544 | 3163
9 | 2754.621 | 3088
9 | 2740.911 | 2971
9 | 2648.543 | 3140
9 | 2441.542 | 3132
9 | 2142.144 | 3004
9 | 1819.608 | 2769
9 | 1517.616 | 2577
9 | 1528.984 | 2615
9 | 1407.469 | 2621
9 | 1394.058 | 2575
9 | 1615.178 | 2590
9 | 1910.121 | 2888
9 | 2160.833 | 3180
9 | 2248.369 | 3204
9 | 2311.516 | 3284
9 | 2369.839 | 3314
9 | 2449.024 | 3444
9 | 2515.458 | 3430
9 | 2609.194 | 3475
9 | 2695.091 | 3412
9 | 2773.6 | 3395
9 | 2828.236 | 3347
9 | 2840.168 | 3249
9 | 2807.928 | 3155
9 | 2768.092 | 3172
9 | 2791.396 | 3092
9 | 2700.537 | 3402
9 | 2539.487 | 3310
9 | 2306.624 | 3071
9 | 2068.978 | 2787
9 | 1887.528 | 2613
9 | 1866.477 | 2565
9 | 1806.541 | 2554
9 | 1799.96 | 2650
9 | 1948.532 | 2563
9 | 2187.147 | 2761
9 | 2378.636 | 2796
9 | 2450.482 | 2507
9 | 2523.123 | 2585
9 | 2614.145 | 2957
9 | 2732.147 | 3285
9 | 2846.906 | 3055
9 | 2965.981 | 3271
9 | 3072.464 | 3298
9 | 3164.461 | 3286
9 | 3230.109 | 3196
9 | 3246.071 | 3191
9 | 3211.176 | 3125
9 | 3143.958 | 3049
9 | 3123.35 | 3061
9 | 3036.801 | 3269
9 | 2871.756 | 3281
9 | 2629.544 | 3005
9 | 2389.969 | 2847
9 | 2223.917 | 2715
9 | 1940.295 | 2693
9 | 1851.749 | 2739
9 | 1858.385 | 2809
9 | 2001.176 | 2851
9 | 2232.917 | 2890
9 | 2443.18 | 3002
9 | 2524.449 | 3096
9 | 2591.28 | 3211
9 | 2690.085 | 3401
9 | 2822.306 | 3501
9 | 2938.86 | 3338
9 | 3051.939 | 3405
9 | 3160.864 | 3430
9 | 3244.517 | 3507
9 | 3293.685 | 3435
9 | 3297.859 | 3340
9 | 3251.853 | 3207
9 | 3179.598 | 3044
9 | 3155.668 | 2872
9 | 3058.236 | 3042
9 | 2872.08 | 3120
9 | 2600.514 | 2758
9 | 2322.194 | 2516
9 | 2092.326 | 2016
9 | 1978.974 | 1911
9 | 1888.087 | 1775
9 | 1872.628 | 1683
9 | 2006.382 | 1797
9 | 2218.869 | 1871
9 | 2440.945 | 2125
9 | 2509.267 | 2292
9 | 2598.203 | 2739
9 | 2712.436 | 2896
9 | 2864.562 | 3055
9 | 2997.498 | 3281
9 | 3106.727 | 3525
9 | 3211.054 | 3597
9 | 3282.337 | 3648
9 | 3318.738 | 3586
9 | 3309.553 | 3490
9 | 3259.237 | 3425
9 | 3186.441 | 3136
9 | 3160.751 | 3147
9 | 3058.383 | 3216
9 | 2868.99 | 3299
9 | 2601.033 | 3085
9 | 2328.463 | 2621
9 | 2104.86 | 2246
9 | 1981.717 | 1916
9 | 1838.156 | 1739
9 | 1861.741 | 1636
9 | 2007.534 | 1658
9 | 2237.653 | 1780
9 | 2442.562 | 2036
9 | 2522.162 | 2237
9 | 2595.424 | 2543
9 | 2682.773 | 2906
9 | 2804.294 | 3129
9 | 2916.915 | 3242
9 | 3028.077 | 3389
9 | 3138.097 | 3711
9 | 3218.503 | 3727
9 | 3278.211 | 3712
9 | 3284.267 | 3574
9 | 3240.23 | 3485
9 | 3168.971 | 3113
9 | 3146.699 | 3083
9 | 3036.063 | 3135
9 | 2842.574 | 3079
9 | 2581.236 | 2438
9 | 2298.153 | 2152
9 | 2058.354 | 1881
9 | 1940.059 | 1655
9 | 1804.599 | 1383
9 | 1768.541 | 1412
9 | 1971.058 | 1628
9 | 2234.995 | 2006
9 | 2459.886 | 2337
9 | 2523.817 | 2357
9 | 2571.055 | 2896
9 | 2643.034 | 3216
9 | 2737.01 | 3337
9 | 2832.365 | 3500
9 | 2935.871 | 3524
9 | 3039.578 | 3470
9 | 3126.725 | 3444
9 | 3191.633 | 3315
9 | 3214.651 | 3177
9 | 3168.499 | 3122
9 | 3110.291 | 3074
9 | 3089.697 | 2954
9 | 2988.038 | 2989
9 | 2799.353 | 2738
9 | 2537.248 | 2367
9 | 2230.431 | 2063
9 | 1930.986 | 1753
9 | 1838.354 | 1470
9 | 1706.26 | 1273
9 | 1672.506 | 1281
9 | 1805.873 | 1534
9 | 2062.126 | 1725
9 | 2298.221 | 2269
9 | 2355.853 | 2543
9 | 2409.727 | 2886
9 | 2475.489 | 3368
9 | 2553.055 | 3523
9 | 2636.045 | 3671
9 | 2734.253 | 3794
9 | 2820.326 | 3575
9 | 2889.369 | 3563
9 | 2931.681 | 3255
9 | 2906.008 | 3209
9 | 2851.893 | 3131
9 | 2805.68 | 2979
9 | 2816.402 | 2988
9 | 2720.091 | 3135
9 | 2481.568 | 2943
9 | 2179.752 | 2513
9 | 1880.846 | 2197
9 | 1485.571 | 2016
9 | 1438.352 | 1732
9 | 1285.104 | 1478
9 | 1201.335 | 1318
9 | 1437.466 | 1485
9 | 1806.243 | 1925
9 | 2139.13 | 2141
9 | 2248.733 | 2373
9 | 2303.521 | 2547
9 | 2356.683 | 2600
9 | 2416.493 | 2607
9 | 2430.186 | 2737
9 | 2460.201 | 3067
9 | 2511.305 | 3390
9 | 2572.314 | 3507
9 | 2633.823 | 3417
9 | 2647.445 | 3364
9 | 2617.557 | 3190
9 | 2575.049 | 3143
9 | 2617.853 | 3111
9 | 2510.062 | 3319
9 | 2319.997 | 3294
9 | 1993.659 | 3132
9 | 1717.56 | 2476
9 | 1519.697 | 1840
10 | 1179.516 | 1626
10 | 1179.516 | 1466
10 | 1179.52 | 1441
10 | 1180.276 | 1448
10 | 1224.758 | 1723
10 | 1530.6 | 2142
10 | 1628.985 | 2208
10 | 1703.708 | 2355
10 | 1951.71 | 2538
10 | 2160.884 | 2597
10 | 2174.08 | 2761
10 | 2257.705 | 3116
10 | 2356.859 | 3293
10 | 2530.859 | 3449
10 | 2692.452 | 3527
10 | 2799.517 | 3360
10 | 2784.548 | 3307
10 | 3077.541 | 3116
10 | 3309.198 | 3127
10 | 2729.544 | 3243
10 | 1844.2 | 3017
10 | 1322.195 | 2460
10 | 1197.177 | 2251
10 | 1181.493 | 1755
10 | 1172.435 | 1663
10 | 1172.434 | 1660
10 | 1172.434 | 1642
10 | 1172.562 | 1697
10 | 1188.888 | 2005
10 | 1372.419 | 2263
10 | 1432.276 | 2273
10 | 1501.191 | 2392
10 | 1741.298 | 2656
10 | 1986.109 | 2756
10 | 2223.742 | 3148
10 | 2519.02 | 3371
10 | 2858.148 | 3391
10 | 3177.063 | 3581
10 | 3395.868 | 3482
10 | 3355.929 | 3258
10 | 3164.299 | 3264
10 | 3009.553 | 3292
10 | 3045.57 | 3272
10 | 2580.689 | 3407
10 | 1595.819 | 3416
10 | 1228.123 | 3128
10 | 1174.111 | 2426
10 | 1172.435 | 1629
10 | 1292.099 | 1465
10 | 1292.097 | 1494
10 | 1292.097 | 1560
10 | 1292.113 | 1716
10 | 1295.896 | 1776
10 | 1362.456 | 2051
10 | 1421.582 | 1988
10 | 1473.099 | 2063
10 | 1599.6 | 2207
10 | 1823.911 | 2210
10 | 2100.462 | 2544
10 | 2333.173 | 2837
10 | 2601.456 | 3078
10 | 2817.663 | 3271
10 | 2981.854 | 3250
10 | 2995.042 | 3087
10 | 3013.65 | 2968
10 | 3310.913 | 2890
10 | 3385.319 | 2814
10 | 2819.014 | 2666
10 | 1781.479 | 2582
10 | 1380.98 | 2256
10 | 1303.183 | 1661
10 | 1292.87 | 1243
10 | 1306.954 | 1247
10 | 1306.953 | 1251
10 | 1306.953 | 1482
10 | 1307.043 | 1632
10 | 1317.927 | 1730
10 | 1462.848 | 1875
10 | 1576.668 | 1843
10 | 1698.268 | 1756
10 | 1862.126 | 1775
10 | 2107.006 | 1890
10 | 2190.391 | 1997
10 | 2258.448 | 2103
10 | 2425.132 | 2342
10 | 2645.878 | 2651
10 | 2864.947 | 2904
10 | 2996.75 | 2928
10 | 2954.76 | 2903
10 | 3210.756 | 2978
10 | 3407.712 | 3310
10 | 2690.135 | 3145
10 | 1694.326 | 2979
10 | 1371.825 | 2311
10 | 1310.403 | 1797
10 | 1307.054 | 1370
10 | 1380.567 | 1243
10 | 1380.567 | 1297
10 | 1380.567 | 1476
10 | 1380.624 | 1769
10 | 1390.469 | 1987
10 | 1505.138 | 2017
10 | 1537.854 | 1997
10 | 1588.133 | 2210
10 | 1618.685 | 2491
10 | 1728.836 | 2189
10 | 1890.215 | 2533
10 | 2203.012 | 2852
10 | 2603.306 | 3175
10 | 3038.517 | 3227
10 | 3371.548 | 3250
10 | 3414.624 | 2975
10 | 3097.04 | 2900
10 | 2982.192 | 2627
10 | 2971.09 | 2481
10 | 2456.296 | 2233
10 | 1595.719 | 2121
10 | 1403.476 | 1949
10 | 1380.741 | 1752
10 | 1380.567 | 1404
10 | 1183.296 | 1298
10 | 1183.292 | 1232
10 | 1183.292 | 1312
10 | 1183.31 | 1448
10 | 1192.129 | 1643
10 | 1360.434 | 1608
10 | 1433.457 | 1730
10 | 1589.615 | 1921
10 | 1685.552 | 2106
10 | 1820.473 | 2499
10 | 1979.272 | 2806
10 | 2071.246 | 3121
10 | 2256.928 | 3086
10 | 2452.597 | 3166
10 | 2658.283 | 3090
10 | 2729.354 | 3056
10 | 2686.136 | 3073
10 | 3132.131 | 2869
10 | 3101.163 | 2997
10 | 2545.384 | 3010
10 | 1633.171 | 2876
10 | 1224.489 | 2361
10 | 1184.284 | 1692
10 | 1183.292 | 1412
10 | 962.1088 | 1374
10 | 962.1039 | 1276
10 | 962.1048 | 1262
10 | 962.9135 | 1407
10 | 1019.757 | 1611
10 | 1392.433 | 1871
10 | 1555.232 | 2055
10 | 1654.271 | 2238
10 | 1822.203 | 2363
10 | 1857.2 | 2544
10 | 1997.677 | 2727
10 | 2090.797 | 2979
10 | 2274.146 | 3011
10 | 2488.814 | 3315
10 | 2675.503 | 3441
10 | 2717.574 | 3459
10 | 2609.392 | 3439
10 | 2865.28 | 3405
10 | 3044.579 | 2981
10 | 2557.056 | 2753
10 | 1788.009 | 2370
10 | 1183.172 | 1998
10 | 995.8984 | 1821
10 | 966.2086 | 1667
10 | 1192.917 | 1467
10 | 1192.917 | 1422
10 | 1192.917 | 1358
10 | 1192.95 | 1559
10 | 1199.088 | 1729
10 | 1279.427 | 2187
10 | 1360.229 | 2156
10 | 1412.846 | 2506
10 | 1496.857 | 2386
10 | 1783.272 | 2764
10 | 1945.247 | 3275
10 | 2177.911 | 3426
10 | 2537.624 | 3385
10 | 2889.592 | 3437
10 | 3145.914 | 3458
10 | 3118.222 | 3465
10 | 2805.241 | 3403
10 | 2790.1 | 3327
10 | 2742.663 | 3162
10 | 2230.902 | 2791
10 | 1512.887 | 2667
10 | 1258.161 | 2245
10 | 1197.785 | 1911
10 | 1193.379 | 1512
10 | 887.8694 | 1470
10 | 887.8666 | 1470
10 | 887.8687 | 1457
10 | 888.8977 | 1520
10 | 944.6414 | 1638
10 | 1319.606 | 2180
10 | 1595.352 | 2322
10 | 1958.453 | 2425
10 | 2190.757 | 2332
10 | 2450.925 | 2734
10 | 2566.54 | 2772
10 | 2661.735 | 2926
10 | 2783.302 | 3006
10 | 2923.11 | 3048
10 | 2978.708 | 2971
10 | 2973.166 | 2817
10 | 2951.779 | 2766
10 | 3247.279 | 2818
10 | 3354.124 | 2536
10 | 2751.746 | 2339
10 | 1767.15 | 2469
10 | 1049.988 | 2242
10 | 907.4697 | 1915
10 | 888.97 | 1734
10 | 728.2136 | 1360
10 | 728.1318 | 1245
10 | 728.1318 | 1220
10 | 729.0131 | 1252
10 | 797.513 | 1174
10 | 1360.076 | 1342
10 | 1714.136 | 1418
10 | 2332.523 | 1406
10 | 2629.009 | 1648
10 | 2826.245 | 1861
10 | 2832.488 | 1922
10 | 2781.755 | 1872
10 | 2713.32 | 1945
10 | 2676.476 | 2233
10 | 2612.423 | 2394
10 | 2602.052 | 2523
10 | 2718.981 | 2721
10 | 3121.743 | 2755
10 | 3270.785 | 2624
10 | 2688.313 | 2440
10 | 1692.067 | 2066
10 | 878.2039 | 1816
10 | 739.4823 | 1603
10 | 728.1525 | 1386
10 | 1284.141 | 1100
10 | 1284.135 | 1066
10 | 1284.135 | 1142
10 | 1284.146 | 1138
10 | 1287.41 | 1204
10 | 1373.838 | 1049
10 | 1468.952 | 1102
10 | 1507.074 | 1241
10 | 1585.461 | 1213
10 | 1714.542 | 1374
10 | 1976.544 | 1548
10 | 2225.389 | 1839
10 | 2458.196 | 1927
10 | 2586.093 | 1728
10 | 2708.347 | 1770
10 | 2846.466 | 1837
10 | 3006.877 | 2304
10 | 3276.537 | 2678
10 | 3258.57 | 2729
10 | 2705.736 | 2585
10 | 1677.251 | 2665
10 | 1340.043 | 2298
10 | 1287.163 | 1457
10 | 1284.172 | 1125
10 | 1350.793 | 1075
10 | 1350.793 | 1082
10 | 1350.793 | 1174
10 | 1350.793 | 1236
10 | 1350.849 | 1430
10 | 1361.856 | 1831
10 | 1381.978 | 2080
10 | 1396.344 | 2342
10 | 1410.443 | 2504
10 | 1556.347 | 2835
10 | 1724.08 | 2967
10 | 1980.33 | 3027
10 | 2258.488 | 3030
10 | 2471.302 | 3049
10 | 2682.359 | 3029
10 | 2906.715 | 3000
10 | 2914.75 | 3042
10 | 3183.395 | 3116
10 | 3165.521 | 3029
10 | 2618.783 | 3021
10 | 1561.333 | 2919
10 | 1353.749 | 2277
10 | 1350.814 | 2168
10 | 1350.793 | 1901
10 | 1276.544 | 1465
10 | 1276.5 | 1416
10 | 1276.5 | 1479
10 | 1276.509 | 1534
10 | 1279.032 | 1782
10 | 1346.819 | 2120
10 | 1401.266 | 2160
10 | 1452.708 | 2316
10 | 1530.662 | 2400
10 | 1633.1 | 2722
10 | 1801.508 | 2971
10 | 1946.25 | 3215
10 | 2121.1 | 3155
10 | 2237.795 | 3055
10 | 2254.776 | 2899
10 | 2336.514 | 2820
10 | 2513.908 | 2770
10 | 2960.414 | 2797
10 | 3004.897 | 2539
10 | 2450.609 | 2381
10 | 1578.545 | 2549
10 | 1326.674 | 2189
10 | 1279.552 | 1832
10 | 1276.53 | 1275
10 | 848.8679 | 1217
10 | 848.4965 | 1148
10 | 848.4963 | 1024
10 | 848.7319 | 1185
10 | 874.3656 | 1536
10 | 1560.938 | 2040
10 | 2007.709 | 2417
10 | 1935.467 | 2632
10 | 2022.91 | 2796
10 | 1981.214 | 2822
10 | 1914.02 | 2727
10 | 1784.953 | 2714
10 | 1703.343 | 2740
10 | 1543.788 | 2844
10 | 1607.552 | 2902
10 | 1706.258 | 2977
10 | 1916.653 | 3092
10 | 2494.76 | 3158
10 | 2652.714 | 2973
10 | 2336.34 | 2907
10 | 1735.142 | 2743
10 | 941.2747 | 1802
10 | 855.3871 | 1372
10 | 848.6402 | 1192
10 | 1389.282 | 1037
10 | 1389.282 | 1061
10 | 1389.282 | 1094
10 | 1389.282 | 1414
10 | 1389.437 | 1953
10 | 1418.118 | 2351
10 | 1768.939 | 2447
10 | 1821.994 | 2575
10 | 1826.225 | 2674
10 | 1974.692 | 2823
10 | 1775.554 | 2982
10 | 1654.236 | 3087
10 | 1596.935 | 3179
10 | 1458.172 | 3193
10 | 1600.776 | 3151
10 | 1814.374 | 3096
10 | 2357.678 | 3219
10 | 2878.552 | 3408
10 | 2977.061 | 3226
10 | 2634.736 | 3108
10 | 1760.2 | 2939
10 | 1398.072 | 2569
10 | 1389.713 | 2105
10 | 1389.311 | 1398
10 | 1346.141 | 1272
10 | 1346.141 | 1275
10 | 1346.141 | 1290
10 | 1346.385 | 1461
10 | 1383.408 | 1605
10 | 2398.315 | 2596
10 | 3090.399 | 2957
10 | 3043.022 | 3045
10 | 2648.554 | 3013
10 | 2285.277 | 2922
10 | 1971.677 | 2479
10 | 1580.496 | 2008
10 | 1492.391 | 1906
10 | 1442.379 | 1929
10 | 1424.59 | 1980
10 | 1479.332 | 2026
10 | 1712.944 | 2298
10 | 2373.94 | 2900
10 | 2567.479 | 2894
10 | 2208.111 | 2752
10 | 1518.674 | 2756
10 | 1359.247 | 2671
10 | 1346.454 | 2299
10 | 1346.142 | 1656
10 | 1110.198 | 1347
10 | 1110.195 | 1239
10 | 1110.197 | 1226
10 | 1111.342 | 1455
10 | 1195.564 | 1956
10 | 2288.888 | 2420
10 | 2599.339 | 2945
10 | 2579.763 | 3191
10 | 2447.494 | 3384
10 | 2259.105 | 3250
10 | 1966.659 | 2784
10 | 1678.737 | 2102
10 | 1531.304 | 1878
10 | 1363.405 | 1884
10 | 1381.741 | 1876
10 | 1600.83 | 1924
10 | 2092.678 | 2070
10 | 2812.578 | 2868
10 | 3027.46 | 3087
10 | 2625.096 | 3000
10 | 1816.803 | 2858
10 | 1216.363 | 2441
10 | 1122.991 | 1971
10 | 1111.645 | 1498
10 | 1362.394 | 1193
10 | 1362.393 | 1085
10 | 1362.394 | 1116
10 | 1362.78 | 1378
10 | 1405.989 | 1610
10 | 2454.701 | 1694
10 | 3110.352 | 2032
10 | 2978.188 | 2349
10 | 2775.908 | 2278
10 | 2287.947 | 1922
10 | 1921.381 | 1923
10 | 1589.851 | 1835
10 | 1515.785 | 1684
10 | 1471.904 | 1729
10 | 1445.833 | 1739
10 | 1474.139 | 1790
10 | 1562.919 | 2202
10 | 2323.803 | 2543
10 | 2636.298 | 2475
10 | 2276.22 | 2259
10 | 1559.482 | 2136
10 | 1376.533 | 1546
10 | 1362.496 | 1375
10 | 1362.393 | 1257
10 | 1034.987 | 1247
10 | 1034.966 | 1380
10 | 1034.966 | 1431
10 | 1035.042 | 1625
10 | 1050.637 | 1822
10 | 1308.606 | 2115
10 | 1686.555 | 2366
10 | 1818.261 | 2735
10 | 2061.503 | 2876
10 | 2066.827 | 2895
10 | 2053.007 | 3041
10 | 2064.328 | 2893
10 | 2092.969 | 2929
10 | 2120.396 | 2985
10 | 2175.712 | 3026
10 | 2210.702 | 3160
10 | 2405.45 | 3206
10 | 2910.597 | 3115
10 | 2997.735 | 3074
10 | 2637.144 | 2943
10 | 1743.483 | 2681
10 | 1118.874 | 2104
10 | 1038.88 | 1595
10 | 1035.007 | 1466
10 | 1286.17 | 1385
10 | 1286.169 | 1313
10 | 1286.169 | 1253
10 | 1286.17 | 1247
10 | 1287.475 | 1676
10 | 1331.214 | 2002
10 | 1387.994 | 2242
10 | 1443.658 | 2325
10 | 1527.188 | 2616
10 | 1613.78 | 2860
10 | 1708.283 | 3011
10 | 1848.9 | 3144
10 | 2067.689 | 3203
10 | 2179.345 | 3134
10 | 2345.942 | 3223
10 | 2450.901 | 3162
10 | 2632.39 | 3057
10 | 2981.179 | 3054
10 | 3016.768 | 2934
10 | 2519.752 | 2924
10 | 1614.377 | 2963
10 | 1331.606 | 2891
10 | 1288.641 | 2584
10 | 1286.204 | 2230
10 | 715.5214 | 2144
10 | 715.3809 | 1933
10 | 715.3807 | 1902
10 | 715.555 | 2026
10 | 738.4695 | 2195
10 | 1365.239 | 2392
10 | 1735.099 | 2522
10 | 1935.474 | 2721
10 | 2101.72 | 2786
10 | 2272.47 | 3151
10 | 2283.111 | 3166
10 | 2197.49 | 3060
10 | 2077.377 | 3197
10 | 2010.125 | 3172
10 | 1986.05 | 3154
10 | 2029.37 | 3173
10 | 2187.206 | 3040
10 | 2622.122 | 3166
10 | 2761.586 | 3003
10 | 2297.883 | 2934
10 | 1633.13 | 3167
10 | 831.6049 | 3227
10 | 726.6406 | 2877
10 | 716.1019 | 2536
10 | 999.2446 | 2500
10 | 999.2446 | 2320
10 | 999.2451 | 2395
10 | 999.4741 | 2475
10 | 1019.907 | 2558
10 | 1271.847 | 2582
10 | 1726.03 | 2534
10 | 1928.604 | 2577
10 | 2077.021 | 2806
10 | 2096.743 | 3045
10 | 2088.919 | 3152
10 | 2035.52 | 3129
10 | 2079.612 | 3172
10 | 2138.55 | 3230
10 | 2330.187 | 3243
10 | 2419.516 | 3141
10 | 2601.319 | 3008
10 | 2997.589 | 3016
10 | 3023.165 | 3018
10 | 2496.022 | 2985
10 | 1667.818 | 2951
10 | 1095.128 | 2721
10 | 1008.546 | 2390
10 | 999.9005 | 1955
10 | 1057.912 | 1735
10 | 1057.892 | 1548
10 | 1057.892 | 1567
10 | 1058.251 | 1865
10 | 1086.141 | 2387
10 | 1373.385 | 2338
10 | 1624.804 | 2527
10 | 1795.18 | 2817
10 | 1962.676 | 2986
10 | 2070.25 | 3083
10 | 2086.803 | 3010
10 | 2086.92 | 3076
10 | 2089.45 | 3097
10 | 2084.314 | 3128
10 | 2225.879 | 3089
10 | 2372.824 | 3034
10 | 2613.922 | 3076
10 | 2977.211 | 3073
10 | 3032.292 | 2999
10 | 2583.556 | 3099
10 | 1612.978 | 2872
10 | 1187.065 | 2507
10 | 1073.065 | 2329
10 | 1058.615 | 2010
10 | 986.2888 | 1857
10 | 986.2864 | 1698
10 | 986.2865 | 1623
10 | 986.7237 | 1654
10 | 1012.09 | 1980
10 | 1290.306 | 2211
10 | 1692.47 | 2433
10 | 1920.23 | 2620
10 | 2181.492 | 2672
10 | 2280.966 | 2637
10 | 2438.267 | 2765
10 | 2408.732 | 2988
10 | 2259.302 | 2764
10 | 2192.96 | 2858
10 | 2176.753 | 2854
10 | 2220.808 | 2841
10 | 2426.265 | 3196
10 | 2917.271 | 3204
10 | 3084.968 | 2953
10 | 2650.138 | 2636
10 | 1754.725 | 2636
10 | 1137.47 | 2476
10 | 1001.598 | 1925
10 | 987.8286 | 1910
10 | 1442.004 | 1842
10 | 1442.004 | 1779
10 | 1442.004 | 1790
10 | 1442.004 | 1737
10 | 1442.261 | 1854
10 | 1462.179 | 2133
10 | 1506.701 | 2448
10 | 1533.909 | 2476
10 | 1553.547 | 2766
10 | 1613.412 | 2684
10 | 1804.952 | 2743
10 | 2057.184 | 2738
10 | 2226.79 | 2717
10 | 2431.8 | 2812
10 | 2705.231 | 2819
10 | 2862.643 | 3021
10 | 2905.661 | 3244
10 | 3238.819 | 3370
10 | 3301.272 | 3225
10 | 2686.996 | 3029
10 | 1618.149 | 2683
10 | 1459.782 | 2155
10 | 1442.519 | 1838
10 | 1442.022 | 1598
10 | 876.8403 | 1558
10 | 876.8402 | 1537
10 | 876.8406 | 1771
10 | 877.1241 | 2158
10 | 901.8856 | 2522
10 | 1133.083 | 2598
10 | 1483.704 | 2542
10 | 1860.41 | 2688
10 | 2060.35 | 2912
10 | 2308.864 | 3074
10 | 2389.271 | 3120
10 | 2535.335 | 3211
10 | 2777.208 | 3299
10 | 3055.542 | 3240
10 | 3264.398 | 3259
10 | 3223.708 | 3192
10 | 3088.75 | 3358
10 | 3330.323 | 3329
10 | 3314.323 | 3249
10 | 2810.819 | 3177
10 | 1715.783 | 2866
10 | 959.7778 | 2650
10 | 879.9629 | 2339
10 | 876.85 | 1771
10 | 672.5738 | 1509
10 | 671.9843 | 1483
10 | 671.9572 | 1607
10 | 673.4706 | 1865
10 | 715.7673 | 2212
10 | 1015.446 | 2391
10 | 1362.302 | 2312
10 | 1681.063 | 2268
10 | 2099.803 | 2475
10 | 2272.047 | 2778
10 | 2411.932 | 2739
10 | 2560.224 | 2727
10 | 2838.328 | 2662
10 | 3014.272 | 2797
10 | 3129.317 | 2966
10 | 3108.628 | 3045
10 | 2973.217 | 3095
10 | 3127.473 | 3202
10 | 3115.369 | 3272
10 | 2658.21 | 3180
10 | 1686.179 | 3253
10 | 802.915 | 2419
10 | 678.0523 | 2119
10 | 671.9386 | 1467
10 | 1072.676 | 1261
10 | 1072.676 | 1350
10 | 1072.676 | 1476
10 | 1072.676 | 1820
10 | 1072.699 | 2188
10 | 1077.916 | 2393
10 | 1083.097 | 2302
10 | 1096.439 | 2373
10 | 1250.471 | 2637
10 | 1680.184 | 2735
10 | 2044.851 | 2679
10 | 2291.934 | 2750
10 | 2633.731 | 3020
10 | 2924.002 | 3007
10 | 3054.576 | 3057
10 | 3012.424 | 3185
10 | 2845.669 | 3212
10 | 2959.382 | 3307
10 | 2931.7 | 3156
10 | 2394.179 | 3187
10 | 1676.609 | 2987
10 | 1080.913 | 3032
10 | 1072.813 | 2303
10 | 1072.677 | 1616
10 | 1201.87 | 1416
10 | 1201.87 | 1522
10 | 1201.87 | 1528
10 | 1201.883 | 1860
10 | 1205.002 | 2361
10 | 1258.611 | 2340
10 | 1290.138 | 2237
10 | 1357.117 | 2404
10 | 1485.507 | 2863
10 | 1884.06 | 3040
10 | 2335.794 | 2934
10 | 2627.609 | 2943
10 | 3050.326 | 2935
10 | 3264.114 | 3102
10 | 3344.665 | 3202
10 | 3250.955 | 3357
10 | 3012.902 | 3236
10 | 3085.919 | 3208
10 | 2938.31 | 3066
10 | 2325.658 | 2692
10 | 1510.891 | 2686
10 | 1240.793 | 2422
10 | 1204.601 | 2045
10 | 1201.985 | 1702
10 | 1444.547 | 1452
10 | 1444.547 | 1433
10 | 1444.547 | 1450
10 | 1444.548 | 1694
10 | 1444.766 | 2315
10 | 1456.469 | 2412
10 | 1466.807 | 2311
10 | 1492.35 | 2515
10 | 1548.555 | 2527
10 | 1646.752 | 2558
10 | 1971.371 | 2559
10 | 2330.524 | 2631
10 | 2801.599 | 2827
10 | 3227.57 | 3005
10 | 3506.242 | 3247
10 | 3495.939 | 3226
10 | 3251.985 | 2953
10 | 3324.205 | 2861
10 | 3030.262 | 2458
10 | 2313.606 | 2330
10 | 1557.403 | 2409
10 | 1451.978 | 2541
10 | 1444.77 | 2191
10 | 1444.553 | 1636
10 | 1419.067 | 1554
10 | 1419.067 | 1300
10 | 1419.067 | 1248
10 | 1419.068 | 1303
10 | 1420.269 | 1577
10 | 1449.865 | 1681
10 | 1478.871 | 1969
10 | 1531.595 | 2438
10 | 1652.274 | 2840
10 | 1878.719 | 2899
10 | 2214.769 | 3023
10 | 2571.344 | 3146
10 | 3012.919 | 3241
10 | 3331.059 | 3422
10 | 3576.707 | 3543
10 | 3554.58 | 3495
10 | 3250.849 | 3419
10 | 3281.667 | 3391
10 | 2945.477 | 3270
10 | 2237.363 | 2969
10 | 1641.155 | 2596
10 | 1445.726 | 2126
10 | 1419.876 | 1730
10 | 1419.073 | 1579
11 | 1847.103 | 1498
11 | 1846.942 | 1304
11 | 1846.942 | 1687
11 | 1847.01 | 1349
11 | 1860.549 | 1423
11 | 1944.74 | 1434
11 | 2422.306 | 1515
11 | 2742.778 | 1625
11 | 2657.923 | 1906
11 | 2510.844 | 1999
11 | 2484.816 | 2352
11 | 2506.614 | 2615
11 | 2543.558 | 2924
11 | 2533.437 | 2973
11 | 2516.941 | 3065
11 | 2487.218 | 3227
11 | 2472.516 | 3410
11 | 2621.469 | 3411
11 | 2918.502 | 3365
11 | 2679.951 | 3356
11 | 2325.126 | 3020
11 | 2064.54 | 2333
11 | 1890.33 | 1900
11 | 1850.489 | 1554
11 | 2227.008 | 1176
11 | 2226.75 | 1214
11 | 2226.748 | 1179
11 | 2226.816 | 1223
11 | 2231.432 | 1465
11 | 2251.442 | 1671
11 | 2353.04 | 1868
11 | 2468.012 | 2384
11 | 2546.106 | 2568
11 | 2632.316 | 2745
11 | 2682.657 | 2843
11 | 2710.267 | 2830
11 | 2766.105 | 2890
11 | 2790.62 | 2952
11 | 2772.777 | 2941
11 | 2792.44 | 3022
11 | 2896.156 | 2977
11 | 3219.052 | 2900
11 | 3298.308 | 2840
11 | 3150.409 | 2749
11 | 2893.249 | 2960
11 | 2610.479 | 2790
11 | 2382.643 | 2575
11 | 2280.214 | 2496
11 | 2024.789 | 2001
11 | 2011.566 | 1692
11 | 2010.009 | 1586
11 | 2009.961 | 1581
11 | 2012.926 | 1641
11 | 2094.07 | 1735
11 | 2332.947 | 2018
11 | 2411.412 | 2249
11 | 2491.098 | 2295
11 | 2535.433 | 2617
11 | 2559.971 | 2780
11 | 2566.647 | 2998
11 | 2590.779 | 3106
11 | 2604.121 | 2973
11 | 2595.53 | 2963
11 | 2647.522 | 3051
11 | 2814.363 | 3080
11 | 3081.521 | 3015
11 | 3050.34 | 3048
11 | 2882.493 | 3089
11 | 2648.287 | 3190
11 | 2367.75 | 3032
11 | 2136.906 | 2565
11 | 2037.877 | 2094
11 | 1950.872 | 1522
11 | 1935.726 | 1415
11 | 1934.284 | 1482
11 | 1934.407 | 1755
11 | 1945.204 | 1828
11 | 2055.148 | 2009
11 | 2258.146 | 1956
11 | 2325.853 | 2190
11 | 2377.072 | 2355
11 | 2449.886 | 2491
11 | 2460.678 | 2842
11 | 2448.884 | 2803
11 | 2467.7 | 2965
11 | 2468.873 | 2948
11 | 2492.263 | 3022
11 | 2571.316 | 3061
11 | 2746.5 | 3055
11 | 3005.845 | 3054
11 | 2980.567 | 2902
11 | 2864.43 | 3004
11 | 2705.211 | 3033
11 | 2449.795 | 2775
11 | 2205.504 | 2559
11 | 2047.062 | 2144
11 | 2047.75 | 1965
11 | 2046.831 | 1405
11 | 2046.824 | 1335
11 | 2047.351 | 1332
11 | 2060.156 | 1710
11 | 2168.865 | 2196
11 | 2410.014 | 2539
11 | 2476.251 | 2592
11 | 2508.686 | 3085
11 | 2548.21 | 3215
11 | 2565.384 | 3327
11 | 2497.743 | 3141
11 | 2486.272 | 2927
11 | 2460.292 | 2805
11 | 2458.257 | 2770
11 | 2544.067 | 2800
11 | 2816.348 | 3069
11 | 3095.188 | 2992
11 | 3118.385 | 2951
11 | 2986.99 | 3109
11 | 2797.313 | 3303
11 | 2537.788 | 2939
11 | 2315.287 | 2896
11 | 2178.137 | 2550
11 | 2121.197 | 2398
11 | 2120.763 | 2411
11 | 2120.837 | 2371
11 | 2126.147 | 2381
11 | 2191.085 | 2641
11 | 2557.193 | 3050
11 | 3077.577 | 3085
11 | 2929.165 | 3214
11 | 2693.44 | 3187
11 | 2565.05 | 3277
11 | 2451.059 | 3353
11 | 2397.983 | 3226
11 | 2331.896 | 2983
11 | 2287.652 | 2963
11 | 2264.128 | 2866
11 | 2322.169 | 2851
11 | 2645.811 | 2871
11 | 3055.603 | 3105
11 | 3192.323 | 3149
11 | 3083.674 | 3214
11 | 2866.966 | 3009
11 | 2614.661 | 2878
11 | 2370.575 | 2894
11 | 2235.503 | 2786
11 | 2272.499 | 2514
11 | 2274.492 | 2125
11 | 2295.986 | 2024
11 | 2369.347 | 1992
11 | 2635.569 | 1972
11 | 3180.735 | 2359
11 | 3293.448 | 2880
11 | 3083.679 | 3575
11 | 2837.526 | 3561
11 | 2697.531 | 3487
11 | 2596.488 | 3412
11 | 2508.471 | 3255
11 | 2443.533 | 2927
11 | 2425.048 | 2806
11 | 2424.06 | 2809
11 | 2487.351 | 2887
11 | 2659.589 | 2987
11 | 2902.969 | 3141
11 | 2893.489 | 3428
11 | 2776.896 | 3416
11 | 2609.825 | 3029
11 | 2397.558 | 2849
11 | 2254.825 | 2686
11 | 2221.887 | 2167
11 | 2071.965 | 1603
11 | 2070.487 | 1593
11 | 2070.464 | 1548
11 | 2075.584 | 1622
11 | 2129.151 | 1777
11 | 2370.937 | 1848
11 | 2597.146 | 2045
11 | 2578.24 | 2204
11 | 2587.02 | 2813
11 | 2655.687 | 3043
11 | 2610.115 | 3072
11 | 2601.226 | 3113
11 | 2591.482 | 3063
11 | 2561.45 | 3007
11 | 2550.446 | 2717
11 | 2588.234 | 2732
11 | 2748.017 | 3037
11 | 3062.672 | 3396
11 | 3139.642 | 3505
11 | 2909.54 | 3536
11 | 2613.28 | 3397
11 | 2271.937 | 3220
11 | 2099.27 | 2866
11 | 2068.082 | 2733
11 | 2029.364 | 2086
11 | 2005.228 | 1803
11 | 2000.458 | 1783
11 | 2006.829 | 1820
11 | 2059.05 | 1832
11 | 2277.85 | 1970
11 | 2523.697 | 2718
11 | 2563.038 | 3159
11 | 2543.531 | 3346
11 | 2504.023 | 3258
11 | 2474.243 | 3214
11 | 2420.55 | 3110
11 | 2375.359 | 3019
11 | 2335.013 | 2864
11 | 2340.087 | 2908
11 | 2441.33 | 2953
11 | 2604.454 | 3045
11 | 3004.058 | 3209
11 | 3072.018 | 3190
11 | 3005.47 | 3210
11 | 2811.585 | 3415
11 | 2529.878 | 3328
11 | 2283.622 | 2618
11 | 2127.133 | 2128
11 | 1919.894 | 1880
11 | 1907.096 | 1894
11 | 1906.103 | 1833
11 | 1913.418 | 1864
11 | 1978.553 | 2279
11 | 2350.712 | 3209
11 | 2915.455 | 3141
11 | 2838.8 | 3264
11 | 2638.121 | 3291
11 | 2478.669 | 3329
11 | 2353.565 | 3029
11 | 2241.645 | 2963
11 | 2207.171 | 2962
11 | 2168.151 | 2769
11 | 2161.214 | 2527
11 | 2244.438 | 2712
11 | 2557.111 | 3160
11 | 2914.551 | 3355
11 | 2977.664 | 3317
11 | 2856.713 | 3314
11 | 2630.18 | 3371
11 | 2361.495 | 2849
11 | 2085.389 | 2411
11 | 1939.944 | 2305
11 | 1919.594 | 1809
11 | 1903.964 | 1806
11 | 1907.063 | 1834
11 | 1933.861 | 1792
11 | 2074.146 | 2049
11 | 2494.321 | 3172
11 | 2975.524 | 3362
11 | 2849.056 | 3400
11 | 2637.27 | 3356
11 | 2496.055 | 3210
11 | 2343.674 | 3173
11 | 2257.24 | 3134
11 | 2195.314 | 2968
11 | 2152.407 | 2963
11 | 2171.115 | 2877
11 | 2286.974 | 2872
11 | 2541.601 | 2894
11 | 2799.17 | 3167
11 | 2800.256 | 3218
11 | 2701.746 | 3252
11 | 2584.195 | 3052
11 | 2370.833 | 2266
11 | 2131.532 | 1971
11 | 1978.536 | 1934
11 | 1965.018 | 1364
11 | 1963.883 | 1271
11 | 1964.29 | 1294
11 | 1973.621 | 1473
11 | 2056.787 | 1658
11 | 2366.87 | 2049
11 | 2665.075 | 2584
11 | 2738.501 | 3058
11 | 2709.395 | 3029
11 | 2654.432 | 2854
11 | 2546.905 | 2486
11 | 2433.631 | 1952
11 | 2319.017 | 1846
11 | 2237.451 | 1710
11 | 2209.464 | 1738
11 | 2253.158 | 1953
11 | 2439.194 | 2252
11 | 2936.243 | 2911
11 | 3035.443 | 3168
11 | 2932.068 | 3254
11 | 2722.125 | 2941
11 | 2399.68 | 2567
11 | 2130.185 | 2263
11 | 1990.867 | 2084
11 | 2072.075 | 1612
11 | 2066.656 | 1363
11 | 2066.507 | 1422
11 | 2072.454 | 1544
11 | 2131.645 | 1779
11 | 2320.448 | 1967
11 | 2548.616 | 2708
11 | 2631.45 | 3205
11 | 2620.704 | 3281
11 | 2577.607 | 3160
11 | 2534.344 | 3045
11 | 2497.019 | 2952
11 | 2437.664 | 2577
11 | 2405.427 | 2482
11 | 2393.336 | 2449
11 | 2467.286 | 2522
11 | 2649.167 | 2860
11 | 3057.148 | 3266
11 | 3138.067 | 3298
11 | 3036.822 | 3290
11 | 2828.791 | 3253
11 | 2548.434 | 2967
11 | 2310.684 | 2371
11 | 2179.756 | 2060
11 | 2136.731 | 1666
11 | 2136.678 | 1641
11 | 2136.778 | 1627
11 | 2141.789 | 1776
11 | 2195.715 | 1830
11 | 2535.628 | 2108
11 | 3208.239 | 2393
11 | 3207.36 | 2926
11 | 3012.175 | 2974
11 | 2778.912 | 3216
11 | 2618.071 | 3057
11 | 2426.266 | 2873
11 | 2333.444 | 2848
11 | 2291.588 | 2667
11 | 2264.781 | 2732
11 | 2295.576 | 2819
11 | 2575.239 | 3059
11 | 2971.202 | 3225
11 | 3110.693 | 3252
11 | 2940.915 | 3222
11 | 2725.283 | 3332
11 | 2451.339 | 3070
11 | 2264.434 | 2726
11 | 2165.846 | 2425
11 | 2211.795 | 1960
11 | 2211.296 | 1901
11 | 2218.897 | 1849
11 | 2250.049 | 1889
11 | 2383.227 | 2046
11 | 2787.61 | 2337
11 | 3282.856 | 2666
11 | 3174.261 | 2916
11 | 2974.965 | 3091
11 | 2775.335 | 3186
11 | 2607.538 | 3114
11 | 2495.756 | 2908
11 | 2420.353 | 2855
11 | 2389.225 | 2854
11 | 2354.292 | 2882
11 | 2368.048 | 2950
11 | 2537.727 | 3213
11 | 2879.506 | 3333
11 | 3025.191 | 3425
11 | 2949.981 | 3225
11 | 2808.678 | 3129
11 | 2598.027 | 2768
11 | 2383.815 | 2456
11 | 2253.228 | 2529
11 | 2213.16 | 2559
11 | 2195.443 | 2453
11 | 2195.11 | 2565
11 | 2254.977 | 2668
11 | 2458.702 | 2752
11 | 2839.715 | 3504
11 | 3249.791 | 3488
11 | 3120.208 | 3334
11 | 2910 | 3082
11 | 2726.156 | 3206
11 | 2574.602 | 3134
11 | 2447.174 | 3008
11 | 2372.514 | 2958
11 | 2335.921 | 2956
11 | 2306.492 | 2968
11 | 2350.883 | 2916
11 | 2567.978 | 3060
11 | 2863.565 | 3042
11 | 2986.544 | 3110
11 | 2924.366 | 3051
11 | 2763.9 | 3152
11 | 2555.598 | 3176
11 | 2322.642 | 2847
11 | 2178.23 | 2665
11 | 2205.863 | 2504
11 | 2167.548 | 2455
11 | 2152.403 | 2294
11 | 2194.002 | 2294
11 | 2397.458 | 2465
11 | 2806.492 | 2929
11 | 3111.522 | 3198
11 | 2941.868 | 3112
11 | 2746.776 | 3227
11 | 2581.907 | 3333
11 | 2461.184 | 3061
11 | 2357.876 | 3010
11 | 2321.942 | 2899
11 | 2285.771 | 2885
11 | 2269.82 | 2914
11 | 2325.308 | 2864
11 | 2539.739 | 2958
11 | 2743.633 | 2990
11 | 2769.737 | 3093
11 | 2682.249 | 3056
11 | 2525.934 | 3192
11 | 2321.286 | 2684
11 | 2137.659 | 2296
11 | 2039.962 | 2322
11 | 1818.66 | 2355
11 | 1815.863 | 2175
11 | 1815.868 | 2247
11 | 1820.316 | 2287
11 | 1912.388 | 2341
11 | 2395.76 | 2806
11 | 2771.58 | 3282
11 | 2604.439 | 3170
11 | 2478.818 | 3221
11 | 2423.372 | 3246
11 | 2390.059 | 3117
11 | 2288.326 | 3021
11 | 2226.314 | 2858
11 | 2153.025 | 2851
11 | 2153.44 | 2991
11 | 2268.577 | 2856
11 | 2480.281 | 3332
11 | 2848.422 | 3402
11 | 2887.423 | 3355
11 | 2739.821 | 3385
11 | 2549.169 | 3218
11 | 2204.166 | 2893
11 | 1947.706 | 2679
11 | 1838.635 | 2576
11 | 2000.32 | 2394
11 | 2000.286 | 2199
11 | 2000.432 | 2156
11 | 2004.706 | 2100
11 | 2049.294 | 2345
11 | 2297.089 | 2551
11 | 2523.411 | 2940
11 | 2573.778 | 3210
11 | 2599.776 | 3241
11 | 2615.284 | 3300
11 | 2612.604 | 3208
11 | 2545.35 | 3234
11 | 2467.323 | 3128
11 | 2383.786 | 3097
11 | 2357.277 | 3176
11 | 2368.69 | 3198
11 | 2627.931 | 3463
11 | 3063.152 | 3430
11 | 3071.847 | 3373
11 | 2936.325 | 3382
11 | 2700.517 | 3350
11 | 2367.316 | 2880
11 | 2141.467 | 2726
11 | 2026.626 | 1988
11 | 2059.421 | 1745
11 | 2046.656 | 1808
11 | 2043.404 | 1805
11 | 2047.28 | 1864
11 | 2108.574 | 2385
11 | 2347.347 | 2936
11 | 2525.578 | 3530
11 | 2571.733 | 3488
11 | 2566.168 | 3361
11 | 2534.833 | 3380
11 | 2502.418 | 3344
11 | 2471.608 | 3320
11 | 2432.108 | 3171
11 | 2399.493 | 3059
11 | 2393.81 | 2937
11 | 2459.901 | 3019
11 | 2636.699 | 3270
11 | 3046.042 | 3417
11 | 3114.964 | 3166
11 | 3027.199 | 3160
11 | 2847.972 | 3117
11 | 2562.194 | 2852
11 | 2290.484 | 2358
11 | 2117.528 | 1862
11 | 2043.876 | 1562
11 | 2029.354 | 1467
11 | 2027.882 | 1466
11 | 2030.272 | 1465
11 | 2072.158 | 1516
11 | 2272.716 | 1798
11 | 2561.397 | 2115
11 | 2616.768 | 2647
11 | 2634.211 | 2355
11 | 2581.636 | 2058
11 | 2511.989 | 2105
11 | 2466.34 | 2311
11 | 2428.202 | 2311
11 | 2401.069 | 2510
11 | 2390.74 | 2867
11 | 2451.156 | 2982
11 | 2594.14 | 3386
11 | 3001.105 | 3614
11 | 3099.442 | 3588
11 | 2995.826 | 3307
11 | 2800.927 | 3095
11 | 2508.172 | 3024
11 | 2248.119 | 2633
11 | 2091.188 | 2461
11 | 1824.176 | 2210
11 | 1790.964 | 1802
11 | 1783.449 | 1513
11 | 1786.984 | 1567
11 | 1850.139 | 1624
11 | 2088.696 | 1894
11 | 2317.641 | 2175
11 | 2387.437 | 2332
11 | 2375.768 | 2561
11 | 2352.262 | 2566
11 | 2325.252 | 2731
11 | 2279.428 | 2727
11 | 2235.407 | 2867
11 | 2204.945 | 2842
11 | 2193.643 | 2823
11 | 2254.624 | 2872
11 | 2429.878 | 3535
11 | 2788.157 | 3622
11 | 2855.01 | 3570
11 | 2783.234 | 3481
11 | 2673.207 | 3419
11 | 2445.075 | 3102
11 | 2188.811 | 2694
11 | 2002.683 | 2035
11 | 1798.799 | 1766
11 | 1772.232 | 1742
11 | 1766.102 | 1764
11 | 1775.488 | 1791
11 | 1869.413 | 1845
11 | 2167.27 | 2125
11 | 2369.271 | 2658
11 | 2443.282 | 3220
11 | 2413.911 | 3256
11 | 2371.405 | 3297
11 | 2320.877 | 3397
11 | 2263.693 | 3415
11 | 2212.544 | 3229
11 | 2171.755 | 3224
11 | 2151.561 | 3196
11 | 2203.524 | 3160
11 | 2372.475 | 3309
11 | 2759.185 | 3301
11 | 2837.662 | 2832
11 | 2784.595 | 3156
11 | 2655.119 | 3204
11 | 2392.502 | 2725
11 | 2112.792 | 2579
11 | 1902.059 | 2399
11 | 1839.57 | 2189
11 | 1782.553 | 1811
11 | 1771.367 | 1775
11 | 1773.638 | 1868
11 | 1831.414 | 2139
11 | 2112.965 | 2573
11 | 2459.422 | 3190
11 | 2519.091 | 3268
11 | 2500.065 | 3373
11 | 2443.868 | 3257
11 | 2419.446 | 3464
11 | 2358.526 | 3440
11 | 2293.268 | 3435
11 | 2234.159 | 3402
11 | 2211.727 | 3374
11 | 2245.995 | 3247
11 | 2414.72 | 3227
11 | 2769.065 | 3180
11 | 2842.927 | 3089
11 | 2741.308 | 3129
11 | 2514.71 | 3136
11 | 2192.559 | 2971
11 | 1939.804 | 2709
11 | 1775.292 | 2589
11 | 1868.012 | 2471
11 | 1865.613 | 2232
11 | 1865.522 | 1933
11 | 1866.081 | 1776
11 | 1876.247 | 1888
11 | 1969.19 | 2563
11 | 2245.062 | 3244
11 | 2310.433 | 3442
11 | 2360.29 | 3480
11 | 2406.908 | 3429
11 | 2408.682 | 3455
11 | 2369.362 | 3140
11 | 2337.414 | 2965
11 | 2337.318 | 2886
11 | 2344.073 | 2960
11 | 2425.077 | 2880
11 | 2639.263 | 3006
11 | 2924.632 | 2935
11 | 2937.082 | 2891
11 | 2832.569 | 2973
11 | 2721.639 | 2896
11 | 2499.9 | 2670
11 | 2252.215 | 2620
11 | 2112.899 | 2602
11 | 2414.25 | 2672
11 | 2414.252 | 2593
11 | 2414.469 | 2549
11 | 2417.333 | 2680
11 | 2440.983 | 2573
11 | 2557.014 | 2721
11 | 2820.731 | 2962
11 | 2858.014 | 3108
11 | 2760.434 | 3208
11 | 2688.869 | 3117
11 | 2617.773 | 3136
11 | 2568.835 | 3154
11 | 2545.963 | 3257
11 | 2536.011 | 3186
11 | 2549.38 | 3237
11 | 2632.218 | 3238
11 | 2887.787 | 3265
11 | 3410.172 | 3410
11 | 3485.81 | 3448
11 | 3437.878 | 3390
11 | 3284.829 | 3321
11 | 3024.132 | 3147
11 | 2776.391 | 3123
11 | 2652.177 | 2810
11 | 2679.81 | 2734
11 | 2677.527 | 2771
11 | 2706.82 | 2831
11 | 2780.426 | 2905
11 | 2953.402 | 3091
11 | 3344.167 | 3065
11 | 3701.299 | 3135
11 | 3551.36 | 3304
11 | 3225.527 | 3518
11 | 2964.919 | 3457
11 | 2817.212 | 3530
11 | 2704.221 | 3544
11 | 2650.544 | 3536
11 | 2629.74 | 3454
11 | 2629.738 | 3398
11 | 2675.249 | 3449
11 | 2838.463 | 3443
11 | 3124.947 | 3307
11 | 3165.85 | 3275
11 | 3130.353 | 3335
11 | 3054.113 | 3448
11 | 2917.357 | 3265
11 | 2732.822 | 3030
11 | 2631.925 | 2740
11 | 2390.611 | 2714
11 | 2388.106 | 2729
11 | 2388.242 | 2798
11 | 2399.804 | 2764
11 | 2527.764 | 2910
11 | 3090.943 | 3274
11 | 3390.16 | 3414
11 | 3142.818 | 3719
11 | 2836.611 | 3744
11 | 2644.595 | 3655
11 | 2518.625 | 3549
11 | 2445.788 | 3383
11 | 2420.226 | 3270
11 | 2409.02 | 3313
11 | 2414.457 | 3337
11 | 2476.76 | 3378
11 | 2786.107 | 3505
11 | 3355.474 | 3668
11 | 3459.666 | 3665
11 | 3347.746 | 3689
11 | 3112.578 | 3599
11 | 2816.712 | 3380
11 | 2529.561 | 3116
11 | 2406.84 | 2983
11 | 2405.936 | 2779
11 | 2404.654 | 2613
11 | 2405.918 | 2642
11 | 2434.254 | 2596
11 | 2640.73 | 2779
11 | 3239.895 | 3227
11 | 3476.214 | 3498
11 | 3194.11 | 3722
11 | 2871.318 | 3731
11 | 2664.506 | 3645
11 | 2532.989 | 3728
11 | 2445.791 | 3617
11 | 2420.653 | 3292
11 | 2414.069 | 3250
11 | 2422.038 | 3169
11 | 2490.925 | 3365
11 | 2776.184 | 3584
11 | 3299.782 | 3812
11 | 3377.214 | 3719
11 | 3306.294 | 3698
11 | 3061.721 | 3582
11 | 2789.365 | 3444
11 | 2530.419 | 3197
11 | 2408.489 | 2934
11 | 2499.823 | 2929
11 | 2473.905 | 2823
11 | 2472.308 | 2809
11 | 2530.928 | 2976
11 | 2766.861 | 3380
11 | 3322.547 | 3659
11 | 3366.239 | 3254
11 | 3175.479 | 3338
11 | 2858.876 | 3487
11 | 2637.104 | 3470
11 | 2535.787 | 3400
11 | 2465.616 | 3422
11 | 2442.051 | 3383
11 | 2418.346 | 3355
11 | 2416.842 | 3308
11 | 2476.31 | 3289
11 | 2617.011 | 3328
11 | 2868.814 | 3151
11 | 2958.187 | 3136
11 | 2869.638 | 3210
11 | 2669.427 | 3396
11 | 2459.372 | 3232
11 | 2328.873 | 3251
11 | 2294.679 | 2938
12 | 2252.072 | 2807
12 | 2249.46 | 2750
12 | 2249.368 | 2590
12 | 2249.367 | 2547
12 | 2249.394 | 2880
12 | 2258.354 | 3017
12 | 2387.278 | 3137
12 | 2437.458 | 3350
12 | 2443.687 | 3505
12 | 2440.305 | 3526
12 | 2428.859 | 3431
12 | 2411.671 | 3513
12 | 2373.632 | 3297
12 | 2342.471 | 3288
12 | 2319.884 | 3285
12 | 2349.6 | 3166
12 | 2534.33 | 3218
12 | 2935.892 | 3059
12 | 3073.921 | 3114
12 | 2926.515 | 3177
12 | 2658.336 | 3309
12 | 2395.066 | 3329
12 | 2264.216 | 3370
12 | 2249.694 | 2968
12 | 2374.706 | 3337
12 | 2374.706 | 3348
12 | 2374.706 | 3368
12 | 2374.706 | 3301
12 | 2374.706 | 3168
12 | 2374.76 | 3194
12 | 2378.205 | 3172
12 | 2387.062 | 3053
12 | 2389.556 | 3170
12 | 2389.642 | 3295
12 | 2390.254 | 3217
12 | 2386.593 | 3369
12 | 2383.362 | 3245
12 | 2381.426 | 3202
12 | 2382.792 | 3308
12 | 2399.171 | 3223
12 | 2483.622 | 3065
12 | 2810.539 | 3107
12 | 3119.759 | 3052
12 | 3207.782 | 2884
12 | 3220.11 | 2924
12 | 3006.206 | 3227
12 | 2732.093 | 3300
12 | 2565.553 | 3086
12 | 2560.782 | 2991
12 | 2561.334 | 2974
12 | 2565.446 | 2845
12 | 2578.811 | 2836
12 | 2637.632 | 2911
12 | 2847.92 | 3260
12 | 3431.396 | 3081
12 | 3366.098 | 2943
12 | 2945.49 | 3082
12 | 2702.284 | 3252
12 | 2605.336 | 3076
12 | 2566.174 | 3060
12 | 2556.802 | 3046
12 | 2555.866 | 3047
12 | 2555.857 | 3054
12 | 2557.459 | 2858
12 | 2591.651 | 2794
12 | 2759.001 | 3048
12 | 2875.077 | 3004
12 | 2864.706 | 2971
12 | 2777.446 | 2989
12 | 2669.668 | 3167
12 | 2588.982 | 3183
12 | 2560.4 | 3118
12 | 2383.59 | 2972
12 | 2382.64 | 2868
12 | 2383.893 | 2889
12 | 2393.655 | 3037
12 | 2452.373 | 3107
12 | 2756.826 | 3016
12 | 3373.661 | 3013
12 | 3060.688 | 2923
12 | 2666.485 | 3100
12 | 2474.945 | 3200
12 | 2419.751 | 3046
12 | 2390.551 | 3024
12 | 2381.97 | 2958
12 | 2381.067 | 2965
12 | 2381.039 | 2915
12 | 2385.896 | 2833
12 | 2486.506 | 2925
12 | 2901.192 | 3128
12 | 3261.278 | 3179
12 | 3357.648 | 3138
12 | 3312.329 | 3155
12 | 3029.431 | 3143
12 | 2667.143 | 3268
12 | 2498.684 | 3136
12 | 2628.375 | 3022
12 | 2615.79 | 3042
12 | 2617.447 | 3059
12 | 2637.161 | 3047
12 | 2718.758 | 3254
12 | 2964.366 | 3376
12 | 3452.84 | 3518
12 | 3146.497 | 3438
12 | 2783.349 | 3418
12 | 2643.209 | 3401
12 | 2598.535 | 3396
12 | 2577.842 | 3280
12 | 2574.581 | 3080
12 | 2574.243 | 3082
12 | 2574.243 | 3079
12 | 2576.673 | 3125
12 | 2621.829 | 3197
12 | 2841.329 | 3359
12 | 2922.663 | 3560
12 | 2905.499 | 3562
12 | 2818.083 | 3591
12 | 2705.074 | 3472
12 | 2609.523 | 3296
12 | 2581.669 | 3127
12 | 2528.675 | 2983
12 | 2526.79 | 2887
12 | 2531.766 | 2866
12 | 2548.787 | 2892
12 | 2612.931 | 2973
12 | 2865.119 | 3178
12 | 3367.474 | 3228
12 | 3202.895 | 3343
12 | 2850.666 | 3381
12 | 2692.862 | 3376
12 | 2618.848 | 3306
12 | 2562.069 | 3239
12 | 2533.209 | 3195
12 | 2521.861 | 3189
12 | 2517.664 | 3236
12 | 2526.914 | 3333
12 | 2590.483 | 3283
12 | 2732.34 | 3376
12 | 2795.059 | 3598
12 | 2751.775 | 3578
12 | 2636.112 | 3504
12 | 2545.155 | 3389
12 | 2505.019 | 3238
12 | 2501.052 | 3055
12 | 2305.262 | 2955
12 | 2305.172 | 3047
12 | 2305.172 | 3088
12 | 2305.172 | 3160
12 | 2305.194 | 3246
12 | 2312.053 | 3279
12 | 2469.228 | 2939
12 | 2527.204 | 2839
12 | 2531.176 | 2941
12 | 2506.075 | 3179
12 | 2490.366 | 3179
12 | 2448.753 | 3187
12 | 2401.541 | 3294
12 | 2373.025 | 3232
12 | 2358.531 | 3197
12 | 2385.611 | 3077
12 | 2547.896 | 2871
12 | 3089.953 | 2337
12 | 3139.009 | 2825
12 | 2984.212 | 2763
12 | 2637.084 | 2742
12 | 2377.18 | 3045
12 | 2309.054 | 3192
12 | 2305.177 | 3141
12 | 2247.124 | 3064
12 | 2246.565 | 3024
12 | 2246.556 | 3019
12 | 2246.559 | 3014
12 | 2247.124 | 3062
12 | 2278.273 | 3066
12 | 2362.899 | 2882
12 | 2360.197 | 2639
12 | 2360.5 | 2668
12 | 2358.139 | 2957
12 | 2360.736 | 2833
12 | 2366.409 | 2791
12 | 2363.021 | 2903
12 | 2358.717 | 2874
12 | 2356.298 | 2831
12 | 2412.876 | 2747
12 | 2605.221 | 2586
12 | 3066.576 | 2605
12 | 3070.642 | 2761
12 | 2887.036 | 2721
12 | 2673.72 | 2607
12 | 2417.435 | 2878
12 | 2277.485 | 3042
12 | 2248.344 | 2872
12 | 2227.299 | 2602
12 | 2227.292 | 2789
12 | 2227.292 | 2834
12 | 2227.292 | 2908
12 | 2227.483 | 2845
12 | 2238.117 | 2824
12 | 2423.133 | 2709
12 | 2417.497 | 2569
12 | 2354.596 | 2725
12 | 2343.367 | 2814
12 | 2341.28 | 2813
12 | 2331.579 | 2812
12 | 2328.182 | 3074
12 | 2302.03 | 3064
12 | 2292.631 | 3076
12 | 2323.952 | 2942
12 | 2459.477 | 2888
12 | 2913.45 | 2780
12 | 3048.174 | 2821
12 | 2926.688 | 2770
12 | 2779.49 | 2774
12 | 2507.991 | 3106
12 | 2284.114 | 3297
12 | 2238.595 | 3179
12 | 2318.522 | 3037
12 | 2318.522 | 3083
12 | 2318.522 | 3047
12 | 2318.522 | 3097
12 | 2318.706 | 3014
12 | 2332.507 | 2939
12 | 2502.383 | 2746
12 | 2528.608 | 2551
12 | 2511.01 | 2657
12 | 2500.062 | 2799
12 | 2488.729 | 2791
12 | 2441.97 | 2820
12 | 2400.282 | 2682
12 | 2375.207 | 2728
12 | 2363.523 | 2727
12 | 2395.49 | 2657
12 | 2584.902 | 2413
12 | 3088.414 | 2575
12 | 3154.58 | 2720
12 | 2960.128 | 2716
12 | 2703.467 | 2676
12 | 2442.965 | 2881
12 | 2329.611 | 2868
12 | 2318.698 | 2776
12 | 2407.829 | 2685
12 | 2407.825 | 2686
12 | 2407.825 | 2723
12 | 2407.825 | 2795
12 | 2407.851 | 2727
12 | 2411.257 | 2643
12 | 2464.52 | 2466
12 | 2476.256 | 2316
12 | 2476.048 | 2451
12 | 2472.298 | 2665
12 | 2471.423 | 2526
12 | 2467.381 | 2526
12 | 2443.169 | 2590
12 | 2434.76 | 2561
12 | 2437.571 | 2590
12 | 2467.135 | 2524
12 | 2603.547 | 2566
12 | 3067.427 | 2502
12 | 3258.738 | 2388
12 | 3226.907 | 2438
12 | 3050.393 | 2464
12 | 2763.154 | 2732
12 | 2525.849 | 2850
12 | 2439.894 | 2852
12 | 2525.761 | 2688
12 | 2525.761 | 2723
12 | 2525.761 | 2678
12 | 2525.761 | 2684
12 | 2525.783 | 2963
12 | 2531.792 | 3034
12 | 2702.727 | 3154
12 | 2720.933 | 3072
12 | 2655.044 | 3057
12 | 2605.757 | 3053
12 | 2588.673 | 2989
12 | 2559.913 | 2922
12 | 2540.876 | 2942
12 | 2533.91 | 2924
12 | 2533.024 | 2920
12 | 2542.215 | 2987
12 | 2630.219 | 3062
12 | 3045.742 | 3167
12 | 3337.291 | 3257
12 | 3396.293 | 3281
12 | 3179.287 | 3238
12 | 2785.461 | 3193
12 | 2566.371 | 3207
12 | 2529.467 | 3122
12 | 2519.622 | 3069
12 | 2510.3 | 2990
12 | 2509.48 | 3002
12 | 2518.654 | 3019
12 | 2575.458 | 2945
12 | 2873.396 | 3088
12 | 3356.477 | 3263
12 | 3200.051 | 3138
12 | 2871.21 | 3070
12 | 2656.364 | 3030
12 | 2575.134 | 3057
12 | 2529.869 | 3052
12 | 2506.254 | 2989
12 | 2497.648 | 2891
12 | 2495.04 | 2789
12 | 2500.654 | 2811
12 | 2554.516 | 3088
12 | 2745.684 | 3262
12 | 2850.847 | 3354
12 | 2805.483 | 3375
12 | 2675.813 | 3388
12 | 2542.28 | 3408
12 | 2494.465 | 3273
12 | 2491.624 | 2848
12 | 2521.283 | 2650
12 | 2521.28 | 2890
12 | 2521.28 | 2917
12 | 2521.28 | 2963
12 | 2521.316 | 3101
12 | 2523.975 | 3082
12 | 2545.867 | 2807
12 | 2596.892 | 2796
12 | 2606.629 | 2797
12 | 2599.102 | 2984
12 | 2585.902 | 3015
12 | 2557.656 | 3023
12 | 2542.819 | 3028
12 | 2537.26 | 3021
12 | 2538.709 | 3011
12 | 2561.003 | 3077
12 | 2718.967 | 2852
12 | 3228.2 | 2825
12 | 3391.067 | 2852
12 | 3306.539 | 2848
12 | 3057.879 | 2858
12 | 2812.903 | 3081
12 | 2636.244 | 3339
12 | 2560.33 | 3282
12 | 2570.203 | 3093
12 | 2570.178 | 3152
12 | 2570.178 | 3156
12 | 2570.178 | 3191
12 | 2570.297 | 3151
12 | 2582.542 | 3037
12 | 2702.359 | 2653
12 | 2824.896 | 2645
12 | 2720.547 | 2797
12 | 2635.376 | 2945
12 | 2601.118 | 2972
12 | 2576.432 | 3175
12 | 2570.927 | 3065
12 | 2570.244 | 3036
12 | 2570.197 | 2922
12 | 2574.896 | 2997
12 | 2660.626 | 2968
12 | 2850.033 | 2977
12 | 3196.902 | 2910
12 | 3448.099 | 2901
12 | 3313.338 | 2863
12 | 2999.949 | 3011
12 | 2734.151 | 3225
12 | 2615.723 | 3308
12 | 2721.947 | 3461
12 | 2721.251 | 3375
12 | 2724.238 | 3207
12 | 2737.837 | 3106
12 | 2786.201 | 3158
12 | 3045.908 | 3168
12 | 3592.361 | 2920
12 | 3378.74 | 3015
12 | 3006.409 | 3253
12 | 2770.875 | 3312
12 | 2705.924 | 3350
12 | 2696.518 | 3300
12 | 2694.026 | 3280
12 | 2693.869 | 3268
12 | 2693.865 | 3265
12 | 2693.871 | 3303
12 | 2701.617 | 3273
12 | 2756.633 | 3026
12 | 2840.673 | 2979
12 | 2925.197 | 2970
12 | 2952.11 | 3064
12 | 2918.326 | 3173
12 | 2819.88 | 3428
12 | 2765.631 | 3228
12 | 2887.801 | 3195
12 | 2899.098 | 3163
12 | 2918.157 | 3166
12 | 2957.886 | 3303
12 | 3057.811 | 3235
12 | 3350.063 | 3208
12 | 3781.093 | 3068
12 | 3513.783 | 3116
12 | 3158.399 | 3388
12 | 2957.921 | 3423
12 | 2882.376 | 3437
12 | 2862.693 | 3462
12 | 2856.185 | 3457
12 | 2855.678 | 3439
12 | 2855.679 | 3396
12 | 2856.732 | 3534
12 | 2874.535 | 3303
12 | 2936.495 | 3146
12 | 2948.718 | 3133
12 | 2945.794 | 3147
12 | 2933.376 | 3211
12 | 2905.93 | 3331
12 | 2875.922 | 3615
12 | 2862.282 | 3420
12 | 2612.018 | 3265
12 | 2611.05 | 3300
12 | 2614.338 | 3299
12 | 2626.315 | 3264
12 | 2690.478 | 3225
12 | 2934.047 | 3452
12 | 3469.438 | 3177
12 | 3212.126 | 3212
12 | 2765.996 | 3459
12 | 2630.291 | 3532
12 | 2597.042 | 3577
12 | 2589.476 | 3579
12 | 2588.526 | 3570
12 | 2588.473 | 3559
12 | 2588.473 | 3538
12 | 2588.715 | 3605
12 | 2605.746 | 3420
12 | 2753.374 | 3189
12 | 2904.6 | 3149
12 | 2966.93 | 3197
12 | 2948.795 | 3301
12 | 2813.313 | 3445
12 | 2682.061 | 3637
12 | 2623.724 | 3520
12 | 2655.612 | 3141
12 | 2654.478 | 3076
12 | 2660.335 | 3096
12 | 2678.186 | 3090
12 | 2770.034 | 3210
12 | 3033.512 | 3412
12 | 3482.203 | 3735
12 | 3342.046 | 3647
12 | 2907.366 | 3584
12 | 2699.311 | 3439
12 | 2629.904 | 3433
12 | 2607.24 | 3392
12 | 2600.439 | 3282
12 | 2599.45 | 3270
12 | 2599.418 | 3301
12 | 2600.425 | 3441
12 | 2629.437 | 3666
12 | 2784.605 | 3682
12 | 2848.918 | 3680
12 | 2833.057 | 3681
12 | 2752.998 | 3675
12 | 2666.924 | 3680
12 | 2612.563 | 3443
12 | 2599.723 | 3125
12 | 2273.632 | 2954
12 | 2273.632 | 2914
12 | 2273.632 | 2927
12 | 2273.632 | 2960
12 | 2273.633 | 2913
12 | 2274.549 | 3076
12 | 2332.86 | 3496
12 | 2742.411 | 3586
12 | 2726.694 | 3560
12 | 2767.3 | 3588
12 | 2824.355 | 3459
12 | 2712.771 | 3332
12 | 2391.437 | 3400
12 | 2329.592 | 3368
12 | 2354.697 | 3428
12 | 2805.092 | 3487
12 | 3263.215 | 3583
12 | 3159.703 | 3476
12 | 3219.614 | 3447
12 | 3381.709 | 3468
12 | 3388.711 | 3643
12 | 3222.707 | 3662
12 | 2822.646 | 3668
12 | 2381.333 | 3480
12 | 2847.857 | 3111
12 | 2859.021 | 2913
12 | 2868.431 | 2893
12 | 2877.145 | 2858
12 | 2918.152 | 3205
12 | 3189.084 | 3205
12 | 3769.319 | 3052
12 | 3567.061 | 3120
12 | 3357.785 | 3385
12 | 3065.975 | 3356
12 | 2888.862 | 3491
12 | 2851.87 | 3494
12 | 2846.956 | 3334
12 | 2846.03 | 3180
12 | 2846 | 3030
12 | 2848.512 | 3308
12 | 2877.55 | 3443
12 | 2928.682 | 3289
12 | 2972.367 | 3201
12 | 2980.747 | 3203
12 | 2933.932 | 3258
12 | 2875.222 | 3292
12 | 2848.264 | 3411
12 | 2845.584 | 3260
12 | 2714.962 | 3044
12 | 2615.999 | 3060
12 | 2590.357 | 2868
12 | 2581.975 | 2881
12 | 2637.522 | 2989
12 | 2971.963 | 3422
12 | 3285.801 | 3335
12 | 3075.221 | 3443
12 | 2700.359 | 3546
12 | 2513.03 | 3524
12 | 2452.558 | 3600
12 | 2436.48 | 3604
12 | 2432.077 | 3547
12 | 2431.122 | 3624
12 | 2431.054 | 3631
12 | 2431.677 | 3726
12 | 2452.257 | 3638
12 | 2573.735 | 3361
12 | 2639.406 | 3305
12 | 2622.231 | 3300
12 | 2562.673 | 3266
12 | 2490.299 | 3541
12 | 2437.934 | 3281
12 | 2431.028 | 2893
12 | 2353.705 | 3105
12 | 2353.702 | 3107
12 | 2353.702 | 3135
12 | 2353.702 | 3003
12 | 2353.706 | 2948
12 | 2356.544 | 3200
12 | 2452.366 | 3246
12 | 2545.102 | 3403
12 | 2501.074 | 3539
12 | 2456.757 | 3512
12 | 2427.228 | 3477
12 | 2389.69 | 3484
12 | 2369.39 | 3469
12 | 2363.028 | 3451
12 | 2363.009 | 3489
12 | 2377.071 | 3607
12 | 2495.373 | 3466
12 | 2945.466 | 3265
12 | 3195.611 | 3236
12 | 3170.793 | 3272
12 | 3077.065 | 3265
12 | 2711.698 | 3293
12 | 2456.477 | 3507
12 | 2373.679 | 3258
12 | 2278.469 | 2971
12 | 2278.465 | 2967
12 | 2278.465 | 2972
12 | 2278.49 | 2936
12 | 2282.012 | 2850
12 | 2329.721 | 3179
12 | 2585.202 | 3208
12 | 3139.274 | 3394
12 | 3247.727 | 3600
12 | 2968.013 | 3598
12 | 2781.232 | 3460
12 | 2451.999 | 3468
12 | 2324.651 | 3603
12 | 2289.021 | 3825
12 | 2278.776 | 3828
12 | 2285.894 | 3873
12 | 2482.202 | 3589
12 | 2565.623 | 3379
12 | 2595.892 | 3309
12 | 2673.475 | 3308
12 | 2833.473 | 3323
12 | 2907.45 | 3582
12 | 2890.303 | 3712
12 | 2761.571 | 3539
12 | 2782.823 | 3338
12 | 2782.526 | 3246
12 | 2786.713 | 3265
12 | 2854.732 | 3140
12 | 2955.154 | 2980
12 | 3234.197 | 3070
12 | 3677.052 | 3184
12 | 3564.443 | 3267
12 | 3191.337 | 3374
12 | 3024.047 | 3425
12 | 2867.405 | 3535
12 | 2804.537 | 3466
12 | 2777.05 | 3489
12 | 2767.741 | 3622
12 | 2766.476 | 3739
12 | 2767.784 | 3667
12 | 2780.568 | 3458
12 | 2785.931 | 3414
12 | 2788.067 | 3285
12 | 2793.068 | 3301
12 | 2801.577 | 3328
12 | 2805.016 | 3413
12 | 2801.972 | 3540
12 | 2794.861 | 3419
12 | 2700.395 | 3374
12 | 2707.785 | 3447
12 | 2714.317 | 3485
12 | 2722.26 | 3483
12 | 2757.488 | 3543
12 | 3022.272 | 3640
12 | 3599.727 | 3749
12 | 3404.123 | 3754
12 | 3117.153 | 3635
12 | 2880.119 | 3593
12 | 2740.295 | 3643
12 | 2703.95 | 3311
12 | 2700.391 | 3042
12 | 2700.18 | 2853
12 | 2700.18 | 2768
12 | 2701.631 | 2781
12 | 2740.566 | 3050
12 | 2830.502 | 3413
12 | 2870.623 | 3341
12 | 2887.352 | 3336
12 | 2900.976 | 3290
12 | 2860.093 | 3366
12 | 2783.769 | 3144
12 | 2737.858 | 3165
12 | 2932.394 | 2955
12 | 2934.968 | 2928
12 | 2942.474 | 2930
12 | 2962.618 | 2966
12 | 3022.348 | 3029
12 | 3316.739 | 3301
12 | 3843.106 | 3488
12 | 3554.447 | 3566
12 | 3195.055 | 3644
12 | 2988.496 | 3743
12 | 2920.497 | 3698
12 | 2910.489 | 3579
12 | 2908.947 | 3576
12 | 2908.849 | 3395
12 | 2908.847 | 3340
12 | 2908.85 | 3307
12 | 2915.908 | 3164
12 | 2973.989 | 3508
12 | 3036.145 | 3564
12 | 3065.061 | 3578
12 | 3072.066 | 3470
12 | 3020.712 | 3424
12 | 2950.188 | 3416
12 | 2921.004 | 3095
12 | 2844.027 | 2891
12 | 2839.658 | 2829
12 | 2842.465 | 2948
12 | 2861.156 | 2883
12 | 2926.461 | 2850
12 | 3222.307 | 3160
12 | 3742.369 | 3274
12 | 3470.492 | 3365
12 | 3116.533 | 3485
12 | 2914.174 | 3677
12 | 2837.221 | 3605
12 | 2825.103 | 3533
12 | 2822.771 | 3403
12 | 2822.487 | 3411
12 | 2822.478 | 3298
12 | 2822.507 | 3300
12 | 2834.681 | 3257
12 | 2895.875 | 3267
12 | 2977.64 | 3172
12 | 3044.666 | 3257
12 | 3042.805 | 3173
12 | 2964.721 | 3274
12 | 2871.216 | 3333
12 | 2833.908 | 3078
12 | 2857.393 | 2824
12 | 2845.358 | 2793
12 | 2844.459 | 2805
12 | 2868.296 | 2772
12 | 2950.663 | 2987
12 | 3250.848 | 3392
12 | 3601.41 | 3514
12 | 3279.201 | 3588
12 | 2951.635 | 3577
12 | 2793.389 | 3515
12 | 2735.8 | 3429
12 | 2711.426 | 3202
12 | 2703.06 | 3243
12 | 2701.668 | 3243
12 | 2701.623 | 3183
12 | 2702.453 | 3187
12 | 2717.947 | 3265
12 | 2776.042 | 3259
12 | 2801.015 | 3458
12 | 2798.504 | 3330
12 | 2773.553 | 3075
12 | 2738.302 | 2941
12 | 2709.917 | 3023
12 | 2702.067 | 2629
12 | 2454.794 | 2443
12 | 2454.788 | 2420
12 | 2454.787 | 2442
12 | 2454.791 | 2497
12 | 2455.092 | 2513
12 | 2503.831 | 2949
12 | 3170.355 | 3277
12 | 2899.192 | 3547
12 | 2513.093 | 3760
12 | 2461.033 | 3889
12 | 2455.179 | 3896
12 | 2454.791 | 3791
12 | 2454.787 | 3658
12 | 2454.787 | 3530
12 | 2454.787 | 3396
12 | 2454.787 | 3178
12 | 2454.895 | 3206
12 | 2466.514 | 3482
12 | 2498.899 | 3387
12 | 2489.707 | 2805
12 | 2484.538 | 2441
12 | 2460.322 | 2443
12 | 2454.909 | 2487
12 | 2454.787 | 2403
12 | 2121.066 | 2193
12 | 2116.141 | 2086
12 | 2123.996 | 2087
12 | 2148.186 | 2191
12 | 2238.221 | 2567
12 | 2559.796 | 2958
12 | 3029.828 | 3293
12 | 2834.259 | 3455
12 | 2628.217 | 3656
12 | 2529.028 | 3616
12 | 2493.04 | 3727
12 | 2441.382 | 3669
12 | 2370.521 | 3667
12 | 2305.598 | 3527
12 | 2272.054 | 3734
12 | 2314.373 | 3600
12 | 2525.487 | 3549
12 | 3026.083 | 3569
12 | 3129.685 | 3574
12 | 2981.582 | 3281
12 | 2711.2 | 3129
12 | 2390.92 | 3008
12 | 2177.84 | 2486
12 | 2073.203 | 2233

## Interruptibles
FY16Budget
INTERRUPTIBLE LOAD FORECAST
Direct Served & Distributor
Demand (MW) | Direct Served Load | Distributor Load |  | IP5 | 60MR | IP30
| Replaced with data from the FY16PSP |  | total | 5 MR is being terminated and most customers will be off on or before 9/17 but expect most customers to transfer to the new IP5 option and may see some transfer to IP30 | Program is being terminated and most customers will be off by 9/17. some may transfer to IP30 but unknown at this time | RP is being terminated and most customers will be off on or before 9/18 but expect most customers to transfer to the new IP30 or IP5 option
2018-01-02 | 930.144 | 272.878 | 1203.022 | 519.698 | 0 | 648.62 | 173.2327 | 216.2067 | Interruptible Program | IP5 | 60MR | IP30 | Total
2018-02-02 | 930.144 | 272.878 | 1203.022 | 519.698 | 0 | 648.62 | 173.2327 | 216.2067 | 2020 Summer Capacity (MW) | 611.744 | 0 | 637.69 | 1249.434
2018-03-02 | 930.144 | 272.878 | 1203.022 | 519.698 | 0 | 648.62 | 173.2327 | 216.2067 | Reliability Calls | Unlimited | Unlimited | Unlimited
2018-04-02 | 968.509 | 298.433 | 1266.942 | 553.193 | 0 | 676.03 | 184.3977 | 225.3433 | Reliability Call Shadow Price | 1000 | 1000 | 1000 | Check with Scott Easly to see what if any they use
2018-05-02 | 968.509 | 298.433 | 1266.942 | 553.193 | 0 | 676.03 | 184.3977 | 225.3433
2018-06-02 | 967.993 | 313.246 | 1281.239 | 611.744 | 0 | 637.69 | 203.9147 | 212.5633 | Demand Response Program | EnerNoc | DVR | DLC | ADR | Res Premise | Total
2018-07-02 | 967.993 | 313.246 | 1281.239 | 611.744 | 0 | 637.69 | 203.9147 | 212.5633 | 2020 Summer Capacity (MW) | 229.4 | 143.4 | 30 | 0 | 1.275 | 404.075
2018-08-02 | 967.993 | 313.246 | 1281.239 | 611.744 | 0 | 637.69 | 203.9147 | 212.5633 | Reliability Calls | 40 | 100 | 100 | 12 | 200
2018-09-02 | 967.993 | 313.246 | 1281.239 | 611.744 | 0 | 637.69 | 203.9147 | 212.5633 | Reliability Call Shadow Price | 1000 | 1000 | 1000
2018-10-02 | 968.509 | 298.433 | 1266.942 | 553.193 | 0 | 676.03 | 184.3977 | 225.3433
2018-11-02 | 968.509 | 298.433 | 1266.942 | 553.193 | 0 | 676.03 | 184.3977 | 225.3433
2018-12-02 | 930.144 | 272.878 | 1203.022 | 519.698 | 0 | 648.62 | 173.2327 | 216.2067
Note on D5: Schmidt, Tracy A: replaced with a formula. Not sure of source of the value that was there.
Note on M7: Schmidt, Tracy A: deleted to reflect program termination
Note on O7: Schmidt, Tracy A: replaced with a formula

## Load Forecast
2015-02-121
FY16 (Feb15) budget forecast
Day_Hour | Hour1 | Hour2 | Hour3 | Hour4 | Hour5 | Hour6 | Hour7 | Hour8 | Hour9 | Hour10 | Hour11 | Hour12 | Hour13 | Hour14 | Hour15 | Hour16 | Hour17 | Hour18 | Hour19 | Hour20 | Hour21 | Hour22 | Hour23 | Hour24 | Total | Peak | Month | Year
2012-01-01 | 16259.5506 | 15914.947 | 15583.5457 | 15313.324 | 15201.1489 | 15278.5164 | 15584.1819 | 15949.7279 | 16523.7171 | 16633.7393 | 16448.6918 | 16456.9148 | 16425.3024 | 16194.5436 | 15973.2949 | 16102.555 | 16947.0571 | 18545.1729 | 18859.9562 | 18960.8507 | 18817.0452 | 18515.6839 | 18030.875 | 17565.9043 | 402.0862 | 18960.8507 | 1 | 2012
2012-01-02 | 17595.6842 | 17631.6559 | 17832.151 | 18232.5898 | 18837.3026 | 19778.1748 | 20803.4489 | 21339.3469 | 21576.9145 | 21773.4803 | 21752.6723 | 21670.8609 | 21512.6595 | 21368.2644 | 21420.5486 | 22003.3098 | 23450.4885 | 25262.3495 | 25622.3403 | 25600.7622 | 25345.373 | 24807.814 | 24036.9243 | 23405.6747 | 522.6608 | 25622.3403 | 1 | 2012
2012-01-03 | 23112.2191 | 23066.3034 | 23223.6037 | 23535.8838 | 24270.8748 | 25668.3338 | 27166.3488 | 27276.7158 | 26681.9629 | 25948.722 | 25284.97 | 24591.1615 | 23871.4419 | 23279.0908 | 22816.7583 | 22912.8631 | 24105.2709 | 26182.0823 | 26781.1305 | 26901.9411 | 26707.2941 | 26040.5413 | 25113.5759 | 24396.5559 | 598.9356 | 27276.7158 | 1 | 2012
2012-01-04 | 24103.9545 | 24006.0465 | 24080.017 | 24368.5997 | 24983.5419 | 26352.823 | 27777.2245 | 27398.8133 | 26050.7028 | 24620.5788 | 23486.6131 | 22522.5595 | 21675.5704 | 21024.4151 | 20516.6388 | 20536.0932 | 21501.7387 | 23216.4054 | 23624.3645 | 23605.5596 | 23380.3965 | 22664.7166 | 21624.8429 | 20782.7308 | 563.9049 | 27777.2245 | 1 | 2012
2012-01-05 | 20439.0411 | 20405.8391 | 20548.4506 | 20948.5697 | 21779.6217 | 23468.1558 | 25260.2768 | 25113.2117 | 23856.8688 | 22301.4321 | 21172.6379 | 20334.7986 | 19711.4068 | 19218.488 | 18829.2041 | 18829.6914 | 19605.1877 | 21403.3799 | 21943.434 | 22124.3611 | 21973.8045 | 21333.6992 | 20410.991 | 19687.8408 | 510.7004 | 25260.2768 | 1 | 2012
2012-01-06 | 19379.0486 | 19367.2683 | 19516.0154 | 19902.8948 | 20694.9325 | 22356.745 | 24088.6826 | 23909.9825 | 22682.3103 | 21300.9508 | 20282.7369 | 19497.0307 | 18883.9509 | 18421.0493 | 18043.9788 | 17926.0898 | 18436.8964 | 19757.0494 | 19850.5031 | 19632.3572 | 19280.4711 | 18734.9733 | 17885.0826 | 16977.6424 | 476.8086 | 24088.6826 | 1 | 2012
2012-01-07 | 16254.6084 | 15832.1892 | 15582.746 | 15537.1573 | 15611.6214 | 15964.8072 | 16567.8813 | 17070.4054 | 17736.1725 | 18150.9612 | 18252.9159 | 18135.58 | 17957.9061 | 17718.4419 | 17559.6438 | 17638.1661 | 18173.2716 | 19223.4467 | 19219.8808 | 18932.6456 | 18512.4498 | 17960.8549 | 17217.4219 | 16464.5796 | 417.2758 | 19223.4467 | 1 | 2012
2012-01-08 | 15997.6568 | 15769.8829 | 15685.484 | 15733.9891 | 15904.9585 | 16333.7528 | 17026.2456 | 17825.938 | 18590.6913 | 18653.9678 | 18339.6911 | 18262.2994 | 18308.1578 | 18174.0654 | 18053.207 | 18222.3413 | 18945.3026 | 19999.1822 | 20008.5856 | 19843.3897 | 19358.9947 | 18513.3834 | 17488.7779 | 16630.7916 | 427.6707 | 20008.5856 | 1 | 2012
2012-01-09 | 16144.8073 | 15917.1154 | 15881.4977 | 16047.2053 | 16674.0646 | 18227.7075 | 19969.0418 | 20119.3879 | 19980.168 | 19934.9755 | 19893.8109 | 19746.2572 | 19568.7459 | 19332.7086 | 19124.2438 | 19313.9699 | 20023.5146 | 21091.1428 | 21086.6936 | 20661.027 | 20057.7116 | 19291.5324 | 18230.9579 | 17334.8213 | 453.6531 | 21091.1428 | 1 | 2012
2012-01-10 | 16708.5615 | 16427.1084 | 16364.5046 | 16554.4463 | 17214.2169 | 18735.5255 | 20460.2332 | 20550.2554 | 20318.4926 | 20082.86 | 19895.7399 | 19716.3504 | 19564.776 | 19477.2108 | 19375.9399 | 19539.8611 | 20235.5454 | 21252.3353 | 21264.3506 | 20941.8121 | 20362.4079 | 19342.4619 | 18097.801 | 17072.7389 | 459.5555 | 21264.3506 | 1 | 2012
2012-01-11 | 16437.5453 | 16108.084 | 15923.5405 | 15957.9078 | 16438.5719 | 17831.3872 | 19469.932 | 19612.1498 | 19431.9307 | 19446.9315 | 19507.1262 | 19515.2198 | 19504.0044 | 19536.5726 | 19579.5871 | 19898.6365 | 20668.3237 | 21604.4737 | 21623.9599 | 21342.147 | 20890.2101 | 19987.2875 | 18787.4944 | 17795.137 | 456.8982 | 21623.9599 | 1 | 2012
2012-01-12 | 17250.5539 | 16949.2711 | 16831.0309 | 16950.255 | 17503.0709 | 19017.4519 | 20769.0204 | 20938.052 | 20898.0718 | 21058.4968 | 21313.0252 | 21585.5141 | 21928.4508 | 22335.6968 | 22705.4016 | 23434.1538 | 24412.0604 | 25968.9616 | 26533.2819 | 26614.8964 | 26368.3957 | 25562.8925 | 24601.5239 | 23762.8397 | 525.2924 | 26614.8964 | 1 | 2012
2012-01-13 | 23440.6232 | 23366.7433 | 23391.27 | 23573.104 | 24136.651 | 25426.0771 | 26906.1956 | 27148.5187 | 26978.0243 | 26656.4579 | 26175.2897 | 25530.3583 | 24846.8143 | 24304.8134 | 23886.1914 | 23757.3069 | 24298.7705 | 25628.9372 | 25784.4177 | 25641.3674 | 25370.5401 | 24867.3242 | 24169.9607 | 23542.7462 | 598.8285 | 27148.5187 | 1 | 2012
2012-01-14 | 23207.7038 | 23154.2826 | 23214.4372 | 23448.5731 | 23860.0098 | 24501.5236 | 25260.2186 | 25570.4334 | 25162.1786 | 24254.9549 | 23181.1505 | 22216.5492 | 21368.0714 | 20571.297 | 19973.0703 | 19857.3796 | 20413.1349 | 21948.0517 | 22201.515 | 22060.8186 | 21748.9292 | 21261.5612 | 20611.4874 | 19993.4254 | 539.0408 | 25570.4334 | 1 | 2012
2012-01-15 | 19686.5775 | 19656.1925 | 19822.7627 | 20135.4103 | 20588.1638 | 21286.9336 | 22237.0361 | 23048.2775 | 22977.7952 | 21951.7893 | 20729.8987 | 19886.8226 | 19284.7617 | 18712.5793 | 18280.4834 | 18329.9841 | 19169.5669 | 21070.6429 | 21664.517 | 21870.4183 | 21670.2523 | 21235.7764 | 20548.7281 | 19917.9605 | 493.7633 | 23048.2775 | 1 | 2012
2012-01-16 | 19496.6372 | 19208.4694 | 19077.2138 | 19106.6048 | 19427.3058 | 20241.8662 | 21202.9654 | 21617.8683 | 21730.8482 | 21841.9569 | 21800.3185 | 21591.1647 | 21266.7197 | 20915.8796 | 20582.4597 | 20452.1609 | 20834.7288 | 21784.5791 | 21731.3856 | 21296.212 | 20611.9229 | 19608.9524 | 18369.9106 | 17271.6431 | 491.0698 | 21841.9569 | 1 | 2012
2012-01-17 | 16611.2755 | 16225.034 | 16030.2318 | 16051.9033 | 16522.1602 | 17899.0611 | 19517.8383 | 19568.4442 | 19342.7816 | 19297.7008 | 19274.6278 | 19196.0252 | 19056.386 | 18938.4179 | 18824.848 | 19052.1211 | 19706.3071 | 20821.1385 | 21216.6384 | 21182.8544 | 21002.2927 | 20479.6003 | 19715.4824 | 19117.3489 | 454.6505 | 21216.6384 | 1 | 2012
2012-01-18 | 19008.0523 | 19140.3901 | 19384.579 | 19865.5629 | 20779.1781 | 22625.75 | 24525.1841 | 24622.4657 | 24324.3835 | 23975.6371 | 23477.6391 | 22893.7139 | 22256.416 | 21787.3248 | 21358.9296 | 21513.2148 | 22532.7003 | 24416.6874 | 25026.6654 | 25021.4264 | 24726.729 | 24096.3983 | 23129.1225 | 22411.2534 | 542.8994 | 25026.6654 | 1 | 2012
2012-01-19 | 22128.9742 | 22078.0469 | 22161.9951 | 22484.2625 | 23262.7364 | 24951.1402 | 26606.948 | 26212.0879 | 25167.2473 | 24079.1411 | 23125.2785 | 22314.8277 | 21608.6828 | 20953.526 | 20318.5775 | 20198.5696 | 20825.2652 | 22414.0537 | 22882.3065 | 22757.928 | 22355.1487 | 21397.8733 | 20166.1576 | 19104.1791 | 539.555 | 26606.948 | 1 | 2012
2012-01-20 | 18499.1313 | 18176.6832 | 18020.2361 | 18114.6257 | 18658.7549 | 20108.6721 | 21677.7128 | 21639.3082 | 21348.7899 | 21088.6765 | 20788.2353 | 20482.4959 | 20207.6443 | 19965.7511 | 19705.3439 | 19698.1414 | 20023.7871 | 20730.3582 | 20624.274 | 20171.6535 | 19598.249 | 18853.4125 | 17860.4218 | 16809.4187 | 472.8518 | 21677.7128 | 1 | 2012
2012-01-21 | 16157.7347 | 15749.3114 | 15562.5228 | 15600.4288 | 15825.3252 | 16376.9466 | 17150.6436 | 18032.1688 | 19014.3988 | 19820.162 | 20208.6444 | 20296.2881 | 20254.1391 | 20122.4733 | 20044.1621 | 20173.4788 | 20694.3345 | 21662.096 | 21681.4589 | 21396.9694 | 20922.8007 | 20301.7925 | 19441.9672 | 18617.9577 | 455.1082 | 21681.4589 | 1 | 2012
2012-01-22 | 18031.8555 | 17713.7387 | 17536.2434 | 17493.1314 | 17555.0011 | 17851.6385 | 18455.3546 | 19092.6254 | 19618.2089 | 19462.5381 | 18954.4803 | 18631.6867 | 18475.7301 | 18252.8901 | 18019.4182 | 18064.2122 | 18545.4593 | 19568.738 | 19604.1478 | 19337.7726 | 18729.3636 | 17888.9787 | 16830.747 | 15910.2747 | 439.6242 | 19618.2089 | 1 | 2012
2012-01-23 | 15367.7859 | 15063.8563 | 14980.2592 | 15192.0117 | 15773.9179 | 17247.4279 | 18980.0339 | 19150.6656 | 19078.2954 | 19006.8516 | 18912.6461 | 18769.4602 | 18616.5254 | 18417.0333 | 18169.7435 | 18207.0417 | 18673.675 | 20086.7318 | 20666.1423 | 20570.5371 | 20197.1129 | 19479.2353 | 18504.5753 | 17699.0557 | 436.8106 | 20666.1423 | 1 | 2012
2012-01-24 | 17395.6056 | 17396.8459 | 17577.8692 | 18026.9107 | 18927.8064 | 20816.5277 | 22792.934 | 22701.8848 | 21619.8828 | 20494.305 | 19804.9687 | 19249.9545 | 18807.0645 | 18483.7663 | 18189.3413 | 18174.7107 | 18630.1721 | 20271.5971 | 21036.533 | 21202.6791 | 21062.6786 | 20439.6712 | 19528.4823 | 18712.6343 | 471.3448 | 22792.934 | 1 | 2012
2012-01-25 | 18348.7711 | 18242.6006 | 18271.7577 | 18556.125 | 19260.9509 | 20832.5676 | 22498.5091 | 22333.0734 | 21590.4821 | 21014.0033 | 20584.9536 | 20089.3257 | 19734.9401 | 19397.6417 | 19028.4837 | 19020.059 | 19464.6561 | 20741.9178 | 21003.9779 | 20715.962 | 20290.2047 | 19394.4908 | 18171.3554 | 17121.3046 | 475.7081 | 22498.5091 | 1 | 2012
2012-01-26 | 16499.9595 | 16127.1212 | 15902.1505 | 15884.7124 | 16327.2128 | 17674.3136 | 19242.3401 | 19264.7971 | 19040.3757 | 19030.5853 | 19076.2079 | 19068.5217 | 18992.216 | 18866.8146 | 18700.2744 | 18842.888 | 19340.3944 | 20250.04 | 20422.6639 | 20133.4454 | 19692.1338 | 18794.2526 | 17733.4982 | 16818.7207 | 441.7256 | 20422.6639 | 1 | 2012
2012-01-27 | 16420.1999 | 16275.1181 | 16273.6856 | 16550.4244 | 17219.5107 | 18891.1502 | 20738.4331 | 20923.8361 | 20786.3502 | 20549.0765 | 20250.0405 | 19835.1072 | 19436.7474 | 19037.2268 | 18663.3589 | 18566.0454 | 18976.2917 | 20289.9731 | 20825.0815 | 20835.5516 | 20764.6926 | 20471.1422 | 19898.8351 | 19268.7093 | 461.7466 | 20923.8361 | 1 | 2012
2012-01-28 | 18857.5337 | 18696.2682 | 18648.411 | 18685.0346 | 18883.0242 | 19369.5758 | 19976.051 | 20443.0972 | 20649.7116 | 20314.8371 | 19822.7622 | 19404.6807 | 18952.7073 | 18435.8817 | 18059.2719 | 18051.6582 | 18672.011 | 20347.7206 | 21095.6274 | 21296.6757 | 21364.1662 | 21195.0622 | 20788.296 | 20418.8154 | 472.4289 | 21364.1662 | 1 | 2012
2012-01-29 | 20308.4058 | 20396.5758 | 20644.0589 | 20970.5911 | 21381.4077 | 21986.6922 | 22834.915 | 23422.4772 | 22823.5768 | 21395.6118 | 20010.1134 | 19201.5588 | 18697.9283 | 18199.5416 | 17823.7522 | 17795.2767 | 18420.6363 | 20126.1624 | 21121.5206 | 21383.8939 | 21306.9213 | 20826.9324 | 20101.1241 | 19526.9587 | 490.7066 | 23422.4772 | 1 | 2012
2012-01-30 | 19352.4788 | 19414.923 | 19639.6537 | 20044.6951 | 20933.5023 | 22721.246 | 24484.561 | 24136.9261 | 22807.1473 | 21477.4422 | 20521.2446 | 19830.5685 | 19290.5339 | 18848.2841 | 18451.998 | 18377.1026 | 18757.3783 | 20285.2521 | 21167.174 | 21187.703 | 20891.5201 | 20187.03 | 19127.8075 | 18315.4875 | 490.2517 | 24484.561 | 1 | 2012
2012-01-31 | 17943.3393 | 17805.6886 | 17800.9102 | 18021.0026 | 18655.9402 | 20219.9138 | 21810.904 | 21520.0001 | 20800.161 | 20107.966 | 19599.6909 | 19112.062 | 18702.6669 | 18405.8418 | 18119.2705 | 18105.2282 | 18473.2239 | 19782.062 | 20384.8392 | 20270.6738 | 19853.6006 | 19001.7582 | 17825.2604 | 16813.1155 | 459.1351 | 21810.904 | 1 | 2012
2012-02-01 | 16247.8546 | 15901.6956 | 15729.6598 | 15790.7439 | 16277.0284 | 17655.3658 | 19258.3104 | 19257.5269 | 19111.6022 | 19087.0564 | 19080.6017 | 19063.0722 | 18995.5567 | 18902.4457 | 18745.9136 | 18779.9161 | 19152.7839 | 20089.3062 | 20271.0529 | 19897.931 | 19397.8526 | 18519.8344 | 17346.9432 | 16337.1228 | 438.8972 | 20271.0529 | 2 | 2012
2012-02-02 | 15826.0697 | 15524.2617 | 15441.9367 | 15614.8609 | 16201.0783 | 17726.8886 | 19489.0062 | 19498.0952 | 19026.6442 | 18650.2289 | 18372.4916 | 18144.0686 | 17980.3508 | 17826.511 | 17630.7817 | 17581.0636 | 17813.8704 | 19035.0253 | 19818.7998 | 19824.7895 | 19710.8429 | 19075.8338 | 18192.341 | 17475.3032 | 431.4811 | 19824.7895 | 2 | 2012
2012-02-03 | 17186.823 | 17171.7355 | 17285.5412 | 17646.8711 | 18413.2666 | 20144.4962 | 21886.6748 | 21682.1326 | 20802.0527 | 19996.9447 | 19419.9929 | 18957.0586 | 18666.4274 | 18402.9836 | 18137.5436 | 18125.3668 | 18448.5768 | 19478.3244 | 19705.009 | 19464.274 | 19056.7693 | 18495.6656 | 17636.0208 | 16724.3241 | 452.9349 | 21886.6748 | 2 | 2012
2012-02-04 | 16099.7493 | 15696.3034 | 15487.9838 | 15472.5773 | 15596.2306 | 15974.4319 | 16652.9174 | 17315.3873 | 18097.2309 | 18541.1828 | 18625.7289 | 18508.1562 | 18255.506 | 17996.0541 | 17821.7351 | 17873.2559 | 18196.4825 | 18913.2072 | 18938.0122 | 18565.0894 | 18075.686 | 17415.7256 | 16596.81 | 15749.6404 | 416.4651 | 18938.0122 | 2 | 2012
2012-02-05 | 15187.0641 | 14840.8812 | 14691.4352 | 14691.4702 | 14811.4513 | 15190.508 | 15867.206 | 16700.5634 | 17536.4987 | 17657.5939 | 17420.7295 | 17369.6039 | 17481.7232 | 17446.9533 | 17448.8122 | 17653.9805 | 18157.1279 | 18951.2233 | 19089.1935 | 19064.3067 | 18754.2259 | 18626.9725 | 17866.3123 | 17065.3635 | 409.5712 | 19089.1935 | 2 | 2012
2012-02-06 | 16646.4776 | 16472.0222 | 16518.4239 | 16783.8928 | 17511.6687 | 19170.4318 | 20939.2355 | 21007.5099 | 20679.7311 | 20321.0163 | 19995.2289 | 19588.8151 | 19302.8788 | 19050.9406 | 18825.5339 | 18824.216 | 19210.112 | 20549.6647 | 21622.4943 | 21707.6403 | 21482.5764 | 20942.6723 | 20087.7822 | 19385.195 | 466.6262 | 21707.6403 | 2 | 2012
2012-02-07 | 19176.0923 | 19207.9568 | 19419.4983 | 19861.4234 | 20752.0029 | 22545.2551 | 24313.194 | 23975.1874 | 22587.2527 | 21170.3814 | 20204.5875 | 19535.4863 | 19019.4427 | 18633.5433 | 18311.5942 | 18305.5194 | 18810.6492 | 20331.7425 | 21219.0095 | 21274.7493 | 21033.0829 | 20267.2039 | 19183.4809 | 18267.9423 | 487.4063 | 24313.194 | 2 | 2012
2012-02-08 | 17772.6352 | 17508.603 | 17427.8429 | 17616.4696 | 18236.9171 | 19824.6271 | 21539.8195 | 21459.4673 | 21087.5226 | 20841.4513 | 20631.3472 | 20508.3518 | 20452.4611 | 20469.7278 | 20513.0986 | 20865.2141 | 21589.7923 | 22772.3761 | 23205.159 | 23017.4923 | 22710.2122 | 21901.9494 | 20736.6509 | 19838.076 | 492.5273 | 23205.159 | 2 | 2012
2012-02-09 | 19404.312 | 19215.6522 | 19227.5242 | 19475.6729 | 20168.7027 | 21805.1791 | 23472.6165 | 23356.1886 | 22873.5835 | 22329.8207 | 21791.6216 | 21254.0687 | 20696.6671 | 20259.1671 | 19877.2972 | 19852.0492 | 20355.1695 | 21985.621 | 23211.5046 | 23454.1588 | 23413.8699 | 22818.6574 | 21918.3798 | 21190.2426 | 513.4077 | 23472.6165 | 2 | 2012
2012-02-10 | 20941.037 | 20828.9036 | 20889.5944 | 21166.3923 | 21854.3558 | 23383.1138 | 24901.21 | 24710.3067 | 24140.0332 | 23466.2703 | 22688.1558 | 22048.0974 | 21623.5906 | 21382.1926 | 21147.5681 | 21351.5034 | 21881.7785 | 22851.5725 | 22985.2995 | 22664.4713 | 22230.401 | 21591.3304 | 20789.0364 | 20027.5199 | 531.5437 | 24901.21 | 2 | 2012
2012-02-11 | 19667.5867 | 19631.448 | 19785.2033 | 20094.4026 | 20630.5995 | 21557.3564 | 22769.2349 | 23948.2903 | 25019.9337 | 25455.711 | 25348.7043 | 25022.6877 | 24476.514 | 23933.6479 | 23521.3433 | 23496.3544 | 24126.0623 | 25660.6234 | 26582.7579 | 26596.9585 | 26438.6505 | 26026.0423 | 25372.345 | 24815.3428 | 569.9778 | 26596.9585 | 2 | 2012
2012-02-12 | 24537.021 | 24448.5737 | 24560.4892 | 24765.1604 | 25067.4917 | 25638.0323 | 26318.7265 | 26570.7334 | 26133.3294 | 24983.5035 | 23600.5193 | 22618.2431 | 21845.4216 | 21098.7536 | 20491.1141 | 20325.9719 | 20875.9716 | 22663.1996 | 24226.039 | 24689.5958 | 24608.5103 | 24204.0074 | 23619.4882 | 23138.9351 | 571.0288 | 26570.7334 | 2 | 2012
2012-02-13 | 23089.9796 | 23279.3903 | 23618.5328 | 24149.1483 | 25077.0459 | 26839.2897 | 28405.0708 | 27773.5282 | 26416.0916 | 25229.3905 | 24269.2308 | 23541.3145 | 23045.4411 | 22631.3698 | 22333.2738 | 22441.468 | 22968.7727 | 24125.2063 | 24696.4904 | 24508.4628 | 24012.6042 | 23114.2169 | 21895.0671 | 20844.3205 | 578.3047 | 28405.0708 | 2 | 2012
2012-02-14 | 20285.4595 | 19955.2462 | 19802.7687 | 19880.7281 | 20371.4628 | 21765.5929 | 23334.7243 | 23211.0183 | 22914.5915 | 22725.5396 | 22521.6974 | 22223.4701 | 22001.3687 | 21696.1676 | 21463.2016 | 21491.8902 | 21808.6981 | 22613.3444 | 23007.7778 | 22755.1429 | 22227.9956 | 21307.097 | 20156.5275 | 19160.3849 | 518.6819 | 23334.7243 | 2 | 2012
2012-02-15 | 18631.4574 | 18344.0804 | 18260.3925 | 18522.5086 | 19187.1161 | 20830.4345 | 22475.8049 | 22247.9956 | 21556.5192 | 20905.4018 | 20347.6484 | 19765.1032 | 19360.7308 | 19036.8672 | 18785.3952 | 18876.5225 | 19350.626 | 20449.6008 | 21008.9024 | 20746.1924 | 20322.5302 | 19475.4198 | 18262.2971 | 17206.8456 | 473.9564 | 22475.8049 | 2 | 2012
2012-02-16 | 16638.4697 | 16284.3843 | 16153.9893 | 16257.5397 | 16762.997 | 18214.0334 | 19808.5555 | 19758.1165 | 19603.9447 | 19561.3232 | 19467.7779 | 19273.6524 | 19041.08 | 18797.6502 | 18564.4776 | 18569.4701 | 18896.7249 | 19916.6971 | 20663.6536 | 20578.1323 | 20225.249 | 19526.9882 | 18502.3291 | 17577.7912 | 448.645 | 20663.6536 | 2 | 2012
2012-02-17 | 17182.5516 | 17058.2284 | 17108.4543 | 17451.9197 | 18160.6969 | 19791.7159 | 21426.745 | 21422.0086 | 20864.4825 | 20266.9352 | 19615.0319 | 19073.9595 | 18614.761 | 18266.9261 | 17955.4534 | 17895.491 | 18142.6697 | 19076.4786 | 19780.2439 | 19617.826 | 19294.9875 | 18820.5924 | 18090.4892 | 17294.7662 | 452.2734 | 21426.745 | 2 | 2012
2012-02-18 | 16821.9278 | 16579.2811 | 16556.1858 | 16728.1565 | 17086.0428 | 17752.9521 | 18550.8921 | 19098.4254 | 19255.7249 | 19080.9657 | 18783.9769 | 18447.0586 | 18138.5531 | 17960.7303 | 17821.893 | 17986.4658 | 18387.4747 | 19208.8687 | 19567.4483 | 19333.2432 | 18960.4805 | 18375.687 | 17650.9649 | 16874.3976 | 435.0078 | 19567.4483 | 2 | 2012
2012-02-19 | 16386.3613 | 16139.911 | 16079.2875 | 16164.4615 | 16395.958 | 16905.2757 | 17741.0928 | 18747.7112 | 19788.8622 | 20170.3328 | 20213.8001 | 20306.7684 | 20320.504 | 20120.2825 | 19909.2802 | 19868.4751 | 20154.5522 | 21087.8782 | 22100.2874 | 22211.7372 | 21967.1947 | 21525.2418 | 20893.2179 | 20351.9877 | 465.5505 | 22211.7372 | 2 | 2012
2012-02-20 | 20207.8608 | 20286.3837 | 20577.4563 | 21048.4781 | 21855.1415 | 23300.3107 | 24619.8908 | 24720.6881 | 23869.5425 | 22855.5922 | 21952.2137 | 21061.3685 | 20322.1949 | 19707.3789 | 19150.2294 | 18918.2206 | 19087.0754 | 20264.6765 | 21723.0595 | 21923.4046 | 21713.1872 | 21068.3572 | 20057.807 | 19135.6304 | 509.4261 | 24720.6881 | 2 | 2012
2012-02-21 | 18606.7722 | 18294.5373 | 18130.7935 | 18196.2307 | 18666.9779 | 20077.2023 | 21470.1834 | 21216.9718 | 20605.7491 | 20125.3318 | 19710.5368 | 19278.3287 | 18877.3464 | 18498.3048 | 18138.1806 | 18014.9881 | 18209.326 | 19160.4299 | 20380.0937 | 20461.0712 | 20195.7126 | 19510.4856 | 18592.6442 | 17825.2928 | 462.2435 | 21470.1834 | 2 | 2012
2012-02-22 | 17536.3096 | 17461.9526 | 17567.6673 | 17835.3849 | 18520.3602 | 20063.0272 | 21434.5689 | 21089.562 | 20464.8929 | 20069.7573 | 19763.2365 | 19494.8656 | 19271.7198 | 19047.3685 | 18812.0111 | 18800.6244 | 19023.1944 | 19697.6196 | 20363.4619 | 20066.5284 | 19646.1923 | 18827.1799 | 17646.7156 | 16615.6412 | 459.1198 | 21434.5689 | 2 | 2012
2012-02-23 | 16040.959 | 15712.2677 | 15594.1209 | 15696.8725 | 16239.71 | 17696.0148 | 19133.3089 | 18960.2535 | 18596.1228 | 18313.4642 | 18181.9272 | 18055.9047 | 18031.5136 | 18020.6253 | 17935.8454 | 17939.5148 | 17982.5453 | 18587.4224 | 19565.7786 | 19419.648 | 18948.7069 | 18004.914 | 16770.6123 | 15643.0424 | 425.0711 | 19565.7786 | 2 | 2012
2012-02-24 | 14945.0341 | 14542.6416 | 14292.128 | 14278.6073 | 14693.7125 | 16068.6032 | 17614.9122 | 17948.8277 | 18152.323 | 18363.0079 | 18519.505 | 18533.2005 | 18468.3763 | 18415.2272 | 18291.981 | 18388.2894 | 18807.6453 | 19738.788 | 20726.0181 | 20695.5297 | 20533.7482 | 20155.5663 | 19535.8629 | 18894.0959 | 430.6036 | 20726.0181 | 2 | 2012
2012-02-25 | 18653.8593 | 18610.8758 | 18738.4631 | 19015.5011 | 19488.0211 | 20254.5094 | 20959.3998 | 21176.2313 | 20869.128 | 20426.3321 | 19909.061 | 19399.6492 | 18866.7928 | 18306.7051 | 17822.3377 | 17672.4437 | 17966.6962 | 19061.9071 | 20402.8601 | 20661.1164 | 20696.135 | 20478.4932 | 20011.1634 | 19497.4409 | 468.9451 | 21176.2313 | 2 | 2012
2012-02-26 | 19273.154 | 19252.4767 | 19367.0725 | 19619.9155 | 19976.4751 | 20594.5588 | 21240.8282 | 21452.5502 | 20769.9096 | 19612.5795 | 18498.7226 | 17824.7783 | 17389.6045 | 16926.7055 | 16525.9091 | 16445.2874 | 16728.2634 | 17698.7603 | 19142.0682 | 19425.5885 | 19196.6777 | 18649.5974 | 17850.6704 | 17173.213 | 450.6354 | 21452.5502 | 2 | 2012
2012-02-27 | 16792.3631 | 16627.0863 | 16594.2546 | 16784.4909 | 17400.8453 | 18966.4214 | 20421.6277 | 20322.0212 | 19798.9616 | 19271.9037 | 18826.2378 | 18485.9607 | 18221.952 | 18052.3086 | 17801.2267 | 17698.7564 | 17796.5458 | 18501.2017 | 19695.6419 | 19610.1201 | 19174.5268 | 18387.5252 | 17350.8325 | 16512.8905 | 439.0957 | 20421.6277 | 2 | 2012
2012-02-28 | 16145.9626 | 16072.4563 | 16202.8145 | 16574.9774 | 17354.6728 | 19102.4052 | 20644.3312 | 20236.9903 | 19373.7176 | 18732.4816 | 18351.2676 | 18109.6663 | 17964.6756 | 17856.2654 | 17659.9357 | 17671.5973 | 17890.5596 | 18620.8655 | 19582.5695 | 19365.906 | 18816.4997 | 17855.7251 | 16656.5214 | 15592.8777 | 432.4357 | 20644.3312 | 2 | 2012
2012-02-29 | 14972.1068 | 14599.234 | 14426.3951 | 14506.3554 | 14942.0998 | 16272.3219 | 17751.1053 | 17896.4284 | 17947.1883 | 18051.3243 | 18203.207 | 18245.0012 | 18243.1411 | 18216.7987 | 18086.6596 | 18144.9553 | 18375.0789 | 18884.8393 | 19453.3094 | 19163.4726 | 18681.7704 | 17781.0451 | 16541.4976 | 15462.287 | 414.8476 | 19453.3094 | 2 | 2012
2012-03-01 | 14940.4273 | 14578.7255 | 14473.8156 | 14626.127 | 15231.8863 | 16850.3884 | 18418.7404 | 18463.908 | 18136.8894 | 17928.4094 | 17875.8683 | 17847.041 | 17843.9994 | 17824.651 | 17748.7682 | 17734.6598 | 17732.7746 | 18135.7561 | 19264.715 | 19216.3849 | 18837.1621 | 18064.4765 | 16955.4063 | 15983.5568 | 414.7145 | 19264.715 | 3 | 2012
2012-03-02 | 15492.1338 | 15168.514 | 15028.1578 | 15073.2954 | 15505.2468 | 16850.688 | 18177.9364 | 18268.8088 | 18284.8076 | 18345.778 | 18438.5514 | 18508.2006 | 18398.8733 | 18386.0417 | 18283.0181 | 18083.3492 | 17857.3016 | 18088.3036 | 18466.525 | 18093.9331 | 17508.232 | 16760.7023 | 15926.2762 | 15138.9773 | 414.1337 | 18508.2006 | 3 | 2012
2012-03-03 | 14654.7482 | 14454.6012 | 14481.6076 | 14689.9194 | 15124.319 | 15964.2915 | 16881.9557 | 17873.2706 | 18396.6963 | 18387.0287 | 18096.8942 | 17737.3234 | 17330.8322 | 16945.0918 | 16711.6445 | 16698.4702 | 16960.6233 | 17776.2279 | 18928.0401 | 18959.1487 | 18820.4312 | 18456.672 | 17857.0111 | 17287.7053 | 409.4746 | 18959.1487 | 3 | 2012
2012-03-04 | 17003.3752 | 16976.8004 | 17120.2664 | 17372.7388 | 17764.6029 | 18473.4166 | 19155.0049 | 19702.4353 | 19609.3575 | 19062.6365 | 18444.9877 | 18276.3826 | 18200.6052 | 17917.0849 | 17689.3877 | 17686.6011 | 17999.4574 | 18895.5949 | 20149.545 | 20307.6516 | 19933.1846 | 19222.7637 | 18252.0169 | 17448.5871 | 442.6645 | 20307.6516 | 3 | 2012
2012-03-05 | 17005.3622 | 16855.0621 | 16878.025 | 17185.8193 | 17979.1261 | 19775.871 | 21369.9727 | 21505.5988 | 21174.0337 | 20727.2068 | 20343.6357 | 19956.7289 | 19582.0106 | 19195.2395 | 18810.674 | 18684.5858 | 18854.9077 | 19830.6794 | 21554.8574 | 21874.639 | 21747.1323 | 21222.2596 | 20338.2758 | 19680.0685 | 472.1318 | 21874.639 | 3 | 2012
2012-03-06 | 19444.4516 | 19401.324 | 19537.1724 | 19867.0548 | 20567.4143 | 22107.1984 | 23238.4361 | 22487.4729 | 21225.884 | 20257.0182 | 19587.045 | 19037.803 | 18639.5927 | 18288.2058 | 17978.73 | 17832.4815 | 17925.9461 | 18652.0963 | 20009.3125 | 20111.1825 | 19743.3505 | 18910.7996 | 17801.5746 | 16936.0728 | 469.5876 | 23238.4361 | 3 | 2012
2012-03-07 | 16512.0082 | 16355.1498 | 16348.8874 | 16544.9781 | 17129.1527 | 18659.5949 | 19849.4879 | 19553.1026 | 18924.3571 | 18539.6484 | 18313.6507 | 18169.4216 | 18044.9943 | 17962.935 | 17804.476 | 17791.4331 | 17918.3342 | 18429.3715 | 19495.0019 | 19378.231 | 18953.6827 | 18086.7922 | 16858.7477 | 15850.9048 | 431.4743 | 19849.4879 | 3 | 2012
2012-03-08 | 15302.7136 | 14967.4236 | 14843.6055 | 14928.0027 | 15424.3278 | 16800.0206 | 18107.119 | 18239.1742 | 18152.1318 | 18220.6107 | 18282.6829 | 18300.9008 | 18381.1759 | 18312.9021 | 18249.24 | 18424.4578 | 18831.3763 | 19527.2075 | 20043.6399 | 19862.1826 | 19422.2951 | 18574.8218 | 17510.533 | 16619.2974 | 425.3278 | 20043.6399 | 3 | 2012
2012-03-09 | 16211.5796 | 16039.2451 | 16099.648 | 16363.0052 | 17086.2047 | 18777.4095 | 20298.865 | 20623.4528 | 20419.2127 | 20049.8717 | 19662.7542 | 19236.9817 | 18801.2289 | 18391.1027 | 18036.2461 | 17792.4536 | 17780.5292 | 18304.3383 | 19545.9741 | 19670.7267 | 19565.3426 | 19243.6356 | 18615.3292 | 18014.1135 | 444.6293 | 20623.4528 | 3 | 2012
2012-03-10 | 17687.8317 | 17580.9338 | 17694.1478 | 17956.8811 | 18354.5324 | 19060.3486 | 19550.0562 | 19681.2232 | 19421.77 | 18921.7906 | 18248.1957 | 17713.0618 | 17200.0308 | 16720.6381 | 16454.174 | 16354.9185 | 16452.8521 | 16922.8018 | 18089.411 | 18143.3344 | 17887.5461 | 17456.0984 | 16838.8471 | 16255.0171 | 426.6464 | 19681.2232 | 3 | 2012
2012-03-11 | 15938.6327 | 15869.0585 | 15937.7141 | 15991.3392 | 16160.7167 | 16616.7176 | 17333.3195 | 17938.851 | 18107.6219 | 17715.4119 | 17189.2905 | 16927.1914 | 16778.1606 | 16485.9083 | 16220.2162 | 16142.8983 | 16234.9559 | 16487.7312 | 17090.1087 | 18083.6014 | 17853.0887 | 17175.3149 | 16217.5091 | 15279.4806 | 401.7748 | 18107.6219 | 3 | 2012
2012-03-12 | 14688.2468 | 14343.7426 | 14205.7037 | 14267.622 | 14705.3041 | 15976.7861 | 17478.0569 | 17928.9962 | 17981.8918 | 18134.9216 | 18407.1926 | 18490.1062 | 18536.2811 | 18457.9421 | 18279.3906 | 18273.5247 | 18267.5026 | 18344.4782 | 18622.0328 | 19413.3535 | 19098.0632 | 18235.2925 | 17003.1582 | 15855.8281 | 414.9954 | 19413.3535 | 3 | 2012
2012-03-13 | 15108.2315 | 14669.2486 | 14456.4178 | 14412.3578 | 14768.9438 | 15974.6101 | 17450.2047 | 17709.8536 | 17782.2503 | 17972.4925 | 18219.756 | 18452.376 | 18669.3545 | 18875.99 | 18925.91 | 19057.792 | 19151.9694 | 19118.7722 | 19141.1543 | 20014.3636 | 19759.3143 | 18726.0319 | 17307.6231 | 16011.2488 | 421.7363 | 20014.3636 | 3 | 2012
2012-03-14 | 15124.7694 | 14606.3102 | 14332.5125 | 14320.8794 | 14697.8234 | 15940.192 | 17410.7847 | 17629.3408 | 17703.978 | 17944.0445 | 18346.6019 | 18772.4147 | 19218.7379 | 19552.595 | 19748.1182 | 19989.7086 | 20123.1346 | 20029.5622 | 19919.9851 | 20444.2239 | 20094.9374 | 19121.9846 | 17656.5706 | 16287.4844 | 429.0167 | 20444.2239 | 3 | 2012
2012-03-15 | 15434.5163 | 14862.5598 | 14535.6424 | 14453.4063 | 14792.6022 | 15962.1285 | 17394.8792 | 17575.9997 | 17794.1237 | 18206.8875 | 18754.848 | 19328.6096 | 19882.7929 | 20235.2585 | 20266.0493 | 20245.27 | 20181.7048 | 20014.1417 | 19965.1711 | 20194.2729 | 19765.0729 | 18796.1956 | 17403.1357 | 16184.6865 | 432.23 | 20266.0493 | 3 | 2012
2012-03-16 | 15334.1466 | 14774.0778 | 14488.2025 | 14399.5871 | 14659.3409 | 15791.2584 | 17135.1919 | 17522.037 | 17755.6514 | 18065.7307 | 18352.0159 | 18565.3186 | 18704.3982 | 18786.8794 | 18759.9435 | 18766.3677 | 18747.8517 | 18575.512 | 18391.7367 | 18883.0337 | 18573.6962 | 17853.8024 | 16793.6296 | 15685.0374 | 415.3644 | 18883.0337 | 3 | 2012
2012-03-17 | 14831.4421 | 14247.4791 | 13924.7976 | 13775.0029 | 13801.5488 | 14127.8135 | 14685.3851 | 15178.6299 | 16080.5 | 16815.9854 | 17317.4974 | 17733.8025 | 18037.5141 | 18191.6012 | 18218.8824 | 18271.1266 | 18321.0648 | 18255.2512 | 18217.0305 | 18666.9204 | 18296.5407 | 17543.2378 | 16476.8456 | 15387.0015 | 396.4029 | 18666.9204 | 3 | 2012
2012-03-18 | 14545.1848 | 13984.6513 | 13679.2308 | 13501.6056 | 13441.0303 | 13624.8196 | 14078.952 | 14650.0496 | 15625.0058 | 16202.8202 | 16531.8629 | 17115.9928 | 17791.3505 | 18298.3682 | 18683.1495 | 19013.135 | 19315.6861 | 19317.2396 | 19094.4772 | 19739.2423 | 19335.4274 | 18287.5934 | 16901.8275 | 15652.7375 | 398.4114 | 19739.2423 | 3 | 2012
2012-03-19 | 14860.9783 | 14357.7717 | 14115.3544 | 14086.4689 | 14448.3207 | 15718.5852 | 17226.9311 | 17509.3539 | 17753.3899 | 18209.5338 | 18736.8077 | 19208.0964 | 19818.6642 | 20335.0943 | 20718.6632 | 21052.9634 | 21181.1045 | 21065.7042 | 20796.8972 | 21310.7472 | 20868.5971 | 19647.836 | 17987.1637 | 16508.3639 | 437.5234 | 21310.7472 | 3 | 2012
2012-03-20 | 15542.3056 | 14945.0633 | 14622.4916 | 14523.9569 | 14780.4725 | 15948.2043 | 17395.562 | 17568.4533 | 17871.3874 | 18416.261 | 19097.9725 | 19810.5311 | 20382.1803 | 20952.6342 | 21335.6479 | 21845.8549 | 21893.5591 | 21579.3221 | 21251.3907 | 21741.6799 | 21312.0379 | 20028.0829 | 18325.7914 | 16810.2917 | 447.9811 | 21893.5591 | 3 | 2012
2012-03-21 | 15820.0769 | 15188.6489 | 14814.2434 | 14648.4106 | 14911.9062 | 16080.6693 | 17496.7186 | 17673.0407 | 18009.0818 | 18525.6717 | 19154.7212 | 19691.1948 | 20185.155 | 20550.3031 | 20698.2656 | 20786.2665 | 20640.9064 | 20367.4798 | 20237.1528 | 20712.6515 | 20384.169 | 19357.8141 | 17834.5898 | 16476.4127 | 440.2456 | 20786.2665 | 3 | 2012
2012-03-22 | 15586.5741 | 15028.8118 | 14682.2992 | 14578.9821 | 14788.8701 | 15931.3879 | 17388.5647 | 17677.6794 | 17887.0702 | 18254.1175 | 18617.5936 | 18925.3131 | 19136.9021 | 19262.1144 | 19227.6567 | 19182.4494 | 19108.7224 | 19032.7984 | 19033.9416 | 19612.3472 | 19405.5686 | 18444.307 | 17106.256 | 15903.0447 | 423.8034 | 19612.3472 | 3 | 2012
2012-03-23 | 15091.1354 | 14637.3429 | 14374.6826 | 14307.7621 | 14586.0694 | 15707.6332 | 17176.6836 | 17489.4221 | 17740.3149 | 18073.1436 | 18388.971 | 18585.8735 | 18809.1201 | 18961.2621 | 19030.4454 | 19110.2936 | 19089.6102 | 18844.2436 | 18517.8896 | 18902.3283 | 18586.187 | 17786.1567 | 16663.3661 | 15521.9004 | 415.9818 | 19110.2936 | 3 | 2012
2012-03-24 | 14650.1658 | 14080.1828 | 13735.1561 | 13595.6903 | 13609.1334 | 13948.2484 | 14458.646 | 15007.8141 | 15870.3206 | 16486.6191 | 16726.9234 | 16819.595 | 16818.9267 | 16714.5454 | 16638.3319 | 16636.5406 | 16718.8946 | 16690.3438 | 16703.9759 | 17345.4976 | 17261.4602 | 16667.7033 | 15801.9718 | 14874.5941 | 377.8613 | 17345.4976 | 3 | 2012
2012-03-25 | 14218.9109 | 13803.6194 | 13584.3613 | 13509.953 | 13529.0099 | 13798.7397 | 14314.9829 | 15046.0311 | 15851.4861 | 16050.4598 | 15972.8688 | 16111.7603 | 16392.9712 | 16520.5751 | 16596.4374 | 16764.8094 | 17029.5607 | 17192.6564 | 17270.8476 | 18081.6103 | 18077.9224 | 17231.7673 | 16048.4682 | 14909.1506 | 377.909 | 18081.6103 | 3 | 2012
2012-03-26 | 14238.8427 | 13917.0208 | 13771.1302 | 13827.7043 | 14255.291 | 15576.9605 | 17044.5183 | 17352.8919 | 17549.1164 | 17835.628 | 18177.2891 | 18501.1964 | 18838.2354 | 19160.913 | 19339.3089 | 19676.9471 | 19883.0689 | 19849.7111 | 19628.5421 | 20116.3169 | 19834.3501 | 18683.7603 | 17113.7018 | 15771.1463 | 419.9436 | 20116.3169 | 3 | 2012
2012-03-27 | 14894.8067 | 14437.8784 | 14204.3959 | 14199.3928 | 14586.57 | 15876.6629 | 17311.8692 | 17503.4665 | 17582.7366 | 17724.6656 | 17955.8411 | 18261.1062 | 18651.7245 | 19092.4986 | 19474.8272 | 19985.2278 | 20279.5574 | 20282.6715 | 20059.1878 | 20520.2793 | 20248.6239 | 19059.621 | 17453.5165 | 16075.4943 | 425.7226 | 20520.2793 | 3 | 2012
2012-03-28 | 15193.6926 | 14668.3889 | 14370.5948 | 14319.0127 | 14629.1017 | 15843.9097 | 17210.5356 | 17388.4673 | 17653.4169 | 18056.0192 | 18591.4966 | 19161.7937 | 19732.8592 | 20257.6464 | 20608.1211 | 21024.5275 | 21197.3197 | 21046.7215 | 20691.8738 | 20960.5633 | 20685.3651 | 19498.2599 | 17839.7056 | 16368.1867 | 436.9976 | 21197.3197 | 3 | 2012
2012-03-29 | 15452.9239 | 14885.9146 | 14524.0765 | 14412.342 | 14673.514 | 15813.0094 | 17133.8977 | 17351.5695 | 17696.815 | 18212.9945 | 18817.0489 | 19510.2002 | 20121.1738 | 20604.5929 | 20959.5948 | 21231.6513 | 21307.3412 | 21080.7366 | 20730.4751 | 21022.7704 | 20767.7015 | 19545.7928 | 17913.6827 | 16443.2978 | 440.2131 | 21307.3412 | 3 | 2012
2012-03-30 | 15482.2968 | 14913.1907 | 14552.1007 | 14429.4415 | 14679.5812 | 15808.4517 | 17074.9755 | 17441.1413 | 17762.6328 | 18151.224 | 18540.8825 | 18817.6762 | 19027.8837 | 19107.87 | 18992.3056 | 18941.5165 | 18947.8911 | 18758.3981 | 18507.7402 | 18847.8922 | 18702.5046 | 17972.355 | 16905.5152 | 15775.7016 | 418.1412 | 19107.87 | 3 | 2012
2012-03-31 | 14925.4585 | 14368.7711 | 14030.1521 | 13874.7479 | 13879.6991 | 14178.3938 | 14621.9789 | 15199.4245 | 16159.2616 | 16948.5589 | 17508.3255 | 18060.8297 | 18567.0571 | 18994.6112 | 19324.7418 | 19578.017 | 19686.6702 | 19452.0312 | 19006.4495 | 19135.1047 | 18810.4138 | 17902.0899 | 16703.3592 | 15515.2174 | 406.4314 | 19686.6702 | 3 | 2012
2012-04-01 | 14671.5048 | 14111.7661 | 13751.9661 | 13557.5922 | 13628.7143 | 13873.2051 | 14243.5829 | 14986.8617 | 16039.0567 | 16630.3543 | 17074.4291 | 17752.734 | 18505.3014 | 19183.0388 | 19750.5827 | 20226.964 | 20667.4757 | 20747.181 | 20408.5151 | 20568.7466 | 20316.6024 | 19138.8256 | 17657.1473 | 16299.751 | 413.7919 | 20747.181 | 4 | 2012
2012-04-02 | 15377.7688 | 14844.4626 | 14525.9642 | 14505.8078 | 15046.3243 | 16304.5889 | 17625.4756 | 18099.0185 | 18743.9932 | 19516.4955 | 20351.2117 | 21105.9915 | 21902.9284 | 22713.5553 | 23350.1794 | 23789.5965 | 23969.1904 | 23704.6617 | 23185.6109 | 23176.0634 | 22636.8773 | 21013.9132 | 19106.5259 | 17507.5222 | 472.1037 | 23969.1904 | 4 | 2012
2012-04-03 | 16296.1495 | 15549.0291 | 15127.411 | 15004.5812 | 15406.0399 | 16567.2642 | 17814.7084 | 18148.4557 | 18624.9402 | 19251.416 | 19990.3844 | 20754.3039 | 21566.1151 | 22281.1751 | 22692.1457 | 22768.7467 | 22630.8057 | 22163.4193 | 21621.3427 | 21745.8065 | 21285.6722 | 19929.4762 | 18212.1616 | 16679.255 | 462.1108 | 22768.7467 | 4 | 2012
2012-04-04 | 15731.3342 | 15180.0242 | 14833.9518 | 14749.9696 | 15156.5099 | 16348.362 | 17591.5793 | 17969.5143 | 18443.6212 | 19020.1847 | 19631.5099 | 20258.4164 | 20972.7993 | 21654.5313 | 22134.0504 | 22417.2946 | 22475.643 | 22170.537 | 21580.6627 | 21515.4054 | 21227.1492 | 20021.8837 | 18336.0295 | 16821.1196 | 456.2421 | 22475.643 | 4 | 2012
2012-04-05 | 15801.9028 | 15197.5344 | 14784.0567 | 14666.7729 | 15039.5339 | 16197.5241 | 17487.4333 | 17821.1776 | 18212.79 | 18620.9575 | 18957.3461 | 19124.7734 | 19296.7396 | 19335.7924 | 19170.0247 | 18997.3789 | 18898.7171 | 18673.3001 | 18509.2643 | 18644.0819 | 18444.9588 | 17617.6437 | 16403.4312 | 15243.7697 | 421.1469 | 19335.7924 | 4 | 2012
2012-04-06 | 14496.7973 | 14058.5315 | 13750.2098 | 13697.2318 | 13993.9331 | 14761.7921 | 15565.597 | 16158.2372 | 16702.2472 | 17013.5032 | 17060.0818 | 16974.4775 | 16856.087 | 16830.1891 | 16816.2435 | 16849.1976 | 16934.9505 | 16873.9416 | 16651.0205 | 17094.034 | 17209.6811 | 16613.6311 | 15724.8362 | 14817.4777 | 383.5039 | 17209.6811 | 4 | 2012
2012-04-07 | 14137.8141 | 13796.1449 | 13645.5829 | 13646.3674 | 13925.4692 | 14426.7201 | 14963.9907 | 15687.038 | 16269.6104 | 16453.9965 | 16360.4017 | 16246.6596 | 16164.867 | 16174.4367 | 16325.1339 | 16581.3145 | 16871.3484 | 16985.7773 | 16869.1287 | 17369.0411 | 17407.7625 | 16710.5324 | 15695.4412 | 14652.7152 | 377.3673 | 17407.7625 | 4 | 2012
2012-04-08 | 13870.5229 | 13441.4413 | 13203.2902 | 13153.5663 | 13381.2015 | 13780.0555 | 14205.9039 | 15137.7985 | 15900.3677 | 15961.9782 | 15740.395 | 15778.2735 | 15909.749 | 15922.1575 | 15965.3045 | 16034.8867 | 16065.2214 | 16030.9191 | 16063.388 | 16946.507 | 17102.8749 | 16331.9204 | 15254.1812 | 14316.9304 | 365.4988 | 17102.8749 | 4 | 2012
2012-04-09 | 13743.1422 | 13478.5783 | 13422.638 | 13639.5372 | 14329.773 | 15820.3724 | 17295.6434 | 17808.9136 | 17934.8885 | 18021.5628 | 18156.173 | 18205.2658 | 18303.4782 | 18425.0967 | 18512.8107 | 18648.8124 | 18774.3459 | 18755.3398 | 18683.8815 | 19237.8428 | 19252.5517 | 18157.8045 | 16680.0964 | 15477.3348 | 410.7659 | 19252.5517 | 4 | 2012
2012-04-10 | 14763.1417 | 14399.8402 | 14266.5389 | 14347.6719 | 14884.0675 | 16456.6431 | 17901.2533 | 18111.5028 | 18105.2441 | 18179.1915 | 18230.1847 | 18240.6258 | 18260.4099 | 18265.5833 | 18204.2014 | 18229.6381 | 18298.5156 | 18247.3772 | 18247.3869 | 19006.4451 | 19173.8105 | 18219.1389 | 16892.7339 | 15820.6307 | 414.7518 | 19173.8105 | 4 | 2012
2012-04-11 | 15246.712 | 15016.3785 | 14961.3743 | 15174.4339 | 15936.8975 | 17556.3641 | 19118.7467 | 19207.4397 | 18821.1888 | 18614.9355 | 18456.9153 | 18271.5966 | 18113.0161 | 18005.6204 | 17932.4094 | 17902.4955 | 17938.5449 | 18017.5564 | 18186.8518 | 18995.2934 | 19414.1732 | 18738.189 | 17596.1698 | 16692.0406 | 423.9153 | 19414.1732 | 4 | 2012
2012-04-12 | 16267.3497 | 16113.2557 | 16178.2036 | 16507.1533 | 17380.8655 | 19095.8684 | 20611.5103 | 20469.4922 | 19752.6443 | 19167.9889 | 18750.0162 | 18357.6701 | 18118.5371 | 17982.7151 | 17798.0453 | 17755.5943 | 17760.684 | 17749.6978 | 17869.8461 | 18742.2132 | 19109.3959 | 18361 | 17142.1547 | 16153.2524 | 433.1952 | 20611.5103 | 4 | 2012
2012-04-13 | 15694.1163 | 15515.837 | 15511.6995 | 15744.8116 | 16487.2783 | 18051.3212 | 19440.6932 | 19396.9291 | 18933.7275 | 18554.8437 | 18287.707 | 18063.1607 | 17956.6642 | 17956.4558 | 17925.1277 | 17916.0597 | 17956.0066 | 17872.9195 | 17721.085 | 18193.593 | 18288.4336 | 17612.4636 | 16571.6683 | 15555.8453 | 421.2084 | 19440.6932 | 4 | 2012
2012-04-14 | 14829.2265 | 14396.8955 | 14196.9797 | 14162.8227 | 14403.3633 | 14897.2222 | 15302.3022 | 15958.8564 | 16595.3469 | 17007.6121 | 17229.7975 | 17330.8881 | 17462.8704 | 17667.0735 | 17971.4557 | 18283.2097 | 18596.0197 | 18656.4383 | 18414.4646 | 18619.0904 | 18712.8955 | 17903.8169 | 16769.4044 | 15610.0192 | 400.9781 | 18712.8955 | 4 | 2012
2012-04-15 | 14759.0726 | 14164.4006 | 13852.1543 | 13697.4486 | 13762.0329 | 13986.2349 | 14234.552 | 15118.1712 | 16139.989 | 16722.484 | 16993.0241 | 17414.1962 | 17972.9144 | 18424.7324 | 18864.7273 | 19324.2444 | 19771.76 | 19986.0301 | 19789.9795 | 20081.5995 | 20217.0998 | 19253.2114 | 17861.1465 | 16608.2643 | 408.9995 | 20217.0998 | 4 | 2012
2012-04-16 | 15652.9003 | 15049.6523 | 14668.8147 | 14628.4935 | 15101.5188 | 16417.5256 | 17725.1954 | 18169.568 | 18488.1853 | 18858.2176 | 19216.4198 | 19536.5324 | 19815.4709 | 20010.6093 | 20115.351 | 20158.1871 | 20123.5666 | 19921.7069 | 19736.0324 | 20048.2601 | 20003.2964 | 18876.1932 | 17352.6561 | 16021.507 | 435.6959 | 20158.1871 | 4 | 2012
2012-04-17 | 15207.658 | 14726.4454 | 14428.865 | 14395.182 | 14868.6706 | 16177.0037 | 17454.1163 | 17832.1348 | 17989.2974 | 18209.0725 | 18418.2767 | 18471.2327 | 18488.4797 | 18455.2416 | 18281.195 | 18234.1185 | 18291.0404 | 18350.3931 | 18475.3278 | 18971.567 | 18945.1504 | 18009.0087 | 16684.2842 | 15602.4717 | 414.9662 | 18971.567 | 4 | 2012
2012-04-18 | 14952.3898 | 14564.2476 | 14376.9096 | 14474.3202 | 15023.9777 | 16431.495 | 17810.0989 | 18011.9842 | 18039.3876 | 18104.2742 | 18262.23 | 18272.6426 | 18300.3032 | 18390.2383 | 18454.4747 | 18610.6483 | 18801.3167 | 18842.7337 | 18771.225 | 19021.0622 | 19254.5174 | 18289.3649 | 16851.0947 | 15635.038 | 417.546 | 19254.5174 | 4 | 2012
2012-04-19 | 14912.2349 | 14510.236 | 14346.7109 | 14431.8446 | 15036.1187 | 16413.8245 | 17725.8075 | 17968.8179 | 17934.3567 | 18038.5919 | 18206.4104 | 18373.9248 | 18554.3779 | 18869.4238 | 19141.1477 | 19479.8034 | 19759.737 | 19756.9779 | 19542.85 | 19703.5187 | 19922.5469 | 18826.7605 | 17287.3979 | 15882.7656 | 424.6262 | 19922.5469 | 4 | 2012
2012-04-20 | 15072.8017 | 14588.7745 | 14316.2809 | 14335.1505 | 14796.6419 | 16109.5372 | 17302.9428 | 17645.9699 | 17920.3091 | 18230.3528 | 18504.6017 | 18721.6741 | 18921.3341 | 19152.1013 | 19246.7138 | 19343.057 | 19320.4212 | 19039.0427 | 18633.694 | 18798.1708 | 18721.6011 | 17868.9514 | 16703.3997 | 15541.6998 | 418.8352 | 19343.057 | 4 | 2012
2012-04-21 | 14729.5624 | 14207.2243 | 13885.7726 | 13787.135 | 13948.8012 | 14356.3483 | 14750.2382 | 15481.0143 | 16395.2816 | 17006.168 | 17313.8623 | 17372.4209 | 17317.0543 | 17198.133 | 17061.0088 | 16991.1462 | 17024.8441 | 17034.0961 | 17001.4514 | 17389.9023 | 17521.5183 | 16909.1266 | 16021.3283 | 15124.5875 | 385.828 | 17521.5183 | 4 | 2012
2012-04-22 | 14522.1787 | 14172.8967 | 14021.7675 | 14010.6681 | 14215.2083 | 14581.4919 | 14950.0859 | 15876.3654 | 16615.0335 | 16696.668 | 16458.617 | 16371.9329 | 16382.2352 | 16315.149 | 16212.0893 | 16287.5439 | 16558.5615 | 16805.5469 | 17082.9866 | 17870.9092 | 18207.3549 | 17494.9081 | 16519.5645 | 15651.1259 | 383.8809 | 18207.3549 | 4 | 2012
2012-04-23 | 15219.4931 | 15050.9679 | 15072.2785 | 15341.59 | 16117.1213 | 17845.5596 | 19328.8429 | 19584.5517 | 19444.9325 | 19341.4032 | 19179.9429 | 18961.0759 | 18725.732 | 18446.5462 | 18167.8818 | 18059.3241 | 18065.8933 | 18178.8956 | 18433.458 | 19148.6686 | 19608.6957 | 18842.4205 | 17626.1656 | 16672.3995 | 430.4638 | 19608.6957 | 4 | 2012
2012-04-24 | 16206.8166 | 16003.5581 | 15936.5778 | 16140.949 | 16853.3469 | 18417.6578 | 19660.0203 | 19529.3924 | 19064.1451 | 18775.7109 | 18534.2452 | 18360.6889 | 18222.6554 | 18161.1484 | 18066.3774 | 18103.7477 | 18193.097 | 18211.8492 | 18369.7139 | 18942.3233 | 19201.5578 | 18307.582 | 16939.0473 | 15857.2588 | 430.0595 | 19660.0203 | 4 | 2012
2012-04-25 | 15239.1287 | 14888.5628 | 14724.9129 | 14814.0327 | 15373.8121 | 16711.8124 | 17892.1152 | 18063.8422 | 18088.9679 | 18217.1962 | 18416.9906 | 18682.5224 | 18983.5002 | 19380.2752 | 19679.041 | 19953.2176 | 20158.426 | 20213.0895 | 20127.0632 | 20331.7941 | 20656.8787 | 19728.2448 | 18176.0378 | 16798.9963 | 435.3005 | 20656.8787 | 4 | 2012
2012-04-26 | 15916.9391 | 15365.0244 | 15022.8181 | 14936.678 | 15362.0883 | 16629.4353 | 17857.8578 | 18293.2769 | 18662.7895 | 19161.0882 | 19671.3289 | 20045.9949 | 20350.9152 | 20708.5287 | 20938.4784 | 21145.252 | 21297.7606 | 21259.4577 | 21027.5198 | 21101.8746 | 21158.258 | 20118.6434 | 18514.1826 | 17052.2654 | 451.5985 | 21297.7606 | 4 | 2012
2012-04-27 | 16033.8744 | 15418.3964 | 15010.3936 | 14881.6396 | 15264.0515 | 16446.8052 | 17586.2157 | 17954.7765 | 18238.5804 | 18565.9114 | 18902.4941 | 19164.4131 | 19384.9493 | 19603.208 | 19707.6036 | 19812.9265 | 19838.1746 | 19617.757 | 19281.2039 | 19192.3493 | 19283.7167 | 18484.1333 | 17334.1824 | 16096.2213 | 431.104 | 19838.1746 | 4 | 2012
2012-04-28 | 15149.1449 | 14576.1179 | 14235.8193 | 14121.2607 | 14273.9298 | 14604.903 | 14878.5651 | 15736.2564 | 16719.8485 | 17515.0282 | 18175.3221 | 18796.7356 | 19391.734 | 20010.7746 | 20657.6264 | 21211.4332 | 21588.0359 | 21551.4642 | 20982.6864 | 20486.1926 | 20336.2587 | 19232.8058 | 17858.3969 | 16478.4852 | 428.5688 | 21588.0359 | 4 | 2012
2012-04-29 | 15467.2428 | 14753.8112 | 14307.7704 | 14061.012 | 14056.512 | 14148.6312 | 14275.7873 | 15353.4048 | 16704.9646 | 17701.1783 | 18603.3499 | 19565.8859 | 20489.2827 | 21244.2351 | 21887.4129 | 22423.6202 | 22762.4025 | 22744.8246 | 22260.0466 | 21840.6597 | 21634.1021 | 20234.0947 | 18484.5594 | 16867.1734 | 441.872 | 22762.4025 | 4 | 2012
2012-04-30 | 15773.2227 | 15128.4252 | 14750.9878 | 14648.1644 | 15122.6198 | 16343.0603 | 17548.3781 | 18272.4475 | 19041.3944 | 20033.7417 | 21155.8934 | 22193.777 | 23099.1392 | 23908.2826 | 24326.5284 | 24558.7848 | 24618.5051 | 24294.9011 | 23709.4394 | 23415.4287 | 23200.8309 | 21706.4089 | 19800.7043 | 18043.3083 | 484.6944 | 24618.5051 | 4 | 2012
2012-05-01 | 16595.7255 | 15853.7448 | 15390.0921 | 15208.6827 | 15549.2644 | 16720.8173 | 17877.7147 | 18554.685 | 19335.8533 | 20344.0155 | 21553.0923 | 22638.9447 | 23550.5225 | 24295.0923 | 24818.0474 | 25211.8815 | 25416.5569 | 25156.0154 | 24559.107 | 24039.2036 | 23811.5454 | 22270.7096 | 20213.1447 | 18385.4144 | 497.3499 | 25416.5569 | 5 | 2012
2012-05-02 | 17160.8174 | 16370.754 | 15886.5113 | 15677.7234 | 15960.2885 | 17075.3972 | 18273.7861 | 19032.9231 | 19972.2583 | 21193.076 | 22572.1393 | 23696.1603 | 24623.8337 | 25454.0459 | 26033.0888 | 26402.9491 | 26549.001 | 26118.4218 | 25272.4441 | 24486.0676 | 24020.7479 | 22407.6519 | 20332.9355 | 18568.2501 | 513.1413 | 26549.001 | 5 | 2012
2012-05-03 | 17306.4319 | 16522.941 | 16006.525 | 15780.7011 | 16059.1244 | 17185.6148 | 18392.1571 | 19025.9191 | 19520.7327 | 20115.5898 | 20672.3008 | 21014.511 | 21432.9473 | 21868.7695 | 22151.3988 | 22473.3588 | 22641.1351 | 22414.6516 | 22108.6748 | 21981.7978 | 22113.2368 | 20985.4955 | 19221.5734 | 17591.815 | 474.5874 | 22641.1351 | 5 | 2012
2012-05-04 | 16519.1235 | 15843.7084 | 15426.5015 | 15317.8861 | 15703.8409 | 16858.8513 | 18023.6322 | 18639.6866 | 19295.3055 | 20090.3531 | 21038.9316 | 21969.0488 | 22948.3569 | 23891.3575 | 24612.7025 | 25121.9681 | 25371.4216 | 25118.6289 | 24262.8581 | 23398.9149 | 23043.7764 | 21788.1902 | 20202.3129 | 18571.1743 | 493.0585 | 25371.4216 | 5 | 2012
2012-05-05 | 17281.6273 | 16415.9241 | 15845.482 | 15541.266 | 15498.5334 | 15717.9731 | 15915.7891 | 16623.9366 | 17698.0258 | 18764.8806 | 19882.5874 | 20981.0302 | 22043.5365 | 23047.2341 | 23833.7722 | 24328.1829 | 24433.504 | 24127.3797 | 23470.9013 | 22762.9806 | 22395.7668 | 21126.5991 | 19536.4741 | 17957.9313 | 475.2313 | 24433.504 | 5 | 2012
2012-05-06 | 16744.5883 | 15907.4829 | 15343.2304 | 14988.4751 | 14849.1391 | 14853.5849 | 14984.7181 | 16090.0958 | 17641.9424 | 18915.6583 | 20035.6454 | 21232.6559 | 22541.5165 | 23624.2368 | 24458.3313 | 24982.6924 | 25094.0013 | 24656.4017 | 23768.8508 | 23055.1349 | 22661.9907 | 21237.9049 | 19366.3683 | 17568.7204 | 474.6034 | 25094.0013 | 5 | 2012
2012-05-07 | 16373.6031 | 15638.678 | 15202.8059 | 15092.2507 | 15456.9659 | 16559.2148 | 17763.7403 | 18625.8122 | 19369.2151 | 20079.1207 | 20758.3347 | 21322.6569 | 21814.2334 | 22179.6389 | 22388.0456 | 22637.3592 | 22713.4793 | 22462.7768 | 21973.5492 | 21756.7224 | 21773.3812 | 20566.5295 | 18793.1104 | 17262.7166 | 468.5639 | 22713.4793 | 5 | 2012
2012-05-08 | 16290.1806 | 15658.6371 | 15281.3529 | 15186.7483 | 15570.5733 | 16726.4426 | 17907.1983 | 18542.6039 | 19035.0952 | 19692.3031 | 20402.3207 | 20979.3714 | 21514.2423 | 22034.9011 | 22322.2838 | 22555.4271 | 22674.9694 | 22428.7651 | 21845.8777 | 21521.1991 | 21538.7241 | 20310.4927 | 18612.38 | 16999.8135 | 465.6319 | 22674.9694 | 5 | 2012
2012-05-09 | 16004.3723 | 15374.6606 | 15020.6962 | 14901.8194 | 15239.6622 | 16396.014 | 17505.9185 | 17866.403 | 18170.4089 | 18585.356 | 19009.092 | 19309.1524 | 19555.0814 | 19855.7809 | 20121.3107 | 20447.9874 | 20662.4241 | 20613.4241 | 20168.4968 | 19685.9022 | 19812.8237 | 18796.8901 | 17173.6872 | 15741.9811 | 436.0193 | 20662.4241 | 5 | 2012
2012-05-10 | 14884.2688 | 14379.5908 | 14111.8668 | 14080.9 | 14475.1587 | 15630.2661 | 16755.9192 | 17241.4019 | 17578.2996 | 17984.4702 | 18360.264 | 18567.0976 | 18858.7357 | 19191.6249 | 19490.8542 | 19842.0544 | 20063.2651 | 19971.2257 | 19612.2134 | 19323.7142 | 19637.9352 | 18679.5357 | 17112.1833 | 15684.6073 | 421.5175 | 20063.2651 | 5 | 2012
2012-05-11 | 14889.2913 | 14419.6233 | 14122.1209 | 14136.3171 | 14609.1321 | 15741.5101 | 16827.015 | 17286.9879 | 17537.3826 | 17929.9856 | 18266.3617 | 18510.818 | 18803.9825 | 19211.3001 | 19588.2768 | 19882.9899 | 19944.6562 | 19569.7484 | 18965.9674 | 18779.1568 | 18925.6895 | 18181.562 | 16999.6753 | 15761.1098 | 418.8907 | 19944.6562 | 5 | 2012
2012-05-12 | 14863.8678 | 14248.317 | 13936.7482 | 13827.9926 | 13964.6082 | 14295.6079 | 14596.1289 | 15351.3043 | 16170.7989 | 16739.0115 | 17106.1106 | 17294.9934 | 17418.2225 | 17515.5643 | 17576.1799 | 17613.8106 | 17619.9384 | 17573.4014 | 17486.7537 | 17661.681 | 17862.8057 | 17300.7654 | 16358.4163 | 15301.2086 | 389.6842 | 17862.8057 | 5 | 2012
2012-05-13 | 14522.1424 | 14019.8889 | 13721.7257 | 13585.6542 | 13639.1828 | 13824.4613 | 14079.5018 | 14990.1198 | 15980.7308 | 16428.3726 | 16448.5847 | 16423.9093 | 16455.8917 | 16388.896 | 16328.1701 | 16411.3132 | 16623.0754 | 16831.0578 | 16977.2432 | 17344.3346 | 17778.5502 | 17220.7415 | 16204.6632 | 15118.8445 | 377.3471 | 17778.5502 | 5 | 2012
2012-05-14 | 14447.2707 | 14088.4684 | 13932.1384 | 13983.5133 | 14473.2546 | 15711.343 | 16940.1427 | 17502.2786 | 17960.9126 | 18432.1283 | 18874.9456 | 19227.4521 | 19596.588 | 19983.6793 | 20245.4094 | 20483.2342 | 20655.9537 | 20589.8347 | 20309.8316 | 20155.9453 | 20373.3554 | 19354.5971 | 17767.7771 | 16269.9879 | 431.36 | 20655.9537 | 5 | 2012
2012-05-15 | 15315.0358 | 14751.9204 | 14434.6163 | 14394.9034 | 14759.5495 | 15838.9057 | 16988.2599 | 17602.4761 | 18136.1094 | 18745.8833 | 19496.1756 | 20116.3227 | 20685.3403 | 21243.3905 | 21607.7285 | 21940.8214 | 22084.7499 | 21838.2702 | 21310.7031 | 20902.4648 | 21016.7554 | 19903.7389 | 18122.4564 | 16503.6216 | 447.7402 | 22084.7499 | 5 | 2012
2012-05-16 | 15478.9309 | 14891.056 | 14554.9199 | 14416.6117 | 14771.3591 | 15822.7065 | 16958.5781 | 17592.9435 | 18253.4887 | 19012.754 | 19930.2914 | 20744.8124 | 21506.8625 | 22258.8947 | 22939.4919 | 23535.9807 | 23887.9678 | 23790.4042 | 23136.7328 | 22209.1462 | 22017.8033 | 20656.5373 | 18734.3588 | 17010.4461 | 464.1131 | 23887.9678 | 5 | 2012
2012-05-17 | 15888.2883 | 15212.8739 | 14805.2385 | 14681.9312 | 15005.4487 | 15991.8564 | 17086.4532 | 17796.5188 | 18548.1785 | 19407.3119 | 20473.6164 | 21438.3019 | 22393.484 | 23277.7407 | 23945.0611 | 24415.891 | 24498.9585 | 24180.5432 | 23441.8646 | 22621.5127 | 22469.1758 | 21232.0332 | 19329.2868 | 17568.9113 | 475.7105 | 24498.9585 | 5 | 2012
2012-05-18 | 16432.7933 | 15662.5856 | 15168.2597 | 14969.8015 | 15261.0145 | 16164.8637 | 17242.0231 | 18145.6663 | 19070.8809 | 20091.056 | 21236.0353 | 22316.3488 | 23292.3606 | 24160.743 | 24723.8666 | 25022.9197 | 24951.5163 | 24257.2064 | 23128.5001 | 22178.0122 | 21926.5714 | 20851.0479 | 19258.7637 | 17662.2323 | 483.1751 | 25022.9197 | 5 | 2012
2012-05-19 | 16436.0387 | 15600.4314 | 15058.9172 | 14740.7034 | 14710.7433 | 14842.5878 | 15155.0721 | 16294.3471 | 17671.547 | 18952.9344 | 20151.2057 | 21208.3217 | 22184.743 | 22975.2324 | 23522.2171 | 23772.9623 | 23838.4741 | 23430.7915 | 22546.0363 | 21634.3174 | 21325.0725 | 20201.0222 | 18669.9651 | 17109.8514 | 462.0335 | 23838.4741 | 5 | 2012
2012-05-20 | 15931.0498 | 15129.0936 | 14606.2083 | 14295.0576 | 14194.8794 | 14165.4307 | 14381.3354 | 15601.7322 | 17133.3937 | 18413.941 | 19551.5941 | 20706.1521 | 21888.7722 | 22790.6514 | 23349.3098 | 23668.6456 | 23813.6357 | 23644.6017 | 22924.4655 | 22110.0726 | 21809.6771 | 20424.1027 | 18755.7911 | 17194.6271 | 456.4842 | 23813.6357 | 5 | 2012
2012-05-21 | 16159.8343 | 15475.4842 | 15090.8184 | 14996.255 | 15316.5187 | 16291.0726 | 17413.384 | 18372.0766 | 19204.6337 | 20142.4102 | 21193.2981 | 22069.7533 | 22929.3244 | 23477.232 | 23706.9851 | 23726.2721 | 23422.6562 | 22666.2443 | 21933.0498 | 21389.1279 | 21336.6779 | 20241.9509 | 18589.4902 | 17037.0439 | 472.1816 | 23726.2721 | 5 | 2012
2012-05-22 | 16021.3224 | 15352.8976 | 14985.4129 | 14823.6049 | 15121.8402 | 16042.4612 | 17057.8017 | 17791.0184 | 18350.1724 | 18966.0879 | 19633.2242 | 20137.2136 | 20637.2192 | 21220.5415 | 21548.8989 | 21808.2344 | 21922.3273 | 21710.2388 | 21179.868 | 20608.4573 | 20603.968 | 19591.7365 | 17968.2979 | 16403.2895 | 449.4861 | 21922.3273 | 5 | 2012
2012-05-23 | 15462.6577 | 14870.9791 | 14533.1574 | 14446.858 | 14783.8312 | 15656.5972 | 16663.2103 | 17416.6959 | 18083.8723 | 18870.1473 | 19651.0872 | 20365.1054 | 21154.5435 | 21953.4247 | 22593.233 | 23173.5742 | 23547.5095 | 23465.066 | 22870.947 | 21914.0978 | 21651.4221 | 20504.6509 | 18724.0211 | 17068.5089 | 459.4252 | 23547.5095 | 5 | 2012
2012-05-24 | 16001.7471 | 15300.7892 | 14881.4404 | 14746.9521 | 15009.9985 | 15767.3906 | 16781.2366 | 17796.1822 | 18752.76 | 19892.8681 | 21133.0463 | 22239.4526 | 23480.7474 | 24614.1194 | 25419.8251 | 26018.8093 | 26200.9942 | 25929.2599 | 25163.9462 | 24179.4757 | 23964.8845 | 22720.5708 | 20820.6939 | 18983.3846 | 495.8006 | 26200.9942 | 5 | 2012
2012-05-25 | 17678.135 | 16769.8277 | 16174.0088 | 15897.7303 | 16070.4624 | 16708.636 | 17644.2869 | 18916.4708 | 20330.1552 | 21847.5531 | 23390.5172 | 24647.114 | 25709.426 | 26598.5296 | 27222.6853 | 27552.7115 | 27574.5093 | 27137.6138 | 26169.1586 | 24904.8804 | 24309.5294 | 22950.027 | 21011.8864 | 19122.0091 | 526.3379 | 27574.5093 | 5 | 2012
2012-05-26 | 17669.9169 | 16569.7265 | 15885.4177 | 15433.3201 | 15251.4857 | 15183.7217 | 15438.2912 | 16698.706 | 18518.1385 | 20427.7085 | 22282.8872 | 23736.5159 | 24836.5723 | 25669.5372 | 26326.5924 | 26805.7709 | 26995.5866 | 26736.0938 | 25949.8835 | 24755.1427 | 24163.2082 | 22743.1117 | 20898.1961 | 19073.4115 | 508.0489 | 26995.5866 | 5 | 2012
2012-05-27 | 17680.1879 | 16650.0087 | 15945.567 | 15550.865 | 15258.3322 | 15086.7251 | 15310.7215 | 16747.3963 | 18701.4279 | 20519.5422 | 22172.2318 | 23606.5653 | 24845.6576 | 25683.3323 | 26303.7186 | 26726.6224 | 26894.8729 | 26652.6969 | 25858.4606 | 24771.919 | 24217.9073 | 22921.5671 | 21192.702 | 19435.4427 | 508.7345 | 26894.8729 | 5 | 2012
2012-05-28 | 17901.9941 | 16913.2899 | 16247.28 | 15801.4372 | 15676.5443 | 15595.7406 | 15822.1439 | 17104.6187 | 19028.1027 | 21049.3661 | 22880.9096 | 24339.7134 | 25356.9726 | 26092.8883 | 26604.1565 | 26973.1433 | 27103.0106 | 26827.0033 | 26070.6885 | 25172.3727 | 24773.1204 | 23455.412 | 21569.8177 | 19719.0636 | 518.0788 | 27103.0106 | 5 | 2012
2012-05-29 | 18615.2651 | 17700.3269 | 17105.1357 | 16839.3613 | 16997.7117 | 17664.7902 | 18751.1913 | 20233.8557 | 21681.8066 | 22987.073 | 24239.9649 | 25323.4631 | 26484.7495 | 27484.2159 | 28055.4755 | 28180.8101 | 27859.5298 | 27136.8296 | 26057.5005 | 25021.6416 | 24335.8747 | 22846.911 | 21005.4175 | 19182.6809 | 541.7916 | 28180.8101 | 5 | 2012
2012-05-30 | 17866.6715 | 16955.0666 | 16346.6323 | 16046.3989 | 16203.9997 | 16766.6905 | 17686.132 | 18858.4284 | 20111.2144 | 21539.6014 | 23113.7276 | 24401.6853 | 25435.7541 | 26239.9463 | 26560.258 | 26617.7589 | 26455.9022 | 25910.7532 | 24992.5123 | 23854.4034 | 23317.1735 | 22036.7102 | 20215.9471 | 18374.757 | 515.9081 | 26617.7589 | 5 | 2012
2012-05-31 | 17061.1461 | 16255.592 | 15739.4333 | 15521.1259 | 15694.3584 | 16319.0306 | 17203.6571 | 18323.5906 | 19427.6292 | 20544.3144 | 21623.8847 | 22665.6587 | 23715.6084 | 24748.7182 | 25255.1586 | 25013.8495 | 24581.2259 | 23928.3189 | 23126.409 | 22476.9646 | 22105.6704 | 20973.5487 | 19411.6719 | 17924.8999 | 489.6415 | 25255.1586 | 5 | 2012
2012-06-01 | 15549.5541 | 14861.9412 | 14404.9196 | 14219.6805 | 14395.6441 | 15100.663 | 15758.1413 | 16428.7554 | 16981.261 | 17388.4672 | 17690.5858 | 17701.4415 | 17762.4169 | 17924.7657 | 17984.8354 | 18024.4786 | 17948.5056 | 17669.5694 | 17127.4465 | 16641.7909 | 16990.4761 | 16506.2208 | 15468.6738 | 14292.6827 | 394.8229 | 18024.4786 | 6 | 2012
2012-06-02 | 13424.6917 | 12857.1215 | 12556.0053 | 12423.1208 | 12506.6389 | 12623.8096 | 12926.835 | 13687.6636 | 14504.1589 | 15137.9584 | 15617.857 | 15899.9711 | 16107.2053 | 16434.1169 | 16807.8259 | 17240.7454 | 17610.2342 | 17757.5198 | 17488.4489 | 17077.8149 | 17290.4658 | 16775.5443 | 15623.5224 | 14452.7419 | 364.832 | 17757.5198 | 6 | 2012
2012-06-03 | 13492.7017 | 12907.2293 | 12536.8517 | 12367.3208 | 12381.2103 | 12344.6092 | 12600.2739 | 13623.1403 | 14769.8344 | 15743.2463 | 16711.2755 | 17622.7707 | 18592.7144 | 19583.3419 | 20444.9387 | 21184.2987 | 21727.1859 | 21803.9305 | 21423.5322 | 20797.6777 | 20781.0893 | 19809.1701 | 18162.1541 | 16635.845 | 408.0463 | 21803.9305 | 6 | 2012
2012-06-04 | 15491.0399 | 14773.6778 | 14310.9991 | 14222.6642 | 14506.1576 | 15262.3915 | 16213.6475 | 17090.5377 | 17847.4895 | 18694.0888 | 19578.19 | 20368.4638 | 21180.6758 | 21963.9534 | 22699.8497 | 23202.1333 | 23426.5104 | 23268.7212 | 22712.6396 | 21941.6865 | 21753.3957 | 20798.3041 | 19052.0224 | 17339.8131 | 457.6991 | 23426.5104 | 6 | 2012
2012-06-05 | 16080.0509 | 15263.4566 | 14749.4247 | 14536.4724 | 14710.1187 | 15418.3674 | 16253.1663 | 17126.6257 | 17962.0668 | 18810.9288 | 19697.1803 | 20411.2178 | 21076.0424 | 21698.5997 | 22146.9131 | 22481.0587 | 22598.3454 | 22282.7041 | 21519.3918 | 20563.7456 | 20382.6547 | 19443.5334 | 17777.5777 | 16086.0959 | 449.0757 | 22598.3454 | 6 | 2012
2012-06-06 | 14920.97 | 14168.2222 | 13696.1583 | 13532.6424 | 13812.8311 | 14429.2063 | 15326.2546 | 16333.553 | 17151.1555 | 18014.056 | 18892.4349 | 19470.7456 | 19941.6606 | 20577.3474 | 21118.2435 | 21584.772 | 21857.6635 | 21697.3598 | 20993.2826 | 19999.1526 | 19844.2884 | 18962.049 | 17290.5648 | 15712.8045 | 429.3274 | 21857.6635 | 6 | 2012
2012-06-07 | 14597.1591 | 13949.1735 | 13518.5101 | 13387.6877 | 13646.1045 | 14255.4589 | 15202.4347 | 16233.3114 | 17088.2759 | 18036.9325 | 19020.6826 | 19811.8055 | 20514.6476 | 21254.9587 | 21853.3856 | 22318.1053 | 22477.8718 | 22236.1291 | 21469.0461 | 20574.5265 | 20438.6233 | 19562.1827 | 17820.7063 | 16158.0183 | 435.4257 | 22477.8718 | 6 | 2012
2012-06-08 | 15000.472 | 14288.9209 | 13801.018 | 13647.9811 | 13866.075 | 14434.4699 | 15305.8651 | 16417.7486 | 17419.4587 | 18537.5075 | 19757.0537 | 20816.4455 | 21687.9047 | 22505.6854 | 23155.5791 | 23643.7168 | 23817.232 | 23539.2668 | 22675.8093 | 21496.6374 | 20961.6483 | 19919.3465 | 18259.0215 | 16582.7352 | 451.5376 | 23817.232 | 6 | 2012
2012-06-09 | 15325.9116 | 14488.1236 | 13941.6214 | 13642.6046 | 13637.7505 | 13687.0854 | 13951.9434 | 14959.8593 | 16305.3617 | 17785.153 | 19171.2039 | 20267.5111 | 21124.8467 | 21797.6693 | 22133.3244 | 22405.9946 | 22539.3162 | 22194.7144 | 21402.9405 | 20619.584 | 20478.79 | 19638.6933 | 18195.4381 | 16720.7024 | 436.4161 | 22539.3162 | 6 | 2012
2012-06-10 | 15528.047 | 14720.8606 | 14172.8852 | 13856.7352 | 13780.7031 | 13815.0853 | 13959.9052 | 14816.9388 | 15851.4381 | 16560.9607 | 17007.045 | 17411.6787 | 17853.8889 | 18226.377 | 18529.5969 | 18871.0165 | 19201.0416 | 19326.7182 | 19124.2031 | 18946.4454 | 19219.486 | 18750.8572 | 17560.3063 | 16280.2593 | 403.3725 | 19326.7182 | 6 | 2012
2012-06-11 | 15399.0795 | 14832.2028 | 14516.0369 | 14483.5017 | 14882.0602 | 15826.2553 | 16798.7251 | 17841.4559 | 18629.1278 | 19425.4529 | 20309.8249 | 21198.3558 | 22192.9183 | 23125.4823 | 23779.7128 | 23798.3628 | 23378.8955 | 22790.951 | 21884.5347 | 21028.202 | 20756.8187 | 19848.2131 | 18326.9388 | 16808.5821 | 461.8617 | 23798.3628 | 6 | 2012
2012-06-12 | 15735.3637 | 15047.5289 | 14592.0194 | 14444.6263 | 14717.5499 | 15493.4852 | 16435.7996 | 17404.3029 | 18190.4449 | 18943.5862 | 19808.1931 | 20485.6319 | 21224.4447 | 22021.7464 | 22675.4864 | 23209.8345 | 23345.3143 | 23138.7468 | 22445.5155 | 21559.46 | 21375.6092 | 20431.3642 | 18690.0154 | 17011.8152 | 458.4279 | 23345.3143 | 6 | 2012
2012-06-13 | 15782.1707 | 14972.4574 | 14422.1611 | 14178.5671 | 14360.7408 | 14931.4872 | 15835.3195 | 16978.6707 | 18064.5663 | 19221.7556 | 20480.6582 | 21574.5975 | 22555.2923 | 23463.9758 | 24180.7075 | 24713.0254 | 24930.928 | 24753.1866 | 23952.1741 | 22666.8203 | 22062.1708 | 20867.2614 | 18894.7278 | 17078.8729 | 470.9223 | 24930.928 | 6 | 2012
2012-06-14 | 15736.3307 | 14915.8565 | 14379.1477 | 14126.4408 | 14305.7488 | 14853.5595 | 15799.5162 | 16982.0941 | 18140.4667 | 19490.2094 | 21055.4278 | 22404.5298 | 23589.1484 | 24647.4947 | 25441.7232 | 25972.9949 | 26217.4429 | 25974.426 | 25093.2364 | 24002.9481 | 23493.0831 | 22290.2323 | 20242.2377 | 18313.1215 | 487.4674 | 26217.4429 | 6 | 2012
2012-06-15 | 16930.481 | 15979.8434 | 15340.5198 | 15047.2357 | 15160.1351 | 15688.9418 | 16629.4291 | 17960.0554 | 19358.2871 | 20898.8054 | 22363.0815 | 23537.6272 | 24562.275 | 25500.3844 | 26122.4627 | 26438.9938 | 26463.7972 | 25926.8183 | 24837.8284 | 23602.1112 | 23113.9141 | 22016.3129 | 20352.6875 | 18602.7819 | 502.4348 | 26463.7972 | 6 | 2012
2012-06-16 | 17211.489 | 16192.6072 | 15483.1214 | 15015.0451 | 14873.8572 | 14828.8693 | 15096.582 | 16297.2707 | 17942.2052 | 19526.4128 | 20905.0567 | 21845.4712 | 22641.7905 | 23313.684 | 23774.2023 | 24066.1284 | 24289.6035 | 24084.2591 | 23387.0572 | 22358.7083 | 21888.2846 | 20951.7696 | 19337.0248 | 17644.6335 | 472.9551 | 24289.6035 | 6 | 2012
2012-06-17 | 16326.5951 | 15393.5741 | 14723.6382 | 14325.088 | 14150.2225 | 13985.787 | 14227.7418 | 15552.0304 | 17218.1898 | 18579.3611 | 19698.6076 | 20671.0346 | 21551.707 | 22304.4111 | 22855.0705 | 23215.2055 | 23359.3935 | 23182.5821 | 22570.2759 | 21746.2584 | 21430.0658 | 20535.3163 | 18902.6892 | 17202.1084 | 453.707 | 23359.3935 | 6 | 2012
2012-06-18 | 15958.3523 | 15154.4677 | 14660.2681 | 14482.7847 | 14716.1322 | 15366.3322 | 16401.6495 | 17902.5963 | 19416.9382 | 21054.1231 | 22671.5879 | 23804.1869 | 24779.8214 | 25636.6445 | 26237.9997 | 26654.619 | 26772.9078 | 26520.5255 | 25785.5371 | 24655.3027 | 24047.8953 | 22811.7876 | 20718.7067 | 18710.2893 | 504.9215 | 26772.9078 | 6 | 2012
2012-06-19 | 17286.4936 | 16305.022 | 15665.6325 | 15348.4738 | 15442.226 | 15997.4604 | 16958.9575 | 18430.1035 | 19864.6919 | 21466.6662 | 23082.892 | 24269.9747 | 25247.3475 | 26094.6065 | 26653.2739 | 27106.8079 | 27208.7025 | 26942.0404 | 26192.941 | 25039.0005 | 24467.292 | 23154.0042 | 20989.0617 | 19005.77 | 518.2194 | 27208.7025 | 6 | 2012
2012-06-20 | 17551.2555 | 16524.2524 | 15821.2759 | 15449.1487 | 15551.7131 | 16055.9415 | 17038.9508 | 18501.281 | 20040.9501 | 21666.6336 | 23375.3016 | 24676.0618 | 25752.9014 | 26669.0305 | 27314.1436 | 27665.7598 | 27758.3139 | 27457.0117 | 26667.8846 | 25468.5202 | 24820.4019 | 23512.0755 | 21349.8551 | 19321.5134 | 526.0102 | 27758.3139 | 6 | 2012
2012-06-21 | 17831.2464 | 16788.5752 | 16047.5235 | 15713.2692 | 15796.7025 | 16251.9178 | 17223.7705 | 18733.168 | 20301.6735 | 22026.2613 | 23773.0198 | 25009.3787 | 26021.2741 | 26861.9936 | 27462.555 | 27885.6889 | 27974.1198 | 27613.3843 | 26867.0059 | 25769.3332 | 25219.2314 | 23975.1383 | 21857.7802 | 19861.1859 | 532.8652 | 27974.1198 | 6 | 2012
2012-06-22 | 18397.1797 | 17359.6317 | 16589.4249 | 16200.233 | 16241.5477 | 16705.301 | 17523.6917 | 18944.6622 | 20550.6592 | 22226.1572 | 23992.524 | 25286.3657 | 26280.2077 | 27084.9709 | 27578.4694 | 27844.9709 | 27821.1708 | 27383.2403 | 26517.0343 | 25273.5383 | 24537.8084 | 23314.5815 | 21401.1607 | 19503.5569 | 534.5581 | 27844.9709 | 6 | 2012
2012-06-23 | 17914.6726 | 16778.953 | 15969.0333 | 15415.7327 | 15173.717 | 15069.3967 | 15358.7133 | 16706.3776 | 18587.0828 | 20534.482 | 22493.2042 | 23883.4624 | 24907.4568 | 25734.4024 | 26345.8009 | 26822.3311 | 27021.6694 | 26810.3377 | 26093.1948 | 24788.1953 | 23855.5708 | 22522.8595 | 20574.6538 | 18679.1537 | 508.0405 | 27021.6694 | 6 | 2012
2012-06-24 | 17160.194 | 16112.9986 | 15348.5481 | 14834.6662 | 14525.8401 | 14281.5371 | 14567.3923 | 16103.827 | 18121.4263 | 20119.4676 | 22056.0345 | 23695.392 | 25045.4584 | 26073.597 | 26827.1823 | 27374.7553 | 27681.0742 | 27559.1118 | 26894.2782 | 25758.2037 | 24985.0131 | 23704.8635 | 21619.8018 | 19632.4583 | 510.0831 | 27681.0742 | 6 | 2012
2012-06-25 | 18136.5608 | 17081.6658 | 16304.49 | 15955.3286 | 16061.0611 | 16543.4025 | 17528.8094 | 19146.3302 | 20888.5024 | 22913.1678 | 24977.2544 | 26621.377 | 27888.2404 | 28829.9426 | 29437.8606 | 29712.2145 | 29740.5861 | 29376.4879 | 28610.1203 | 27444.6722 | 26792.1069 | 25501.1853 | 23315.4488 | 21186.5221 | 559.9933 | 29740.5861 | 6 | 2012
2012-06-26 | 19483.2027 | 18251.3748 | 17267.1985 | 16637.8555 | 16509.2822 | 16747.8328 | 17511.6924 | 18662.9319 | 19754.9341 | 20904.7258 | 22080.0098 | 22988.8433 | 23842.0911 | 24676.3082 | 25321.55 | 25821.4325 | 25983.3976 | 25703.5738 | 24870.6588 | 23580.1364 | 22792.849 | 21519.8683 | 19442.0568 | 17472.905 | 507.8267 | 25983.3976 | 6 | 2012
2012-06-27 | 16094.5261 | 15152.108 | 14517.9688 | 14221.7981 | 14383.3997 | 14883.0379 | 15731.2013 | 16908.5099 | 18080.0106 | 19414.2584 | 20893.2379 | 22244.3033 | 23592.4065 | 25029.5269 | 26201.9016 | 27175.4907 | 27718.3981 | 27709.107 | 27022.1852 | 25583.9094 | 24539.7284 | 23054.3766 | 20778.9054 | 18649.8516 | 499.5801 | 27718.3981 | 6 | 2012
2012-06-28 | 17116.9579 | 16079.9065 | 15394.5456 | 15012.6972 | 15110.6221 | 15600.9214 | 16495.9247 | 17870.309 | 19473.9243 | 21343.3704 | 23506.6662 | 25366.2801 | 27025.9159 | 28457.4915 | 29486.162 | 30153.8891 | 30421.8993 | 30233.4792 | 29545.6589 | 28290.6631 | 27403.1832 | 25886.8095 | 23519.6585 | 21225.4438 | 550.0224 | 30421.8993 | 6 | 2012
2012-06-29 | 19536.3796 | 18301.9691 | 17376.5823 | 16859.3505 | 16816.7744 | 17200.3174 | 17982.6371 | 19532.3541 | 21431.246 | 23663.3763 | 25954.3966 | 27849.2666 | 29271.4591 | 30462.0905 | 31101.7403 | 31362.5846 | 31394.3522 | 31015.1549 | 30103.8514 | 28992.6437 | 28250.9923 | 26938.8596 | 24836.9578 | 22752.2343 | 588.9876 | 31394.3522 | 6 | 2012
2012-06-30 | 21006.8537 | 19657.1785 | 18577.7262 | 17860.8753 | 17481.992 | 17192.7419 | 17297.654 | 18715.6209 | 20927.8057 | 23378.5132 | 25698.1711 | 27483.1825 | 28761.2628 | 29664.2833 | 30229.7531 | 30590.0086 | 30685.4698 | 30444.4293 | 29724.0177 | 28656.3886 | 28013.5778 | 26756.1591 | 24863.2973 | 22903.3526 | 586.5703 | 30685.4698 | 6 | 2012
2012-07-01 | 21237.5681 | 19994.0753 | 18988.591 | 18236.0841 | 17809.6603 | 17453.2149 | 17492.0416 | 19054.0062 | 21374.5561 | 23613.3565 | 25537.5537 | 27049.6787 | 28276.1331 | 29114.7354 | 29576.456 | 29871.7661 | 29974.0475 | 29655.353 | 28893.2096 | 27852.3907 | 27348.0445 | 26224.4626 | 24257.7235 | 22209.4144 | 581.0941 | 29974.0475 | 7 | 2012
2012-07-02 | 20648.0136 | 19493.0616 | 18591.2677 | 18014.4457 | 17937.0773 | 18341.4744 | 18936.2745 | 20242.0126 | 21790.2688 | 23460.2177 | 25061.3882 | 26366.3805 | 27513.6909 | 28437.1352 | 28794.1952 | 28715.0585 | 28396.6577 | 27853.0652 | 27068.0158 | 26009.589 | 25354.5292 | 24195.5079 | 22246.4662 | 20280.0957 | 563.7459 | 28794.1952 | 7 | 2012
2012-07-03 | 18791.0865 | 17739.9623 | 16987.9181 | 16504.0339 | 16494.9633 | 16900.7419 | 17615.3524 | 19047.5193 | 20656.6539 | 22433.5108 | 24217.0546 | 25784.7564 | 27091.9133 | 28089.848 | 28652.1706 | 28814.6746 | 28630.4799 | 28115.3011 | 27245.686 | 26060.1669 | 25461.6754 | 24296.719 | 22523.679 | 20699.0735 | 548.8549 | 28814.6746 | 7 | 2012
2012-07-04 | 18980.6911 | 17846.1704 | 16982.4913 | 16365.4163 | 16078.535 | 15855.8411 | 15860.3659 | 17109.6656 | 19155.6699 | 21496.4644 | 23718.2395 | 25382.352 | 26417.1752 | 26984.1409 | 27270.8096 | 27396.9716 | 27308.7559 | 26803.7865 | 25737.5128 | 24554.9092 | 23915.9993 | 22885.2902 | 21639.1103 | 20053.7507 | 525.8001 | 27396.9716 | 7 | 2012
2012-07-05 | 18909.2763 | 17868.8814 | 17105.1052 | 16641.6221 | 16616.6888 | 17016.5906 | 17814.353 | 19436.9288 | 21388.358 | 23567.7571 | 25723.8165 | 27359.3555 | 28682.5768 | 29557.2178 | 29884.7508 | 29934.3483 | 29412.6891 | 28093.0121 | 26867.4818 | 25594.7376 | 25110.5238 | 24005.7936 | 22173.4853 | 20413.1338 | 559.1785 | 29934.3483 | 7 | 2012
2012-07-06 | 19045.1234 | 17996.8988 | 17237.3823 | 16767.7548 | 16725.638 | 17078.7395 | 17692.6811 | 18974.0069 | 20557.0145 | 22380.9315 | 24373.1052 | 26139.8068 | 27680.8835 | 28814.3652 | 29365.1428 | 29479.9255 | 29081.3141 | 28356.1439 | 27129.705 | 25898.8432 | 25376.1808 | 24168.9879 | 22405.4215 | 20583.7532 | 553.3097 | 29479.9255 | 7 | 2012
2012-07-07 | 19061.3887 | 17951.0449 | 17117.7306 | 16570.0961 | 16352.6981 | 16216.0566 | 16377.9288 | 17705.0497 | 19706.3074 | 21924.8625 | 24133.5447 | 25926.5546 | 27271.6898 | 28255.3922 | 28852.7772 | 29140.2857 | 28978.8712 | 28647.1872 | 27848.7875 | 26768.3379 | 26290.4812 | 25155.7898 | 23396.4127 | 21568.5742 | 551.2178 | 29140.2857 | 7 | 2012
2012-07-08 | 20126.5424 | 19049.2155 | 18234.4884 | 17614.562 | 17307.2934 | 17074.1853 | 17166.1256 | 18496.165 | 20346.9047 | 21866.4907 | 23301.9147 | 24601.3464 | 25840.6621 | 26762.6063 | 27197.6238 | 27387.8127 | 27272.0091 | 26759.2298 | 25891.3478 | 25029.656 | 24620.1742 | 23484.461 | 21714.3134 | 19994.6725 | 537.1398 | 27387.8127 | 7 | 2012
2012-07-09 | 18691.3558 | 17816.0103 | 17191.4023 | 16877.0293 | 17028.749 | 17695.2067 | 18536.5069 | 19762.5826 | 20905.573 | 22080.6108 | 23357.0982 | 24417.544 | 25381.9626 | 26195.8934 | 26820.1751 | 27145.7758 | 27167.6608 | 26851.8896 | 26135.1467 | 25060.5753 | 24596.5973 | 23465.0566 | 21628.6741 | 19834.2124 | 534.6433 | 27167.6608 | 7 | 2012
2012-07-10 | 18578.4847 | 17646.2925 | 17036.1522 | 16728.1147 | 16832.3787 | 17461.1229 | 18224.1682 | 19268.031 | 20367.7479 | 21504.5586 | 22829.2259 | 23836.9299 | 24509.3727 | 24874.311 | 24839.4524 | 24524.3068 | 23878.6345 | 23185.2328 | 22497.2851 | 21932.7225 | 21922.5348 | 21158.9293 | 19720.4195 | 18249.0795 | 501.6055 | 24874.311 | 7 | 2012
2012-07-11 | 17162.4281 | 16453.9711 | 15961.93 | 15790.8469 | 16056.2857 | 16840.4113 | 17660.003 | 18554.7795 | 19325.2587 | 20051.8582 | 20769.2585 | 21260.4539 | 21651.6553 | 22084.3196 | 22382.4686 | 22700.4215 | 22886.8182 | 22827.6379 | 22385.2545 | 21767.6966 | 21764.8202 | 21055.6051 | 19604.3163 | 18050.5256 | 475.049 | 22886.8182 | 7 | 2012
2012-07-12 | 16997.6405 | 16251.0693 | 15777.7542 | 15595.8522 | 15802.98 | 16582.293 | 17355.1347 | 18160.4271 | 18792.0342 | 19341.4599 | 19870.3777 | 20134.6048 | 20310.9792 | 20498.5593 | 20564.908 | 20529.6737 | 20471.2424 | 20357.9147 | 20122.0166 | 19986.4963 | 20282.8918 | 19793.6286 | 18593.3372 | 17308.127 | 449.4814 | 20564.908 | 7 | 2012
2012-07-13 | 16363.2593 | 15747.016 | 15345.8254 | 15190.6465 | 15457.169 | 16237.0309 | 17001.0848 | 17949.2447 | 18823.8471 | 19742.4679 | 20699.7967 | 21498.8309 | 22206.9275 | 22980.2652 | 23575.8871 | 23994.5391 | 24098.6411 | 23877.2714 | 23217.4133 | 22344.4131 | 22157.1165 | 21344.4604 | 19883.208 | 18357.5584 | 478.0939 | 24098.6411 | 7 | 2012
2012-07-14 | 17113.907 | 16298.2643 | 15679.6876 | 15356.7439 | 15327.7463 | 15484.3252 | 15689.0421 | 16530.8579 | 17827.9509 | 19292.0787 | 20578.708 | 21437.6642 | 22019.2868 | 22403.0798 | 22485.5008 | 22473.9232 | 22229.0668 | 21821.7111 | 21182.6403 | 20585.0145 | 20505.2922 | 19892.3395 | 18642.6811 | 17336.3479 | 458.1939 | 22485.5008 | 7 | 2012
2012-07-15 | 16221.7557 | 15483.7307 | 14927.8177 | 14581.904 | 14522.9636 | 14542.4955 | 14732.6433 | 15938.1486 | 17569.2552 | 18987.7549 | 20184.8537 | 21374.0937 | 22612.1829 | 23714.1643 | 24514.9453 | 25087.8891 | 25420.5221 | 25275.0389 | 24620.0391 | 23719.264 | 23357.2179 | 22353.0752 | 20670.4672 | 18965.054 | 479.3773 | 25420.5221 | 7 | 2012
2012-07-16 | 17650.0066 | 16812.4058 | 16198.9686 | 15928.1201 | 16126.533 | 16803.8299 | 17744.3558 | 19374.992 | 21157.1072 | 23055.5001 | 24907.0862 | 26231.5033 | 27052.6924 | 27608.1382 | 27928.0781 | 28131.2148 | 28153.0203 | 27814.6013 | 27040.9013 | 25976.8108 | 25540.8475 | 24256.1223 | 22275.8875 | 20330.775 | 544.0995 | 28153.0203 | 7 | 2012
2012-07-17 | 18880.5414 | 17907.766 | 17177.1041 | 16790.8036 | 16870.1958 | 17452.0061 | 18259.8141 | 19651.3697 | 21304.3641 | 23126.2099 | 25015.6969 | 26291.7039 | 27184.2694 | 27901.3121 | 28139.335 | 28347.9865 | 28249.0842 | 27822.7697 | 27083.3939 | 26139.634 | 25791.0406 | 24497.2353 | 22504.5525 | 20593.8768 | 552.9821 | 28347.9865 | 7 | 2012
2012-07-18 | 19206.7349 | 18182.8469 | 17536.1972 | 17156.7267 | 17264.5841 | 17916.5078 | 18655.7528 | 19848.4911 | 21289.7028 | 22991.9168 | 24825.0511 | 26302.0905 | 27368.5681 | 27868.2183 | 27853.3368 | 27519.3841 | 26853.54 | 26104.9041 | 25195.3311 | 24293.1321 | 24013.5639 | 22926.7225 | 21146.3725 | 19378.1751 | 541.6979 | 27868.2183 | 7 | 2012
2012-07-19 | 18166.3835 | 17263.5024 | 16647.3973 | 16314.2306 | 16530.4519 | 17231.4156 | 18027.4351 | 19336.0338 | 20637.7914 | 22174.1591 | 23844.4102 | 25326.2936 | 26715.2495 | 27958.4264 | 28824.4211 | 29354.8778 | 29424.852 | 29056.1746 | 28387.2349 | 27404.0735 | 26871.1814 | 25472.4818 | 23163.3499 | 21117.0144 | 555.2488 | 29424.852 | 7 | 2012
2012-07-20 | 19609.8065 | 18546.3937 | 17756.4094 | 17373.9541 | 17409.7372 | 17955.6595 | 18516.0509 | 19397.174 | 20409.2283 | 21638.8362 | 23005.2047 | 24108.6935 | 25104.2504 | 26081.4176 | 26850.8997 | 27366.4707 | 27547.772 | 27152.7332 | 26345.6837 | 25314.8814 | 24911.7944 | 23745.6625 | 21971.9053 | 20274.7844 | 538.3954 | 27547.772 | 7 | 2012
2012-07-21 | 18858.0612 | 17850.147 | 17102.0088 | 16625.0188 | 16447.598 | 16460.0421 | 16545.1988 | 17513.0222 | 18910.8497 | 20324.093 | 21633.7849 | 22709.1088 | 23600.124 | 24507.1304 | 25289.8661 | 25753.9462 | 25865.723 | 25624.2345 | 24897.5825 | 23860.9923 | 23443.3025 | 22381.7355 | 20745.9382 | 19128.5542 | 506.0781 | 25865.723 | 7 | 2012
2012-07-22 | 17857.4336 | 16944.4793 | 16290.8794 | 15838.3758 | 15656.5485 | 15592.6028 | 15687.9192 | 17034.8045 | 18941.3073 | 20592.2693 | 21915.2861 | 23040.5228 | 24104.3589 | 24847.9428 | 25191.6526 | 25477.8179 | 25737.621 | 25717.6871 | 25217.7093 | 24281.4505 | 23971.349 | 22915.466 | 21249.1811 | 19512.0747 | 503.6167 | 25737.621 | 7 | 2012
2012-07-23 | 18295.7738 | 17412.6469 | 16809.9756 | 16514.7779 | 16724.8328 | 17443.2019 | 18300.4161 | 19828.9772 | 21592.9707 | 23581.1982 | 25424.1082 | 26754.0284 | 27801.2562 | 28550.0808 | 29003.8886 | 29345.9202 | 29450.553 | 29213.2738 | 28543.6757 | 27439.9575 | 26954.6417 | 25509.1752 | 23381.2399 | 21360.3614 | 565.2369 | 29450.553 | 7 | 2012
2012-07-24 | 19840.8174 | 18784.6134 | 18017.4983 | 17596.4901 | 17642.7306 | 18233.8148 | 19013.3343 | 20537.9928 | 22355.3102 | 24307.75 | 26097.4629 | 27314.9547 | 28359.849 | 29144.9781 | 29635.5534 | 29979.7432 | 29963.6004 | 29593.5148 | 28873.2358 | 27784.9444 | 27358.2677 | 25971.2743 | 23891.6752 | 21894.7247 | 582.1941 | 29979.7432 | 7 | 2012
2012-07-25 | 20387.4915 | 19294.8967 | 18508.5677 | 18068.9377 | 18080.0573 | 18684.738 | 19333.241 | 20735.484 | 22518.02 | 24466.5716 | 26339.8402 | 27702.6059 | 28751.2149 | 29624.5944 | 30155.4934 | 30465.9104 | 30524.4605 | 30204.1208 | 29424.0039 | 28230.6202 | 27770.6603 | 26444.6041 | 24316.2905 | 22315.9018 | 592.3483 | 30524.4605 | 7 | 2012
2012-07-26 | 20775.0076 | 19686.709 | 18878.1666 | 18417.2665 | 18421.758 | 18973.0706 | 19698.2465 | 21226.8376 | 23038.8847 | 24973.8044 | 26706.4881 | 27935.9672 | 28944.9274 | 29720.3042 | 30185.7512 | 30417.0091 | 30430.7639 | 29999.0626 | 29238.7233 | 28183.8378 | 27811.4738 | 26282.2655 | 24061.6621 | 21917.4843 | 595.9255 | 30430.7639 | 7 | 2012
2012-07-27 | 20436.6078 | 19340.0078 | 18530.3373 | 18067.5467 | 17995.0368 | 18507.5364 | 19157.2502 | 20524.5746 | 22008.138 | 23491.8646 | 24889.9363 | 26039.9047 | 26865.0345 | 27300.2529 | 27514.8948 | 27710.0601 | 27637.6299 | 27262.0613 | 26517.4118 | 25387.7441 | 24934.1906 | 23730.7711 | 21982.0538 | 20243.9253 | 556.0748 | 27710.0601 | 7 | 2012
2012-07-28 | 18789.6355 | 17730.392 | 16969.6853 | 16435.3239 | 16242.8007 | 16235.2893 | 16303.5103 | 17632.5715 | 19524.4863 | 21473.5572 | 23290.7871 | 24721.8306 | 25804.9832 | 26651.7237 | 27257.2686 | 27632.0248 | 27610.2358 | 27163.6958 | 26252.098 | 24961.5485 | 24273.3439 | 22866.0574 | 20980.1738 | 19101.4801 | 525.9045 | 27632.0248 | 7 | 2012
2012-07-29 | 17632.545 | 16554.3525 | 15748.9628 | 15218.2376 | 14989.0368 | 14872.7427 | 14891.7991 | 16259.64 | 18142.2712 | 19862.3109 | 21347.936 | 22606.3499 | 23647.6092 | 24345.2199 | 24782.8669 | 24921.7322 | 24938.148 | 24726.1517 | 24147.3326 | 23278.8457 | 22958.049 | 21816.7188 | 20165.9069 | 18530.8269 | 486.3856 | 24938.148 | 7 | 2012
2012-07-30 | 17296.7935 | 16486.688 | 15943.7589 | 15735.0294 | 15969.1964 | 16768.8722 | 17571.5488 | 18766.8162 | 20077.7872 | 21481.4786 | 22994.8548 | 24316.1601 | 25660.6514 | 26962.3877 | 27997.7158 | 28592.7576 | 28720.1662 | 28533.4774 | 27915.6725 | 26998.5557 | 26694.6935 | 25221.6267 | 23222.3903 | 21341.1437 | 541.2702 | 28720.1662 | 7 | 2012
2012-07-31 | 19964.1003 | 19014.6956 | 18349.4636 | 17959.2563 | 17916.3747 | 18554.6157 | 19248.6341 | 20182.56 | 21291.0689 | 22629.2988 | 24118.9618 | 25288.5556 | 26353.916 | 27363.8906 | 28066.1579 | 28665.0133 | 28915.5596 | 28603.7568 | 27829.9565 | 26752.3939 | 26242.0157 | 24673.6252 | 22573.3456 | 20672.4781 | 561.2297 | 28915.5596 | 7 | 2012
2012-08-01 | 19219.479 | 18195.7231 | 17451.6459 | 17068.3067 | 17160.9685 | 17864.2832 | 18619.9987 | 19797.5131 | 21351.0131 | 23228.7845 | 25298.3382 | 27016.4083 | 28326.7635 | 29268.6273 | 29627.7602 | 29267.3056 | 28813.7517 | 28070.6697 | 26950.7812 | 25841.6324 | 25336.2651 | 23855.3835 | 21913.6474 | 20175.5681 | 559.7206 | 29627.7602 | 8 | 2012
2012-08-02 | 18747.2365 | 17764.2676 | 17096.6579 | 16784.3369 | 16886.491 | 17575.9942 | 18336.0667 | 19559.9573 | 21039.709 | 22743.4161 | 24553.9445 | 26182.3696 | 27616.4711 | 28751.2843 | 29362.072 | 29611.4861 | 29428.1333 | 28798.6144 | 27860.9052 | 26900.1946 | 26580.7265 | 25103.7011 | 23143.5725 | 21272.079 | 561.6997 | 29611.4861 | 8 | 2012
2012-08-03 | 19896.2831 | 18887.2752 | 18199.8199 | 17859.4953 | 17952.2954 | 18706.0913 | 19440.5935 | 20258.7822 | 21103.6864 | 22072.5716 | 23010.9357 | 23688.1433 | 24372.3869 | 25019.4671 | 25624.6032 | 25978 | 26053.5599 | 25818.4061 | 25154.7123 | 24497.1155 | 24407.0512 | 23447.4882 | 21946.3364 | 20375.9739 | 533.7711 | 26053.5599 | 8 | 2012
2012-08-04 | 19131.0858 | 18217.4997 | 17555.2007 | 17132.426 | 16997.0587 | 17131.5233 | 17175.172 | 18190.5906 | 19879.8426 | 21763.2459 | 23459.7482 | 24719.7401 | 25663.4947 | 26300.2156 | 26187.8454 | 25742.5193 | 25180.9112 | 24524.0252 | 23696.5822 | 23149.4525 | 23048.1876 | 22122.1466 | 20787.7033 | 19437.1734 | 517.1934 | 26300.2156 | 8 | 2012
2012-08-05 | 18317.6621 | 17502.3146 | 16946.1382 | 16583.035 | 16428.1929 | 16487.971 | 16506.5431 | 17631.4017 | 19208.1688 | 20449.6603 | 21515.8257 | 22675.4696 | 23695.8464 | 24414.3862 | 24822.6614 | 24858.8615 | 24431.0967 | 23733.9939 | 23033.7164 | 22567.975 | 22438.1725 | 21413.5358 | 19976.4427 | 18545.4244 | 494.1845 | 24858.8615 | 8 | 2012
2012-08-06 | 17445.0825 | 16756.8695 | 16305.0869 | 16175.0842 | 16508.8115 | 17515.6186 | 18470.9706 | 19426.7979 | 20515.6209 | 21753.3842 | 23119.1184 | 24201.9831 | 25177.4448 | 25967.8309 | 26500.312 | 26960.6594 | 27174.7423 | 26980.063 | 26361.2458 | 25528.7356 | 25289.4927 | 23786.597 | 21730.4299 | 19899.8578 | 529.5518 | 27174.7423 | 8 | 2012
2012-08-07 | 18541.5679 | 17625.6114 | 16964.0051 | 16705.4134 | 16853.5153 | 17744.3544 | 18587.5222 | 19550.668 | 20878.671 | 22465.1891 | 24201.8062 | 25533.2376 | 26581.4468 | 27498.5672 | 28108.5609 | 28419.9908 | 28452.7852 | 28073.6672 | 27242.3747 | 26272.2675 | 25877.3894 | 24225.6533 | 22063.8162 | 20108.3353 | 548.5764 | 28452.7852 | 8 | 2012
2012-08-08 | 18687.4711 | 17708.7489 | 17043.3309 | 16711.3324 | 16833.1737 | 17672.8753 | 18470.8387 | 19571.6823 | 21074.6032 | 22869.3343 | 24816.7104 | 26291.6557 | 27444.5108 | 28335.638 | 28958.5017 | 29299.3339 | 29442.4689 | 29041.5778 | 28104.6228 | 26990.1141 | 26506.2657 | 24860.6245 | 22740.6248 | 20807.3172 | 560.2834 | 29442.4689 | 8 | 2012
2012-08-09 | 19415.3559 | 18405.7874 | 17721.5395 | 17409.3242 | 17554.5813 | 18486.0333 | 19312.0149 | 19983.5897 | 20751.2923 | 21612.5338 | 22548.6125 | 23320.5053 | 23957.3064 | 24436.9763 | 24620.5709 | 24811.0088 | 25001.689 | 24847.8156 | 24324.4144 | 23737.4434 | 23677.8848 | 22359.3427 | 20506.2515 | 18810.2198 | 517.6121 | 25001.689 | 8 | 2012
2012-08-10 | 17715.0149 | 16962.23 | 16464.9423 | 16288.0277 | 16537.8322 | 17517.4961 | 18440.5694 | 19109.7103 | 19864.5145 | 20813.6294 | 21848.487 | 22656.7015 | 23399.0825 | 24063.7919 | 24602.6834 | 24845.979 | 24505.933 | 23653.8724 | 22560.3188 | 21600.3965 | 21320.572 | 20214.8582 | 18726.3846 | 17223.0779 | 490.9361 | 24845.979 | 8 | 2012
2012-08-11 | 16012.5589 | 15205.3658 | 14624.6388 | 14276.8402 | 14207.6011 | 14362.7074 | 14367.4839 | 15216.0911 | 16523.1563 | 17866.6735 | 19039.1015 | 19966.3118 | 20721.3087 | 21402.6625 | 22046.3029 | 22558.5154 | 22821.6682 | 22590.6572 | 21690.1187 | 20510.9805 | 20073.9361 | 18811.0424 | 17282.3103 | 15794.4496 | 437.9725 | 22821.6682 | 8 | 2012
2012-08-12 | 14711.7617 | 13944.2079 | 13419.5638 | 13117.1259 | 13030.2726 | 13084.1202 | 13044.7399 | 14014.834 | 15365.1713 | 16536.4057 | 17603.6335 | 18687.5739 | 19800.4244 | 20856.675 | 21736.1811 | 22443.6737 | 22890.1902 | 22796.675 | 22045.8196 | 21316.4962 | 21037.6802 | 19663.7511 | 17985.5583 | 16467.0518 | 425.5996 | 22890.1902 | 8 | 2012
2012-08-13 | 15439.1842 | 14833.5444 | 14458.3542 | 14369.5906 | 14753.035 | 15892.9612 | 16881.0936 | 17624.3639 | 18481.604 | 19191.5895 | 19909.169 | 20321.0003 | 20757.9633 | 21233.9226 | 21517.7081 | 21696.3983 | 21928.8718 | 21919.0604 | 21352.7935 | 21122.2458 | 21144.8824 | 19990.0823 | 18411.736 | 16928.4744 | 450.1596 | 21928.8718 | 8 | 2012
2012-08-14 | 15885.7743 | 15294.7128 | 14895.1425 | 14758.55 | 15097.5705 | 16279.2904 | 17309.7536 | 17839.8421 | 18483.8096 | 19214.0335 | 20077.1416 | 20970.3872 | 21937.4683 | 22889.6983 | 23613.5753 | 24187.16 | 24455.1753 | 24204.8811 | 23436.7577 | 22730.0881 | 22450.0368 | 20953.7211 | 19041.1977 | 17330.2365 | 473.336 | 24455.1753 | 8 | 2012
2012-08-15 | 16221.524 | 15510.2738 | 15043.6379 | 14891.9764 | 15227.4047 | 16343.6955 | 17360.9924 | 17879.9564 | 18643.0526 | 19674.631 | 20974.0994 | 22021.6996 | 22992.178 | 23896.1346 | 24673.0319 | 25309.5201 | 25655.3784 | 25405.2444 | 24535.4258 | 23586.4626 | 23170.978 | 21594.2602 | 19566.0565 | 17752.2267 | 487.9298 | 25655.3784 | 8 | 2012
2012-08-16 | 16563.6042 | 15761.6703 | 15235.9392 | 15050.691 | 15296.4175 | 16336.1088 | 17235.2479 | 17978.3773 | 19140.0676 | 20597.472 | 22229.0255 | 23666.5491 | 24987.2596 | 26024.8382 | 26735.9635 | 27255.7061 | 27395.7262 | 27019.6154 | 26038.7564 | 25359.0514 | 24911.0448 | 23160.9441 | 20784.4123 | 18756.1015 | 513.5206 | 27395.7262 | 8 | 2012
2012-08-17 | 17340.3301 | 16466.1818 | 15810.3829 | 15511.7116 | 15723.8561 | 16764.2534 | 17711.7853 | 18200.572 | 18837.0895 | 19507.6209 | 20253.8377 | 20653.51 | 20963.646 | 21392.9769 | 21741.5373 | 21968.1792 | 22010.8598 | 21694.4217 | 21005.4245 | 20618.2874 | 20526.0644 | 19619.9222 | 18360.2665 | 16985.8779 | 459.6686 | 22010.8598 | 8 | 2012
2012-08-18 | 15986.759 | 15247.4482 | 14739.8153 | 14490.9837 | 14463.9885 | 14692.0627 | 14770.8263 | 15522.4452 | 16793.7547 | 18107.2957 | 19217.1047 | 20015.6106 | 20560.3186 | 20989.3486 | 21366.1694 | 21650.2801 | 21650.2973 | 21240.5472 | 20425.9334 | 19995.6038 | 19779.364 | 18746.1504 | 17462.1334 | 16143.1683 | 434.0574 | 21650.2973 | 8 | 2012
2012-08-19 | 15204.6842 | 14534.1539 | 14090.4305 | 13810.8809 | 13758.7919 | 13911.9869 | 13973.4815 | 14745.9998 | 15902.4399 | 16916.6147 | 17872.2971 | 18796.9747 | 19772.3632 | 20635.9155 | 21254.6053 | 21693.5602 | 21940.116 | 21759.3735 | 21123.1073 | 20501.0719 | 20297.1693 | 18915.3301 | 17242.1305 | 15707.6425 | 424.3611 | 21940.116 | 8 | 2012
2012-08-20 | 14765.6872 | 14142.5263 | 13788.4049 | 13726.5171 | 14114.2567 | 15341.6925 | 16400.9803 | 16975.0249 | 17761.972 | 18820.1022 | 19956.0451 | 20872.247 | 21778.5635 | 22561.5877 | 23173.6145 | 23612.79 | 23842.048 | 23587.4732 | 22765.6875 | 21960.2786 | 21538.4652 | 19839.0855 | 17872.6418 | 16178.176 | 455.3759 | 23842.048 | 8 | 2012
2012-08-21 | 15117.5012 | 14443.3591 | 14025.4546 | 13864.4395 | 14155.562 | 15251.8661 | 16193.1945 | 16711.3677 | 17528.2471 | 18555.0926 | 19725.8464 | 20735.4103 | 21678.6979 | 22507.4685 | 23122.5429 | 23580.2117 | 23675.0787 | 23341.9676 | 22549.6733 | 21886.9958 | 21506.3899 | 19877.8235 | 17930.893 | 16263.1293 | 454.2282 | 23675.0787 | 8 | 2012
2012-08-22 | 15190.6899 | 14496.4039 | 14054.4912 | 13933.1611 | 14260.945 | 15375.9962 | 16361.5277 | 16869.2769 | 17688.1384 | 18766.5582 | 20091.0322 | 21215.1624 | 22380.6261 | 23468.1237 | 24374.1636 | 25080.514 | 25461.7892 | 25256.7428 | 24241.7486 | 23224.3282 | 22605.87 | 20853.0316 | 18756.3441 | 17002.858 | 471.0095 | 25461.7892 | 8 | 2012
2012-08-23 | 15865.9716 | 15105.2494 | 14573.3753 | 14367.7547 | 14629.842 | 15729.4589 | 16710.6311 | 17264.834 | 18222.0625 | 19444.9357 | 20853.4868 | 22143.7272 | 23389.2823 | 24534.3884 | 25392.7769 | 26018.9302 | 26276.3208 | 25952.3751 | 24957.8597 | 24088.3279 | 23496.0689 | 21623.2827 | 19526.0584 | 17671.7084 | 487.8387 | 26276.3208 | 8 | 2012
2012-08-24 | 16443.9963 | 15598.4578 | 15028.6762 | 14769.5851 | 14952.3728 | 16004.5886 | 16952.2397 | 17610.7049 | 18687.0438 | 20083.3227 | 21637.1132 | 22963.7825 | 24177.1701 | 25109.7929 | 25699.2193 | 26053.4747 | 26073.7792 | 25429.7435 | 24121.3478 | 23190.8233 | 22433.7341 | 20999.6162 | 19388.1236 | 17712.9217 | 491.1216 | 26073.7792 | 8 | 2012
2012-08-25 | 16493.2187 | 15624.3696 | 15021.4813 | 14649.4756 | 14605.1912 | 14831.689 | 14987.8029 | 15816.311 | 17197.7992 | 18670.7782 | 20071.2801 | 21069.9602 | 21855.6455 | 22425.4334 | 22720.7851 | 22757.0905 | 22612.9797 | 22173.5724 | 21445.1204 | 21038.4952 | 20645.5191 | 19481.5003 | 18071.7839 | 16665.1015 | 450.9324 | 22757.0905 | 8 | 2012
2012-08-26 | 15616.2793 | 14841.5731 | 14336.0032 | 14041.3189 | 13969.1507 | 14113.7021 | 14218.8303 | 15228.6537 | 16833.0187 | 18283.3128 | 19736.4379 | 21190.7603 | 22579.289 | 23593.6722 | 24322.5336 | 24830.3796 | 25135.1752 | 25012.4668 | 24188.1965 | 23517.4646 | 22874.1197 | 21175.935 | 19301.6318 | 17655.3956 | 466.5953 | 25135.1752 | 8 | 2012
2012-08-27 | 16449.3779 | 15724.2914 | 15221.2711 | 15016.3482 | 15307.2417 | 16496.7423 | 17610.1134 | 18408.7306 | 19632.625 | 21221.7487 | 22988.1504 | 24432.4696 | 25703.212 | 26671.0604 | 27410.6218 | 27911.7788 | 28094.4438 | 27694.5081 | 26648.9439 | 25943.8151 | 25125.6488 | 23210.0416 | 21063.6812 | 19162.1051 | 523.149 | 28094.4438 | 8 | 2012
2012-08-28 | 17820.4467 | 16909.2028 | 16288.7054 | 16022.717 | 16233.3697 | 17384.1192 | 18551.848 | 19102.521 | 19984.8109 | 21280.6995 | 22765.3659 | 23992.5292 | 25082.1304 | 25894.7843 | 26347.7126 | 26533.5468 | 26540.667 | 26090.2349 | 25319.9335 | 24901.9188 | 24355.8712 | 22649.6701 | 20638.3438 | 18826.9279 | 519.5181 | 26540.667 | 8 | 2012
2012-08-29 | 17571.3488 | 16730.44 | 16165.4271 | 15944.4643 | 16201.3271 | 17311.1515 | 18424.9768 | 19020.157 | 20140.0915 | 21518.6247 | 23120.2994 | 24477.9862 | 25688.5784 | 26658.113 | 27283.8447 | 27673.453 | 27694.0869 | 27155.2364 | 26168.1356 | 25596.0915 | 24928.7436 | 23229.7679 | 21161.9777 | 19365.7701 | 529.2301 | 27694.0869 | 8 | 2012
2012-08-30 | 18104.7163 | 17244.8921 | 16657.5745 | 16424.2589 | 16642.7325 | 17740.8454 | 18842.208 | 19339.818 | 20145.6087 | 21252.305 | 22472.7314 | 23333.6416 | 24048.8956 | 24520.9762 | 24753.5955 | 24804.967 | 24660.9975 | 24241.5318 | 23658.6243 | 23713.4868 | 23367.5471 | 22097.6682 | 20472.7759 | 19014.4604 | 507.5569 | 24804.967 | 8 | 2012
2012-08-31 | 17982.6217 | 17319.1003 | 16869.1384 | 16738.6649 | 17045.0543 | 18188.8448 | 19398.1024 | 19931.3649 | 20696.6152 | 21685.8962 | 22787.5965 | 23585.5551 | 24210.4226 | 24840.7225 | 25381.6377 | 25725.3053 | 25624.9691 | 25121.1582 | 24176.9216 | 23661.3124 | 23132.3412 | 21914.0727 | 20417.8062 | 18910.3284 | 515.3456 | 25725.3053 | 8 | 2012
2012-09-01 | 17796.4741 | 16983.3602 | 16443.9459 | 16059.4605 | 16043.5279 | 16258.808 | 16437.919 | 17137.0183 | 18543.0359 | 20039.838 | 21337.0662 | 22418.3841 | 23261.99 | 24018.9523 | 24532.7152 | 24881.022 | 25032.0208 | 24789.1138 | 24003.3918 | 23501.76 | 22653.1827 | 21353.5506 | 19940.426 | 18508.6127 | 491.9756 | 25032.0208 | 9 | 2012
2012-09-02 | 17332.8837 | 16547.2779 | 16034.2626 | 15717.1856 | 15663.2474 | 15774.6767 | 15903.9599 | 16643.4875 | 17927.5484 | 19021.2992 | 19880.6524 | 20726.0428 | 21593.6207 | 22267.2845 | 22717.3987 | 22896.2409 | 22838.9743 | 22351.9254 | 21524.3077 | 21036.025 | 20410.9436 | 19387.123 | 18198.7448 | 16963.5171 | 459.3586 | 22896.2409 | 9 | 2012
2012-09-03 | 15872.9617 | 15209.109 | 14762.1496 | 14529.1568 | 14566.4254 | 14843.2544 | 15000.5659 | 15451.6052 | 16597.2493 | 17907.2771 | 19036.392 | 19854.9491 | 20330.5594 | 20738.9603 | 21113.3618 | 21534.1404 | 21766.3299 | 21752.1631 | 21488.5107 | 21621.7229 | 21244.4366 | 20091.0827 | 18588.9514 | 17174.1822 | 441.0755 | 21766.3299 | 9 | 2012
2012-09-04 | 16517.4406 | 15899.2943 | 15538.7828 | 15428.4753 | 15823.6483 | 17134.9055 | 18519.1479 | 19066.6635 | 19863.3184 | 20886.1365 | 22030.2034 | 22998.6555 | 23935.713 | 24792.019 | 25387.2653 | 25886.2337 | 26026.8954 | 25810.5816 | 25191.0944 | 25031.4163 | 24352.6741 | 22706.8606 | 20770.6288 | 19054.5459 | 508.6526 | 26026.8954 | 9 | 2012
2012-09-05 | 17821.875 | 17091.3241 | 16575.9342 | 16380.8322 | 16650.0191 | 17899.9448 | 19177.1447 | 19617.4234 | 20423.3703 | 21486.7964 | 22713.0666 | 24030.8154 | 25390.0135 | 26598.867 | 27461.779 | 28001.0485 | 28020.8158 | 27289.2944 | 26056.8888 | 25131.4497 | 24046.3492 | 22267.7651 | 20275.3739 | 18570.3091 | 528.9785 | 28020.8158 | 9 | 2012
2012-09-06 | 17341.9781 | 16530.3919 | 15975.0976 | 15733.4571 | 15979.0664 | 17096.8731 | 18327.0217 | 18751.7753 | 19511.5478 | 20698.73 | 22111.1186 | 23509.5593 | 24884.076 | 26145.4893 | 26996.3014 | 27597.0817 | 27735.3774 | 27308.9136 | 26343.051 | 25879.4977 | 24813.9295 | 22734.3965 | 20621.2635 | 18775.4525 | 521.4014 | 27735.3774 | 9 | 2012
2012-09-07 | 17529.6896 | 16622.7157 | 16030.0432 | 15748.7859 | 15917.5777 | 17006.6415 | 18132.076 | 18683.5216 | 19791.8525 | 21330.9361 | 23111.9413 | 24723.3533 | 26037.8559 | 27131.3332 | 27772.1303 | 28144.6216 | 28065.2689 | 27409.8572 | 26171.9593 | 25446.3392 | 24455.4774 | 22945.5287 | 21005.161 | 19323.8973 | 528.5386 | 28144.6216 | 9 | 2012
2012-09-08 | 17933.5292 | 16950.7296 | 16291.2607 | 15879.2141 | 15787.18 | 15957.6794 | 16222.0574 | 16646.4022 | 17547.7153 | 18285.3013 | 18754.94 | 18897.7896 | 18847.6298 | 18735.8613 | 18679.2001 | 18722.1451 | 18776.8869 | 18534.4413 | 17956.1669 | 17897.4783 | 17531.1417 | 16605.4331 | 15492.3287 | 14352.6713 | 417.2852 | 18897.7896 | 9 | 2012
2012-09-09 | 13473.774 | 12922.298 | 12582.034 | 12377.6268 | 12385.1926 | 12571.5599 | 12684.6189 | 13407.1159 | 14445.1438 | 15148.6494 | 15714.107 | 16335.1493 | 17038.4087 | 17824.7321 | 18547.1298 | 19229.8734 | 19744.625 | 19729.8788 | 19090.1069 | 19113.4321 | 18653.6759 | 17380.2197 | 15916.9453 | 14631.7905 | 380.9481 | 19744.625 | 9 | 2012
2012-09-10 | 13818.7749 | 13268.6134 | 13009.1584 | 12970.0405 | 13409.8856 | 14665.7137 | 15781.8529 | 16167.1183 | 16768.1675 | 17498.0717 | 18326.1367 | 19009.2538 | 19689.4359 | 20380.1747 | 20983.7112 | 21493.0078 | 21747.6902 | 21444.9015 | 20687.1706 | 20524.9404 | 19871.0322 | 18464.1994 | 16750.3438 | 15298.8496 | 422.0282 | 21747.6902 | 9 | 2012
2012-09-11 | 14376.0722 | 13774.4615 | 13459.4004 | 13376.0184 | 13727.3086 | 14931.9046 | 15985.4397 | 16299.2547 | 16866.7258 | 17623.8134 | 18504.1351 | 19383.0226 | 20269.4704 | 21112.1148 | 21775.3376 | 22315.973 | 22570.3152 | 22227.7149 | 21423.8256 | 21333.3031 | 20671.5713 | 19163.0521 | 17441.3087 | 15907.0307 | 434.5186 | 22570.3152 | 9 | 2012
2012-09-12 | 14935.4456 | 14347.4536 | 13998.8902 | 13897.4542 | 14265.9099 | 15462.9708 | 16790.3355 | 17043.2402 | 17448.9279 | 18013.9674 | 18807.369 | 19628.7447 | 20456.0013 | 21155.5523 | 21616.0292 | 22032.1238 | 22172.0787 | 21795.9721 | 21049.1088 | 21002.967 | 20393.6617 | 19064.8669 | 17448.8815 | 15992.8617 | 438.8208 | 22172.0787 | 9 | 2012
2012-09-13 | 15025.0657 | 14413.1356 | 14043.8539 | 13943.7791 | 14264.2681 | 15431.3759 | 16672.318 | 16902.3067 | 17391.5685 | 18167.9073 | 19111.1682 | 19944.4072 | 20802.0238 | 21589.68 | 22126.916 | 22555.5915 | 22596.3509 | 22096.1053 | 21373.8438 | 21419.1235 | 20770.7349 | 19395.3712 | 17614.4009 | 16122.4786 | 443.7738 | 22596.3509 | 9 | 2012
2012-09-14 | 15129.9659 | 14499.3625 | 14077.0796 | 13936.6178 | 14254.7938 | 15365.5082 | 16524.8653 | 16829.7422 | 17478.9929 | 18310.0662 | 19239.6959 | 19982.909 | 20674.6748 | 21308.0521 | 21721.0112 | 21904.5461 | 21807.8996 | 21186.0426 | 20317.5741 | 20191.4041 | 19501.5671 | 18487.8109 | 17228.3203 | 15882.9727 | 435.8415 | 21904.5461 | 9 | 2012
2012-09-15 | 14833.4089 | 14127.295 | 13671.7625 | 13434.5834 | 13448.6574 | 13759.7961 | 14054.2579 | 14631.9739 | 15651.7866 | 16697.8159 | 17667.694 | 18649.7173 | 19554.8443 | 20324.2873 | 20799.1559 | 20991.2682 | 20890.2197 | 20317.8559 | 19650.6968 | 19624.7214 | 18916.992 | 17965.9269 | 16716.7556 | 15489.6115 | 411.8711 | 20991.2682 | 9 | 2012
2012-09-16 | 14594.4179 | 13995.9477 | 13588.5197 | 13357.2589 | 13367.6852 | 13561.5827 | 13844.5958 | 14469.873 | 15574.8082 | 16417.1398 | 17223.8098 | 18181.3992 | 19169.8968 | 19903.4251 | 20332.1661 | 20630.2727 | 20736.1365 | 20480.5668 | 20178.2719 | 20416.6977 | 19767.6128 | 18582.6741 | 17137.5538 | 15875.9359 | 411.3882 | 20736.1365 | 9 | 2012
2012-09-17 | 15010.0504 | 14480.5287 | 14118.8328 | 14127.897 | 14609.9869 | 15906.7003 | 17378.158 | 17736.159 | 18057.6292 | 18426.518 | 18743.2127 | 18862.4275 | 18948.3186 | 18906.3132 | 18797.7837 | 18700.233 | 18746.2257 | 18833.3334 | 19112.6028 | 19397.1061 | 18895.2923 | 18031.0609 | 16768.6235 | 15563.1432 | 418.1581 | 19397.1061 | 9 | 2012
2012-09-18 | 14785.6652 | 14315.2365 | 14012.0513 | 13935.7823 | 14328.1069 | 15609.5271 | 17070.0949 | 17277.1288 | 17439.645 | 17672.2159 | 17864.9 | 17876.3235 | 17915.3127 | 18087.128 | 18191.5594 | 18279.9589 | 18280.8887 | 17973.0287 | 17691.6745 | 18118.4506 | 17662.8913 | 16576.168 | 15184.622 | 14076.6217 | 400.225 | 18280.8887 | 9 | 2012
2012-09-19 | 13401.0542 | 12981.9738 | 12737.4051 | 12728.7832 | 13179.1662 | 14438.2124 | 15704.4106 | 15790.5886 | 15981.4892 | 16247.0111 | 16555.3435 | 16705.883 | 16868.8784 | 17104.3433 | 17389.4861 | 17735.722 | 17996.5815 | 17898.3033 | 17599.3202 | 17957.5327 | 17556.7038 | 16532.7068 | 15208.2409 | 14076.276 | 380.3754 | 17996.5815 | 9 | 2012
2012-09-20 | 13359.6728 | 12980.7754 | 12770.4291 | 12789.3861 | 13208.5089 | 14492.0397 | 15758.8785 | 15831.5631 | 16072.3514 | 16438.9851 | 16838.5788 | 17101.7353 | 17448.5673 | 17890.1838 | 18356.616 | 18849.9388 | 19153.6139 | 18943.3808 | 18539.1032 | 18940.059 | 18485.8666 | 17380.2034 | 15890.2757 | 14605.8199 | 392.1265 | 19153.6139 | 9 | 2012
2012-09-21 | 13794.0905 | 13311.8588 | 13016.7315 | 12975.1454 | 13347.649 | 14544.7481 | 15751.6949 | 15918.8795 | 16318.8499 | 16755.9991 | 17251.478 | 17605.4193 | 17980.2801 | 18413.4183 | 18864.5777 | 19263.7825 | 19410.6405 | 19002.215 | 18349.5274 | 18402.4195 | 17857.1689 | 17055.1663 | 15936.9589 | 14769.0815 | 395.8978 | 19410.6405 | 9 | 2012
2012-09-22 | 13901.5675 | 13354.4594 | 13017.7383 | 12851.8542 | 12923.4525 | 13244.0146 | 13538.333 | 14132.8149 | 15222.5654 | 16233.5987 | 17069.4964 | 17768.6289 | 18325.0309 | 18769.579 | 19107.1153 | 19335.8719 | 19319.1109 | 18803.7377 | 17985.9157 | 17821.9762 | 17050.0359 | 16088.7215 | 14942.9897 | 13809.7569 | 384.6184 | 19335.8719 | 9 | 2012
2012-09-23 | 12988.1227 | 12444.2707 | 12140.8473 | 11993.5052 | 12032.8403 | 12253.9314 | 12524.6455 | 13180.1532 | 14109.6003 | 14498.5273 | 14650.2139 | 14860.491 | 15151.0535 | 15410.6529 | 15654.3247 | 15959.1623 | 16264.8387 | 16269.8405 | 16156.0283 | 16741.6956 | 16261.9602 | 15284.7005 | 14164.1177 | 13240.0472 | 344.2356 | 16741.6956 | 9 | 2012
2012-09-24 | 12695.3997 | 12375.4011 | 12265.9437 | 12426.6567 | 13026.3236 | 14474.6036 | 15916.8924 | 16131.7325 | 16265.1857 | 16420.5853 | 16580.3318 | 16608.1002 | 16683.9877 | 16801.5799 | 16950.5845 | 17179.3949 | 17361.7174 | 17267.7635 | 17373.6995 | 17915.8246 | 17397.7631 | 16424.2912 | 15131.092 | 14061.4659 | 375.7363 | 17915.8246 | 9 | 2012
2012-09-25 | 13360.1395 | 13020.904 | 12862.9596 | 12904.8767 | 13397.3705 | 14754.0293 | 16098.0246 | 16183.6766 | 16355.5353 | 16623.6322 | 16959.166 | 17256.3957 | 17615.1398 | 18120.9108 | 18571.4323 | 19015.0404 | 19301.6528 | 19224.6228 | 19261.5446 | 19672.7875 | 19139.7729 | 18026.7416 | 16567.092 | 15225.029 | 399.5185 | 19672.7875 | 9 | 2012
2012-09-26 | 14348.7061 | 13807.4753 | 13470.3059 | 13394.4876 | 13772.2411 | 14978.0322 | 16271.7652 | 16407.4968 | 16819.9626 | 17422.4915 | 18226.7442 | 18945.007 | 19723.7082 | 20499.9425 | 21122.0931 | 21590.6741 | 21729.2267 | 21308.9303 | 20818.724 | 20761.5517 | 19879.0336 | 18548.2925 | 16944.2433 | 15507.0385 | 426.2982 | 21729.2267 | 9 | 2012
2012-09-27 | 14553.7635 | 14010.2677 | 13630.4243 | 13562.2884 | 13916.4043 | 15149.9724 | 16469.9353 | 16654.9243 | 17110.9968 | 17822.9569 | 18772.3273 | 19586.985 | 20424.3752 | 21161.6392 | 21699.4639 | 22149.9135 | 22216.72 | 21688.6941 | 21236.5387 | 21224.6977 | 20413.7175 | 19075.4006 | 17434.021 | 15950.5135 | 435.9169 | 22216.72 | 9 | 2012
2012-09-28 | 14925.8291 | 14310.6887 | 13916.9973 | 13809.0129 | 14153.8548 | 15305.7969 | 16695.8764 | 16857.1598 | 17272.7846 | 17937.7304 | 18727.8239 | 19376.7249 | 19994.074 | 20345.4462 | 20352.6516 | 20323.0093 | 20116.617 | 19595.5361 | 19279.0117 | 19183.2187 | 18566.6994 | 17753.7563 | 16689.1036 | 15488.7718 | 420.9782 | 20352.6516 | 9 | 2012
2012-09-29 | 14558.0882 | 13973.357 | 13552.4702 | 13337.5404 | 13411.6557 | 13707.1301 | 14139.6564 | 14599.064 | 15449.3374 | 16170.0733 | 16757.689 | 17231.2125 | 17744.9882 | 18114.1537 | 18353.5364 | 18456.9504 | 18315.6096 | 17826.4806 | 17599.8781 | 17688.035 | 17020.091 | 16134.1776 | 15095.4107 | 14043.2022 | 383.2798 | 18456.9504 | 9 | 2012
2012-09-30 | 13217.7813 | 12687.6443 | 12365.6144 | 12182.0476 | 12216.2295 | 12449.4105 | 12807.0789 | 13372.035 | 14215.3359 | 14634.8357 | 14811.6149 | 15008.7639 | 15273.5367 | 15359.2975 | 15350.6983 | 15426.3434 | 15573.2141 | 15808.7845 | 16417.7978 | 16771.6074 | 16294.8175 | 15490.1317 | 14481.2881 | 13556.3511 | 345.7723 | 16771.6074 | 9 | 2012
2012-10-01 | 14096.5006 | 13755.0889 | 13614.0708 | 13661.2383 | 14152.1719 | 15345.0227 | 16725.8485 | 17089.3638 | 17398.7731 | 17843.8888 | 18156.7789 | 18262.2765 | 18355.6402 | 18429.4771 | 18370.0146 | 18407.5142 | 18578.9023 | 18761.0636 | 19371.6492 | 19722.0794 | 18957.4523 | 17739.9115 | 16470.809 | 15427.8124 | 408.6933 | 19722.0794 | 10 | 2012
2012-10-02 | 14760.5677 | 14336.7835 | 14115.6806 | 14095.071 | 14498.3782 | 15643.1522 | 16990.6391 | 17164.4015 | 17481.1859 | 17849.3475 | 18198.2476 | 18377.8146 | 18558.3866 | 18655.4714 | 18626.2919 | 18655.7787 | 18683.3087 | 18596.6278 | 19009.5726 | 19447.0618 | 18727.8057 | 17370.1501 | 16122.2558 | 15133.1608 | 411.0971 | 19447.0618 | 10 | 2012
2012-10-03 | 14524.0198 | 14146.0156 | 13913.21 | 13924.302 | 14345.2314 | 15525.7454 | 16835.2856 | 16949.4801 | 17164.7337 | 17526.2181 | 17984.9197 | 18287.7018 | 18685.5283 | 19140.7991 | 19394.8294 | 19540.3046 | 19568.0726 | 19362.6904 | 19593.0179 | 19947.9907 | 19090.9781 | 17796.0004 | 16455.3342 | 15319.0224 | 415.0214 | 19947.9907 | 10 | 2012
2012-10-04 | 14640.7244 | 14196.1998 | 13957.9263 | 13913.4785 | 14290.456 | 15435.6364 | 16743.2397 | 16867.5165 | 17171.943 | 17736.3379 | 18417.2559 | 19065.5561 | 19725.0635 | 20373.2795 | 20869.0881 | 21263.018 | 21340.8139 | 20848.1598 | 20698.8067 | 20902.2825 | 19939.0023 | 18425.4738 | 16766.9319 | 15576.9043 | 429.1651 | 21340.8139 | 10 | 2012
2012-10-05 | 14844.5845 | 14373.6885 | 14106.8053 | 14058.1148 | 14411.6133 | 15475.2142 | 16691.5009 | 16838.838 | 17223.7161 | 17902.9811 | 18738.3064 | 19444.7923 | 20092.9782 | 20722.9798 | 21137.7679 | 21327.4836 | 21190.0121 | 20548.2131 | 20190.6075 | 19779.836 | 18688.1283 | 17415.9972 | 16312.8271 | 15221.4387 | 426.7384 | 21327.4836 | 10 | 2012
2012-10-06 | 14391.4614 | 13869.1122 | 13547.9768 | 13426.8609 | 13548.9154 | 13886.4192 | 14396.7093 | 14876.2624 | 15558.1835 | 16036.0342 | 16246.9666 | 16144.8163 | 15967.6179 | 15844.5676 | 15772.3951 | 15724.7014 | 15835.2389 | 16027.781 | 16630.7361 | 16769.6557 | 16433.4254 | 15890.6414 | 15150.8349 | 14414.693 | 366.392 | 16769.6557 | 10 | 2012
2012-10-07 | 13892.0128 | 13564.4945 | 13414.2191 | 13354.845 | 13492.7192 | 13788.3541 | 14338.3312 | 15011.213 | 15831.7707 | 16078.917 | 15988.856 | 15911.813 | 15870.039 | 15759.0747 | 15611.5418 | 15540.0573 | 15632.4191 | 15914.4399 | 16794.9776 | 17381.2732 | 16988.9346 | 16361.6864 | 15551.2132 | 14870.517 | 366.9437 | 17381.2732 | 10 | 2012
2012-10-08 | 14441.4195 | 14170.4928 | 14118.8074 | 14226.8917 | 14749.1072 | 15945.6067 | 17381.5241 | 17985.9496 | 18349.6873 | 18668.7436 | 18727.4592 | 18489.5925 | 18294.4661 | 18047.6752 | 17835.3615 | 17701.2854 | 17801.353 | 18038.78 | 19030.8537 | 19456.3022 | 18787.1971 | 17799.0708 | 16621.9076 | 15799.3174 | 412.4689 | 19456.3022 | 10 | 2012
2012-10-09 | 15312.2457 | 15058.2959 | 14989.854 | 15130.1051 | 15658.4151 | 16919.8558 | 18808.6303 | 18943.7663 | 18801.8455 | 18510.4242 | 18193.5858 | 17840.7008 | 17539.3062 | 17349.3146 | 17141.8107 | 17052.1227 | 17080.8993 | 17202.729 | 18219.7547 | 18874.3534 | 18343.9133 | 17313.9833 | 16268.158 | 15436.2195 | 411.9903 | 18943.7663 | 10 | 2012
2012-10-10 | 14973.2211 | 14728.6909 | 14618.1952 | 14695.9042 | 15146.4467 | 16277.3386 | 17751.7885 | 17882.6925 | 17914.6477 | 17935.823 | 17957.7107 | 17757.8034 | 17586.5096 | 17508.5199 | 17371.2019 | 17349.6327 | 17400.6071 | 17453.5641 | 18326.6384 | 18748.2968 | 18284.0624 | 17283.6533 | 16374.4464 | 15541.9387 | 406.8693 | 18748.2968 | 10 | 2012
2012-10-11 | 15142.1199 | 14970.8396 | 14949.6301 | 15141.6182 | 15747.4165 | 17072.9615 | 18960.9908 | 19146.2716 | 18779.1948 | 18445.2533 | 18131.1365 | 17753.284 | 17524.73 | 17379.7001 | 17206.8502 | 17114.9079 | 17131.2853 | 17320.0876 | 18390.4597 | 18725.9174 | 18085.2916 | 17119.4674 | 16143.5763 | 15230.6801 | 411.6137 | 19146.2716 | 10 | 2012
2012-10-12 | 14636.6855 | 14305.518 | 14119.4874 | 14139.8343 | 14525.4434 | 15596.3231 | 16849.4385 | 17141.105 | 17439.5596 | 17742.902 | 17867.7632 | 17789.0954 | 17668.2295 | 17598.331 | 17447.2942 | 17339.7384 | 17328.0599 | 17314.5065 | 17901.0601 | 17844.0253 | 17314.2751 | 16721.6103 | 15957.0754 | 15098.1698 | 397.6855 | 17901.0601 | 10 | 2012
2012-10-13 | 14509.0172 | 14110.4593 | 13903.1815 | 13848.3358 | 14030.2865 | 14417.1319 | 14948.9777 | 15361.0044 | 15990.0882 | 16412.9346 | 16676.2023 | 16816.5567 | 16885.8133 | 17035.9729 | 17189.3559 | 17378.6006 | 17445.8841 | 17372.5957 | 18004.2515 | 18153.3868 | 17477.162 | 16751.75 | 15917.8381 | 15058.2746 | 385.6951 | 18153.3868 | 10 | 2012
2012-10-14 | 14383.9639 | 13896.7603 | 13584.0019 | 13458.6348 | 13526.1062 | 13769.6765 | 14181.1125 | 14705.7077 | 15470.6819 | 15891.4364 | 16049.8657 | 16189.0569 | 16374.762 | 16440.7012 | 16542.2785 | 16661.7141 | 16916.1794 | 17167.5072 | 18123.181 | 18436.6181 | 17733.2015 | 16822.9809 | 15827.4585 | 14880.6215 | 377.0342 | 18436.6181 | 10 | 2012
2012-10-15 | 14225.7774 | 13799.7474 | 13595.7962 | 13616.0571 | 14070.3455 | 15228.3445 | 16623.9345 | 16856.3992 | 17154.4476 | 17600.6597 | 17990.1335 | 18177.9806 | 18425.3425 | 18615.1348 | 18694.6089 | 18767.4386 | 18721.2369 | 18494.3916 | 19162.8311 | 19240.9105 | 18365.3902 | 17139.4133 | 15975.4535 | 15034.345 | 405.5761 | 19240.9105 | 10 | 2012
2012-10-16 | 14472.7579 | 14163.604 | 14037.9076 | 14146.3342 | 14704.9439 | 16048.93 | 17691.0131 | 17835.5047 | 17769.3461 | 17694.5863 | 17693.9928 | 17617.5263 | 17639.869 | 17736.4369 | 17732.8257 | 17722.6938 | 17706.1673 | 17740.6752 | 18836.6522 | 19056.6269 | 18225.9852 | 17065.4312 | 16057.4286 | 15046.7916 | 404.444 | 19056.6269 | 10 | 2012
2012-10-17 | 14465.013 | 14129.1534 | 13982.6988 | 14055.2328 | 14579.0651 | 15885.9767 | 17408.4991 | 17509.4162 | 17492.0185 | 17555.9093 | 17678.9524 | 17735.9533 | 17922.8402 | 18182.7337 | 18346.3791 | 18520.7914 | 18570.5145 | 18488.365 | 19301.4894 | 19339.3617 | 18616.4933 | 17310.1382 | 16105.2174 | 15122.198 | 408.3044 | 19339.3617 | 10 | 2012
2012-10-18 | 14476.5609 | 14084.597 | 13910.3137 | 13916.5854 | 14331.3504 | 15479.7138 | 16885.7131 | 17043.9448 | 17204.023 | 17477.7613 | 17665.9689 | 17668.5251 | 17633.6553 | 17610.6474 | 17487.0258 | 17396.1035 | 17333.8208 | 17325.4583 | 18334.5082 | 18606.5238 | 18033.2564 | 17014.8638 | 15935.0632 | 15047.8096 | 397.9038 | 18606.5238 | 10 | 2012
2012-10-19 | 14539.0043 | 14282.6651 | 14181.6178 | 14275.5852 | 14843.9776 | 16147.9113 | 17808.4416 | 17982.4493 | 17850.6357 | 17714.0404 | 17545.3396 | 17266.6745 | 17066.7002 | 16925.2377 | 16783.9952 | 16713.7683 | 16752.7456 | 16896.5501 | 17620.7241 | 17481.5073 | 17012.6901 | 16501.6689 | 15738.7022 | 14932.2423 | 394.8649 | 17982.4493 | 10 | 2012
2012-10-20 | 14366.3523 | 14035.2683 | 13873.9056 | 13891.5095 | 14118.9303 | 14604.8263 | 15287.722 | 15810.7855 | 16322.2785 | 16497.1008 | 16419.6064 | 16204.6559 | 15982.9343 | 15803.5141 | 15697.889 | 15735.5337 | 15824.0171 | 15931.2617 | 16583.354 | 16689.9472 | 16390.357 | 15942.2566 | 15276.4002 | 14640.1848 | 371.9306 | 16689.9472 | 10 | 2012
2012-10-21 | 14204.3417 | 13955.2362 | 13858.7706 | 13893.2245 | 14135.4977 | 14532.6893 | 15154.5674 | 15802.3994 | 16306.1344 | 16141.7492 | 15835.0552 | 15710.5952 | 15754.6196 | 15798.21 | 15895.542 | 16109.7451 | 16318.8255 | 16524.3395 | 17441.6754 | 17740.3083 | 17035.2409 | 16258.6798 | 15290.9407 | 14477.2864 | 374.1757 | 17740.3083 | 10 | 2012
2012-10-22 | 14006.9531 | 13735.4382 | 13629.6585 | 13767.634 | 14358.3193 | 15679.5464 | 17180.9513 | 17394.5602 | 17507.4389 | 17688.4575 | 17969.3655 | 18214.3876 | 18547.34 | 18886.9797 | 19199.4214 | 19496.2772 | 19565.2787 | 19391.8262 | 20147.9373 | 19906.7564 | 18878.983 | 17477.1762 | 16193.0858 | 15123.6711 | 413.9474 | 20147.9373 | 10 | 2012
2012-10-23 | 14417.4919 | 14028.9562 | 13840.8413 | 13857.9381 | 14348.6789 | 15658.7143 | 17133.2541 | 17276.0672 | 17328.6093 | 17537.384 | 17851.0571 | 18147.1383 | 18546.1143 | 18953.9004 | 19229.5602 | 19501.4367 | 19552.6452 | 19289.3282 | 20018.2333 | 19813.9316 | 18941.1758 | 17472.5558 | 16132.2896 | 15059.7822 | 413.9371 | 20018.2333 | 10 | 2012
2012-10-24 | 14409.6804 | 14040.7441 | 13853.8595 | 13895.3779 | 14321.5299 | 15691.7492 | 17274.1481 | 17364.2195 | 17417.2302 | 17573.1801 | 17926.0774 | 18324.4073 | 18796.2064 | 19288.549 | 19656.0494 | 20023.1122 | 20158.4962 | 19844.826 | 20391.4366 | 20028.0873 | 19124.438 | 17672.1639 | 16258.7493 | 15162.9842 | 418.4973 | 20391.4366 | 10 | 2012
2012-10-25 | 14492.6191 | 14088.7396 | 13881.4804 | 13900.978 | 14373.6901 | 15673.5632 | 17179.6903 | 17279.5645 | 17315.3495 | 17566.8943 | 18022.1799 | 18417.3792 | 18889.4492 | 19305.1485 | 19566.7542 | 19752.1907 | 19759.097 | 19446.9169 | 20172.8651 | 20011.9175 | 19180.158 | 17825.6057 | 16395.6027 | 15248.8487 | 417.7467 | 20172.8651 | 10 | 2012
2012-10-26 | 14536.7768 | 14080.421 | 13817.8094 | 13775.3366 | 14193.7762 | 15397.8083 | 16852.3659 | 17011.24 | 17107.6459 | 17302.9997 | 17501.0308 | 17604.0844 | 17707.6484 | 17834.7137 | 17837.2668 | 17874.2662 | 17946.6038 | 17977.3784 | 18597.5075 | 18195.6334 | 17585.8519 | 16905.9904 | 16101.411 | 15228.0299 | 398.9736 | 18597.5075 | 10 | 2012
2012-10-27 | 14616.5111 | 14245.4242 | 14070.5432 | 14036.7617 | 14260.5527 | 14701.8648 | 15408.1524 | 16088.8314 | 16791.6593 | 17274.9549 | 17384.4506 | 17146.912 | 16886.1762 | 16655.4476 | 16484.2293 | 16480.0379 | 16581.9142 | 16899.1243 | 17739.0515 | 17705.6686 | 17247.4178 | 16766.6961 | 16085.8439 | 15402.4989 | 386.9607 | 17739.0515 | 10 | 2012
2012-10-28 | 14909.8244 | 14621.7288 | 14484.1475 | 14482.2136 | 14668.8258 | 15050.4852 | 15695.6985 | 16471.2573 | 17154.4673 | 17293.8192 | 16985.3294 | 16736.9142 | 16647.27 | 16479.2538 | 16311.4053 | 16315.7219 | 16540.7724 | 17075.5468 | 18590.4343 | 18997.3412 | 18577.3073 | 17734.2159 | 16754.5852 | 16080.2731 | 394.6588 | 18997.3412 | 10 | 2012
2012-10-29 | 15768.1804 | 15678.8043 | 15750.3389 | 16047.0459 | 16831.6685 | 18907.0857 | 21374.3644 | 21685.4519 | 21360.2639 | 20986.263 | 20589.4291 | 20084.2997 | 19642.8687 | 19229.8934 | 18893.7985 | 18836.9817 | 19123.5331 | 19982.8361 | 21684.4213 | 21808.1149 | 21287.187 | 20287.5484 | 18783.4503 | 17622.1622 | 462.246 | 21808.1149 | 10 | 2012
2012-10-30 | 17083.5816 | 16883.162 | 16839.879 | 17006.8717 | 17817.5233 | 19824.0189 | 22008.1519 | 22158.8143 | 21842.3825 | 21486.0708 | 21073.7837 | 20491.8245 | 19966.7706 | 19522.7256 | 19146.5369 | 19075.4485 | 19340.3374 | 20023.7334 | 21548.3048 | 21612.5547 | 21135.9279 | 20071.878 | 18646.875 | 17526.706 | 472.1339 | 22158.8143 | 10 | 2012
2012-10-31 | 17042.0906 | 16869.444 | 16889.774 | 17115.1404 | 18079.8809 | 20204.3065 | 22489.2431 | 22546.3243 | 21761.9118 | 20843.6335 | 20033.264 | 19241.7848 | 18655.6509 | 18178.0134 | 17754.6451 | 17550.2784 | 17564.7737 | 17814.3104 | 18847.0421 | 19092.5196 | 19472.1447 | 19175.3652 | 18070.2774 | 17152.0715 | 452.4439 | 22546.3243 | 10 | 2012
2012-11-01 | 16438.0796 | 16414.0973 | 16524.7096 | 16805.42 | 17470.8883 | 19467.4514 | 22069.709 | 22135.8149 | 21097.8849 | 19656.4888 | 18513.0579 | 17802.5269 | 17449.9287 | 17135.7877 | 16826.8592 | 16761.3289 | 16888.5762 | 17293.7355 | 18518.2886 | 18778.4934 | 18320.6051 | 17653.7524 | 16808.1106 | 16073.4009 | 432.905 | 22135.8149 | 11 | 2012
2012-11-02 | 15659.8577 | 15442.604 | 15384.5671 | 15502.6939 | 15991.8974 | 17219.5255 | 18812.5227 | 18832.0369 | 18186.0916 | 17689.5986 | 17293.3851 | 16977.2597 | 16785.7811 | 16637.6851 | 16485.5191 | 16422.7152 | 16422.3588 | 16524.5827 | 17173.3426 | 17109.4753 | 16820.6965 | 16457.8912 | 15867.3545 | 15309.4188 | 401.0089 | 18832.0369 | 11 | 2012
2012-11-03 | 14940.6827 | 14784.0814 | 14775.3707 | 14880.683 | 15175.3717 | 15752.8832 | 16440.0815 | 16919.6151 | 17156.0417 | 16932.0844 | 16587.8815 | 16296.8028 | 16136.6523 | 16049.9293 | 16007.0448 | 16119.132 | 16223.4536 | 16454.2711 | 16984.5356 | 16822.2158 | 16415.5679 | 15907.9084 | 15186.1231 | 14581.8376 | 383.5303 | 17156.0417 | 11 | 2012
2012-11-04 | 14038.0356 | 13553.4939 | 13513.2053 | 13561.7216 | 13757.4551 | 14195.896 | 14746.3938 | 15616.4811 | 16210.6808 | 16184.0015 | 15881.7856 | 15700.7223 | 15616.1063 | 15529.2192 | 15466.3018 | 15599.6474 | 16172.9441 | 17287.4376 | 17572.5917 | 17546.4968 | 17251.0575 | 16773.0999 | 16204.7988 | 15843.3805 | 373.823 | 17572.5917 | 11 | 2012
2012-11-05 | 15693.09 | 15736.3852 | 15913.5725 | 16242.3545 | 16964.6843 | 18768.4787 | 20700.4537 | 20363.1438 | 19476.8433 | 18581.4224 | 18013.7454 | 17674.7316 | 17465.1371 | 17303.9118 | 17188.0271 | 17364.8959 | 18067.6736 | 19658.9719 | 19809.3693 | 19370.41 | 18587.112 | 17737.3798 | 16897.1784 | 16232.162 | 429.8111 | 20700.4537 | 11 | 2012
2012-11-06 | 15870.6057 | 15690.2959 | 15661.8546 | 15805.2907 | 16304.549 | 17468.7726 | 18838.0567 | 18995.0588 | 18835.0665 | 18611.7062 | 18366.3743 | 18021.7082 | 17889.8077 | 17791.7142 | 17690.0889 | 17829.1489 | 18695.7301 | 20072.9953 | 20113.1602 | 19618.3377 | 18790.6902 | 17798.3461 | 16923.462 | 16267.8996 | 427.9507 | 20113.1602 | 11 | 2012
2012-11-07 | 15863.1044 | 15651.8665 | 15565.4233 | 15682.3284 | 16191.2518 | 17485.8495 | 18979.0274 | 18854.4975 | 18513.8459 | 18247.0371 | 18143.8488 | 18012.1816 | 17951.9726 | 17890.9001 | 17844.189 | 18047.7094 | 19133.2394 | 20748.8064 | 20858.8255 | 20461.717 | 19798.8549 | 18573.8907 | 17607.7303 | 17002.2599 | 433.1104 | 20858.8255 | 11 | 2012
2012-11-08 | 16791.7433 | 16773.6107 | 16891.6502 | 17180.7229 | 17905.9273 | 20238.9306 | 22148.6781 | 21646.4682 | 20352.8169 | 19139.7413 | 18091.6989 | 17566.6575 | 17296.3407 | 17019.1147 | 16841.6664 | 16881.0959 | 17452.4923 | 19114.2185 | 19730.521 | 19821.5678 | 19553.2559 | 18698.9698 | 17814.6401 | 17292.2189 | 442.2447 | 22148.6781 | 11 | 2012
2012-11-09 | 17114.4499 | 17120.2735 | 17194.3208 | 17468.1283 | 18148.9675 | 20497.3223 | 22235.1142 | 21496.7319 | 19807.818 | 18412.7346 | 17689.5171 | 17264.6697 | 16948.6425 | 16744.0886 | 16543.5534 | 16479.8094 | 16832.0773 | 17731.7491 | 17738.7398 | 17567.778 | 17379.3567 | 17017.6089 | 16476.2563 | 15942.6525 | 427.8524 | 22235.1142 | 11 | 2012
2012-11-10 | 15611.6652 | 15468.8001 | 15463.0355 | 15606.4889 | 15930.3453 | 16484.7917 | 16921.291 | 17225.9349 | 17079.9951 | 16769.8776 | 16430.8647 | 16159.6708 | 15951.2326 | 15776.9499 | 15654.0466 | 15641.3478 | 16009.1713 | 16859.2192 | 16821.6741 | 16658.3179 | 16338.1911 | 15887.128 | 15364.4726 | 14866.5866 | 386.9811 | 17225.9349 | 11 | 2012
2012-11-11 | 14548.5833 | 14408.8197 | 14381.9138 | 14458.2028 | 14686.212 | 15121.2446 | 15512.368 | 16041.4804 | 16219.2436 | 15961.3351 | 15619.3923 | 15504.4427 | 15524.8305 | 15465.549 | 15401.9536 | 15478.1472 | 16090.0542 | 17036.5383 | 17056.0224 | 16826.9821 | 16317.587 | 15738.6612 | 15020.213 | 14370.4097 | 372.7902 | 17056.0224 | 11 | 2012
2012-11-12 | 14005.0424 | 13774.8835 | 13689.2987 | 13774.6669 | 14191.9485 | 15284.449 | 16390.7705 | 16780.1319 | 17076.4593 | 17334.2355 | 17530.5231 | 17603.3309 | 17608.7709 | 17497.3002 | 17388.7436 | 17478.2851 | 18115.7118 | 20024.4998 | 20448.2983 | 20398.9153 | 19980.0692 | 19176.5999 | 18115.0803 | 17630.3462 | 411.2984 | 20448.2983 | 11 | 2012
2012-11-13 | 17477.1586 | 17494.7512 | 17632.0294 | 17952.9239 | 19081.4865 | 21665.6889 | 23684.6285 | 23058.3635 | 21574.7197 | 20269.5752 | 19287.1065 | 18424.7895 | 17925.3431 | 17647.9092 | 17423.8729 | 17583.321 | 18688.7435 | 21140.364 | 21821.5665 | 21924.6129 | 21606.8671 | 20586.3784 | 19289.8963 | 18329.07 | 471.5712 | 23684.6285 | 11 | 2012
2012-11-14 | 18051.9506 | 17954.0634 | 18049.1111 | 18346.8087 | 19500.5626 | 21825.6747 | 23701.7561 | 23184.6077 | 21971.2873 | 20761.0685 | 19724.0739 | 18764.7206 | 18086.7788 | 17857.9574 | 17694.412 | 17871.2823 | 19083.3555 | 21069.0577 | 21412.8262 | 21268.1199 | 20860.0064 | 19851.7349 | 18515.0066 | 17834.1755 | 473.2404 | 23701.7561 | 11 | 2012
2012-11-15 | 17643.5821 | 17610.4376 | 17705.2357 | 17947.4992 | 18964.2193 | 21444.194 | 23386.2276 | 22714.9127 | 21075.7342 | 19503.2893 | 18359.9793 | 17719.1609 | 17359.3752 | 17100.7438 | 16902.996 | 16973.1281 | 17733.2303 | 19534.7558 | 20105.2416 | 20219.2339 | 20000.3471 | 19119.3167 | 18022.7607 | 17456.7838 | 454.6024 | 23386.2276 | 11 | 2012
2012-11-16 | 17302.0826 | 17332.8994 | 17488.5217 | 17821.0935 | 18782.8366 | 21228.1814 | 23207.4421 | 22601.3356 | 20905.8402 | 19402.9118 | 18191.9898 | 17621.9183 | 17230.1484 | 16972.1621 | 16737.9124 | 16753.9994 | 17368.3092 | 18618.4882 | 18881.6291 | 18854.715 | 18651.4721 | 18173.0582 | 17695.5754 | 17219.2291 | 445.0438 | 23207.4421 | 11 | 2012
2012-11-17 | 16991.8164 | 16946.6865 | 17044.9609 | 17263.0353 | 17684.9659 | 18478.6879 | 19488.1309 | 19906.7805 | 19163.2935 | 18063.5803 | 17423.5293 | 16884.7502 | 16453.8859 | 16098.1572 | 15884.5288 | 15909.3144 | 16521.2699 | 17604.696 | 17744.5811 | 17783.9286 | 17682.2377 | 17450.5656 | 17063.7265 | 16681.1874 | 418.2183 | 19906.7805 | 11 | 2012
2012-11-18 | 16518.0505 | 16530.3366 | 16661.6049 | 16863.6746 | 17227.883 | 17781.3838 | 18454.0035 | 19169.5454 | 18446.2376 | 17442.6766 | 16641.0734 | 16193.504 | 15949.3096 | 15721.7314 | 15585.0896 | 15663.2783 | 16362.4002 | 17555.9054 | 17813.4542 | 17890.8556 | 17662.3039 | 17266.8373 | 16729.3799 | 16317.0518 | 408.4476 | 19169.5454 | 11 | 2012
2012-11-19 | 16200.5496 | 16245.7843 | 16442.8332 | 16818.5049 | 17538.6103 | 19617.4859 | 21613.7325 | 21337.0401 | 20038.9208 | 18788.3626 | 17923.2041 | 17469.3009 | 17230.0903 | 16998.4803 | 16798.3946 | 16769.391 | 17327.52 | 18567.3028 | 18871.5537 | 18677.6095 | 18168.2422 | 17602.1325 | 16776.3982 | 16092.2515 | 429.9137 | 21613.7325 | 11 | 2012
2012-11-20 | 15675.3407 | 15481.2143 | 15448.9284 | 15553.3898 | 16020.3952 | 17178.2783 | 18408.0045 | 18368.3201 | 17890.9675 | 17527.1262 | 17249.7668 | 16978.6814 | 16827.0281 | 16732.6209 | 16592.199 | 16573.4887 | 17038.4962 | 17939.9834 | 17988.1863 | 17807.093 | 17535.5113 | 16963.1652 | 16169.6644 | 15467.057 | 405.4149 | 18408.0045 | 11 | 2012
2012-11-21 | 15038.3835 | 14843.8964 | 14826.5857 | 15011.5683 | 15526.1811 | 16542.2844 | 17482.2233 | 17837.2142 | 17720.1779 | 17490.2722 | 17261.3548 | 17020.9525 | 16851.4289 | 16732.1954 | 16578.4147 | 16462.9147 | 16826.4478 | 17686.6343 | 17653.6916 | 17493.0988 | 17296.2158 | 16895.5142 | 16223.6404 | 15547.4588 | 398.8487 | 17837.2142 | 11 | 2012
2012-11-22 | 14963.0815 | 14788.4188 | 14796.6771 | 14928.389 | 15261.5862 | 15883.9036 | 16476.5972 | 17030.3987 | 17174.7013 | 17067.7031 | 16793.4898 | 16208.5857 | 15417.3507 | 14811.9512 | 14387.5417 | 14150.2728 | 14376.7961 | 15018.8782 | 15059.425 | 15090.8662 | 15038.6273 | 14895.7223 | 14599.3878 | 14291.2933 | 368.5116 | 17174.7013 | 11 | 2012
2012-11-23 | 14161.4874 | 14091.0169 | 14133.671 | 14269.5173 | 14577.8229 | 15116.1527 | 15544.7052 | 15829.9935 | 16022.3078 | 16051.8622 | 15959.8734 | 15823.8754 | 15655.0631 | 15480.3564 | 15357.4903 | 15384.4534 | 15973.7854 | 17029.2922 | 17200.6755 | 17217.8308 | 17125.4688 | 16912.8268 | 16543.7577 | 16152.2011 | 377.6155 | 17217.8308 | 11 | 2012
2012-11-24 | 16163.576 | 16143.9731 | 16269.3938 | 16520.8275 | 16949.2097 | 17619.4584 | 18282.6001 | 19051.9023 | 19284.81 | 19015.7302 | 18282.9542 | 17748.1665 | 17238.027 | 16829.409 | 16632.6188 | 16836.8822 | 17848.438 | 19837.5127 | 20507.9139 | 20856.2773 | 20856.0961 | 20508.9018 | 19871.5812 | 19275.2967 | 438.4316 | 20856.2773 | 11 | 2012
2012-11-25 | 18961.5217 | 18911.4868 | 19070.4242 | 19369.4043 | 19842.7143 | 20610.4185 | 21350.8944 | 21694.691 | 20723.2784 | 18975.5453 | 17669.3803 | 17038.0975 | 16641.8156 | 16262.6608 | 16017.1107 | 16135.187 | 17046.1777 | 18561.1481 | 19188.0497 | 19425.1465 | 19025.7162 | 18231.9848 | 17580.6344 | 17090.0222 | 445.4235 | 21694.691 | 11 | 2012
2012-11-26 | 16879.4493 | 16820.9433 | 16865.8339 | 17048.2259 | 17563.2761 | 19244.3228 | 21177.4655 | 20915.3755 | 20108.1776 | 19333.8326 | 18546.4102 | 17935.4251 | 17669.2777 | 17469.948 | 17391.5941 | 17547.2046 | 18471.2863 | 19891.9592 | 19964.2015 | 19498.2523 | 18745.8292 | 17793.7157 | 16868.1799 | 16085.6656 | 439.8359 | 21177.4655 | 11 | 2012
2012-11-27 | 15664.0857 | 15489.6527 | 15467.3468 | 15645.5548 | 16180.2792 | 17501.958 | 19452.764 | 19730.7746 | 19759.1405 | 19879.4182 | 19960.6241 | 19817.9013 | 19638.8987 | 19494.2098 | 19360.0489 | 19744.7029 | 21179.4322 | 22783.0153 | 23008.014 | 22834.216 | 22242.1132 | 21043.8966 | 19510.6107 | 18299.6257 | 463.6883 | 23008.014 | 11 | 2012
2012-11-28 | 17944.7474 | 17836.9366 | 17899.5017 | 18155.1281 | 19309.7242 | 21821.9304 | 24095.3279 | 23893.9619 | 22742.0631 | 21426.4434 | 20114.5419 | 18933.3891 | 18180.607 | 17798.0025 | 17572.164 | 17732.4746 | 19261.1841 | 21793.1068 | 22562.276 | 22837.2136 | 22872.5957 | 22054.1158 | 20820.1135 | 19917.4056 | 487.575 | 24095.3279 | 11 | 2012
2012-11-29 | 19584.3094 | 19617.5282 | 19905.5153 | 20452.222 | 21711.0947 | 24168.7638 | 26197.2521 | 25533.3491 | 23469.0345 | 21380.8243 | 19706.9281 | 18481.4785 | 17795.4696 | 17437.9933 | 17166.9418 | 17264.1845 | 18211.6751 | 20469.1521 | 21122.1556 | 21339.379 | 21183.6799 | 20304.8817 | 18948.5488 | 18042.8432 | 489.4952 | 26197.2521 | 11 | 2012
2012-11-30 | 17816.8479 | 17751.4472 | 17808.831 | 18034.6269 | 18910.8371 | 21094.8261 | 22964.0473 | 22376.1407 | 21026.1174 | 19530.5973 | 18331.0871 | 17669.6474 | 17238.3211 | 16922.9295 | 16676.9922 | 16668.9621 | 17347.3271 | 18485.429 | 18595.2269 | 18488.1437 | 18229.4541 | 17874.4662 | 17292.8218 | 16647.7214 | 443.7828 | 22964.0473 | 11 | 2012
2012-12-01 | 17870.5045 | 17556.6243 | 17482.8347 | 17566.1735 | 17958.1521 | 18643.4402 | 19495.9599 | 20121.921 | 20140.3079 | 19487.3235 | 18788.3572 | 18241.219 | 17751.4152 | 17388.4206 | 17174.2963 | 17188.8272 | 18159.1165 | 19619.5585 | 19463.6346 | 19460.313 | 19061.8777 | 18353.4612 | 17334.2394 | 16287.2462 | 440.5952 | 20140.3079 | 12 | 2012
2012-12-02 | 15575.7828 | 15233.0012 | 15074.0487 | 15052.9708 | 15223.9545 | 15742.6702 | 16482.7353 | 17351.7398 | 17912.4748 | 17661.9794 | 17154.2803 | 16954.4954 | 16961.1406 | 16862.8614 | 16795.6951 | 17031.0725 | 18223.2906 | 19838.775 | 19945.4741 | 19729.4229 | 19035.3561 | 17976.8942 | 16579.5013 | 15372.3895 | 409.772 | 19945.4741 | 12 | 2012
2012-12-03 | 14733.8701 | 14424.0215 | 14395.1101 | 14653.2684 | 15514.0004 | 17595.4818 | 19658.5756 | 19664.5765 | 19319.9321 | 19108.165 | 19069.1692 | 19116.6409 | 19165.5087 | 19110.307 | 18915.4494 | 18908.4327 | 19758.2225 | 21344.7242 | 21414.1047 | 21047.5885 | 20390.9823 | 19242.925 | 17582.1207 | 16146.6493 | 440.2798 | 21414.1047 | 12 | 2012
2012-12-04 | 15318.8235 | 14895.5965 | 14752.7922 | 14869.7792 | 15550.8096 | 17421.8433 | 19387.3072 | 19447.6637 | 19297.0224 | 19228.1251 | 19302.5388 | 19272.0829 | 19172.4732 | 19118.9549 | 18972.1882 | 19194.2983 | 20446.0337 | 21480.4013 | 21447.2149 | 21032.1886 | 20314.9062 | 19057.5316 | 17401.3595 | 16003.7191 | 442.3857 | 21480.4013 | 12 | 2012
2012-12-05 | 15191.1612 | 14744.1812 | 14533.3229 | 14640.5033 | 15343.3254 | 17268.9677 | 19492.5415 | 19765.037 | 19692.8332 | 19619.9725 | 19549.3389 | 19349.3887 | 19170.5571 | 19015.6083 | 18828.0456 | 19053.0655 | 20274.812 | 21773.578 | 21927.8921 | 21803.3 | 21558.1931 | 20657.9585 | 19213.209 | 17974.9449 | 450.4417 | 21927.8921 | 12 | 2012
2012-12-06 | 17344.9279 | 17023.5626 | 16855.0485 | 16959.1435 | 17590.5289 | 19390.501 | 21258.5286 | 21191.6882 | 20920.8986 | 20675.088 | 20515.3456 | 20229.3855 | 19962.9387 | 19774.0082 | 19624.3416 | 19816.0196 | 20927.2744 | 21896.9005 | 21902.0975 | 21696.5842 | 21274.6197 | 20109.5129 | 18524.341 | 17166.5224 | 472.6298 | 21902.0975 | 12 | 2012
2012-12-07 | 16436.4553 | 16017.289 | 15835.0162 | 15958.7454 | 16638.3209 | 18443.0698 | 20336.5017 | 20337.5101 | 20157.4837 | 20012.5801 | 19808.5157 | 19422.368 | 19127.1752 | 18877.6671 | 18602.7978 | 18669.3222 | 19664.4415 | 20800.2282 | 20540.6287 | 20104.558 | 19612.6386 | 18795.9295 | 17579.1469 | 16251.8512 | 448.0302 | 20800.2282 | 12 | 2012
2012-12-08 | 15333.8324 | 14818.2308 | 14511.6745 | 14423.677 | 14603.2698 | 15208.0929 | 16051.5295 | 16841.1435 | 17710.9076 | 18162.7668 | 18233.6959 | 18093.0513 | 17829.0977 | 17572.6914 | 17409.321 | 17532.445 | 18553.4339 | 19611.9246 | 19373.5201 | 18983.4659 | 18460.736 | 17686.9821 | 16538.3355 | 15305.0165 | 408.8488 | 19611.9246 | 12 | 2012
2012-12-09 | 14443.6853 | 13899.5697 | 13603.7399 | 13478.1494 | 13549.0287 | 13982.8105 | 14683.3617 | 15618.9191 | 16618.3513 | 16917.2672 | 16883.8365 | 16991.7898 | 17111.1665 | 17102.407 | 17024.401 | 17236.8039 | 18463.093 | 19910.6214 | 19922.2488 | 19710.8969 | 19040.8714 | 17930.384 | 16475.4888 | 15158.6503 | 395.7575 | 19922.2488 | 12 | 2012
2012-12-10 | 14371.0251 | 13940.8691 | 13808.6103 | 13971.2769 | 14683.3854 | 16592.0013 | 18841.6849 | 19395.3474 | 19665.532 | 20025.0374 | 20414.0402 | 20609.3238 | 20754.5455 | 20850.3518 | 20954.1805 | 21456.5846 | 22504.3769 | 23552.675 | 23770.0408 | 23714.7391 | 23425.2725 | 22729.9764 | 21711.1413 | 20625.7184 | 472.3677 | 23770.0408 | 12 | 2012
2012-12-11 | 20094.6492 | 19883.9057 | 19921.5442 | 20298.5944 | 21269.5526 | 22752.9118 | 24285.9112 | 24318.9068 | 24132.3684 | 23842.5784 | 23467.2999 | 22961.6393 | 22521.9612 | 22169.7446 | 21965.9585 | 22252.835 | 23423.8126 | 24959.4986 | 25346.3598 | 25406.7737 | 25271.6842 | 24632.9983 | 23654.5777 | 22875.2971 | 551.7114 | 25406.7737 | 12 | 2012
2012-12-12 | 22538.9475 | 22459.3108 | 22545.4375 | 22720.8286 | 23321.071 | 24737.0486 | 26128.428 | 25904.27 | 25127.4296 | 24187.1622 | 23386.3176 | 22667.4128 | 22131.3507 | 21728.8586 | 21509.7072 | 21747.7494 | 22923.9426 | 24420.9317 | 24757.7542 | 24807.6559 | 24704.794 | 24154.8496 | 23243.4118 | 22527.4212 | 564.3821 | 26128.428 | 12 | 2012
2012-12-13 | 22268.5639 | 22267.0194 | 22457.9649 | 22813.1833 | 23582.0611 | 25132.8448 | 26564.6728 | 26251.8137 | 25057.6629 | 23726.738 | 22633.0841 | 21788.6671 | 21079.0001 | 20464.2402 | 19983.41 | 20148.8127 | 21567.6483 | 23204.4334 | 23690.1852 | 23997.7489 | 24065.0404 | 23660.7837 | 22855.3073 | 22194.1276 | 551.455 | 26564.6728 | 12 | 2012
2012-12-14 | 21999.7716 | 22010.7284 | 22141.0461 | 22427.1779 | 23099.7091 | 24559.5563 | 25924.6096 | 25663.4861 | 24479.7748 | 23148.3047 | 22070.6743 | 21226.0283 | 20357.9175 | 19774.8899 | 19424.058 | 19656.2264 | 21147.8613 | 22260.656 | 22333.0092 | 22225.9952 | 21957.5343 | 21521.9586 | 20501.6216 | 19233.3891 | 529.146 | 25924.6096 | 12 | 2012
2012-12-15 | 18392.2863 | 17857.1681 | 17605.2374 | 17535.8598 | 17769.2379 | 18416.0099 | 19312.0004 | 20046.068 | 20698.0391 | 20712.5994 | 20357.746 | 19830.8169 | 19190.2572 | 18693.3835 | 18377.8077 | 18551.6636 | 19825.0632 | 20763.2976 | 20506.1047 | 20133.8383 | 19582.8447 | 18782.3629 | 17602.3377 | 16371.0898 | 456.9131 | 20763.2976 | 12 | 2012
2012-12-16 | 15450.1646 | 14883.0505 | 14555.3157 | 14406.8018 | 14497.1034 | 14912.5195 | 15688.4871 | 16707.7623 | 17767.6582 | 18061.4973 | 17956.4484 | 17998.6593 | 18137.7687 | 18114.1364 | 18098.2562 | 18463.4064 | 19692.5157 | 20580.9634 | 20503.0843 | 20296.1015 | 19732.5484 | 18703.3489 | 17312.1638 | 16088.8585 | 418.6086 | 20580.9634 | 12 | 2012
2012-12-17 | 15326.5798 | 14921.6546 | 14797.8027 | 14967.4643 | 15740.9492 | 17618.2658 | 19726.2236 | 19969.8138 | 19951.6379 | 20000.6218 | 20025.1428 | 19915.791 | 19756.1649 | 19567.2772 | 19364.8417 | 19420.5407 | 20371.9739 | 21879.4068 | 22065.7163 | 21934.1096 | 21590.4014 | 20692.6202 | 19208.2372 | 17922.7314 | 456.736 | 22065.7163 | 12 | 2012
2012-12-18 | 17227.5708 | 16964.2592 | 16994.2446 | 17354.9489 | 18355.9464 | 20543.0309 | 22295.5925 | 22410.1004 | 21984.9848 | 21424.1824 | 20925.6739 | 20344.433 | 19855.7074 | 19494.9151 | 19210.8246 | 19312.9485 | 20596.8637 | 22276.1042 | 22596.9429 | 22669.7616 | 22453.2882 | 21861.9893 | 20739.3467 | 19500.4989 | 487.3942 | 22669.7616 | 12 | 2012
2012-12-19 | 18854.3399 | 18567.0602 | 18580.0727 | 18832.726 | 19744.4916 | 21585.4659 | 22918.4547 | 22809.4929 | 22047.0053 | 21252.0198 | 20508.7412 | 19818.1595 | 19439.0103 | 19181.4669 | 18872.4357 | 18964.7299 | 20131.3249 | 21686.833 | 21765.4513 | 21628.0494 | 21360.5429 | 20482.4681 | 19039.8035 | 17734.9041 | 485.805 | 22918.4547 | 12 | 2012
2012-12-20 | 16958.9987 | 16479.296 | 16304.3535 | 16405.0437 | 16990.6029 | 18505.9018 | 20207.655 | 20697.2361 | 20954.3477 | 21185.6122 | 21366.4167 | 21411.0727 | 21461.3609 | 21550.9466 | 21670.8234 | 22009.4527 | 22972.3476 | 24143.9998 | 24290.8706 | 24305.6417 | 24145.0083 | 23705.6812 | 22876.9141 | 22130.6656 | 502.7302 | 24305.6417 | 12 | 2012
2012-12-21 | 21798.8544 | 21701.1718 | 21750.3989 | 22014.0295 | 22629.2602 | 23819.4528 | 25049.6033 | 25372.9669 | 25272.2128 | 24877.0882 | 24334.3312 | 23683.4614 | 23076.9057 | 22625.1671 | 22281.802 | 22304.7065 | 23270.635 | 24651.3323 | 24819.1482 | 24772.9523 | 24629.3858 | 24256.9005 | 23588.4837 | 22914.8598 | 565.4951 | 25372.9669 | 12 | 2012
2012-12-22 | 22529.2079 | 22401.671 | 22433.3986 | 22635.3011 | 23018.6694 | 23698.4387 | 24479.2609 | 24894.5757 | 24546.8292 | 23672.9864 | 22685.1004 | 21747.7011 | 20632.0123 | 19685.5298 | 19119.6174 | 19202.1752 | 20645.2915 | 22528.3413 | 22948.0618 | 23234.4175 | 23260.1982 | 23042.15 | 22498.3126 | 21881.0259 | 537.4203 | 24894.5757 | 12 | 2012
2012-12-23 | 21476.6043 | 21209.8772 | 21089.077 | 21111.2823 | 21329.7201 | 21717.5115 | 22256.7882 | 22780.7668 | 22791.2374 | 21983.4247 | 21035.4119 | 20303.3375 | 19961.8671 | 19742.8472 | 19639.7738 | 19830.7145 | 20844.3896 | 21662.2532 | 21566.5104 | 21375.7203 | 20874.1474 | 20015.5515 | 18829.647 | 17574.2536 | 501.0027 | 22791.2374 | 12 | 2012
2012-12-24 | 16511.1208 | 15956.5357 | 15652.5274 | 15540.4699 | 15750.2555 | 16363.1997 | 17204.3549 | 17963.7968 | 18903.3731 | 19442.5354 | 19503.2928 | 19209.8559 | 18698.0522 | 18280.5358 | 17973.473 | 17944.5597 | 18538.1169 | 19386.9107 | 19142.0023 | 18951.9247 | 18764.3405 | 18422.3375 | 17756.1601 | 16865.1571 | 428.7249 | 19503.2928 | 12 | 2012
2012-12-25 | 16272.5415 | 15932.8376 | 15821.7402 | 15903.7721 | 16193.0933 | 16882.6234 | 17891.9651 | 18925.6825 | 19987.8375 | 20523.9993 | 20646.8474 | 20428.5513 | 19906.0594 | 19453.2776 | 19191.2749 | 19295.1733 | 20087.0763 | 20838.9326 | 20899.3136 | 20873.5201 | 20655.592 | 19982.5687 | 18932.1824 | 17894.1755 | 453.4206 | 20899.3136 | 12 | 2012
2012-12-26 | 17434.9176 | 16988.2201 | 16811.3805 | 16991.1373 | 17586.8824 | 18860.0208 | 20400.895 | 21399.4436 | 22091.2269 | 22755.7677 | 23300.8653 | 23688.7102 | 23929.6019 | 24069.9481 | 24245.8952 | 24591.1694 | 25380.1433 | 26030.284 | 25899.5774 | 25558.9015 | 25081.1075 | 24324.9922 | 23373.0507 | 22512.2448 | 533.3064 | 26030.284 | 12 | 2012
2012-12-27 | 22006.391 | 21748.8962 | 21658.0877 | 21715.9907 | 22040.2366 | 22809.5661 | 23697.9369 | 24086.7208 | 24381.4391 | 24486.6668 | 24451.0178 | 24220.7869 | 23917.8304 | 23613.0771 | 23397.7425 | 23423.4112 | 24155.767 | 25132.1238 | 25195.846 | 25052.9797 | 24709.8914 | 24098.1547 | 23237.1602 | 22465.0027 | 565.7027 | 25195.846 | 12 | 2012
2012-12-28 | 22011.7693 | 21756.5582 | 21650.5742 | 21696.3282 | 21966.4341 | 22680.1825 | 23522.1619 | 23892.4254 | 24005.2621 | 23870.566 | 23632.8098 | 23404.4755 | 23153.188 | 22974.5143 | 22867.6722 | 22940.0799 | 23562.9799 | 24114.0146 | 23914.291 | 23544.5962 | 23074.8806 | 22430.4886 | 21632.4746 | 20574.1893 | 548.8729 | 24114.0146 | 12 | 2012
2012-12-29 | 19783.0899 | 19314.9018 | 19156.3224 | 19260.1662 | 19661.2194 | 20360.5346 | 21284.3558 | 21898.7513 | 22602.3388 | 23238.2744 | 23675.0985 | 23879.5835 | 23885.4372 | 23806.5777 | 23810.7874 | 24015.9042 | 24690.9156 | 25445.1799 | 25424.7139 | 25247.3884 | 24927.1813 | 24434.4139 | 23765.9445 | 23136.8165 | 546.7059 | 25445.1799 | 12 | 2012
2012-12-30 | 22758.8774 | 22557.471 | 22553.2668 | 22688.3491 | 22996.1814 | 23551.9379 | 24273.0613 | 24817.8781 | 24757.0886 | 23907.3524 | 22839.2282 | 22159.5868 | 21539.6055 | 20782.0345 | 20297.6395 | 20582.2789 | 21971.754 | 23670.8798 | 24132.8253 | 24361.5661 | 24284.214 | 23978.4505 | 23413.1993 | 22850.6895 | 551.7254 | 24817.8781 | 12 | 2012
2012-12-31 | 22495.4393 | 22258.5955 | 22130.592 | 22095.3688 | 22258.5267 | 22830.4546 | 23503.4538 | 23756.8714 | 23771.7055 | 23543.8079 | 23134.0752 | 22804.8672 | 22515.6903 | 22320.9434 | 22199.0375 | 22274.5075 | 22868.474 | 23553.7428 | 23201.8101 | 22638.4728 | 22019.8995 | 21365.7517 | 20393.6552 | 19442.2354 | 539.378 | 23771.7055 | 12 | 2012
2013-01-01 | 17946.844 | 17753.4678 | 17697.502 | 17799.4662 | 18120.0794 | 18815.0827 | 19727.1303 | 20111.276 | 20351.8974 | 20387.7824 | 20193.091 | 19830.6608 | 19305.8936 | 18792.3094 | 18438.7054 | 18506.5281 | 19153.8769 | 20488.971 | 20823.7739 | 20854.7283 | 20662.2058 | 20246.862 | 19634.2061 | 19043.45 | 464.6858 | 20854.7283 | 1 | 2013
2013-01-02 | 19775.124 | 19659.6584 | 19698.8907 | 19943.9036 | 20559.9753 | 21960.356 | 23895.3169 | 24042.6144 | 23520.092 | 22875.0147 | 22245.5899 | 21700.1638 | 21274.6861 | 20921.2879 | 20645.9073 | 20741.2703 | 21434.0385 | 22959.8311 | 23389.8809 | 23289.6304 | 22865.8968 | 22064.487 | 21123.8044 | 20332.3264 | 520.9197 | 24042.6144 | 1 | 2013
2013-01-03 | 21123.4414 | 21048.9404 | 21127.3901 | 21409.1825 | 22057.1475 | 23831.0155 | 25780.4253 | 25939.4843 | 25356.1387 | 24607.7863 | 23862.3004 | 23126.9467 | 22502.2882 | 22014.0712 | 21716.2954 | 21832.4495 | 22713.3138 | 24534.2801 | 25021.795 | 24957.9781 | 24574.8458 | 23760.0824 | 22608.5704 | 21776.7427 | 557.2829 | 25939.4843 | 1 | 2013
2013-01-04 | 17403.9156 | 17212.073 | 17174.0062 | 17350.5002 | 17917.0817 | 19306.5841 | 20854.8641 | 20972.5291 | 20656.1307 | 20308.5982 | 19993.3365 | 19681.1812 | 19405.6379 | 19161.3668 | 18938.816 | 18991.4098 | 19537.8366 | 20708.3337 | 20943.8853 | 20778.9756 | 20347.8506 | 19606.6109 | 18624.6955 | 17768.5514 | 463.6448 | 20972.5291 | 1 | 2013
2013-01-05 | 15522.9011 | 15238.0165 | 15108.7187 | 15122.1842 | 15314.6886 | 15826.181 | 16563.7936 | 17013.7855 | 17299.817 | 17203.4416 | 16913.2792 | 16713.4771 | 16542.0489 | 16322.9296 | 16157.7583 | 16234.9771 | 16784.6278 | 17931.448 | 18171.0156 | 18047.8478 | 17630.0059 | 17014.9053 | 16244.2287 | 15514.5489 | 396.4366 | 18171.0156 | 1 | 2013
2013-01-06 | 18527.8603 | 18344.3339 | 18310.2164 | 18412.7633 | 18683.4276 | 19235.5552 | 19990.5234 | 20453.9354 | 20611.834 | 20305.2258 | 19776.9168 | 19350.5191 | 18993.4351 | 18634.7223 | 18399.7012 | 18513.0366 | 19232.5229 | 20614.7923 | 20983.0651 | 20949.8562 | 20622.4664 | 20080.2674 | 19364.4306 | 18713.9787 | 467.1054 | 20983.0651 | 1 | 2013
2013-01-07 | 20036.2104 | 19932.5962 | 19981.4033 | 20237.4328 | 20882.1344 | 22369.8713 | 24310.1364 | 24472.9599 | 23943.6176 | 23281.1493 | 22628.3941 | 22010.3267 | 21587.2847 | 21219.9492 | 20938.6029 | 21025.5553 | 21719.5933 | 23312.1877 | 23748.0695 | 23638.1109 | 23212.0601 | 22373.7634 | 21417.3685 | 20625.6464 | 528.9044 | 24472.9599 | 1 | 2013
2013-01-08 | 18635.3023 | 18480.1516 | 18482.9591 | 18692.7775 | 19276.5959 | 20652.6353 | 22241.2349 | 22387.7105 | 21932.374 | 21497.0886 | 21087.24 | 20684.7568 | 20331.5559 | 20032.128 | 19782.7221 | 19861.8148 | 20482.6577 | 21752.9505 | 22050.665 | 21933.958 | 21574.0884 | 20879.0403 | 19918.9733 | 19096.7315 | 491.7481 | 22387.7105 | 1 | 2013
2013-01-09 | 17190.7674 | 16986.5512 | 16943.5153 | 17110.1242 | 17655.6524 | 19009.7002 | 20533.9878 | 20644.6117 | 20333.4945 | 19999.9797 | 19705.6445 | 19412.9181 | 19149.4757 | 18917.4337 | 18701.4627 | 18762.4859 | 19299.6202 | 20454.9325 | 20690.1474 | 20528.4447 | 20127.6636 | 19399.2167 | 18413.1773 | 17552.6533 | 457.5237 | 20690.1474 | 1 | 2013
2013-01-10 | 16585.326 | 16360.4114 | 16298.1266 | 16446.4736 | 16975.672 | 18319.5386 | 19836.8084 | 19945.7111 | 19660.7206 | 19370.1382 | 19124.6226 | 18878.2231 | 18652.6011 | 18448.9125 | 18246.8986 | 18300.0708 | 18801.3104 | 19907.7268 | 20116.4997 | 19935.2514 | 19518.3316 | 18776.5321 | 17779.7601 | 16903.1143 | 443.1888 | 20116.4997 | 1 | 2013
2013-01-11 | 19109.2806 | 18973.7097 | 18989.3344 | 19214.9649 | 19823.2716 | 21226.8191 | 22944.7441 | 23105.9309 | 22626.3951 | 22047.251 | 21600.1686 | 21162.456 | 20783.4232 | 20460.9611 | 20198.244 | 20268.7384 | 20903.9714 | 22202.5378 | 22582.2393 | 22430.9829 | 22017.1448 | 21323.3177 | 20373.9558 | 19562.0562 | 503.9319 | 23105.9309 | 1 | 2013
2013-01-12 | 17378.8431 | 17155.3207 | 17084.4869 | 17151.5659 | 17389.7362 | 17917.3931 | 18649.9522 | 19112.6347 | 19320.9181 | 19097.2714 | 18663.7759 | 18327.0338 | 18042.7957 | 17738.481 | 17529.6482 | 17626.6012 | 18273.6383 | 19559.3494 | 19876.1225 | 19802.1511 | 19449.5182 | 18885.4275 | 18150.0392 | 17468.5806 | 439.6513 | 19876.1225 | 1 | 2013
2013-01-13 | 15945.8027 | 15673.6033 | 15557.2904 | 15581.5016 | 15781.6826 | 16287.5098 | 17007.4641 | 17464.9546 | 17734.725 | 17612.0428 | 17293.1472 | 17065.293 | 16870.1019 | 16632.6384 | 16456.9736 | 16535.9971 | 17099.9806 | 18271.6165 | 18526.3839 | 18407.7655 | 18014.5604 | 17417.3454 | 16656.1936 | 15936.7565 | 405.8313 | 18526.3839 | 1 | 2013
2013-01-14 | 17909.3322 | 17732.4332 | 17713.4716 | 17904.6987 | 18490.8297 | 19873.2127 | 21399.4097 | 21526.4036 | 21191.5842 | 20812.9152 | 20463.5911 | 20124.9758 | 19835.6521 | 19568.392 | 19335.836 | 19394.0198 | 19958.4923 | 21161.2301 | 21419.464 | 21261.0748 | 20867.8706 | 20155.2011 | 19182.3671 | 18333.6809 | 475.6161 | 21526.4036 | 1 | 2013
2013-01-15 | 20664.1062 | 20575.8053 | 20642.4654 | 20910.7427 | 21544.2456 | 23166.3148 | 25073.9274 | 25238.0116 | 24672.1211 | 23956.5836 | 23250.0635 | 22548.1339 | 21971.4513 | 21578.979 | 21281.6874 | 21382.3523 | 22109.0855 | 23868.3654 | 24339.3741 | 24254.8339 | 23889.4843 | 23086.5751 | 22000.8547 | 21231.0576 | 543.2366 | 25238.0116 | 1 | 2013
2013-01-16 | 25163.2794 | 25217.4399 | 25457.4158 | 25942.9815 | 26889.4026 | 28712.6606 | 30649.7881 | 30835.2675 | 30060.5758 | 29002.4798 | 27908.4027 | 26838.7466 | 25935.2434 | 25213.8749 | 24727.7539 | 24907.4295 | 26086.5138 | 28236.1707 | 28916.2947 | 28977.8286 | 28757.7015 | 28072.5954 | 27012.9333 | 26184.8061 | 655.7076 | 30835.2675 | 1 | 2013
2013-01-17 | 24358.9744 | 24385.7247 | 24600.109 | 25061.4782 | 25986.1343 | 27795.9693 | 29723.9935 | 29907.1369 | 29167.1829 | 28166.1564 | 27136.8714 | 26128.5435 | 25275.2986 | 24591.5511 | 24123.9353 | 24293.1458 | 25424.5937 | 27509.4263 | 28154.5202 | 28190.3014 | 27948.7904 | 27245.9079 | 26171.9659 | 25322.3423 | 636.6701 | 29907.1369 | 1 | 2013
2013-01-18 | 22788.6736 | 22765.7874 | 22928.0876 | 23344.4111 | 24239.574 | 26047.279 | 27965.2834 | 28154.1179 | 27487.1928 | 26600.9503 | 25698.0584 | 24809.1605 | 24056.9087 | 23445.2593 | 23011.5352 | 23147.0797 | 24175.6601 | 26126.2132 | 26691.8236 | 26661.6599 | 26350.6496 | 25600.7863 | 24500.2869 | 23606.5641 | 600.203 | 28154.1179 | 1 | 2013
2013-01-19 | 21956.7226 | 21885.6401 | 21959.3001 | 22160.0711 | 22600.846 | 23333.2587 | 24254.1388 | 24864.1649 | 24885.1727 | 24209.9459 | 23225.3126 | 22365.232 | 21759.791 | 21244.2372 | 20928.0396 | 21076.8623 | 21972.3017 | 23936.84 | 24568.0543 | 24634.2383 | 24390.2029 | 23838.7939 | 23029.7085 | 22331.6663 | 551.4105 | 24885.1727 | 1 | 2013
2013-01-20 | 21334.0395 | 21241.6757 | 21295.5404 | 21477.5369 | 21814.334 | 22450.6518 | 23362.6322 | 23970.4474 | 24024.9086 | 23404.6438 | 22482.4169 | 21774.3806 | 21248.8368 | 20762.4384 | 20460.5982 | 20601.3599 | 21459.9222 | 23236.9629 | 23834.4346 | 23875.772 | 23611.2314 | 23042.7611 | 22223.164 | 21644.4195 | 534.6351 | 24024.9086 | 1 | 2013
2013-01-21 | 18256.5569 | 18088.7162 | 18080.0707 | 18278.9115 | 18869.222 | 20239.9543 | 21739.27 | 21875.7984 | 21528.9484 | 21130.7542 | 20761.862 | 20403.1466 | 20095.8753 | 19814.3679 | 19572.44 | 19630.7052 | 20201.1597 | 21419.1734 | 21687.7165 | 21527.991 | 21162.6963 | 20469.3918 | 19504.7094 | 18663.242 | 483.0027 | 21875.7984 | 1 | 2013
2013-01-22 | 19638.4506 | 19513.1513 | 19546.7051 | 19782.0721 | 20384.3297 | 21747.9925 | 23553.625 | 23721.4826 | 23213.2097 | 22592.6105 | 21995.9708 | 21522.268 | 21112.5881 | 20769.5393 | 20494.9557 | 20579.2502 | 21235.0812 | 22666.7856 | 23078.0863 | 22941.7763 | 22558.7348 | 21837.9267 | 20899.5048 | 20101.0109 | 515.4871 | 23721.4826 | 1 | 2013
2013-01-23 | 21888.671 | 21838.8584 | 21943.5814 | 22250.9478 | 23102.7502 | 24857.9049 | 26735.8233 | 26917.3495 | 26290.0645 | 25474.203 | 24657.2659 | 23848.7538 | 23158.0827 | 22595.4694 | 22185.7131 | 22318.7826 | 23288.6455 | 25158.4132 | 25688.5635 | 25633.7719 | 25337.0586 | 24585.5899 | 23467.3096 | 22547.6712 | 575.7712 | 26917.3495 | 1 | 2013
2013-01-24 | 20901.6145 | 20818.2022 | 20891.5814 | 21163.6881 | 21797.5302 | 23460.787 | 25326.7314 | 25504.1575 | 24929.7136 | 24200.6278 | 23482.1078 | 22766.8175 | 22152.6154 | 21735.9036 | 21431.5936 | 21530.0478 | 22281.3292 | 24052.968 | 24529.9397 | 24436.6227 | 24106.1409 | 23326.8177 | 22201.2104 | 21435.47 | 548.4642 | 25504.1575 | 1 | 2013
2013-01-25 | 23521.9435 | 23520.5462 | 23705.2739 | 24140.0153 | 25048.3759 | 26845.8451 | 28732.4451 | 28934.4127 | 28239.5486 | 27307.8125 | 26356.3738 | 25419.7049 | 24626.4131 | 23983.047 | 23530.7925 | 23670.0188 | 24723.2339 | 26716.4803 | 27307.8993 | 27285.1236 | 27017.4821 | 26298.8719 | 25214.1784 | 24337.6252 | 616.4835 | 28934.4127 | 1 | 2013
2013-01-26 | 19962.5318 | 19821.3514 | 19831.1181 | 19969.8886 | 20266.3679 | 20798.9545 | 21493.4089 | 21982.2992 | 22091.1716 | 21689.8043 | 21065.9598 | 20545.4598 | 20108.0093 | 19687.1251 | 19415.906 | 19536.2962 | 20304.2975 | 21770.5449 | 22189.6674 | 22171.5216 | 21928.6483 | 21447.3265 | 20762.5535 | 20145.7688 | 498.986 | 22189.6674 | 1 | 2013
2013-01-27 | 20195.4796 | 20061.5881 | 20078.5879 | 20223.7293 | 20525.3152 | 21057.8808 | 21748.0732 | 22280.5268 | 22399.4069 | 21922.3208 | 21281.7082 | 20744.9021 | 20293.7545 | 19862.416 | 19585.4812 | 19707.9631 | 20486.4972 | 21968.6847 | 22427.7572 | 22410.1146 | 22150.9625 | 21677.4135 | 20997.1351 | 20386.0285 | 504.4737 | 22427.7572 | 1 | 2013
2013-01-28 | 18471.5957 | 18308.3445 | 18305.8255 | 18508.3499 | 19099.3805 | 20456.6015 | 21928.1434 | 22085.4605 | 21720.4194 | 21311.9689 | 20934.0153 | 20565.1922 | 20248.1551 | 19958.5494 | 19710.318 | 19767.0547 | 20335.959 | 21558.8381 | 21832.01 | 21666.9391 | 21325.6512 | 20648.5536 | 19689.622 | 18851.8825 | 487.2888 | 22085.4605 | 1 | 2013
2013-01-29 | 16996.0919 | 16777.4117 | 16725.6395 | 16878.7364 | 17405.7532 | 18713.3553 | 20159.9251 | 20291.4583 | 19997.8692 | 19693.1151 | 19437.8888 | 19178.9688 | 18939.8554 | 18724.5849 | 18511.8947 | 18560.7172 | 19050.8183 | 20158.0947 | 20370.4595 | 20169.6437 | 19806.9656 | 19100.745 | 18114.358 | 17242.0186 | 451.0064 | 20370.4595 | 1 | 2013
2013-01-30 | 19377.2073 | 19229.8918 | 19246.7037 | 19464.1044 | 20046.7806 | 21378.7719 | 23040.1105 | 23227.8534 | 22761.1301 | 22201.3421 | 21737.001 | 21326.7964 | 20967.0379 | 20664.6844 | 20413.9447 | 20500.4655 | 21123.4129 | 22466.056 | 22825.5924 | 22632.578 | 22245.4252 | 21577.0455 | 20618.8347 | 19794.0071 | 508.8668 | 23227.8534 | 1 | 2013
2013-01-31 | 21419.4021 | 21350.4582 | 21439.4692 | 21723.9667 | 22431.9387 | 24154.1507 | 25984.4638 | 26175.6338 | 25577.4772 | 24809.7924 | 24051.0609 | 23295.6279 | 22646.3933 | 22113.7489 | 21793.556 | 21893.9015 | 22751.135 | 24556.9305 | 25055.2211 | 24965.1045 | 24677.631 | 23928.7957 | 22802.7964 | 21942.8747 | 561.5415 | 26175.6338 | 1 | 2013
2013-02-01 | 19093.7388 | 18988.1131 | 19040.2103 | 19304.856 | 19934.6284 | 21508.0423 | 23581.295 | 23625.4035 | 23007.9952 | 22316.3726 | 21652.9122 | 21028.7611 | 20643.1368 | 20315.8613 | 20043.7302 | 20058.9548 | 20462.3861 | 21589.681 | 22617.0424 | 22586.0363 | 22133.9513 | 21258.4634 | 20355.068 | 19584.484 | 504.7311 | 23625.4035 | 2 | 2013
2013-02-02 | 19452.3383 | 19330.3956 | 19363.4891 | 19536.6974 | 19866.1412 | 20507.0223 | 21342.4981 | 21834.1713 | 21873.541 | 21301.6417 | 20607.0746 | 20088.6688 | 19670.0927 | 19266.2698 | 18998.4927 | 19062.9688 | 19590.7816 | 20763.3135 | 21738.4801 | 21850.373 | 21514.4691 | 20970.7376 | 20319.1701 | 19725.9092 | 488.5747 | 21873.541 | 2 | 2013
2013-02-03 | 19679.3026 | 19564.4829 | 19604.6269 | 19784.057 | 20118.4911 | 20759.411 | 21679.7124 | 22174.7628 | 22201.6836 | 21609.3995 | 20817.395 | 20283.0599 | 19851.1249 | 19437.1084 | 19163.7746 | 19230.2874 | 19768.4066 | 20956.5112 | 22012.6662 | 22130.7682 | 21808.4625 | 21195.0336 | 20547.8572 | 19960.1463 | 494.3385 | 22201.6836 | 2 | 2013
2013-02-04 | 22332.1337 | 22315.7129 | 22511.2125 | 22987.6495 | 23989.4962 | 26024.9439 | 28102.9515 | 28176.3764 | 27410.7302 | 26467.9421 | 25522.6443 | 24611.1196 | 23871.3351 | 23260.6538 | 22818.7016 | 22898.7211 | 23665.8957 | 25359.0601 | 26532.4311 | 26591.1159 | 26253.4441 | 25466.6428 | 24298.6082 | 23337.5897 | 594.8071 | 28176.3764 | 2 | 2013
2013-02-05 | 23340.9031 | 23345.0084 | 23563.747 | 24058.857 | 25056.2378 | 27070.5813 | 29135.4622 | 29211.2945 | 28414.8122 | 27422.0665 | 26426.5371 | 25463.5427 | 24672.9559 | 24043.0862 | 23595.7555 | 23706.9607 | 24536.4104 | 26298.55 | 27497.0902 | 27575.8383 | 27275.5063 | 26504.4101 | 25339.7976 | 24395.6785 | 617.9511 | 29211.2945 | 2 | 2013
2013-02-06 | 17922.9101 | 17771.4107 | 17787.6253 | 18012.9831 | 18594.5359 | 19990.0772 | 21656.9504 | 21693.5902 | 21141.8203 | 20664.3195 | 20279.0052 | 19909.5065 | 19596.642 | 19326.6831 | 19082.5482 | 19093.4216 | 19428.4294 | 20360.3398 | 21071.2386 | 21018.7585 | 20693.7424 | 20047.3081 | 19133.8436 | 18332.6194 | 472.6103 | 21693.5902 | 2 | 2013
2013-02-07 | 19515.041 | 19416.9127 | 19483.4011 | 19755.5992 | 20377.8272 | 22084.0857 | 24111.4369 | 24159.2267 | 23515.6848 | 22786.9953 | 22089.2488 | 21400.3866 | 20892.4284 | 20548.7726 | 20267.4154 | 20296.9454 | 20720.0317 | 21995.8654 | 23052.4021 | 23037.5017 | 22655.5294 | 21821.8818 | 20781.9289 | 20022.231 | 514.7888 | 24159.2267 | 2 | 2013
2013-02-08 | 18892.6236 | 18775.511 | 18819.2309 | 19073.5965 | 19691.0863 | 21144.3786 | 23165.666 | 23223.5873 | 22626.082 | 21966.3582 | 21343.559 | 20828.7791 | 20463.9242 | 20151.9529 | 19885.4146 | 19894.8467 | 20269.7548 | 21282.3673 | 22285.6458 | 22222.2076 | 21788.6296 | 21000.2611 | 20104.1085 | 19323.0678 | 498.2226 | 23223.5873 | 2 | 2013
2013-02-09 | 17413.8592 | 17219.8238 | 17187.4075 | 17296.8486 | 17567.2989 | 18160.4994 | 18875.7054 | 19234.5968 | 19355.6612 | 19085.1913 | 18624.7818 | 18267.8711 | 17979.4649 | 17672.6683 | 17450.5469 | 17485.8847 | 17881.8619 | 18880.0679 | 19637.0293 | 19643.54 | 19347.3897 | 18842.9677 | 18156.0943 | 17506.2936 | 438.7734 | 19643.54 | 2 | 2013
2013-02-10 | 20303.3134 | 20206.6365 | 20265.5146 | 20460.5079 | 20805.8929 | 21566.9341 | 22564.8769 | 23075.3468 | 23070.6131 | 22426.559 | 21487.7517 | 20805.1355 | 20338.8394 | 19898.4062 | 19609.5868 | 19679.8765 | 20239.1183 | 21531.7834 | 22728.9462 | 22854.9146 | 22582.1834 | 21996.4135 | 21157.4456 | 20583.3422 | 510.2399 | 23075.3468 | 2 | 2013
2013-02-11 | 21515.9221 | 21478.8641 | 21655.8194 | 22111.3855 | 23091.1663 | 25096.5923 | 27127.6713 | 27202.9751 | 26455.5608 | 25550.1148 | 24649.8334 | 23774.5396 | 23057.4538 | 22458.0969 | 22010.7109 | 22062.3171 | 22761.501 | 24385.6294 | 25544.4871 | 25585.3749 | 25272.8854 | 24504.1595 | 23343.7572 | 22376.6873 | 573.0735 | 27202.9751 | 2 | 2013
2013-02-12 | 18175.8367 | 18030.5301 | 18053.8802 | 18284.1972 | 18867.5821 | 20250.7199 | 21975.0738 | 22023.8737 | 21461.1003 | 20886.5703 | 20489.3149 | 20106.7077 | 19781.3393 | 19501.458 | 19250.1528 | 19260.5203 | 19596.8644 | 20537.2017 | 21287.2482 | 21205.1347 | 20897.854 | 20267.7819 | 19360.5304 | 18563.5235 | 478.115 | 22023.8737 | 2 | 2013
2013-02-13 | 18675.1791 | 18546.2873 | 18585.2843 | 18829.9399 | 19425.4255 | 20812.3961 | 22734.6989 | 22788.4687 | 22197.4196 | 21555.2216 | 20959.5466 | 20540.3822 | 20184.7399 | 19881.998 | 19618.8405 | 19634.5673 | 19996.7413 | 20974.1031 | 21908.3118 | 21843.5442 | 21451.5235 | 20770.299 | 19872.4414 | 19088.121 | 490.8755 | 22788.4687 | 2 | 2013
2013-02-14 | 16966.9791 | 16779.8467 | 16764.5403 | 16957.8783 | 17507.741 | 18867.4869 | 20305.752 | 20334.887 | 19973.3284 | 19621.4143 | 19323.5101 | 19034.7251 | 18785.4316 | 18562.5235 | 18338.7636 | 18332.988 | 18595.2434 | 19435.7881 | 20099.1028 | 20001.6059 | 19672.5639 | 19017.7282 | 18089.1663 | 17259.2734 | 448.6283 | 20334.887 | 2 | 2013
2013-02-15 | 16597.5254 | 16401.2744 | 16372.2457 | 16556.1848 | 17108.7941 | 18484.1832 | 19922.3934 | 19961.8729 | 19622.0487 | 19300.3396 | 19033.2624 | 18773.1585 | 18550.1418 | 18343.5801 | 18126.0809 | 18101.8404 | 18330.3438 | 19131.7517 | 19767.2703 | 19640.652 | 19276.2295 | 18602.3155 | 17668.7643 | 16826.4849 | 440.4987 | 19961.8729 | 2 | 2013
2013-02-16 | 17232.8962 | 17029.7686 | 16990.4718 | 17091.2209 | 17350.7269 | 17920.6033 | 18598.0158 | 18966.4939 | 19098.889 | 18847.2885 | 18411.7093 | 18076.2091 | 17803.0537 | 17507.073 | 17287.5303 | 17315.9175 | 17684.5762 | 18653.5856 | 19396.7824 | 19382.9374 | 19103.9193 | 18608.5689 | 17920.6579 | 17262.9541 | 433.5418 | 19396.7824 | 2 | 2013
2013-02-17 | 20033.5524 | 19924.3337 | 19973.5209 | 20156.7752 | 20488.0756 | 21098.0607 | 22036.4414 | 22561.2355 | 22577.1746 | 21967.6987 | 21074.6713 | 20529.2855 | 20083.7883 | 19658.0739 | 19373.0568 | 19434.5377 | 19958.8269 | 21144.9455 | 22270.3064 | 22362.6952 | 22114.7487 | 21542.0206 | 20821.7441 | 20237.1472 | 501.4227 | 22577.1746 | 2 | 2013
2013-02-18 | 20995.4433 | 20946.0465 | 21059.002 | 21436.4323 | 22390.5826 | 24355.0009 | 26324.7743 | 26413.6097 | 25697.6783 | 24844.3586 | 24008.2091 | 23190.5304 | 22517.5208 | 21950.0484 | 21514.1652 | 21550.5751 | 22188.4191 | 23741.4179 | 24865.1132 | 24864.52 | 24569.2519 | 23807.3187 | 22639.5516 | 21651.9604 | 557.5215 | 26413.6097 | 2 | 2013
2013-02-19 | 19387.2292 | 19279.2524 | 19339.6731 | 19602.1516 | 20210.0365 | 21804.111 | 23742.5746 | 23814.2789 | 23186.6908 | 22484.9222 | 21825.437 | 21168.0076 | 20738.0447 | 20404.5742 | 20123.1327 | 20142.9551 | 20528.715 | 21683.5846 | 22718.5909 | 22662.8452 | 22329.3173 | 21524.0425 | 20565.7184 | 19796.927 | 509.0628 | 23814.2789 | 2 | 2013
2013-02-20 | 15578.0198 | 15340.7497 | 15280.2927 | 15428.9656 | 15936.29 | 17255.7723 | 18648.1516 | 18681.718 | 18383.1473 | 18134.7739 | 17958.0479 | 17782.2183 | 17623.0237 | 17467.1257 | 17273.8584 | 17246.6131 | 17412.7743 | 18129.0096 | 18726.545 | 18572.034 | 18224.4535 | 17549.8518 | 16598.0198 | 15728.2083 | 414.9597 | 18726.545 | 2 | 2013
2013-02-21 | 15440.36 | 15197.9623 | 15132.9675 | 15277.0335 | 15779.8019 | 17094.1553 | 18479.9835 | 18514.5572 | 18222.425 | 17984.6522 | 17820.5007 | 17656.2847 | 17506.2396 | 17357.1142 | 17166.7832 | 17137.1461 | 17292.8515 | 17995.9481 | 18586.6386 | 18425.6632 | 18077.4751 | 17401.6471 | 16447.6383 | 15573.7022 | 411.5695 | 18586.6386 | 2 | 2013
2013-02-22 | 15970.0915 | 15749.1239 | 15698.9907 | 15860.635 | 16390.1368 | 17734.4078 | 19129.0998 | 19176.9604 | 18867.9141 | 18596.8296 | 18391.3822 | 18187.3457 | 18007.656 | 17832.8618 | 17627.9808 | 17591.2684 | 17765.7672 | 18501.6937 | 19103.6458 | 18941.981 | 18583.2762 | 17908.8441 | 16965.8722 | 16103.4579 | 424.6872 | 19176.9604 | 2 | 2013
2013-02-23 | 17056.8553 | 16844.2764 | 16798.1783 | 16890.058 | 17138.2597 | 17683.3685 | 18320.3119 | 18699.0668 | 18842.9619 | 18610.3421 | 18200.5138 | 17886.9462 | 17629.1815 | 17343.9697 | 17126.5656 | 17147.9735 | 17488.3403 | 18427.4151 | 19156.4444 | 19121.2516 | 18861.2931 | 18376.2124 | 17687.0799 | 17021.154 | 428.358 | 19156.4444 | 2 | 2013
2013-02-24 | 16144.7919 | 15901.0088 | 15825.8616 | 15890.1314 | 16113.5467 | 16642.614 | 17267.7517 | 17644.2916 | 17827.6319 | 17659.8886 | 17323.873 | 17080.3155 | 16879.5988 | 16637.1825 | 16440.7957 | 16450.2006 | 16735.9556 | 17600.8905 | 18289.9027 | 18224.7571 | 17941.2128 | 17436.4124 | 16731.2717 | 16040.9712 | 406.7309 | 18289.9027 | 2 | 2013
2013-02-25 | 15747.1972 | 15517.153 | 15462.6661 | 15618.1046 | 16148.8961 | 17479.6609 | 18853.8688 | 18906.2399 | 18609.1864 | 18357.1245 | 18173.917 | 17997.2462 | 17847.7289 | 17683.361 | 17485.3928 | 17446.5185 | 17600.8422 | 18314.459 | 18908.4706 | 18733.7534 | 18387.2225 | 17721.1205 | 16773.3899 | 15899.447 | 419.673 | 18908.4706 | 2 | 2013
2013-02-26 | 17196.4779 | 17011.3655 | 17001.2534 | 17195.0585 | 17739.0329 | 19062.1167 | 20431.6758 | 20481.5892 | 20117.0557 | 19760.8653 | 19464.361 | 19172.9001 | 18917.2918 | 18688.3052 | 18456.1864 | 18443.7615 | 18686.2908 | 19516.1337 | 20177.9846 | 20058.9223 | 19779.6239 | 19156.1727 | 18236.3307 | 17406.8956 | 452.1577 | 20481.5892 | 2 | 2013
2013-02-27 | 18510.6277 | 18369.598 | 18400.9784 | 18633.3855 | 19210.7852 | 20549.1476 | 22265.1745 | 22349.1566 | 21778.1401 | 21170.1267 | 20711.8026 | 20322.0033 | 19985.6648 | 19695.9107 | 19433.1259 | 19435.7869 | 19750.5164 | 20681.5313 | 21481.4087 | 21365.0715 | 21080.4999 | 20490.5334 | 19595.1207 | 18800.0628 | 484.0662 | 22349.1566 | 2 | 2013
2013-02-28 | 16874.7978 | 16678.0874 | 16657.4848 | 16840.7559 | 17374.4439 | 18686.5824 | 20042.6791 | 20094.4722 | 19744.6632 | 19412.9001 | 19144.5992 | 18879.542 | 18645.0446 | 18431.7556 | 18206.7908 | 18188.642 | 18407.5316 | 19207.4109 | 19853.7965 | 19720.4242 | 19438.3623 | 18811.3788 | 17886.8111 | 17048.2777 | 444.2772 | 20094.4722 | 2 | 2013
2013-03-01 | 15880.4087 | 15669.4811 | 15654.8941 | 15860.5352 | 16496.6096 | 18054.855 | 19563.9141 | 19562.8356 | 19108.1883 | 18791.6306 | 18570.0016 | 18344.0476 | 18137.5015 | 17926.6621 | 17716.4327 | 17665.5501 | 17903.8551 | 18532.0297 | 19205.7497 | 19331.5338 | 19006.0736 | 18253.5174 | 17197.1436 | 16276.3914 | 428.7098 | 19563.9141 | 3 | 2013
2013-03-02 | 18581.4769 | 18430.3009 | 18469.0458 | 18637.9741 | 18994.7984 | 19746.3325 | 20507.2946 | 20930.4523 | 20941.8772 | 20496.993 | 19841.5899 | 19309.1595 | 18916.6962 | 18519.4324 | 18262.4305 | 18295.1983 | 18802.6147 | 19814.5768 | 20830.9032 | 21187.919 | 21000.9203 | 20423.8564 | 19561.1312 | 18885.5781 | 469.3886 | 21187.919 | 3 | 2013
2013-03-03 | 19127.731 | 18994.6304 | 19050.5294 | 19235.1397 | 19638.6173 | 20456.769 | 21214.8451 | 21642.6894 | 21627.6719 | 21139.6051 | 20435.6904 | 19839.3336 | 19357.5016 | 18935.2489 | 18665.4409 | 18703.9316 | 19239.647 | 20366.5644 | 21408.9102 | 21782.0415 | 21617.7048 | 21058.2534 | 20207.725 | 19459.2689 | 483.2055 | 21782.0415 | 3 | 2013
2013-03-04 | 20927.2421 | 20873.3875 | 21040.7214 | 21446.4315 | 22352.2203 | 24227.5485 | 25952.9018 | 25981.0915 | 25259.3369 | 24499.6494 | 23801.5287 | 23113.9667 | 22532.9379 | 22028.7867 | 21655.2647 | 21667.4664 | 22257.6536 | 23417.6436 | 24440.175 | 24750.1517 | 24558.5165 | 23831.0444 | 22710.8288 | 21789.8967 | 555.1164 | 25981.0915 | 3 | 2013
2013-03-05 | 20101.2487 | 20014.5451 | 20152.6904 | 20528.7586 | 21389.4129 | 23224.2864 | 24927.9897 | 24943.9042 | 24251.247 | 23547.4389 | 22917.4808 | 22289.4092 | 21745.549 | 21283.5712 | 20928.015 | 20939.0649 | 21486.4019 | 22584.1514 | 23576.6532 | 23872.2871 | 23679.5008 | 22941.2466 | 21806.5406 | 20869.2316 | 534.0006 | 24943.9042 | 3 | 2013
2013-03-06 | 18618.2868 | 18493.3545 | 18567.732 | 18847.4981 | 19567.8185 | 21373.6579 | 23055.6682 | 23067.9288 | 22445.7097 | 21857.6468 | 21359.0115 | 20854.8654 | 20412.6533 | 20026.6892 | 19708.3301 | 19697.6729 | 20147.3045 | 21113.0162 | 22034.4779 | 22277.0197 | 22043.4784 | 21270.6362 | 20107.5576 | 19176.6762 | 496.1247 | 23067.9288 | 3 | 2013
2013-03-07 | 18314.5784 | 18179.169 | 18243.8423 | 18514.329 | 19195.5269 | 20971.7982 | 22647.8873 | 22659.6828 | 22052.8253 | 21490.0176 | 21020.1186 | 20543.0543 | 20123.0205 | 19753.5944 | 19443.2376 | 19427.6743 | 19855.5557 | 20792.1629 | 21698.066 | 21928.6166 | 21686.9651 | 20907.1229 | 19737.991 | 18848.6597 | 488.0355 | 22659.6828 | 3 | 2013
2013-03-08 | 17369.2057 | 17205.8152 | 17237.3043 | 17483.4181 | 18151.5312 | 19765.4206 | 21434.0503 | 21454.4127 | 20900.0462 | 20419.845 | 20035.7417 | 19642.0582 | 19316.581 | 19039.3462 | 18793.4626 | 18753.9375 | 19056.9304 | 19834.0717 | 20680.8463 | 20859.583 | 20562.7383 | 19747.9442 | 18686.932 | 17803.3171 | 464.2345 | 21454.4127 | 3 | 2013
2013-03-09 | 16739.4122 | 16523.4097 | 16502.3643 | 16612.7435 | 16913.2787 | 17558.7426 | 18154.9062 | 18525.9224 | 18617.786 | 18372.0119 | 17964.2294 | 17646.5894 | 17373.0685 | 17064.4498 | 16848.8995 | 16851.6384 | 17232.0351 | 18038.3922 | 18831.3309 | 19063.8184 | 18873.4364 | 18348.1348 | 17573.1267 | 16857.647 | 423.0874 | 19063.8184 | 3 | 2013
2013-03-10 | 16642.3003 | 16373.1871 | 16291.5688 | 16359.7722 | 16603.9327 | 17196.2405 | 18035.2004 | 18590.6033 | 18952.1217 | 18858.4625 | 18486.2705 | 18173.2352 | 17927.8919 | 17641.7708 | 17425.8969 | 17448.1173 | 17656.4466 | 17983.2738 | 18570.3958 | 19442.6909 | 19387.5656 | 18818.7307 | 17947.26 | 17139.2112 | 427.9521 | 19442.6909 | 3 | 2013
2013-03-11 | 17204.4905 | 16981.7692 | 16953.118 | 17151.738 | 17766.0694 | 19254.6028 | 21178.7812 | 21420.1419 | 21190.2798 | 20903.6356 | 20586.2158 | 20227.2605 | 19941.9937 | 19660.966 | 19396.4439 | 19380.8617 | 19509.2251 | 19782.4494 | 20379.4 | 21279.5785 | 21151.1718 | 20288.2283 | 19049.7473 | 18059.4206 | 468.6976 | 21420.1419 | 3 | 2013
2013-03-12 | 15811.4262 | 15537.997 | 15463.2733 | 15616.2377 | 16171.165 | 17611.0515 | 19255.4552 | 19481.1125 | 19311.1151 | 19144.7685 | 18981.1631 | 18776.791 | 18605.8848 | 18428.92 | 18222.1542 | 18196.5438 | 18241.4484 | 18370.0658 | 18835.3512 | 19614.7646 | 19467.7082 | 18698.1104 | 17546.8806 | 16527.6105 | 431.917 | 19614.7646 | 3 | 2013
2013-03-13 | 15064.8623 | 14693.3357 | 14537.354 | 14617.2887 | 15103.8427 | 16482.2322 | 18087.8315 | 18330.0148 | 18357.0084 | 18441.1273 | 18555.0301 | 18638.831 | 18732.9738 | 18785.2748 | 18740.9047 | 18782.6655 | 18780.5884 | 18755.7363 | 19006.0791 | 19589.6078 | 19281.1101 | 18366.2331 | 17072.7338 | 15908.0256 | 422.7107 | 19589.6078 | 3 | 2013
2013-03-14 | 14551.707 | 14237.2285 | 14123.8307 | 14240.0278 | 14761.5258 | 16179.6917 | 17804.1752 | 17994.197 | 17897.7927 | 17828.3766 | 17761.0891 | 17646.9527 | 17549.0356 | 17425.8116 | 17243.8941 | 17199.1317 | 17167.7384 | 17195.8832 | 17610.8455 | 18324.1339 | 18171.8669 | 17386.2844 | 16216.6809 | 15166.9096 | 401.6848 | 18324.1339 | 3 | 2013
2013-03-15 | 14621.0259 | 14310.5395 | 14194.5404 | 14314.8025 | 14848.1366 | 16286.1664 | 17908.1959 | 18113.5599 | 18023.7805 | 17960.51 | 17892.9345 | 17781.3433 | 17690.1194 | 17566.8477 | 17384.9616 | 17327.6384 | 17286.7561 | 17305.8181 | 17706.186 | 18397.2229 | 18221.0093 | 17425.205 | 16256.4094 | 15203.9343 | 404.0276 | 18397.2229 | 3 | 2013
2013-03-16 | 14179.4741 | 13824.9477 | 13664.0198 | 13655.7825 | 13828.3264 | 14362.9274 | 15145.021 | 15701.7846 | 16172.341 | 16258.4436 | 16091.3192 | 15971.1647 | 15882.6153 | 15713.5917 | 15553.7013 | 15539.2551 | 15588.0096 | 15704.3712 | 16179.9666 | 16961.7705 | 16858.7815 | 16246.0008 | 15333.9012 | 14458.1678 | 368.8757 | 16961.7705 | 3 | 2013
2013-03-17 | 14875.6064 | 14544.3029 | 14405.4117 | 14417.5455 | 14607.932 | 15150.6346 | 15934.3659 | 16494.876 | 16935.8751 | 16973.5684 | 16751.8497 | 16579.8305 | 16448.5019 | 16247.317 | 16071.1999 | 16064.8019 | 16151.8614 | 16321.789 | 16826.8109 | 17628.3795 | 17547.5476 | 16952.5043 | 16053.3169 | 15195.935 | 385.1818 | 17628.3795 | 3 | 2013
2013-03-18 | 16058.4464 | 15797.657 | 15734.0898 | 15897.1649 | 16475.8606 | 17924.1736 | 19580.2479 | 19828.6874 | 19652.5564 | 19457.8098 | 19254.8368 | 19036.2183 | 18862.6356 | 18667.8476 | 18451.2233 | 18410.3333 | 18444.194 | 18573.8931 | 19043.048 | 19829.2838 | 19702.1067 | 18921.2759 | 17782.0328 | 16764.7306 | 438.1504 | 19829.2838 | 3 | 2013
2013-03-19 | 14960.8401 | 14657.926 | 14556.454 | 14681.7859 | 15208.3002 | 16612.7743 | 18205.9348 | 18407.5497 | 18296.8964 | 18204.8205 | 18113.4048 | 17975.1617 | 17855.9275 | 17716.3279 | 17524.3459 | 17479.3439 | 17455.3276 | 17501.5596 | 17928.7257 | 18640.2898 | 18520.037 | 17756.3483 | 16597.3139 | 15556.2343 | 410.4136 | 18640.2898 | 3 | 2013
2013-03-20 | 14452.6869 | 14132.468 | 14014.8022 | 14124.6577 | 14636.8476 | 16030.7098 | 17614.2924 | 17815.4924 | 17726.8426 | 17671.1092 | 17621.0321 | 17521.6791 | 17434.0689 | 17318.0608 | 17137.371 | 17084.9684 | 17029.0239 | 17032.9005 | 17437.7649 | 18131.8727 | 18000.8127 | 17227.5664 | 16060.2434 | 15005.5736 | 398.2628 | 18131.8727 | 3 | 2013
2013-03-21 | 14691.2992 | 14375.5264 | 14262.8035 | 14376.8475 | 14891.7803 | 16281.6788 | 17856.4188 | 18063.3419 | 17971.1653 | 17907.9039 | 17850.0747 | 17744.1309 | 17651.9158 | 17533.655 | 17353.3834 | 17305.7677 | 17259.0578 | 17274.0426 | 17680.0802 | 18370.6112 | 18246.1708 | 17476.3031 | 16308.8144 | 15254.7021 | 403.9875 | 18370.6112 | 3 | 2013
2013-03-22 | 15727.5719 | 15453.7253 | 15373.2345 | 15524.0136 | 16080.629 | 17511.0113 | 19097.9961 | 19321.1726 | 19181.7545 | 19042.9048 | 18891.5047 | 18698.0754 | 18536.754 | 18359.4366 | 18146.6725 | 18093.8144 | 18095.8067 | 18186.8516 | 18633.4851 | 19345.1077 | 19231.0247 | 18481.1779 | 17340.3904 | 16318.3674 | 428.6725 | 19345.1077 | 3 | 2013
2013-03-23 | 17258.3852 | 17003.7461 | 16938.3922 | 17016.918 | 17262.5886 | 17815.2086 | 18574.3139 | 19157.164 | 19531.1875 | 19390.9364 | 18984.1722 | 18643.9435 | 18372.9172 | 18066.9779 | 17837.1551 | 17854.97 | 18059.2282 | 18398.7771 | 18997.0108 | 19911.9454 | 19929.2624 | 19335.8587 | 18481.7674 | 17683.2338 | 440.5061 | 19929.2624 | 3 | 2013
2013-03-24 | 16084.6194 | 15790.4506 | 15688.0648 | 15731.4154 | 15945.0082 | 16476.1823 | 17218.3263 | 17798.5434 | 18193.3008 | 18155.94 | 17851.5445 | 17599.4949 | 17400.3293 | 17147.8925 | 16943.7548 | 16944.9974 | 17077.8526 | 17321.9268 | 17870.0051 | 18686.6379 | 18669.5383 | 18120.1778 | 17246.7993 | 16417.6432 | 412.3804 | 18686.6379 | 3 | 2013
2013-03-25 | 15089.6287 | 14787.3271 | 14686.8649 | 14813.0368 | 15354.4004 | 16758.4037 | 18318.7556 | 18547.5103 | 18453.4112 | 18377.5873 | 18302.2794 | 18184.7245 | 18094.6182 | 17964.5734 | 17781.734 | 17728.3095 | 17684.9655 | 17711.4747 | 18116.6668 | 18788.6288 | 18666.0213 | 17902.5805 | 16739.4905 | 15683.1352 | 414.5361 | 18788.6288 | 3 | 2013
2013-03-26 | 14830.6383 | 14513.2207 | 14400.6609 | 14513.1577 | 15023.728 | 16395.0525 | 17938.1422 | 18157.4784 | 18070.5535 | 18013.771 | 17965.1768 | 17868.4373 | 17784.2045 | 17673.3928 | 17498.0035 | 17451.981 | 17398.6363 | 17406.3006 | 17802.6601 | 18474.767 | 18364.3151 | 17600.8798 | 16431.1243 | 15371.4175 | 406.9477 | 18474.767 | 3 | 2013
2013-03-27 | 15703.8506 | 15367.8232 | 15245.1644 | 15349.9014 | 15850.7889 | 17198.361 | 18722.4637 | 18979.9665 | 18949.1654 | 18953.5888 | 18980.0215 | 18971.6721 | 18979.3469 | 18958.4808 | 18860.6471 | 18877.1551 | 18870.2715 | 18882.7896 | 19193.7819 | 19835.9804 | 19631.698 | 18773.5239 | 17534.5963 | 16414.4378 | 433.0855 | 19835.9804 | 3 | 2013
2013-03-28 | 15716.4789 | 15330.9285 | 15169.346 | 15239.4777 | 15706.732 | 17017.0894 | 18515.646 | 18809.0498 | 18874.9643 | 19005.9155 | 19181.4841 | 19334.7628 | 19512.2986 | 19641.7036 | 19645.893 | 19723.0551 | 19711.3338 | 19651.2445 | 19863.0713 | 20400.1421 | 20088.6808 | 19078.8896 | 17751.7431 | 16544.9455 | 439.5149 | 20400.1421 | 3 | 2013
2013-03-29 | 14622.4518 | 14272.8299 | 14127.8396 | 14216.9586 | 14712.6086 | 16074.9387 | 17591.0385 | 17846.1317 | 17829.82 | 17867.43 | 17921.9067 | 17934.8187 | 17955.4777 | 17929.7145 | 17814.2056 | 17779.2062 | 17694.4317 | 17632.4075 | 17933.5679 | 18509.0255 | 18322.8541 | 17497.6154 | 16277.932 | 15161.7261 | 405.5269 | 18509.0255 | 3 | 2013
2013-03-30 | 14310.4761 | 13928.2704 | 13748.1058 | 13717.6699 | 13861.1151 | 14328.4233 | 15011.344 | 15612.6269 | 16137.1972 | 16296.7198 | 16219.6875 | 16191.3065 | 16185.0391 | 16088.2198 | 15977.4004 | 15979.6154 | 15993.3993 | 16049.1455 | 16449.4264 | 17137.1293 | 17039.7151 | 16412.7218 | 15464.2701 | 14540.6863 | 372.6797 | 17137.1293 | 3 | 2013
2013-03-31 | 14255.974 | 13882.1108 | 13708.3242 | 13683.0594 | 13831.0125 | 14301.1866 | 14981.6481 | 15577.2935 | 16084.2392 | 16221.8507 | 16119.0604 | 16062.1586 | 16027.8347 | 15905.2669 | 15773.9693 | 15762.8929 | 15770.7733 | 15833.2275 | 16257.1444 | 16965.2299 | 16890.497 | 16284.3199 | 15354.4144 | 14447.369 | 369.9809 | 16965.2299 | 3 | 2013
2013-04-01 | 14164.9469 | 13783.4689 | 13618.4291 | 13719.0132 | 14338.3343 | 15805.3008 | 17267.7325 | 17559.8806 | 17570.2063 | 17590.0113 | 17586.5364 | 17511.9555 | 17468.7055 | 17465.8083 | 17442.7351 | 17506.652 | 17644.4623 | 17685.1454 | 17693.4482 | 18254.9807 | 18424.478 | 17451.0104 | 16161.4474 | 14992.8393 | 398.7075 | 18424.478 | 4 | 2013
2013-04-02 | 14344.6222 | 13968.1593 | 13808.9636 | 13912.4401 | 14515.8679 | 15959.6876 | 17409.5934 | 17712.1576 | 17700.5023 | 17693.1349 | 17663.4681 | 17548.7356 | 17464.4696 | 17446.4831 | 17410.4301 | 17481.5011 | 17642.1478 | 17706.8898 | 17740.2087 | 18328.3676 | 18535.1999 | 17567.4063 | 16288.4452 | 15136.8729 | 400.9858 | 18535.1999 | 4 | 2013
2013-04-03 | 14413.0375 | 14038.632 | 13881.5442 | 13986.7678 | 14591.4786 | 16034.4782 | 17481.69 | 17794.1283 | 17779.5018 | 17767.3289 | 17732.4191 | 17612.6017 | 17521.0714 | 17496.7158 | 17458.9741 | 17533.6671 | 17699.5298 | 17768.8384 | 17804.9271 | 18393.9647 | 18605.1162 | 17636.2226 | 16355.2901 | 15205.3937 | 402.5933 | 18605.1162 | 4 | 2013
2013-04-04 | 14260.5841 | 13880.4365 | 13718.2552 | 13818.1436 | 14417.2442 | 15852.6607 | 17289.3 | 17581.2081 | 17574.8319 | 17576.4255 | 17557.5659 | 17458.3938 | 17385.1032 | 17371.8464 | 17337.3698 | 17405.362 | 17544.8583 | 17596.3517 | 17623.5789 | 18203.1874 | 18415.7538 | 17463.3618 | 16184.1045 | 15029.6381 | 398.5456 | 18415.7538 | 4 | 2013
2013-04-05 | 14536.909 | 14169.8113 | 14013.4409 | 14125.0725 | 14743.5256 | 16204.543 | 17650.3052 | 17983.9179 | 17970.0962 | 17955.7301 | 17911.4424 | 17784.2872 | 17690.0796 | 17657.6027 | 17608.2928 | 17673.4912 | 17829.5418 | 17894.1508 | 17922.3919 | 18492.3673 | 18690.5673 | 17720.0337 | 16434.8631 | 15286.6603 | 405.9491 | 18690.5673 | 4 | 2013
2013-04-06 | 15320.2106 | 14947.1758 | 14781.3995 | 14795.3966 | 15071.2888 | 15617.0543 | 16198.5667 | 16865.77 | 17381.2402 | 17441.3329 | 17208.0564 | 17000.6568 | 16847.3138 | 16720.7412 | 16676.3984 | 16794.8064 | 17098.301 | 17350.2813 | 17499.1861 | 18197.3905 | 18519.722 | 17791.7824 | 16781.1004 | 15843.7855 | 398.749 | 18519.722 | 4 | 2013
2013-04-07 | 16223.7081 | 15873.61 | 15730.8632 | 15766.2125 | 16060.2528 | 16610.4341 | 17188.987 | 17898.4226 | 18448.3882 | 18465.2325 | 18149.6489 | 17866.6149 | 17657.0652 | 17502.377 | 17451.2936 | 17587.5402 | 17978.7456 | 18326.9853 | 18516.018 | 19236.7922 | 19577.3926 | 18861.3802 | 17759.9869 | 16815.8015 | 421.5538 | 19577.3926 | 4 | 2013
2013-04-08 | 17141.006 | 16846.3222 | 16766.1515 | 16943.7298 | 17630.4125 | 19284.0734 | 20890.1328 | 21252.9831 | 21149.4205 | 20973.8072 | 20753.1954 | 20466.8302 | 20254.1643 | 20131.2748 | 20050.2857 | 20169.9419 | 20483.9027 | 20750.9666 | 20864.2001 | 21477.9538 | 21750.6911 | 20831.8868 | 19432.1029 | 18188.2422 | 474.4837 | 21750.6911 | 4 | 2013
2013-04-09 | 15150.7388 | 14798.4889 | 14663.5645 | 14787.0237 | 15404.2022 | 16833.9585 | 18331.005 | 18664.6587 | 18619.0397 | 18557.0047 | 18467.8458 | 18295.0191 | 18157.7863 | 18098.4517 | 18035.0772 | 18118.4929 | 18309.7479 | 18424.837 | 18489.1159 | 19083.9237 | 19346.4004 | 18413.8061 | 17067.5779 | 15934.7088 | 420.0525 | 19346.4004 | 4 | 2013
2013-04-10 | 15431.5943 | 15086.1558 | 14958.2832 | 15087.831 | 15709.477 | 17136.3808 | 18659.9039 | 18999.48 | 18945.7735 | 18869.2375 | 18764.459 | 18577.2998 | 18428.7174 | 18361.7092 | 18295.4589 | 18383.5735 | 18587.7443 | 18720.2516 | 18790.6021 | 19385.229 | 19658.7487 | 18733.2511 | 17355.506 | 16226.0143 | 427.1527 | 19658.7487 | 4 | 2013
2013-04-11 | 14406.9971 | 14006.5862 | 13830.1157 | 13914.9362 | 14495.6311 | 15892.5795 | 17277.0579 | 17599.5874 | 17639.4942 | 17701.8141 | 17756.5939 | 17728.2198 | 17719.1096 | 17765.9041 | 17771.131 | 17868.4835 | 18004.5531 | 18016.247 | 17980.248 | 18487.0893 | 18685.9397 | 17692.5204 | 16371.3525 | 15179.6001 | 403.7918 | 18685.9397 | 4 | 2013
2013-04-12 | 14246.7783 | 13857.2101 | 13682.5836 | 13774.9131 | 14371.7245 | 15796.5666 | 17185.4981 | 17502.4417 | 17525.2291 | 17565.5617 | 17589.0893 | 17537.4793 | 17504.1765 | 17518.6561 | 17500.7136 | 17556.8712 | 17668.8274 | 17673.1558 | 17652.3265 | 18166.9434 | 18364.1073 | 17405.6324 | 16115.7654 | 14940.2553 | 398.7025 | 18364.1073 | 4 | 2013
2013-04-13 | 13878.0827 | 13453.6814 | 13240.9129 | 13208.3622 | 13438.7846 | 13938.8091 | 14466.0244 | 15140.027 | 15721.2162 | 15890.0893 | 15781.8019 | 15691.1679 | 15631.9214 | 15575.2725 | 15563.1038 | 15656.6438 | 15856.7582 | 15976.8636 | 16057.4243 | 16630.3381 | 16901.5125 | 16233.0869 | 15222.8227 | 14244.7262 | 363.3994 | 16901.5125 | 4 | 2013
2013-04-14 | 15733.678 | 15367.4233 | 15210.3561 | 15229.3803 | 15504.6863 | 16022.9517 | 16551.6771 | 17238.6909 | 17767.0496 | 17822.1129 | 17555.8967 | 17339.3558 | 17177.5881 | 17045.5757 | 16997.8968 | 17116.8864 | 17418.5046 | 17683.5414 | 17850.5903 | 18541.8301 | 18905.5435 | 18202.9691 | 17154.8086 | 16218.9538 | 407.6579 | 18905.5435 | 4 | 2013
2013-04-15 | 15026.9417 | 14654.9824 | 14503.8992 | 14612.7388 | 15230.7171 | 16649.6409 | 18077.2449 | 18447.0756 | 18456.4468 | 18464.7537 | 18454.7175 | 18367.1847 | 18317.6822 | 18317.9059 | 18297.753 | 18384.301 | 18539.5202 | 18595.1428 | 18590.385 | 19104.3707 | 19330.9644 | 18367.399 | 16998.3178 | 15823.3551 | 419.6134 | 19330.9644 | 4 | 2013
2013-04-16 | 15048.8747 | 14597.4979 | 14384.7855 | 14436.874 | 14982.2913 | 16321.8157 | 17665.2075 | 18084.2116 | 18250.2669 | 18469.0863 | 18712.2207 | 18890.5597 | 19083.1124 | 19315.6321 | 19466.9202 | 19656.2821 | 19816.7151 | 19768.4593 | 19554.8128 | 19883.5545 | 19969.4723 | 18856.5111 | 17300.1142 | 15999.768 | 428.515 | 19969.4723 | 4 | 2013
2013-04-17 | 14449.2645 | 13994.2321 | 13775.6365 | 13821.1594 | 14360.9062 | 15699.854 | 17025.0818 | 17386.3998 | 17529.1856 | 17748.2444 | 17989.6591 | 18159.099 | 18336.2405 | 18548.852 | 18676.6467 | 18835.6112 | 18954.4882 | 18874.8421 | 18679.7552 | 19029.5702 | 19137.1977 | 18046.552 | 16596.0673 | 15308.9375 | 410.9635 | 19137.1977 | 4 | 2013
2013-04-18 | 14556.3086 | 14124.0805 | 13923.0802 | 13983.7542 | 14538.3822 | 15890.0398 | 17219.6007 | 17582.0851 | 17696.3995 | 17856.0946 | 18020.1342 | 18094.5731 | 18169.904 | 18282.3807 | 18325.8696 | 18429.7847 | 18532.0693 | 18487.4626 | 18382.2086 | 18806.5993 | 18986.5684 | 17960.9536 | 16570.0472 | 15331.1364 | 409.7495 | 18986.5684 | 4 | 2013
2013-04-19 | 14517.2717 | 14078.7186 | 13867.2832 | 13924.8227 | 14484.3886 | 15849.4455 | 17172.9941 | 17544.6796 | 17677.464 | 17868.8309 | 18067.0718 | 18186.9456 | 18315.5361 | 18474.359 | 18556.9048 | 18673.121 | 18770.7195 | 18698.005 | 18536.7383 | 18904.6022 | 19029.8751 | 17966.5024 | 16553.1581 | 15290.4034 | 411.0098 | 19029.8751 | 4 | 2013
2013-04-20 | 14535.684 | 13977.1107 | 13660.6043 | 13535.2845 | 13674.6796 | 14059.5572 | 14496.406 | 15300.0693 | 16161.4176 | 16688.8143 | 16992.6005 | 17325.5202 | 17655.1435 | 17963.9775 | 18217.4307 | 18459.6169 | 18664.8379 | 18617.8303 | 18348.0645 | 18635.8196 | 18692.2693 | 17686.7528 | 16430.662 | 15220.2689 | 395.0004 | 18692.2693 | 4 | 2013
2013-04-21 | 14365.1816 | 13823.8443 | 13521.5349 | 13407.957 | 13556.6955 | 13947.8678 | 14380.0976 | 15163.4639 | 15984.0353 | 16461.2344 | 16714.1326 | 17003.5997 | 17299.378 | 17557.0414 | 17793.34 | 18038.0464 | 18250.7298 | 18217.7453 | 17971.2741 | 18284.0708 | 18368.0125 | 17412.813 | 16191.0691 | 15003.4733 | 388.7166 | 18368.0125 | 4 | 2013
2013-04-22 | 14386.069 | 13963.4817 | 13769.8097 | 13837.3584 | 14413.719 | 15781.118 | 17097.0037 | 17457.2636 | 17548.7698 | 17688.3911 | 17833.991 | 17899.3471 | 17982.002 | 18089.6836 | 18135.6477 | 18230.0155 | 18315.6483 | 18256.8893 | 18146.8152 | 18556.8051 | 18740.0014 | 17726.6859 | 16374.8028 | 15137.4538 | 405.3688 | 18740.0014 | 4 | 2013
2013-04-23 | 14341.857 | 13927.2365 | 13741.1937 | 13812.502 | 14373.6467 | 15719.6249 | 17021.2458 | 17361.6537 | 17419.4976 | 17511.0327 | 17615.7616 | 17634.7527 | 17664.4586 | 17742.8168 | 17764.4265 | 17856.3086 | 17946.9087 | 17906.3168 | 17833.3777 | 18283.2735 | 18517.2499 | 17546.8554 | 16228.6428 | 15018.3652 | 400.789 | 18517.2499 | 4 | 2013
2013-04-24 | 14770.7754 | 14237.4211 | 13959.9804 | 13951.3641 | 14435.0855 | 15694.5717 | 16943.7918 | 17378.2037 | 17695.3535 | 18142.4682 | 18655.7253 | 19116.3424 | 19570.8132 | 20032.4713 | 20348.2194 | 20610.4815 | 20725.6528 | 20529.7837 | 20096.6057 | 20212.4492 | 20171.9967 | 18926.7832 | 17239.3471 | 15808.0797 | 429.2538 | 20725.6528 | 4 | 2013
2013-04-25 | 15060.9668 | 14454.0131 | 14120.2237 | 14062.0659 | 14497.3988 | 15700.822 | 16913.1818 | 17407.5087 | 17894.2999 | 18555.7258 | 19322.8159 | 20057.7796 | 20776.0674 | 21475.8288 | 21974.2106 | 22342.219 | 22471.8513 | 22179.1676 | 21521.7826 | 21428.1633 | 21220.2377 | 19810.5663 | 17916.1505 | 16318.6513 | 447.4817 | 22471.8513 | 4 | 2013
2013-04-26 | 14840.8433 | 14293.7097 | 14000.2637 | 13983.3151 | 14467.1481 | 15732.6662 | 16969.327 | 17431.8691 | 17790.457 | 18293.7557 | 18866.181 | 19392.492 | 19913.5489 | 20428.4651 | 20783.9052 | 21054.6111 | 21158.0116 | 20926.4134 | 20428.2845 | 20474.4746 | 20374.9814 | 19084.9081 | 17349.5641 | 15885.2515 | 433.9244 | 21158.0116 | 4 | 2013
2013-04-27 | 13936.9159 | 13508.0582 | 13294.7393 | 13255.9993 | 13473.0107 | 13923.2039 | 14361.8707 | 15061.5428 | 15648.6437 | 15828.8987 | 15737.7847 | 15660.3077 | 15608.2267 | 15555.4942 | 15539.9991 | 15620.2909 | 15781.7681 | 15869.5321 | 15938.8897 | 16477.029 | 16802.2132 | 16167.6215 | 15166.3465 | 14184.7111 | 362.4031 | 16802.2132 | 4 | 2013
2013-04-28 | 13943.0094 | 13514.516 | 13301.778 | 13263.1113 | 13479.673 | 13926.8242 | 14359.477 | 15060.4866 | 15646.6073 | 15825.7977 | 15733.7387 | 15654.9059 | 15601.1945 | 15546.8017 | 15529.613 | 15608.2249 | 15767.0515 | 15853.5255 | 15923.9034 | 16461.2075 | 16791.5891 | 16160.7742 | 15161.3531 | 14180.737 | 362.2959 | 16791.5891 | 4 | 2013
2013-04-29 | 14395.6772 | 13979.806 | 13793.3335 | 13864.3104 | 14440.451 | 15790.9315 | 17068.966 | 17433.541 | 17509.1805 | 17623.1677 | 17747.0829 | 17787.9575 | 17845.9352 | 17931.0497 | 17957.5467 | 18036.323 | 18103.0683 | 18039.8289 | 17947.437 | 18361.4409 | 18590.8151 | 17614.721 | 16293.093 | 15069.5502 | 403.2252 | 18590.8151 | 4 | 2013
2013-04-30 | 14625.3242 | 14138.8997 | 13899.2006 | 13921.0836 | 14431.4241 | 15706.4409 | 16941.362 | 17347.3749 | 17553.1385 | 17862.7095 | 18215.1845 | 18499.6759 | 18782.4577 | 19087.836 | 19280.7523 | 19466.9385 | 19554.7908 | 19408.6572 | 19118.9422 | 19356.6497 | 19453.6996 | 18334.4557 | 16807.7098 | 15466.3131 | 417.261 | 19554.7908 | 4 | 2013
2013-05-01 | 14741.4288 | 14143.9109 | 13802.6136 | 13718.5594 | 14066.7663 | 15106.8058 | 16278.049 | 16896.4948 | 17457.1307 | 18112.852 | 18862.1492 | 19564.368 | 20252.5007 | 20877.5108 | 21311.2524 | 21671.0228 | 21832.5512 | 21593.2921 | 20986.6354 | 20473.313 | 20387.8521 | 19071.5768 | 17418.7756 | 15919.4561 | 434.5469 | 21832.5512 | 5 | 2013
2013-05-02 | 14390.9239 | 13896.7571 | 13635.2215 | 13620.516 | 14035.3346 | 15145.7979 | 16353.7072 | 16893.3122 | 17244.2811 | 17631.3585 | 18022.2799 | 18260.0953 | 18499.3901 | 18757.6275 | 18916.3258 | 19115.9899 | 19251.2379 | 19154.4341 | 18883.0244 | 18677.4931 | 18854.7105 | 17944.6108 | 16552.8798 | 15245.3578 | 408.9827 | 19251.2379 | 5 | 2013
2013-05-03 | 14277.4364 | 13833.7223 | 13605.3385 | 13626.0252 | 14084.3906 | 15251.9582 | 16483.2223 | 17000.1981 | 17263.6151 | 17535.6209 | 17783.0803 | 17868.4588 | 17966.0804 | 18052.3476 | 18081.4927 | 18179.714 | 18276.4077 | 18241.9946 | 18128.9151 | 18056.4923 | 18281.836 | 17488.6667 | 16187.4339 | 14963.5395 | 400.518 | 18281.836 | 5 | 2013
2013-05-04 | 14125.1217 | 13676.525 | 13435.895 | 13359.9556 | 13494.0816 | 13803.98 | 14228.2611 | 15069.8048 | 15812.2851 | 16137.3133 | 16178.9764 | 16143.1797 | 16139.3441 | 16088.88 | 16073.7013 | 16185.2758 | 16385.7489 | 16505.3788 | 16551.3071 | 16643.3082 | 17003.2718 | 16448.7122 | 15454.243 | 14460.5203 | 369.4051 | 17003.2718 | 5 | 2013
2013-05-05 | 13983.0427 | 13529.8073 | 13285.0351 | 13204.7797 | 13334.5876 | 13639.5142 | 14057.0946 | 14899.2924 | 15647.1747 | 15981.577 | 16034.0936 | 16008.155 | 16011.9357 | 15966.7693 | 15953.4103 | 16061.5798 | 16251.0987 | 16357.8592 | 16398.4095 | 16485.155 | 16845.7198 | 16291.2208 | 15295.825 | 14299.1439 | 365.8223 | 16845.7198 | 5 | 2013
2013-05-06 | 14250.3318 | 13830.853 | 13627.31 | 13664.3589 | 14145.7824 | 15319.995 | 16544.9711 | 17048.8229 | 17265.8369 | 17475.117 | 17652.3465 | 17663.7324 | 17696.6193 | 17713.3502 | 17691.8827 | 17761.8313 | 17850.1433 | 17842.3661 | 17797.071 | 17780.0542 | 18075.1544 | 17343.0143 | 16087.8551 | 14902.7269 | 397.0315 | 18075.1544 | 5 | 2013
2013-05-07 | 14484.6056 | 13968.2126 | 13690.6615 | 13660.2852 | 14057.9926 | 15140.2127 | 16315.6701 | 16878.4145 | 17273.261 | 17717.4774 | 18176.9996 | 18487.6418 | 18845.0971 | 19185.7842 | 19398.7678 | 19626.3757 | 19754.1121 | 19617.9624 | 19275.1836 | 18995.7072 | 19138.2318 | 18148.2437 | 16718.239 | 15371.1871 | 413.9263 | 19754.1121 | 5 | 2013
2013-05-08 | 14888.3419 | 14267.0808 | 13908.8802 | 13807.6435 | 14136.7843 | 15142.1507 | 16270.514 | 16919.1116 | 17528.0777 | 18246.4679 | 19109.3407 | 19898.9072 | 20664.1601 | 21353.6619 | 21830.5652 | 22207.184 | 22350.1797 | 22067.5988 | 21395.3843 | 20807.4974 | 20700.2405 | 19352.9556 | 17617.889 | 16080.1919 | 440.5508 | 22350.1797 | 5 | 2013
2013-05-09 | 14723.0395 | 14153.8269 | 13835.869 | 13769.4375 | 14131.8781 | 15171.3672 | 16315.7294 | 16926.0179 | 17429.7011 | 18013.1602 | 18639.6195 | 19220.5316 | 19783.6975 | 20289.7421 | 20624.602 | 20917.4434 | 21044.4758 | 20833.1357 | 20332.232 | 19900.1899 | 19929.246 | 18712.8582 | 17186.5018 | 15746.3226 | 427.6306 | 21044.4758 | 5 | 2013
2013-05-10 | 14868.2457 | 14270.6861 | 13925.2207 | 13840.9005 | 14195.2589 | 15234.6526 | 16367.6551 | 17017.3403 | 17592.9041 | 18266.0203 | 19041.4337 | 19750.9364 | 20440.7263 | 21053.7499 | 21469.4873 | 21794.913 | 21916.3721 | 21650.1114 | 21033.7436 | 20486.4956 | 20411.7475 | 19108.4004 | 17454.6411 | 15953.8895 | 437.1455 | 21916.3721 | 5 | 2013
2013-05-11 | 14386.2717 | 13793.4532 | 13441.3363 | 13264.9972 | 13300.6148 | 13493.7118 | 13829.1166 | 14787.7003 | 15816.5698 | 16513.5879 | 16990.16 | 17412.3837 | 17836.0628 | 18163.457 | 18426.7586 | 18684.2824 | 18906.5068 | 18826.4367 | 18487.8324 | 18238.2052 | 18345.9767 | 17537.7522 | 16290.62 | 15048.4703 | 391.8223 | 18906.5068 | 5 | 2013
2013-05-12 | 14279.6473 | 13699.004 | 13356.8305 | 13188.8169 | 13231.4252 | 13430.1585 | 13764.5005 | 14709.4199 | 15710.1515 | 16372.2465 | 16812.4414 | 17202.0282 | 17600.5757 | 17910.2619 | 18164.3935 | 18418.8188 | 18607.4285 | 18550.7555 | 18256.0163 | 18025.208 | 18151.4339 | 17362.2333 | 16133.9079 | 14909.1493 | 387.8469 | 18607.4285 | 5 | 2013
2013-05-13 | 14830.0792 | 14245.1723 | 13914.7325 | 13838.5505 | 14209.0757 | 15251.4211 | 16381.2824 | 17025.6632 | 17578.4112 | 18219.4031 | 18944.2827 | 19602.1212 | 20244.1006 | 20799.4433 | 21170.2 | 21466.6217 | 21573.9188 | 21324.1155 | 20763.7275 | 20260.9802 | 20243.2507 | 18988.4908 | 17388.3042 | 15909.7023 | 434.1731 | 21573.9188 | 5 | 2013
2013-05-14 | 14506.6616 | 14000.7381 | 13732.6471 | 13708.1293 | 14108.9735 | 15180.6995 | 16326.9959 | 16892.7627 | 17266.2608 | 17683.9108 | 18111.5629 | 18382.4057 | 18667.3219 | 18956.7 | 19124.5903 | 19318.4992 | 19420.998 | 19288.94 | 18989.5731 | 18736.6015 | 18941.3835 | 18026.5054 | 16626.5234 | 15303.8591 | 411.3032 | 19420.998 | 5 | 2013
2013-05-15 | 14414.0652 | 13927.0709 | 13674.0209 | 13662.1649 | 14074.3816 | 15155.7657 | 16302.5124 | 16852.6832 | 17185.9577 | 17552.7466 | 17922.8928 | 18134.4788 | 18344.9407 | 18538.5863 | 18665.5829 | 18837.3112 | 18936.5998 | 18827.0949 | 18580.8375 | 18411.3623 | 18630.7965 | 17803.3822 | 16438.7028 | 15148.9442 | 406.0229 | 18936.5998 | 5 | 2013
2013-05-16 | 14631.5511 | 14103.1651 | 13818.4453 | 13779.0318 | 14164.6991 | 15216.5554 | 16346.8226 | 16932.0939 | 17351.4574 | 17827.5691 | 18325.595 | 18694.0977 | 19107.7792 | 19481.0468 | 19714.6181 | 19948.1943 | 20058.1233 | 19894.2364 | 19515.9002 | 19188.032 | 19337.47 | 18310.8799 | 16865.1649 | 15498.4694 | 418.111 | 20058.1233 | 5 | 2013
2013-05-17 | 14404.3809 | 13931.3746 | 13683.4422 | 13682.21 | 14113.815 | 15225.0144 | 16377.3591 | 16933.3276 | 17252.242 | 17598.2483 | 17936.303 | 18115.5087 | 18299.0289 | 18460.614 | 18542.2884 | 18670.29 | 18755.7595 | 18649.9813 | 18454.1761 | 18292.2549 | 18507.1359 | 17689.8872 | 16346.6587 | 15073.9629 | 404.9953 | 18755.7595 | 5 | 2013
2013-05-18 | 13927.965 | 13455.2415 | 13197.4423 | 13101.1421 | 13210.6665 | 13470.5814 | 13820.0199 | 14688.2062 | 15468.7225 | 15849.5651 | 15959.4126 | 15990.302 | 16043.5074 | 16039.5725 | 16051.4443 | 16162.6988 | 16318.9971 | 16379.0982 | 16375.7799 | 16405.9594 | 16777.3707 | 16221.4113 | 15207.9054 | 14184.8055 | 364.3078 | 16777.3707 | 5 | 2013
2013-05-19 | 13957.5654 | 13478.8667 | 13216.5609 | 13116.128 | 13221.4948 | 13475.7568 | 13820.1499 | 14694.2224 | 15487.0435 | 15883.6657 | 16011.7986 | 16061.5836 | 16132.0864 | 16143.1891 | 16165.8937 | 16282.6029 | 16437.9418 | 16490.5674 | 16472.7097 | 16488.337 | 16850.4212 | 16284.5857 | 15260.6573 | 14227.249 | 365.6611 | 16850.4212 | 5 | 2013
2013-05-20 | 14353.3288 | 13890.8908 | 13656.6374 | 13662.3089 | 14108.49 | 15220.3949 | 16367.2375 | 16917.5574 | 17216.602 | 17534.5962 | 17842.6937 | 17990.854 | 18150.2422 | 18278.4526 | 18336.6803 | 18442.6619 | 18505.944 | 18426.9944 | 18271.8813 | 18136.629 | 18391.5058 | 17607.6866 | 16286.0223 | 15028.8378 | 402.6251 | 18505.944 | 5 | 2013
2013-05-21 | 15116.1031 | 14503.952 | 14153.8941 | 14056.3625 | 14387.11 | 15374.1823 | 16461.1078 | 17132.5543 | 17731.1173 | 18434.8314 | 19300.4947 | 20020.8404 | 20691.2041 | 21272.5951 | 21643.8287 | 21935.0007 | 22018.2275 | 21741.348 | 21157.387 | 20621.0898 | 20620.4569 | 19356.9461 | 17667.2067 | 16167.5246 | 441.5654 | 22018.2275 | 5 | 2013
2013-05-22 | 14871.8939 | 14291.9653 | 13967.8598 | 13892.2756 | 14242.1 | 15245.9998 | 16333.9211 | 16971.6932 | 17497.8719 | 18111.1423 | 18796.6026 | 19407.6631 | 19987.965 | 20500.5945 | 20829.7852 | 21105.8255 | 21196.3838 | 20954.5286 | 20439.2139 | 19971.281 | 20034.166 | 18834.915 | 17284.5873 | 15834.0979 | 430.6043 | 21196.3838 | 5 | 2013
2013-05-23 | 15110.1573 | 14473.6174 | 14105.828 | 13991.9295 | 14304.9503 | 15267.9358 | 16331.6311 | 17017.2009 | 17659.9977 | 18422.2666 | 19375.8382 | 20206.156 | 20992.3893 | 21686.8425 | 22151.8672 | 22503.0229 | 22599.2792 | 22279.6443 | 21591.8903 | 20961.5005 | 20892.6376 | 19563.3064 | 17786.5962 | 16234.8125 | 445.5113 | 22599.2792 | 5 | 2013
2013-05-24 | 15395.0802 | 14731.7805 | 14336.5928 | 14205.4694 | 14513.0994 | 15481.9103 | 16544.7508 | 17278.6087 | 17997.5346 | 18879.7581 | 19982.5724 | 20914.5336 | 21785.0111 | 22534.5486 | 23028.7451 | 23372.075 | 23444.8049 | 23082.0357 | 22322.7722 | 21611.3335 | 21463.7587 | 20068.383 | 18160.1433 | 16562.3091 | 457.6976 | 23444.8049 | 5 | 2013
2013-05-25 | 15072.3641 | 14381.2465 | 13954.1994 | 13708.9118 | 13676.6857 | 13775.4766 | 14026.5513 | 15098.6793 | 16338.9791 | 17304.5221 | 18079.5288 | 18806.3647 | 19609.9099 | 20240.1482 | 20706.2314 | 21066.8142 | 21240.1532 | 21019.6357 | 20407.068 | 19854.5953 | 19839.5878 | 18701.6945 | 17300.587 | 15904.8878 | 420.1148 | 21240.1532 | 5 | 2013
2013-05-26 | 15316.4184 | 14600.4647 | 14153.2624 | 13890.7344 | 13843.7729 | 13928.3827 | 14176.7227 | 15279.8513 | 16578.3556 | 17616.048 | 18465.0762 | 19344.9795 | 20204.0846 | 20869.625 | 21349.7158 | 21706.65 | 21864.907 | 21618.856 | 20967.6827 | 20371.497 | 20320.174 | 19142.2092 | 17632.6588 | 16203.6683 | 429.4458 | 21864.907 | 5 | 2013
2013-05-27 | 14387.8573 | 13601.7789 | 13081.4057 | 12773.3996 | 12757.1385 | 12967.8581 | 13354.4608 | 14431.8496 | 15942.6104 | 17494.7633 | 18921.6131 | 20156.814 | 21016.0947 | 21638.5614 | 22071.8735 | 22388.0766 | 22399.049 | 21970.7711 | 21126.7997 | 20454.4705 | 20437.3691 | 19300.4027 | 17755.9292 | 16290.5848 | 426.7215 | 22399.049 | 5 | 2013
2013-05-28 | 16141.6204 | 15382.6072 | 14917.464 | 14718.6302 | 14955.3369 | 15835.0029 | 16859.0133 | 17688.2179 | 18607.9785 | 19933.0709 | 21367.7355 | 22600.3454 | 23704.5944 | 24629.4495 | 25220.4712 | 25597.6802 | 25634.2585 | 25171.7937 | 24245.3315 | 23358.0911 | 23095.8653 | 21556.9755 | 19365.3264 | 17533.8551 | 488.1207 | 25634.2585 | 5 | 2013
2013-05-29 | 15411.991 | 14706.889 | 14286.8212 | 14126.0805 | 14392.9717 | 15299.0283 | 16319.5631 | 17066.7457 | 17850.2332 | 18824.9772 | 20070.04 | 21164.8615 | 22198.2048 | 23109.9561 | 23735.7885 | 24173.4751 | 24268.7807 | 23850.1653 | 22954.7417 | 22123.7516 | 21908.1739 | 20430.2516 | 18384.9985 | 16711.7427 | 463.3702 | 24268.7807 | 5 | 2013
2013-05-30 | 15302.5668 | 14608.8657 | 14198.3315 | 14045.3312 | 14318.3099 | 15227.7307 | 16243.6109 | 16977.9022 | 17734.2973 | 18646.0641 | 19850.5082 | 20910.2141 | 21917.8246 | 22813.0886 | 23431.9029 | 23870.1812 | 23969.5128 | 23560.4515 | 22682.4644 | 21869.3658 | 21675.3507 | 20219.0937 | 18226.2468 | 16568.5419 | 458.8678 | 23969.5128 | 5 | 2013
2013-05-31 | 15795.4196 | 15059.047 | 14607.8597 | 14426.4162 | 14685.0284 | 15592.3223 | 16608.0242 | 17414.2655 | 18286.6419 | 19459.1539 | 20829.3239 | 22032.3869 | 23147.0142 | 24103.5883 | 24743.7208 | 25158.2745 | 25217.7112 | 24752.1438 | 23791.5276 | 22879.3436 | 22591.6538 | 21050.4082 | 18875.115 | 17132.2413 | 478.2386 | 25217.7112 | 5 | 2013
2013-06-01 | 15452.5109 | 14606.3818 | 14016.6513 | 13666.8713 | 13519.7786 | 13355.3248 | 13541.1568 | 14949.5541 | 16550.496 | 17882.9306 | 19029.7351 | 20033.8959 | 21054.1083 | 21886.0482 | 22515.2793 | 22965.381 | 23157.5581 | 22908.8244 | 22101.2135 | 21065.2672 | 20633.1625 | 19594.5398 | 18072.998 | 16528.0607 | 439.0877 | 23157.5581 | 6 | 2013
2013-06-02 | 13798.6784 | 13192.3672 | 12793.0482 | 12607.2825 | 12608.0686 | 12592.9052 | 12832.4109 | 13994.2408 | 15067.4768 | 15736.4754 | 16158.9255 | 16419.6081 | 16656.2185 | 16865.4644 | 17076.4139 | 17321.4914 | 17522.05 | 17555.59 | 17357.329 | 16972.1362 | 17019.001 | 16534.282 | 15411.7202 | 14244.7696 | 368.338 | 17555.59 | 6 | 2013
2013-06-03 | 14151.4654 | 13558.5418 | 13185.0709 | 13102.4922 | 13438.1846 | 14267.958 | 15298.3358 | 16137.4924 | 16725.5153 | 17320.929 | 17926.4483 | 18294.5125 | 18632.6141 | 18973.4965 | 19233.5916 | 19478.7083 | 19594.0092 | 19495.0691 | 19148.7341 | 18602.6989 | 18531.1177 | 17822.9477 | 16400.1029 | 15006.7592 | 404.3268 | 19594.0092 | 6 | 2013
2013-06-04 | 14531.2976 | 13877.4881 | 13457.1373 | 13331.2352 | 13608.5993 | 14375.3515 | 15378.4351 | 16264.7181 | 16970.0963 | 17718.3672 | 18497.6886 | 19031.1873 | 19501.9051 | 20057.0807 | 20473.7838 | 20825.7329 | 20965.8485 | 20779.4247 | 20220.2188 | 19454.5377 | 19308.7096 | 18510.0139 | 16990.3627 | 15510.3831 | 419.6396 | 20965.8485 | 6 | 2013
2013-06-05 | 14786.8546 | 14087.8808 | 13632.0966 | 13475.4628 | 13724.3434 | 14461.1566 | 15450.3787 | 16379.1901 | 17181.0786 | 18051.5401 | 18968.0618 | 19639.6167 | 20377.09 | 21071.6595 | 21576.4796 | 21971.9327 | 22109.0818 | 21864.4928 | 21183.6905 | 20267.8029 | 19966.7659 | 19045.0446 | 17445.9247 | 15890.2992 | 432.6079 | 22109.0818 | 6 | 2013
2013-06-06 | 14660.2251 | 13984.8089 | 13547.6099 | 13406.902 | 13670.3544 | 14421.3504 | 15415.141 | 16322.8268 | 17074.4587 | 17881.3289 | 18726.2806 | 19325.1853 | 19915.5754 | 20542.6812 | 20999.4647 | 21370.2493 | 21506.787 | 21291.7693 | 20675.6896 | 19821.0785 | 19601.5372 | 18766.1476 | 17209.4319 | 15693.8264 | 425.8307 | 21506.787 | 6 | 2013
2013-06-07 | 14390.1397 | 13770.2564 | 13372.0255 | 13269.8248 | 13579.4193 | 14387.4783 | 15401.8401 | 16272.8935 | 16919.7002 | 17590.6234 | 18277.1793 | 18717.6302 | 19108.5085 | 19499.8453 | 19826.0986 | 20133.6282 | 20263.1506 | 20106.5024 | 19618.2575 | 19014.3919 | 18899.3999 | 18146.1018 | 16682.1239 | 15251.4794 | 412.4985 | 20263.1506 | 6 | 2013
2013-06-08 | 14323.4124 | 13572.2887 | 13061.9015 | 12778.2617 | 12683.6824 | 12559.73 | 12729.0124 | 14007.7488 | 15374.7965 | 16420.715 | 17287.3801 | 18025.8281 | 18718.1935 | 19338.2469 | 19903.0195 | 20418.1305 | 20686.8594 | 20518.788 | 19805.712 | 19035.8732 | 18793.0686 | 18022.9258 | 16623.5802 | 15190.6306 | 399.8798 | 20686.8594 | 6 | 2013
2013-06-09 | 14906.9386 | 14084.4223 | 13516.8336 | 13184.0133 | 13046.0275 | 12878.6951 | 13034.5213 | 14393.717 | 15922.2431 | 17169.9388 | 18251.0621 | 19186.6913 | 20105.2951 | 21005.8986 | 21726.1465 | 22262.1504 | 22502.5162 | 22253.0454 | 21395.8192 | 20332.5423 | 19897.687 | 18995.8137 | 17485.262 | 15947.0993 | 423.4844 | 22502.5162 | 6 | 2013
2013-06-10 | 14955.2145 | 14230.4259 | 13753.856 | 13580.9509 | 13832.273 | 14568.0011 | 15545.7419 | 16516.1416 | 17387.5636 | 18341.6155 | 19347.3557 | 20195.2082 | 21043.3041 | 21813.043 | 22370.8731 | 22779.3641 | 22898.2263 | 22605.8632 | 21841.2795 | 20832.8611 | 20459.5966 | 19403.1149 | 17754.9622 | 16145.5136 | 442.2023 | 22898.2263 | 6 | 2013
2013-06-11 | 15557.1272 | 14764.708 | 14234.5997 | 14013.2467 | 14203.9898 | 14877.8468 | 15837.8595 | 16874.7255 | 17887.3015 | 19021.4711 | 20322.3333 | 21471.4362 | 22460.6134 | 23338.6079 | 23946.3615 | 24366.6333 | 24460.6829 | 24105.2957 | 23235.608 | 22118.5076 | 21663.6869 | 20408.0993 | 18562.379 | 16869.6798 | 464.6028 | 24460.6829 | 6 | 2013
2013-06-12 | 15792.6317 | 14973.5212 | 14422.0596 | 14182.1802 | 14356.506 | 15012.9461 | 15965.7689 | 17034.56 | 18108.1205 | 19318.3838 | 20780.3268 | 22016.7636 | 23073.5066 | 23998.8636 | 24630.8758 | 25054.1355 | 25134.0149 | 24748.0546 | 23828.6294 | 22657.2821 | 22160.7451 | 20859.7684 | 18894.0762 | 17163.4586 | 474.1672 | 25134.0149 | 6 | 2013
2013-06-13 | 16020.7344 | 15182.9812 | 14616.0803 | 14363.1046 | 14526.7781 | 15173.5543 | 16126.4292 | 17221.8116 | 18341.3015 | 19607.8931 | 21199.1723 | 22487.398 | 23575.1492 | 24512.8953 | 25140.7133 | 25549.2382 | 25611.727 | 25208.9577 | 24272.1596 | 23076.3269 | 22559.4754 | 21233.9949 | 19178.7882 | 17426.7537 | 482.2134 | 25611.727 | 6 | 2013
2013-06-14 | 16195.4785 | 15337.3118 | 14749.5481 | 14483.4334 | 14645.8338 | 15301.2404 | 16255.0641 | 17385.8747 | 18563.8255 | 19913.3536 | 21623.6271 | 22999.5104 | 24167.2519 | 25165.3675 | 25833.1478 | 26247.7461 | 26297.5205 | 25857.3583 | 24848.4513 | 23576.5087 | 22982.309 | 21594.474 | 19433.5647 | 17640.466 | 491.0983 | 26297.5205 | 6 | 2013
2013-06-15 | 15670.6527 | 14778.6783 | 14154.5805 | 13773.0113 | 13593.5254 | 13383.5558 | 13526.5927 | 14980.21 | 16674.8321 | 18127.7222 | 19415.1022 | 20679.1578 | 21863.9348 | 22839.2776 | 23572.7918 | 24076.2676 | 24259.3585 | 23938.7262 | 22992.2565 | 21816.8512 | 21298.9576 | 20119.9684 | 18465.7273 | 16840.97 | 450.8427 | 24259.3585 | 6 | 2013
2013-06-16 | 14827.922 | 14042.1153 | 13502.9158 | 13194.3988 | 13079.6882 | 12934.7789 | 13099.0051 | 14434.8161 | 15890.5478 | 17044.5781 | 18012.7009 | 18821.455 | 19544.9529 | 20266.345 | 20872.7851 | 21338.5174 | 21560.4871 | 21362.3734 | 20636.9685 | 19691.7458 | 19434.0587 | 18638.4301 | 17204.0556 | 15737.7622 | 415.1734 | 21560.4871 | 6 | 2013
2013-06-17 | 15359.9634 | 14588.4255 | 14074.5435 | 13869.1954 | 14091.6074 | 14796.2674 | 15760.3117 | 16786.1982 | 17763.9878 | 18850.9009 | 20036.3498 | 21138.5405 | 22106.9787 | 22962.2323 | 23565.1423 | 23980.8794 | 24075.6241 | 23728.9704 | 22875.0814 | 21769.8017 | 21322.765 | 20090.4087 | 18328.8014 | 16652.3282 | 458.5753 | 24075.6241 | 6 | 2013
2013-06-18 | 15153.197 | 14414.4508 | 13927.4108 | 13742.7523 | 13965.751 | 14669.8252 | 15635.6398 | 16615.7102 | 17508.1175 | 18491.9071 | 19527.8467 | 20447.1272 | 21283.7226 | 22045.1312 | 22581.5906 | 22976.4884 | 23084.7188 | 22790.2506 | 22037.2659 | 21037.5259 | 20686.9323 | 19588.967 | 17933.7157 | 16322.9558 | 446.469 | 23084.7188 | 6 | 2013
2013-06-19 | 15529.3823 | 14769.6194 | 14264.3848 | 14064.5633 | 14276.6261 | 14972.4216 | 15943.9001 | 16962.721 | 17912.8204 | 18965.8298 | 20132.9153 | 21138.5207 | 21980.0625 | 22717.0758 | 23209.4237 | 23555.972 | 23628.9031 | 23322.4757 | 22581.7675 | 21577.7556 | 21223.6942 | 20062.3163 | 18348.5278 | 16723.1456 | 457.8648 | 23628.9031 | 6 | 2013
2013-06-20 | 15535.1951 | 14731.767 | 14193.875 | 13965.1506 | 14147.5009 | 14809.0498 | 15755.7662 | 16797.9229 | 17829.3422 | 18988.8955 | 20324.4419 | 21526.8545 | 22574.2508 | 23510.5866 | 24167.9478 | 24620.8829 | 24722.7549 | 24345.9254 | 23423.0803 | 22258.1412 | 21770.2268 | 20482.8687 | 18598.7636 | 16880.9477 | 465.9621 | 24722.7549 | 6 | 2013
2013-06-21 | 16160.9079 | 15337.4488 | 14775.9891 | 14532.867 | 14718.2692 | 15398.659 | 16367.7789 | 17478.3994 | 18589.9762 | 19841.6232 | 21421.0342 | 22644.9371 | 23656.8148 | 24506.4235 | 25053.0825 | 25390.9055 | 25420.3451 | 25033.2245 | 24160.5865 | 23009.3478 | 22518.8891 | 21228.8172 | 19206.9217 | 17484.9285 | 483.9382 | 25420.3451 | 6 | 2013
2013-06-22 | 16123.0496 | 15240.9927 | 14621.4509 | 14244.8439 | 14075.8502 | 13882.0489 | 14049.0991 | 15531.4209 | 17229.8675 | 18680.1796 | 19946.8161 | 21198.5348 | 22222.3811 | 23006.5061 | 23552.5613 | 23910.7023 | 24026.1202 | 23746.9625 | 22962.8166 | 21911.5518 | 21500.3681 | 20410.394 | 18762.4628 | 17195.0223 | 458.032 | 24026.1202 | 6 | 2013
2013-06-23 | 15851.5393 | 15005.7808 | 14415.0078 | 14063.4028 | 13917.0507 | 13747.4382 | 13925.4911 | 15368.1942 | 16986.039 | 18335.1474 | 19476.173 | 20520.8472 | 21440.5908 | 22144.6902 | 22641.6702 | 22982.6752 | 23110.4745 | 22875.3404 | 22171.7104 | 21203.2928 | 20857.6063 | 19836.2321 | 18348.3311 | 16836.3684 | 446.0611 | 23110.4745 | 6 | 2013
2013-06-24 | 17185.4208 | 16313.3151 | 15712.2011 | 15434.2107 | 15604.5211 | 16270.1232 | 17262.4641 | 18475.6459 | 19730.7607 | 21438.4727 | 23184.6653 | 24481.2188 | 25466.9349 | 26197.2822 | 26580.7239 | 26758.3416 | 26680.8305 | 26278.4394 | 25490.0815 | 24369.3297 | 23909.8382 | 22622.5154 | 20431.1215 | 18589.3138 | 514.4678 | 26758.3416 | 6 | 2013
2013-06-25 | 17244.0388 | 16311.0213 | 15664.991 | 15344.8183 | 15454.2334 | 16051.3156 | 17004.1977 | 18240.2803 | 19597.087 | 21456.9979 | 23420.062 | 24964.8567 | 26196.7222 | 27179.4548 | 27766.8811 | 28084.5274 | 28049.2631 | 27562.8296 | 26552.2139 | 25241.2311 | 24632.23 | 23190.538 | 20849.022 | 18818.1957 | 524.877 | 28084.5274 | 6 | 2013
2013-06-26 | 17631.8819 | 16682.4037 | 16021.5049 | 15689.1437 | 15790.8335 | 16383.4797 | 17345.1869 | 18618.489 | 20079.5395 | 22049.3472 | 24068.4196 | 25632.3023 | 26844.544 | 27778.1318 | 28300.1719 | 28555.0986 | 28479.8982 | 27989.5715 | 27013.5188 | 25717.4587 | 25120.9581 | 23681.8278 | 21333.837 | 19212.5707 | 536.0201 | 28555.0986 | 6 | 2013
2013-06-27 | 16832.7391 | 15947.1541 | 15339.1371 | 15051.7999 | 15190.1864 | 15817.1508 | 16780.837 | 17961.1573 | 19209.7547 | 20822.6188 | 22612.5821 | 24001.2819 | 25111.4226 | 26007.8772 | 26549.9104 | 26860.1698 | 26848.1422 | 26415.5623 | 25494.8857 | 24280.6763 | 23748.724 | 22389.8046 | 20135.524 | 18299.2026 | 507.7083 | 26860.1698 | 6 | 2013
2013-06-28 | 16609.9969 | 15745.6277 | 15150.4817 | 14878.8746 | 15040.7827 | 15700.415 | 16670.2014 | 17834.8159 | 19044.8723 | 20541.9151 | 22268.8826 | 23613.6118 | 24706.2992 | 25599.4069 | 26153.7574 | 26473.1665 | 26472.5087 | 26046.6393 | 25122.5898 | 23908.8723 | 23363.1966 | 22011.159 | 19795.2561 | 18022.1187 | 500.7754 | 26473.1665 | 6 | 2013
2013-06-29 | 16642.1027 | 15711.5446 | 15051.887 | 14641.7019 | 14445.3608 | 14229.523 | 14402.1331 | 15946.4562 | 17761.4424 | 19355.2568 | 20942.2006 | 22338.7609 | 23461.4009 | 24300.908 | 24860.2658 | 25200.501 | 25284.3208 | 24960.5425 | 24112.7509 | 22987.2247 | 22504.3374 | 21336.4168 | 19456.9211 | 17827.7232 | 477.7617 | 25284.3208 | 6 | 2013
2013-06-30 | 16296.6692 | 15340.4426 | 14663.9009 | 14237.8948 | 14020.9433 | 13777.3084 | 13918.9353 | 15451.266 | 17296.7233 | 18936.4092 | 20533.6123 | 22095.7103 | 23427.309 | 24496.4116 | 25268.1886 | 25763.9753 | 25910.802 | 25525.1526 | 24476.9186 | 23188.4166 | 22569.8927 | 21282.6383 | 19328.9955 | 17617.556 | 475.4261 | 25910.802 | 6 | 2013
2013-07-01 | 16994.176 | 16180.125 | 15615.0997 | 15326.6871 | 15458.7632 | 16076.1679 | 16783.7767 | 17749.2277 | 18852.3103 | 20133.5401 | 21954.0489 | 23463.6349 | 24741.6274 | 25786.3787 | 26472.5046 | 26884.3399 | 26878.7142 | 26374.4564 | 25340.6956 | 24026.9329 | 23473.7254 | 21976.18 | 19846.4079 | 18228.4067 | 504.6179 | 26884.3399 | 7 | 2013
2013-07-02 | 15219.7742 | 14583.1997 | 14162.4344 | 13995.3472 | 14212.3929 | 14908.7291 | 15628.8355 | 16357.1538 | 17029.1113 | 17780.8889 | 18572.0725 | 19165.3658 | 19712.0538 | 20394.1885 | 20966.2293 | 21422.7754 | 21556.5639 | 21274.2459 | 20569.879 | 19717.3955 | 19593.1459 | 18795.2359 | 17409.6096 | 16038.2952 | 429.0649 | 21556.5639 | 7 | 2013
2013-07-03 | 15491.6425 | 14811.0241 | 14355.753 | 14158.6714 | 14348.0631 | 15015.8199 | 15723.6932 | 16494.8772 | 17261.8801 | 18133.6306 | 19057.8485 | 19782.715 | 20654.3895 | 21540.0206 | 22201.2567 | 22699.172 | 22826.2544 | 22480.9168 | 21648.5707 | 20590.7632 | 20255.7038 | 19331.7006 | 17870.7543 | 16427.8884 | 443.163 | 22826.2544 | 7 | 2013
2013-07-04 | 15001.2183 | 14174.3895 | 13571.2408 | 13186.7842 | 13055.0364 | 13019.9102 | 13118.0552 | 14251.6587 | 15828.6535 | 17441.5755 | 18877.2349 | 19910.4069 | 20909.9805 | 21689.0877 | 22277.3031 | 22715.1159 | 22747.8115 | 22301.0632 | 21337.5945 | 20272.4653 | 20015.3742 | 19258.7318 | 17993.7204 | 16635.0638 | 429.5895 | 22747.8115 | 7 | 2013
2013-07-05 | 17186.9318 | 16365.4338 | 15789.9201 | 15495.3469 | 15616.0036 | 16233.724 | 16948.8678 | 17929.811 | 19054.3851 | 20408.2744 | 22295.3037 | 23813.6574 | 25076.4336 | 26103.6754 | 26761.0313 | 27144.1473 | 27123.5355 | 26617.1777 | 25591.6054 | 24281.0199 | 23718.1209 | 22209.647 | 20002.9082 | 18385.3761 | 510.1523 | 27144.1473 | 7 | 2013
2013-07-06 | 15992.4455 | 15201.5742 | 14643.1212 | 14285.3457 | 14127.3418 | 13978.6821 | 13948.5376 | 15143.0913 | 16597.4074 | 17828.6893 | 18885.9255 | 19793.761 | 20806.4804 | 21743.2115 | 22466.3259 | 22984.0832 | 23165.5666 | 22855.4029 | 21978.5481 | 20877.9556 | 20479.8391 | 19547.4339 | 18207.4345 | 16820.9635 | 442.3592 | 23165.5666 | 7 | 2013
2013-07-07 | 15564.7887 | 14815.031 | 14289.8023 | 13960.6836 | 13827.2481 | 13702.9101 | 13678.7559 | 14819.959 | 16177.1464 | 17288.2509 | 18223.573 | 19028.8445 | 19759.0683 | 20524.5524 | 21230.0239 | 21762.3669 | 21977.6698 | 21715.8886 | 20905.8133 | 19921.5369 | 19706.5142 | 18927.7694 | 17643.7311 | 16310.1112 | 425.762 | 21977.6698 | 7 | 2013
2013-07-08 | 16040.4717 | 15302.7821 | 14800.092 | 14565.6759 | 14742.9541 | 15406.6356 | 16126.5397 | 16979.504 | 17894.9913 | 18945.8711 | 20050.2898 | 21265.7386 | 22404.3435 | 23397.9337 | 24111.1346 | 24599.3026 | 24684.7774 | 24263.545 | 23306.6688 | 22109.2508 | 21634.792 | 20240.1605 | 18685.7967 | 17153.1189 | 468.7124 | 24684.7774 | 7 | 2013
2013-07-09 | 17911.9573 | 17041.9303 | 16429.4461 | 16099.488 | 16182.5035 | 16760.7241 | 17485.9701 | 18531.5775 | 19770.3835 | 21634.461 | 23700.7061 | 25326.7032 | 26611.2775 | 27598.8569 | 28169.9287 | 28465.275 | 28380.3992 | 27852.9752 | 26855.1691 | 25544.3714 | 24985.3168 | 23447.5245 | 21085.6024 | 19204.9362 | 535.0775 | 28465.275 | 7 | 2013
2013-07-10 | 18078.3558 | 17187.4675 | 16558.2546 | 16214.0393 | 16284.6156 | 16851.5928 | 17575.5785 | 18643.7359 | 19929.6588 | 21936.2758 | 24089.249 | 25795.4038 | 27144.6599 | 28180.2087 | 28779.156 | 29082.8387 | 28990.4731 | 28436.9565 | 27390.5654 | 26030.2531 | 25426.5056 | 23842.8326 | 21434.8727 | 19425.9422 | 543.3095 | 29082.8387 | 7 | 2013
2013-07-11 | 17432.2486 | 16582.8612 | 15988.6056 | 15674.0342 | 15767.4762 | 16354.277 | 17074.1831 | 18072.6938 | 19249.9206 | 20810.0435 | 22796.0883 | 24393.6994 | 25704.4181 | 26759.7416 | 27421.9744 | 27805.7277 | 27779.8003 | 27260.7136 | 26216.1162 | 24887.9577 | 24307.2292 | 22763.2805 | 20410.0569 | 18724.054 | 520.2372 | 27805.7277 | 7 | 2013
2013-07-12 | 17081.6093 | 16266.9688 | 15696.4275 | 15407.1893 | 15533.5053 | 16163.0871 | 16893.7368 | 17860.21 | 18968.2355 | 20259.981 | 22118.7511 | 23617.8445 | 24872.5258 | 25900.7999 | 26567.2465 | 26964.3807 | 26962.4475 | 26469.0532 | 25447.2422 | 24150.5923 | 23577.9352 | 22066.879 | 19904.4206 | 18292.8303 | 507.0439 | 26964.3807 | 7 | 2013
2013-07-13 | 16386.1107 | 15563.5225 | 14978.0951 | 14598.5114 | 14424.2965 | 14268.2027 | 14255.1387 | 15491.9865 | 17025.9545 | 18354.1157 | 19504.0073 | 20615.368 | 21818.8565 | 22775.3829 | 23487.0432 | 23975.5418 | 24130.5163 | 23795.6386 | 22890.2843 | 21752.3063 | 21301.8781 | 20099.1499 | 18718.4791 | 17296.1596 | 457.5065 | 24130.5163 | 7 | 2013
2013-07-14 | 14906.4672 | 14212.8378 | 13732.8289 | 13443.4325 | 13344.3508 | 13258.3746 | 13251.6884 | 14312.1324 | 15534.085 | 16478.3042 | 17247.8296 | 17921.1997 | 18569.0642 | 19151.8429 | 19654.966 | 20103.8483 | 20382.8354 | 20187.8067 | 19600.2295 | 18941.5861 | 18770.2023 | 18048.6028 | 16833.1894 | 15565.6398 | 403.4533 | 20382.8354 | 7 | 2013
2013-07-15 | 15656.9037 | 14962.2591 | 14493.2552 | 14289.0021 | 14494.1666 | 15191.9848 | 15934.8612 | 16734.0931 | 17552.2145 | 18481.1631 | 19456.6833 | 20282.9273 | 21297.8475 | 22204.9202 | 22874.6788 | 23359.5984 | 23477.5307 | 23117.3561 | 22252.6022 | 21159.8096 | 20750.9499 | 19654.8682 | 18165.1653 | 16692.827 | 452.5377 | 23477.5307 | 7 | 2013
2013-07-16 | 16582.9116 | 15800.0925 | 15260.2093 | 14992.8181 | 15125.7088 | 15753.3972 | 16484.9474 | 17383.7383 | 18396.6844 | 19570.7336 | 21061.3506 | 22453.6637 | 23647.8978 | 24665.0441 | 25357.5749 | 25813.4746 | 25870.5382 | 25423.4133 | 24440.6827 | 23210.8398 | 22693.892 | 21235.9678 | 19345.8699 | 17773.5267 | 488.345 | 25870.5382 | 7 | 2013
2013-07-17 | 16791.1848 | 15996.9046 | 15446.9962 | 15171.4151 | 15298.6685 | 15923.4092 | 16661.0157 | 17580.5683 | 18625.3079 | 19837.3443 | 21477.0097 | 22894.1849 | 24090.1738 | 25090.4923 | 25754.0801 | 26179.0406 | 26214.991 | 25761.9313 | 24788.4979 | 23558.2774 | 23037.5173 | 21571.0035 | 19578.1106 | 17998.1271 | 495.3263 | 26214.991 | 7 | 2013
2013-07-18 | 16884.6885 | 16078.8745 | 15519.5102 | 15236.1511 | 15357.0039 | 15977.6832 | 16718.6599 | 17650.0299 | 18721.2267 | 19966.079 | 21702.996 | 23163.9724 | 24394.9631 | 25420.8253 | 26099.0515 | 26528.4663 | 26562.0124 | 26096.4081 | 25097.3239 | 23842.1238 | 23293.5048 | 21799.5265 | 19724.1139 | 18127.1257 | 499.9623 | 26562.0124 | 7 | 2013
2013-07-19 | 16880.2901 | 16107.7869 | 15568.9155 | 15308.7061 | 15464.2495 | 16132.7281 | 16897.1799 | 17823.2937 | 18844.9163 | 20021.232 | 21617.6718 | 22931.1517 | 24014.3082 | 24893.3994 | 25451.2954 | 25792.4079 | 25797.5309 | 25376.986 | 24499.2281 | 23345.624 | 22867.0168 | 21454.1645 | 19536.373 | 17997.7562 | 494.6242 | 25797.5309 | 7 | 2013
2013-07-20 | 17012.7763 | 16179.545 | 15580.9784 | 15192.8734 | 15019.5894 | 14880.6494 | 14913.1448 | 16197.4768 | 17784.1142 | 19169.5146 | 20388 | 21734.1084 | 22812.7653 | 23591.9851 | 24111.9169 | 24441.1268 | 24520.7995 | 24218.1993 | 23457.7135 | 22426.5253 | 22036.6574 | 20837.5465 | 19302.7551 | 17907.8237 | 473.7186 | 24520.7995 | 7 | 2013
2013-07-21 | 17204.7566 | 16335.9869 | 15709.6231 | 15297.4834 | 15101.9591 | 14940.823 | 14964.9189 | 16281.2951 | 17943.4929 | 19424.5463 | 20889.5154 | 22387.2559 | 23602.6286 | 24497.4775 | 25099.5965 | 25470.7435 | 25550.4891 | 25196.4306 | 24324.8185 | 23187.7782 | 22706.3658 | 21416.6474 | 19657.0862 | 18202.2029 | 485.3939 | 25550.4891 | 7 | 2013
2013-07-22 | 18217.2839 | 17344.129 | 16724.5336 | 16394.434 | 16503.2132 | 17128.9888 | 17913.077 | 18989.2989 | 20275.0784 | 22347.0684 | 24434.3322 | 26045.1934 | 27286.162 | 28185.1759 | 28663.7226 | 28873.4873 | 28755.3034 | 28247.4776 | 27314.4461 | 26051.8272 | 25473.9666 | 23932.0364 | 21577.2756 | 19568.7171 | 546.2462 | 28873.4873 | 7 | 2013
2013-07-23 | 16070.0756 | 15343.0017 | 14846.6826 | 14618.5007 | 14787.7542 | 15461.1001 | 16225.0377 | 17052.4102 | 17938.7463 | 18954.3174 | 20013.3394 | 21163.101 | 22201.5214 | 23112.1954 | 23754.3818 | 24211.2394 | 24314.4317 | 23946.8112 | 23079.0944 | 21982.8879 | 21544.9741 | 20188.3541 | 18663.6467 | 17168.1251 | 466.6417 | 24314.4317 | 7 | 2013
2013-07-24 | 16365.5313 | 15619.2822 | 15106.6326 | 14864.8748 | 15024.0038 | 15690.2662 | 16459.9813 | 17318.5383 | 18255.2801 | 19331.7514 | 20576.9581 | 21814.4176 | 22871.2011 | 23773.4436 | 24387.3459 | 24808.4516 | 24883.3936 | 24501.4572 | 23632.7288 | 22523.0568 | 22070.468 | 20685.1468 | 19007.8454 | 17495.3175 | 477.0674 | 24883.3936 | 7 | 2013
2013-07-25 | 16630.9779 | 15861.7084 | 15329.9353 | 15072.2385 | 15218.6648 | 15875.6333 | 16650.2876 | 17539.2861 | 18532.2916 | 19677.7199 | 21150.7521 | 22463.1294 | 23567.5039 | 24492.2733 | 25105.8637 | 25511.4189 | 25566.9812 | 25162.8486 | 24266.009 | 23121.3082 | 22632.5478 | 21207.3011 | 19353.7654 | 17813.6575 | 487.8041 | 25566.9812 | 7 | 2013
2013-07-26 | 17763.787 | 16909.1576 | 16302.0922 | 15985.4495 | 16096.0209 | 16734.1475 | 17521.1405 | 18549.6707 | 19769.5211 | 21556.8206 | 23573.3168 | 25163.9075 | 26434.5023 | 27416.5137 | 27996.906 | 28302.4949 | 28251.9361 | 27751.4667 | 26755.4776 | 25466.7548 | 24840.4629 | 23271.1574 | 20915.8744 | 19089.2049 | 532.4178 | 28302.4949 | 7 | 2013
2013-07-27 | 17259.5467 | 16384.8789 | 15752.6834 | 15337.0707 | 15140.5699 | 14987.7393 | 15033.154 | 16352.419 | 18030.0963 | 19529.4072 | 21058.4469 | 22576.1446 | 23805.8374 | 24709.141 | 25315.1253 | 25687.8909 | 25774.8236 | 25423.4014 | 24544.4225 | 23406.0958 | 22895.2001 | 21581.2789 | 19763.9581 | 18300.7533 | 488.6501 | 25774.8236 | 7 | 2013
2013-07-28 | 17344.818 | 16460.1859 | 15819.7545 | 15397.4277 | 15195.525 | 15039.6832 | 15088.9727 | 16418.6348 | 18119.4548 | 19647.3762 | 21262.9672 | 22817.7212 | 24076.2971 | 24999.9343 | 25616.8281 | 25992.1303 | 26076.6783 | 25715.0549 | 24815.431 | 23656.9174 | 23122.147 | 21784.7285 | 19894.676 | 18417.1328 | 492.7805 | 26076.6783 | 7 | 2013
2013-07-29 | 17174.3615 | 16368.2592 | 15803.9958 | 15522.4228 | 15670.839 | 16340.957 | 17141.6529 | 18101.0119 | 19204.9923 | 20579.881 | 22396.489 | 23830.2506 | 25006.7844 | 25934.9348 | 26514.1768 | 26854.7718 | 26855.1597 | 26413.3424 | 25487.857 | 24289.3364 | 23728.9779 | 22237.9265 | 20054.9235 | 18467.4165 | 509.9807 | 26855.1597 | 7 | 2013
2013-07-30 | 17183.5765 | 16355.0776 | 15774.7115 | 15476.5822 | 15589.745 | 16222.6537 | 17008.9951 | 17965.736 | 19097.4537 | 20517.5225 | 22415.4921 | 23941.5798 | 25205.5597 | 26235.7765 | 26897.6085 | 27303.2767 | 27331.1395 | 26863.4258 | 25855.328 | 24593.9259 | 23983.3721 | 22433.081 | 20148.1119 | 18526.5618 | 512.9263 | 27331.1395 | 7 | 2013
2013-07-31 | 18437.6017 | 17528.9316 | 16880.4608 | 16525.3432 | 16595.6459 | 17196.153 | 18001.5095 | 19091.1594 | 20534.7991 | 22727.1202 | 24947.0135 | 26681.0915 | 28016.9397 | 29005.6417 | 29542.4423 | 29792.4656 | 29696.4326 | 29167.4387 | 28159.7121 | 26843.1053 | 26179.8609 | 24547.3949 | 22110.4173 | 19902.5193 | 558.1112 | 29792.4656 | 7 | 2013
2013-08-01 | 18168.4535 | 17311.3338 | 16717.1706 | 16410.9334 | 16535.8512 | 17331.6911 | 18094.7537 | 18908.3626 | 20096.4453 | 22115.6561 | 24362.8893 | 26201.0165 | 27693.3139 | 28815.7065 | 29456.8741 | 29750.0415 | 29636.7627 | 28971.125 | 27762.2511 | 26608.4202 | 25958.2344 | 23902.63 | 21324.5247 | 19372.6499 | 551.5071 | 29750.0415 | 8 | 2013
2013-08-02 | 17623.8469 | 16818.8345 | 16262.3987 | 15993.6307 | 16161.7412 | 17011.1685 | 17788.5408 | 18546.2207 | 19623.5255 | 21232.3649 | 23281.608 | 24963.7152 | 26361.9666 | 27437.4942 | 28080.473 | 28397.3307 | 28325.0058 | 27705.1381 | 26543.2912 | 25452.1906 | 24832.4258 | 22836.4406 | 20351.6569 | 18716.2299 | 530.3472 | 28397.3307 | 8 | 2013
2013-08-03 | 17680.6138 | 16811.5111 | 16193.3931 | 15794.7358 | 15630.953 | 15667.3215 | 15705.9907 | 16819.3614 | 18465.5178 | 20038.4685 | 21941.1818 | 23684.8604 | 25118.0295 | 26138.2552 | 26785.6627 | 27122.3933 | 27138.0595 | 26624.7245 | 25541.3958 | 24542.0439 | 23985.0869 | 22180.4283 | 20075.6672 | 18571.3106 | 508.257 | 27138.0595 | 8 | 2013
2013-08-04 | 17524.0632 | 16666.1351 | 16057.0823 | 15666.4818 | 15509.5674 | 15554.2028 | 15597.3897 | 16692.3752 | 18310.526 | 19849.1563 | 21633.9358 | 23345.3047 | 24762.7224 | 25781.3499 | 26438.9324 | 26792.2264 | 26825.4599 | 26324.6658 | 25248.0334 | 24263.672 | 23712.0383 | 21917.8469 | 19897.296 | 18404.0385 | 502.7745 | 26825.4599 | 8 | 2013
2013-08-05 | 18269.2179 | 17414.8924 | 16820.2747 | 16517.9416 | 16668.6083 | 17501.8927 | 18298.2766 | 19127.9687 | 20332.0628 | 22429.6905 | 24676.9354 | 26504.1004 | 27981.3202 | 29061.3525 | 29662.4531 | 29914.1635 | 29784.32 | 29126.9501 | 27945.2151 | 26808.9718 | 26139.4049 | 24080.2551 | 21508.4444 | 19511.8428 | 556.0866 | 29914.1635 | 8 | 2013
2013-08-06 | 17691.1344 | 16875.3544 | 16313.8346 | 16037.1832 | 16188.9411 | 17019.9554 | 17808.9592 | 18561.2126 | 19651.1176 | 21331.7014 | 23409.0989 | 25110.815 | 26515.2235 | 27593.8368 | 28234.0273 | 28557.8665 | 28496.4495 | 27885.9901 | 26733.7806 | 25660.4293 | 25045.0905 | 23040.7051 | 20531.2109 | 18848.3622 | 533.1423 | 28557.8665 | 8 | 2013
2013-08-07 | 17273.8674 | 16487.914 | 15951.0424 | 15695.6406 | 15864.6651 | 16712.8519 | 17504.7008 | 18209.6844 | 19224.0987 | 20613.4642 | 22570.1925 | 24186.1962 | 25549.143 | 26624.2491 | 27291.846 | 27659.0153 | 27639.8725 | 27058.8218 | 25922.9361 | 24884.9825 | 24291.87 | 22320.862 | 20001.0871 | 18389.6773 | 517.9287 | 27659.0153 | 8 | 2013
2013-08-08 | 16009.3888 | 15334.9732 | 14889.0643 | 14711.7196 | 14946.2198 | 15857.0765 | 16658.3365 | 17211.2429 | 17956.7925 | 18910.627 | 19986.8157 | 21152.5311 | 22276.6363 | 23231.545 | 23890.8314 | 24328.9752 | 24416.0321 | 23958.0276 | 22970.6142 | 22123.3461 | 21681.3882 | 20004.7132 | 18386.7666 | 16910.4693 | 467.8041 | 24416.0321 | 8 | 2013
2013-08-09 | 16473.7655 | 15741.0605 | 15244.3188 | 15028.0714 | 15239.0884 | 16137.6116 | 16935.1527 | 17564.2633 | 18453.3261 | 19583.6614 | 21054.5651 | 22550.1108 | 23886.0422 | 25001.8539 | 25762.4928 | 26227.983 | 26288.6505 | 25739.5972 | 24578.7732 | 23552.7089 | 22944.1115 | 20997.0851 | 19085.7898 | 17511.236 | 491.5813 | 26288.6505 | 8 | 2013
2013-08-10 | 16852.2621 | 16047.9636 | 15481.8356 | 15129.6656 | 15006.5593 | 15093.2079 | 15162.933 | 16175.3317 | 17663.1196 | 19040.9232 | 20305.8746 | 21840.4189 | 23159.3029 | 24140.9363 | 24817.3112 | 25226.0191 | 25332.1596 | 24897.3684 | 23877.3394 | 22983.2561 | 22471.0154 | 20738.1785 | 19105.4804 | 17671.842 | 478.2203 | 25332.1596 | 8 | 2013
2013-08-11 | 17093.5642 | 16259.8224 | 15669.9496 | 15297.6758 | 15157.2638 | 15229.0513 | 15298.9331 | 16343.3296 | 17898.0794 | 19359.2828 | 20858.4644 | 22513.4018 | 23921.3414 | 24967.9354 | 25681.0205 | 26099.6258 | 26195.0556 | 25724.7002 | 24638.5737 | 23677.0866 | 23101.7469 | 21304.3522 | 19468.413 | 17991.6405 | 489.7503 | 26195.0556 | 8 | 2013
2013-08-12 | 16197.1165 | 15479.1699 | 14997.95 | 14793.5445 | 15022.5983 | 15934.9891 | 16744.5513 | 17344.5049 | 18195.9284 | 19278.9784 | 20578.5919 | 22040.0579 | 23374.236 | 24497.7041 | 25285.624 | 25785.9449 | 25877.9363 | 25347.5539 | 24191.8486 | 23184.8368 | 22579.5816 | 20644.1785 | 18849.2217 | 17282.865 | 483.5095 | 25877.9363 | 8 | 2013
2013-08-13 | 16008.2039 | 15360.9524 | 14934.1409 | 14775.3487 | 15030.9694 | 15974.8733 | 16813.672 | 17348.1845 | 18045.2224 | 18934.3617 | 19925.6046 | 20929.1437 | 21905.248 | 22716.019 | 23256.5588 | 23620.3567 | 23697.377 | 23299.1098 | 22445.3276 | 21723.7088 | 21357.8461 | 19825.4889 | 18264.2726 | 16845.2295 | 463.0372 | 23697.377 | 8 | 2013
2013-08-14 | 15765.0391 | 15139.7223 | 14730.5434 | 14587.205 | 14856.2671 | 15814.9777 | 16660.3338 | 17164.4981 | 17809.3055 | 18633.8412 | 19560.1143 | 20350.2675 | 21277.4599 | 22062.1031 | 22598.7074 | 22975.1283 | 23074.3855 | 22702.6597 | 21880.5865 | 21199.9805 | 20861.0612 | 19490.4355 | 17957.3104 | 16565.2359 | 453.7172 | 23074.3855 | 8 | 2013
2013-08-15 | 16553.0892 | 15840.2186 | 15360.5028 | 15156.8476 | 15373.8169 | 16284.0842 | 17122.3007 | 17728.8902 | 18575.4116 | 19650.6875 | 21082.1421 | 22437.3022 | 23609.9439 | 24563.0153 | 25182.756 | 25566.3577 | 25617.8203 | 25140.2054 | 24141.0437 | 23270.1408 | 22766.0565 | 20906.865 | 19076.9732 | 17562.3789 | 488.5689 | 25617.8203 | 8 | 2013
2013-08-16 | 16915.0347 | 16174.5867 | 15667.5335 | 15445.6038 | 15659.155 | 16578.9376 | 17426.0776 | 18085.3934 | 19013.4757 | 20185.7696 | 21913.4432 | 23374.6766 | 24622.8931 | 25613.6754 | 26239.9028 | 26595.6114 | 26612.2599 | 26093.2489 | 25036.237 | 24093.1565 | 23511.0826 | 21584.574 | 19523.1014 | 17967.1324 | 503.9326 | 26612.2599 | 8 | 2013
2013-08-17 | 16393.872 | 15620.6629 | 15078.8917 | 14749.7771 | 14647.9605 | 14768.0346 | 14869.8351 | 15825.482 | 17235.9325 | 18518.3742 | 19691.9732 | 20903.3353 | 22183.2902 | 23166.696 | 23878.9452 | 24342.2373 | 24510.7678 | 24118.4794 | 23113.9637 | 22267.0535 | 21747.7579 | 20105.6649 | 18619.7549 | 17214.9709 | 463.5737 | 24510.7678 | 8 | 2013
2013-08-18 | 16354.7101 | 15564.8689 | 15010.7268 | 14670.9094 | 14558.016 | 14667.1169 | 14763.1495 | 15723.4843 | 17163.2455 | 18484.5147 | 19710.1188 | 21018.3928 | 22398.8774 | 23483.1718 | 24282.1953 | 24804.5762 | 24994.5991 | 24571.5452 | 23476.6151 | 22553.668 | 21964.0175 | 20216.3088 | 18689.786 | 17246.572 | 466.3712 | 24994.5991 | 8 | 2013
2013-08-19 | 16863.474 | 16103.4522 | 15584.7876 | 15351.3455 | 15561.8201 | 16474.9466 | 17327.9521 | 17991.977 | 18957.3981 | 20176.7331 | 21988.2871 | 23555.0527 | 24921.8289 | 26017.0738 | 26734.7953 | 27153.6957 | 27195.8281 | 26648.6138 | 25501.79 | 24484.7004 | 23825.0764 | 21828.7239 | 19660.2495 | 18057.7132 | 507.9673 | 27195.8281 | 8 | 2013
2013-08-20 | 18033.8115 | 17192.5434 | 16606.4059 | 16313.6675 | 16459.1175 | 17314.4041 | 18174.2557 | 18951.8037 | 20111.6816 | 22083.1383 | 24260.9495 | 26033.1945 | 27471.0272 | 28549.9429 | 29168.1923 | 29464.8359 | 29405.6004 | 28801.9153 | 27645.3524 | 26576.6161 | 25876.4266 | 23798.6423 | 21235.7843 | 19330.0591 | 548.8594 | 29464.8359 | 8 | 2013
2013-08-21 | 17044.4867 | 16268.2756 | 15736.7467 | 15490.4435 | 15672.0835 | 16559.6139 | 17415.4016 | 18085.2559 | 19075.9977 | 20365.955 | 22282.3156 | 23880.9459 | 25251.6286 | 26352.6702 | 27060.8894 | 27475.6092 | 27517.2757 | 26969.531 | 25823.1916 | 24810.615 | 24149.7657 | 22136.8555 | 19861.6008 | 18251.8186 | 513.539 | 27517.2757 | 8 | 2013
2013-08-22 | 17386.0641 | 16596.8059 | 16052.9135 | 15797.0762 | 15973.8394 | 16863.0488 | 17735.81 | 18436.0185 | 19468.5752 | 20977.3051 | 22943.0324 | 24552.5276 | 25894.7756 | 26937.8033 | 27573.5194 | 27921.7727 | 27926.3059 | 27381.1069 | 26278.1529 | 25291.1311 | 24640.9746 | 22630.7809 | 20215.5147 | 18605.339 | 524.0802 | 27926.3059 | 8 | 2013
2013-08-23 | 16770.0898 | 16025.7666 | 15514.8819 | 15291.9396 | 15506.0305 | 16440.1607 | 17317.0227 | 17960.2911 | 18891.5743 | 20068.6119 | 21768.1154 | 23270.2651 | 24577.8906 | 25638.1124 | 26333.8624 | 26747.4489 | 26807.8635 | 26289.2312 | 25176.7312 | 24204.8326 | 23549.0333 | 21565.8639 | 19484.2907 | 17908.1413 | 503.1081 | 26807.8635 | 8 | 2013
2013-08-24 | 16140.3429 | 15381.5677 | 14850.423 | 14532.6767 | 14442.6128 | 14587.5456 | 14721.5985 | 15644.2273 | 17018.3547 | 18255.7099 | 19386.8972 | 20445.669 | 21717.6843 | 22714.8328 | 23458.1073 | 23960.5741 | 24173.6315 | 23806.9124 | 22800.787 | 21976.5832 | 21429.9383 | 19868.3467 | 18388.8818 | 16994.0518 | 456.698 | 24173.6315 | 8 | 2013
2013-08-25 | 15932.9867 | 15194.0279 | 14678.8192 | 14375.0528 | 14297.3863 | 14456.3735 | 14597.5754 | 15493.4793 | 16820.8971 | 18000.2451 | 19072.2704 | 20022.3824 | 21165.6072 | 22134.0495 | 22868.6338 | 23378.5134 | 23609.9836 | 23268.4822 | 22295.3426 | 21511.6489 | 20991.4584 | 19574.4564 | 18121.4334 | 16752.2188 | 448.6133 | 23609.9836 | 8 | 2013
2013-08-26 | 15750.9227 | 15061.2047 | 14600.5661 | 14418.4827 | 14671.7171 | 15636.5 | 16516.1671 | 17054.0323 | 17836.707 | 18833.4241 | 19967.87 | 21227.5941 | 22530.2529 | 23660.3523 | 24488.6306 | 25049.9552 | 25223.4475 | 24748.8623 | 23607.4039 | 22659.4179 | 22007.0098 | 20133.1038 | 18441.1126 | 16898.9634 | 471.0237 | 25223.4475 | 8 | 2013
2013-08-27 | 15855.4387 | 15157.069 | 14690.0598 | 14500.2437 | 14728.5447 | 15669.1485 | 16546.8549 | 17081.9436 | 17871.5423 | 18880.8159 | 20029.5488 | 21349.021 | 22636.8933 | 23761.4822 | 24576.16 | 25134.644 | 25310.5197 | 24841.8711 | 23713.0359 | 22781.8449 | 22145.428 | 20227.7792 | 18531.6471 | 16992.426 | 473.014 | 25310.5197 | 8 | 2013
2013-08-28 | 15650.4973 | 14963.3446 | 14505.8663 | 14324.3422 | 14559.1856 | 15507.1488 | 16387.2269 | 16900.2294 | 17659.1607 | 18631.4212 | 19747.6563 | 20933.6025 | 22218.9414 | 23358.9656 | 24201.4195 | 24790.7644 | 24991.3581 | 24532.2661 | 23396.0467 | 22469.6444 | 21829.9721 | 20002.7724 | 18314.3046 | 16782.6698 | 466.6588 | 24991.3581 | 8 | 2013
2013-08-29 | 15459.8329 | 14798.7813 | 14361.7979 | 14198.3489 | 14450.0348 | 15417.3512 | 16308.9389 | 16793.1865 | 17494.6006 | 18394.397 | 19431.7339 | 20393.5427 | 21591.9489 | 22664.228 | 23464.382 | 24038.3952 | 24250.0207 | 23828.8276 | 22760.7279 | 21905.0652 | 21316.9942 | 19671.6073 | 18024.7868 | 16533.4204 | 457.553 | 24250.0207 | 8 | 2013
2013-08-30 | 15163.3582 | 14563.553 | 14169.6731 | 14048.9891 | 14352.5098 | 15386.2853 | 16309.2878 | 16750.9207 | 17336.6006 | 18085.7769 | 18947.1438 | 19651.4818 | 20429.1054 | 21314.495 | 21982.2612 | 22478.2995 | 22686.3401 | 22344.6957 | 21443.9597 | 20745.8537 | 20266.9787 | 19001.7353 | 17456.6609 | 16059.9636 | 440.9759 | 22686.3401 | 8 | 2013
2013-08-31 | 14602.966 | 13989.6879 | 13575.9307 | 13360.9023 | 13361.643 | 13608.6369 | 13792.7637 | 14518.2453 | 15548.2216 | 16358.4026 | 17054.9904 | 17690.3772 | 18339.3351 | 18898.1256 | 19386.1673 | 19788.2664 | 20042.7287 | 19913.1369 | 19360.1482 | 18983.8611 | 18752.4238 | 17695.8547 | 16409.8487 | 15202.3654 | 400.235 | 20042.7287 | 8 | 2013
2013-09-01 | 14167.4997 | 13539.6069 | 13127.0044 | 12891.1919 | 12892.4303 | 13134.9632 | 13401.9041 | 14049.8631 | 15109.9319 | 15974.4334 | 16711.2491 | 17449.2382 | 18158.9319 | 18757.1349 | 19244.9218 | 19653.1277 | 19792.7963 | 19427.2924 | 18853.5767 | 18810.4856 | 18193.6339 | 17115.3065 | 15817.9069 | 14585.9858 | 390.8604 | 19792.7963 | 9 | 2013
2013-09-02 | 14895.6966 | 14034.4575 | 13415.4208 | 13020.5829 | 12959.4146 | 13245.05 | 13647.3101 | 14474.4098 | 16133.7926 | 17994.1648 | 19837.5461 | 21463.0449 | 22621.6287 | 23471.5988 | 24022.8364 | 24347.2112 | 24240.2859 | 23545.232 | 22531.9363 | 22152.2752 | 21240.3168 | 19776.4098 | 18173.8948 | 16695.6031 | 447.9401 | 24347.2112 | 9 | 2013
2013-09-03 | 16700.3345 | 15883.1131 | 15332.0877 | 15059.5664 | 15267.0396 | 16250.8788 | 17322.8768 | 17887.6789 | 18918.0056 | 20468.0383 | 22223.3033 | 23771.5822 | 25088.958 | 26155.5836 | 26795.7541 | 27135.9784 | 27047.3811 | 26350.2502 | 25331.3776 | 24807.9738 | 23702.1048 | 21888.9384 | 19710.6031 | 17943.504 | 507.0429 | 27135.9784 | 9 | 2013
2013-09-04 | 15697.1319 | 14956.5495 | 14469.1121 | 14250.8325 | 14502.3576 | 15527.7839 | 16602.5734 | 17052.1437 | 17890.8657 | 19029.0105 | 20503.9668 | 21858.2429 | 23069.9598 | 24107.2757 | 24783.9177 | 25198.7464 | 25188.9538 | 24556.0754 | 23589.5154 | 23152.2751 | 22111.3253 | 20383.3411 | 18438.7942 | 16812.7519 | 473.7335 | 25198.7464 | 9 | 2013
2013-09-05 | 15355.7726 | 14651.3063 | 14192.9861 | 13999.9884 | 14273.9615 | 15323.7892 | 16409.4968 | 16813.6492 | 17568.5884 | 18602.337 | 19885.4613 | 21129.6755 | 22259.2997 | 23241.5777 | 23893.3257 | 24309.8305 | 24321.9123 | 23728.0828 | 22820.7519 | 22450.5617 | 21458.6338 | 19785.9552 | 17974.0774 | 16397.9409 | 460.849 | 24321.9123 | 9 | 2013
2013-09-06 | 15162.607 | 14483.7189 | 14041.0832 | 13867.0116 | 14169.7309 | 15261.2087 | 16363.5379 | 16751.5287 | 17462.4692 | 18437.8152 | 19604.0362 | 20783.746 | 21870.8163 | 22821.6202 | 23460.0877 | 23867.046 | 23884.9727 | 23307.0588 | 22420.4691 | 22071.7948 | 21076.1705 | 19421.2726 | 17688.5144 | 16139.2308 | 454.4175 | 23884.9727 | 9 | 2013
2013-09-07 | 15361.926 | 14629.412 | 14130.049 | 13822.4534 | 13768.0019 | 13975.0726 | 14276.1506 | 15058.8172 | 16373.7554 | 17549.9552 | 18592.6357 | 19634.7657 | 20645.9981 | 21429.1527 | 21967.0979 | 22318.335 | 22390.0814 | 21945.2421 | 21234.6272 | 21055.8781 | 20186.8934 | 18830.0184 | 17393.3119 | 16036.623 | 432.6063 | 22390.0814 | 9 | 2013
2013-09-08 | 15698.154 | 14892.7593 | 14336.7806 | 13980.1399 | 13879.8657 | 14040.5361 | 14322.1553 | 15166.253 | 16633.1514 | 18002.5017 | 19267.3406 | 20679.1835 | 21937.0017 | 22934.8899 | 23630.7298 | 24067.6095 | 24146.4981 | 23610.9495 | 22696.5045 | 22326.9457 | 21292.4979 | 19714.0368 | 18075.0459 | 16590.9592 | 451.9225 | 24146.4981 | 9 | 2013
2013-09-09 | 15605.6338 | 14851.9545 | 14353.7621 | 14130.2183 | 14397.4038 | 15451.1157 | 16553.3471 | 17010.6426 | 17885.4597 | 19064.9735 | 20590.1993 | 22027.9639 | 23344.8339 | 24471.2154 | 25229.8247 | 25693.1917 | 25706.1035 | 25048.6327 | 23994.9284 | 23484.6056 | 22340.0089 | 20536.6624 | 18527.4832 | 16854.8255 | 477.155 | 25706.1035 | 9 | 2013
2013-09-10 | 15043.5666 | 14328.883 | 13864.1838 | 13666.7301 | 13935.4171 | 14989.1375 | 16088.7986 | 16468.0373 | 17227.9041 | 18271.5547 | 19540.1318 | 20866.0111 | 22111.5111 | 23228.0589 | 24010.8348 | 24530.8117 | 24601.8299 | 23988.4169 | 22969.0114 | 22521.7125 | 21428.9144 | 19675.603 | 17827.7913 | 16206.6183 | 457.3915 | 24601.8299 | 9 | 2013
2013-09-11 | 16167.7401 | 15387.4184 | 14866.1617 | 14621.7632 | 14856.5847 | 15886.787 | 17008.1218 | 17503.1938 | 18440.9253 | 19783.2539 | 21408.5224 | 22863.1943 | 24134.1993 | 25192.8482 | 25859.825 | 26249.0046 | 26223.825 | 25574.6719 | 24580.4278 | 24114.271 | 22999.2943 | 21200.8457 | 19090.6316 | 17420.1993 | 491.4337 | 26249.0046 | 9 | 2013
2013-09-12 | 15337.8203 | 14609.4674 | 14132.4137 | 13925.2832 | 14188.5286 | 15243.1043 | 16358.2301 | 16764.3049 | 17564.5234 | 18655.5327 | 20028.0328 | 21371.4088 | 22606.58 | 23691.1449 | 24429.8299 | 24907.3764 | 24953.9191 | 24339.6268 | 23342.7461 | 22906.7894 | 21813.4649 | 20054.9552 | 18148.072 | 16521.8794 | 465.895 | 24953.9191 | 9 | 2013
2013-09-13 | 14720.5357 | 14057.365 | 13628.2933 | 13467.8229 | 13783.457 | 14903.253 | 16040.8365 | 16378.1134 | 17039.9051 | 17955.7562 | 19023.6835 | 20157.258 | 21272.4966 | 22281.3468 | 22995.7518 | 23478.2781 | 23559.4917 | 22999.6181 | 22074.6896 | 21722.4814 | 20673.8256 | 19018.9493 | 17309.321 | 15760.4225 | 444.303 | 23559.4917 | 9 | 2013
2013-09-14 | 14169.0844 | 13487.2278 | 13032.4467 | 12764.0666 | 12739.6074 | 12985.9666 | 13306.9085 | 13965.2904 | 15129.003 | 16124.6962 | 17021.6411 | 17949.9353 | 18858.3671 | 19734.7826 | 20457.8669 | 20992.9841 | 21199.6112 | 20784.6215 | 19984.2405 | 19785.2062 | 18887.6347 | 17651.3503 | 16225.9779 | 14883.8246 | 402.1223 | 21199.6112 | 9 | 2013
2013-09-15 | 13922.8178 | 13271.1649 | 12840.464 | 12593.1383 | 12587.9494 | 12856.1516 | 13189.1111 | 13812.1701 | 14907.7858 | 15818.0253 | 16623.5865 | 17467.5249 | 18308.5265 | 19046.8967 | 19730.5495 | 20257.1123 | 20477.5032 | 20097.7804 | 19357.2017 | 19222.0992 | 18440.6143 | 17248.3619 | 15869.44 | 14572.2418 | 392.5182 | 20477.5032 | 9 | 2013
2013-09-16 | 13894.4463 | 13406.1206 | 13115.9736 | 13075.3153 | 13514.3242 | 14764.7269 | 15985.1021 | 16167.804 | 16467.5954 | 16919.723 | 17453.2566 | 17897.0728 | 18341.5354 | 18751.6597 | 19035.3542 | 19310.3134 | 19384.8141 | 19058.356 | 18689.9629 | 18803.7819 | 18243.8132 | 17134.9809 | 15745.4822 | 14501.9117 | 399.6634 | 19384.8141 | 9 | 2013
2013-09-17 | 13769.8289 | 13297.8226 | 13021.3999 | 12990.2437 | 13418.7823 | 14659.2245 | 15881.4946 | 16030.9191 | 16279.4671 | 16671.9725 | 17144.7776 | 17524.5084 | 17903.4648 | 18275.9696 | 18529.7862 | 18767.4479 | 18847.4755 | 18592.4799 | 18281.0585 | 18451.3185 | 17942.0331 | 16871.0697 | 15514.4001 | 14308.8939 | 392.9758 | 18847.4755 | 9 | 2013
2013-09-18 | 14044.0269 | 13464.1632 | 13105.4652 | 13002.349 | 13360.6391 | 14525.8191 | 15705.721 | 15930.2699 | 16392.5437 | 17060.2573 | 17864.0474 | 18611.5203 | 19411.6563 | 20234.7069 | 20835.6161 | 21292.9864 | 21421.6363 | 20979.5535 | 20256.6998 | 20123.4084 | 19238.3816 | 17917.3475 | 16343.7103 | 14931.5524 | 416.0541 | 21421.6363 | 9 | 2013
2013-09-19 | 14098.1535 | 13502.397 | 13131.3105 | 13017.7212 | 13366.4493 | 14523.7047 | 15703.3143 | 15938.8665 | 16433.6177 | 17142.657 | 17994.6758 | 18794.2374 | 19680.4385 | 20555.5209 | 21196.4667 | 21677.539 | 21812.0656 | 21350.9915 | 20579.7882 | 20403.575 | 19476.1956 | 18088.671 | 16483.5418 | 15042.1791 | 419.9941 | 21812.0656 | 9 | 2013
2013-09-20 | 13905.0297 | 13385.1716 | 13067.2443 | 13005.978 | 13418.229 | 14658.4515 | 15886.6185 | 16079.0342 | 16436.5624 | 16964.7644 | 17593.6994 | 18149.7296 | 18707.6113 | 19274.8926 | 19719.2453 | 20072.6564 | 20181.7932 | 19815.2932 | 19266.7735 | 19291.1011 | 18584.9781 | 17382.1591 | 15918.9804 | 14611.607 | 405.3776 | 20181.7932 | 9 | 2013
2013-09-21 | 13591.0577 | 13040.8827 | 12687.1545 | 12509.4099 | 12575.4152 | 12936.6494 | 13349.6491 | 13887.3262 | 14779.8817 | 15427.4291 | 15918.4398 | 16419.6454 | 16930.187 | 17366.1007 | 17726.9016 | 18048.2597 | 18230.6867 | 18033.0134 | 17680.0054 | 17836.2842 | 17266.9966 | 16269.0807 | 15083.9402 | 13977.6363 | 371.572 | 18230.6867 | 9 | 2013
2013-09-22 | 13817.0927 | 13240.8577 | 12866.0237 | 12670.5085 | 12721.563 | 13070.6572 | 13485.6504 | 14052.3083 | 15004.7313 | 15726.5811 | 16295.1235 | 16866.051 | 17430.4194 | 17904.3981 | 18285.0234 | 18609.7451 | 18784.196 | 18564.9287 | 18172.8317 | 18288.7607 | 17680.1244 | 16641.716 | 15416.4082 | 14273.0573 | 379.8688 | 18784.196 | 9 | 2013
2013-09-23 | 14662.815 | 14010.9358 | 13592.7087 | 13443.0815 | 13783.5829 | 14947.9629 | 16158.1508 | 16472.9509 | 17116.0972 | 18002.7268 | 19030.3029 | 20116.8109 | 21187.059 | 22139.3534 | 22812.7216 | 23277.0241 | 23378.5511 | 22862.0739 | 21997.8821 | 21717.5275 | 20664.1101 | 19021.8328 | 17327.5701 | 15800.4463 | 443.5243 | 23378.5511 | 9 | 2013
2013-09-24 | 14763.562 | 14136.4734 | 13736.7917 | 13601.5117 | 13939.3539 | 15105.3863 | 16332.9237 | 16626.6302 | 17214.0232 | 18031.2603 | 18968.7223 | 19919.2499 | 20823.8715 | 21626.2249 | 22167.4449 | 22553.7517 | 22638.2878 | 22179.7412 | 21460.8397 | 21315.2539 | 20376.7938 | 18851.1829 | 17226.5674 | 15773.5307 | 439.3694 | 22638.2878 | 9 | 2013
2013-09-25 | 14386.5963 | 13828.5766 | 13482.8102 | 13394.716 | 13777.1712 | 14992.73 | 16248.3399 | 16476.7973 | 16917.5437 | 17548.5577 | 18275.5226 | 18896.0538 | 19554.6125 | 20168.5237 | 20576.362 | 20896.0646 | 20985.7173 | 20614.8975 | 20077.8166 | 20108.7728 | 19310.4438 | 18051.4133 | 16548.6722 | 15212.6852 | 420.3314 | 20985.7173 | 9 | 2013
2013-09-26 | 13602.2603 | 13147.0119 | 12882.8773 | 12865.5799 | 13311.8841 | 14594.3441 | 15877.9157 | 15993.5622 | 16205.0918 | 16548.6102 | 16966.0958 | 17296.1886 | 17637.4158 | 17981.7152 | 18222.1278 | 18463.2592 | 18572.0242 | 18351.4989 | 18073.2888 | 18293.0848 | 17770.1559 | 16700.8313 | 15361.4466 | 14181.0728 | 388.8993 | 18572.0242 | 9 | 2013
2013-09-27 | 13584.2523 | 13152.2875 | 12901.7704 | 12901.9471 | 13376.6646 | 14700.7325 | 16004.2425 | 16114.6783 | 16293.343 | 16590.2456 | 16948.67 | 17220.8922 | 17515.2497 | 17815.1934 | 18024.8759 | 18240.4049 | 18346.4646 | 18143.228 | 17894.2084 | 18137.3779 | 17613.4971 | 16561.3364 | 15253.6206 | 14101.6397 | 387.4368 | 18346.4646 | 9 | 2013
2013-09-28 | 13111.6684 | 12652.7104 | 12369.0689 | 12254.9623 | 12385.0647 | 12833.1547 | 13322.7965 | 13767.585 | 14469.1606 | 14871.8619 | 15081.3719 | 15294.1689 | 15543.4885 | 15753.3655 | 15952.8806 | 16194.9758 | 16394.4289 | 16310.6996 | 16176.9535 | 16553.9511 | 16125.152 | 15278.0889 | 14251.2173 | 13302.6762 | 350.2515 | 16553.9511 | 9 | 2013
2013-09-29 | 13038.3252 | 12598.506 | 12329.4322 | 12228.4386 | 12371.7348 | 12836.6406 | 13340.0062 | 13768.1116 | 14430.8831 | 14783.6165 | 14934.1213 | 15083.7534 | 15273.1888 | 15429.131 | 15587.9289 | 15807.4808 | 16006.3939 | 15946.616 | 15863.9865 | 16290.0168 | 15896.3031 | 15084.9277 | 14093.7725 | 13180.2368 | 346.2036 | 16290.0168 | 9 | 2013
2013-09-30 | 13262.4018 | 12891.9351 | 12691.9004 | 12734.9253 | 13260.9068 | 14640.8189 | 15991.8985 | 16045.6928 | 16098.9432 | 16233.423 | 16401.0803 | 16472.7601 | 16583.0626 | 16705.4316 | 16783.3781 | 16926.2918 | 17028.0954 | 16901.944 | 16824.9027 | 17232.0487 | 16829.7882 | 15900.1544 | 14708.2302 | 13666.9306 | 372.8169 | 17232.0487 | 9 | 2013
2013-10-01 | 12944.9779 | 12626.0586 | 12492.8244 | 12578.9136 | 13106.9996 | 14357.1629 | 15699.5524 | 15905.8425 | 15934.8816 | 15975.1008 | 16060.537 | 16065.1532 | 16123.1662 | 16230.6557 | 16239.3597 | 16287.3164 | 16267.3895 | 16206.6102 | 16855.3441 | 16924.2958 | 16329.5653 | 15490.1496 | 14418.1397 | 13463.2166 | 364.5832 | 16924.2958 | 10 | 2013
2013-10-02 | 13334.6884 | 12902.1351 | 12681.8338 | 12691.7049 | 13146.2079 | 14317.4822 | 15616.5964 | 15909.9861 | 16203.6887 | 16646.644 | 17209.2471 | 17709.1596 | 18243.7216 | 18780.8201 | 19119.3143 | 19358.6422 | 19368.0785 | 19134.4101 | 19380.0062 | 19077.3797 | 18169.9049 | 16821.8966 | 15366.037 | 14201.6872 | 395.3913 | 19380.0062 | 10 | 2013
2013-10-03 | 13642.9739 | 13181.2118 | 12937.2718 | 12927.339 | 13365.9566 | 14525.8913 | 15831.5479 | 16187.4007 | 16624.3015 | 17179.093 | 17854.6867 | 18449.9292 | 19051.7517 | 19628.7619 | 19980.2961 | 20212.3777 | 20205.6196 | 19944.5744 | 20145.9544 | 19794.2266 | 18834.8862 | 17432.7803 | 15787.5904 | 14585.5924 | 408.312 | 20212.3777 | 10 | 2013
2013-10-04 | 13731.3828 | 13228.4454 | 12946.3977 | 12912.1505 | 13334.9008 | 14491.8131 | 15787.8595 | 16156.9331 | 16711.9924 | 17423.3608 | 18280.6221 | 19089.1344 | 19912.3619 | 20689.5078 | 21203.7371 | 21524.1901 | 21535.859 | 21193.1394 | 21194.6159 | 20658.631 | 19523.9104 | 17972.3067 | 16100.0357 | 14806.5341 | 420.4098 | 21535.859 | 10 | 2013
2013-10-05 | 13631.5118 | 13066.4553 | 12726.9715 | 12554.862 | 12620.0625 | 12903.2705 | 13403.1805 | 14134.7344 | 15143.1873 | 15884.788 | 16601.2838 | 17456.24 | 18315.6128 | 19056.8168 | 19600.5642 | 19965.8905 | 20082.1783 | 19850.665 | 19923.1037 | 19472.3096 | 18405.6045 | 17058.7842 | 15624.6741 | 14475.7602 | 391.9585 | 20082.1783 | 10 | 2013
2013-10-06 | 13339.5418 | 12816.1316 | 12509.5721 | 12366.3739 | 12458.721 | 12773.4091 | 13292.6113 | 13978.8413 | 14895.6706 | 15521.5649 | 16007.9509 | 16650.6763 | 17373.4626 | 18006.1308 | 18480.0735 | 18817.8886 | 18949.0188 | 18776.3398 | 18957.0561 | 18617.4546 | 17632.0146 | 16371.4509 | 15170.8397 | 14087.8775 | 377.8507 | 18957.0561 | 10 | 2013
2013-10-07 | 13236.2971 | 12825.8201 | 12622.039 | 12649.6746 | 13142.218 | 14370.3127 | 15719.0643 | 16001.9765 | 16267.2305 | 16652.3896 | 17139.0598 | 17562.0974 | 18035.835 | 18501.036 | 18790.4639 | 18993.5833 | 19006.4745 | 18805.6402 | 19111.2356 | 18868.2173 | 17962.4985 | 16637.3896 | 15260.0961 | 14123.1051 | 392.2838 | 19111.2356 | 10 | 2013
2013-10-08 | 13037.4582 | 12695.8094 | 12544.8036 | 12617.4307 | 13136.8553 | 14394.954 | 15771.6295 | 15986.7589 | 16069.1328 | 16200.7842 | 16389.5193 | 16482.4891 | 16623.4736 | 16801.9043 | 16864.4129 | 16946.6681 | 16949.1769 | 16874.46 | 17459.5452 | 17482.2993 | 16797.3497 | 15787.2961 | 14668.5213 | 13676.0891 | 372.2588 | 17482.2993 | 10 | 2013
2013-10-09 | 13115.3012 | 12736.3856 | 12556.7945 | 12604.6629 | 13100.0476 | 14333.843 | 15699.0555 | 15938.3779 | 16100.2403 | 16356.6238 | 16696.3847 | 16958.737 | 17268.3096 | 17603.3447 | 17790.3695 | 17949.0039 | 17969.8089 | 17837.2581 | 18277.5502 | 18171.0404 | 17371.346 | 16141.4138 | 14945.7109 | 13880.8116 | 381.4024 | 18277.5502 | 10 | 2013
2013-10-10 | 13061.2876 | 12694.4053 | 12523.8342 | 12579.9961 | 13083.7971 | 14328.9986 | 15704.4452 | 15932.3963 | 16060.6251 | 16275.5629 | 16566.7205 | 16778.1121 | 17040.139 | 17333.413 | 17489.7 | 17632.1512 | 17654.5591 | 17542.1724 | 18022.6545 | 17955.9108 | 17182.0521 | 16017.5853 | 14843.8054 | 13800.0582 | 378.1044 | 18022.6545 | 10 | 2013
2013-10-11 | 13027.575 | 12679.2416 | 12515.5801 | 12587.1986 | 13114.6644 | 14400.8768 | 15794.8767 | 16023.4357 | 16126.4281 | 16296.0368 | 16526.8123 | 16678.3787 | 16888.5736 | 17127.0356 | 17242.7822 | 17349.0027 | 17363.0944 | 17265.697 | 17782.4854 | 17745.1114 | 16973.6819 | 15871.4761 | 14725.4352 | 13706.7554 | 375.8122 | 17782.4854 | 10 | 2013
2013-10-12 | 12855.3565 | 12419.1891 | 12179.2228 | 12096.3485 | 12248.1776 | 12639.836 | 13221.6905 | 13819.845 | 14553.5778 | 14945.8397 | 15166.1023 | 15417.8512 | 15718.021 | 15991.7583 | 16238.0675 | 16484.2769 | 16636.6629 | 16601.4718 | 17046.2417 | 16972.4301 | 16164.429 | 15340.1591 | 14347.644 | 13411.2197 | 352.5154 | 17046.2417 | 10 | 2013
2013-10-13 | 12819.7269 | 12395.7735 | 12164.8625 | 12090.5564 | 12251.3632 | 12656.1103 | 13251.3722 | 13838.1948 | 14547.8833 | 14908.8221 | 15091.8486 | 15304.0982 | 15567.1895 | 15807.8103 | 16000.505 | 16193.1148 | 16348.8026 | 16336.2775 | 16823.0253 | 16791.1591 | 16025.0756 | 15240.2597 | 14268.8876 | 13353.861 | 350.0766 | 16823.0253 | 10 | 2013
2013-10-14 | 12913.5741 | 12595.3508 | 12460.771 | 12551.946 | 13109.1856 | 14423.457 | 15848.9731 | 16050.3958 | 16097.6745 | 16163.5009 | 16277.8289 | 16303.8796 | 16401.0037 | 16530.2377 | 16567.5532 | 16633.5493 | 16652.2248 | 16609.4872 | 17235.67 | 17304.3811 | 16607.4517 | 15654.9956 | 14560.586 | 13588.7974 | 369.1425 | 17304.3811 | 10 | 2013
2013-10-15 | 12881.9709 | 12571.5845 | 12443.1946 | 12538.4286 | 13082.4482 | 14382.7266 | 15809.6745 | 15987.7523 | 16001.0489 | 16017.201 | 16075.5493 | 16042.9097 | 16072.5841 | 16157.8153 | 16157.5753 | 16214.9886 | 16242.7044 | 16229.901 | 16908.9363 | 17035.9918 | 16387.3039 | 15511.8772 | 14440.0877 | 13497.6952 | 364.692 | 17035.9918 | 10 | 2013
2013-10-16 | 12869.5756 | 12561.897 | 12435.3427 | 12532.594 | 13079.0242 | 14384.2192 | 15817.9065 | 15992.4156 | 16000.5025 | 16009.7473 | 16054.8726 | 16012.4142 | 16030.5459 | 16107.055 | 16100.8404 | 16155.9244 | 16186.7346 | 16180.3486 | 16868.2823 | 17005.7664 | 16358.5335 | 15492.2858 | 14424.3377 | 13486.3539 | 364.1475 | 17005.7664 | 10 | 2013
2013-10-17 | 12879.6831 | 12586.6335 | 12471.2572 | 12579.0253 | 13136.2307 | 14455.7994 | 15903.616 | 16070.6206 | 16050.0712 | 16019.3977 | 16017.2471 | 15932.5804 | 15895.94 | 15915.5864 | 15885.5018 | 15914.6389 | 15943.0754 | 15958.7821 | 16685.8027 | 16870.1179 | 16251.2977 | 15433.0786 | 14388.8394 | 13475.1468 | 362.72 | 16870.1179 | 10 | 2013
2013-10-18 | 13338.3515 | 13053.9232 | 12940.2823 | 13059.7057 | 13635.9385 | 14985.4595 | 16541.3578 | 16784.746 | 16773.2768 | 16741.0235 | 16728.188 | 16626.9081 | 16603.9151 | 16640.3123 | 16613.4774 | 16661.3081 | 16727.1949 | 16770.9959 | 17481.9288 | 17633.7661 | 16968.1032 | 15950.0242 | 14895.0562 | 13973.48 | 378.1287 | 17633.7661 | 10 | 2013
2013-10-19 | 12746.5768 | 12384.9275 | 12201.2193 | 12170.7952 | 12376.4369 | 12840.7432 | 13491.8563 | 14026.9972 | 14615.8741 | 14818.4742 | 14813.6533 | 14826.1103 | 14901.1398 | 14973.647 | 15041.7298 | 15148.8365 | 15277.3363 | 15353.5825 | 15880.8885 | 16011.007 | 15517.0988 | 14835.8074 | 13971.4986 | 13164.107 | 341.3903 | 16011.007 | 10 | 2013
2013-10-20 | 12607.6467 | 12256.7332 | 12080.4459 | 12056.7796 | 12269.688 | 12745.5916 | 13407.5441 | 13930.4 | 14495.6827 | 14669.1531 | 14629.2073 | 14602.8019 | 14639.8112 | 14676.9621 | 14717.1086 | 14806.3905 | 14929.58 | 15016.5154 | 15577.4109 | 15740.9363 | 15269.0231 | 14610.778 | 13770.4479 | 12985.8661 | 336.4925 | 15740.9363 | 10 | 2013
2013-10-21 | 12821.5912 | 12528.1932 | 12410.9267 | 12520.1686 | 13098.2185 | 14451.2456 | 15926.7655 | 16099.5267 | 16099.0613 | 16089.4999 | 16101.812 | 16037.1275 | 16031.6049 | 16062.9545 | 16046.9738 | 16073.2907 | 16110.024 | 16122.0867 | 16834.0094 | 16996.787 | 16327.5869 | 15470.9025 | 14415.3019 | 13485.8384 | 364.1615 | 16996.787 | 10 | 2013
2013-10-22 | 12784.6091 | 12486.3803 | 12365.3455 | 12469.8378 | 13026.2072 | 14356.6319 | 15828.6419 | 15986.4716 | 15976.5137 | 15961.7063 | 15972.9299 | 15903.3424 | 15881.7695 | 15915.1487 | 15896.4244 | 15933.1528 | 15968.6663 | 15982.6194 | 16703.0756 | 16885.27 | 16231.7184 | 15398.5024 | 14342.9238 | 13420.864 | 361.6788 | 16885.27 | 10 | 2013
2013-10-23 | 12769.3612 | 12472.9646 | 12352.9252 | 12458.8974 | 13017.4227 | 14353.7418 | 15835.0897 | 15989.2728 | 15975.9712 | 15956.5905 | 15961.9859 | 15886.5718 | 15859.8867 | 15888.8991 | 15867.4312 | 15903.5878 | 15942.4453 | 15960.9626 | 16680.9642 | 16872.3265 | 16215.5439 | 15385.6029 | 14331.9164 | 13412.7251 | 361.3531 | 16872.3265 | 10 | 2013
2013-10-24 | 13041.808 | 12736.61 | 12610.8687 | 12712.6456 | 13267.0676 | 14598.0285 | 16082.7719 | 16307.3399 | 16326.1433 | 16338.1565 | 16385.0726 | 16342.0863 | 16368.7875 | 16456.3935 | 16466.6394 | 16545.8682 | 16621.0229 | 16647.5804 | 17330.4821 | 17479.1835 | 16780.8585 | 15783.7214 | 14701.4832 | 13757.7785 | 371.6884 | 17479.1835 | 10 | 2013
2013-10-25 | 13699.305 | 13439.014 | 13344.5568 | 13484.4087 | 14082.8065 | 15466.6522 | 17239.6893 | 17461.959 | 17402.7842 | 17298.7639 | 17200.5609 | 17016.1583 | 16921.9796 | 16901.3047 | 16841.5883 | 16891.4074 | 17010.5558 | 17129.2434 | 17897.9278 | 18112.8574 | 17451.2879 | 16392.8714 | 15288.3752 | 14393.4825 | 388.3695 | 18112.8574 | 10 | 2013
2013-10-26 | 13094.4202 | 12787.2535 | 12646.4856 | 12657.4603 | 12905.4132 | 13424.7919 | 14134.6205 | 14632.8131 | 15126.1939 | 15197.0987 | 15036.6845 | 14888.5851 | 14817.2466 | 14763.2709 | 14743.7209 | 14818.3198 | 14986.8533 | 15158.2168 | 15807.1115 | 16056.1348 | 15625.03 | 15011.0977 | 14220.1282 | 13492.5557 | 346.0315 | 16056.1348 | 10 | 2013
2013-10-27 | 12753.7637 | 12428.8564 | 12272.0209 | 12268.6882 | 12504.1692 | 13017.6917 | 13728.8594 | 14228.9123 | 14749.6693 | 14860.9007 | 14746.0283 | 14642.9342 | 14610.7037 | 14588.3284 | 14588.4065 | 14665.2901 | 14815.8862 | 14954.2996 | 15574.135 | 15801.0979 | 15344.6827 | 14708.7412 | 13899.8867 | 13152.6105 | 338.9066 | 15801.0979 | 10 | 2013
2013-10-28 | 14369.9272 | 14136.1704 | 14072.284 | 14234.0281 | 14862.6272 | 16305.4247 | 18330.2464 | 18548.855 | 18447.0475 | 18268.0702 | 18089.3456 | 17827.9181 | 17676.4142 | 17605.3426 | 17523.5238 | 17588.7943 | 17769.6705 | 17972.5554 | 18794.3438 | 19053.5271 | 18422.281 | 17387.6462 | 16061.7563 | 15182.7845 | 408.5306 | 19053.5271 | 10 | 2013
2013-10-29 | 14765.1148 | 14540.8516 | 14486.7441 | 14656.385 | 15274.5679 | 16841.4352 | 18868.438 | 19073.8033 | 18938.4157 | 18714.7227 | 18490.2186 | 18181.6836 | 17979.2935 | 17884.1926 | 17786.7257 | 17869.4646 | 18091.8159 | 18347.4477 | 19202.9817 | 19498.0104 | 18898.338 | 17882.5031 | 16534.9763 | 15579.0441 | 418.3872 | 19498.0104 | 10 | 2013
2013-10-30 | 13943.3303 | 13683.1445 | 13596.2163 | 13735.9876 | 14327.6355 | 15697.8696 | 17593.7623 | 17800.3642 | 17733.2147 | 17613.836 | 17508.1299 | 17316.4122 | 17215.4745 | 17201.5328 | 17152.9316 | 17236.1939 | 17399.9892 | 17558.5603 | 18339.4233 | 18578.2715 | 17920.2291 | 16854.0894 | 15630.4235 | 14733.2266 | 396.3702 | 18578.2715 | 10 | 2013
2013-10-31 | 13118.5624 | 12839.3894 | 12732.922 | 12854.5541 | 13430.9278 | 14798.4785 | 16410.1512 | 16602.5602 | 16560.19 | 16488.3703 | 16434.5902 | 16288.101 | 16220.4068 | 16226.7249 | 16181.0645 | 16239.93 | 16345.1424 | 16435.2373 | 17198.5617 | 17433.4016 | 16760.6309 | 15793.4188 | 14745.7111 | 13841.3005 | 371.9803 | 17433.4016 | 10 | 2013
2013-11-01 | 13006.4991 | 12747.3848 | 12670.4033 | 12845.9772 | 13480.2756 | 14939.8304 | 16489.7513 | 16712.3636 | 16593.3829 | 16408.6986 | 16209.7368 | 15993.1284 | 15868.3885 | 15759.0116 | 15608.7426 | 15667.5239 | 16034.7567 | 16484.2049 | 16440.0646 | 16750.9711 | 16447.4834 | 15656.4139 | 14578.6538 | 13642.6083 | 367.0363 | 16750.9711 | 11 | 2013
2013-11-02 | 12643.9025 | 12301.4749 | 12152.121 | 12170.4196 | 12418.656 | 12950.7122 | 13656.9131 | 14253.7678 | 14772.741 | 14835.4923 | 14653.287 | 14550.3827 | 14547.5249 | 14505.9311 | 14463.3369 | 14615.2452 | 15082.5067 | 15587.7522 | 15518.5358 | 15824.8996 | 15509.6084 | 14824.2545 | 13930.6122 | 13101.3444 | 338.8714 | 15824.8996 | 11 | 2013
2013-11-03 | 13353.6866 | 13110.9167 | 13062.0752 | 13159.5528 | 13497.6281 | 14107.785 | 14582.5638 | 14980.5106 | 15152.2204 | 14953.3123 | 14608.6304 | 14370.6859 | 14222.4538 | 14058.098 | 13948.5805 | 14058.4036 | 14731.7459 | 15798.4369 | 16027.4239 | 15772.2762 | 15393.6223 | 14817.1419 | 14078.4292 | 13402.7257 | 345.2489 | 16027.4239 | 11 | 2013
2013-11-04 | 13677.0321 | 13492.5492 | 13504.2028 | 13739.5344 | 14457.2431 | 15980.8536 | 17304.4158 | 17348.6356 | 16930.3583 | 16547.8006 | 16268.3412 | 16001.6026 | 15819.3919 | 15657.9599 | 15498.4845 | 15549.4608 | 16126.9719 | 17108.9753 | 17303.7925 | 17001.4479 | 16589.3961 | 15858.4915 | 14886.3782 | 14051.3256 | 376.7046 | 17348.6356 | 11 | 2013
2013-11-05 | 13513.7493 | 13316.7091 | 13318.0403 | 13542.9184 | 14234.333 | 15730.6977 | 17046.2307 | 17071.1032 | 16660.2871 | 16288.2314 | 16025.5985 | 15771.8301 | 15588.0019 | 15441.3745 | 15285.8209 | 15347.5265 | 15923.9434 | 16900.0152 | 17091.7642 | 16796.3954 | 16391.7887 | 15660.4571 | 14681.6628 | 13846.6795 | 371.4752 | 17091.7642 | 11 | 2013
2013-11-06 | 13802.5592 | 13539.9887 | 13490.9427 | 13672.3332 | 14322.0686 | 15774.3532 | 17068.4061 | 17144.6289 | 16868.4721 | 16667.9404 | 16607.7401 | 16573.8964 | 16602.0054 | 16648.055 | 16641.3761 | 16791.3068 | 17390.3583 | 18477.4518 | 18489.9543 | 17931.883 | 17293.556 | 16423.6716 | 15313.7037 | 14354.6324 | 387.8913 | 18489.9543 | 11 | 2013
2013-11-07 | 14343.7447 | 14172.5161 | 14198.0164 | 14446.4266 | 15159.7315 | 16672.6633 | 18155.3392 | 18189.9052 | 17661.3458 | 17165.8982 | 16843.6811 | 16535.0436 | 16307.7618 | 16130.2222 | 15962.2192 | 16039.5651 | 16669.2245 | 17784.3929 | 18048.9974 | 17717.0925 | 17266.5834 | 16544.4858 | 15574.0898 | 14756.3359 | 392.3453 | 18189.9052 | 11 | 2013
2013-11-08 | 14257.1854 | 14093.1488 | 14114.4871 | 14370.5889 | 15097.6954 | 16644.7892 | 18124.1551 | 18164.6817 | 17633.8317 | 17156.9559 | 16820.6606 | 16503.2189 | 16272.6882 | 16082.137 | 15905.2546 | 15961.818 | 16581.55 | 17659.9292 | 17922.4722 | 17585.5072 | 17133.7343 | 16403.7669 | 15442.2671 | 14631.5127 | 390.564 | 18164.6817 | 11 | 2013
2013-11-09 | 13649.3262 | 13427.3212 | 13394.9928 | 13509.9003 | 13866.7873 | 14505.7787 | 15019.4353 | 15403.6094 | 15543.7554 | 15297.7719 | 14897.125 | 14604.3238 | 14408.9408 | 14206.4027 | 14074.4055 | 14184.3457 | 14890.7317 | 16005.1596 | 16272.5591 | 16058.9287 | 15684.8532 | 15118.0457 | 14396.3162 | 13744.2407 | 352.1651 | 16272.5591 | 11 | 2013
2013-11-10 | 13090.4079 | 12847.0635 | 12794.8732 | 12891.5767 | 13232.3763 | 13863.3163 | 14375.1869 | 14758.0794 | 14927.2967 | 14727.124 | 14378.4224 | 14135.9493 | 13983.2467 | 13814.0041 | 13700.704 | 13807.3116 | 14483.1739 | 15551.2937 | 15788.1223 | 15552.468 | 15154.9108 | 14568.4363 | 13831.3419 | 13159.7284 | 339.4164 | 15788.1223 | 11 | 2013
2013-11-11 | 13890.8762 | 13691.3746 | 13690.7921 | 13918.3007 | 14631.0628 | 16161.4035 | 17554.4716 | 17608.9426 | 17183.6337 | 16843.9544 | 16613.9466 | 16404.5941 | 16281.2221 | 16175.9193 | 16064.2041 | 16151.545 | 16758.4832 | 17805.4618 | 17980.1347 | 17570.5742 | 17069.311 | 16282.1122 | 15265.5407 | 14394.0732 | 385.9919 | 17980.1347 | 11 | 2013
2013-11-12 | 13429.8611 | 13234.3926 | 13234.877 | 13461.6979 | 14158.3345 | 15676.9356 | 17032.2208 | 17044.7588 | 16631.5452 | 16255.6423 | 15986.3912 | 15727.266 | 15540.0751 | 15391.3005 | 15236.3952 | 15302.1615 | 15892.7618 | 16880.3452 | 17077.5143 | 16798.6443 | 16370.4739 | 15624.4395 | 14642.8253 | 13809.6332 | 370.4405 | 17077.5143 | 11 | 2013
2013-11-13 | 13744.081 | 13559.1167 | 13569.3933 | 13805.5772 | 14510.8091 | 16035.3734 | 17422.3607 | 17440.2979 | 16982.5815 | 16584.8986 | 16290.9009 | 16008.5587 | 15802.4966 | 15639.7871 | 15478.3605 | 15548.845 | 16158.8619 | 17172.0584 | 17386.4042 | 17113.427 | 16691.9754 | 15951.6522 | 14974.8948 | 14149.6467 | 378.0224 | 17440.2979 | 11 | 2013
2013-11-14 | 14075.4814 | 13902.397 | 13923.5129 | 14170.2281 | 14885.3859 | 16418.2712 | 17893.3757 | 17910.7034 | 17382.0458 | 16935.6287 | 16613.1228 | 16303.9017 | 16075.8478 | 15896.6888 | 15727.3024 | 15802.6015 | 16434.4826 | 17501.5508 | 17771.9252 | 17460.2082 | 17031.7585 | 16297.4446 | 15326.579 | 14510.8413 | 386.2513 | 17910.7034 | 11 | 2013
2013-11-15 | 14476.6951 | 14322.935 | 14351.9976 | 14617.8765 | 15356.866 | 16927.8857 | 18510.9077 | 18540.171 | 17994.0772 | 17455.2031 | 17072.3623 | 16731.3894 | 16482.9222 | 16279.7903 | 16099.0406 | 16164.3043 | 16814.0888 | 17978.9839 | 18259.2533 | 17948.0691 | 17423.6355 | 16680.8751 | 15720.0546 | 14916.8059 | 397.1262 | 18540.171 | 11 | 2013
2013-11-16 | 14301.8754 | 14111.0645 | 14105.3318 | 14247.141 | 14631.21 | 15303.0004 | 15857.3238 | 16230.2923 | 16326.6677 | 16012.5679 | 15532.3567 | 15162.9323 | 14903.115 | 14650.1431 | 14490.6655 | 14606.8721 | 15366.6846 | 16554.9214 | 16871.9813 | 16706.9142 | 16344.7117 | 15793.062 | 15091.9402 | 14470.2149 | 367.673 | 16871.9813 | 11 | 2013
2013-11-17 | 15557.9021 | 15409.8714 | 15444.1577 | 15623.7318 | 16041.9905 | 16735.0194 | 17303.9489 | 17751.3658 | 17803.9015 | 17318.9791 | 16737.4954 | 16272.3558 | 15933.9541 | 15622.2093 | 15433.8536 | 15566.517 | 16401.0451 | 17744.2146 | 18190.9862 | 18042.6435 | 17651.1985 | 17084.4973 | 16405.6206 | 15817.5892 | 397.895 | 18190.9862 | 11 | 2013
2013-11-18 | 16329.865 | 16240.4884 | 16338.0305 | 16658.4107 | 17485.245 | 19412.9027 | 21115.025 | 21149.3337 | 20509.6919 | 19808.5382 | 19191.2396 | 18604.438 | 18169.4652 | 17820.1259 | 17554.6047 | 17669.4669 | 18589.5014 | 20059.2786 | 20443.4285 | 20209.4399 | 19754.2094 | 18913.6448 | 17792.7329 | 16976.7771 | 446.7959 | 21149.3337 | 11 | 2013
2013-11-19 | 15521.843 | 15399.23 | 15466.7863 | 15758.3253 | 16515.2885 | 18242.3302 | 19931.9234 | 19949.1659 | 19343.3471 | 18707.267 | 18168.2704 | 17652.1861 | 17274.2123 | 17026.2262 | 16823.8982 | 16920.4082 | 17705.5691 | 19106.877 | 19455.8064 | 19207.0064 | 18737.2895 | 17878.6825 | 16858.424 | 16082.2767 | 423.7326 | 19949.1659 | 11 | 2013
2013-11-20 | 14766.674 | 14619.2052 | 14662.9196 | 14932.4412 | 15670.0213 | 17226.5671 | 18901.2477 | 18913.7976 | 18346.4524 | 17773.664 | 17305.0631 | 16933.0108 | 16658.8951 | 16445.8024 | 16261.3666 | 16348.5211 | 17031.4531 | 18298.3711 | 18609.2263 | 18334.6552 | 17836.1451 | 17036.5535 | 16076.8738 | 15281.3333 | 404.2703 | 18913.7976 | 11 | 2013
2013-11-21 | 14977.1174 | 14837.5525 | 14888.1572 | 15164.5478 | 15908.7567 | 17509.189 | 19205.2615 | 19216.8876 | 18637.8222 | 18045.9711 | 17554.5427 | 17122.6506 | 16834.6821 | 16611.4054 | 16422.6066 | 16512.7887 | 17210.5375 | 18537.2908 | 18860.3913 | 18596.4419 | 18100.6356 | 17258.7445 | 16303.0351 | 15513.9302 | 409.8309 | 19216.8876 | 11 | 2013
2013-11-22 | 15379.7593 | 15259.5827 | 15318.1353 | 15613.4914 | 16381.066 | 18108.2657 | 19817.7908 | 19842.5443 | 19246.2798 | 18625.4039 | 18087.4731 | 17580.0233 | 17239.9272 | 16993.0197 | 16793.1931 | 16872.3833 | 17624.7322 | 19009.1925 | 19341.8103 | 19076.7754 | 18563.3726 | 17683.4221 | 16693.3674 | 15917.0711 | 421.0681 | 19842.5443 | 11 | 2013
2013-11-23 | 16210.1812 | 16087.1434 | 16142.9098 | 16344.072 | 16783.3336 | 17524.3321 | 18244.5278 | 18696.1998 | 18711.9668 | 18165.0198 | 17388.9567 | 16861.4833 | 16479.7778 | 16136.3031 | 15934.7813 | 16076.7231 | 16958.2272 | 18488.8169 | 18974.2657 | 18860.0726 | 18475.019 | 17852.4014 | 17109.1841 | 16541.7145 | 415.0474 | 18974.2657 | 11 | 2013
2013-11-24 | 15351.3604 | 15200.2166 | 15228.9117 | 15405.2576 | 15822.9055 | 16528.3673 | 17123.1195 | 17523.8566 | 17583.1246 | 17145.3165 | 16568.9794 | 16111.6733 | 15782.4002 | 15478.4379 | 15297.3095 | 15429.1202 | 16264.3188 | 17575.4911 | 18018.0555 | 17875.8317 | 17456.1829 | 16905.6397 | 16224.0445 | 15634.5629 | 393.5345 | 18018.0555 | 11 | 2013
2013-11-25 | 15120.9912 | 14995.0817 | 15055.2777 | 15342.8153 | 16115.3857 | 17794.7529 | 19519.7836 | 19539.3564 | 18958.0106 | 18353.5362 | 17838.2686 | 17355.871 | 17071.3633 | 16835.7873 | 16647.4714 | 16728.5788 | 17440.1559 | 18808.829 | 19137.42 | 18873.3575 | 18354.6947 | 17467.2535 | 16513.4995 | 15725.0756 | 415.5926 | 19539.3564 | 11 | 2013
2013-11-26 | 18224.2692 | 18189.1043 | 18371.6447 | 18823.3662 | 19836.2436 | 21788.4348 | 23531.6974 | 23553.0672 | 22810.2262 | 21950.9161 | 21151.685 | 20393.4417 | 19807.8376 | 19362.4266 | 19049.3094 | 19203.5033 | 20267.957 | 21926.1448 | 22414.6367 | 22272.3767 | 21870.7552 | 21073.2824 | 19990.7644 | 19144.24 | 495.0073 | 23553.0672 | 11 | 2013
2013-11-27 | 17481.4056 | 17422.207 | 17581.3407 | 18011.8138 | 19006.2887 | 20952.076 | 22697.6072 | 22713.9398 | 22002.1285 | 21193.8382 | 20450.9437 | 19746.629 | 19206.1452 | 18794.7585 | 18499.3636 | 18645.0137 | 19670.3533 | 21273.0452 | 21731.1035 | 21569.5421 | 21141.749 | 20323.8798 | 19227.9166 | 18362.475 | 477.7056 | 22713.9398 | 11 | 2013
2013-11-28 | 15280.8285 | 15139.2349 | 15162.2184 | 15354.0632 | 15842.6108 | 16706.7166 | 17541.5782 | 17889.1451 | 18020.5486 | 17930.3743 | 17601.2525 | 17093.5913 | 16559.2224 | 16067.1345 | 15748.3819 | 15842.1731 | 16634.8738 | 18062.4186 | 18492.4644 | 18451.2272 | 18203.8679 | 17719.1563 | 17067.2295 | 16553.4003 | 404.9637 | 18492.4644 | 11 | 2013
2013-11-29 | 15620.9965 | 15496.6874 | 15525.6344 | 15734.5934 | 16244.8566 | 17144.3917 | 18068.2128 | 18428.5968 | 18546.0275 | 18432.1178 | 18062.4681 | 17509.9364 | 16913.4512 | 16400.636 | 16072.302 | 16154.3325 | 16959.8572 | 18466.998 | 18903.3401 | 18858.759 | 18591.624 | 18103.4604 | 17430.7207 | 16889.9492 | 414.5599 | 18903.3401 | 11 | 2013
2013-11-30 | 15740.7427 | 15602.9904 | 15642.2829 | 15830.2269 | 16259.7741 | 16980.2454 | 17648.994 | 18092.5216 | 18136.1953 | 17633.7385 | 16974.7237 | 16492.0337 | 16145.9932 | 15831.8302 | 15651.2507 | 15791.7585 | 16658.6036 | 18094.3135 | 18552.1495 | 18425.0653 | 17994.0864 | 17345.707 | 16667.3271 | 16086.5688 | 404.2791 | 18552.1495 | 11 | 2013
2013-12-01 | 18479.532 | 18307.1097 | 18305.5752 | 18419.0048 | 18720.1401 | 19345.4352 | 20168.2505 | 20864.9335 | 20978.2795 | 20280.1685 | 19311.242 | 18616.6355 | 18120.4463 | 17723.5056 | 17510.7589 | 17687.6552 | 18718.3446 | 20379.0043 | 20689.7341 | 20751.6527 | 20563.8683 | 20038.7702 | 19113.1944 | 18429.8171 | 461.5231 | 20978.2795 | 12 | 2013
2013-12-02 | 17851.8554 | 17689.1863 | 17704.41 | 17909.1006 | 18528.9537 | 20231.4934 | 22114.3526 | 22351.9196 | 21804.4311 | 21004.2034 | 20261.6542 | 19526.4177 | 18946.9918 | 18630.1861 | 18416.0132 | 18538.4373 | 19559.8891 | 21130.984 | 21303.39 | 21216.7612 | 20904.7039 | 20119.6487 | 18913.8305 | 18056.0543 | 472.7149 | 22351.9196 | 12 | 2013
2013-12-03 | 17478.4474 | 17299.727 | 17300.8498 | 17490.4977 | 18079.1581 | 19590.1864 | 21464.4672 | 21686.9654 | 21152.7242 | 20383.0648 | 19679.5026 | 18977.4186 | 18533.9526 | 18237.3453 | 18031.5422 | 18160.2739 | 19052.6718 | 20591.413 | 20749.8053 | 20663.6036 | 20354.0452 | 19562.2939 | 18496.7074 | 17635.6083 | 460.6523 | 21686.9654 | 12 | 2013
2013-12-04 | 15686.4114 | 15447.7085 | 15392.0274 | 15528.8512 | 16070.737 | 17360.3344 | 18710.738 | 18867.7668 | 18545.6516 | 18106.6436 | 17748.1715 | 17388.2262 | 17072.3512 | 16858.8609 | 16694.8312 | 16801.7117 | 17576.6613 | 18559.3638 | 18600.0141 | 18487.4794 | 18213.7463 | 17600.2512 | 16637.5259 | 15729.2257 | 413.6853 | 18867.7668 | 12 | 2013
2013-12-05 | 18530.5095 | 18385.0492 | 18412.553 | 18631.9338 | 19387.8663 | 21325.5989 | 23366.498 | 23507.6629 | 22942.9378 | 22210.3498 | 21515.2638 | 20816.9331 | 20249.2859 | 19854.9993 | 19604.4891 | 19949.0076 | 21452.1834 | 23173.0881 | 23394.5391 | 23304.8864 | 22951.9685 | 22038.4246 | 20653.6542 | 19464.4205 | 505.1241 | 23507.6629 | 12 | 2013
2013-12-06 | 20479.9356 | 20371.5055 | 20489.0602 | 20882.9337 | 21859.7408 | 23863.5845 | 25934.8728 | 26087.3438 | 25412.864 | 24503.4166 | 23598.6329 | 22700.2525 | 21967.2229 | 21438.3352 | 21112.3115 | 21456.8826 | 23075.4305 | 24973.9308 | 25306.6371 | 25293.9401 | 24995.7877 | 24142.3608 | 22819.5557 | 21707.6085 | 554.4741 | 26087.3438 | 12 | 2013
2013-12-07 | 20541.0352 | 20393.0696 | 20466.1859 | 20708.8908 | 21226.5451 | 22083.5914 | 23094.8719 | 23702.595 | 23725.9191 | 22974.959 | 21909.4429 | 20967.1956 | 20208.5995 | 19607.3472 | 19306.1483 | 19719.4647 | 21490.3279 | 23556.2073 | 23997.3592 | 24112.5086 | 23920.58 | 23310.773 | 22319.1846 | 21441.1465 | 524.7839 | 24112.5086 | 12 | 2013
2013-12-08 | 19155.2188 | 18988.987 | 19009.6533 | 19199.2182 | 19682.604 | 20524.0489 | 21530.8734 | 22129.9502 | 22206.9847 | 21545.9304 | 20580.9132 | 19732.9779 | 19051.4896 | 18657.0253 | 18458.5041 | 18744.8435 | 20319.2165 | 22281.1001 | 22670.6366 | 22752.1776 | 22523.0241 | 21884.0168 | 20872.2153 | 19962.4541 | 492.4641 | 22752.1776 | 12 | 2013
2013-12-09 | 18264.7074 | 18124.2099 | 18152.8976 | 18375.7297 | 19059.1735 | 21031.0872 | 23094.6861 | 23234.6083 | 22668.8995 | 21934.0417 | 21227.9141 | 20520.1521 | 19951.7026 | 19538.6128 | 19274.1582 | 19591.9373 | 21071.4744 | 22777.4647 | 23008.2187 | 22925.6162 | 22557.9086 | 21646.6022 | 20276.3826 | 19093.4186 | 497.4016 | 23234.6083 | 12 | 2013
2013-12-10 | 14831.8256 | 14568.7464 | 14483.4492 | 14598.1319 | 15133.0579 | 16486.5599 | 17955.6546 | 18032.3182 | 17765.7375 | 17472.6183 | 17251.8448 | 17018.139 | 16821.1199 | 16696.6712 | 16591.716 | 16794.9028 | 17686.9532 | 18662.2897 | 18682.6698 | 18526.3896 | 18170.7547 | 17430.4155 | 16369.2732 | 15415.6983 | 403.4469 | 18682.6698 | 12 | 2013
2013-12-11 | 16170.5461 | 15954.452 | 15913.1379 | 16068.807 | 16640.2962 | 18013.9967 | 19732.1303 | 19848.8665 | 19402.2435 | 18870.0454 | 18521.4253 | 18180.8822 | 17895.2021 | 17703.4183 | 17563.613 | 17781.1819 | 18749.7585 | 20145.2821 | 20256.1904 | 20098.7885 | 19661.5633 | 18786.1977 | 17752.7052 | 16837.9699 | 436.5487 | 20256.1904 | 12 | 2013
2013-12-12 | 16432.371 | 16224.9101 | 16191.663 | 16354.8841 | 16933.0645 | 18310.1864 | 20141.686 | 20260.3051 | 19799.1032 | 19242.8311 | 18772.2876 | 18412.9429 | 18112.1119 | 17909.1606 | 17764.212 | 17985.1024 | 18968.5652 | 20474.3928 | 20599.6033 | 20451.8476 | 20023.912 | 19054.9915 | 18025.9659 | 17117.8469 | 443.5639 | 20599.6033 | 12 | 2013
2013-12-13 | 15939.7689 | 15721.5239 | 15671.4827 | 15825.6601 | 16406.1741 | 17804.4528 | 19429.1262 | 19553.863 | 19123.0494 | 18692.7821 | 18370.6382 | 18042.3934 | 17771.0422 | 17583.7542 | 17444.9968 | 17644.2146 | 18591.1689 | 19874.8083 | 19965.6252 | 19787.6375 | 19313.9293 | 18517.2843 | 17484.2569 | 16565.2658 | 431.1249 | 19965.6252 | 12 | 2013
2013-12-14 | 17575.6623 | 17384.4074 | 17356.1766 | 17451.0251 | 17749.7639 | 18341.8582 | 19120.6804 | 19706.8125 | 19873.6526 | 19360.3129 | 18663.6145 | 18177.4352 | 17786.0116 | 17465.8312 | 17304.5099 | 17572.1058 | 18723.499 | 20392.161 | 20693.322 | 20717.1473 | 20416.1675 | 19720.6238 | 18773.1311 | 18070.0983 | 448.396 | 20717.1473 | 12 | 2013
2013-12-15 | 17761.8401 | 17576.8589 | 17554.5401 | 17654.9078 | 17958.558 | 18553.2841 | 19413.2199 | 20000.4084 | 20156.2585 | 19624.9011 | 18841.2061 | 18341.0031 | 17938.0405 | 17609.2054 | 17443.5711 | 17713.4539 | 18875.486 | 20621.4598 | 20933.5861 | 20965.0953 | 20671.5248 | 19982.0577 | 18966.6373 | 18268.5529 | 453.4257 | 20965.0953 | 12 | 2013
2013-12-16 | 16767.8608 | 16578.4956 | 16560.0431 | 16739.4962 | 17350.6718 | 18761.5442 | 20766.804 | 20895.1979 | 20416.2657 | 19824.2295 | 19276.3484 | 18793.1601 | 18479.7747 | 18253.4052 | 18098.8149 | 18311.7195 | 19402.9799 | 20951.6352 | 21096.8139 | 20957.2777 | 20522.3381 | 19557.8455 | 18406.2582 | 17505.0938 | 454.2741 | 21096.8139 | 12 | 2013
2013-12-17 | 15248.031 | 15003.2027 | 14933.8146 | 15063.6517 | 15612.6532 | 16977.2261 | 18455.8447 | 18530.7541 | 18239.4512 | 17908.3001 | 17641.933 | 17364.9479 | 17131.9976 | 16979.4926 | 16859.482 | 17064.1363 | 17982.4411 | 18996.7336 | 19058.9783 | 18910.0391 | 18568.5729 | 17841.8506 | 16794.73 | 15858.9915 | 413.0273 | 19058.9783 | 12 | 2013
2013-12-18 | 15042.7143 | 14791.1479 | 14715.2835 | 14839.0811 | 15382.6964 | 16744.339 | 18221.5355 | 18295.6414 | 18013.0346 | 17696.2934 | 17445.737 | 17183.9532 | 16963.6821 | 16820.7178 | 16705.6285 | 16907.4588 | 17813.9611 | 18812.0485 | 18850.9642 | 18710.546 | 18362.9425 | 17631.3557 | 16580.8857 | 15639.9904 | 408.1716 | 18850.9642 | 12 | 2013
2013-12-19 | 14642.8864 | 14372.7891 | 14284.9144 | 14393.3452 | 14911.7971 | 16199.2138 | 17564.9024 | 17704.3135 | 17431.2316 | 17061.6346 | 16775.1187 | 16486.5354 | 16232.1531 | 16065.6616 | 15928.3703 | 16022.8216 | 16748.1978 | 17657.7817 | 17658.86 | 17524.2519 | 17205.0047 | 16558.2937 | 15578.7315 | 14647.0286 | 389.6558 | 17704.3135 | 12 | 2013
2013-12-20 | 17672.8748 | 17508.7363 | 17514.6041 | 17717.0388 | 18329.2184 | 19967.7611 | 21885.8756 | 22111.6498 | 21567.4182 | 20778.0913 | 20036.806 | 19304.9717 | 18781.6421 | 18471.4809 | 18261.6978 | 18379.2954 | 19353.3754 | 20918.5496 | 21084.0491 | 21003.8699 | 20651.6215 | 19841.6746 | 18701.4945 | 17849.4162 | 467.6932 | 22111.6498 | 12 | 2013
2013-12-21 | 19769.235 | 19594.202 | 19646.6624 | 19865.7419 | 20348.0761 | 21112.4863 | 21989.0667 | 22678.8417 | 22716.8628 | 21898.5051 | 20783.8923 | 19806.4495 | 19012.0399 | 18556.7699 | 18318.1495 | 18506.9381 | 19819.0939 | 21757.1446 | 22148.1326 | 22279.1987 | 22112.6137 | 21612.3502 | 20720.7386 | 19857.61 | 494.9108 | 22716.8628 | 12 | 2013
2013-12-22 | 16525.3242 | 16294.1597 | 16233.3922 | 16293.731 | 16550.2358 | 17058.8248 | 17672.682 | 18158.1173 | 18314.7301 | 17931.0172 | 17371.4423 | 16906.6703 | 16521.3151 | 16207.8363 | 16039.8774 | 16191.1978 | 17124.0826 | 18296.3912 | 18450.7484 | 18451.5763 | 18233.1837 | 17794.6648 | 17093.5237 | 16383.2944 | 412.098 | 18451.5763 | 12 | 2013
2013-12-23 | 17283.8695 | 17107.3755 | 17106.1253 | 17297.5023 | 17907.7653 | 19387.5176 | 21303.6327 | 21527.25 | 21007.0901 | 20253.6379 | 19554.7715 | 18898.5208 | 18494.1236 | 18201.6427 | 18004.1283 | 18119.9984 | 18987.6663 | 20489.0935 | 20636.7054 | 20543.1685 | 20183.5715 | 19365.9281 | 18354.6524 | 17487.9231 | 457.5037 | 21527.25 | 12 | 2013
2013-12-24 | 17504.4172 | 17315.3329 | 17282.1432 | 17384.664 | 17730.7104 | 18391.9928 | 19311.012 | 19890.8298 | 20126.764 | 19916.8759 | 19417.8546 | 18714.4554 | 18076.5547 | 17541.2834 | 17219.3799 | 17347.1084 | 18293.733 | 19793.5336 | 20050.1418 | 20191.5961 | 20140.723 | 19759.031 | 18965.9151 | 18322.9165 | 448.689 | 20191.5961 | 12 | 2013
2013-12-25 | 17987.1419 | 17814.3239 | 17796.4629 | 17913.2939 | 18272.0749 | 19009.0608 | 20069.5127 | 20652.0696 | 20859.5086 | 20602.904 | 20051.1245 | 19273.921 | 18470.7374 | 17913.0262 | 17579.9398 | 17713.598 | 18687.8072 | 20388.0629 | 20673.1019 | 20834.4793 | 20802.817 | 20436.8805 | 19655.8161 | 18837.4725 | 462.2951 | 20859.5086 | 12 | 2013
2013-12-26 | 21101.9312 | 20957.9741 | 21031.6503 | 21360.4844 | 22081.9759 | 23401.1059 | 24823.8273 | 25300.4761 | 25123.3569 | 24554.856 | 23849.6633 | 23035.4 | 22228.1545 | 21586.7322 | 21184.1486 | 21383.9246 | 22724.7703 | 24571.1963 | 24785.9695 | 24634.5 | 24261.2422 | 23532.0742 | 22495.5109 | 21564.6848 | 551.5756 | 25300.4761 | 12 | 2013
2013-12-27 | 21939.9276 | 21827.9955 | 21925.8303 | 22283.6481 | 23041.1534 | 24397.6501 | 25833.3684 | 26324.9242 | 26117.4577 | 25494.7136 | 24720.4361 | 23843.0038 | 22987.8207 | 22304.6599 | 21880.4172 | 22076.497 | 23455.6255 | 25359.6349 | 25599.0133 | 25456.4236 | 25079.7436 | 24359.1453 | 23339.8306 | 22430.4588 | 572.0794 | 26324.9242 | 12 | 2013
2013-12-28 | 18178.3719 | 17953.5636 | 17884.8327 | 17928.7241 | 18043.9238 | 18141.4046 | 18386.6318 | 19117.3366 | 19818.5855 | 19689.3928 | 19134.3962 | 18694.4696 | 18287.8605 | 17916.624 | 17722.9317 | 17890.7654 | 18835.0545 | 20469.4621 | 20596.5636 | 20417.9337 | 19994.2989 | 19387.0884 | 18717.7398 | 18123.5701 | 451.3315 | 20596.5636 | 12 | 2013
2013-12-29 | 16142.4775 | 15863.1227 | 15740.9025 | 15734.0955 | 15804.6155 | 15881.4208 | 16115.6121 | 16779.037 | 17346.5625 | 17356.5866 | 17080.7339 | 16801.0047 | 16477.5721 | 16162.2803 | 15986.4259 | 16113.0744 | 16939.8784 | 18052.6137 | 18094.7341 | 17933.0337 | 17586.587 | 17122.2948 | 16537.0485 | 15913.4584 | 399.5652 | 18094.7341 | 12 | 2013
2013-12-30 | 15254.5943 | 14974.2503 | 14859.222 | 14934.5985 | 15315.4126 | 16209.892 | 17211.5174 | 17544.4462 | 17646.9764 | 17605.0153 | 17522.0304 | 17346.9855 | 17106.6004 | 16888.8458 | 16721.4127 | 16792.6881 | 17460.2627 | 18382.3561 | 18306.9462 | 18025.863 | 17587.8687 | 16932.4426 | 16087.3876 | 15263.2372 | 401.9809 | 18382.3561 | 12 | 2013
2013-12-31 | 14147.5599 | 13825.4396 | 13672.5258 | 13710.2703 | 14039.3298 | 14891.7351 | 15874.1195 | 16191.8951 | 16334.6927 | 16367.1825 | 16373.498 | 16278.7077 | 16093.5079 | 15930.6125 | 15788.1023 | 15855.7344 | 16467.179 | 17307.1225 | 17190.8994 | 16889.245 | 16440.2013 | 15766.1408 | 14901.0644 | 14053.1828 | 374.3899 | 17307.1225 | 12 | 2013
2014-01-01 | 17431.2474 | 17242.836 | 17197.6926 | 17314.3972 | 17678.0717 | 18418.5242 | 19367.1412 | 19766.2088 | 19999.1763 | 20008.5801 | 19776.3891 | 19358.2508 | 18778.6865 | 18224.2379 | 17847.4446 | 17922.6682 | 18616.4401 | 20029.2617 | 20391.2875 | 20433.1304 | 20245.3072 | 19825.595 | 19196.5211 | 18592.8382 | 453.6619 | 20433.1304 | 1 | 2014
2014-01-02 | 20335.3753 | 20257.6562 | 20340.2542 | 20635.055 | 21338.8209 | 23240.9958 | 25309.6754 | 25478.0237 | 24861.7089 | 24069.0988 | 23279.9237 | 22486.6723 | 21813.6854 | 21290.719 | 20979.8867 | 21097.5651 | 22022.4783 | 23949.8058 | 24463.3943 | 24394.8189 | 23979.9424 | 23108.9699 | 21886.9787 | 21016.6949 | 541.6382 | 25478.0237 | 1 | 2014
2014-01-03 | 16478.6977 | 16279.3387 | 16240.7873 | 16428.2459 | 17046.5503 | 18509.2814 | 20117.2685 | 20239.8179 | 19913.511 | 19554.6955 | 19226.5979 | 18888.6759 | 18593.2877 | 18331.5089 | 18098.3059 | 18149.9267 | 18714.8981 | 19927.8531 | 20170.6376 | 20000.1007 | 19548.6956 | 18774.9761 | 17754.6308 | 16867.3351 | 443.8556 | 20239.8179 | 1 | 2014
2014-01-04 | 14536.8732 | 14241.5364 | 14108.0035 | 14121.8885 | 14338.1843 | 14883.3263 | 15650.5178 | 16115.5705 | 16412.178 | 16311.7723 | 16010.4741 | 15783.3613 | 15588.3788 | 15356.3741 | 15184.1546 | 15262.731 | 15832.3374 | 17021.912 | 17269.8342 | 17142.0426 | 16716.2813 | 16085.2057 | 15288.5363 | 14533.343 | 373.7948 | 17269.8342 | 1 | 2014
2014-01-05 | 17651.5021 | 17460.8202 | 17426.157 | 17532.0611 | 17830.1273 | 18417.6091 | 19202.7721 | 19681.5656 | 19844.8499 | 19525.9735 | 18977.8838 | 18516.8921 | 18129.1848 | 17752.6118 | 17508.17 | 17624.5729 | 18370.7883 | 19804.5013 | 20185.5985 | 20150.4116 | 19817.2048 | 19261.3754 | 18521.5028 | 17849.0413 | 447.0432 | 20185.5985 | 1 | 2014
2014-01-06 | 19213.9094 | 19106.2839 | 19159.1111 | 19427.4139 | 20124.6017 | 21695.6686 | 23753.9972 | 23926.6124 | 23368.1469 | 22666.4061 | 21975.0249 | 21304.3582 | 20850.2802 | 20461.5284 | 20167.5355 | 20254.9158 | 20973.0888 | 22647.7617 | 23106.7032 | 22990.7151 | 22533.5796 | 21637.7602 | 20641.7479 | 19822.1743 | 511.8093 | 23926.6124 | 1 | 2014
2014-01-07 | 17756.4372 | 17595.4568 | 17599.4736 | 17819.9325 | 18456.5821 | 19906.1569 | 21563.6485 | 21718.8247 | 21238.3131 | 20787.2348 | 20362.5744 | 19931.0922 | 19554.195 | 19236.3946 | 18975.5518 | 19054.491 | 19696.159 | 21012.712 | 21319.3715 | 21198.0985 | 20817.8887 | 20090.1468 | 19092.103 | 18239.2946 | 473.0221 | 21718.8247 | 1 | 2014
2014-01-08 | 16259.1823 | 16047.5397 | 16003.936 | 16179.7594 | 16776.356 | 18203.0299 | 19787.278 | 19902.1943 | 19581.1872 | 19235.8661 | 18930.9125 | 18612.7173 | 18328.9958 | 18080.983 | 17854.7099 | 17914.7313 | 18469.3586 | 19666.6883 | 19908.6767 | 19741.0731 | 19319.0365 | 18556.8293 | 17531.8865 | 16639.1038 | 437.532 | 19908.6767 | 1 | 2014
2014-01-09 | 15628.9352 | 15396.0674 | 15332.4448 | 15489.5933 | 16069.5419 | 17487.3002 | 19067.2971 | 19179.6045 | 18885.6296 | 18584.6167 | 18329.7477 | 18058.9952 | 17814.3441 | 17595.6245 | 17383.9454 | 17436.2122 | 17954.8099 | 19102.4837 | 19317.435 | 19130.8448 | 18690.4441 | 17913.2439 | 16876.8636 | 15967.3122 | 422.6933 | 19317.435 | 1 | 2014
2014-01-10 | 18246.3022 | 18105.042 | 18122.2631 | 18360.4751 | 19022.454 | 20499.8674 | 22304.1104 | 22474.951 | 21968.9834 | 21356.8903 | 20891.6569 | 20424.1504 | 20021.3307 | 19678.5747 | 19403.8391 | 19474.2342 | 20131.5764 | 21478.4157 | 21878.7569 | 21718.8681 | 21278.4903 | 20553.7358 | 19567.1072 | 18726.0154 | 485.6881 | 22474.951 | 1 | 2014
2014-01-11 | 16460.5502 | 16228.5684 | 16155.7654 | 16225.0284 | 16489.1214 | 17051.1535 | 17813.0962 | 18291.1991 | 18506.9061 | 18274.2377 | 17824.4038 | 17455.9579 | 17143.8687 | 16823.6327 | 16606.2665 | 16705.5375 | 17376.4369 | 18710.0303 | 19037.8364 | 18960.646 | 18601.7388 | 18023.341 | 17263.2206 | 16558.3839 | 418.5869 | 19037.8364 | 1 | 2014
2014-01-12 | 14975.2093 | 14692.9664 | 14572.9214 | 14597.9019 | 14822.2567 | 15361.5564 | 16110.4427 | 16583.2449 | 16862.9286 | 16735.1799 | 16404.1061 | 16148.0504 | 15928.3983 | 15677.396 | 15494.3238 | 15574.8236 | 16159.3633 | 17374.6721 | 17638.3182 | 17515.1561 | 17114.7692 | 16502.1895 | 15715.3865 | 14970.8923 | 383.5325 | 17638.3182 | 1 | 2014
2014-01-13 | 17009.4084 | 16826.1107 | 16808.5419 | 17009.9008 | 17645.8396 | 19100.2307 | 20685.965 | 20818.248 | 20473.1974 | 20080.7954 | 19718.5414 | 19350.0229 | 19034.7528 | 18749.6433 | 18506.0952 | 18563.3774 | 19146.8458 | 20392.4117 | 20657.9629 | 20494.5062 | 20082.2829 | 19336.1609 | 18325.9701 | 17446.9166 | 456.2637 | 20818.248 | 1 | 2014
2014-01-14 | 19856.4405 | 19764.7532 | 19835.1007 | 20116.1624 | 20805.2667 | 22537.1451 | 24565.3982 | 24738.0352 | 24140.0174 | 23381.843 | 22632.8948 | 21874.1929 | 21253.6706 | 20839.4434 | 20529.3709 | 20631.1743 | 21384.2155 | 23248.179 | 23744.8712 | 23655.9346 | 23257.5834 | 22397.6723 | 21250.0451 | 20452.2847 | 526.8917 | 24738.0352 | 1 | 2014
2014-01-15 | 24585.4959 | 24641.7735 | 24897.4706 | 25414.3933 | 26451.9675 | 28407.9751 | 30463.6567 | 30659.754 | 29840.3372 | 28719.2361 | 27561.2751 | 26415.4809 | 25447.0282 | 24675.7957 | 24159.0897 | 24346.7636 | 25594.1708 | 27869.4647 | 28586.5782 | 28649.8749 | 28406.0605 | 27671.9096 | 26547.0144 | 25671.2181 | 645.6838 | 30659.754 | 1 | 2014
2014-01-16 | 23734.2761 | 23761.6378 | 23990.2016 | 24481.5879 | 25495.9534 | 27437.7038 | 29483.7521 | 29677.4156 | 28894.8785 | 27834.3049 | 26744.9048 | 25663.7876 | 24748.5922 | 24017.1467 | 23519.9831 | 23696.4897 | 24893.3514 | 27100.0215 | 27780.1163 | 27816.306 | 27550.138 | 26797.2473 | 25657.2489 | 24758.5616 | 625.5356 | 29677.4156 | 1 | 2014
2014-01-17 | 22066.9921 | 22041.7066 | 22214.9688 | 22660.4454 | 23643.3584 | 25583.6275 | 27621.5772 | 27820.4046 | 27115.2343 | 26177.0315 | 25218.955 | 24263.506 | 23455.9204 | 22799.5856 | 22338.4725 | 22480.1285 | 23570.3101 | 25636.1422 | 26233.444 | 26202.3612 | 25863.4559 | 25061.4855 | 23893.5509 | 22949.152 | 586.9118 | 27820.4046 | 1 | 2014
2014-01-18 | 21202.694 | 21128.3469 | 21205.6351 | 21413.2069 | 21897.6498 | 22692.1298 | 23674.3585 | 24317.1039 | 24338.2856 | 23621.1813 | 22577.4559 | 21646.9831 | 20996.3558 | 20457.2852 | 20129.1591 | 20283.0838 | 21213.5711 | 23290.4835 | 23958.0311 | 24028.2499 | 23772.3837 | 23192.8925 | 22338.3302 | 21602.3438 | 534.9772 | 24338.2856 | 1 | 2014
2014-01-19 | 20560.163 | 20463.5377 | 20520.2532 | 20708.203 | 21075.5049 | 21758.239 | 22727.2498 | 23368.7412 | 23425.7206 | 22767.3025 | 21790.7007 | 21029.7198 | 20467.1467 | 19958.3366 | 19644.7395 | 19790.0393 | 20680.9649 | 22546.3326 | 23177.6609 | 23220.2603 | 22945.4812 | 22349.5336 | 21483.7737 | 20886.0954 | 517.3457 | 23425.7206 | 1 | 2014
2014-01-20 | 17366.528 | 17192.787 | 17185.9237 | 17395.346 | 18036.1383 | 19480.1479 | 21041.0225 | 21182.3282 | 20824.5652 | 20411.5571 | 20028.3388 | 19638.6254 | 19304.5189 | 19004.5862 | 18751.5681 | 18809.3273 | 19400.3195 | 20662.7571 | 20939.3541 | 20775.5932 | 20390.2364 | 19662.9421 | 18661.0102 | 17789.678 | 463.9352 | 21182.3282 | 1 | 2014
2014-01-21 | 18796.2968 | 18666.0353 | 18701.9695 | 18948.7868 | 19604.7775 | 21041.6112 | 22952.737 | 23130.4633 | 22593.9247 | 21936.8311 | 21305.4034 | 20799.6639 | 20364.1511 | 20001.1735 | 19714.2 | 19798.819 | 20476.9792 | 21973.2061 | 22406.1804 | 22261.222 | 21847.1659 | 21084.23 | 20108.407 | 19280.251 | 497.7945 | 23130.4633 | 1 | 2014
2014-01-22 | 21125.7974 | 21073.7496 | 21183.615 | 21504.4757 | 22441.7379 | 24327.5774 | 26324.419 | 26515.4223 | 25852.264 | 24987.6794 | 24122.1336 | 23251.1754 | 22507.9977 | 21904.573 | 21468.7853 | 21607.2111 | 22634.2504 | 24614.5606 | 25173.662 | 25115.9286 | 24789.7806 | 23984.1672 | 22797.0199 | 21823.988 | 561.132 | 26515.4223 | 1 | 2014
2014-01-23 | 20102.7171 | 20015.976 | 20093.2825 | 20378.2696 | 21067.7639 | 22848.7988 | 24832.9697 | 25019.6923 | 24412.6337 | 23640.0831 | 22878.6792 | 22106.0322 | 21443.8867 | 21002.5315 | 20685.1059 | 20784.8077 | 21567.7362 | 23444.1658 | 23947.0701 | 23848.7896 | 23487.3262 | 22652.3454 | 21457.9794 | 20664.3075 | 532.383 | 25019.6923 | 1 | 2014
2014-01-24 | 22843.1266 | 22840.4172 | 23037.4391 | 23502.3256 | 24499.3444 | 26428.8392 | 28433.5688 | 28646.2396 | 27911.4484 | 26924.9896 | 25915.7845 | 24910.0987 | 24059.0379 | 23369.1585 | 22888.3879 | 23034.1685 | 24150.5738 | 26261.6257 | 26886.1124 | 26862.7124 | 26569.5387 | 25800.5725 | 24649.1746 | 23722.9241 | 604.1476 | 28646.2396 | 1 | 2014
2014-01-25 | 19135.8229 | 18988.9974 | 18999.8949 | 19143.3921 | 19468.993 | 20038.0033 | 20763.4543 | 21267.7202 | 21381.4664 | 20962.1438 | 20314.5415 | 19756.0864 | 19284.7557 | 18843.7263 | 18562.0107 | 18686.3645 | 19484.4186 | 21006.2617 | 21440.286 | 21421.5642 | 21173.5307 | 20679.4391 | 19971.4251 | 19334.2073 | 480.1085 | 21440.286 | 1 | 2014
2014-01-26 | 19377.3058 | 19237.9735 | 19256.3779 | 19406.4473 | 19737.3941 | 20306.4048 | 21027.444 | 21582.5229 | 21707.6695 | 21203.093 | 20538.2017 | 19962.9648 | 19477.421 | 19025.564 | 18737.9073 | 18864.5131 | 19673.5424 | 21211.9223 | 21692.7762 | 21674.677 | 21404.0857 | 20918.0233 | 20214.598 | 19583.2592 | 485.8221 | 21707.6695 | 1 | 2014
2014-01-27 | 17592.3926 | 17422.986 | 17422.4564 | 17635.4272 | 18276.5459 | 19704.9268 | 21234.0498 | 21399.6037 | 21021.3264 | 20597.9668 | 20206.5722 | 19807.1786 | 19463.1708 | 19154.9149 | 18894.9683 | 18951.1427 | 19539.3884 | 20805.8928 | 21086.7109 | 20916.2045 | 20557.7481 | 19848.423 | 18852.2345 | 17984.3147 | 468.3765 | 21399.6037 | 1 | 2014
2014-01-28 | 16054.756 | 15828.244 | 15775.529 | 15937.5509 | 16515.3159 | 17895.5217 | 19402.2491 | 19537.9776 | 19235.0657 | 18919.3014 | 18654.5431 | 18371.0121 | 18112.3561 | 17881.6434 | 17658.8594 | 17706.7683 | 18213.9144 | 19362.5052 | 19581.0959 | 19374.1465 | 18989.8829 | 18249.5184 | 17223.7672 | 16318.6461 | 430.8002 | 19581.0959 | 1 | 2014
2014-01-29 | 18522.7897 | 18369.9036 | 18388.4373 | 18616.8582 | 19252.905 | 20658.5692 | 22412.6494 | 22610.3571 | 22117.6384 | 21524.568 | 21037.0582 | 20597.5353 | 20213.6095 | 19892.7252 | 19630.6101 | 19717.9557 | 20363.2628 | 21764.5678 | 22143.2132 | 21939.7703 | 21519.1074 | 20815.5251 | 19818.8769 | 18963.4272 | 490.8919 | 22610.3571 | 1 | 2014
2014-01-30 | 20639.5354 | 20567.6009 | 20661.118 | 20958.8675 | 21731.6945 | 23582.6489 | 25529.1327 | 25730.3418 | 25098.1646 | 24284.6706 | 23481.0386 | 22666.2427 | 21966.9933 | 21395.2603 | 21060.7737 | 21162.7166 | 22065.8288 | 23978.4487 | 24503.7655 | 24408.7504 | 24092.6935 | 23289.9126 | 22094.3597 | 21190.3952 | 546.141 | 25730.3418 | 1 | 2014
2014-01-31 | 18683.638 | 18548.8936 | 18577.8896 | 18820.8795 | 19479.6111 | 20913.5205 | 22721.5972 | 22925.6187 | 22406.4778 | 21773.7589 | 21209.9169 | 20728.187 | 20308.9609 | 19951.6034 | 19662.6412 | 19726.2197 | 20367.1209 | 21773.1772 | 22179.8283 | 21991.3285 | 21581.1903 | 20879.3708 | 19905.8792 | 19070.2656 | 494.1876 | 22925.6187 | 1 | 2014
2014-02-01 | 17686.5821 | 17563.0872 | 17597.4907 | 17774.3589 | 18125.9264 | 18794.0055 | 19635.2539 | 20097.4842 | 20133.2557 | 19588.7107 | 18895.6533 | 18349.5415 | 17904.2634 | 17490.5221 | 17217.3275 | 17283.133 | 17822.4042 | 19016.1321 | 19979.135 | 20088.9712 | 19769.1334 | 19238.0653 | 18577.8856 | 17976.4403 | 446.6048 | 20133.2557 | 2 | 2014
2014-02-02 | 17917.2179 | 17800.9281 | 17842.5112 | 18025.6777 | 18382.3707 | 19050.5062 | 19955.3439 | 20420.7652 | 20444.6933 | 19880.766 | 19109.3272 | 18547.105 | 18088.2317 | 17664.1399 | 17385.3062 | 17453.2162 | 18003.0055 | 19212.5693 | 20239.4971 | 20355.1921 | 20048.204 | 19465.9342 | 18810.2036 | 18214.4352 | 452.3171 | 20444.6933 | 2 | 2014
2014-02-03 | 20537.5086 | 20521.4944 | 20708.8316 | 21164.1881 | 22136.213 | 24087.5274 | 26070.9812 | 26138.599 | 25412.1289 | 24515.944 | 23617.3701 | 22739.5471 | 22023.2851 | 21439.3434 | 21018.1603 | 21093.7811 | 21824.6912 | 23432.7316 | 24545.2324 | 24604.476 | 24273.5418 | 23519.7451 | 22410.7779 | 21499.0422 | 549.3351 | 26138.599 | 2 | 2014
2014-02-04 | 21489.1134 | 21492.3946 | 21701.0185 | 22173.7404 | 23142.8134 | 25074.3611 | 27045.3874 | 27114.3401 | 26357.6751 | 25413.8745 | 24467.9339 | 23543.6257 | 22782.4842 | 22180.9165 | 21755.0024 | 21860.651 | 22651.1409 | 24325.5994 | 25462.6547 | 25540.987 | 25245.0336 | 24506.5844 | 23400.0987 | 22503.6364 | 571.2311 | 27114.3401 | 2 | 2014
2014-02-05 | 16125.1265 | 15972.1166 | 15989.8106 | 16223.0414 | 16843.6838 | 18286.5524 | 19946.5185 | 19978.5088 | 19454.8342 | 18980.2725 | 18587.108 | 18195.6033 | 17864.3841 | 17584.3499 | 17333.8363 | 17342.7302 | 17683.5001 | 18631.2266 | 19352.9978 | 19302.0596 | 18962.1756 | 18298.1252 | 17367.5798 | 16552.6943 | 430.8588 | 19978.5088 | 2 | 2014
2014-02-06 | 17742.9836 | 17643.9154 | 17712.8454 | 17993.4906 | 18655.8712 | 20340.8605 | 22276.3846 | 22318.8276 | 21707.8107 | 21015.0892 | 20351.8112 | 19686.9545 | 19181.1188 | 18826.2494 | 18537.9622 | 18566.008 | 18996.581 | 20240.7244 | 21243.1137 | 21233.0678 | 20860.5618 | 20063.0643 | 19041.6987 | 18269.3744 | 472.5064 | 22318.8276 | 2 | 2014
2014-02-07 | 17109.692 | 16990.655 | 17036.7522 | 17300.2243 | 17957.6591 | 19451.3969 | 21380.7469 | 21433.6218 | 20867.0733 | 20240.8173 | 19647.8297 | 19127.8669 | 18744.3793 | 18420.9164 | 18147.3894 | 18155.5252 | 18537.4766 | 19565.776 | 20517.618 | 20461.2499 | 20040.4734 | 19270.5609 | 18357.6559 | 17564.0776 | 456.3274 | 21433.6218 | 2 | 2014
2014-02-08 | 15615.0601 | 15418.5859 | 15386.3226 | 15498.6149 | 15789.7462 | 16409.2509 | 17144.2414 | 17506.2472 | 17627.6826 | 17351.1324 | 16881.5727 | 16498.813 | 16186.0454 | 15870.8236 | 15643.9742 | 15679.754 | 16084.6108 | 17101.0781 | 17871.1061 | 17881.0301 | 17583.4618 | 17076.1343 | 16380.2483 | 15721.1347 | 396.2067 | 17881.0301 | 2 | 2014
2014-02-09 | 18553.8649 | 18455.6995 | 18516.4126 | 18715.1339 | 19082.7072 | 19839.0608 | 20792.33 | 21273.322 | 21267.3274 | 20654.5177 | 19763.0183 | 19077.2399 | 18583.6293 | 18132.7769 | 17838.0386 | 17909.4569 | 18479.6197 | 19779.3241 | 20915.5949 | 21037.3145 | 20779.4398 | 20228.0827 | 19428.2674 | 18846.3963 | 467.9486 | 21273.322 | 2 | 2014
2014-02-10 | 19765.9957 | 19730.1714 | 19899.9005 | 20335.2515 | 21285.7095 | 23206.5377 | 25141.9202 | 25212.3209 | 24503.4541 | 23643.1404 | 22788.0861 | 21945.0595 | 21250.6775 | 20677.5378 | 20250.8978 | 20299.0749 | 20963.8591 | 22505.1151 | 23603.4212 | 23644.5123 | 23339.9167 | 22604.8057 | 21503.2876 | 20585.5396 | 528.6862 | 25212.3209 | 2 | 2014
2014-02-11 | 16384.6938 | 16237.7191 | 16262.7276 | 16500.7774 | 17122.9413 | 18551.6851 | 20245.2508 | 20289.7476 | 19755.8072 | 19204.6854 | 18799.9393 | 18395.5946 | 18051.8791 | 17761.8325 | 17503.8473 | 17511.8529 | 17852.8193 | 18808.1459 | 19563.3789 | 19488.3804 | 19166.9897 | 18520.7192 | 17596.6912 | 16786.083 | 436.3642 | 20289.7476 | 2 | 2014
2014-02-12 | 16892.1092 | 16761.7495 | 16802.6914 | 17055.2597 | 17689.8417 | 19122.5149 | 20966.2973 | 21015.4893 | 20454.6415 | 19844.5247 | 19278.0358 | 18836.3229 | 18461.7955 | 18148.5364 | 17878.53 | 17892.0503 | 18259.3623 | 19252.3358 | 20153.048 | 20094.4355 | 19714.9565 | 19031.2099 | 18116.7123 | 17319.0856 | 449.0415 | 21015.4893 | 2 | 2014
2014-02-13 | 15156.3109 | 14966.9902 | 14952.6241 | 15153.2238 | 15741.0189 | 17145.9053 | 18614.6409 | 18644.1762 | 18277.2333 | 17919.432 | 17615.6457 | 17306.2632 | 17039.9657 | 16807.7696 | 16577.7053 | 16569.1734 | 16834.6229 | 17688.4913 | 18361.6496 | 18264.1074 | 17922.2546 | 17250.9381 | 16305.2613 | 15460.9721 | 406.5764 | 18644.1762 | 2 | 2014
2014-02-14 | 14780.0762 | 14580.8631 | 14552.8392 | 14744.8253 | 15335.3311 | 16754.7013 | 18222.3543 | 18262.5662 | 17918.136 | 17591.8917 | 17318.6615 | 17038.522 | 16799.4943 | 16583.133 | 16359.1756 | 16332.4335 | 16563.9787 | 17378.2193 | 18023.8165 | 17897.405 | 17522.153 | 16833.2943 | 15882.7424 | 15026.2975 | 398.3029 | 18262.5662 | 2 | 2014
2014-02-15 | 15433.8587 | 15227.9173 | 15188.6293 | 15291.9047 | 15571.4346 | 16165.6642 | 16859.4495 | 17231.9892 | 17365.1973 | 17108.1594 | 16664.6941 | 16304.167 | 16007.1062 | 15702.9305 | 15478.4089 | 15506.915 | 15882.8299 | 16868.6783 | 17624.2941 | 17612.4917 | 17334.3075 | 16837.3301 | 16140.4087 | 15472.9073 | 390.8817 | 17624.2941 | 2 | 2014
2014-02-16 | 18277.1181 | 18166.4884 | 18217.317 | 18404.3435 | 18757.9411 | 19393.6711 | 20293.9772 | 20787.6007 | 20801.0805 | 20220.7906 | 19370.5977 | 18797.0641 | 18324.408 | 17888.4385 | 17597.7867 | 17660.5125 | 18196.2754 | 19403.8213 | 20484.3207 | 20575.5705 | 20339.0931 | 19798.6547 | 19088.1765 | 18495.7636 | 459.3408 | 20801.0805 | 2 | 2014
2014-02-17 | 19254.218 | 19204.4622 | 19321.4701 | 19691.8806 | 20618.4235 | 22502.2763 | 24383.046 | 24465.3344 | 23786.23 | 22975.1197 | 22180.2511 | 21391.2904 | 20738.5064 | 20195.5379 | 19780.0364 | 19814.2657 | 20422.2864 | 21897.2431 | 22962.5946 | 22965.7436 | 22675.4191 | 21945.3085 | 20836.5121 | 19899.2849 | 513.9067 | 24465.3344 | 2 | 2014
2014-02-18 | 17613.0341 | 17504.081 | 17566.83 | 17837.6406 | 18485.405 | 20075.108 | 21926.2416 | 21991.4417 | 21395.6083 | 20728.495 | 20101.5778 | 19466.5069 | 19023.9327 | 18679.4098 | 18391.1008 | 18409.1545 | 18801.7397 | 19944.4323 | 20926.3622 | 20877.5653 | 20551.1699 | 19780.5517 | 18821.8512 | 18040.333 | 466.9396 | 21991.4417 | 2 | 2014
2014-02-19 | 13742.2766 | 13502.4339 | 13442.0714 | 13597.6349 | 14142.2647 | 15507.69 | 16932.6233 | 16965.9724 | 16663.0963 | 16410.4922 | 16229.1017 | 16033.5694 | 15858.7545 | 15694.5377 | 15495.6265 | 15465.3917 | 15634.0932 | 16362.5374 | 16969.329 | 16815.2166 | 16453.2518 | 15760.8493 | 14791.442 | 13906.4955 | 372.3768 | 16969.329 | 2 | 2014
2014-02-20 | 13599.8537 | 13354.8706 | 13289.8981 | 13440.9561 | 13981.3362 | 15343.1548 | 16764.3081 | 16797.8297 | 16501.3819 | 16259.2658 | 16090.2032 | 15906.113 | 15740.4912 | 15583.0815 | 15387.2669 | 15355.0163 | 15514.2691 | 16230.3322 | 16830.4854 | 16670.9182 | 16306.5781 | 15611.8505 | 14639.8662 | 13750.8064 | 368.9501 | 16830.4854 | 2 | 2014
2014-02-21 | 14142.5376 | 13918.2793 | 13868.7458 | 14038.1419 | 14604.9949 | 15992.6966 | 17416.1405 | 17464.9087 | 17151.89 | 16877.2196 | 16666.6973 | 16443.3629 | 16248.4186 | 16064.3143 | 15853.1178 | 15813.6839 | 15990.2433 | 16737.9248 | 17349.4223 | 17187.5282 | 16818.3814 | 16129.0463 | 15168.871 | 14291.7618 | 382.2383 | 17464.9087 | 2 | 2014
2014-02-22 | 15255.007 | 15039.4741 | 14993.2437 | 15087.5243 | 15355.5074 | 15924.5537 | 16577.2215 | 16960.2179 | 17105.1684 | 16867.4643 | 16450.2554 | 16111.9899 | 15830.5816 | 15537.3409 | 15314.9548 | 15336.406 | 15683.5508 | 16638.9819 | 17380.1808 | 17346.7243 | 17088.0289 | 16601.4917 | 15903.2712 | 15227.3013 | 385.6164 | 17380.1808 | 2 | 2014
2014-02-23 | 14328.3281 | 14081.0942 | 14005.2523 | 14071.5459 | 14314.0972 | 14866.7967 | 15507.5068 | 15888.2759 | 16073.5355 | 15901.9335 | 15560.0376 | 15292.7866 | 15069.4563 | 14819.6667 | 14618.4798 | 14627.8221 | 14919.3486 | 15799.4285 | 16499.9142 | 16436.197 | 16153.9873 | 15647.4899 | 14932.774 | 14231.655 | 363.6474 | 16499.9142 | 2 | 2014
2014-02-24 | 13921.432 | 13688.5627 | 13634.9748 | 13797.379 | 14363.1347 | 15738.2005 | 17144.097 | 17196.7204 | 16895.8794 | 16639.3071 | 16451.7065 | 16253.044 | 16083.4802 | 15910.21 | 15705.8914 | 15664.5947 | 15821.6699 | 16546.9949 | 17149.73 | 16975.8435 | 16616.7918 | 15932.8859 | 14967.9513 | 14079.7541 | 377.1802 | 17196.7204 | 2 | 2014
2014-02-25 | 15387.1438 | 15199.87 | 15190.7226 | 15391.9277 | 15974.1578 | 17343.3929 | 18745.1622 | 18794.9753 | 18424.9261 | 18062.4774 | 17760.0777 | 17447.8892 | 17174.9866 | 16936.5503 | 16698.0128 | 16683.4582 | 16930.1852 | 17774.2073 | 18446.0173 | 18327.5823 | 18034.6062 | 17393.9839 | 16456.5482 | 15612.5289 | 410.1914 | 18794.9753 | 2 | 2014
2014-02-26 | 16722.5283 | 16579.8832 | 16612.993 | 16853.2879 | 17469.8084 | 18854.661 | 20523.8287 | 20600.6878 | 20058.8445 | 19480.8874 | 19027.3344 | 18615.6315 | 18260.5663 | 17960.4273 | 17690.7974 | 17691.7336 | 18012.0817 | 18958.9711 | 19753.2836 | 19647.0884 | 19356.1829 | 18749.4524 | 17836.821 | 17027.9954 | 442.3458 | 20600.6878 | 2 | 2014
2014-02-27 | 15062.8027 | 14863.6551 | 14843.8432 | 15034.2019 | 15605.4923 | 16962.0037 | 18347.2683 | 18399.8189 | 18044.9329 | 17707.6567 | 17434.3844 | 17149.2701 | 16898.0243 | 16675.5938 | 16444.1582 | 16423.3143 | 16644.7468 | 17457.3289 | 18113.1416 | 17979.1611 | 17685.2683 | 17042.2257 | 16100.2996 | 15246.9029 | 402.1655 | 18399.8189 | 2 | 2014
2014-02-28 | 14398.1996 | 14179.7012 | 14137.1966 | 14310.6622 | 14877.5556 | 16246.107 | 17631.2125 | 17692.4268 | 17372.0985 | 17086.1447 | 16865.3513 | 16630.5127 | 16424.1064 | 16230.7248 | 16012.2492 | 15969.908 | 16142.2552 | 16893.6444 | 17510.0578 | 17339.6901 | 17002.1457 | 16333.6828 | 15381.5822 | 14508.7435 | 387.176 | 17692.4268 | 2 | 2014
2014-03-01 | 17543.1805 | 17386.8803 | 17427.1124 | 17603.9184 | 17984.8969 | 18771.0931 | 19562.1765 | 19992.477 | 20003.4653 | 19545.8994 | 18872.1414 | 18313.9131 | 17897.6834 | 17483.6881 | 17215.877 | 17251.4529 | 17783.3962 | 18834.5196 | 19876.7642 | 20246.8883 | 20051.525 | 19458.6191 | 18574.0128 | 17873.3306 | 445.5549 | 20246.8883 | 3 | 2014
2014-03-02 | 18110.5069 | 17972.9472 | 18031.0108 | 18224.0826 | 18649.5241 | 19498.9934 | 20287.1218 | 20722.2124 | 20706.0796 | 20204.2367 | 19480.7799 | 18859.2476 | 18355.5018 | 17915.5624 | 17634.463 | 17676.0095 | 18237.379 | 19400.1373 | 20469.0249 | 20855.6208 | 20683.4001 | 20108.5211 | 19236.4067 | 18469.1196 | 459.7879 | 20855.6208 | 3 | 2014
2014-03-03 | 19961.6338 | 19906.7871 | 20078.7866 | 20496.5978 | 21437.7638 | 23370.5642 | 25146.2356 | 25173.171 | 24433.5796 | 23654.038 | 22936.7852 | 22222.7717 | 21620.524 | 21101.7869 | 20717.8235 | 20730.9161 | 21339.0197 | 22529.248 | 23576.9847 | 23897.19 | 23694.614 | 22944.421 | 21795.1783 | 20852.2262 | 533.6186 | 25173.171 | 3 | 2014
2014-03-04 | 19112.4973 | 19024.1627 | 19166.0456 | 19553.5692 | 20449.6832 | 22342.0478 | 24095.8849 | 24110.3513 | 23400.6098 | 22678.5051 | 22031.2051 | 21379.0427 | 20816.7354 | 20341.2932 | 19975.9016 | 19987.505 | 20551.4542 | 21677.9573 | 22694.9235 | 23000.0047 | 22795.5221 | 22034.2355 | 20869.8896 | 19909.5469 | 511.9986 | 24110.3513 | 3 | 2014
2014-03-05 | 17578.3618 | 17449.498 | 17527.0804 | 17820.398 | 18580.9942 | 20445.5875 | 22180.8063 | 22190.5268 | 21552.8479 | 20949.0509 | 20435.6842 | 19909.883 | 19451.5402 | 19053.8723 | 18726.7539 | 18716.6052 | 19181.9056 | 20174.3687 | 21118.9784 | 21371.1343 | 21122.8418 | 20324.717 | 19130.9214 | 18171.7361 | 473.1661 | 22190.5268 | 3 | 2014
2014-03-06 | 17262.9378 | 17123.2082 | 17190.7043 | 17474.396 | 18198.0935 | 20033.849 | 21763.0007 | 21772.2505 | 21150.3269 | 20572.4242 | 20088.4975 | 19590.4083 | 19154.7982 | 18774.0696 | 18455.1434 | 18439.9542 | 18882.9513 | 19845.5937 | 20774.2715 | 21014.1644 | 20757.6045 | 19952.3191 | 18752.3228 | 17831.0848 | 464.8544 | 21772.2505 | 3 | 2014
2014-03-07 | 16283.2153 | 16113.9189 | 16147.1728 | 16405.5175 | 17114.7255 | 18796.6339 | 20514.1047 | 20533.0432 | 19965.2209 | 19472.5827 | 19077.0226 | 18664.8082 | 18324.0768 | 18033.7916 | 17776.9001 | 17736.4597 | 18054.2669 | 18858.971 | 19727.0981 | 19913.0822 | 19603.6093 | 18764.7891 | 17663.9955 | 16746.2489 | 440.2913 | 20533.0432 | 3 | 2014
2014-03-08 | 15630.058 | 15406.4958 | 15384.5968 | 15500.659 | 15823.0074 | 16504.4146 | 17134.0487 | 17516.6241 | 17611.5948 | 17354.6229 | 16928.8355 | 16587.1206 | 16294.5104 | 15972.547 | 15747.7293 | 15752.0185 | 16151.9119 | 16992.0901 | 17816.5841 | 18062.2637 | 17862.1256 | 17315.4131 | 16509.9098 | 15767.2895 | 397.6265 | 18062.2637 | 3 | 2014
2014-03-09 | 15531.7857 | 15253.065 | 15168.5676 | 15240.0984 | 15502.9675 | 16128.7012 | 17010.0702 | 17584.1992 | 17958.6378 | 17859.6416 | 17471.4223 | 17136.5706 | 16872.8008 | 16574.1986 | 16350.234 | 16373.9159 | 16594.1676 | 16937.0443 | 17547.7887 | 18457.3976 | 18397.9792 | 17805.8217 | 16900.7137 | 16061.6002 | 402.7194 | 18457.3976 | 3 | 2014
2014-03-10 | 16118.5523 | 15887.8367 | 15858.8888 | 16066.9363 | 16718.1611 | 18275.2699 | 20255.0499 | 20500.4581 | 20264.5744 | 19969.8387 | 19643.0703 | 19267.0927 | 18967.5439 | 18677.4388 | 18404.8669 | 18388.2115 | 18523.8581 | 18805.9116 | 19417.8014 | 20342.5609 | 20205.2743 | 19316.2299 | 18039.6257 | 17011.2139 | 444.9263 | 20500.4581 | 3 | 2014
2014-03-11 | 14665.8 | 14382.8323 | 14305.8121 | 14466.8067 | 15058.2126 | 16567.8949 | 18287.4729 | 18515.8854 | 18341.2305 | 18167.5331 | 17995.6228 | 17774.9026 | 17591.2725 | 17405.1323 | 17190.1635 | 17163.0829 | 17212.796 | 17349.4223 | 17833.1377 | 18644.705 | 18485.4306 | 17678.8761 | 16481.6842 | 15422.5255 | 406.9882 | 18644.705 | 3 | 2014
2014-03-12 | 13890.0321 | 13505.2992 | 13343.8416 | 13429.0515 | 13949.4265 | 15395.2131 | 17073.2301 | 17322.5388 | 17350.1598 | 17436.384 | 17552.6432 | 17631.0327 | 17722.7741 | 17774.6451 | 17728.29 | 17771.1785 | 17772.089 | 17749.3111 | 18009.838 | 18618.5907 | 18290.4491 | 17333.986 | 15989.029 | 14778.7139 | 397.4177 | 18618.5907 | 3 | 2014
2014-03-13 | 13360.3363 | 13034.6385 | 12917.4486 | 13040.1035 | 13596.2212 | 15081.5493 | 16776.0759 | 16972.0806 | 16871.7964 | 16798.987 | 16727.6374 | 16600.8741 | 16493.2945 | 16363.0231 | 16173.6578 | 16126.1357 | 16095.1675 | 16126.3474 | 16557.5005 | 17299.9486 | 17135.9372 | 16314.9355 | 15099.0011 | 14008.0062 | 375.5707 | 17299.9486 | 3 | 2014
2014-03-14 | 13428.7594 | 13106.9609 | 12987.2657 | 13114.4704 | 13682.9791 | 15189.4346 | 16884.0438 | 17094.7929 | 17001.254 | 16934.6612 | 16862.4034 | 16738.0245 | 16637.2786 | 16506.769 | 16317.6275 | 16258.2076 | 16219.1085 | 16242.2006 | 16659.0697 | 17380.2928 | 17191.0742 | 16359.1257 | 15143.6428 | 14050.052 | 377.9895 | 17380.2928 | 3 | 2014
2014-03-15 | 12973.9553 | 12606.6277 | 12439.7092 | 12431.9384 | 12620.2013 | 13185.9426 | 14008.2531 | 14583.8288 | 15071.6563 | 15159.5171 | 14984.2685 | 14849.4382 | 14748.6181 | 14571.5877 | 14405.6954 | 14391.1661 | 14445.5165 | 14569.7982 | 15064.7978 | 15880.6299 | 15771.8619 | 15134.1788 | 14186.8686 | 13277.2896 | 341.3633 | 15880.6299 | 3 | 2014
2014-03-16 | 13699.7805 | 13356.3825 | 13212.3933 | 13225.5545 | 13431.9602 | 14004.3722 | 14825.2225 | 15405.5759 | 15862.8251 | 15900.683 | 15669.2691 | 15481.0524 | 15335.9768 | 15125.6299 | 14942.7315 | 14936.1116 | 15028.9375 | 15207.7602 | 15732.9594 | 16568.0645 | 16484.1732 | 15866.1593 | 14932.5942 | 14042.0574 | 358.2782 | 16568.0645 | 3 | 2014
2014-03-17 | 14925.4808 | 14655.4141 | 14590.1604 | 14761.5284 | 15376.0861 | 16893.1621 | 18620.5031 | 18872.1493 | 18691.2007 | 18490.3244 | 18278.7309 | 18042.1974 | 17853.7356 | 17649.0278 | 17423.6189 | 17381.0986 | 17419.6814 | 17557.483 | 18045.3364 | 18862.2486 | 18724.1273 | 17909.0167 | 16724.5198 | 15668.0904 | 413.4149 | 18872.1493 | 3 | 2014
2014-03-18 | 13782.4136 | 13468.8418 | 13364.0304 | 13496.3536 | 14058.1705 | 15531.0594 | 17196.2275 | 17403.3529 | 17288.0892 | 17191.3944 | 17094.4603 | 16942.3219 | 16812.405 | 16665.0576 | 16465.4128 | 16418.1434 | 16396.2123 | 16447.2706 | 16891.427 | 17633.2541 | 17500.4543 | 16700.9132 | 15495.6033 | 14413.7445 | 384.6566 | 17633.2541 | 3 | 2014
2014-03-19 | 13257.4978 | 12925.8203 | 12804.2047 | 12920.2734 | 13466.7146 | 14926.8076 | 16578.8655 | 16786.4671 | 16694.2447 | 16635.6479 | 16582.177 | 16470.7604 | 16373.9079 | 16251.1276 | 16063.0254 | 16007.5585 | 15951.0792 | 15957.0523 | 16377.7247 | 17100.2662 | 16958.2853 | 16150.1164 | 14936.5347 | 13840.4578 | 372.0166 | 17100.2662 | 3 | 2014
2014-03-20 | 13502.4594 | 13175.5403 | 13059.0402 | 13179.6498 | 13729.4155 | 15187.1625 | 16833.2003 | 17045.8397 | 16949.7794 | 16883.0242 | 16820.9712 | 16702.3435 | 16600.508 | 16475.3141 | 16287.8199 | 16237.8218 | 16192.303 | 16210.9065 | 16633.1303 | 17353.1378 | 17216.0279 | 16410.0916 | 15195.9954 | 14100.5843 | 377.9821 | 17353.1378 | 3 | 2014
2014-03-21 | 14578.0041 | 14294.1781 | 14211.3989 | 14370.2521 | 14963.0402 | 16461.5927 | 18119.8209 | 18349.9335 | 18203.8808 | 18058.7164 | 17899.4122 | 17690.1826 | 17516.6129 | 17329.9919 | 17108.8001 | 17054.0679 | 17059.5636 | 17157.4173 | 17622.3034 | 18364.8223 | 18239.9544 | 17455.7057 | 16269.2907 | 15207.423 | 403.5864 | 18364.8223 | 3 | 2014
2014-03-22 | 16174.4713 | 15910.5538 | 15843.0071 | 15925.0297 | 16189.0722 | 16771.8592 | 17567.1513 | 18170.6464 | 18555.9623 | 18410.8838 | 17987.5022 | 17624.8862 | 17334.659 | 17015.5534 | 16776.9269 | 16795.5711 | 17010.2705 | 17365.2638 | 17987.1962 | 18935.2223 | 18951.6329 | 18341.1439 | 17454.3879 | 16625.1586 | 415.724 | 18951.6329 | 3 | 2014
2014-03-23 | 14952.5914 | 14647.8274 | 14541.768 | 14587.5004 | 14818.5709 | 15380.8162 | 16161.6543 | 16761.5344 | 17170.5315 | 17130.0323 | 16812.2327 | 16540.6606 | 16324.9127 | 16061.2804 | 15849.4698 | 15851.3256 | 15993.1407 | 16250.0657 | 16820.2862 | 17672.1441 | 17652.2826 | 17080.4114 | 16173.2885 | 15312.2397 | 386.5466 | 17672.1441 | 3 | 2014
2014-03-24 | 13922.0961 | 13608.7895 | 13505.2278 | 13638.1043 | 14213.3528 | 15682.6309 | 17310.0977 | 17546.0477 | 17448.0188 | 17368.297 | 17288.4979 | 17157.199 | 17055.696 | 16918.2777 | 16727.7483 | 16671.6737 | 16628.6518 | 16658.1826 | 17079.3039 | 17779.4775 | 17647.2687 | 16849.4498 | 15640.5072 | 14543.3889 | 388.888 | 17779.4775 | 3 | 2014
2014-03-25 | 13647.1504 | 13318.5073 | 13202.184 | 13321.1817 | 13866.4317 | 15304.8966 | 16918.0658 | 17143.5882 | 17052.9722 | 16992.9299 | 16940.4695 | 16831.4158 | 16737.8815 | 16620.4202 | 16437.9927 | 16389.6552 | 16337.2532 | 16348.2522 | 16760.4234 | 17461.2897 | 17338.6864 | 16539.4426 | 15322.9811 | 14221.7743 | 381.0558 | 17461.2897 | 3 | 2014
2014-03-26 | 14553.7799 | 14205.812 | 14079.0068 | 14189.9346 | 14725.2419 | 16139.0609 | 17732.4775 | 17997.6428 | 17965.2242 | 17968.6434 | 17994.0832 | 17976.8824 | 17978.8205 | 17954.7322 | 17852.8538 | 17869.5277 | 17865.4646 | 17881.4994 | 18204.9959 | 18871.1235 | 18653.2613 | 17757.004 | 16468.6881 | 15304.7314 | 408.1905 | 18871.1235 | 3 | 2014
2014-03-27 | 14569.456 | 14169.9487 | 14002.7279 | 14077.5382 | 14577.4987 | 15950.9038 | 17514.5875 | 17817.9608 | 17886.1044 | 18021.203 | 18202.0369 | 18353.2517 | 18529.8388 | 18660.2378 | 18664.1107 | 18742.7704 | 18732.9597 | 18673.5431 | 18890.9019 | 19443.3037 | 19117.9081 | 18072.2504 | 16692.6392 | 15438.6011 | 414.8023 | 19443.3037 | 3 | 2014
2014-03-28 | 13430.0553 | 13067.5976 | 12917.8018 | 13012.6697 | 13542.0631 | 14969.9157 | 16554.5039 | 16816.886 | 16799.6253 | 16837.7621 | 16892.2573 | 16897.1562 | 16912.6844 | 16883.4012 | 16763.164 | 16726.9358 | 16642.2572 | 16581.1251 | 16894.9768 | 17496.1831 | 17296.6314 | 16434.2043 | 15165.8296 | 14006.0541 | 379.5417 | 17496.1831 | 3 | 2014
2014-03-29 | 13109.865 | 12713.767 | 12526.8826 | 12496.0574 | 12654.1283 | 13149.9997 | 13869.3103 | 14491.1053 | 15035.0048 | 15199.075 | 15117.3899 | 15077.8679 | 15062.564 | 14960.4903 | 14845.5361 | 14848.3211 | 14866.363 | 14927.6829 | 15344.473 | 16062.5821 | 15959.59 | 15307.2177 | 14322.116 | 13362.8569 | 345.3102 | 16062.5821 | 3 | 2014
2014-03-30 | 13056.1584 | 12668.5574 | 12488.3263 | 12462.6688 | 12624.9575 | 13122.044 | 13835.6478 | 14452.4807 | 14978.2476 | 15119.8944 | 15011.9957 | 14943.2528 | 14899.0041 | 14770.2739 | 14633.8815 | 14622.3687 | 14632.9152 | 14700.1093 | 15141.1072 | 15879.1902 | 15801.7202 | 15172.2308 | 14206.727 | 13264.5817 | 342.4883 | 15879.1902 | 3 | 2014
2014-03-31 | 13357.6109 | 13025.0378 | 12904.294 | 13018.3648 | 13572.8598 | 15010.2724 | 16589.9503 | 16834.7579 | 16760.0003 | 16721.1024 | 16689.1238 | 16600.4766 | 16531.0682 | 16415.9736 | 16232.1465 | 16159.1445 | 16062.7211 | 16032.5835 | 16429.3661 | 17100.2961 | 16983.4697 | 16193.4441 | 14983.258 | 13872.9897 | 374.0803 | 17100.2961 | 3 | 2014
2014-04-01 | 12832.4123 | 12450.9752 | 12289.5437 | 12395.4918 | 13011.3001 | 14485.2165 | 15968.8412 | 16270.724 | 16260.0983 | 16252.023 | 16220.8234 | 16105.9319 | 16021.92 | 16002.7411 | 15965.5867 | 16038.5699 | 16202.3446 | 16269.9888 | 16303.9415 | 16892.1168 | 17089.3059 | 16120.3161 | 14819.7274 | 13649.4163 | 365.9194 | 17089.3059 | 4 | 2014
2014-04-02 | 12904.7414 | 12525.2352 | 12365.9709 | 12473.4901 | 13090.1518 | 14561.4623 | 16039.1661 | 16350.0472 | 16336.64 | 16324.137 | 16288.3118 | 16168.8048 | 16078.3285 | 16053.4573 | 16014.4175 | 16090.0256 | 16256.8624 | 16327.8406 | 16364.1713 | 16951.8944 | 17155.5422 | 16188.0228 | 14886.2376 | 13717.5636 | 367.5125 | 17155.5422 | 4 | 2014
2014-04-03 | 12747.0782 | 12361.9 | 12197.4362 | 12299.7433 | 12911.1502 | 14376.533 | 15846.6885 | 16140.5372 | 16135.1647 | 16136.0029 | 16115.547 | 16014.9977 | 15941.3321 | 15926.9544 | 15891.3974 | 15961.2495 | 16105.6134 | 16160.0853 | 16187.984 | 16767.6651 | 16970.5648 | 16014.6791 | 14713.7873 | 13540.5334 | 363.4646 | 16970.5648 | 4 | 2014
2014-04-04 | 13027.0698 | 12654.7745 | 12496.4188 | 12610.7939 | 13241.6018 | 14731.8963 | 16210.2639 | 16539.9702 | 16527.3212 | 16512.5191 | 16466.5962 | 16339.4417 | 16246.2304 | 16212.9777 | 16163.5962 | 16229.5244 | 16388.2437 | 16455.8321 | 16484.9797 | 17055.3187 | 17244.7639 | 16274.8263 | 14970.27 | 13803.5352 | 370.8888 | 17244.7639 | 4 | 2014
2014-04-05 | 13828.7715 | 13450.4296 | 13282.0682 | 13295.6149 | 13573.023 | 14129.8499 | 14727.9381 | 15404.2459 | 15928.3652 | 15988.5444 | 15750.9071 | 15538.6222 | 15381.2436 | 15252.7286 | 15207.4294 | 15329.0335 | 15639.3938 | 15897.5271 | 16049.536 | 16749.1393 | 17067.6068 | 16343.6959 | 15321.5175 | 14369.3683 | 363.5066 | 17067.6068 | 4 | 2014
2014-04-06 | 14743.3179 | 14388.3871 | 14243.4042 | 14278.8049 | 14575.175 | 15138.2825 | 15736.5466 | 16448.9076 | 16995.9805 | 17011.4952 | 16696.2051 | 16412.9674 | 16202.7026 | 16046.6857 | 15994.7301 | 16134.9783 | 16528.558 | 16878.5063 | 17067.6345 | 17787.9365 | 18122.2934 | 17408.8085 | 16313.3494 | 15357.7273 | 386.5134 | 18122.2934 | 4 | 2014
2014-04-07 | 15674.7766 | 15376.0932 | 15295.151 | 15476.1661 | 16174.0212 | 17824.9192 | 19433.114 | 19791.8754 | 19689.8392 | 19514.2691 | 19293.1457 | 19007.0001 | 18794.2301 | 18671.2027 | 18590.2719 | 18710.3146 | 19026.1118 | 19294.7916 | 19408.0627 | 20021.7983 | 20284.7263 | 19365.5054 | 17972.2887 | 16735.754 | 439.4254 | 20284.7263 | 4 | 2014
2014-04-08 | 13653.8193 | 13296.7592 | 13160.0249 | 13286.0328 | 13915.4163 | 15373.3053 | 16884.8012 | 17215.5072 | 17171.2524 | 17109.1382 | 17019.3851 | 16847.2468 | 16711.3186 | 16651.6691 | 16588.1967 | 16671.4723 | 16863.5929 | 16980.0927 | 17044.4351 | 17637.8533 | 17892.4417 | 16960.9908 | 15609.4141 | 14458.0901 | 385.0023 | 17892.4417 | 4 | 2014
2014-04-09 | 13936.1399 | 13586.1369 | 13456.5454 | 13588.9272 | 14223.3265 | 15680.1021 | 17214.9526 | 17550.5484 | 17498.0637 | 17421.1645 | 17315.2978 | 17128.5022 | 16981.0649 | 16913.7072 | 16847.5682 | 16936.0595 | 17142.5288 | 17277.5548 | 17348.3025 | 17942.8468 | 18206.21 | 17280.4005 | 15903.0987 | 14755.2931 | 392.1343 | 18206.21 | 4 | 2014
2014-04-10 | 12895.6631 | 12489.9039 | 12310.9351 | 12397.9434 | 12990.6835 | 14417.0148 | 15834.2006 | 16158.8072 | 16199.442 | 16260.6439 | 16313.3956 | 16284.3496 | 16275.6021 | 16321.3646 | 16326.2648 | 16423.9006 | 16562.6073 | 16577.5124 | 16542.5555 | 17049.8943 | 17239.1522 | 16245.8567 | 14903.8355 | 13692.7276 | 368.7143 | 17239.1522 | 4 | 2014
2014-04-11 | 12735.2849 | 12340.0212 | 12163.1509 | 12257.7369 | 12866.0942 | 14317.8805 | 15735.9229 | 16056.9009 | 16081.4647 | 16122.3139 | 16145.0929 | 16092.2356 | 16059.4878 | 16073.1974 | 16054.2297 | 16112.1204 | 16225.885 | 16232.334 | 16212.3321 | 16726.3379 | 16916.9638 | 15956.252 | 14644.8961 | 13450.348 | 363.5785 | 16916.9638 | 4 | 2014
2014-04-12 | 12364.4021 | 11933.9489 | 11717.844 | 11684.1723 | 11915.287 | 12425.6391 | 12968.6022 | 13651.8289 | 14242.7632 | 14413.487 | 14302.7631 | 14208.8876 | 14147.1194 | 14089.5848 | 14076.918 | 14173.2021 | 14378.4921 | 14502.7042 | 14585.357 | 15169.7774 | 15444.0204 | 14765.3419 | 13739.3808 | 12745.7328 | 327.6473 | 15444.0204 | 4 | 2014
2014-04-13 | 14245.7427 | 13874.4037 | 13714.878 | 13733.7142 | 14011.0178 | 14541.7144 | 15089.3959 | 15784.8935 | 16318.6368 | 16372.1747 | 16105.0197 | 15883.1028 | 15716.9774 | 15582.8646 | 15534.348 | 15657.0453 | 15966.8844 | 16238.7631 | 16406.0472 | 17097.0206 | 17454.4104 | 16754.3029 | 15702.279 | 14751.7194 | 372.5374 | 17454.4104 | 4 | 2014
2014-04-14 | 13530.9617 | 13153.872 | 13000.8479 | 13111.962 | 13740.7536 | 15186.3909 | 16633.3661 | 17000.1816 | 17010.7048 | 17018.4918 | 17007.264 | 16918.9669 | 16868.5938 | 16868.023 | 16847.3939 | 16933.9215 | 17090.303 | 17147.5489 | 17143.1749 | 17656.5134 | 17876.0779 | 16913.7544 | 15537.889 | 14344.3233 | 384.5413 | 17876.0779 | 4 | 2014
2014-04-15 | 13550.0247 | 13092.3756 | 12876.6326 | 12930.2072 | 13486.7613 | 14853.0264 | 16222.8581 | 16638.433 | 16804.6234 | 17021.7268 | 17262.3135 | 17439.2312 | 17631.1843 | 17861.6531 | 18011.5682 | 18200.1592 | 18361.6263 | 18315.7283 | 18103.784 | 18432.7209 | 18511.8362 | 17401.1139 | 15845.2718 | 14523.8382 | 393.3787 | 18511.8362 | 4 | 2014
2014-04-16 | 12941.2323 | 12479.88 | 12258.1553 | 12305.0764 | 12855.8134 | 14221.4807 | 15575.2932 | 15941.5632 | 16087.7741 | 16305.1492 | 16544.0255 | 16712.0476 | 16888.6947 | 17099.37 | 17225.922 | 17384.2718 | 17504.392 | 17427.281 | 17233.7983 | 17583.7188 | 17684.4782 | 16595.9535 | 15130.4893 | 13822.4468 | 375.8083 | 17684.4782 | 4 | 2014
2014-04-17 | 13047.1601 | 12609.0954 | 12405.2202 | 12467.7167 | 13034.0082 | 14414.359 | 15775.7729 | 16141.3987 | 16256.0058 | 16414.0107 | 16575.3808 | 16648.5353 | 16723.7449 | 16834.7967 | 16877.7285 | 16981.887 | 17087.0058 | 17045.9375 | 16942.134 | 17367.511 | 17538.0056 | 16512.7167 | 15105.4928 | 13846.4977 | 374.6521 | 17538.0056 | 4 | 2014
2014-04-18 | 13006.8839 | 12562.0494 | 12347.7764 | 12407.247 | 12978.2861 | 14371.1517 | 15725.9665 | 16101.6316 | 16236.3898 | 16426.1217 | 16621.3032 | 16739.693 | 16868.0004 | 17024.9081 | 17106.5945 | 17223.2323 | 17323.8304 | 17254.8923 | 17095.6512 | 17465.085 | 17582.0655 | 16519.8649 | 15090.1999 | 13807.1284 | 375.886 | 17582.0655 | 4 | 2014
2014-04-19 | 13031.5785 | 12464.972 | 12143.5063 | 12015.6751 | 12154.4741 | 12547.9143 | 12999.0356 | 13813.9727 | 14689.2751 | 15223.9186 | 15531.5658 | 15867.6828 | 16200.3261 | 16507.368 | 16759.2204 | 17001.0668 | 17207.7208 | 17163.4927 | 16896.186 | 17184.8282 | 17239.1461 | 16239.3717 | 14965.3545 | 13735.7864 | 359.5834 | 17239.1461 | 4 | 2014
2014-04-20 | 12858.5197 | 12309.3969 | 12002.353 | 11886.4381 | 12034.7097 | 12434.543 | 12880.9882 | 13675.3042 | 14509.2159 | 14992.9036 | 15248.8871 | 15540.8966 | 15839.7254 | 16101.2287 | 16337.6303 | 16581.9805 | 16796.0502 | 16765.7639 | 16521.6154 | 16835.1529 | 16916.7998 | 15962.8603 | 14722.1278 | 13515.7178 | 353.2708 | 16916.7998 | 4 | 2014
2014-04-21 | 12880.1072 | 12451.6429 | 12255.3578 | 12324.5749 | 12911.0632 | 14304.3705 | 15648.237 | 16013.3203 | 16107.5301 | 16246.7162 | 16390.2092 | 16453.8299 | 16534.8698 | 16641.1132 | 16686.1973 | 16780.471 | 16867.6316 | 16811.1544 | 16702.0975 | 17112.0977 | 17288.6068 | 16276.8574 | 14904.7614 | 13647.7974 | 370.2406 | 17288.6068 | 4 | 2014
2014-04-22 | 12829.4993 | 12409.4274 | 12220.6894 | 12294.0047 | 12866.8703 | 14241.391 | 15574.3776 | 15918.57 | 15978.5102 | 16071.0654 | 16173.448 | 16191.4256 | 16221.1802 | 16298.3242 | 16319.5519 | 16411.7576 | 16505.2667 | 16468.1942 | 16396.5035 | 16847.2179 | 17071.5009 | 16099.3591 | 14758.967 | 13528.9684 | 365.6961 | 17071.5009 | 4 | 2014
2014-04-23 | 13264.5186 | 12723.9768 | 12442.404 | 12434.6007 | 12928.9532 | 14215.6508 | 15495.3462 | 15935.0475 | 16254.9864 | 16698.7536 | 17207.2623 | 17664.2598 | 18116.307 | 18574.4746 | 18888.1046 | 19149.7018 | 19267.6578 | 19076.2122 | 18646.3949 | 18765.0119 | 18716.4805 | 17472.8307 | 15784.8157 | 14330.3733 | 394.0541 | 19267.6578 | 4 | 2014
2014-04-24 | 13558.8651 | 12943.6472 | 12604.8401 | 12546.7545 | 12992.0389 | 14221.8111 | 15464.0264 | 15964.6007 | 16452.7502 | 17109.5591 | 17870.4082 | 18600.135 | 19314.4632 | 20009.3203 | 20504.5063 | 20871.2369 | 21003.5827 | 20715.8863 | 20063.1762 | 19973.5552 | 19758.5339 | 18351.4095 | 16466.2992 | 14848.5131 | 412.2099 | 21003.5827 | 4 | 2014
2014-04-25 | 13337.8566 | 12782.8298 | 12485.2253 | 12468.9201 | 12962.6723 | 14252.628 | 15515.8834 | 15984.8479 | 16346.7446 | 16846.9588 | 17414.6852 | 17937.492 | 18456.1047 | 18967.0795 | 19319.9068 | 19589.6157 | 19694.5175 | 19466.4187 | 18971.903 | 19020.2037 | 18916.0105 | 17629.7967 | 15897.2032 | 14409.2678 | 398.6748 | 19694.5175 | 4 | 2014
2014-04-26 | 12424.1504 | 11989.2852 | 11772.5731 | 11732.6394 | 11950.1182 | 12409.8157 | 12862.8001 | 13572.1663 | 14169.1037 | 14351.4199 | 14258.113 | 14177.5524 | 14122.9806 | 14069.4273 | 14053.4207 | 14136.2628 | 14302.329 | 14393.7035 | 14464.9689 | 15014.0598 | 15343.2267 | 14698.8412 | 13682.0851 | 12684.7703 | 326.6358 | 15343.2267 | 4 | 2014
2014-04-27 | 12430.3406 | 11995.8447 | 11779.7227 | 11739.8631 | 11956.885 | 12413.4934 | 12860.3713 | 13571.0954 | 14167.0378 | 14348.2734 | 14254.0073 | 14172.0707 | 14115.8429 | 14060.6043 | 14042.8783 | 14124.0144 | 14287.3888 | 14377.4533 | 14449.7547 | 14997.9972 | 15332.4412 | 14691.89 | 13677.0165 | 12680.7371 | 326.527 | 15332.4412 | 4 | 2014
2014-04-28 | 12889.9001 | 12468.2482 | 12279.2758 | 12351.9706 | 12938.2294 | 14314.3567 | 15619.7928 | 15989.254 | 16067.3588 | 16181.8775 | 16303.8135 | 16343.0987 | 16399.6044 | 16483.4152 | 16509.1474 | 16587.9208 | 16656.3042 | 16595.3736 | 16503.8949 | 16917.8849 | 17140.2992 | 16165.0867 | 14821.8196 | 13578.8789 | 368.1068 | 17140.2992 | 4 | 2014
2014-04-29 | 13119.8946 | 12626.8122 | 12383.5994 | 12406.5494 | 12927.4334 | 14228.1247 | 15490.1479 | 15901.8963 | 16111.6212 | 16419.0128 | 16768.2712 | 17050.6159 | 17332.1927 | 17635.0903 | 17826.4248 | 18011.8534 | 18101.1494 | 17957.9436 | 17670.3737 | 17908.8201 | 17999.1552 | 16882.1304 | 15345.3456 | 13982.1095 | 382.0866 | 18101.1494 | 4 | 2014
2014-04-30 | 13437.3451 | 12850.1744 | 12534.5031 | 12493.8247 | 12952.8532 | 14183.1474 | 15399.908 | 15886.521 | 16301.9727 | 16876.9556 | 17542.8899 | 18167.0496 | 18776.9235 | 19375.6591 | 19793.4077 | 20108.8464 | 20213.8082 | 19947.8318 | 19381.8566 | 19361.175 | 19242.531 | 17920.8989 | 16113.5595 | 14576.1071 | 403.4397 | 20213.8082 | 4 | 2014
2014-05-01 | 13273.6539 | 12769.5049 | 12502.2011 | 12488.1304 | 12914.901 | 14053.9226 | 15294.4437 | 15845.4666 | 16204.5974 | 16600.1566 | 16998.8084 | 17245.9834 | 17495.3303 | 17751.8898 | 17909.1844 | 18107.5739 | 18243.9987 | 18150.2683 | 17881.4893 | 17680.0835 | 17846.1441 | 16913.6003 | 15489.9895 | 14154.4994 | 383.8158 | 18243.9987 | 5 | 2014
2014-05-02 | 13157.1561 | 12704.1054 | 12470.7426 | 12493.0314 | 12963.724 | 14159.859 | 15423.6383 | 15951.2651 | 16221.0356 | 16499.4319 | 16751.4226 | 16843.213 | 16948.0868 | 17035.751 | 17065.5319 | 17166.0315 | 17266.9449 | 17233.8763 | 17118.8076 | 17046.9608 | 17267.9237 | 16450.0847 | 15118.8733 | 13869.0265 | 375.2265 | 17267.9237 | 5 | 2014
2014-05-03 | 13005.4682 | 12547.5615 | 12301.3169 | 12223.2456 | 12357.3195 | 12675.4093 | 13115.5206 | 13973.8806 | 14731.8825 | 15063.6199 | 15105.9867 | 15072.3874 | 15070.6633 | 15020.0691 | 15005.1693 | 15119.824 | 15327.1798 | 15451.6583 | 15499.0162 | 15595.0282 | 15957.8855 | 15388.0101 | 14371.6164 | 13357.215 | 343.3369 | 15957.8855 | 5 | 2014
2014-05-04 | 12860.4707 | 12397.8371 | 12147.3612 | 12064.8908 | 12194.5427 | 12507.554 | 12940.8273 | 13799.8576 | 14563.3829 | 14904.6985 | 14958.1414 | 14934.5847 | 14940.6386 | 14895.4494 | 14882.4034 | 14993.5751 | 15189.74 | 15301.0831 | 15342.9569 | 15433.6175 | 15797.1112 | 15227.3029 | 14209.9644 | 13192.5324 | 339.6805 | 15797.1112 | 5 | 2014
2014-05-05 | 13133.1103 | 12704.9955 | 12497.1489 | 12535.7582 | 13028.7715 | 14231.4676 | 15488.9993 | 16003.2543 | 16225.6803 | 16439.6616 | 16620.153 | 16635.1909 | 16671.7495 | 16688.5958 | 16666.6072 | 16738.0688 | 16830.3347 | 16824.1908 | 16777.9199 | 16762.6761 | 17054.4816 | 16298.0811 | 15014.1982 | 13804.3157 | 371.6754 | 17054.4816 | 5 | 2014
2014-05-06 | 13371.8659 | 12844.9091 | 12561.2778 | 12531.0323 | 12939.9313 | 14048.4382 | 15252.7843 | 15828.3004 | 16232.3397 | 16686.4925 | 17155.6528 | 17477.5078 | 17838.7067 | 18175.7923 | 18386.6803 | 18612.2158 | 18739.686 | 18605.7451 | 18265.8716 | 17989.8574 | 18123.7487 | 17119.704 | 15657.3529 | 14281.4427 | 388.7273 | 18739.686 | 5 | 2014
2014-05-07 | 13780.5838 | 13146.8657 | 12780.8692 | 12678.5451 | 13018.0255 | 14049.792 | 15209.0115 | 15871.3527 | 16493.6417 | 17227.1618 | 18092.9264 | 18878.8461 | 19641.5063 | 20324.0992 | 20796.6647 | 21170.3904 | 21314.5097 | 21036.6987 | 20370.7903 | 19790.5332 | 19674.7352 | 18331.8177 | 16576.2878 | 15005.8211 | 415.2615 | 21314.5097 | 5 | 2014
2014-05-08 | 13612.1816 | 13031.5247 | 12706.615 | 12639.788 | 13013.1907 | 14079.78 | 15255.3767 | 15878.5862 | 16393.4874 | 16989.3704 | 17627.5045 | 18206.6915 | 18769.1122 | 19269.9434 | 19601.7749 | 19892.4898 | 20020.785 | 19813.5645 | 19317.3959 | 18891.5554 | 18910.8172 | 17697.584 | 16136.2843 | 14665.3694 | 402.4208 | 20020.785 | 5 | 2014
2014-05-09 | 13759.2519 | 13149.3602 | 12796.4595 | 12711.6518 | 13076.3765 | 14141.7049 | 15305.0574 | 15968.2248 | 16556.3887 | 17243.9466 | 18024.6978 | 18731.3814 | 19419.5111 | 20026.0043 | 20437.8948 | 20761.0471 | 20884.0407 | 20622.4236 | 20012.0573 | 19472.2657 | 19389.4795 | 18090.7183 | 16411.4059 | 14878.9249 | 411.8703 | 20884.0407 | 5 | 2014
2014-05-10 | 13271.2325 | 12666.3005 | 12306.226 | 12125.7629 | 12159.431 | 12358.3119 | 12707.5929 | 13685.4951 | 14735.6426 | 15446.867 | 15933.0015 | 16366.6675 | 16801.3848 | 17136.2217 | 17405.4578 | 17668.9518 | 17892.4215 | 17815.776 | 17474.395 | 17221.78 | 17327.373 | 16498.8638 | 15224.5903 | 13956.5578 | 366.1863 | 17892.4215 | 5 | 2014
2014-05-11 | 13162.4852 | 12569.9647 | 12220.0422 | 12048.07 | 12088.8577 | 12293.4904 | 12641.6982 | 13605.6467 | 14627.0921 | 15302.6915 | 15751.7087 | 16152.0797 | 16561.1373 | 16877.9208 | 17137.805 | 17398.3155 | 17593.6546 | 17538.1777 | 17237.8986 | 17004.4889 | 17128.9093 | 16319.7929 | 15064.715 | 13814.4377 | 362.1411 | 17593.6546 | 5 | 2014
2014-05-12 | 13723.8628 | 13127.1006 | 12789.6941 | 12712.8211 | 13092.8377 | 14160.9562 | 15321.264 | 15979.048 | 16543.9332 | 17198.2996 | 17930.0477 | 18584.4816 | 19223.4075 | 19772.896 | 20140.2058 | 20434.552 | 20543.4186 | 20297.8404 | 19742.6636 | 19247.0721 | 19220.687 | 17969.3979 | 16340.621 | 14831.1353 | 408.9282 | 20543.4186 | 5 | 2014
2014-05-13 | 13391.7232 | 12875.5856 | 12601.5887 | 12577.5078 | 12990.0271 | 14089.5139 | 15267.1448 | 15844.8741 | 16226.9873 | 16653.7362 | 17089.8686 | 17370.7412 | 17662.9677 | 17949.1352 | 18115.5366 | 18308.2243 | 18412.202 | 18283.5405 | 17987.0606 | 17738.6498 | 17932.022 | 16997.1365 | 15565.1039 | 14214.1552 | 386.145 | 18412.202 | 5 | 2014
2014-05-14 | 13297.3322 | 12800.4917 | 12541.8513 | 12530.6839 | 12954.7865 | 14064.1293 | 15242.2378 | 15804.0374 | 16145.1219 | 16519.9892 | 16897.4455 | 17117.8625 | 17337.774 | 17534.859 | 17660.7439 | 17831.4537 | 17932.2479 | 17825.9339 | 17582.0767 | 17409.8881 | 17623.2075 | 16769.515 | 15373.5141 | 14056.1583 | 380.8533 | 17932.2479 | 5 | 2014
2014-05-15 | 13519.0444 | 12980.006 | 12689.0323 | 12649.7582 | 13046.8218 | 14126.0323 | 15287.2815 | 15884.9314 | 16313.8223 | 16800.2002 | 17308.1391 | 17685.088 | 18099.3889 | 18468.6711 | 18700.1488 | 18932.1428 | 19043.4892 | 18883.2903 | 18508.5643 | 18185.94 | 18324.4707 | 17287.2396 | 15808.529 | 14412.6349 | 392.9447 | 19043.4892 | 5 | 2014
2014-05-16 | 13286.5687 | 12803.6524 | 12550.3303 | 12550.2616 | 12993.6713 | 14132.2778 | 15315.4885 | 15882.9278 | 16209.3096 | 16563.1967 | 16907.6301 | 17095.149 | 17287.7125 | 17452.2066 | 17535.5843 | 17665.1087 | 17752.4254 | 17649.8266 | 17450.5755 | 17287.391 | 17497.6934 | 16655.3263 | 15281.2516 | 13981.5843 | 379.7872 | 17752.4254 | 5 | 2014
2014-05-17 | 12804.197 | 12321.695 | 12057.9165 | 11959.0826 | 12068.0321 | 12335.1009 | 12698.8182 | 13584.3829 | 14381.2101 | 14769.9172 | 14881.8624 | 14916.2714 | 14972.7828 | 14969.6541 | 14982.3486 | 15096.6684 | 15258.9283 | 15322.6481 | 15319.7583 | 15352.7017 | 15727.2957 | 15156.0242 | 14120.2022 | 13075.7899 | 338.1333 | 15727.2957 | 5 | 2014
2014-05-18 | 12834.373 | 12345.7794 | 12077.3997 | 11974.3507 | 12079.0642 | 12340.3639 | 12698.9264 | 13590.5022 | 14399.8806 | 14804.6842 | 14935.2871 | 14988.9743 | 15063.1443 | 15075.3539 | 15099.1011 | 15218.9917 | 15380.2779 | 15436.3673 | 15418.6405 | 15436.7325 | 15801.8106 | 15220.4702 | 14174.0105 | 13119.0747 | 339.5136 | 15801.8106 | 5 | 2014
2014-05-19 | 13238.015 | 12766.1028 | 12526.9003 | 12533.507 | 12990.5889 | 14129.6933 | 15307.4477 | 15869.1535 | 16175.26 | 16500.1485 | 16814.1758 | 16968.7521 | 17134.4516 | 17265.0148 | 17324.3404 | 17432.597 | 17499.3461 | 17420.5573 | 17262.2209 | 17126.3168 | 17377.1049 | 16568.0324 | 15216.271 | 13932.8236 | 377.3788 | 17499.3461 | 5 | 2014
2014-05-20 | 14015.8244 | 13391.2436 | 13033.5847 | 12934.8456 | 13275.5189 | 14286.923 | 15400.8266 | 16087.3438 | 16699.1816 | 17418.0461 | 18281.2508 | 18999.0267 | 19667.89 | 20243.4502 | 20611.1265 | 20899.6473 | 20983.0303 | 20709.6448 | 20130.7999 | 19600.318 | 19592.3684 | 18333.8809 | 16625.3848 | 15093.6558 | 416.3148 | 20983.0303 | 5 | 2014
2014-05-21 | 13764.0542 | 13172.4699 | 12841.2836 | 12765.1192 | 13125.6558 | 14155.9232 | 15273.9089 | 15925.1733 | 16463.0233 | 17089.3202 | 17783.048 | 18392.1057 | 18971.5064 | 19478.8603 | 19805.0741 | 20079.1427 | 20171.2999 | 19933.844 | 19423.3964 | 18961.9943 | 19014.7744 | 17818.5221 | 16236.348 | 14754.9064 | 405.4008 | 20171.2999 | 5 | 2014
2014-05-22 | 14006.8951 | 13357.5977 | 12981.8113 | 12866.5705 | 13189.6139 | 14178.1273 | 15271.3352 | 15971.4182 | 16628.2195 | 17406.5045 | 18356.9796 | 19183.275 | 19966.7249 | 20654.2214 | 21115.0164 | 21463.5135 | 21561.3245 | 21246.799 | 20565.4931 | 19943.1229 | 19865.3663 | 18540.24 | 16748.4055 | 15163.5562 | 420.2321 | 21561.3245 | 5 | 2014
2014-05-23 | 14296.5653 | 13619.652 | 13215.9863 | 13083.4419 | 13400.553 | 14393.8481 | 15485.534 | 16234.6489 | 16969.05 | 17865.3716 | 18957.21 | 19884.3026 | 20751.4709 | 21493.2115 | 21982.835 | 22323.7304 | 22398.4516 | 22041.2075 | 21289.2549 | 20586.7768 | 20431.8341 | 19041.9023 | 17131.111 | 15499.517 | 432.3775 | 22398.4516 | 5 | 2014
2014-05-24 | 13970.8942 | 13265.748 | 12829.1718 | 12578.3862 | 12542.9298 | 12645.5673 | 12908.6913 | 14002.5386 | 15268.3539 | 16253.4991 | 17044.1449 | 17785.6243 | 18583.9594 | 19208.6818 | 19671.0071 | 20029.6115 | 20204.6586 | 19988.8482 | 19382.5462 | 18837.465 | 18817.6377 | 17686.4631 | 16254.8637 | 14830.0726 | 394.5914 | 20204.6586 | 5 | 2014
2014-05-25 | 14222.5511 | 13491.9381 | 13034.8082 | 12766.2481 | 12715.35 | 12801.8248 | 13059.0991 | 14185.4654 | 15510.8059 | 16569.8583 | 17436.5418 | 18318.6662 | 19172.2777 | 19832.0558 | 20308.0665 | 20662.5149 | 20821.1072 | 20578.7714 | 19933.8372 | 19344.1018 | 19290.4974 | 18121.2488 | 16592.3514 | 15133.5052 | 403.9035 | 20821.1072 | 5 | 2014
2014-05-26 | 13282.4818 | 12480.1611 | 11948.7965 | 11634.7351 | 11615.5686 | 11830.0822 | 12228.6206 | 13328.4357 | 14870.0569 | 16454.2931 | 17900.8072 | 19127.6172 | 19981.5498 | 20598.5038 | 21027.9457 | 21342.5932 | 21355.9939 | 20932.5773 | 20096.5053 | 19431.6389 | 19410.2939 | 18279.8262 | 16723.9064 | 15227.7772 | 401.1108 | 21355.9939 | 5 | 2014
2014-05-27 | 15058.8826 | 14284.7298 | 13809.5484 | 13607.6819 | 13852.989 | 14756.4733 | 15809.0636 | 16655.8193 | 17595.1387 | 18909.5789 | 20330.6158 | 21555.4962 | 22654.0614 | 23569.8192 | 24155.4432 | 24529.7611 | 24568.4599 | 24112.4067 | 23194.5791 | 22317.7098 | 22048.3689 | 20515.6335 | 18341.1732 | 16488.66 | 462.7221 | 24568.4599 | 5 | 2014
2014-05-28 | 14319.997 | 13600.5069 | 13171.3935 | 13007.9959 | 13283.1747 | 14210.2083 | 15253.2335 | 16017.9692 | 16818.5819 | 17808.3182 | 19042.6841 | 20131.9271 | 21160.6736 | 22063.6244 | 22683.3615 | 23116.5136 | 23210.3625 | 22795.3113 | 21907.4805 | 21083.6658 | 20864.9521 | 19395.4683 | 17356.1973 | 15647.2094 | 437.9508 | 23210.3625 | 5 | 2014
2014-05-29 | 14202.9414 | 13495.3692 | 13075.9412 | 12920.8199 | 13203.0643 | 14136.9126 | 15181.2683 | 15931.1123 | 16703.7837 | 17634.3758 | 18827.3059 | 19880.877 | 20883.68 | 21770.1316 | 22383.2986 | 22818.1211 | 22918.9872 | 22515.8522 | 21646.058 | 20842.6537 | 20640.8957 | 19190.0206 | 17196.8239 | 15503.8447 | 433.5041 | 22918.9872 | 5 | 2014
2014-05-30 | 14707.4522 | 13955.8953 | 13495.0795 | 13311.0219 | 13577.7596 | 14506.5837 | 15547.0576 | 16370.9568 | 17262.0338 | 18437.8002 | 19795.1345 | 20991.2717 | 22100.5817 | 23047.5258 | 23681.5472 | 24092.4738 | 24152.5192 | 23692.1911 | 22740.3518 | 21837.6267 | 21546.0618 | 20013.0419 | 17855.2708 | 16079.4219 | 452.7967 | 24152.5192 | 5 | 2014
2014-05-31 | 14988.3105 | 14154.706 | 13616.4237 | 13276.6607 | 13160.3442 | 13172.7211 | 13388.453 | 14628.9038 | 16181.9508 | 17527.43 | 18868.152 | 20137.8457 | 21276.2327 | 22156.0603 | 22767.4909 | 23169.0732 | 23290.4507 | 22924.4291 | 22057.743 | 21237.5379 | 21012.2818 | 19660.6803 | 17755.9076 | 16133.5247 | 436.5433 | 23290.4507 | 5 | 2014
2014-06-01 | 13747.0611 | 13139.0286 | 12738.6396 | 12551.7492 | 12550.2873 | 12536.9763 | 12783.511 | 13946.3858 | 15022.598 | 15692.8726 | 16116.2112 | 16384.0954 | 16626.9582 | 16837.3816 | 17049.5975 | 17296.4089 | 17500.3301 | 17536.1451 | 17338.0723 | 16953.9896 | 16992.9033 | 16500.1682 | 15373.0851 | 14203.0778 | 367.4175 | 17536.1451 | 6 | 2014
2014-06-02 | 14103.1543 | 13508.4404 | 13134.4312 | 13051.8898 | 13389.3866 | 14223.33 | 15259.7807 | 16100.6173 | 16691.2933 | 17288.3981 | 17895.4292 | 18271.6548 | 18617.0626 | 18958.5712 | 19219.3102 | 19465.0975 | 19581.7639 | 19483.2579 | 19136.0005 | 18589.4759 | 18507.4326 | 17787.6517 | 16358.7865 | 14961.7628 | 403.584 | 19581.7639 | 6 | 2014
2014-06-03 | 14481.1375 | 13825.5248 | 13404.3119 | 13278.3962 | 13558.5773 | 14330.2336 | 15339.602 | 16227.7256 | 16935.9439 | 17686.3221 | 18467.6268 | 19010.5439 | 19490.5559 | 20049.2195 | 20468.9519 | 20823.193 | 20965.4653 | 20778.7594 | 20215.7579 | 19445.0445 | 19287.8721 | 18477.3709 | 16951.2239 | 15466.8559 | 418.9662 | 20965.4653 | 6 | 2014
2014-06-04 | 14739.7877 | 14038.7905 | 13582.0841 | 13425.1938 | 13676.4327 | 14416.4474 | 15408.9656 | 16340.5611 | 17145.6266 | 18018.7346 | 18938.0206 | 19619.6398 | 20370.735 | 21069.9204 | 21578.1402 | 21975.6359 | 22113.4062 | 21866.9046 | 21181.1296 | 20258.2649 | 19945.556 | 19011.918 | 17406.4398 | 15846.1869 | 431.9745 | 22113.4062 | 6 | 2014
2014-06-05 | 14610.2974 | 13933.0412 | 13494.9405 | 13354.1911 | 13620.4412 | 14376.3073 | 15376.3536 | 16285.9335 | 17040.4961 | 17849.5895 | 18696.6619 | 19305.1179 | 19906.6941 | 20537.9088 | 20997.9783 | 21371.1862 | 21509.8682 | 21294.3786 | 20674.1333 | 19814.3095 | 19581.2821 | 18734.0234 | 17170.7297 | 15650.6532 | 425.1865 | 21509.8682 | 6 | 2014
2014-06-06 | 14339.3212 | 13717.4152 | 13318.5187 | 13216.5801 | 13528.9246 | 14341.2416 | 15361.522 | 16234.3013 | 16883.9179 | 17557.0148 | 18245.1738 | 18694.9423 | 19095.0647 | 19487.0361 | 19815.2427 | 20125.1736 | 20257.0321 | 20100.4535 | 19609.2459 | 19003.8727 | 18878.6703 | 18114.3487 | 16644.0247 | 15209.2619 | 411.7783 | 20257.0321 | 6 | 2014
2014-06-07 | 14275.2513 | 13522.0156 | 13010.3205 | 12725.1866 | 12627.8056 | 12503.8324 | 12676.9923 | 13957.9102 | 15328.6544 | 16376.8892 | 17245.8669 | 17992.8586 | 18692.7099 | 19314.8131 | 19882.5642 | 20401.9411 | 20674.4594 | 20506.6734 | 19789.2993 | 19017.2387 | 18767.7128 | 17990.2258 | 16586.0594 | 15149.3766 | 399.0167 | 20674.4594 | 6 | 2014
2014-06-08 | 14862.5257 | 14037.6328 | 13468.6251 | 13134.033 | 12992.768 | 12823.6833 | 12980.3884 | 14342.8005 | 15875.4888 | 17126.1988 | 18210.5769 | 19155.5121 | 20084.0257 | 20991.3271 | 21716.7816 | 22256.6632 | 22499.13 | 22248.1589 | 21385.3136 | 20314.7232 | 19872.3967 | 18963.5359 | 17448.2298 | 15906.0245 | 422.6965 | 22499.13 | 6 | 2014
2014-06-09 | 14908.3581 | 14181.5543 | 13704.2038 | 13531.1657 | 13784.1763 | 14523.8713 | 15507.5167 | 16479.9242 | 17354.5546 | 18311.007 | 19319.0965 | 20178.266 | 21038.7502 | 21813.3856 | 22374.9896 | 22786.4279 | 22907.5543 | 22614.1457 | 21844.4578 | 20830.288 | 20443.4694 | 19371.022 | 17716.3486 | 16102.7191 | 441.6273 | 22907.5543 | 6 | 2014
2014-06-10 | 15511.5282 | 14716.9266 | 14185.7216 | 13963.99 | 14157.0131 | 14833.9357 | 15797.1427 | 16837.0582 | 17853.2259 | 18990.5654 | 20297.5609 | 21463.0916 | 22467.5842 | 23351.3194 | 23963.1201 | 24385.6307 | 24480.0672 | 24122.0308 | 23246.145 | 22120.7503 | 21653.2766 | 20380.3249 | 18525.1499 | 16827.5032 | 464.1307 | 24480.0672 | 6 | 2014
2014-06-11 | 15744.8472 | 14923.6521 | 14371.0205 | 14130.9127 | 14307.9166 | 14969.0227 | 15927.9533 | 16999.0354 | 18076.1599 | 19289.4464 | 20759.5515 | 22012.526 | 23084.8144 | 24016.116 | 24652.5209 | 25078.5997 | 25160.3263 | 24772.7577 | 23847.1982 | 22668.5644 | 22156.8687 | 20836.8062 | 18858.7721 | 17123.1821 | 473.7686 | 25160.3263 | 6 | 2014
2014-06-12 | 15976.0429 | 15136.0303 | 14567.9465 | 14314.5325 | 14480.4509 | 15130.2343 | 16086.2693 | 17184.8433 | 18308.1362 | 19578.161 | 21179.9903 | 22485.529 | 23589.2644 | 24533.1045 | 25165.0873 | 25575.7903 | 25638.4825 | 25232.7485 | 24289.319 | 23084.6769 | 22554.7791 | 21211.5217 | 19142.816 | 17385.6943 | 481.8315 | 25638.4825 | 6 | 2014
2014-06-13 | 16150.6934 | 15289.9554 | 14701.1044 | 14434.7577 | 14599.2912 | 15256.9885 | 16213.5614 | 17347.5766 | 18529.5293 | 19883.2129 | 21605.2196 | 22999.0719 | 24183.4597 | 25187.8595 | 25860.027 | 26277.2635 | 26327.4353 | 25884.2137 | 24868.5775 | 23587.7697 | 22981.2137 | 21575.9718 | 19399.7549 | 17601.6297 | 490.7461 | 26327.4353 | 6 | 2014
2014-06-14 | 15625.1086 | 14730.7829 | 14105.1104 | 13721.8624 | 13539.4633 | 13329.2875 | 13476.087 | 14932.3122 | 16631.2772 | 18087.2927 | 19377.8644 | 20655.5797 | 21854.3611 | 22836.7486 | 23575.7294 | 24083.4453 | 24269.8372 | 23948.4748 | 22996.1973 | 21814.1082 | 21285.9795 | 20093.2435 | 18431.9525 | 16803.0117 | 450.2051 | 24269.8372 | 6 | 2014
2014-06-15 | 14783.4206 | 13995.2999 | 13454.7483 | 13144.5049 | 13026.547 | 12879.9336 | 13045.0719 | 14384.0368 | 15843.7895 | 17000.6502 | 17971.7913 | 18789.5914 | 19520.841 | 20247.0879 | 20857.9985 | 21327.134 | 21551.065 | 21351.7916 | 20621.6274 | 19669.8602 | 19407.2573 | 18605.4412 | 17166.481 | 15696.31 | 414.3423 | 21551.065 | 6 | 2014
2014-06-16 | 15316.522 | 14542.7461 | 14028.0193 | 13822.2919 | 14045.9336 | 14752.8553 | 15719.8153 | 16748.682 | 17730.0375 | 18819.9127 | 20009.5776 | 21126.9522 | 22108.817 | 22969.5729 | 23576.3441 | 23994.5415 | 24089.877 | 23740.5726 | 22880.6144 | 21767.5864 | 21308.7655 | 20059.2495 | 18290.0968 | 16609.2219 | 458.0586 | 24089.877 | 6 | 2014
2014-06-17 | 15106.8401 | 14366.0025 | 13877.9671 | 13692.9989 | 13918.3199 | 14625.5247 | 15594.5683 | 16577.5472 | 17473.3101 | 18459.9716 | 19498.9252 | 20432.2881 | 21283.1715 | 22049.6015 | 22589.6564 | 22986.6071 | 23095.2893 | 22798.5772 | 22040.152 | 21032.8859 | 20670.3072 | 19556.9541 | 17895.2195 | 16279.703 | 445.9024 | 23095.2893 | 6 | 2014
2014-06-18 | 15483.7971 | 14721.9074 | 14215.6348 | 14015.475 | 14229.8475 | 14928.7559 | 15903.467 | 16925.2878 | 17878.8582 | 18934.8783 | 20107.0174 | 21128.1283 | 21984.0009 | 22725.8568 | 23221.5039 | 23569.7954 | 23642.9578 | 23334.2058 | 22588.1413 | 21576.5763 | 21210.5136 | 20032.3575 | 18310.895 | 16680.7195 | 457.3506 | 23642.9578 | 6 | 2014
2014-06-19 | 15489.5243 | 14683.8946 | 14144.8877 | 13915.7707 | 14100.3882 | 14764.9759 | 15714.8534 | 16760.0743 | 17795.1215 | 18957.8941 | 20299.6452 | 21518.8294 | 22581.9281 | 23524.3789 | 24186.1098 | 24641.5018 | 24743.8175 | 24364.197 | 23434.8064 | 22261.2593 | 21760.4779 | 20455.5575 | 18561.5936 | 16838.773 | 465.5003 | 24743.8175 | 6 | 2014
2014-06-20 | 16116.1261 | 15290.1549 | 14727.6697 | 14484.3588 | 14671.9266 | 15354.661 | 16326.5775 | 17440.3478 | 18555.7982 | 19811.1233 | 21401.4215 | 22642.3167 | 23669.8011 | 24524.748 | 25075.0094 | 25414.9542 | 25444.6399 | 25054.8115 | 24176.3337 | 23017.0208 | 22514.8766 | 21208.0051 | 19172.684 | 17445.8271 | 483.5412 | 25444.6399 | 6 | 2014
2014-06-21 | 16078.513 | 15194.1225 | 14573.017 | 14194.7403 | 14022.8519 | 13828.8796 | 13999.7482 | 15484.738 | 17187.5401 | 18640.9766 | 19911.3861 | 21178.403 | 22215.1929 | 23005.1141 | 23555.4077 | 23916.8314 | 24035.1017 | 23755.487 | 22966.5978 | 21909.4639 | 21488.7434 | 20385.5984 | 18729.3526 | 17157.8557 | 457.4157 | 24035.1017 | 6 | 2014
2014-06-22 | 15811.7698 | 14963.453 | 14371.2304 | 14017.6326 | 13867.5765 | 13694.569 | 13870.5989 | 15317.5454 | 16939.8831 | 18292.5107 | 19437.4089 | 20495.1396 | 21427.5785 | 22137.148 | 22637.6662 | 22980.7264 | 23108.3614 | 22870.5744 | 22161.952 | 21185.482 | 20835.1575 | 19803.9277 | 18311.8816 | 16795.864 | 445.3356 | 23108.3614 | 6 | 2014
2014-06-23 | 17145.7271 | 16271.2141 | 15669.0511 | 15390.5441 | 15562.0251 | 16229.8054 | 17225.0814 | 18441.6852 | 19700.9208 | 21419.9647 | 23178.1845 | 24491.1336 | 25490.4387 | 26225.379 | 26611.2087 | 26789.7604 | 26711.7633 | 26306.3454 | 25512.3656 | 24383.7681 | 23912.4427 | 22607.7048 | 20399.2139 | 18550.2112 | 514.2259 | 26789.7604 | 6 | 2014
2014-06-24 | 17201.7964 | 16266.3583 | 15618.9595 | 15298.2218 | 15409.8138 | 16009.7964 | 16965.7993 | 18205.4112 | 19566.492 | 21438.505 | 23415.1082 | 24978.8407 | 26227.6821 | 27216.7212 | 27808.0174 | 28127.2796 | 28091.6275 | 27601.6705 | 26583.9544 | 25263.4101 | 24640.7875 | 23180.6535 | 20820.7879 | 18779.964 | 524.7177 | 28127.2796 | 6 | 2014
2014-06-25 | 17590.4468 | 16638.5203 | 15976.2183 | 15643.2691 | 15747.1281 | 16342.6653 | 17307.5054 | 18584.4236 | 20051.3274 | 22034.6872 | 24067.6597 | 25650.5948 | 26879.6916 | 27819.2485 | 28344.7237 | 28600.8606 | 28525.0193 | 28031.1418 | 27048.2184 | 25742.6957 | 25132.6608 | 23675.123 | 21308.7389 | 19175.1626 | 535.9177 | 28600.8606 | 6 | 2014
2014-06-26 | 16792.3461 | 15904.2779 | 15295.0049 | 15006.9794 | 15147.1615 | 15775.4526 | 16739.3624 | 17923.9119 | 19176.7182 | 20798.4238 | 22601.4127 | 24008.5018 | 25135.023 | 26037.3423 | 26582.7676 | 26894.0262 | 26880.1991 | 26443.2096 | 25515.6296 | 24291.1292 | 23748.2866 | 22372.8714 | 20101.2013 | 18258.6243 | 507.4299 | 26894.0262 | 6 | 2014
2014-06-27 | 16566.1003 | 15699.1498 | 15102.8993 | 14831.0498 | 14995.0939 | 15657.0261 | 16629.5937 | 17797.489 | 19011.6138 | 20515.8775 | 22254.6849 | 23617.1741 | 24726.0184 | 25624.7143 | 26182.7049 | 26504.1298 | 26503.5421 | 26074.7065 | 25144.4862 | 23922.2861 | 23364.5751 | 21995.3731 | 19762.2219 | 17984.1 | 500.4666 | 26504.1298 | 6 | 2014
2014-06-28 | 16603.8628 | 15670.6026 | 15009.3336 | 14597.0455 | 14396.936 | 14177.6038 | 14348.1442 | 15896.9594 | 17716.8274 | 19314.6471 | 20910.9501 | 22324.6233 | 23461.3312 | 24307.1242 | 24870.4037 | 25212.7194 | 25296.131 | 24969.1094 | 24115.3926 | 22980.7859 | 22492.3861 | 21313.7344 | 19422.7249 | 17789.197 | 477.1986 | 25296.131 | 6 | 2014
2014-06-29 | 16257.6195 | 15298.6463 | 14620.4532 | 14192.3145 | 13971.5621 | 13724.3725 | 13863.8522 | 15400.6564 | 17251.0503 | 18894.8281 | 20499.5912 | 22079.8741 | 23426.9241 | 24503.7997 | 25280.8859 | 25779.7833 | 25926.6279 | 25537.3266 | 24481.8551 | 23183.2035 | 22558.2838 | 21259.5388 | 19294.4727 | 17578.5184 | 474.866 | 25926.6279 | 6 | 2014
2014-06-30 | 16743.1967 | 15840.7421 | 15220.0667 | 14924.5865 | 15074.0909 | 15714.1883 | 16680.4385 | 17880.9197 | 19172.5194 | 20831.9911 | 22703.0406 | 24200.462 | 25434.5718 | 26428.5782 | 27055.2131 | 27411.355 | 27408.3448 | 26936.0328 | 25916.7273 | 24607.3905 | 23978.9008 | 22537.1869 | 20212.3749 | 18306.6723 | 511.2196 | 27411.355 | 6 | 2014
2014-07-01 | 15144.8977 | 14504.2549 | 14081.2217 | 13913.6839 | 14134.0548 | 14834.3374 | 15556.5386 | 16290.6992 | 16967.7494 | 17725.3519 | 18522.4062 | 19127.9627 | 19686.5925 | 20365.403 | 20943.1561 | 21403.2072 | 21536.3507 | 21249.5926 | 20537.2133 | 19685.8171 | 19552.892 | 18741.6997 | 17345.4391 | 15965.1228 | 427.8156 | 21536.3507 | 7 | 2014
2014-07-02 | 15415.7784 | 14730.9906 | 14273.2278 | 14075.7037 | 14268.672 | 14941.7376 | 15654.3582 | 16430.8617 | 17203.3454 | 18081.3093 | 19011.689 | 19749.2147 | 20628.2095 | 21522.9958 | 22191.0423 | 22693.4823 | 22821.5105 | 22472.4154 | 21631.1788 | 20561.6278 | 20212.873 | 19282.6206 | 17810.3146 | 16358.0888 | 442.0232 | 22821.5105 | 7 | 2014
2014-07-03 | 16312.721 | 15542.1823 | 15014.7705 | 14757.6092 | 14900.0627 | 15525.5455 | 16231.6257 | 17118.7244 | 18094.5529 | 19223.8023 | 20530.7028 | 21892.925 | 23076.4885 | 24091.777 | 24794.6598 | 25265.5357 | 25324.848 | 24877.253 | 23898.64 | 22666.6185 | 22182.9896 | 20744.479 | 18998.1219 | 17435.9326 | 478.5026 | 25324.848 | 7 | 2014
2014-07-04 | 15736.9065 | 14848.6461 | 14190.8979 | 13765.8292 | 13613.3973 | 13572.0813 | 13681.9585 | 14923.5835 | 16666.6356 | 18477.4358 | 20102.9106 | 21778.5004 | 22898.1306 | 23708.5313 | 24264.3444 | 24622.5957 | 24574.9966 | 24058.2362 | 23027.2573 | 21856.6238 | 21497.5065 | 20332.5966 | 18896.6011 | 17463.0055 | 458.5592 | 24622.5957 | 7 | 2014
2014-07-05 | 15924.5818 | 15128.68 | 14566.9103 | 14206.4237 | 14044.6411 | 13892.0474 | 13859.1123 | 15061.7065 | 16524.9962 | 17764.3806 | 18829.1512 | 19749.648 | 20768.1576 | 21715.4187 | 22446.1696 | 22968.9762 | 23151.097 | 22836.6435 | 21950.5296 | 20836.9288 | 20432.1016 | 19499.296 | 18150.3977 | 16755.3928 | 441.0634 | 23151.097 | 7 | 2014
2014-07-06 | 15494.5589 | 14739.9895 | 14211.6387 | 13879.9659 | 13742.8745 | 13614.7412 | 13587.8445 | 14736.7726 | 16102.3948 | 17220.9337 | 18163.1023 | 18980.464 | 19721.2827 | 20484.6017 | 21197.5424 | 21735.0689 | 21951.3324 | 21685.7546 | 20867.0897 | 19882.702 | 19663.4821 | 18876.1533 | 17583.5384 | 16241.6945 | 424.3655 | 21951.3324 | 7 | 2014
2014-07-07 | 15972.8786 | 15230.4874 | 14725.279 | 14490.027 | 14669.3552 | 15335.9657 | 16057.6496 | 16917.2015 | 17839.2082 | 18897.472 | 20009.4115 | 21234.9708 | 22392.62 | 23396.3827 | 24116.5175 | 24608.7778 | 24693.3413 | 24266.1656 | 23298.7279 | 22087.1392 | 21600.7451 | 20190.6205 | 18627.7723 | 17085.6727 | 467.7444 | 24693.3413 | 7 | 2014
2014-07-08 | 17849.5662 | 16974.3629 | 16358.4662 | 16027.3376 | 16113.404 | 16696.4237 | 17426.4522 | 18478.9972 | 19725.9045 | 21598.6605 | 23686.7164 | 25337.9826 | 26644.7143 | 27642.3325 | 28219.2489 | 28517.1315 | 28431.1452 | 27898.1049 | 26889.7638 | 25564.6706 | 24989.7075 | 23426.2105 | 21037.218 | 19150.6684 | 534.6852 | 28517.1315 | 7 | 2014
2014-07-09 | 18019.3319 | 17123.0229 | 16490.3212 | 16144.685 | 16217.859 | 16788.0463 | 17514.0629 | 18590.0709 | 19884.4939 | 21901.6651 | 24077.963 | 25810.6625 | 27182.9804 | 28229.127 | 28833.9885 | 29139.7124 | 29044.5319 | 28483.8092 | 27425.9836 | 26049.425 | 25431.7063 | 23823.427 | 21388.3382 | 19371.6737 | 542.9669 | 29139.7124 | 7 | 2014
2014-07-10 | 17369.6099 | 16515.0223 | 15917.4826 | 15601.6528 | 15697.8051 | 16287.9287 | 17009.8565 | 18015.8088 | 19200.9311 | 20764.1608 | 22771.8557 | 24394.9363 | 25728.309 | 26794.4633 | 27463.2628 | 27849.8542 | 27821.765 | 27295.824 | 26239.8036 | 24895.7222 | 24301.2433 | 22733.0519 | 20353.2557 | 18665.8476 | 519.6895 | 27849.8542 | 7 | 2014
2014-07-11 | 17016.6794 | 16196.7334 | 15623.2133 | 15333.1088 | 15462.2584 | 16094.7116 | 16827.066 | 17800.762 | 18916.4259 | 20212.5995 | 22086.1607 | 23609.8407 | 24886.7351 | 25925.3893 | 26598.412 | 26998.9068 | 26995.2713 | 26495.4192 | 25462.7647 | 24150.9189 | 23565.7502 | 22031.5182 | 19856.0431 | 18234.1896 | 506.3809 | 26998.9068 | 7 | 2014
2014-07-12 | 16320.4351 | 15492.6481 | 14903.7461 | 14521.332 | 14343.2597 | 14183.19 | 14167.4222 | 15412.5607 | 16955.9445 | 18292.7469 | 19450.6953 | 20568.1396 | 21790.6649 | 22757.8962 | 23477.068 | 23970.3304 | 24125.6892 | 23786.2691 | 22871.3723 | 21720.009 | 21262.3499 | 20054.1152 | 18664.3112 | 17233.2467 | 456.3254 | 24125.6892 | 7 | 2014
2014-07-13 | 14835.0363 | 14136.7607 | 13653.9162 | 13362.0113 | 13259.0553 | 13167.9774 | 13155.9301 | 14224.402 | 15454.1762 | 16405.1785 | 17181.0749 | 17866.1422 | 18524.2851 | 19111.4215 | 19617.5872 | 20058.8557 | 20337.7838 | 20138.3147 | 19557.8636 | 18893.0162 | 18719.3779 | 17990.5889 | 16767.2864 | 15491.8416 | 401.9099 | 20337.7838 | 7 | 2014
2014-07-14 | 15587.199 | 14888.0824 | 14416.7575 | 14211.8339 | 14419.1899 | 15120.1319 | 15864.9337 | 16670.4352 | 17494.5364 | 18430.1914 | 19412.5046 | 20242.3794 | 21275.0739 | 22191.4757 | 22867.74 | 23356.7051 | 23474.035 | 23108.5386 | 22234.1493 | 21128.2433 | 20708.1003 | 19604.8983 | 18104.2335 | 16622.8263 | 451.4342 | 23474.035 | 7 | 2014
2014-07-15 | 16515.5434 | 15727.8783 | 15185.0294 | 14916.6386 | 15052.4366 | 15683.6809 | 16417.3418 | 17322.9871 | 18342.9161 | 19525.1362 | 21019.7855 | 22435.5272 | 23651.2081 | 24678.8503 | 25378.2728 | 25837.7194 | 25893.4304 | 25440.1851 | 24446.6471 | 23201.8736 | 22671.8022 | 21190.4448 | 19292.5283 | 17710.0058 | 487.5379 | 25893.4304 | 7 | 2014
2014-07-16 | 16724.9852 | 15925.7983 | 15372.8655 | 15096.24 | 15226.3735 | 15854.6535 | 16594.4014 | 17520.9301 | 18572.8296 | 19793.2487 | 21439.6118 | 22880.4605 | 24097.919 | 25108.5537 | 25778.737 | 26206.9349 | 26241.3244 | 25782.0833 | 24797.9387 | 23552.7843 | 23018.8654 | 21528.8424 | 19526.078 | 17935.8693 | 494.5783 | 26241.3244 | 7 | 2014
2014-07-17 | 16821.4571 | 16010.5418 | 15448.1194 | 15163.5009 | 15286.8114 | 15909.4817 | 16649.8778 | 17589.0734 | 18667.7145 | 19921.4086 | 21666.6879 | 23152.2505 | 24405.3106 | 25441.8282 | 26126.588 | 26558.7027 | 26589.0308 | 26115.793 | 25105.3289 | 23833.4921 | 23273.8194 | 21757.6085 | 19671.7302 | 18064.358 | 499.2305 | 26589.0308 | 7 | 2014
2014-07-18 | 16811.8326 | 16034.3821 | 15492.6959 | 15231.9518 | 15390.8696 | 16063.9667 | 16833.0679 | 17765.3845 | 18794.0302 | 19978.5003 | 21581.3071 | 22917.0412 | 24020.4166 | 24908.319 | 25471.9099 | 25816.3889 | 25821.5004 | 25396.5625 | 24509.8241 | 23343.921 | 22851.3591 | 21414.7443 | 19487.1256 | 17938.73 | 493.8758 | 25821.5004 | 7 | 2014
2014-07-19 | 16953.1186 | 16114.4997 | 15512.4034 | 15121.2492 | 14943.728 | 14799.3855 | 14826.6962 | 16120.3729 | 17716.8598 | 19111.4998 | 20329.3211 | 21697.4723 | 22794.148 | 23582.3564 | 24107.6477 | 24439.4263 | 24517.0889 | 24208.9479 | 23439.9779 | 22395.0361 | 22000.9382 | 20787.2621 | 19250.7429 | 17847.1615 | 472.6173 | 24517.0889 | 7 | 2014
2014-07-20 | 17143.6709 | 16269.4576 | 15639.3796 | 15224.2314 | 15024.7489 | 14859.6088 | 14881.1974 | 16206.3314 | 17878.6588 | 19369.2052 | 20836.9486 | 22357.7715 | 23592.3214 | 24497.213 | 25105.7209 | 25480.4593 | 25559.8503 | 25201.0513 | 24320.2462 | 23169.8326 | 22680.8895 | 21374.1771 | 19608.2078 | 18144.3843 | 484.4256 | 25559.8503 | 7 | 2014
2014-07-21 | 18161.8735 | 17283.2982 | 16660.5 | 16329.0406 | 16439.5385 | 17068.0284 | 17854.2169 | 18938.339 | 20224.4969 | 22316.9898 | 24426.798 | 26062.2509 | 27323.3584 | 28231.4785 | 28714.5445 | 28925.6282 | 28804.5364 | 28289.8796 | 27346.5507 | 26069.1079 | 25478.3052 | 23912.2251 | 21531.1482 | 19514.8327 | 545.907 | 28925.6282 | 7 | 2014
2014-07-22 | 16002.3368 | 15270.5809 | 14771.573 | 14542.4343 | 14714.3887 | 15390.0259 | 16153.5407 | 16988.1242 | 17880.879 | 18904.0172 | 19970.8804 | 21131.4367 | 22189.9442 | 23110.1677 | 23758.5442 | 24218.3541 | 24318.9969 | 23944.7413 | 23066.9622 | 21955.725 | 21507.856 | 20141.1775 | 18605.3274 | 17100.0167 | 465.638 | 24318.9969 | 7 | 2014
2014-07-23 | 16299.4448 | 15548.4118 | 15032.9778 | 14790.1888 | 14951.9692 | 15620.4828 | 16389.8015 | 17255.753 | 18199.1938 | 19283.5713 | 20529.4528 | 21789.2684 | 22866.3331 | 23778.0244 | 24397.825 | 24821.5273 | 24893.643 | 24504.925 | 23626.1273 | 22501.2893 | 22038.6024 | 20632.0949 | 18951.4626 | 17429.0446 | 476.1314 | 24893.643 | 7 | 2014
2014-07-24 | 16566.3642 | 15792.1885 | 15257.5189 | 14998.7038 | 15147.7189 | 15806.8857 | 16581.1641 | 17477.737 | 18477.7538 | 19631.4718 | 21108.9748 | 22444.4535 | 23569.6008 | 24504.0291 | 25123.508 | 25531.5101 | 25584.0609 | 25172.9201 | 24265.7303 | 23105.5099 | 22606.2919 | 21159.4763 | 19299.3223 | 17749.1623 | 486.9621 | 25584.0609 | 7 | 2014
2014-07-25 | 17705.1328 | 16844.853 | 16234.6168 | 15916.7859 | 16029.7285 | 16669.2511 | 17455.5197 | 18492.4173 | 19720.6661 | 21515.231 | 23554.1462 | 25170.7012 | 26463.929 | 27455.9079 | 28041.7862 | 28349.2363 | 28294.8649 | 27786.5385 | 26779.5637 | 25474.277 | 24837.3265 | 23245.839 | 20864.3867 | 19033.815 | 531.9365 | 28349.2363 | 7 | 2014
2014-07-26 | 17201.2172 | 16320.9415 | 15685.0193 | 15266.207 | 15065.3545 | 14907.0424 | 14947.3323 | 16276.1523 | 17964.1826 | 19473.3648 | 21006.4089 | 22547.8628 | 23797.1215 | 24710.6375 | 25322.841 | 25698.6302 | 25783.6461 | 25426.1854 | 24537.5293 | 23384.3663 | 22868.027 | 21538.417 | 19714.513 | 18242.2597 | 487.6853 | 25783.6461 | 7 | 2014
2014-07-27 | 17286.9562 | 16396.6633 | 15752.4569 | 15326.8939 | 15120.6129 | 14959.2727 | 15003.456 | 16342.7352 | 18054.0363 | 19591.9879 | 21212.9644 | 22791.8441 | 24070.2825 | 25004.3301 | 25627.5508 | 26005.9056 | 26088.5175 | 25720.7514 | 24811.243 | 23637.6891 | 23097.2363 | 21743.9004 | 19845.9615 | 18359.2859 | 491.8525 | 26088.5175 | 7 | 2014
2014-07-28 | 17115.5704 | 16304.2711 | 15737.1506 | 15454.3118 | 15604.2536 | 16275.8137 | 17075.99 | 18043.3426 | 19155.0287 | 20530.3171 | 22367.3971 | 23824.471 | 25020.7042 | 25958.3973 | 26542.9897 | 26885.6201 | 26882.6311 | 26433.3323 | 25497.2044 | 24283.0552 | 23712.2963 | 22199.0921 | 20003.4443 | 18406.1291 | 509.3128 | 26885.6201 | 7 | 2014
2014-07-29 | 17122.006 | 16288.286 | 15704.7389 | 15405.27 | 15520.8573 | 16155.8275 | 16941.8397 | 17906.5576 | 19046.0554 | 20466.9327 | 22386.3105 | 23937.6295 | 25224.0233 | 26264.9201 | 26933.1127 | 27341.2487 | 27365.8477 | 26890.4772 | 25870.9123 | 24592.8121 | 23970.5845 | 22397.5137 | 20098.1121 | 18466.0328 | 512.2979 | 27365.8477 | 7 | 2014
2014-07-30 | 18383.0469 | 17468.7299 | 16816.6794 | 16459.9099 | 16532.4273 | 17134.8118 | 17939.9203 | 19038.3283 | 20482.2161 | 22698.6476 | 24943.1786 | 26704.5472 | 28063.5712 | 29062.4692 | 29604.3417 | 29855.2835 | 29754.7706 | 29217.493 | 28198.3163 | 26864.4565 | 26189.0284 | 24533.0263 | 22069.0335 | 19849.7112 | 557.8639 | 29855.2835 | 7 | 2014
2014-07-31 | 18108.5801 | 17206.1097 | 16564.5407 | 16216.5904 | 16295.0526 | 16902.1758 | 17703.8736 | 18775.381 | 20091.8882 | 22224.0268 | 24422.3061 | 26167.1791 | 27541.029 | 28578.6911 | 29172.7956 | 29474.3947 | 29407.5327 | 28874.9533 | 27829.0111 | 26485.1515 | 25797.7406 | 24138.5506 | 21679.7607 | 19573.8999 | 549.2312 | 29474.3947 | 7 | 2014
2014-08-01 | 17865.506 | 17005.6306 | 16413.0483 | 16127.1874 | 16308.0265 | 17211.7575 | 18037.016 | 18847.7389 | 19998.9206 | 21622.2383 | 23593.5267 | 25217.4674 | 26568.455 | 27601.2632 | 28218.5177 | 28521.4909 | 28448.7085 | 27850.3273 | 26732.5003 | 25681.7193 | 25084.5504 | 23163.5175 | 20774.01 | 19027.5669 | 535.9207 | 28521.4909 | 8 | 2014
2014-08-02 | 17930.5218 | 17002.6491 | 16343.6108 | 15917.285 | 15737.1963 | 15770.9222 | 15808.6503 | 16998.4538 | 18755.286 | 20434.2086 | 22297.6427 | 23979.5646 | 25362.1364 | 26342.846 | 26964.9158 | 27287.6401 | 27300.1467 | 26804.7798 | 25762.7947 | 24800.0708 | 24266.2018 | 22532.0701 | 20481.0475 | 18874.9063 | 513.7555 | 27300.1467 | 8 | 2014
2014-08-03 | 17763.7601 | 16847.7728 | 16198.4075 | 15780.6599 | 15607.8638 | 15650.4026 | 15692.9711 | 16863.1571 | 18590.1613 | 20232.5276 | 22002.2117 | 23653.0628 | 25020.5035 | 25999.6578 | 26631.5011 | 26970.1546 | 26999.5579 | 26516.2443 | 25480.7014 | 24532.389 | 24003.6448 | 22279.5976 | 20291.0045 | 18696.709 | 508.3046 | 26999.5579 | 8 | 2014
2014-08-04 | 18557.787 | 17645.7324 | 17012.3941 | 16690.4472 | 16851.2814 | 17737.6316 | 18583.1545 | 19470.7754 | 20756.8575 | 22774.488 | 24936.4542 | 26699.0836 | 28124.5223 | 29161.8918 | 29738.9803 | 29979.3037 | 29851.0925 | 29216.4202 | 28079.2357 | 26985.1586 | 26340.0842 | 24357.7019 | 21885.9461 | 19871.4687 | 561.3079 | 29979.3037 | 8 | 2014
2014-08-05 | 17938.732 | 17067.9265 | 16469.7303 | 16175.3786 | 16339.7911 | 17226.0706 | 18064.6352 | 18870.2827 | 20035.0996 | 21714.6186 | 23713.3859 | 25356.1617 | 26712.7575 | 27748.9481 | 28363.7048 | 28673.6928 | 28611.5734 | 28022.4593 | 26914.0674 | 25880.7275 | 25287.9995 | 23358.6524 | 20946.5076 | 19165.9702 | 538.6589 | 28673.6928 | 8 | 2014
2014-08-06 | 17494.2556 | 16655.173 | 16083.2771 | 15811.5496 | 15994.289 | 16898.8742 | 17740.5361 | 18495.743 | 19580.1574 | 21023.9904 | 22906.7413 | 24467.0905 | 25783.8582 | 26816.6256 | 27457.7076 | 27809.3673 | 27787.9117 | 27227.0628 | 26134.3767 | 25135.0682 | 24563.7259 | 22666.5243 | 20398.42 | 18677.322 | 523.6096 | 27809.3673 | 8 | 2014
2014-08-07 | 16147.6232 | 15427.1702 | 14952.3349 | 14763.712 | 15015.9528 | 15987.3429 | 16839.277 | 17432.185 | 18230.2564 | 19250.4322 | 20401.1385 | 21549.9041 | 22637.1911 | 23554.2321 | 24187.2605 | 24607.2274 | 24687.9622 | 24245.3763 | 23295.4585 | 22479.4625 | 22053.4908 | 20409.1047 | 18678.6163 | 17101.6977 | 473.9344 | 24687.9622 | 8 | 2014
2014-08-08 | 16640.2794 | 15857.3101 | 15328.4227 | 15098.4819 | 15324.8688 | 16280.9375 | 17127.8539 | 17801.3958 | 18752.08 | 19960.3376 | 21452.2028 | 22896.7246 | 24187.8696 | 25259.2733 | 25989.5791 | 26435.4724 | 26490.5934 | 25960.2733 | 24843.467 | 23855.2162 | 23268.8344 | 21395.0132 | 19425.2271 | 17743.7652 | 497.3755 | 26490.5934 | 8 | 2014
2014-08-09 | 17048.2162 | 16189.2712 | 15585.7083 | 15208.8787 | 15071.9833 | 15159.3106 | 15230.2873 | 16312.346 | 17900.5083 | 19371.5737 | 20723.7491 | 22205.9885 | 23478.7627 | 24422.2671 | 25072.1426 | 25464.1005 | 25563.6342 | 25143.7583 | 24162.6494 | 23301.1245 | 22810.2832 | 21145.3211 | 19447.4226 | 17916.7507 | 483.936 | 25563.6342 | 8 | 2014
2014-08-10 | 17305.0781 | 16414.8179 | 15785.9179 | 15387.6855 | 15232.4205 | 15303.9064 | 15374.9874 | 16491.2026 | 18150.6749 | 19710.5643 | 21256.6074 | 22853.1856 | 24211.535 | 25217.5301 | 25902.7083 | 26304.1564 | 26393.3654 | 25939.3076 | 24894.6511 | 23968.331 | 23416.818 | 21689.7409 | 19834.0129 | 18257.3188 | 495.2965 | 26393.3654 | 8 | 2014
2014-08-11 | 16347.7894 | 15580.9256 | 15068.5626 | 14851.0623 | 15095.5094 | 16067.807 | 16930.5817 | 17572.2371 | 18482.5477 | 19639.654 | 20996.9127 | 22407.3972 | 23695.2288 | 24774.0249 | 25530.7985 | 26010.7483 | 26097.4582 | 25586.0946 | 24474.3917 | 23505.944 | 22920.5194 | 21055.9041 | 19170.079 | 17498.0687 | 489.3602 | 26097.4582 | 8 | 2014
2014-08-12 | 16146.7207 | 15455.1644 | 15000.7079 | 14831.8386 | 15106.5285 | 16113.1513 | 17005.1641 | 17578.4265 | 18324.8474 | 19276.128 | 20336.3076 | 21334.9021 | 22279.9528 | 23058.4066 | 23577.2824 | 23925.8086 | 23996.9217 | 23611.7528 | 22790.2929 | 22095.0759 | 21742.2646 | 20218.33 | 18548.3342 | 17032.4886 | 469.3868 | 23996.9217 | 8 | 2014
2014-08-13 | 15887.7609 | 15219.5346 | 14783.8928 | 14631.477 | 14920.4382 | 15942.8452 | 16841.8961 | 17382.7712 | 18073.5663 | 18956.0379 | 19946.9834 | 20778.2474 | 21676.3023 | 22429.6045 | 22944.6849 | 23305.3611 | 23397.8699 | 23038.2108 | 22247.2406 | 21591.4501 | 21264.5524 | 19861.3607 | 18221.3207 | 16734.2529 | 460.0777 | 23397.8699 | 8 | 2014
2014-08-14 | 16726.7547 | 15965.4072 | 15454.4993 | 15237.8677 | 15471.5295 | 16442.2969 | 17333.5491 | 17983.75 | 18889.3612 | 20038.8848 | 21475.7376 | 22785.2701 | 23919.1767 | 24834.5222 | 25429.5636 | 25797.0735 | 25843.5547 | 25382.1221 | 24420.8909 | 23582.1672 | 23096.4504 | 21306.8765 | 19414.0151 | 17796.2201 | 494.6275 | 25843.5547 | 8 | 2014
2014-08-15 | 17110.6255 | 16319.4281 | 15779.5394 | 15543.5516 | 15772.6701 | 16751.4077 | 17651.1857 | 18356.9477 | 19349.2046 | 20602.1643 | 22277.8515 | 23689.407 | 24896.2329 | 25847.4782 | 26448.5954 | 26788.9596 | 26801.7593 | 26300.3163 | 25283.2875 | 24374.7972 | 23813.9016 | 21959.7794 | 19891.3683 | 18229.711 | 509.8402 | 26801.7593 | 8 | 2014
2014-08-16 | 16562.5014 | 15736.4844 | 15158.9339 | 14806.471 | 14691.7769 | 14813.1186 | 14915.4496 | 15937.7857 | 17443.7225 | 18813.505 | 20068.8198 | 21304.2898 | 22539.899 | 23485.1405 | 24169.2836 | 24613.1728 | 24771.1471 | 24390.8631 | 23424.2904 | 22606.7358 | 22111.4023 | 20516.0724 | 18928.6696 | 17428.7314 | 469.2383 | 24771.1471 | 8 | 2014
2014-08-17 | 16520.5129 | 15676.8052 | 15086.0538 | 14722.1971 | 14595.7377 | 14705.3817 | 14801.5282 | 15828.8842 | 17366.0252 | 18777.1521 | 20087.8872 | 21415.0652 | 22747.2891 | 23789.5317 | 24557.0909 | 25057.7629 | 25236.379 | 24826.5247 | 23773.0383 | 22882.3938 | 22319.424 | 20633.8382 | 19003.1295 | 17462.1988 | 471.8718 | 25236.379 | 8 | 2014
2014-08-18 | 17060.255 | 16248.5058 | 15696.2117 | 15447.6174 | 15671.9636 | 16643.4311 | 17549.5226 | 18260.3803 | 19292.2536 | 20594.8155 | 22351.2384 | 23863.449 | 25182.806 | 26234.6372 | 26923.7661 | 27324.8629 | 27362.0461 | 26833.2477 | 25729.6677 | 24750.1428 | 24114.6935 | 22192.8675 | 20033.0099 | 18322.3135 | 513.6837 | 27362.0461 | 8 | 2014
2014-08-19 | 18303.6887 | 17405.7841 | 16781.3206 | 16469.8485 | 16627.6166 | 17539.7803 | 18453.8233 | 19286.4796 | 20525.8178 | 22437.1512 | 24532.4649 | 26243.0719 | 27631.7709 | 28668.3029 | 29261.9872 | 29545.8122 | 29485.7604 | 28903.1596 | 27790.568 | 26761.6567 | 26087.3497 | 24087.3903 | 21623.9532 | 19679.1653 | 554.1337 | 29545.8122 | 8 | 2014
2014-08-20 | 17249.7784 | 16421.0654 | 15854.8705 | 15592.8368 | 15789.0086 | 16735.5423 | 17645.3925 | 18363.1343 | 19422.3281 | 20786.0272 | 22629.9702 | 24173.6111 | 25497.82 | 26555.5046 | 27235.6282 | 27632.9982 | 27669.9986 | 27141.1625 | 26038.4321 | 25063.5172 | 24427.0723 | 22489.609 | 20249.7819 | 18530.4264 | 519.1955 | 27669.9986 | 8 | 2014
2014-08-21 | 17616.3887 | 16773.6602 | 16194.2966 | 15921.9297 | 16112.5255 | 17059.2307 | 17984.2394 | 18735.1925 | 19839.0756 | 21372.0634 | 23264.0835 | 24818.6393 | 26115.7345 | 27117.7665 | 27728.0126 | 28060.9269 | 28060.663 | 27533.0157 | 26471.5888 | 25519.854 | 24895.9432 | 22962.5291 | 20625.7154 | 18905.8623 | 529.6889 | 28060.9269 | 8 | 2014
2014-08-22 | 16958.6162 | 16163.159 | 15619.2047 | 15381.9597 | 15611.2524 | 16603.668 | 17532.2166 | 18221.7029 | 19217.5038 | 20475.7984 | 22137.115 | 23588.4585 | 24852.6121 | 25870.6961 | 26538.4439 | 26933.8779 | 26987.1819 | 26484.8441 | 25414.0875 | 24476.5169 | 23847.0203 | 21939.8935 | 19848.6802 | 18165.4371 | 508.8699 | 26987.1819 | 8 | 2014
2014-08-23 | 16292.3658 | 15481.7043 | 14915.4927 | 14575.1368 | 14472.9376 | 14620.7827 | 14757.53 | 15744.6437 | 17211.89 | 18533.6438 | 19743.7612 | 20864.2392 | 22092.2275 | 23050.6557 | 23764.6124 | 24246.1661 | 24446.9521 | 24091.2442 | 23123.1311 | 22327.4049 | 21805.7932 | 20263.2008 | 18682.6723 | 17193.3612 | 462.3015 | 24446.9521 | 8 | 2014
2014-08-24 | 16068.9524 | 15279.6135 | 14730.3389 | 14405.0712 | 14316.4361 | 14480.8353 | 14628.0989 | 15585.9313 | 17003.2851 | 18262.9926 | 19409.5563 | 20436.7958 | 21561.726 | 22492.4471 | 23198.2684 | 23687.5301 | 23907.6017 | 23577.3937 | 22641.3772 | 21885.9569 | 21387.5845 | 19951.6209 | 18399.0505 | 16937.0686 | 454.2355 | 23907.6017 | 8 | 2014
2014-08-25 | 15875.0277 | 15138.2663 | 14647.7968 | 14453.9281 | 14723.6406 | 15750.0755 | 16684.6264 | 17261.0134 | 18098.2412 | 19163.7406 | 20376.3426 | 21625.538 | 22883.1919 | 23968.4114 | 24763.8279 | 25301.895 | 25465.429 | 25006.442 | 23908.0366 | 22994.9195 | 22366.582 | 20543.0666 | 18734.1234 | 17087.7513 | 476.8219 | 25465.429 | 8 | 2014
2014-08-26 | 15985.7116 | 15239.8656 | 14742.4451 | 14540.4142 | 14785.6735 | 15787.0614 | 16717.4191 | 17292.3345 | 18137.4374 | 19216.9926 | 20445.4463 | 21738.4317 | 22983.2093 | 24063.4853 | 24845.7539 | 25380.83 | 25545.3694 | 25091.3008 | 24005.0268 | 23106.9487 | 22496.4327 | 20645.0008 | 18831.6031 | 17187.3619 | 478.8116 | 25545.3694 | 8 | 2014
2014-08-27 | 15764.7418 | 15030.8727 | 14543.6392 | 14350.6015 | 14603.2341 | 15614.1328 | 16550.0047 | 17100.4666 | 17912.7585 | 18952.5644 | 20145.9176 | 21339.6527 | 22581.8512 | 23676.8537 | 24485.9745 | 25051.2694 | 25241.126 | 24797.498 | 23704.5339 | 22812.4588 | 22196.4836 | 20406.8067 | 18601.2075 | 16965.1909 | 472.4298 | 25241.126 | 8 | 2014
2014-08-28 | 15561.8168 | 14855.7142 | 14390.3478 | 14216.5553 | 14487.0738 | 15518.6016 | 16466.7976 | 16986.5688 | 17737.6098 | 18700.2402 | 19809.5147 | 20820.2629 | 21978.9277 | 23008.7696 | 23777.2152 | 24327.7928 | 24528.2784 | 24121.0765 | 23093.6023 | 22269.5287 | 21703.1671 | 20054.0325 | 18292.8471 | 16699.7901 | 463.4061 | 24528.2784 | 8 | 2014
2014-08-29 | 15247.5355 | 14606.0239 | 14186.8176 | 14058.4926 | 14382.7038 | 15481.2327 | 16459.1542 | 16933.6116 | 17561.3414 | 18363.9924 | 19286.0807 | 20053.9311 | 20863.2334 | 21713.0278 | 22353.8466 | 22828.6609 | 23024.0222 | 22691.7981 | 21824.6457 | 21150.2507 | 20691.0233 | 19341.0719 | 17688.7141 | 16196.8096 | 446.988 | 23024.0222 | 8 | 2014
2014-08-30 | 14655.2456 | 13999.5762 | 13558.5192 | 13327.5734 | 13321.7555 | 13578.2874 | 13768.6006 | 14545.4732 | 15646.1989 | 16513.0461 | 17259.9933 | 17952.305 | 18654.9636 | 19254.5606 | 19776.3491 | 20204.7869 | 20472.1345 | 20330.642 | 19740.2544 | 19334.2648 | 19081.5858 | 17948.5977 | 16574.5346 | 15284.9773 | 404.7842 | 20472.1345 | 8 | 2014
2014-08-31 | 14627.732 | 13998.2853 | 13576.7526 | 13363.5702 | 13376.5896 | 13658.0838 | 13871.1626 | 14630.3995 | 15681.5137 | 16483.2693 | 17148.201 | 17745.1929 | 18350.489 | 18856.6333 | 19302.602 | 19684.0853 | 19942.9217 | 19837.9853 | 19333.9305 | 19007.2177 | 18812.2102 | 17735.8701 | 16416.6271 | 15181.0295 | 400.6224 | 19942.9217 | 8 | 2014
2014-09-01 | 14971.2507 | 14077.1632 | 13435.3994 | 13026.0092 | 12958.2925 | 13246.6985 | 13655.0322 | 14515.7011 | 16237.4378 | 18168.3185 | 20040.4125 | 21637.0285 | 22775.5452 | 23607.441 | 24145.5293 | 24462.2924 | 24354.0506 | 23670.3443 | 22678.032 | 22303.1462 | 21412.7583 | 19980.7081 | 18359.6557 | 16824.7437 | 450.543 | 24462.2924 | 9 | 2014
2014-09-02 | 16829.8664 | 15981.9967 | 15410.7211 | 15128.6887 | 15345.762 | 16363.2193 | 17466.6061 | 18056.3601 | 19126.7952 | 20658.6664 | 22378.3313 | 23900.1274 | 25195.4027 | 26238.7458 | 26864.2106 | 27195.2109 | 27103.9702 | 26418.4103 | 25420.8458 | 24905.0306 | 23823.3747 | 22048.0152 | 19916.6903 | 18107.4307 | 509.8845 | 27195.2109 | 9 | 2014
2014-09-03 | 15787.2231 | 15018.786 | 14513.4997 | 14287.8555 | 14550.9627 | 15613.3333 | 16722.8851 | 17192.1277 | 18063.8147 | 19245.6698 | 20697.445 | 22029.0676 | 23220.9001 | 24235.4244 | 24896.6844 | 25301.1915 | 25288.5146 | 24666.9692 | 23720.9632 | 23290.7371 | 22270.4029 | 20577.1146 | 18625.326 | 16936.7283 | 476.7536 | 25301.1915 | 9 | 2014
2014-09-04 | 15433.4837 | 14702.5636 | 14227.4398 | 14028.0167 | 14314.3359 | 15401.9579 | 16522.812 | 16944.9998 | 17729.8517 | 18803.5359 | 20092.4145 | 21316.3347 | 22427.8257 | 23388.4955 | 24025.4327 | 24431.6038 | 24440.349 | 23856.9947 | 22968.913 | 22604.2483 | 21631.9383 | 19992.7203 | 18143.6706 | 16506.7789 | 463.9367 | 24440.349 | 9 | 2014
2014-09-05 | 15235.2352 | 14530.2256 | 14071.6345 | 13891.7422 | 14206.909 | 15334.4613 | 16468.8142 | 16874.7378 | 17614.1339 | 18627.7496 | 19817.7034 | 20978.9855 | 22049.2928 | 22978.9547 | 23602.5751 | 23998.8411 | 24011.7379 | 23442.6676 | 22574.5031 | 22229.4555 | 21255.8939 | 19635.8457 | 17848.4819 | 16239.5399 | 457.5201 | 24011.7379 | 9 | 2014
2014-09-06 | 15443.169 | 14682.8573 | 14164.8224 | 13844.9954 | 13784.2069 | 13993.7269 | 14300.3288 | 15114.4234 | 16479.3333 | 17700.1289 | 18784.46 | 19847.7568 | 20841.6637 | 21608.1886 | 22134.1232 | 22476.9593 | 22544.5549 | 22107.2642 | 21411.8115 | 21234.3795 | 20385.6707 | 19037.1768 | 17545.0252 | 16136.4295 | 435.6035 | 22544.5549 | 9 | 2014
2014-09-07 | 15791.3207 | 14955.6363 | 14378.8129 | 14008.1845 | 13899.9625 | 14061.3134 | 14347.5928 | 15225.5182 | 16747.9115 | 18168.9273 | 19482.8366 | 20869.5993 | 22104.5617 | 23081.1627 | 23761.5726 | 24188.1475 | 24262.7005 | 23736.7036 | 22841.8784 | 22477.8112 | 21467.3222 | 19923.7083 | 18251.5986 | 16710.7674 | 454.7456 | 24262.7005 | 9 | 2014
2014-09-08 | 15695.5177 | 14913.3416 | 14397.0439 | 14165.8112 | 14443.3859 | 15533.4577 | 16670.8683 | 17147.8183 | 18056.7439 | 19281.2331 | 20784.9579 | 22197.4363 | 23490.7792 | 24592.2315 | 25333.4774 | 25785.3204 | 25794.6633 | 25148.7593 | 24117.2333 | 23615.4417 | 22493.7215 | 20726.5152 | 18715.6393 | 16979.3918 | 480.0808 | 25794.6633 | 9 | 2014
2014-09-09 | 15112.428 | 14370.8129 | 13889.0777 | 13684.8498 | 13965.248 | 15055.1442 | 16187.305 | 16584.5783 | 17374.6822 | 18458.9468 | 19753.7013 | 21057.9218 | 22282.9501 | 23375.023 | 24139.9213 | 24646.7588 | 24711.6743 | 24107.985 | 23109.9266 | 22668.554 | 21599.7184 | 19883.0118 | 17990.5699 | 16306.8714 | 460.3177 | 24711.6743 | 9 | 2014
2014-09-10 | 16277.7925 | 15468.2042 | 14927.7874 | 14674.9128 | 14920.2873 | 15985.7955 | 17140.3556 | 17657.809 | 18632.2699 | 19988.7915 | 21581.3034 | 23011.5288 | 24261.4718 | 25296.9813 | 25948.6501 | 26327.5423 | 26298.3419 | 25659.7021 | 24686.2337 | 24226.4102 | 23135.8586 | 21374.9343 | 19299.7962 | 17564.9703 | 494.3477 | 26327.5423 | 9 | 2014
2014-09-11 | 15414.6727 | 14658.9656 | 14164.4254 | 13950.3498 | 14225.5858 | 15318.1568 | 16469.5202 | 16893.6863 | 17725.4593 | 18858.4701 | 20231.9273 | 21552.8828 | 22767.6608 | 23828.3833 | 24550.3159 | 25016.1646 | 25058.5887 | 24455.2197 | 23479.5638 | 23050.5949 | 21979.0411 | 20255.914 | 18323.9272 | 16635.1397 | 468.8646 | 25058.5887 | 9 | 2014
2014-09-12 | 14776.8826 | 14088.2092 | 13643.6663 | 13477.8822 | 13806.4122 | 14963.3053 | 16134.2064 | 16487.5613 | 17176.0089 | 18127.9673 | 19238.5593 | 20366.1997 | 21464.0639 | 22450.4805 | 23148.361 | 23618.5374 | 23693.3358 | 23141.9081 | 22236.2529 | 21887.7518 | 20862.3297 | 19231.8034 | 17455.3525 | 15846.7816 | 447.3238 | 23693.3358 | 9 | 2014
2014-09-13 | 14209.2852 | 13501.4427 | 13029.6194 | 12750.267 | 12720.0378 | 12968.481 | 13292.5236 | 13978.6805 | 15186.9921 | 16221.0416 | 17154.7764 | 18126.5988 | 19077.3768 | 19950.419 | 20657.25 | 21179.4257 | 21377.5069 | 20968.2268 | 20184.6204 | 19986.0437 | 19098.2505 | 17813.4277 | 16333.4771 | 14939.8158 | 404.7056 | 21377.5069 | 9 | 2014
2014-09-14 | 13954.1142 | 13277.5655 | 12830.7213 | 12573.1896 | 12562.9 | 12833.9889 | 13170.5223 | 13820.033 | 14957.7687 | 15903.2517 | 16742.239 | 17626.6139 | 18507.4222 | 19275.5042 | 19945.7478 | 20459.5693 | 20671.127 | 20296.3363 | 19571.2237 | 19435.1752 | 18634.9244 | 17395.6925 | 15963.9264 | 14616.8973 | 395.0265 | 20671.127 | 9 | 2014
2014-09-15 | 13925.6875 | 13418.3489 | 13117.8633 | 13075.985 | 13530.9049 | 14823.1263 | 16080.1391 | 16273.1255 | 16586.262 | 17057.215 | 17613.6839 | 18083.6405 | 18553.8599 | 18980.7155 | 19273.1329 | 19540.3071 | 19608.5675 | 19285.1989 | 18906.4541 | 19019.9323 | 18433.4455 | 17275.0796 | 15830.9945 | 14539.73 | 402.8334 | 19608.5675 | 9 | 2014
2014-09-16 | 13790.466 | 13300.3029 | 13013.9076 | 12982.1978 | 13428.4838 | 14713.7792 | 15976.5232 | 16134.3737 | 16394.4084 | 16803.4686 | 17296.6001 | 17700.911 | 18105.3069 | 18493.1575 | 18756.7713 | 19001.754 | 19081.4806 | 18815.0779 | 18490.4777 | 18662.8714 | 18125.6194 | 17005.0479 | 15594.3339 | 14341.9548 | 396.0093 | 19081.4806 | 9 | 2014
2014-09-17 | 14076.8337 | 13474.918 | 13103.1357 | 12996.6816 | 13369.804 | 14575.2554 | 15790.7483 | 16027.5444 | 16509.2238 | 17203.8623 | 18040.6616 | 18826.5566 | 19641.8253 | 20446.7416 | 21033.7348 | 21479.397 | 21600.745 | 21164.6088 | 20456.6093 | 20322.3487 | 19456.7586 | 18087.717 | 16452.3862 | 14985.4905 | 419.1236 | 21600.745 | 9 | 2014
2014-09-18 | 14132.8462 | 13514.4758 | 13129.8376 | 13012.532 | 13375.7599 | 14572.9913 | 15788.1601 | 16036.3821 | 16551.7187 | 17289.1894 | 18175.9903 | 19015.8822 | 19904.7748 | 20760.5918 | 21386.745 | 21855.5811 | 21982.6681 | 21527.9594 | 20772.6703 | 20596.431 | 19689.4144 | 18265.286 | 16597.2973 | 15100.1009 | 423.0353 | 21982.6681 | 9 | 2014
2014-09-19 | 13932.2107 | 13392.0281 | 13062.7772 | 12999.8086 | 13428.3263 | 14710.0763 | 15975.0478 | 16178.11 | 16551.2274 | 17101.4252 | 17756.8624 | 18344.4197 | 18934.5951 | 19509.3375 | 19943.0661 | 20287.0258 | 20389.2063 | 20026.8895 | 19489.3944 | 19509.1579 | 18790.1878 | 17535.2449 | 16014.4397 | 14656.3958 | 408.5173 | 20389.2063 | 9 | 2014
2014-09-20 | 13608.0021 | 13036.757 | 12669.731 | 12484.5115 | 12548.3542 | 12917.6426 | 13340.4029 | 13900.4368 | 14827.5764 | 15500.4957 | 16012.8224 | 16541.4805 | 17079.2406 | 17533.7582 | 17908.8254 | 18241.8544 | 18428.7223 | 18222.2638 | 17855.1849 | 18014.2802 | 17421.6176 | 16382.4199 | 15151.3315 | 14002.3725 | 373.6301 | 18428.7223 | 9 | 2014
2014-09-21 | 13842.2152 | 13243.8858 | 12855.002 | 12651.3491 | 12699.7382 | 13056.4827 | 13481.3329 | 14071.3792 | 15060.5668 | 15810.4695 | 16403.1972 | 17004.1629 | 17597.8405 | 18091.7815 | 18487.359 | 18823.8881 | 19002.5039 | 18773.6432 | 18366.0467 | 18483.3158 | 17849.7995 | 16768.7212 | 15495.908 | 14308.5734 | 382.2292 | 19002.5039 | 9 | 2014
2014-09-22 | 14721.308 | 14044.632 | 13611.2341 | 13456.4486 | 13809.4359 | 15012.4284 | 16258.663 | 16588.7944 | 17257.767 | 18179.0662 | 19247.7392 | 20327.1785 | 21379.5183 | 22310.7103 | 22968.4086 | 23420.6925 | 23515.2984 | 23006.1004 | 22159.5644 | 21881.379 | 20851.062 | 19230.7985 | 17470.6661 | 15885.2015 | 446.5941 | 23515.2984 | 9 | 2014
2014-09-23 | 14822.6883 | 14171.9104 | 13757.5874 | 13617.8135 | 13969.795 | 15176.1129 | 16440.9286 | 16749.5111 | 17360.8735 | 18210.5077 | 19185.8817 | 20131.5237 | 21023.2171 | 21807.9362 | 22336.5683 | 22712.7112 | 22790.8903 | 22338.6547 | 21634.5077 | 21488.2179 | 20570.3506 | 19055.8494 | 17367.676 | 15858.3287 | 442.58 | 22790.8903 | 9 | 2014
2014-09-24 | 14432.265 | 13853.0347 | 13494.646 | 13403.7717 | 13801.9201 | 15059.5913 | 16353.591 | 16594.4654 | 17053.8482 | 17710.4767 | 18467.6075 | 19121.8552 | 19781.5373 | 20381.9008 | 20780.0662 | 21091.0983 | 21174.3172 | 20807.8745 | 20281.5636 | 20307.9378 | 19527.1423 | 18226.8762 | 16665.1132 | 15277.1886 | 423.6497 | 21174.3172 | 9 | 2014
2014-09-25 | 13619.6179 | 13146.8349 | 12873.1394 | 12855.6311 | 13319.8472 | 14646.8914 | 15970.0012 | 16093.8145 | 16315.6376 | 16674.2899 | 17110.5569 | 17463.7323 | 17829.0555 | 18187.7641 | 18437.3772 | 18685.4847 | 18793.6764 | 18561.9481 | 18271.4304 | 18493.9795 | 17944.6344 | 16826.8893 | 15434.5569 | 14208.0716 | 391.7649 | 18793.6764 | 9 | 2014
2014-09-26 | 13597.3601 | 13148.3161 | 12889.0025 | 12889.8937 | 13383.5342 | 14754.0038 | 16100.3654 | 16217.4266 | 16405.0151 | 16715.1466 | 17089.6009 | 17382.5756 | 17699.203 | 18011.7591 | 18229.6763 | 18452.4665 | 18559.6262 | 18347.2353 | 18087.9693 | 18336.788 | 17786.3336 | 16686.2123 | 15326.2781 | 14129.5419 | 390.2253 | 18559.6262 | 9 | 2014
2014-09-27 | 13114.3281 | 12637.4649 | 12343.1569 | 12223.6997 | 12353.432 | 12811.0203 | 13310.2028 | 13774.7706 | 14504.1425 | 14923.6263 | 15144.609 | 15374.6504 | 15641.5646 | 15861.9019 | 16069.6073 | 16319.8855 | 16522.9772 | 16433.6231 | 16293.5597 | 16680.3523 | 16235.3141 | 15353.5939 | 14287.0282 | 13301.6298 | 351.5161 | 16680.3523 | 9 | 2014
2014-09-28 | 13038.4084 | 12581.3738 | 12302.1779 | 12196.3107 | 12339.6983 | 12814.7222 | 13328.1554 | 13775.4124 | 14464.5699 | 14832.2672 | 14992.0726 | 15156.6294 | 15361.415 | 15525.8517 | 15691.3432 | 15918.2269 | 16120.7381 | 16056.227 | 15969.168 | 16406.8084 | 15998.1477 | 15153.3938 | 14123.8754 | 13174.7877 | 347.3218 | 16406.8084 | 9 | 2014
2014-09-29 | 13271.0762 | 12885.9244 | 12678.8853 | 12723.7518 | 13268.6905 | 14695.1645 | 16087.7956 | 16147.0899 | 16204.7158 | 16346.4735 | 16523.5792 | 16607.7109 | 16731.177 | 16859.8199 | 16940.7868 | 17087.4903 | 17188.7939 | 17055.0598 | 16973.3242 | 17390.9726 | 16968.0373 | 15995.1941 | 14756.103 | 13674.6047 | 375.0622 | 17390.9726 | 9 | 2014
2014-09-30 | 13287.0393 | 12890.3578 | 12674.7663 | 12709.9761 | 13227.7228 | 14626.8254 | 16013.677 | 16065.7027 | 16131.4726 | 16289.2021 | 16489.9601 | 16594.8727 | 16728.3125 | 16880.9351 | 16977.7936 | 17144.6591 | 17258.3673 | 17123.804 | 17030.5731 | 17446.856 | 17025.9162 | 16042.3874 | 14788.1029 | 13698.6058 | 375.1479 | 17446.856 | 9 | 2014
2014-10-01 | 13672.06 | 13013.21 | 12786.58 | 12776.01 | 13162.73 | 14154.81 | 15245.18 | 15520.28 | 15770.52 | 16256.31 | 16901.85 | 17451.37 | 17992.68 | 18567.76 | 18973.81 | 19290.72 | 19325.44 | 19008.82 | 18931.76 | 18687.84 | 17728.14 | 16308.66 | 15012.93 | 13998.14 | 390.5376 | 19325.44 | 10 | 2014
2014-10-02 | 13412.35 | 13285.92 | 13045.15 | 13022.67 | 13399.35 | 14384.3 | 15478.99 | 15781.68 | 16215.86 | 16825.71 | 17568.2 | 18197.25 | 18789.06 | 19386.62 | 19790.29 | 20090.21 | 20108.16 | 19775.79 | 19665.66 | 19389.79 | 18390.91 | 16929.19 | 15397.16 | 14358.73 | 402.689 | 20108.16 | 10 | 2014
2014-10-03 | 13714.6 | 13780.42 | 13535.74 | 13519.52 | 13909.61 | 14916.78 | 16070.28 | 16593.65 | 17119 | 17790.62 | 18609.32 | 19344.14 | 20056.27 | 20764.89 | 21260.48 | 21622.96 | 21691.75 | 21367.42 | 21177.05 | 20809.4 | 19700.53 | 18150.04 | 16264.57 | 15064.72 | 426.8338 | 21691.75 | 10 | 2014
2014-10-04 | 14266.01 | 13430.02 | 13118.36 | 12966.18 | 13026.04 | 13231.62 | 13594.4 | 14251 | 15166.02 | 15838.36 | 16620.74 | 17463.54 | 18276.29 | 18990.83 | 19564.9 | 19989.43 | 20139.71 | 19868.82 | 19720.78 | 19455.33 | 18401.71 | 16998.02 | 15549.54 | 14574.38 | 394.502 | 20139.71 | 10 | 2014
2014-10-05 | 13898.04 | 13089.48 | 12795.02 | 12657.11 | 12730.94 | 12952.4 | 13320.94 | 13940.38 | 14788.94 | 15381.07 | 15846.91 | 16518.62 | 17231.85 | 17873.08 | 18404.67 | 18811.8 | 18964.1 | 18718.67 | 18636.7 | 18443.22 | 17453.3 | 16118.3 | 15014.16 | 14081.63 | 377.6713 | 18964.1 | 10 | 2014
2014-10-06 | 13476.72 | 12998.96 | 12790.84 | 12799.5 | 13226.11 | 14271.3 | 15405.41 | 15667.75 | 15879 | 16304.06 | 16855.8 | 17316.98 | 17788.58 | 18283.53 | 18629.89 | 18901.07 | 18938 | 18664.39 | 18644.6 | 18467.86 | 17520.22 | 16137.75 | 14941.96 | 13955.54 | 387.8658 | 18938 | 10 | 2014
2014-10-07 | 13350.12 | 12818.14 | 12645.47 | 12683.87 | 13124.14 | 14187.05 | 15336.07 | 15530.3 | 15611.57 | 15742.27 | 16004.26 | 16181.81 | 16371.6 | 16631.13 | 16796.77 | 16971.44 | 17000.22 | 16826.03 | 17004.16 | 17030.49 | 16263.64 | 15337.45 | 14317.5 | 13438.18 | 367.2037 | 17030.49 | 10 | 2014
2014-10-08 | 13025.1 | 12732.73 | 12534.47 | 12548.58 | 12963.68 | 14001.94 | 15143.59 | 15362.57 | 15512.78 | 15730.42 | 16134.48 | 16476.86 | 16824.89 | 17227.22 | 17499.48 | 17733.27 | 17763.95 | 17521.47 | 17580.41 | 17503.71 | 16635.54 | 15522.86 | 14446.43 | 13510.92 | 371.9373 | 17763.95 | 10 | 2014
2014-10-09 | 13005.34 | 12622.63 | 12427.37 | 12443.73 | 12861.49 | 13904.24 | 15049.03 | 15258.16 | 15392.82 | 15592.59 | 15894.85 | 16204.18 | 16521.41 | 16896.99 | 17149.42 | 17369.68 | 17394.08 | 17155.3 | 17233.69 | 17180.52 | 16330.51 | 15334.82 | 14272.19 | 13349.6 | 366.8446 | 17394.08 | 10 | 2014
2014-10-10 | 12887.78 | 12567.69 | 12376.19 | 12402.92 | 12841.28 | 13921.3 | 15084.21 | 15292.31 | 15408.56 | 15584.59 | 15823.43 | 16042.43 | 16317.04 | 16648.15 | 16866.67 | 17052.49 | 17065.49 | 16834.72 | 16933.57 | 16902.05 | 16046.25 | 15152.37 | 14111.75 | 13207.36 | 363.3706 | 17065.49 | 10 | 2014
2014-10-11 | 12760.07 | 12474.31 | 12219.01 | 12114.52 | 12224.11 | 12497.34 | 12911.46 | 13447.31 | 14148.08 | 14564.13 | 14837.41 | 15113.16 | 15407.48 | 15690.89 | 15983.37 | 16309.22 | 16459.69 | 16295.08 | 16385.24 | 16396.28 | 15648.13 | 14884.82 | 13968.54 | 13141.7 | 345.8814 | 16459.69 | 10 | 2014
2014-10-12 | 12704.68 | 12624.5 | 12385.17 | 12296.53 | 12422.17 | 12712.64 | 13140.21 | 13664.42 | 14328.66 | 14697.56 | 14919.36 | 15144.23 | 15393 | 15636.87 | 15865.44 | 16167.79 | 16334.94 | 16219.46 | 16366.41 | 16429.28 | 15693.53 | 14954.89 | 14062.98 | 13260.68 | 347.4254 | 16429.28 | 10 | 2014
2014-10-13 | 12821.6 | 12802.7 | 12650.53 | 12710.64 | 13192.35 | 14309.47 | 15504.46 | 15683.78 | 15720.77 | 15792.4 | 15940.97 | 16030.94 | 16159.31 | 16353.11 | 16475.1 | 16619.49 | 16663.55 | 16537.46 | 16767.51 | 16857.55 | 16096.08 | 15254.22 | 14268.26 | 13414.56 | 364.6268 | 16857.55 | 10 | 2014
2014-10-14 | 12984.85 | 12897.25 | 12756.34 | 12825.36 | 13297.77 | 14405.26 | 15605.51 | 15760.14 | 15754.66 | 15778.24 | 15888.6 | 15901.19 | 15947.48 | 16086.61 | 16164.95 | 16300.12 | 16364.92 | 16287.56 | 16577.02 | 16733.49 | 16026.31 | 15228.85 | 14267.38 | 13444.54 | 363.2844 | 16733.49 | 10 | 2014
2014-10-15 | 13053.3 | 13193.22 | 13069.73 | 13156.75 | 13647.01 | 14772.29 | 16066.47 | 16301.7 | 16255.17 | 16231.05 | 16280.96 | 16229.38 | 16220.13 | 16312.46 | 16358.39 | 16486.47 | 16580.52 | 16562.21 | 16902.93 | 17101.48 | 16421.73 | 15505.6 | 14560.9 | 13755.9 | 371.0257 | 17101.48 | 10 | 2014
2014-10-16 | 13349.7 | 13517.62 | 13419.3 | 13531.73 | 14047.36 | 15198.12 | 16744.5 | 16959.75 | 16834.51 | 16706.37 | 16643.36 | 16481.75 | 16374.51 | 16382.85 | 16369.38 | 16476.71 | 16602.67 | 16664.44 | 17088.86 | 17358.48 | 16732.28 | 15742.33 | 14829.8 | 14057.91 | 378.1143 | 17358.48 | 10 | 2014
2014-10-17 | 13685.36 | 14173.51 | 14098.51 | 14243.69 | 14800.35 | 16042.45 | 17973.34 | 18204.75 | 18032.19 | 17830.79 | 17685.65 | 17455.44 | 17297.48 | 17258.45 | 17214.67 | 17314.26 | 17489.58 | 17638.83 | 18113.43 | 18407.32 | 17775.83 | 16718.68 | 15529.8 | 14771.08 | 399.7554 | 18407.32 | 10 | 2014
2014-10-18 | 14328.29 | 13082.81 | 12908.71 | 12883.99 | 13075.34 | 13441.38 | 13933.11 | 14399.41 | 14903.85 | 15069.84 | 15068.95 | 15071.63 | 15119.98 | 15188.34 | 15288.96 | 15429.61 | 15576.36 | 15628.32 | 15907.73 | 16206.3 | 15648.25 | 15018.95 | 14238.74 | 13547.39 | 350.9662 | 16206.3 | 10 | 2014
2014-10-19 | 13256.98 | 12776.07 | 12596.28 | 12564.56 | 12749.96 | 13114.35 | 13606.89 | 14062.34 | 14563.21 | 14729.16 | 14726.02 | 14722.59 | 14763.01 | 14822.67 | 14914.89 | 15043.86 | 15174.58 | 15209.72 | 15464.29 | 15668.02 | 15241.95 | 14620.12 | 13850.22 | 13167.21 | 341.4089 | 15668.02 | 10 | 2014
2014-10-20 | 12884.56 | 13058.3 | 12940.9 | 13035.4 | 13553.38 | 14719.68 | 16015.95 | 16238.07 | 16169.13 | 16117.11 | 16132.6 | 16053.06 | 16029.49 | 16090.91 | 16113.05 | 16211.23 | 16297.86 | 16286.44 | 16638.89 | 16866.45 | 16165.86 | 15347.44 | 14420.05 | 13623.64 | 367.0095 | 16866.45 | 10 | 2014
2014-10-21 | 13222.58 | 12718.61 | 12582.99 | 12656.37 | 13135.36 | 14263.87 | 15502.63 | 15634.17 | 15599.96 | 15592.77 | 15639.79 | 15606.79 | 15594.38 | 15658.86 | 15690.55 | 15776.83 | 15844.08 | 15786.57 | 16103.46 | 16321.77 | 15683.58 | 14969.74 | 14033 | 13232 | 356.8507 | 16321.77 | 10 | 2014
2014-10-22 | 12875.76 | 12882.38 | 12756.94 | 12840.8 | 13330.31 | 14470.18 | 15719.9 | 15861.57 | 15793.98 | 15761.25 | 15781.3 | 15723.16 | 15688.92 | 15741.08 | 15764.04 | 15867.49 | 15951.9 | 15929.36 | 16276.53 | 16521.87 | 15829.52 | 15120.88 | 14194.71 | 13404.75 | 360.0886 | 16521.87 | 10 | 2014
2014-10-23 | 13029.9 | 13373.25 | 13262.63 | 13363.23 | 13868.5 | 15022.32 | 16522.15 | 16736.39 | 16646.96 | 16570.65 | 16570.29 | 16479.06 | 16438.08 | 16502.79 | 16524.11 | 16643.52 | 16773.27 | 16811.62 | 17183.07 | 17439.56 | 16744.92 | 15720.59 | 14791.15 | 14000.25 | 377.0183 | 17439.56 | 10 | 2014
2014-10-24 | 13574.98 | 13908.31 | 13831.63 | 13974.27 | 14530.22 | 15745.94 | 17631.36 | 17833.57 | 17639.51 | 17420.5 | 17256.85 | 17008.72 | 16833.52 | 16776.95 | 16713.6 | 16791.94 | 16960.11 | 17106.92 | 17586.55 | 17922.42 | 17277.9 | 16225.69 | 15222.07 | 14475.98 | 390.2495 | 17922.42 | 10 | 2014
2014-10-25 | 14046.3 | 13398.94 | 13270.69 | 13291.16 | 13529.26 | 13954.21 | 14505.78 | 14928.1 | 15318.87 | 15341.77 | 15185.08 | 15034.01 | 14944.69 | 14892.2 | 14903.27 | 15002.41 | 15180.37 | 15327.33 | 15692.9 | 16095.77 | 15638.31 | 15081.26 | 14380.07 | 13766.37 | 352.7091 | 16095.77 | 10 | 2014
2014-10-26 | 13509.77 | 13303.16 | 13167.07 | 13179.63 | 13410.47 | 13830.46 | 14383.41 | 14808.64 | 15215.28 | 15259.68 | 15126.84 | 14999.79 | 14931.18 | 14896.12 | 14918.47 | 15020.8 | 15193.76 | 15326.27 | 15674.13 | 16049.36 | 15592.67 | 15022.93 | 14312.13 | 13688.39 | 350.8204 | 16049.36 | 10 | 2014
2014-10-27 | 13406.88 | 14485.43 | 14448.78 | 14627.63 | 15228.45 | 16784.44 | 18824.47 | 19007.89 | 18720.65 | 18372.44 | 18076.25 | 17707.95 | 17437.24 | 17289.51 | 17164.97 | 17232.33 | 17463 | 17733.19 | 18318.19 | 18745.56 | 18157.24 | 17158.6 | 15877.38 | 15159.96 | 407.4284 | 19007.89 | 10 | 2014
2014-10-28 | 14676.72 | 15071.18 | 15062.44 | 15268.59 | 15877.14 | 17798.98 | 19864.06 | 20027.16 | 19654.61 | 19194.67 | 18785.24 | 18306.72 | 17929.78 | 17709.3 | 17532.11 | 17602.72 | 17896.19 | 18277.68 | 18956.45 | 19464.09 | 18942.69 | 17993.25 | 16724.48 | 15760.96 | 424.3772 | 20027.16 | 10 | 2014
2014-10-29 | 15293 | 14846.8 | 14822.92 | 15013.47 | 15607.51 | 17370.98 | 19431.64 | 19601.98 | 19273.42 | 18873.34 | 18530.06 | 18117.81 | 17799.27 | 17628.78 | 17485.63 | 17566.71 | 17842.74 | 18177.72 | 18805.47 | 19277.48 | 18716.92 | 17734.72 | 16439.29 | 15555 | 419.8127 | 19601.98 | 10 | 2014
2014-10-30 | 15107.07 | 14264.33 | 14217.29 | 14382.76 | 14953.57 | 16349.55 | 18396.91 | 18559.42 | 18275.54 | 17943.22 | 17670.06 | 17320.54 | 17052.76 | 16923.39 | 16805.12 | 16879.25 | 17106.63 | 17359.35 | 17929.85 | 18371.95 | 17780.59 | 16776.43 | 15617.25 | 14904.06 | 400.9469 | 18559.42 | 10 | 2014
2014-10-31 | 14525.6 | 13388.51 | 13294.78 | 13418.8 | 13959.39 | 15176.88 | 16809.95 | 16988.2 | 16814.84 | 16636.4 | 16518.25 | 16315.94 | 16178.78 | 16151.89 | 16100.79 | 16166.22 | 16307.38 | 16403.27 | 16838.1 | 17182.21 | 16487.35 | 15568.69 | 14685.25 | 13935.12 | 375.8526 | 17182.21 | 10 | 2014
2014-11-01 | 13869.55 | 12445.51 | 12259.11 | 12196.56 | 12300.72 | 12608.78 | 13058 | 13541.76 | 14056.93 | 14260.23 | 14290.6 | 14349.75 | 14444.16 | 14500.84 | 14548.95 | 14707.53 | 15046.09 | 15310 | 15267.14 | 15477.62 | 15147.26 | 14547.63 | 13784.23 | 13089.87 | 335.1088 | 15477.62 | 11 | 2014
2014-11-02 | 12747.42 | 12927.64 | 12790.1 | 12761.64 | 12914.69 | 13249.59 | 13496.66 | 13885.32 | 14241.44 | 14323.89 | 14282.43 | 14287.01 | 14314.85 | 14318.13 | 14372.59 | 14532.58 | 15008.28 | 15676.02 | 15693.65 | 15405.22 | 14948.97 | 14367.17 | 13685.25 | 13080.25 | 337.3108 | 15693.65 | 11 | 2014
2014-11-03 | 12891.35 | 13594.58 | 13530.39 | 13633.04 | 14098.11 | 15164.66 | 16103.05 | 16320.01 | 16060.05 | 15926.72 | 15867.18 | 15789.93 | 15732.64 | 15692.92 | 15667.79 | 15770.01 | 16199.44 | 17454.23 | 17499.67 | 16897 | 16125.29 | 15480.25 | 14664.84 | 13965.71 | 370.1289 | 17499.67 | 11 | 2014
2014-11-04 | 13657.78 | 13335.13 | 13253.9 | 13337.74 | 13767.09 | 14797.14 | 15722.67 | 15826.46 | 15680.21 | 15572.3 | 15544.62 | 15493.32 | 15444.64 | 15430.25 | 15416.47 | 15531.31 | 15954.03 | 16998.98 | 17001.87 | 16383.98 | 15839 | 15187.57 | 14361.5 | 13658.38 | 363.1963 | 17001.87 | 11 | 2014
2014-11-05 | 13410.09 | 13767.5 | 13670.85 | 13742.67 | 14158.32 | 15171.87 | 16119.23 | 16407.28 | 16275.24 | 16225.11 | 16331.58 | 16405.9 | 16500.62 | 16648.23 | 16750.29 | 17053.39 | 17914.14 | 19121.78 | 18991.83 | 18239.34 | 17208.56 | 16018.12 | 15125.46 | 14358.9 | 385.6163 | 19121.78 | 11 | 2014
2014-11-06 | 13932.23 | 14351.23 | 14320.99 | 14458.51 | 14939.84 | 16018.7 | 17828.88 | 18025.21 | 17599.22 | 17168.33 | 16852.68 | 16502.09 | 16211.13 | 16080.4 | 16013.21 | 16122.18 | 17022.37 | 18478.19 | 18659.31 | 18174.65 | 17371.85 | 16210.26 | 15422.98 | 14762.63 | 392.5271 | 18659.31 | 11 | 2014
2014-11-07 | 14446.58 | 14699.41 | 14683.96 | 14848.44 | 15362.21 | 16802.63 | 18714.84 | 18911.34 | 18420.49 | 17901.4 | 17480.07 | 17035.67 | 16668.34 | 16409.44 | 16224.4 | 16397.51 | 17362.08 | 18892.7 | 19136.05 | 18694.19 | 17903.09 | 16729.5 | 15724.62 | 15086.44 | 404.5354 | 19136.05 | 11 | 2014
2014-11-08 | 14759.36 | 13929.43 | 13851.06 | 13883.93 | 14097.94 | 14496.61 | 14802.99 | 15171.02 | 15419.48 | 15356.61 | 15161.75 | 15023.39 | 14927.93 | 14826.53 | 14807.47 | 14950.28 | 15492.78 | 16338.94 | 16588.89 | 16235.96 | 15836.85 | 15312.25 | 14688.25 | 14144.29 | 360.104 | 16588.89 | 11 | 2014
2014-11-09 | 13981.2 | 13468.24 | 13365.94 | 13373.73 | 13563.83 | 13942.2 | 14237.29 | 14608.12 | 14895.81 | 14887.99 | 14751.97 | 14669.49 | 14621.78 | 14560.6 | 14568.34 | 14715.02 | 15231.42 | 15980.36 | 16066.31 | 15844.94 | 15417.28 | 14868.78 | 14225.34 | 13659.97 | 349.5059 | 16066.31 | 11 | 2014
2014-11-10 | 13494.39 | 14048.97 | 14000.8 | 14121.35 | 14604.56 | 15696.56 | 17197.86 | 17418.89 | 17082.32 | 16766.39 | 16575.1 | 16356.21 | 16212.53 | 16167.2 | 16137.27 | 16251.17 | 17152.68 | 18523.95 | 18601.54 | 18042.72 | 17138.15 | 16058.34 | 15244.94 | 14548.84 | 387.4427 | 18601.54 | 11 | 2014
2014-11-11 | 14180.71 | 13839.1 | 13789.63 | 13906.33 | 14369.31 | 15440.45 | 16737.02 | 16915.78 | 16531.14 | 16167.6 | 15995.75 | 15868.78 | 15755.03 | 15685.23 | 15630.86 | 15734.7 | 16234.05 | 17610.21 | 17728.21 | 17228.38 | 16374.84 | 15674.48 | 14881.88 | 14213.06 | 376.4925 | 17728.21 | 11 | 2014
2014-11-12 | 13932.73 | 14067.3 | 14029.95 | 14159.4 | 14634.76 | 15718.56 | 17293.94 | 17467.1 | 17042.82 | 16624.86 | 16324.34 | 16049.73 | 15912.82 | 15823.48 | 15755.56 | 15857.14 | 16497.74 | 17927.66 | 18088.63 | 17624.22 | 16791.2 | 15901.7 | 15119.33 | 14461.45 | 383.1064 | 18088.63 | 11 | 2014
2014-11-13 | 14156.54 | 14525.74 | 14511.86 | 14665.93 | 15165.12 | 16439.69 | 18386.14 | 18552.84 | 18054.76 | 17533.65 | 17124.29 | 16688.45 | 16322.95 | 16104.3 | 16011 | 16109.33 | 17035.7 | 18567.23 | 18811.81 | 18408.47 | 17621.38 | 16450.65 | 15590.9 | 14953.43 | 397.7922 | 18811.81 | 11 | 2014
2014-11-14 | 14640.33 | 14445.49 | 14422.26 | 14578.42 | 15085.28 | 16276.85 | 18229.63 | 18407.38 | 17925.2 | 17427.07 | 17030.18 | 16611.41 | 16266.35 | 16118.51 | 16027.09 | 16109.27 | 16959.33 | 18463.73 | 18680.74 | 18252.57 | 17425.31 | 16234.44 | 15469.17 | 14829.87 | 395.9159 | 18680.74 | 11 | 2014
2014-11-15 | 14518.19 | 14443.28 | 14398.32 | 14465.8 | 14714.36 | 15152.84 | 15501.3 | 15853.06 | 16036.77 | 15888.29 | 15603.03 | 15380.12 | 15211.94 | 15048.19 | 14984.15 | 15113.87 | 15693.73 | 16873.81 | 17250.27 | 17015.08 | 16332.24 | 15782.44 | 15195.16 | 14688.77 | 371.145 | 17250.27 | 11 | 2014
2014-11-16 | 14485.78 | 15459.97 | 15466.61 | 15588.41 | 15889.09 | 16561.96 | 17318.61 | 17991.67 | 18192.82 | 17673.62 | 16866.93 | 16188.97 | 15922.65 | 15676.49 | 15556.97 | 15679.77 | 16393.58 | 18302.47 | 18862.53 | 18760.66 | 18179.16 | 17322.48 | 16266.05 | 15781.18 | 400.3884 | 18862.53 | 11 | 2014
2014-11-17 | 15502.57 | 15835.87 | 15894.41 | 16125.76 | 17263.11 | 19570 | 21629.78 | 21784.37 | 21074.21 | 20251.53 | 19519.61 | 18788.64 | 18185.85 | 17718.1 | 17388.96 | 17536.4 | 18654.21 | 20479.22 | 20963.42 | 20735.01 | 20060.96 | 19001.23 | 17634.35 | 16517.48 | 448.1151 | 21784.37 | 11 | 2014
2014-11-18 | 16018.29 | 15079.8 | 15096.59 | 15283.07 | 15813.53 | 17749.5 | 19761.33 | 19909.43 | 19307.24 | 18644.97 | 18087.51 | 17515.05 | 17033.77 | 16685.64 | 16430.52 | 16596.53 | 17636.82 | 19305.59 | 19660.4 | 19354.21 | 18617.31 | 17497.7 | 16165.2 | 15556.79 | 418.8068 | 19909.43 | 11 | 2014
2014-11-19 | 15250.44 | 15182.88 | 15205.87 | 15398.56 | 15935.87 | 18001.08 | 20028.87 | 20172.06 | 19548.03 | 18856.53 | 18268.98 | 17669.81 | 17164.92 | 16797.05 | 16527.8 | 16690.79 | 17745.89 | 19442.23 | 19818.78 | 19533.15 | 18804.06 | 17694.13 | 16283.36 | 15670.17 | 421.6913 | 20172.06 | 11 | 2014
2014-11-20 | 15332.02 | 15277.78 | 15306.01 | 15504.23 | 16046.85 | 18224.6 | 20262.51 | 20403 | 19761.52 | 19046.47 | 18433.29 | 17810.83 | 17286.52 | 16902.28 | 16621.92 | 16782.2 | 17849.13 | 19568.35 | 19963.71 | 19693.89 | 18973.24 | 17871.98 | 16470.7 | 15772.65 | 425.1657 | 20403 | 11 | 2014
2014-11-21 | 15445.49 | 14833.25 | 14834.37 | 15016.09 | 15548.39 | 17227.56 | 19256.36 | 19409.59 | 18837.32 | 18221.42 | 17700.43 | 17169.7 | 16730.25 | 16407.64 | 16194.94 | 16314.65 | 17324.56 | 18940.61 | 19245.63 | 18910.19 | 18111.32 | 16958.73 | 15872.17 | 15259.72 | 409.7704 | 19409.59 | 11 | 2014
2014-11-22 | 14945.47 | 15189.73 | 15186.99 | 15299.02 | 15590.71 | 16076.87 | 16772.35 | 17430.99 | 17648.56 | 17160.4 | 16385.44 | 15954.06 | 15703.09 | 15469.01 | 15355.86 | 15472.92 | 16103.37 | 17855.32 | 18383.64 | 18285.54 | 17667.7 | 16791.63 | 15966.66 | 15502.37 | 392.1977 | 18383.64 | 11 | 2014
2014-11-23 | 15255.79 | 15081.16 | 15073.65 | 15180.41 | 15467.72 | 15950.64 | 16530.27 | 17187.98 | 17418.83 | 16950.42 | 16195.99 | 15864.94 | 15622.76 | 15396.27 | 15288.31 | 15405.09 | 16030.07 | 17695.65 | 18206.77 | 18099.18 | 17468.45 | 16583.35 | 15853.86 | 15386.84 | 389.1944 | 18206.77 | 11 | 2014
2014-11-24 | 15155.18 | 14908.43 | 14925.6 | 15113.12 | 15663.63 | 17493 | 19550.8 | 19695.17 | 19098.39 | 18444.76 | 17889.39 | 17328.01 | 16871.24 | 16524.5 | 16272.11 | 16415.31 | 17442.85 | 19093.91 | 19432.28 | 19130.53 | 18350.97 | 17215.37 | 16029.09 | 15418.1 | 413.4617 | 19695.17 | 11 | 2014
2014-11-25 | 15084.3 | 17047.69 | 17248.55 | 17804.89 | 19057.07 | 21434.26 | 23582.8 | 23697.66 | 22824.98 | 21790.83 | 20836.52 | 19898.94 | 19109.07 | 18501.61 | 18070.34 | 18205.01 | 19434.82 | 21468.5 | 22121.98 | 22051.27 | 21463.77 | 20485.25 | 19200.67 | 18177.35 | 478.5981 | 23697.66 | 11 | 2014
2014-11-26 | 17323.79 | 16428 | 16598.87 | 17123.61 | 18345.75 | 20698.24 | 22833.84 | 22949.82 | 22123.54 | 21155.84 | 20271.23 | 19399.49 | 18665.84 | 18105.38 | 17705.2 | 17841.65 | 19036.74 | 21003.52 | 21601.78 | 21495.36 | 20873.6 | 19867.57 | 18562.3 | 17515.3 | 467.5263 | 22949.82 | 11 | 2014
2014-11-27 | 16658.82 | 15446.27 | 15484.02 | 15645.97 | 16088.8 | 17393.42 | 18441.48 | 18727.72 | 18603.4 | 18236.29 | 17691.25 | 16969.33 | 16111.04 | 15683.51 | 15471.73 | 15572.02 | 16349.89 | 18205.1 | 18801.3 | 18853.82 | 18376.23 | 17603.85 | 16649.05 | 15928.27 | 408.9926 | 18853.82 | 11 | 2014
2014-11-28 | 15688.72 | 15291.42 | 15315.59 | 15475.23 | 15868.88 | 17053.07 | 18098.25 | 18398.26 | 18304.3 | 17979.72 | 17467.62 | 16781.56 | 16021.43 | 15655.56 | 15450.65 | 15535.84 | 16194.24 | 18003.52 | 18556.95 | 18571.2 | 18046.63 | 17247.04 | 16282.83 | 15723.55 | 403.0121 | 18571.2 | 11 | 2014
2014-11-29 | 15607.85 | 15306.22 | 15311.7 | 15432.24 | 15733.3 | 16288.29 | 17118.69 | 17765.2 | 17950.64 | 17423.53 | 16604.91 | 16046.36 | 15781.4 | 15535.92 | 15415.25 | 15526.09 | 16168.36 | 18030.3 | 18585.07 | 18525.02 | 17900.85 | 17030.64 | 16097.76 | 15645.33 | 396.8309 | 18585.07 | 11 | 2014
2014-11-30 | 15408.1 | 16862.54 | 16997.28 | 17375.27 | 18100.05 | 19164.86 | 20069.67 | 20701.39 | 20689.55 | 19885.95 | 18773.46 | 17807.99 | 17030.29 | 16360.79 | 16109.02 | 16210.47 | 17574.84 | 19761.12 | 20542.66 | 20643.98 | 20149.06 | 19390.3 | 18450.03 | 17679.93 | 441.7386 | 20701.39 | 11 | 2014
2014-12-01 | 16831.62 | 17533.3 | 17553.43 | 17843.96 | 18664.68 | 21041.66 | 23748.48 | 24155.73 | 23445.97 | 22401.71 | 21374.64 | 20302.63 | 19370.63 | 18904.73 | 18630.67 | 18849.46 | 20475.57 | 22927.53 | 23159.58 | 22804.56 | 22090.8 | 20822.7 | 19138.91 | 18120.5 | 490.1934 | 24155.73 | 12 | 2014
2014-12-02 | 17628.02 | 17001.4 | 16993.25 | 17251.99 | 18023.25 | 19979.12 | 22658.06 | 23055.06 | 22400.74 | 21442.43 | 20510.72 | 19523.09 | 18844.05 | 18456.04 | 18208.04 | 18439.9 | 19841.78 | 22208.86 | 22372.15 | 21982.6 | 21242.99 | 19944.39 | 18555.76 | 17523.5 | 474.0872 | 23055.06 | 12 | 2014
2014-12-03 | 17112.24 | 16076.47 | 16023.09 | 16233.84 | 16960.14 | 18555.62 | 20888.33 | 21289.87 | 20747.64 | 19948.52 | 19185.4 | 18649.06 | 18187.93 | 17871.5 | 17671.07 | 17907.25 | 19039.51 | 21127.86 | 21159.01 | 20680.79 | 19861.78 | 18799.87 | 17602.81 | 16534.07 | 448.1137 | 21289.87 | 12 | 2014
2014-12-04 | 16174.12 | 17954.38 | 17988.2 | 18292.11 | 19106.24 | 21745.69 | 24475.05 | 24873.09 | 24123.06 | 23027.13 | 21952.24 | 20836.97 | 19861.15 | 19169.53 | 18886.13 | 19119.37 | 21002.66 | 23525.82 | 23800.37 | 23488.08 | 22798.78 | 21543.54 | 19741.87 | 18591.09 | 502.0767 | 24873.09 | 12 | 2014
2014-12-05 | 18058.25 | 19713.79 | 19910.15 | 20565.5 | 22063.77 | 24884.29 | 27705.69 | 28087.97 | 27106.54 | 25687.52 | 24259.67 | 22813.22 | 21556.1 | 20602.17 | 19987.43 | 20301.11 | 22385.29 | 25205.2 | 25735.7 | 25603.37 | 25044.08 | 23916.52 | 22239.68 | 20793.83 | 554.2268 | 28087.97 | 12 | 2014
2014-12-06 | 19887.51 | 18840.65 | 18877.69 | 19100.68 | 19764.79 | 20853.83 | 22058.23 | 23092.76 | 23272.65 | 22258.76 | 20775.67 | 19417.26 | 18647.42 | 18054.19 | 17750.69 | 18026.64 | 19494.91 | 22395.83 | 23002.02 | 23029.85 | 22589.39 | 21709.44 | 20408.03 | 19253.42 | 492.5623 | 23272.65 | 12 | 2014
2014-12-07 | 18932.04 | 17820.48 | 17809 | 17980.64 | 18394.13 | 19037.67 | 20112.97 | 21149.84 | 21446.96 | 20600.66 | 19293.91 | 18525.52 | 17898.5 | 17378.69 | 17123.54 | 17401.79 | 18757.47 | 21147.85 | 21615.61 | 21552.44 | 21031.78 | 20085.97 | 18944.22 | 18151.74 | 462.1934 | 21615.61 | 12 | 2014
2014-12-08 | 17881.06 | 17352.54 | 17368.24 | 17654.2 | 18470.95 | 20742.2 | 23477.62 | 23871.59 | 23161.86 | 22124.74 | 21103.36 | 20039.91 | 19174.39 | 18747.09 | 18474.88 | 18687.32 | 20217.41 | 22657.34 | 22877.67 | 22536.08 | 21800.04 | 20523.16 | 18952.47 | 17936.69 | 485.8328 | 23871.59 | 12 | 2014
2014-12-09 | 17504.04 | 14136.69 | 13987.39 | 14097.77 | 14727.8 | 16245.31 | 17880.85 | 18134.98 | 17937.47 | 17638.2 | 17397.88 | 17111.13 | 16834.41 | 16672.08 | 16573.54 | 16817.35 | 17841.53 | 19036.7 | 18880.27 | 18466.48 | 17841.32 | 16892.8 | 15626.83 | 14479.25 | 402.7621 | 19036.7 | 12 | 2014
2014-12-10 | 14250.78 | 15394.28 | 15309.21 | 15487.09 | 16181.69 | 17756.06 | 19625 | 20021.98 | 19552.67 | 18927.1 | 18531.09 | 18097.92 | 17696.59 | 17429.58 | 17260.98 | 17495.63 | 18592.8 | 20319.44 | 20258.33 | 19733.21 | 19012.42 | 18124.27 | 16909.07 | 15817.43 | 427.7846 | 20319.44 | 12 | 2014
2014-12-11 | 15396.73 | 14879.95 | 14769.49 | 14920.92 | 15589.74 | 17143 | 18804.12 | 19051.92 | 18789.8 | 18400.8 | 18064.28 | 17686.66 | 17333.54 | 17106.62 | 16964.48 | 17200.9 | 18268.92 | 19720.98 | 19586.06 | 19109.83 | 18527.21 | 17615.67 | 16382.34 | 15269.79 | 416.5838 | 19720.98 | 12 | 2014
2014-12-12 | 14930.1 | 15124 | 15024.17 | 15193.78 | 15890.36 | 17484.21 | 19166.27 | 19570.62 | 19138.06 | 18720.11 | 18344.83 | 17933.89 | 17555.85 | 17301.94 | 17141.3 | 17359.27 | 18432.84 | 19983.38 | 19877.65 | 19320.93 | 18715.63 | 17805.25 | 16587.54 | 15488.87 | 422.0909 | 19983.38 | 12 | 2014
2014-12-13 | 15102.45 | 16708.11 | 16644.15 | 16760.26 | 17121.8 | 17724.71 | 18444.21 | 19097.07 | 19477.06 | 18936.25 | 18241.24 | 17623.58 | 17094.19 | 16656.11 | 16454.77 | 16734.19 | 18029.49 | 19820.3 | 20135.59 | 19980.32 | 19360.4 | 18688.56 | 17797.65 | 16966.1 | 429.5986 | 20135.59 | 12 | 2014
2014-12-14 | 16628.32 | 17263.13 | 17226.91 | 17372.13 | 17761.81 | 18389.25 | 19124.75 | 20123.31 | 20475.64 | 19711.93 | 18746.33 | 18067.26 | 17485.38 | 17003.47 | 16772.99 | 17049.44 | 18377.09 | 20466.13 | 20861.98 | 20762.59 | 20188.51 | 19238.97 | 18368.98 | 17560.86 | 445.0272 | 20861.98 | 12 | 2014
2014-12-15 | 17240.13 | 16364.81 | 16334.25 | 16571.23 | 17342.32 | 18993.22 | 21624.37 | 22016.43 | 21416.11 | 20538 | 19683.51 | 18944.27 | 18457.95 | 18102.55 | 17877.62 | 18090.57 | 19238.83 | 21474.82 | 21560.72 | 21139.58 | 20314.52 | 19104 | 17934.13 | 16884.55 | 457.2485 | 22016.43 | 12 | 2014
2014-12-16 | 16488.07 | 15573.71 | 15501.01 | 15691.35 | 16399.4 | 17989.07 | 20020.87 | 20407.61 | 19899.95 | 19159.08 | 18683.4 | 18219.63 | 17791.76 | 17502.65 | 17319.01 | 17547.41 | 18658.35 | 20470.12 | 20446.52 | 19958.46 | 19160.06 | 18283.05 | 17083.58 | 16008.06 | 434.2622 | 20470.12 | 12 | 2014
2014-12-17 | 15654.58 | 14605.41 | 14484.24 | 14623.82 | 15282.7 | 16829.48 | 18491.07 | 18735.71 | 18486.57 | 18118.35 | 17802.2 | 17445.54 | 17109.31 | 16896.7 | 16763.94 | 16997.5 | 18051.93 | 19343.21 | 19208.29 | 18840.98 | 18243.14 | 17322.59 | 16086.62 | 14970.2 | 410.3941 | 19343.21 | 12 | 2014
2014-12-18 | 14650.91 | 13799.55 | 13638.87 | 13736.88 | 14356.03 | 15869.35 | 17511.59 | 17758.63 | 17571.4 | 17291.23 | 17067.93 | 16798.45 | 16536.52 | 16386.03 | 16294.4 | 16531.19 | 17539.8 | 18709.13 | 18535.09 | 18119.29 | 17477.71 | 16521.17 | 15256.82 | 14108.3 | 392.0663 | 18709.13 | 12 | 2014
2014-12-19 | 13822.64 | 16826.58 | 16812.46 | 17072.37 | 17855.61 | 19734.05 | 22466.5 | 22855.78 | 22198.58 | 21244.06 | 20304.46 | 19317.66 | 18747.68 | 18357.75 | 18106.93 | 18313.17 | 19596.74 | 21949.62 | 22093.68 | 21713.93 | 20915.32 | 19595.41 | 18338.18 | 17313.65 | 465.5528 | 22855.78 | 12 | 2014
2014-12-20 | 16771.73 | 18459.48 | 18484.32 | 18694.02 | 19145.36 | 20194.98 | 21425.84 | 22443.93 | 22638.96 | 21656.11 | 20201.84 | 19014.33 | 18316.15 | 17736.6 | 17441.01 | 17707.45 | 19106.18 | 21834.96 | 22409.31 | 22441.12 | 21963.63 | 21066.15 | 19769.13 | 18845.37 | 477.768 | 22638.96 | 12 | 2014
2014-12-21 | 18444.28 | 15799.91 | 15691.46 | 15760.67 | 16077.87 | 16642.71 | 17339.6 | 17995.46 | 18330.85 | 18003.6 | 17412.07 | 16892.74 | 16447.03 | 16079.29 | 15925.3 | 16207.75 | 17451.17 | 18971.18 | 19089.99 | 18932.46 | 18475.46 | 17781.12 | 16859.31 | 15992.85 | 412.6041 | 19089.99 | 12 | 2014
2014-12-22 | 15836.84 | 16628.6 | 16611.95 | 16863.66 | 17648.99 | 19413.38 | 22146.02 | 22533.93 | 21896.72 | 20968.25 | 20058.58 | 19149.19 | 18636.14 | 18258.42 | 18019.04 | 18228.27 | 19441.43 | 21769 | 21895.62 | 21506.25 | 20700.75 | 19374.9 | 18203.1 | 17167.37 | 462.9564 | 22533.93 | 12 | 2014
2014-12-23 | 16708.54 | 18076.76 | 18128.71 | 18450.85 | 19358.03 | 22067.42 | 24849.47 | 25217.58 | 24395.96 | 23212.95 | 22038.2 | 20830.2 | 19773.69 | 19065.05 | 18750.19 | 18963.15 | 20787.72 | 23372.06 | 23712.25 | 23477.36 | 22813.01 | 21595.32 | 19847.39 | 18688.79 | 504.1806 | 25217.58 | 12 | 2014
2014-12-24 | 18010.19 | 17686.11 | 17708.67 | 17937.92 | 18480.94 | 19624.08 | 21083.25 | 21660.11 | 21607.69 | 21028.04 | 20124.76 | 18980.54 | 18140.63 | 17458.5 | 17098.38 | 17342 | 18625.41 | 20955.19 | 21420.61 | 21471.03 | 21069.3 | 20208.64 | 19010.01 | 18254.3 | 464.9863 | 21660.11 | 12 | 2014
2014-12-25 | 17870.06 | 19059.77 | 19150.04 | 19653.38 | 20661.07 | 22205.44 | 23720.58 | 24289.51 | 24068.34 | 23249.81 | 22093.27 | 20686.14 | 19141.56 | 18323.08 | 17892.07 | 18128.69 | 19722.98 | 22557.54 | 23220.33 | 23404.55 | 23118.88 | 22355.19 | 21173.28 | 20078.45 | 505.824 | 24289.51 | 12 | 2014
2014-12-26 | 19478.58 | 20001.7 | 20316.94 | 21007.03 | 22279.22 | 24329.04 | 26253.66 | 26732.18 | 26571.65 | 26007.39 | 25193.03 | 24123.25 | 22981.79 | 22095.93 | 21647.6 | 22074.23 | 24222.27 | 26804.01 | 27065.37 | 26691.19 | 25864.27 | 24552.14 | 22803.3 | 21285.91 | 570.3817 | 27065.37 | 12 | 2014
2014-12-27 | 20337.49 | 18150.78 | 18147.9 | 18329.92 | 18754.28 | 19534.82 | 20736.26 | 21781.03 | 22070.13 | 21211 | 19891.26 | 18902.64 | 18281.01 | 17767.89 | 17520.15 | 17804.11 | 19183.11 | 21867.41 | 22341.05 | 22286.95 | 21738.43 | 20775.44 | 19417.73 | 18582.9 | 475.4137 | 22341.05 | 12 | 2014
2014-12-28 | 18284.13 | 16067.96 | 15972.2 | 16054.93 | 16384.85 | 16959.07 | 17659.26 | 18315.56 | 18631.6 | 18276.92 | 17654.51 | 17106.72 | 16637.41 | 16250.16 | 16084.27 | 16365.12 | 17622.59 | 19170.17 | 19312.6 | 19169.11 | 18726.25 | 18043.6 | 17131.63 | 16276.19 | 418.1568 | 19312.6 | 12 | 2014
2014-12-29 | 16101.62 | 15763.1 | 15702 | 15906.91 | 16647.54 | 18269.36 | 20449.59 | 20849 | 20327 | 19559.47 | 18940.73 | 18460.58 | 18032.4 | 17726.37 | 17536.34 | 17751.42 | 18863.02 | 20776.93 | 20773.46 | 20286.31 | 19409.35 | 18497.87 | 17306.87 | 16233.72 | 440.171 | 20849 | 12 | 2014
2014-12-30 | 15848.16 | 14374.09 | 14240.77 | 14367.74 | 15014.55 | 16548.54 | 18198.71 | 18446.33 | 18217.23 | 17877.61 | 17588.43 | 17258.34 | 16945.44 | 16752.9 | 16635.28 | 16869.13 | 17908.39 | 19137.26 | 19013.8 | 18628.31 | 18016.9 | 17085.37 | 15841.76 | 14716.76 | 405.5318 | 19137.26 | 12 | 2014
2014-12-31 | 14420.49 | 17355.86 | 17370.52 | 17653.49 | 18449.13 | 20695.27 | 23431.42 | 23809.98 | 23085.53 | 22038.06 | 21004.73 | 19928.81 | 19049.98 | 18623.36 | 18350.23 | 18568.16 | 20097.31 | 22547.5 | 22778.53 | 22460.54 | 21736.9 | 20466.72 | 18911.73 | 17910.02 | 480.7443 | 23809.98 | 12 | 2014
2015-01-01 | 17327.72 | 17129.38 | 17118.44 | 17297.76 | 17747.62 | 18581.95 | 19507.03 | 19759.44 | 19747.08 | 19571.49 | 19213.58 | 18726.94 | 18102.97 | 17552.61 | 17248.68 | 17405.09 | 18184.74 | 19632.2 | 20083.05 | 20165.91 | 19833.31 | 19237.42 | 18447.2 | 17761.37 | 445.383 | 20165.91 | 1 | 2015
2015-01-02 | 17513.32 | 15701.52 | 15631 | 15806.32 | 16447.3 | 17947.21 | 19601.17 | 19744.52 | 19419.2 | 19088.47 | 18776.38 | 18450.15 | 18143.38 | 17899.71 | 17720.77 | 17842.03 | 18484.31 | 19722.96 | 19939.24 | 19733.61 | 19142 | 18265.97 | 17140.6 | 16193.09 | 434.3542 | 19939.24 | 1 | 2015
2015-01-03 | 15843.2 | 13889.13 | 13686.01 | 13642.71 | 13814.41 | 14268.27 | 14949.17 | 15471.28 | 15904.44 | 15934.55 | 15721.96 | 15575.16 | 15440.99 | 15286.2 | 15242.66 | 15439.72 | 16094.94 | 17255.35 | 17414.05 | 17229.76 | 16639.12 | 15846.63 | 14892.7 | 14050.4 | 369.5328 | 17414.05 | 1 | 2015
2015-01-04 | 13903.31 | 16582.1 | 16512.62 | 16610.16 | 16916.25 | 17486.62 | 18241.19 | 18751.88 | 18972.74 | 18703.07 | 18172.64 | 17728.09 | 17341.57 | 16975.41 | 16791.41 | 16974.07 | 17784.53 | 19244.66 | 19650.75 | 19636.77 | 19190.52 | 18519.28 | 17665.26 | 16934.29 | 425.2892 | 19650.75 | 1 | 2015
2015-01-05 | 16535.8 | 18214.49 | 18270.77 | 18578.8 | 19353.27 | 21313.58 | 23877.32 | 24078.35 | 23307.28 | 22397.37 | 21489.63 | 20571.32 | 19955.76 | 19515.89 | 19210.2 | 19322.59 | 20109.19 | 22234.56 | 22901.37 | 22822.78 | 22149.94 | 21007.95 | 19782.93 | 18933.59 | 495.9347 | 24078.35 | 1 | 2015
2015-01-06 | 18367.6 | 16824.85 | 16809.63 | 17039.86 | 17721.21 | 19240.6 | 21262.69 | 21465.7 | 20856.85 | 20179.93 | 19734.83 | 19290.56 | 18880.45 | 18554.28 | 18323.28 | 18453.95 | 19167.56 | 20636.83 | 21116.83 | 20914.46 | 20228.42 | 19413.64 | 18324 | 17421.24 | 460.2293 | 21465.7 | 1 | 2015
2015-01-07 | 17025.71 | 16383.64 | 16345.95 | 16552.25 | 17211.33 | 18709.63 | 20448.6 | 20656.73 | 20118.04 | 19716.87 | 19333.79 | 18941.23 | 18573.97 | 18284.16 | 18077.91 | 18212.24 | 18899.55 | 20213.44 | 20578.47 | 20336.95 | 19811.11 | 18975.86 | 17868.31 | 16946.41 | 448.2221 | 20656.73 | 1 | 2015
2015-01-08 | 16540.79 | 16094.91 | 16042.86 | 16233.96 | 16878.74 | 18364.41 | 20004.65 | 20142.47 | 19788.8 | 19419.88 | 19071.1 | 18710.91 | 18370.78 | 18103.82 | 17912.83 | 18048.92 | 18719.56 | 20001.06 | 20258.68 | 20079.08 | 19537.49 | 18689.13 | 17570.73 | 16636.94 | 441.2225 | 20258.68 | 1 | 2015
2015-01-09 | 16254 | 17771.36 | 17800.25 | 18080.45 | 18821.1 | 20471.51 | 22998.03 | 23208.88 | 22501.03 | 21678.18 | 20862.27 | 20116.94 | 19624.34 | 19225.81 | 18946.19 | 19060.9 | 19817.28 | 21719.36 | 22312.71 | 22174.98 | 21462.15 | 20322.43 | 19266.63 | 18398.75 | 482.8955 | 23208.88 | 1 | 2015
2015-01-10 | 17871.38 | 15534.09 | 15409.07 | 15448.41 | 15698.04 | 16212.45 | 16918.59 | 17441.23 | 17755.64 | 17615 | 17220.52 | 16902.07 | 16622.35 | 16346.26 | 16224.32 | 16417 | 17161.43 | 18494.55 | 18797.32 | 18701.2 | 18202.07 | 17481.82 | 16581.42 | 15800.66 | 406.8569 | 18797.32 | 1 | 2015
2015-01-11 | 15612.69 | 14905.9 | 14749.04 | 14754.66 | 14972.48 | 15457.51 | 16142.14 | 16669.08 | 17035.24 | 16966.95 | 16649.32 | 16403.2 | 16184.05 | 15959.09 | 15871.71 | 16069.03 | 16776.24 | 18037.02 | 18280.34 | 18140.5 | 17607.73 | 16858.62 | 15933.25 | 15125.42 | 391.1612 | 18280.34 | 1 | 2015
2015-01-12 | 14911.37 | 16570.16 | 16540.57 | 16758.42 | 17445.94 | 18968.33 | 20806.76 | 21032 | 20474.2 | 19981.17 | 19584.7 | 19183.97 | 18820.47 | 18519.26 | 18308.46 | 18435.17 | 19120.21 | 20468.58 | 20897.61 | 20635.4 | 20024.87 | 19190.82 | 18083.94 | 17158.85 | 451.9212 | 21032 | 1 | 2015
2015-01-13 | 16658.86 | 18694.77 | 18768.89 | 19093.55 | 19864.19 | 22071.3 | 24608.78 | 24810.87 | 23998.07 | 23028.58 | 22060.33 | 21077.39 | 20220.3 | 19755.05 | 19433.81 | 19558.87 | 20404.13 | 22731.61 | 23456.98 | 23406.95 | 22799.03 | 21691.6 | 20244.37 | 19412.6 | 507.8509 | 24810.87 | 1 | 2015
2015-01-14 | 18837.29 | 22295.01 | 22630.29 | 23360.8 | 24786.34 | 27392.04 | 30052.15 | 30235 | 29070.63 | 27604.76 | 26110.69 | 24636.15 | 23343.76 | 22289.99 | 21573.04 | 21726.84 | 23197.03 | 26020.08 | 27154.35 | 27385.74 | 27015.33 | 26108.11 | 24736.82 | 23680.96 | 601.2432 | 30235 | 1 | 2015
2015-01-15 | 22635.64 | 21570.04 | 21867.19 | 22557.74 | 23944.46 | 26512.4 | 29140.81 | 29331.26 | 28230.73 | 26853.06 | 25452.17 | 24063.9 | 22844.7 | 21852.52 | 21177.69 | 21338.12 | 22763.13 | 25499.33 | 26562.79 | 26738.83 | 26331.9 | 25391 | 23988.07 | 22898.07 | 589.5456 | 29331.26 | 1 | 2015
2015-01-16 | 22087.74 | 20247.65 | 20394.66 | 20985.78 | 22312.6 | 24836.95 | 27425.94 | 27635.76 | 26658.41 | 25448.89 | 24221.81 | 22995.19 | 21916.54 | 21038.54 | 20439.09 | 20596.18 | 21926.61 | 24491.99 | 25410.28 | 25474.4 | 24965.49 | 23948 | 22490.37 | 21336.3 | 559.2852 | 27635.76 | 1 | 2015
2015-01-17 | 20593.51 | 19536.64 | 19605.98 | 19850.53 | 20294.81 | 21303.94 | 22492.71 | 23263.49 | 23286.37 | 22428.69 | 21155.76 | 20116.52 | 19472.16 | 18891.31 | 18569.41 | 18746.13 | 19714.56 | 21999.57 | 22981.91 | 23184.88 | 22778.61 | 21972.14 | 20836.45 | 20073.62 | 503.1497 | 23286.37 | 1 | 2015
2015-01-18 | 19720.91 | 19064.97 | 19110.15 | 19329.29 | 19749.18 | 20457.15 | 21620.26 | 22396.47 | 22478.34 | 21702.96 | 20516.94 | 19742.1 | 19143.78 | 18601.65 | 18305.97 | 18486.22 | 19426.27 | 21488.22 | 22403.77 | 22557.23 | 22114.54 | 21275.89 | 20210.27 | 19566.07 | 489.4686 | 22557.23 | 1 | 2015
2015-01-19 | 19216.07 | 17662.76 | 17682.59 | 17952.65 | 18689.4 | 20249.24 | 22713.3 | 22947.17 | 22283.43 | 21512.81 | 20750.32 | 20075.68 | 19621.6 | 19245.65 | 18988.2 | 19115.92 | 19856.48 | 21725.66 | 22289.25 | 22095.97 | 21391.63 | 20279.72 | 19202.47 | 18313.57 | 483.8615 | 22947.17 | 1 | 2015
2015-01-20 | 17902.37 | 18397.38 | 18451.56 | 18755.45 | 19505.43 | 21495.08 | 23976.47 | 24197.16 | 23443.57 | 22550.63 | 21662.38 | 20751.84 | 20042.29 | 19612.15 | 19317.43 | 19451.28 | 20241.98 | 22460.95 | 23129.8 | 23015.91 | 22391.54 | 21260.05 | 19931.46 | 19077.69 | 501.0218 | 24197.16 | 1 | 2015
2015-01-21 | 18581.29 | 19634.45 | 19749.5 | 20117.85 | 21244.64 | 23692.51 | 26221.27 | 26435.29 | 25538.24 | 24442.25 | 23338.5 | 22225.73 | 21240.33 | 20444.91 | 20031.82 | 20159.18 | 21366.12 | 23824.68 | 24661.69 | 24661.99 | 24137.05 | 23088.25 | 21585.13 | 20401.25 | 536.8239 | 26435.29 | 1 | 2015
2015-01-22 | 19838.02 | 19258.84 | 19353.96 | 19701.23 | 20594.81 | 23012.39 | 25514.37 | 25735.14 | 24888.48 | 23861.76 | 22831.35 | 21786.76 | 20858.67 | 20166.74 | 19830.61 | 19962.09 | 21036.92 | 23427.23 | 24208.68 | 24164.07 | 23610.95 | 22535.87 | 21007.41 | 19994.85 | 527.1812 | 25735.14 | 1 | 2015
2015-01-23 | 19526.01 | 20825.01 | 21074.33 | 21718.86 | 23070.64 | 25601.52 | 28166.5 | 28389.63 | 27382.43 | 26123.93 | 24843.67 | 23564.46 | 22440.77 | 21526.37 | 20907.33 | 21070.72 | 22428.32 | 25046.94 | 26012.26 | 26084.83 | 25619.65 | 24628.79 | 23179.72 | 22039.43 | 571.2721 | 28389.63 | 1 | 2015
2015-01-24 | 21152.18 | 18509.65 | 18522.04 | 18706.82 | 19093.13 | 19705.38 | 20517.2 | 21313.83 | 21485.55 | 20829.83 | 19934.29 | 19317.96 | 18784.51 | 18297.87 | 18042.2 | 18232.88 | 19132.81 | 20934.81 | 21758.34 | 21823.29 | 21343.86 | 20463.85 | 19632.11 | 18954.99 | 476.4894 | 21823.29 | 1 | 2015
2015-01-25 | 18691.26 | 18717.41 | 18739.51 | 18934.57 | 19330.55 | 19949.97 | 20885.16 | 21682.38 | 21832.45 | 21145.35 | 20123.63 | 19486.08 | 18934.64 | 18433.02 | 18167.78 | 18358.1 | 19269.06 | 21169.76 | 22019.92 | 22100.33 | 21638.23 | 20771.67 | 19845.19 | 19175.56 | 479.4016 | 22100.33 | 1 | 2015
2015-01-26 | 18825.91 | 17554.99 | 17562.86 | 17820.94 | 18544.3 | 20074.96 | 22401.25 | 22656.62 | 22036.13 | 21317.83 | 20609.01 | 20012.37 | 19584.53 | 19231.53 | 18993.07 | 19129.92 | 19853.88 | 21674.54 | 22203.87 | 21956.5 | 21253.7 | 20179.87 | 19084.04 | 18177.92 | 480.7405 | 22656.62 | 1 | 2015
2015-01-27 | 17770.75 | 14892.94 | 14764.85 | 14877.77 | 15442.56 | 16829.02 | 18350.08 | 18526.59 | 18318.08 | 18140.09 | 17990.77 | 17810.23 | 17623.65 | 17487.39 | 17392.26 | 17555.07 | 18131.68 | 19233.57 | 19348.2 | 19022.39 | 18431.45 | 17519.82 | 16321.43 | 15306.39 | 417.087 | 19348.2 | 1 | 2015
2015-01-28 | 15049.05 | 17448.49 | 17440.41 | 17680.48 | 18366.42 | 19855.31 | 22058.66 | 22323.29 | 21748.49 | 21092.41 | 20455.69 | 19927.82 | 19527.63 | 19213.69 | 19002.21 | 19160.87 | 19883.65 | 21714.68 | 22199.61 | 21914.88 | 21202.81 | 20122.85 | 19003.76 | 18079.51 | 474.4727 | 22323.29 | 1 | 2015
2015-01-29 | 17534.11 | 18622.94 | 18678.93 | 18985.94 | 19735.34 | 21809.07 | 24223.67 | 24471.88 | 23734.69 | 22852.71 | 21973.43 | 21064.7 | 20255.29 | 19827.46 | 19539.27 | 19683.5 | 20547.81 | 22800.72 | 23473.39 | 23320.17 | 22728.77 | 21605.78 | 20154.13 | 19291.29 | 506.915 | 24471.88 | 1 | 2015
2015-01-30 | 18783.81 | 18199.55 | 18232.17 | 18517.72 | 19258.99 | 21073.58 | 23471.67 | 23735.34 | 23058.38 | 22255.76 | 21456.85 | 20623.64 | 20030.92 | 19637.57 | 19371.65 | 19507.13 | 20260.72 | 22373.45 | 22973.11 | 22757.68 | 22104.68 | 20940.16 | 19686.54 | 18802.96 | 497.114 | 23735.34 | 1 | 2015
2015-01-31 | 18359.77 | 18005.02 | 17984.97 | 18136.3 | 18488.4 | 19056.82 | 19731.98 | 20291.57 | 20556.82 | 20102.29 | 19479.43 | 18940.12 | 18472.01 | 18041.09 | 17826.56 | 18029.51 | 18888.77 | 20454.36 | 21187.13 | 21155.73 | 20647.73 | 19952.54 | 19104.57 | 18392.19 | 461.2857 | 21187.13 | 1 | 2015
2015-02-01 | 18505.6 | 18201.37 | 18257.67 | 18504.08 | 18964.3 | 19721.62 | 20708.79 | 21256.32 | 21238.2 | 20514.26 | 19599.51 | 18894.17 | 18298.51 | 17746.53 | 17401.76 | 17465.39 | 18102.84 | 19530.53 | 20569.07 | 20869.33 | 20481.26 | 19879.25 | 19152.78 | 18519.05 | 462.3822 | 21256.32 | 2 | 2015
2015-02-02 | 18254.75 | 20378.89 | 20639.2 | 21257.8 | 22511.98 | 24884.48 | 27258.56 | 27312.74 | 26290.18 | 25084.73 | 23901.62 | 22756.81 | 21774.34 | 20949.4 | 20336.47 | 20329.71 | 21141.48 | 23087.95 | 24412.93 | 24679.97 | 24288.52 | 23476.49 | 22305.9 | 21351.46 | 548.6664 | 27312.74 | 2 | 2015
2015-02-03 | 20603.51 | 21192.46 | 21483.01 | 22132.11 | 23396.61 | 25769.03 | 28145.19 | 28197.01 | 27128.07 | 25857.88 | 24612.16 | 23405.65 | 22362.5 | 21503 | 20867.53 | 20877.45 | 21741.95 | 23768.12 | 25151.24 | 25457.86 | 25114.82 | 24328.76 | 23170.15 | 22237.33 | 568.5034 | 28197.01 | 2 | 2015
2015-02-04 | 21521.25 | 17092.84 | 17135.68 | 17447.08 | 18229.64 | 19910.02 | 22115.75 | 22177.37 | 21466.39 | 20705.94 | 19996.01 | 19448.34 | 18962.38 | 18563.55 | 18245.31 | 18265.43 | 18719.69 | 19890.41 | 20781.25 | 20801.23 | 20232.07 | 19464.08 | 18435.4 | 17561.33 | 467.1684 | 22177.37 | 2 | 2015
2015-02-05 | 17335.18 | 17891.55 | 17972.71 | 18324.83 | 19145.35 | 21089.62 | 23339.97 | 23400.47 | 22614.22 | 21746.1 | 20921.76 | 20100.66 | 19532.97 | 19073.98 | 18716.27 | 18733.51 | 19231.75 | 20576.85 | 21632.48 | 21710.28 | 21197.7 | 20266.79 | 19256.99 | 18413.18 | 482.2252 | 23400.47 | 2 | 2015
2015-02-06 | 18018.33 | 16949.78 | 16979.17 | 17281.63 | 18064.54 | 19751.7 | 21877.79 | 21959.83 | 21285.29 | 20568.42 | 19937.22 | 19419.64 | 18962.34 | 18583.48 | 18279.11 | 18292.13 | 18723.55 | 19860.13 | 20687.98 | 20661.16 | 20088.14 | 19305.52 | 18263.88 | 17373.35 | 461.1741 | 21959.83 | 2 | 2015
2015-02-07 | 17036.01 | 16330.41 | 16286.64 | 16428.07 | 16786.45 | 17441.24 | 18202.13 | 18651.99 | 18809.05 | 18475.76 | 17901.63 | 17424.94 | 17022.26 | 16633.17 | 16400.68 | 16484.29 | 17002.72 | 18201.11 | 18985.48 | 19069.67 | 18665.48 | 18031.02 | 17218.67 | 16493.51 | 419.9824 | 19069.67 | 2 | 2015
2015-02-08 | 16314.17 | 18484.33 | 18546.28 | 18799.45 | 19263.74 | 20008.86 | 21026.65 | 21594.79 | 21581.21 | 20854.12 | 19863.65 | 19151.65 | 18550.03 | 17994.28 | 17651.45 | 17724.82 | 18365.93 | 19801.38 | 20924.65 | 21200.7 | 20842.36 | 20172.12 | 19437.29 | 18798.67 | 466.9526 | 21594.79 | 2 | 2015
2015-02-09 | 18447.36 | 19441.23 | 19596.61 | 20029.83 | 21172.04 | 23468.15 | 25750.04 | 25824.16 | 24905.76 | 23840.57 | 22802.72 | 21784.88 | 20906.92 | 20179.1 | 19749.47 | 19754.68 | 20351.77 | 22150.16 | 23369.7 | 23533.82 | 23113.11 | 22262.27 | 21041 | 20081.89 | 523.5572 | 25824.16 | 2 | 2015
2015-02-10 | 19586.9 | 17346.32 | 17394.17 | 17711.59 | 18497.9 | 20212.12 | 22399.22 | 22479.59 | 21772.69 | 21009.35 | 20295.59 | 19678.18 | 19186.47 | 18784.13 | 18467.65 | 18496.74 | 18954.17 | 20131.6 | 21097.97 | 21095.63 | 20553.69 | 19724.94 | 18688.76 | 17810.25 | 471.3756 | 22479.59 | 2 | 2015
2015-02-11 | 17516.04 | 17731.59 | 17797.23 | 18133.57 | 18937.52 | 20788.19 | 22979.71 | 23061.46 | 22320.95 | 21508.66 | 20742.91 | 19990.8 | 19466.06 | 19036.28 | 18702.25 | 18731.04 | 19208.71 | 20496.21 | 21513.66 | 21535.02 | 21021.1 | 20109 | 19084.2 | 18218.98 | 478.6311 | 23061.46 | 2 | 2015
2015-02-12 | 17830.5 | 16078.56 | 16060.35 | 16308.53 | 17027.82 | 18632.91 | 20379.82 | 20475.37 | 19921.81 | 19474.55 | 19078.14 | 18675.51 | 18309.96 | 18013.83 | 17769.59 | 17809.6 | 18189.22 | 19216.79 | 19860.14 | 19767.82 | 19282.5 | 18470.52 | 17380.44 | 16443.3 | 440.4576 | 20475.37 | 2 | 2015
2015-02-13 | 16196.17 | 15473.76 | 15421.6 | 15638.79 | 16338.4 | 17935.28 | 19579.96 | 19667.59 | 19281.2 | 18911.68 | 18592.58 | 18261.76 | 17960.66 | 17714.48 | 17503.29 | 17535.85 | 17868.29 | 18815.6 | 19388.55 | 19235.23 | 18692.23 | 17840.42 | 16725.6 | 15758.11 | 426.3371 | 19667.59 | 2 | 2015
2015-02-14 | 15478.06 | 16003.11 | 15933.12 | 16048.11 | 16378.44 | 16990.12 | 17688.37 | 18160.27 | 18373.35 | 18110.33 | 17610.27 | 17198.31 | 16849.5 | 16507.34 | 16311.31 | 16410.08 | 16894.81 | 18028.98 | 18763.62 | 18783.74 | 18372.78 | 17718.38 | 16872.04 | 16113.64 | 411.5981 | 18783.74 | 2 | 2015
2015-02-15 | 15910.99 | 18785.43 | 18852.83 | 19112.63 | 19581.11 | 20370.96 | 21355.69 | 21947.66 | 21940.64 | 21211.9 | 20156.86 | 19425.62 | 18817.65 | 18258.61 | 17918.84 | 18003.88 | 18648.05 | 20089.89 | 21302.25 | 21548.37 | 21223.46 | 20551.44 | 19736.04 | 19091.25 | 473.8421 | 21947.66 | 2 | 2015
2015-02-16 | 18715.84 | 19888.82 | 20056.86 | 20586.77 | 21791.57 | 24076.65 | 26307.5 | 26404.77 | 25478.55 | 24391.32 | 23329.64 | 22285.09 | 21382.23 | 20627.2 | 20104.68 | 20121.1 | 20832.23 | 22659.25 | 23906.64 | 24052.08 | 23673.85 | 22842.02 | 21615.06 | 20607.93 | 535.7377 | 26404.77 | 2 | 2015
2015-02-17 | 20032.38 | 18158.55 | 18236.99 | 18587.85 | 19403.2 | 21373.54 | 23522.59 | 23624.06 | 22872.92 | 22036.24 | 21243.76 | 20444.24 | 19816.27 | 19370.8 | 19030.74 | 19068.5 | 19558.3 | 20971.07 | 22017.59 | 22026.95 | 21553.4 | 20627.11 | 19515.79 | 18651.58 | 491.7444 | 23624.06 | 2 | 2015
2015-02-18 | 18331.38 | 14324.67 | 14211.15 | 14359.97 | 14981.83 | 16487.12 | 18057.72 | 18153.45 | 17871.48 | 17647.52 | 17487.47 | 17302.05 | 17120.14 | 16979.16 | 16842.27 | 16902.61 | 17168.79 | 17978.29 | 18444.35 | 18205.58 | 17635.41 | 16740.27 | 15566.99 | 14540.94 | 403.3406 | 18444.35 | 2 | 2015
2015-02-19 | 14427.57 | 13897.76 | 13761.48 | 13886.58 | 14485.16 | 15967.46 | 17518.12 | 17618.84 | 17375.24 | 17204.13 | 17099.89 | 16965.79 | 16827.53 | 16723.29 | 16611.58 | 16676.13 | 16915.31 | 17673.08 | 18096.98 | 17824.76 | 17233.64 | 16318.55 | 15126.09 | 14079.24 | 390.3142 | 18096.98 | 2 | 2015
2015-02-20 | 13874.64 | 14922.49 | 14833.68 | 15013.28 | 15674.57 | 17220.61 | 18800.11 | 18909.3 | 18594.59 | 18317.94 | 18097.19 | 17854.25 | 17626.47 | 17443.43 | 17279.08 | 17327.3 | 17614.19 | 18474.15 | 18977.97 | 18749.15 | 18186.45 | 17304.91 | 16149.09 | 15140.44 | 412.3853 | 18977.97 | 2 | 2015
2015-02-21 | 14823.83 | 16199.15 | 16129.87 | 16246.48 | 16576.24 | 17170.08 | 17824.7 | 18314.55 | 18539.71 | 18285.54 | 17794.93 | 17387.98 | 17041.89 | 16703.82 | 16515.34 | 16625.68 | 17108.36 | 18238.85 | 18973.31 | 18965.82 | 18574.69 | 17924.22 | 17065.02 | 16296.89 | 415.327 | 18973.31 | 2 | 2015
2015-02-22 | 16067.6 | 15335.28 | 15221.5 | 15291.41 | 15576.15 | 16127.88 | 16750.09 | 17246.98 | 17545.17 | 17392.69 | 17009.8 | 16703.01 | 16441.67 | 16174.88 | 16034.64 | 16151.77 | 16582.21 | 17612.01 | 18263.9 | 18194.7 | 17758.98 | 17068.76 | 16173.97 | 15366.94 | 398.092 | 18263.9 | 2 | 2015
2015-02-23 | 15246.78 | 14591.12 | 14485.04 | 14644.83 | 15293.35 | 16811.87 | 18357.01 | 18477.58 | 18204.06 | 17979.76 | 17815.18 | 17627.55 | 17453.22 | 17305.01 | 17169.22 | 17228.96 | 17490.8 | 18303.62 | 18772.69 | 18503.9 | 17936.4 | 17043.32 | 15862.47 | 14826.35 | 407.4301 | 18772.69 | 2 | 2015
2015-02-24 | 14580.36 | 16319.4 | 16296.34 | 16541.28 | 17252.97 | 18819.6 | 20510.41 | 20649.02 | 20122.3 | 19673.27 | 19308.47 | 18927.84 | 18578.95 | 18299.9 | 18075.95 | 18137.55 | 18506.05 | 19513.32 | 20145.43 | 19994.72 | 19540.22 | 18730.22 | 17612.01 | 16651.65 | 442.7872 | 20649.02 | 2 | 2015
2015-02-25 | 16275.17 | 17653.19 | 17695.29 | 18008.99 | 18786.09 | 20518.17 | 22571.44 | 22705.64 | 22048.95 | 21332.9 | 20666.97 | 19997.68 | 19526.21 | 19144.77 | 18853.46 | 18909.28 | 19353.09 | 20596.14 | 21555.21 | 21460.44 | 20967.2 | 20054.66 | 18983.8 | 18076.67 | 475.7414 | 22705.64 | 2 | 2015
2015-02-26 | 17669.06 | 16007.63 | 15966.26 | 16192.23 | 16885.01 | 18429.68 | 19984.17 | 20131.06 | 19716.75 | 19344.3 | 19025.93 | 18687.77 | 18374.79 | 18126.41 | 17924.6 | 17991.36 | 18337.48 | 19301.89 | 19899.86 | 19716.8 | 19248.48 | 18422.94 | 17287.32 | 16308.77 | 438.9805 | 20131.06 | 2 | 2015
2015-02-27 | 16084.42 | 15292.54 | 15212.47 | 15402.31 | 16070.83 | 17604.53 | 19141.48 | 19269.38 | 18954.88 | 18670.04 | 18439.41 | 18183.37 | 17943.56 | 17752.35 | 17588.1 | 17647.04 | 17940.65 | 18814.38 | 19333.17 | 19085.03 | 18552.1 | 17682.12 | 16519.27 | 15507.37 | 422.6908 | 19333.17 | 2 | 2015
2015-02-28 | 15261.15 | 17456.83 | 17439.83 | 17612.73 | 17993.2 | 18611.57 | 19245.25 | 19751.11 | 19908.02 | 19548.68 | 18944.74 | 18427.37 | 17987.33 | 17572.42 | 17338.73 | 17455.26 | 17994.88 | 19236.6 | 20066.88 | 20094.35 | 19781.41 | 19182.35 | 18348.3 | 17612.71 | 442.8717 | 20094.35 | 2 | 2015
2015-03-01 | 17347.29 | 17360.86 | 17443.47 | 17696.39 | 18192.79 | 19132.35 | 19921.29 | 20430.76 | 20354.89 | 19673.43 | 18748.17 | 17968.24 | 17453.71 | 16950.37 | 16653.59 | 16673.76 | 17167.32 | 18202.85 | 19380.08 | 19842.48 | 19526.6 | 18853.13 | 17955.04 | 17362.14 | 440.291 | 20430.76 | 3 | 2015
2015-03-02 | 17248.86 | 18814.58 | 19056.95 | 19627.43 | 20790.47 | 23004.18 | 24976.32 | 25023.01 | 24058.86 | 23003.99 | 22038.7 | 21108.19 | 20295.77 | 19588.22 | 19073.68 | 19016.99 | 19598 | 20912.56 | 22106.78 | 22504.05 | 22163.66 | 21353.68 | 20178.7 | 19254.44 | 504.7981 | 25023.01 | 3 | 2015
2015-03-03 | 18821.97 | 18179.16 | 18384.15 | 18914.45 | 20021.12 | 22175.88 | 24110.84 | 24153.17 | 23238.21 | 22258.07 | 21375.79 | 20517.81 | 19753.92 | 19104.84 | 18625.85 | 18585.78 | 19134.17 | 20378.49 | 21515.63 | 21876.86 | 21520.32 | 20686.49 | 19482.92 | 18534.99 | 491.3509 | 24153.17 | 3 | 2015
2015-03-04 | 18217.6 | 17166.37 | 17275.02 | 17630.91 | 18555 | 20646.65 | 22531.55 | 22585.25 | 21778.57 | 20948.98 | 20225.51 | 19515.21 | 18876.47 | 18332.79 | 17942.05 | 17919.83 | 18366.76 | 19462.27 | 20477.79 | 20746.61 | 20325.21 | 19432.94 | 18176.69 | 17371.07 | 464.5071 | 22585.25 | 3 | 2015
2015-03-05 | 17179.25 | 16952.51 | 17049.87 | 17393.9 | 18237.79 | 20314.98 | 22187.47 | 22244.21 | 21461.79 | 20665.68 | 19977.49 | 19299.91 | 18688.9 | 18168.59 | 17826.05 | 17805.86 | 18204.06 | 19266.61 | 20255.31 | 20502.9 | 20067.72 | 19162.72 | 17938.54 | 17139.85 | 457.992 | 22244.21 | 3 | 2015
2015-03-06 | 16941.29 | 16583.46 | 16656.03 | 16984.41 | 17751.86 | 19773.14 | 21629.08 | 21703.11 | 20968.28 | 20237.16 | 19607.14 | 18988.31 | 18431.63 | 17972.82 | 17692.25 | 17660.97 | 17982.55 | 18958.6 | 19887.25 | 20079.37 | 19590.93 | 18650.94 | 17518.78 | 16702.8 | 448.9522 | 21703.11 | 3 | 2015
2015-03-07 | 16506.04 | 15516.64 | 15499.27 | 15648.09 | 15995.12 | 16616.98 | 17133.44 | 17556.5 | 17666.26 | 17369.77 | 16894.41 | 16520.18 | 16197.43 | 15856.87 | 15673.58 | 15713.9 | 16088.46 | 16872.51 | 17607.83 | 17812.53 | 17469.9 | 16856.48 | 16045.12 | 15360.36 | 396.4777 | 17812.53 | 3 | 2015
2015-03-08 | 15327.33 | 15336.93 | 15294.23 | 15437.87 | 15754.8 | 16374.91 | 17180.41 | 17711.46 | 17959.09 | 17700.24 | 17200.75 | 16783.68 | 16439.75 | 16071.64 | 15822.65 | 15825.68 | 16035.94 | 16364 | 17109.04 | 18060.88 | 17962.64 | 17386.96 | 16523.73 | 15767.87 | 397.4325 | 18060.88 | 3 | 2015
2015-03-09 | 15432.29 | 15865.93 | 15890.28 | 16181.03 | 16897.1 | 18644.57 | 20832.22 | 21058.42 | 20553.91 | 19983.43 | 19431.29 | 18862.74 | 18372.28 | 17947.68 | 17643.69 | 17588.3 | 17711.51 | 17969.26 | 18820.4 | 19900.24 | 19704.12 | 18779.08 | 17536.6 | 16610.15 | 438.2165 | 21058.42 | 3 | 2015
2015-03-10 | 16081.34 | 14832.11 | 14800.59 | 15031.46 | 15672.65 | 17177.96 | 19126.26 | 19349.92 | 18946 | 18523.27 | 18131.12 | 17747.07 | 17457.95 | 17193.8 | 16943.17 | 16904.95 | 16973.09 | 17118.65 | 17709.28 | 18636.66 | 18390.74 | 17553.38 | 16422.6 | 15458.77 | 412.1828 | 19349.92 | 3 | 2015
2015-03-11 | 15042.51 | 14767.59 | 14681.96 | 14861.97 | 15451.96 | 16901.18 | 18731.02 | 19033.07 | 18820.25 | 18636.7 | 18514.34 | 18368.57 | 18242.86 | 18124.46 | 17966.45 | 17993.54 | 18066.64 | 18134.72 | 18695.3 | 19518.05 | 19116.75 | 18005.65 | 16760.5 | 15684.29 | 420.1203 | 19518.05 | 3 | 2015
2015-03-12 | 15072.38 | 13444.99 | 13342.97 | 13499.84 | 14069.38 | 15507.18 | 17118.35 | 17302.18 | 17100.59 | 16930.67 | 16795.31 | 16631.75 | 16474.35 | 16320.82 | 16145.19 | 16116.07 | 16099.63 | 16084.66 | 16546.16 | 17238.4 | 16981.67 | 16164.77 | 14979.5 | 13955.61 | 379.9224 | 17302.18 | 3 | 2015
2015-03-13 | 13606.28 | 14548.7 | 14494.11 | 14711.35 | 15345.35 | 16853.71 | 18664.14 | 18911.6 | 18556.49 | 18197.72 | 17872.39 | 17597.07 | 17349.13 | 17112.89 | 16884.09 | 16837.63 | 16875.3 | 16968.2 | 17512.16 | 18312.16 | 18021.84 | 17234.34 | 16087.48 | 15105.24 | 403.6594 | 18911.6 | 3 | 2015
2015-03-14 | 14617.72 | 13836.79 | 13710.73 | 13767.67 | 13999.72 | 14528.69 | 15244.54 | 15800.99 | 16180.07 | 16131.8 | 15839.04 | 15612.93 | 15429.72 | 15198.62 | 15046.39 | 15068.58 | 15178.97 | 15314.75 | 15904.74 | 16720.47 | 16552.11 | 15903.77 | 14967.2 | 14132.9 | 364.6889 | 16720.47 | 3 | 2015
2015-03-15 | 13874.45 | 14296.21 | 14191.68 | 14271.57 | 14525.03 | 15070.25 | 15792.03 | 16349.17 | 16695.69 | 16600.5 | 16257.52 | 15983.81 | 15760.29 | 15495.72 | 15322.01 | 15343.16 | 15478.15 | 15661.67 | 16291.58 | 17131.14 | 16988.85 | 16360.52 | 15438.64 | 14620.95 | 373.8006 | 17131.14 | 3 | 2015
2015-03-16 | 14305.48 | 15554.16 | 15556.14 | 15824.16 | 16516.52 | 18110.14 | 20223.8 | 20473.28 | 20027.01 | 19530.37 | 19052.64 | 18548.76 | 18110.92 | 17778.85 | 17504.53 | 17459.28 | 17550.71 | 17751.31 | 18491.81 | 19502.15 | 19303.42 | 18360.91 | 17183.5 | 16232.29 | 428.9521 | 20473.28 | 3 | 2015
2015-03-17 | 15706.31 | 14094.92 | 14017.95 | 14202.2 | 14796.03 | 16241.01 | 17834.82 | 18087.83 | 17796.26 | 17578.41 | 17390.28 | 17175.07 | 16973.2 | 16784.27 | 16589.66 | 16565.96 | 16576.32 | 16613.45 | 17120.73 | 17822.54 | 17607.42 | 16815.52 | 15640.1 | 14629.74 | 394.66 | 18087.83 | 3 | 2015
2015-03-18 | 14262.81 | 12951.33 | 12815.93 | 12939.12 | 13473.56 | 14864.18 | 16414.3 | 16618.88 | 16482.41 | 16397.41 | 16349.29 | 16263.87 | 16172.68 | 16076.56 | 15944.52 | 15928.46 | 15870.16 | 15775.72 | 16175.31 | 16798.44 | 16524.72 | 15680.85 | 14460.02 | 13399.17 | 368.6397 | 16798.44 | 3 | 2015
2015-03-19 | 13060.81 | 13834.91 | 13740.31 | 13906.72 | 14482.54 | 15906.26 | 17473.81 | 17679.35 | 17482.08 | 17309.37 | 17168.76 | 16997.88 | 16834.09 | 16678.08 | 16507.49 | 16491.08 | 16482.23 | 16479.54 | 16952.08 | 17620.39 | 17389.47 | 16579.74 | 15385.04 | 14354.5 | 386.7965 | 17679.35 | 3 | 2015
2015-03-20 | 13922.09 | 15040.01 | 15001.25 | 15236.57 | 15884.65 | 17386.69 | 19294.4 | 19563.6 | 19191.67 | 18799.69 | 18424.53 | 18013.69 | 17727.77 | 17469.26 | 17231.45 | 17192.26 | 17243.25 | 17365.54 | 17940.01 | 18848.39 | 18608.88 | 17714.56 | 16569.49 | 15592.04 | 415.2617 | 19563.6 | 3 | 2015
2015-03-21 | 15096.97 | 15974.09 | 15944.37 | 16104.44 | 16431.86 | 17026.6 | 17753.01 | 18438.05 | 18742.33 | 18415.64 | 17793.42 | 17358.1 | 16997.88 | 16620.59 | 16376.83 | 16399.13 | 16619.26 | 16966.97 | 17734.3 | 18809.25 | 18760.28 | 18044.4 | 17163.54 | 16399.16 | 411.9705 | 18809.25 | 3 | 2015
2015-03-22 | 16021.43 | 14849.98 | 14763.23 | 14863.45 | 15133.19 | 15674.93 | 16361.97 | 16936.74 | 17268.25 | 17144.29 | 16768.01 | 16459.52 | 16206.7 | 15919.66 | 15736.78 | 15766.43 | 15919.29 | 16138.07 | 16800.28 | 17634.12 | 17530.36 | 16921.03 | 16000.66 | 15187.63 | 388.006 | 17634.12 | 3 | 2015
2015-03-23 | 14922.18 | 14048.34 | 13960.27 | 14135.81 | 14735.82 | 16175.29 | 17725.41 | 17981.5 | 17772.03 | 17605.5 | 17465.9 | 17299.15 | 17152.32 | 16994.79 | 16831.76 | 16813.15 | 16800.66 | 16795.94 | 17265.93 | 17904.2 | 17669.8 | 16855.78 | 15653.95 | 14610.48 | 395.176 | 17981.5 | 3 | 2015
2015-03-24 | 14215.49 | 12732.44 | 12573.04 | 12672.91 | 13182.01 | 14534.44 | 16032.76 | 16261.18 | 16180.32 | 16165.03 | 16189.59 | 16171.07 | 16138.46 | 16093.89 | 16002.1 | 16003.4 | 15919.89 | 15770.25 | 16119.99 | 16681.21 | 16392.26 | 15522.53 | 14266.46 | 13170.35 | 364.9911 | 16681.21 | 3 | 2015
2015-03-25 | 12844.8 | 13990.28 | 13859.35 | 13993.38 | 14533.07 | 15902.56 | 17411.7 | 17676.29 | 17593.27 | 17558.4 | 17570.61 | 17554.86 | 17534.8 | 17506.63 | 17433.81 | 17473.98 | 17459.17 | 17390.75 | 17758.37 | 18386.3 | 18005.27 | 17115.12 | 15830.08 | 14711.83 | 397.0947 | 18386.3 | 3 | 2015
2015-03-26 | 14154.43 | 13431.34 | 13237.37 | 13309.7 | 13787.51 | 15094.35 | 16564.76 | 16874.47 | 16936.04 | 17088.43 | 17307.47 | 17499.37 | 17667.14 | 17801.97 | 17845.53 | 17935.32 | 17884.29 | 17693.37 | 17908.77 | 18407.22 | 17913.81 | 16918.76 | 15534.77 | 14316.16 | 393.1123 | 18407.22 | 3 | 2015
2015-03-27 | 13729.34 | 12664.13 | 12472.41 | 12551.73 | 13045.1 | 14388.57 | 15857.3 | 16129.85 | 16127.42 | 16209.46 | 16330.58 | 16414.05 | 16478.87 | 16512.45 | 16480.31 | 16498.31 | 16394.68 | 16182.77 | 16448.84 | 16916.83 | 16553.03 | 15620.26 | 14312.2 | 13162.88 | 367.4814 | 16916.83 | 3 | 2015
2015-03-28 | 12750.41 | 13171.33 | 12973.92 | 12961.24 | 13119.16 | 13542.02 | 14122.54 | 14745.68 | 15288.62 | 15447.14 | 15372.14 | 15350.05 | 15345.6 | 15271.68 | 15240.21 | 15314.07 | 15354.57 | 15329.92 | 15768.21 | 16406.49 | 16179.87 | 15448.4 | 14407.19 | 13467.86 | 352.3783 | 16406.49 | 3 | 2015
2015-03-29 | 13157.3 | 12897.71 | 12693.12 | 12672.09 | 12822.12 | 13238.14 | 13810.4 | 14427.85 | 14974.3 | 15140.51 | 15071.49 | 15051.33 | 15046.36 | 14970.88 | 14937.24 | 15003.8 | 15027.65 | 14982.41 | 15415.02 | 16052.1 | 15829.17 | 15101.83 | 14064.91 | 13128.56 | 345.5163 | 16052.1 | 3 | 2015
2015-03-30 | 12872.54 | 12612.59 | 12445.05 | 12538.38 | 13056.39 | 14406.76 | 15865.8 | 16121.18 | 16074.8 | 16095.62 | 16150.95 | 16161.63 | 16165.2 | 16135.3 | 16062.61 | 16060.75 | 15950.57 | 15761.77 | 16086.47 | 16596.85 | 16300.39 | 15420.53 | 14149.94 | 13032.24 | 362.1243 | 16596.85 | 3 | 2015
2015-03-31 | 12669.4 | 14018.66 | 13918.07 | 14080.35 | 14647.46 | 16030.83 | 17511.27 | 17750.05 | 17583.57 | 17441.38 | 17327.63 | 17174.96 | 17024.85 | 16884.08 | 16733.95 | 16734.67 | 16710.54 | 16683.43 | 17146.13 | 17756.57 | 17557.98 | 16751.89 | 15534.64 | 14484.36 | 390.1567 | 17756.57 | 3 | 2015
2015-04-01 | 13805.8 | 13101.39 | 12989.73 | 13117.44 | 13677.31 | 14898.4 | 16509.14 | 16871.04 | 16665.88 | 16494.49 | 16358.08 | 16128.89 | 15901.82 | 15780.29 | 15675.96 | 15752.18 | 15966.93 | 16060.54 | 16081.38 | 16742.63 | 16868.66 | 15674.44 | 14609.48 | 13697.66 | 369.4296 | 16871.04 | 4 | 2015
2015-04-02 | 13275.65 | 14000.6 | 13933.47 | 14107.75 | 14712.89 | 16251.87 | 18335.35 | 18691.81 | 18369.62 | 18032.44 | 17720.92 | 17329.11 | 16962.39 | 16724.61 | 16543.59 | 16613.14 | 16914.01 | 17172.53 | 17329.51 | 18082.15 | 18287.16 | 17159.66 | 15534.33 | 14659.71 | 396.7443 | 18691.81 | 4 | 2015
2015-04-03 | 14171.95 | 14686.2 | 14646.08 | 14860.35 | 15509.22 | 17624.12 | 19731.3 | 20099.81 | 19700.33 | 19251.79 | 18810.48 | 18302.48 | 17841.47 | 17517.09 | 17281.13 | 17332.64 | 17687.06 | 18054.13 | 18296.86 | 19091.91 | 19329.39 | 18238.61 | 16590.79 | 15351.25 | 420.0064 | 20099.81 | 4 | 2015
2015-04-04 | 14834.12 | 14683.08 | 14614.11 | 14724.58 | 15069.8 | 15584.76 | 16399.87 | 17275.05 | 17718.02 | 17483.75 | 16885.85 | 16339.32 | 15873.83 | 15537.52 | 15433.85 | 15513.5 | 15962.94 | 16499.03 | 16892.1 | 17864.37 | 18246.95 | 17395.77 | 16080.17 | 15183.37 | 388.0957 | 18246.95 | 4 | 2015
2015-04-05 | 14815.16 | 15059.07 | 15003.71 | 15129.35 | 15488.15 | 16263.19 | 17114.28 | 17998.1 | 18415.35 | 18140.41 | 17500.59 | 16916.92 | 16422.26 | 16009.17 | 15818.2 | 15968.39 | 16515.84 | 17105.78 | 17534.09 | 18521.1 | 18923.25 | 18084.15 | 16773.88 | 15608.5 | 401.1289 | 18923.25 | 4 | 2015
2015-04-06 | 15202.11 | 14294.42 | 14232.75 | 14416.14 | 15043.42 | 16801.81 | 18857.62 | 19256.52 | 18964.84 | 18650.79 | 18359.92 | 17992.84 | 17666.77 | 17448.33 | 17292.79 | 17375.67 | 17684.93 | 17947.67 | 18091.51 | 18792.87 | 18986.94 | 17840.95 | 16127.18 | 15042.51 | 412.3713 | 19256.52 | 4 | 2015
2015-04-07 | 14558.3 | 13658.2 | 13567.42 | 13718.24 | 14298.15 | 15523.89 | 17515.33 | 17896.38 | 17651.08 | 17414 | 17205.1 | 16904.52 | 16616.17 | 16445.86 | 16315.93 | 16400.72 | 16652.37 | 16818 | 16902.59 | 17574.28 | 17760.17 | 16601.34 | 15174.84 | 14273.5 | 387.4464 | 17896.38 | 4 | 2015
2015-04-08 | 13849.17 | 14437.5 | 14383.39 | 14573.01 | 15190.05 | 17037.82 | 19075.79 | 19456.72 | 19118.7 | 18748.56 | 18399.14 | 17968.24 | 17568.84 | 17306.57 | 17117.08 | 17199.77 | 17524.21 | 17826.57 | 18021.63 | 18762.97 | 19014.2 | 17908.2 | 16219.48 | 15112.04 | 411.8197 | 19456.72 | 4 | 2015
2015-04-09 | 14612.36 | 13347.61 | 13226.1 | 13346.43 | 13895.85 | 15087.32 | 16739.08 | 17156.74 | 17024.88 | 16934.6 | 16885.38 | 16741.27 | 16591.98 | 16541.67 | 16498.49 | 16618.34 | 16831.44 | 16891.7 | 16860.51 | 17424.19 | 17537.63 | 16305.52 | 14952.89 | 14006.51 | 382.0585 | 17537.63 | 4 | 2015
2015-04-10 | 13584.49 | 12650.89 | 12495.39 | 12590.76 | 13121.74 | 14315.45 | 15472.15 | 15809.96 | 15746.19 | 15756.24 | 15798.18 | 15738.63 | 15663.67 | 15665.58 | 15656.36 | 15753.29 | 15889.42 | 15825.39 | 15704.74 | 16202.67 | 16253.79 | 15231.91 | 14139.04 | 13178.19 | 358.2441 | 16253.79 | 4 | 2015
2015-04-11 | 12770.54 | 12530.42 | 12345.91 | 12336.39 | 12563.73 | 12960.57 | 13355.55 | 13906.04 | 14365.99 | 14495.8 | 14416.65 | 14353.05 | 14295.35 | 14249.17 | 14274.79 | 14375.69 | 14552.5 | 14612.91 | 14634.81 | 15039.94 | 15157.39 | 14544.61 | 13657.03 | 12851.22 | 332.6461 | 15157.39 | 4 | 2015
2015-04-12 | 12568.48 | 13612.02 | 13477.58 | 13521.47 | 13798.83 | 14236.08 | 14651.98 | 15203.39 | 15588.38 | 15612.07 | 15416.6 | 15245.71 | 15098.13 | 14977.25 | 14954.51 | 15053.94 | 15290.72 | 15464.13 | 15576.73 | 16324.48 | 16621.65 | 15673.91 | 14786.45 | 14017.85 | 356.7723 | 16621.65 | 4 | 2015
2015-04-13 | 13643.72 | 13454.04 | 13340.23 | 13470.13 | 14044.35 | 15256.08 | 16975.76 | 17414.27 | 17283.58 | 17183.83 | 17117.07 | 16956.43 | 16805.4 | 16737.38 | 16691.37 | 16803.16 | 17010.31 | 17072.52 | 17052.17 | 17594.83 | 17720.89 | 16497.25 | 15077.37 | 14126.13 | 385.3283 | 17720.89 | 4 | 2015
2015-04-14 | 13663.08 | 13394.83 | 13231.34 | 13313.18 | 13821.34 | 14960.29 | 16448.64 | 16960.39 | 17032.42 | 17192.9 | 17425.28 | 17570.82 | 17690.89 | 17877.52 | 18011.64 | 18229.95 | 18432.88 | 18369.21 | 18138.57 | 18495.46 | 18462.24 | 17076.83 | 15324.99 | 14284.35 | 395.409 | 18495.46 | 4 | 2015
2015-04-15 | 13690.96 | 12778.47 | 12592.43 | 12649.67 | 13134.44 | 14252.37 | 15359.73 | 15742.18 | 15857.23 | 16084.01 | 16381.5 | 16579.86 | 16739.64 | 16957.64 | 17110.42 | 17315.54 | 17456.58 | 17299.06 | 17015.84 | 17340.87 | 17293.52 | 15897.3 | 14610.22 | 13562.24 | 373.7017 | 17456.58 | 4 | 2015
2015-04-16 | 13038.89 | 12660.81 | 12475.54 | 12532.8 | 13018.81 | 14138.22 | 15238.44 | 15531.26 | 15625.2 | 15830.27 | 16091.12 | 16231.62 | 16321.25 | 16465.71 | 16555.07 | 16709.11 | 16813.75 | 16653.24 | 16414.75 | 16779.18 | 16782.93 | 15511.93 | 14351.67 | 13326.24 | 365.0978 | 16813.75 | 4 | 2015
2015-04-17 | 12861.71 | 12657.92 | 12462.39 | 12520.97 | 13012.54 | 14151 | 15248.67 | 15560.22 | 15649.49 | 15891.19 | 16185.49 | 16373.69 | 16520.25 | 16712.71 | 16844.83 | 17014.28 | 17118.91 | 16929.99 | 16641.41 | 16948.89 | 16896.44 | 15548.28 | 14373.72 | 13332.46 | 367.4574 | 17118.91 | 4 | 2015
2015-04-18 | 12829.72 | 12662.07 | 12386 | 12292.13 | 12432.87 | 12727.28 | 13046.03 | 13716 | 14441.06 | 14899.88 | 15180.86 | 15473.8 | 15786.52 | 16144.87 | 16488.64 | 16814.49 | 17047.83 | 16889.81 | 16537.41 | 16828.89 | 16741.08 | 15491.59 | 14415.64 | 13424.98 | 354.6995 | 17047.83 | 4 | 2015
2015-04-19 | 12900.82 | 12438.28 | 12165.84 | 12074.29 | 12216.26 | 12509.9 | 12821.38 | 13477.49 | 14181.48 | 14615.11 | 14870.83 | 15143.63 | 15388.06 | 15604.75 | 15928.85 | 16265.62 | 16500.07 | 16335.69 | 15991.18 | 16291.28 | 16222.32 | 15190.73 | 14125.34 | 13144.05 | 346.4033 | 16500.07 | 4 | 2015
2015-04-20 | 12643.8 | 12231.86 | 12034.25 | 12079.24 | 12568.86 | 13690.54 | 14769.68 | 15074.82 | 15158.96 | 15316.86 | 15508.64 | 15646.47 | 15804.52 | 15997.72 | 16134.98 | 16296.79 | 16360.4 | 16119.41 | 15821.78 | 16120.74 | 16096.63 | 15091.84 | 13919.9 | 12873.12 | 353.3618 | 16360.4 | 4 | 2015
2015-04-21 | 12410.19 | 12167.96 | 11969.93 | 12012.89 | 12483 | 13578.68 | 14640.53 | 14928.29 | 14991.43 | 15129.1 | 15302.32 | 15403.49 | 15463.48 | 15601.57 | 15724.2 | 15891.05 | 15956.12 | 15723.34 | 15492.2 | 15773.2 | 15790.35 | 14917.29 | 13754.43 | 12724.11 | 347.8291 | 15956.12 | 4 | 2015
2015-04-22 | 12309.44 | 12875.71 | 12638.71 | 12649.45 | 13084.2 | 14135.03 | 15181.19 | 15558.6 | 15925.31 | 16459.95 | 17102.04 | 17653.51 | 18140.33 | 18646.31 | 19015.89 | 19342.78 | 19470.23 | 19161.07 | 18636.26 | 18701.8 | 18482.4 | 16901.26 | 15100.06 | 13936.19 | 391.1077 | 19470.23 | 4 | 2015
2015-04-23 | 13230.28 | 13300.99 | 13038.18 | 13027.28 | 13438.28 | 14458.24 | 15490.05 | 16156.5 | 16689.5 | 17421.98 | 18294.72 | 19095.86 | 19820.93 | 20537.7 | 21065.19 | 21493.51 | 21656.35 | 21293.03 | 20606.86 | 20504.29 | 20137.28 | 18408.75 | 16091.03 | 14672.45 | 419.9292 | 21656.35 | 4 | 2015
2015-04-24 | 13813.42 | 12922.05 | 12668.99 | 12675.67 | 13110.92 | 14174.29 | 15211.12 | 15611.53 | 16028.86 | 16637.98 | 17351.64 | 17982.12 | 18547.47 | 19113.82 | 19530.53 | 19870.04 | 19986.82 | 19634.82 | 19044.18 | 19032.57 | 18747.22 | 17113.28 | 15195.72 | 14007.13 | 398.0122 | 19986.82 | 4 | 2015
2015-04-25 | 13270.56 | 12423.63 | 12217.88 | 12188.43 | 12391.99 | 12738 | 13045.07 | 13629.51 | 14145.06 | 14340.68 | 14326.66 | 14318.32 | 14306.82 | 14303.09 | 14366.77 | 14487.38 | 14634.26 | 14638.52 | 14620.31 | 14950.07 | 15077.59 | 14450.95 | 13528.16 | 12688.29 | 331.088 | 15077.59 | 4 | 2015
2015-04-26 | 12439.25 | 12504.93 | 12302.56 | 12276.68 | 12483.45 | 12830.22 | 13133.84 | 13719.74 | 14231.06 | 14419.96 | 14398.49 | 14382.72 | 14364.71 | 14355.67 | 14416.4 | 14537.44 | 14687.39 | 14698.23 | 14686.48 | 15017.57 | 15151.3 | 14528.63 | 13607.43 | 12769.82 | 331.944 | 15151.3 | 4 | 2015
2015-04-27 | 12500.49 | 12729.76 | 12555.76 | 12625.45 | 13137.39 | 14265.47 | 15322.41 | 15668.17 | 15750.19 | 15923.62 | 16142.85 | 16245.63 | 16321.27 | 16448.15 | 16548.09 | 16711.88 | 16808.54 | 16641.78 | 16421.8 | 16743.28 | 16794.07 | 15540.71 | 14383.94 | 13356.12 | 365.5868 | 16808.54 | 4 | 2015
2015-04-28 | 12897.45 | 12631.71 | 12406.47 | 12426.46 | 12870.2 | 13921.58 | 14938.44 | 15289.75 | 15461.89 | 15852.71 | 16376.87 | 16791.57 | 17144.85 | 17533.59 | 17820.82 | 18095.43 | 18184.27 | 17882.83 | 17446.5 | 17573 | 17465.72 | 15978.39 | 14587.11 | 13467.67 | 375.0453 | 18184.27 | 4 | 2015
2015-04-29 | 12907.3 | 12993.37 | 12728.06 | 12712.79 | 13118.96 | 14125.48 | 15121.19 | 15539.83 | 16049.16 | 16763.21 | 17604.75 | 18358.34 | 19032.14 | 19703.13 | 20199.78 | 20601.1 | 20718.4 | 20320.18 | 19659.15 | 19561.48 | 19256.27 | 17573.96 | 15435.68 | 14203.9 | 404.2876 | 20718.4 | 4 | 2015
2015-04-30 | 13407.78 | 12749.28 | 12538.29 | 12572.15 | 13029.38 | 14090.14 | 15103.18 | 15446.21 | 15621.33 | 15989.05 | 16431.95 | 16761.85 | 17036.79 | 17358.14 | 17598.97 | 17853.57 | 17948.91 | 17688.16 | 17313.66 | 17483.28 | 17432.22 | 15992.48 | 14617.7 | 13522.34 | 375.5868 | 17948.91 | 4 | 2015
2015-05-01 | 12690.6 | 12789.26 | 12562.15 | 12605.38 | 13103.48 | 14254.4 | 15433.5 | 15896.78 | 16067.15 | 16267.45 | 16490.38 | 16580.72 | 16661.76 | 16765.05 | 16859.6 | 17027.63 | 17171.51 | 17136.54 | 16900.73 | 16805.1 | 16941.51 | 16142.81 | 14838.88 | 13634.78 | 371.6272 | 17171.51 | 5 | 2015
2015-05-02 | 13002.06 | 13063.65 | 12838.61 | 12798.53 | 12989.72 | 13283.55 | 13632.41 | 14406.05 | 15062.08 | 15302.84 | 15304.32 | 15253.45 | 15231.6 | 15199.97 | 15268.56 | 15470.46 | 15739.94 | 15885.18 | 15837.12 | 15926.93 | 16213.86 | 15628.99 | 14601.71 | 13619.18 | 351.5608 | 16213.86 | 5 | 2015
2015-05-03 | 13186.32 | 12793.03 | 12553.69 | 12498.64 | 12675.11 | 12953.81 | 13288.37 | 14065.39 | 14745.56 | 15019.49 | 15055.65 | 15036.5 | 15041.56 | 15032.54 | 15116.84 | 15321.16 | 15573.01 | 15685.14 | 15610.96 | 15679.13 | 15953.95 | 15357.26 | 14318.14 | 13322.9 | 345.8842 | 15953.95 | 5 | 2015
2015-05-04 | 12919.48 | 12134.2 | 11898.88 | 11919.79 | 12408.72 | 13535.22 | 14687.22 | 15140.85 | 15328.38 | 15549.77 | 15797.39 | 15899.24 | 15993.5 | 16095.98 | 16192.73 | 16350.23 | 16452.5 | 16366.47 | 16122.06 | 16020.26 | 16183.34 | 15400.72 | 14101.79 | 12893.31 | 355.392 | 16452.5 | 5 | 2015
2015-05-05 | 12390.43 | 12494.09 | 12205.58 | 12177.88 | 12598.5 | 13644.2 | 14760.09 | 15279.25 | 15620.99 | 16036.05 | 16510.65 | 16849.79 | 17152.34 | 17537 | 17859.91 | 18193.58 | 18358.71 | 18155.34 | 17620.63 | 17285.21 | 17322.55 | 16408.04 | 14972.38 | 13639.67 | 375.0729 | 18358.71 | 5 | 2015
2015-05-06 | 12896.2 | 13094.3 | 12757.11 | 12687.64 | 13064.19 | 14057.32 | 15152.7 | 15761.16 | 16278.35 | 16904.92 | 17727.36 | 18530.73 | 19263.43 | 19956.48 | 20483.32 | 20940.22 | 21138.61 | 20849.6 | 20093.48 | 19535.92 | 19365.7 | 17926.45 | 16213.08 | 14738.31 | 409.4166 | 21138.61 | 5 | 2015
2015-05-07 | 13707.34 | 12812.87 | 12498 | 12447.53 | 12844.28 | 13859.62 | 14957.33 | 15525.58 | 15961.4 | 16489.78 | 17091.91 | 17658.79 | 18230.58 | 18780.43 | 19201.07 | 19591.47 | 19765.7 | 19514.1 | 18868.71 | 18416.71 | 18352.74 | 17111.39 | 15600.47 | 14195.63 | 393.4834 | 19765.7 | 5 | 2015
2015-05-08 | 13353.17 | 13054.87 | 12720.89 | 12666.04 | 13062.2 | 14091.45 | 15188.22 | 15797.12 | 16289.06 | 16885.36 | 17608.9 | 18347.41 | 19021.82 | 19652.19 | 20134.05 | 20548.09 | 20728.28 | 20445.31 | 19721.66 | 19183.27 | 19028.85 | 17617.54 | 16004.64 | 14557.89 | 405.7083 | 20728.28 | 5 | 2015
2015-05-09 | 13588.65 | 12592.88 | 12237.14 | 12072.4 | 12136.89 | 12290.05 | 12541.38 | 13448.82 | 14447.72 | 15120.76 | 15600.68 | 16031.55 | 16443.61 | 16786.91 | 17123.85 | 17488.34 | 17775.76 | 17650.6 | 17190.4 | 16962.67 | 16999.68 | 16165.06 | 14891.47 | 13665.57 | 361.2528 | 17775.76 | 5 | 2015
2015-05-10 | 12986.32 | 12350.95 | 11994.99 | 11828.71 | 11891.15 | 12041.9 | 12287.23 | 13183.41 | 14170.19 | 14830.03 | 15296.55 | 15716.49 | 16122.98 | 16465.9 | 16806.52 | 17138.06 | 17350.46 | 17245.39 | 16861.61 | 16636.67 | 16680.52 | 15854.19 | 14588.21 | 13368.83 | 353.6973 | 17350.46 | 5 | 2015
2015-05-11 | 12712.04 | 13072.53 | 12755.98 | 12706.53 | 13120.78 | 14149.76 | 15239 | 15843.34 | 16320.26 | 16889.49 | 17586.61 | 18276.98 | 18909.85 | 19490.91 | 19940.03 | 20336.6 | 20508.06 | 20241.88 | 19564.39 | 19055 | 18957.3 | 17585.69 | 16007.55 | 14571.85 | 403.8424 | 20508.06 | 5 | 2015
2015-05-12 | 13615.76 | 12511.68 | 12224.73 | 12198.25 | 12619.28 | 13654.47 | 14738.01 | 15262.25 | 15601.3 | 16010.83 | 16474.09 | 16793.46 | 17073.17 | 17402.67 | 17705.29 | 18025.91 | 18172.51 | 17963.18 | 17449.57 | 17151.52 | 17220.94 | 16325.58 | 14897.36 | 13573.65 | 374.6655 | 18172.51 | 5 | 2015
2015-05-13 | 12883.87 | 12719.58 | 12457.54 | 12455.39 | 12900.07 | 13955.52 | 15044.9 | 15552.76 | 15835.29 | 16170.69 | 16553.02 | 16793.08 | 17003.74 | 17235.46 | 17487.92 | 17792.02 | 17959.6 | 17810.61 | 17372.14 | 17136.17 | 17250.35 | 16395.84 | 15003.18 | 13715.96 | 375.4847 | 17959.6 | 5 | 2015
2015-05-14 | 13045.06 | 12870.91 | 12584.07 | 12559.78 | 12981.57 | 14011.76 | 15091.22 | 15635.97 | 15998.08 | 16431.09 | 16924.32 | 17285.56 | 17717.88 | 18149.82 | 18491.68 | 18846.09 | 19019.79 | 18821.85 | 18281.08 | 17901.8 | 17943.98 | 16871.38 | 15414.96 | 14065.65 | 386.9454 | 19019.79 | 5 | 2015
2015-05-15 | 13292.8 | 12865.44 | 12610.17 | 12627.11 | 13095.29 | 14189.82 | 15286.08 | 15799.81 | 16059.04 | 16364.15 | 16699.71 | 16898.91 | 17078.13 | 17269.14 | 17481.86 | 17758.5 | 17926.95 | 17799.37 | 17388.46 | 17160.69 | 17269.82 | 16424.48 | 15053.05 | 13786.28 | 378.1851 | 17926.95 | 5 | 2015
2015-05-16 | 13124.46 | 12136.81 | 11843.92 | 11734.7 | 11855.07 | 12058.71 | 12300.43 | 13117.11 | 13912.2 | 14333.39 | 14524.49 | 14649.11 | 14779.26 | 14878.4 | 15044.07 | 15278.6 | 15471.82 | 15460.02 | 15276.54 | 15224 | 15456.55 | 14804.62 | 13695.49 | 12631.02 | 333.5908 | 15471.82 | 5 | 2015
2015-05-17 | 12258.34 | 12580.22 | 12303.75 | 12212.32 | 12349.56 | 12564.88 | 12810.85 | 13633.22 | 14409.44 | 14800.99 | 14961.4 | 15058.57 | 15165.71 | 15246.06 | 15400.31 | 15638.37 | 15854.33 | 15881.15 | 15724.1 | 15683.42 | 15930.3 | 15287.87 | 14183.64 | 13126.6 | 343.0654 | 15930.3 | 5 | 2015
2015-05-18 | 12684.9 | 13258.8 | 13040.23 | 13082.75 | 13588.31 | 14699.73 | 15802.04 | 16308.67 | 16522.44 | 16757.39 | 17023.92 | 17151.99 | 17275.76 | 17447.35 | 17621.46 | 17887.78 | 18084.17 | 18030.58 | 17705.21 | 17491.82 | 17702.06 | 16811.39 | 15467.86 | 14224.48 | 385.6711 | 18084.17 | 5 | 2015
2015-05-19 | 13578.01 | 13286.43 | 12944.18 | 12870.33 | 13242.8 | 14213.75 | 15250.76 | 15884.15 | 16423.52 | 17074.08 | 17967.52 | 18746.76 | 19426.84 | 20051.94 | 20517.45 | 20923.39 | 21068.08 | 20761.78 | 20042.74 | 19473.65 | 19373.3 | 17971.35 | 16253.67 | 14789.82 | 412.1363 | 21068.08 | 5 | 2015
2015-05-20 | 13852.44 | 13027.12 | 12701.6 | 12641.9 | 13027.29 | 14009.25 | 15043.44 | 15646.34 | 16126.77 | 16704.67 | 17373.64 | 18058.32 | 18665.04 | 19239.93 | 19681.05 | 20082.55 | 20233.5 | 19948.27 | 19279.05 | 18756.94 | 18708.99 | 17370.25 | 15831.1 | 14402.39 | 400.4118 | 20233.5 | 5 | 2015
2015-05-21 | 13553.24 | 13302.06 | 12946.43 | 12860.3 | 13218.33 | 14168.56 | 15188.61 | 15841.54 | 16423.86 | 17125.74 | 18118.96 | 18997.86 | 19782.67 | 20510.31 | 21060.79 | 21524.51 | 21684.84 | 21343.2 | 20548.72 | 19902.09 | 19743.03 | 18283.54 | 16443.45 | 14936.02 | 417.5087 | 21684.84 | 5 | 2015
2015-05-22 | 13946.26 | 13559.63 | 13178.93 | 13082.78 | 13436.63 | 14400.16 | 15419.47 | 16118.85 | 16770.11 | 17611.85 | 18769.13 | 19747.33 | 20612.18 | 21384.24 | 21955.61 | 22404.13 | 22541.85 | 22160.9 | 21301.93 | 20583.07 | 20346.74 | 18822.9 | 16807.47 | 15265.16 | 430.2273 | 22541.85 | 5 | 2015
2015-05-23 | 14193.36 | 13120 | 12693.28 | 12464.81 | 12464.71 | 12530.4 | 12697.35 | 13723.69 | 14950.8 | 15901.89 | 16677.55 | 17387.21 | 18243.33 | 18942.74 | 19546.8 | 20046.81 | 20284.25 | 20010.3 | 19277.68 | 18721.26 | 18615.39 | 17325.79 | 15900.7 | 14530.65 | 390.2507 | 20284.25 | 5 | 2015
2015-05-24 | 13680.77 | 13338.9 | 12895.51 | 12652.57 | 12639.19 | 12690.22 | 12847.91 | 13904.55 | 15187.78 | 16207.97 | 17053.84 | 17966.66 | 18877.36 | 19608.09 | 20221.93 | 20715.04 | 20933.84 | 20634.09 | 19863.41 | 19263.61 | 19125.25 | 17782.84 | 16224.53 | 14826.15 | 399.142 | 20933.84 | 5 | 2015
2015-05-25 | 13751.3 | 13119.3 | 12662.32 | 12425.71 | 12497.05 | 12749.58 | 13034.26 | 13912.19 | 15141.92 | 16448.55 | 17807.94 | 19066.82 | 19933.72 | 20620.21 | 21212.72 | 21694.73 | 21789.46 | 21285.33 | 20368.44 | 19711.62 | 19555.45 | 18166.92 | 16441.81 | 14985.94 | 408.3833 | 21789.46 | 5 | 2015
2015-05-26 | 14092.5 | 14259.06 | 13827.75 | 13676 | 13972.41 | 14855.4 | 15840.24 | 16628.56 | 17516.35 | 18872.22 | 20361.42 | 21628.95 | 22706.55 | 23629.16 | 24272.79 | 24744.68 | 24845.94 | 24384.89 | 23386.32 | 22520.08 | 22180.18 | 20519.33 | 18149.03 | 16319.62 | 463.1894 | 24845.94 | 5 | 2015
2015-05-27 | 15057.77 | 13712.54 | 13321.23 | 13204.16 | 13529.26 | 14434.56 | 15420.58 | 16140.66 | 16849.8 | 17834.3 | 19114.2 | 20227.5 | 21226.54 | 22138.34 | 22823.12 | 23365.81 | 23535.67 | 23124.61 | 22180.94 | 21371.24 | 21089.31 | 19499.89 | 17255.11 | 15650.41 | 442.1075 | 23535.67 | 5 | 2015
2015-05-28 | 14511.61 | 13616.42 | 13232.15 | 13121.13 | 13451.45 | 14360.48 | 15344.56 | 16052.84 | 16738.61 | 17647.56 | 18887.7 | 19967.38 | 20943.63 | 21843.36 | 22526.26 | 23074.06 | 23250.74 | 22848.33 | 21920.36 | 21124.69 | 20860.05 | 19288.55 | 17108.23 | 15515.02 | 437.2352 | 23250.74 | 5 | 2015
2015-05-29 | 14406.51 | 14044.8 | 13624.35 | 13493.76 | 13811.99 | 14727.73 | 15710.05 | 16484.89 | 17276.72 | 18509.64 | 19914.85 | 21138.4 | 22218 | 23166.35 | 23859.64 | 24373.42 | 24509.12 | 24054 | 23045.65 | 22160.35 | 21801.79 | 20145.05 | 17788.75 | 16053.48 | 456.3193 | 24509.12 | 5 | 2015
2015-05-30 | 14830.33 | 14093.81 | 13591.13 | 13296.9 | 13234.04 | 13227.92 | 13352.57 | 14517.33 | 16004.45 | 17273.78 | 18706.43 | 20059.51 | 21228.04 | 22145.19 | 22864.48 | 23391.01 | 23577.76 | 23180.84 | 22230.9 | 21437.31 | 21142.44 | 19628.45 | 17508.11 | 15957.8 | 436.4805 | 23577.76 | 5 | 2015
2015-05-31 | 14817.22 | 12493.44 | 12131.93 | 11960.54 | 12015.2 | 12128.72 | 12287.81 | 13213.37 | 14226.78 | 14912.96 | 15397.72 | 15818.66 | 16215.86 | 16546.13 | 16880.92 | 17208.09 | 17405.97 | 17261.55 | 16883.8 | 16617.05 | 16707.23 | 15899.21 | 14622.77 | 13397.9 | 357.0508 | 17405.97 | 5 | 2015
2015-06-01 | 12761.14 | 13493.42 | 13092.21 | 12996.01 | 13336.51 | 14108.06 | 15054.01 | 15895.43 | 16497.36 | 17132.95 | 17801.62 | 18222.73 | 18600.11 | 18979.47 | 19271.1 | 19580.78 | 19697.9 | 19426.34 | 18940.13 | 18368.74 | 18236.52 | 17510.92 | 16058.79 | 14678.69 | 399.7409 | 19697.9 | 6 | 2015
2015-06-02 | 13865.44 | 13876.14 | 13440.6 | 13312.18 | 13602.92 | 14319.8 | 15244.78 | 16131.41 | 16835.74 | 17601.43 | 18415.4 | 18970.97 | 19490.83 | 20151.87 | 20635.29 | 21032.95 | 21150.28 | 20829.73 | 20065.56 | 19223.55 | 19037.37 | 18241.19 | 16714.37 | 15268.65 | 417.4585 | 21150.28 | 6 | 2015
2015-06-03 | 14366.37 | 14159.28 | 13699.35 | 13549.78 | 13819.43 | 14512.5 | 15427.15 | 16356.74 | 17145.13 | 18013.31 | 18939.73 | 19676.89 | 20499.1 | 21265.64 | 21818.22 | 22249.67 | 22365.69 | 22002.09 | 21146 | 20150.42 | 19762.47 | 18833.71 | 17246.29 | 15742.28 | 432.7472 | 22365.69 | 6 | 2015
2015-06-04 | 14737.68 | 14001.27 | 13552.52 | 13412.45 | 13691.45 | 14393.82 | 15308.59 | 16217.82 | 16966.19 | 17785.55 | 18657.78 | 19269.76 | 19969.5 | 20683.45 | 21201.82 | 21615.91 | 21728.86 | 21382.32 | 20571.05 | 19618.48 | 19338.87 | 18512.43 | 16954.69 | 15479.36 | 425.0516 | 21728.86 | 6 | 2015
2015-06-05 | 14558.06 | 13683.88 | 13259.3 | 13146.03 | 13461.23 | 14213.56 | 15143.38 | 16016.38 | 16677.06 | 17387.14 | 18132.18 | 18620.21 | 19043.29 | 19492.45 | 19932.69 | 20295.77 | 20398.77 | 20088.95 | 19369.73 | 18750.75 | 18577.18 | 17808.95 | 16320.44 | 14908.95 | 409.2863 | 20398.77 | 6 | 2015
2015-06-06 | 14106.92 | 13790.92 | 13273.51 | 12996.13 | 12920.38 | 12743.82 | 12819.7 | 14097.31 | 15482.69 | 16546.55 | 17431.93 | 18162.17 | 18836.99 | 19436.65 | 20151.8 | 20730.07 | 20994.82 | 20709.42 | 19871.99 | 19083.28 | 18838.55 | 18068.19 | 16651.79 | 15262.33 | 403.0079 | 20994.82 | 6 | 2015
2015-06-07 | 14350.32 | 14340.61 | 13781.25 | 13467.67 | 13358.36 | 13148.58 | 13215.39 | 14567.05 | 16094.95 | 17334.53 | 18403.88 | 19299.44 | 20333.75 | 21288.68 | 22064.48 | 22647.46 | 22882.9 | 22533.18 | 21575.78 | 20519.42 | 20040.62 | 19042.46 | 17541.47 | 16070.86 | 427.9031 | 22882.9 | 6 | 2015
2015-06-08 | 14988.49 | 14338.25 | 13862.98 | 13702.37 | 13978.85 | 14675.99 | 15582.15 | 16554.43 | 17409.88 | 18354.6 | 19359.27 | 20336.76 | 21262.97 | 22097.06 | 22697.42 | 23141.09 | 23242.07 | 22837.3 | 21912.04 | 20832.05 | 20375.43 | 19238.32 | 17608.63 | 16058.24 | 444.4466 | 23242.07 | 6 | 2015
2015-06-09 | 15007.04 | 14875.11 | 14358.26 | 14159.35 | 14382.59 | 15025.38 | 15915.07 | 16946.03 | 17927.13 | 19032.14 | 20469.32 | 21731.15 | 22786.39 | 23710.08 | 24339.87 | 24781.35 | 24853.98 | 24397.19 | 23378.64 | 22210.11 | 21677.03 | 20293.56 | 18400.98 | 16787.15 | 467.4449 | 24853.98 | 6 | 2015
2015-06-10 | 15614.59 | 15090.1 | 14556.77 | 14343.59 | 14553.62 | 15182.51 | 16065.78 | 17126.24 | 18163.13 | 19336.86 | 20988.12 | 22336.09 | 23454.62 | 24418.57 | 25065.49 | 25505.55 | 25563.53 | 25080.69 | 24018.14 | 22802.62 | 22229.68 | 20801.78 | 18736.86 | 17092.66 | 478.1276 | 25563.53 | 6 | 2015
2015-06-11 | 15883.13 | 15268.47 | 14721.93 | 14497.33 | 14697.63 | 15318.16 | 16199.68 | 17282.94 | 18362.99 | 19614.84 | 21411.98 | 22816.63 | 23967.79 | 24942.33 | 25581.95 | 26003.43 | 26040.74 | 25539.79 | 24454.45 | 23215.03 | 22619.41 | 21164.43 | 18980.75 | 17318.92 | 485.9047 | 26040.74 | 6 | 2015
2015-06-12 | 16105.15 | 15463.42 | 14901.27 | 14669.23 | 14871.83 | 15504.72 | 16387.13 | 17506.33 | 18638.17 | 20043.68 | 21923.34 | 23408.85 | 24631.54 | 25655.71 | 26325.71 | 26747.79 | 26773.15 | 26242.06 | 25098.5 | 23793.36 | 23127.72 | 21616.41 | 19274.2 | 17580.71 | 496.29 | 26773.15 | 6 | 2015
2015-06-13 | 16291.15 | 14972.07 | 14364.73 | 14009.52 | 13863.14 | 13615.51 | 13662.33 | 15099.3 | 16786.36 | 18223.17 | 19489.72 | 20924.27 | 22196.28 | 23219.27 | 23999.15 | 24540.53 | 24710.48 | 24287.57 | 23230.84 | 22063.12 | 21496.06 | 20179.54 | 18440.04 | 16896.16 | 456.5603 | 24710.48 | 6 | 2015
2015-06-14 | 15746.71 | 14165.39 | 13619.63 | 13317.55 | 13220.72 | 13022.52 | 13082.94 | 14410.94 | 15888.11 | 17066.42 | 18061.18 | 18870.27 | 19622.78 | 20467.79 | 21159.99 | 21687.87 | 21897.01 | 21569.12 | 20693.4 | 19709.25 | 19375.25 | 18571.21 | 17119.88 | 15697.87 | 418.0438 | 21897.01 | 6 | 2015
2015-06-15 | 14779.68 | 14715.63 | 14211.2 | 14025.38 | 14278.24 | 14948.95 | 15839.69 | 16864.78 | 17819.18 | 18885.4 | 20178.96 | 21396.84 | 22437.05 | 23345.47 | 23979.98 | 24424.56 | 24500.02 | 24047.41 | 23042.59 | 21875.34 | 21349.27 | 19985.92 | 18198.89 | 16593.88 | 461.7243 | 24500.02 | 6 | 2015
2015-06-16 | 15430.04 | 14484.01 | 13996.59 | 13823.02 | 14069.65 | 14732.71 | 15619.79 | 16599.95 | 17480.57 | 18461.34 | 19503.39 | 20593.41 | 21517.21 | 22349.87 | 22934.15 | 23366.78 | 23452.94 | 23038.39 | 22110.23 | 21026.86 | 20585.66 | 19381.06 | 17740.68 | 16186.92 | 448.4852 | 23452.94 | 6 | 2015
2015-06-17 | 15147.54 | 14739.23 | 14233.39 | 14043.8 | 14277.9 | 14932.04 | 15818.13 | 16829.45 | 17768.09 | 18822.47 | 20092.38 | 21245.42 | 22186.29 | 23000.23 | 23542.52 | 23923.08 | 23965.42 | 23528.35 | 22587.9 | 21489.96 | 21034.38 | 19720.86 | 18033.28 | 16465.23 | 457.4273 | 23965.42 | 6 | 2015
2015-06-18 | 15398.62 | 14916.23 | 14395.2 | 14192.73 | 14410.93 | 15043.32 | 15920.93 | 16961.48 | 17959.6 | 19083.77 | 20574.7 | 21880.87 | 22985.71 | 23960.64 | 24635.62 | 25110.89 | 25195.81 | 24725.69 | 23672.38 | 22463.55 | 21905.3 | 20495.77 | 18525.81 | 16891.74 | 471.3073 | 25195.81 | 6 | 2015
2015-06-19 | 15718.05 | 15311.95 | 14762.44 | 14541.2 | 14756.49 | 15404.91 | 16290.42 | 17386.04 | 18469.37 | 19732.64 | 21513.11 | 22879.54 | 23978.18 | 24883.65 | 25458.52 | 25814.59 | 25810.56 | 25304.51 | 24245.95 | 23022.62 | 22436.55 | 20999.56 | 18879.65 | 17236.56 | 484.8371 | 25814.59 | 6 | 2015
2015-06-20 | 16042.92 | 15141.06 | 14523.37 | 14158.91 | 14009.85 | 13767.41 | 13816.57 | 15268.68 | 16979.09 | 18449.84 | 19763.79 | 21203.78 | 22364.75 | 23235.82 | 23858.78 | 24261.4 | 24342.83 | 23917.63 | 22936.31 | 21837.69 | 21337.35 | 20070.48 | 18396.89 | 16888.53 | 456.5737 | 24342.83 | 6 | 2015
2015-06-21 | 15827.87 | 14874.73 | 14277.47 | 13930.63 | 13798.22 | 13572.68 | 13626.61 | 15042.44 | 16682.79 | 18067.45 | 19253.52 | 20433.4 | 21502.29 | 22308.08 | 22896.05 | 23289.34 | 23381 | 22987.84 | 22070.18 | 21035.96 | 20595.75 | 19448.4 | 17950.09 | 16484.1 | 443.3369 | 23381 | 6 | 2015
2015-06-22 | 15515.28 | 15951.83 | 15358.09 | 15094.57 | 15286.62 | 15913.06 | 16796.11 | 17972.64 | 19208.28 | 21026.38 | 23044.26 | 24546.84 | 25666.08 | 26479.82 | 26907.75 | 27097.48 | 26957.9 | 26395.18 | 25333.16 | 24095.43 | 23503.87 | 22030.91 | 19605.42 | 17932.24 | 507.7192 | 27097.48 | 6 | 2015
2015-06-23 | 16708.54 | 16214.67 | 15597.81 | 15312.25 | 15460.6 | 16033.79 | 16897.14 | 18103.05 | 19412.47 | 21459.99 | 23643.57 | 25340.85 | 26653.72 | 27672.04 | 28262.74 | 28577.6 | 28496.52 | 27896.48 | 26697.45 | 25331.89 | 24628.73 | 23038.39 | 20466.61 | 18489.61 | 526.3965 | 28577.6 | 6 | 2015
2015-06-24 | 17139.86 | 16454.1 | 15820.46 | 15520.32 | 15658.19 | 16226.38 | 17092.91 | 18326.24 | 19737.44 | 21930.63 | 24193.74 | 25932 | 27241.21 | 28219.37 | 28749.31 | 28998.01 | 28867.61 | 28250.17 | 27053.2 | 25689.32 | 24982.58 | 23380.04 | 20799.35 | 18724.49 | 534.9869 | 28998.01 | 6 | 2015
2015-06-25 | 17364.6 | 15837.62 | 15249.59 | 14988.99 | 15160.43 | 15757.1 | 16629.35 | 17783.97 | 18995.69 | 20718.81 | 22729.57 | 24274.65 | 25474.92 | 26421.06 | 26980.69 | 27297.28 | 27240.44 | 26685.2 | 25564.2 | 24280.37 | 23649.41 | 22138.41 | 19646.37 | 17948.28 | 508.817 | 27297.28 | 6 | 2015
2015-06-26 | 16726.93 | 15682.74 | 15105.66 | 14860.63 | 15055.23 | 15684.98 | 16566.07 | 17709.59 | 18883.96 | 20461.55 | 22398.96 | 23892.14 | 25070.91 | 26012.71 | 26585.87 | 26914.3 | 26873.49 | 26328.44 | 25213.85 | 23932.71 | 23291.71 | 21791.93 | 19409.86 | 17725.72 | 502.1799 | 26914.3 | 6 | 2015
2015-06-27 | 16496.24 | 15574.57 | 14924.78 | 14532.68 | 14359.63 | 14096.52 | 14143.52 | 15650.97 | 17467.41 | 19070.41 | 20804.13 | 22393.76 | 23650.56 | 24566.42 | 25189.1 | 25560.78 | 25601.37 | 25131.81 | 24083.64 | 22918.32 | 22350.45 | 21008.26 | 19024.64 | 17467.76 | 476.0677 | 25601.37 | 6 | 2015
2015-06-28 | 16339.53 | 15519.96 | 14871.61 | 14481.12 | 14303.3 | 14025.95 | 14065.05 | 15573.72 | 17397.66 | 19004.3 | 20751.04 | 22444.13 | 23855.09 | 24955.48 | 25755.05 | 26273.67 | 26399.37 | 25916.56 | 24762.74 | 23496 | 22835 | 21414.86 | 19262.41 | 17650.42 | 481.354 | 26399.37 | 6 | 2015
2015-06-29 | 16394.81 | 15879.51 | 15288.69 | 15028.27 | 15216.51 | 15830.41 | 16710.79 | 17885.44 | 19124.77 | 20906.57 | 22962.91 | 24575.96 | 25863.97 | 26881.7 | 27505.78 | 27859.38 | 27818.3 | 27245.12 | 26067.41 | 24723.45 | 24025.64 | 22466.41 | 19932.54 | 18127.74 | 514.3221 | 27859.38 | 6 | 2015
2015-06-30 | 16754.37 | 14243.85 | 13775.26 | 13618.21 | 13880.26 | 14559.81 | 15456.24 | 16402.4 | 17219.3 | 18121.72 | 19083.49 | 19918.17 | 20773.17 | 21563.83 | 22132.06 | 22569.15 | 22674.82 | 22290.81 | 21409.96 | 20379.91 | 19979.37 | 18977 | 17371.97 | 15852.1 | 439.0072 | 22674.82 | 6 | 2015
2015-07-01 | 15086.65 | 15137.3 | 14653.65 | 14458.1 | 14678.15 | 15331.22 | 16011.73 | 16825.85 | 17632.07 | 18556.81 | 19551.8 | 20450.74 | 21481.96 | 22446.72 | 23173.8 | 23729.94 | 23868.08 | 23441.43 | 22451.84 | 21289.28 | 20844 | 19713.14 | 18177.2 | 16707.14 | 455.6986 | 23868.08 | 7 | 2015
2015-07-02 | 15729.13 | 15910.73 | 15369.54 | 15124.09 | 15300.17 | 15914.51 | 16588.79 | 17502.69 | 18500.32 | 19663.31 | 21249.78 | 22741.87 | 23965.71 | 25026.17 | 25761.75 | 26265.67 | 26328.05 | 25813.93 | 24690.52 | 23392.13 | 22814.48 | 21263.77 | 19310.23 | 17750.21 | 491.9776 | 26328.05 | 7 | 2015
2015-07-03 | 16476.16 | 15731.15 | 15092.62 | 14710.96 | 14616.65 | 14592.13 | 14583.64 | 15698.58 | 17279.86 | 18984.65 | 20789.77 | 22590.91 | 23784.25 | 24692.26 | 25371.28 | 25818.48 | 25782.96 | 25122.4 | 23936.27 | 22704.12 | 22174.28 | 20749.31 | 19057.14 | 17590.31 | 477.9301 | 25818.48 | 7 | 2015
2015-07-04 | 16643.97 | 15480.26 | 14892.97 | 14531.55 | 14385.38 | 14178.42 | 14055.34 | 15287.28 | 16828.76 | 18143.33 | 19283.51 | 20281 | 21533.29 | 22557.07 | 23370.52 | 23952.74 | 24140.74 | 23733.74 | 22707.82 | 21548.75 | 21057.73 | 19886.64 | 18468.03 | 17062.52 | 454.0114 | 24140.74 | 7 | 2015
2015-07-05 | 16105.99 | 15109.2 | 14549.65 | 14212.31 | 14087.5 | 13899.9 | 13781.28 | 14964.87 | 16413.91 | 17613.59 | 18637.94 | 19504.3 | 20339.44 | 21315.53 | 22123.11 | 22728.96 | 22953.23 | 22589.14 | 21628.49 | 20536.79 | 20123.29 | 19296.02 | 17923.32 | 16561.67 | 436.9994 | 22953.23 | 7 | 2015
2015-07-06 | 15678.08 | 15631.16 | 15112.76 | 14888.83 | 15101.97 | 15757.16 | 16449.23 | 17340.85 | 18283.84 | 19372.62 | 20670.37 | 22081.98 | 23277.1 | 24323.29 | 25077.42 | 25602.32 | 25693.33 | 25200.98 | 24102.26 | 22828.24 | 22260.35 | 20740.25 | 18990.02 | 17447.4 | 481.9118 | 25693.33 | 7 | 2015
2015-07-07 | 16364.46 | 17068.58 | 16443.36 | 16124.87 | 16241.42 | 16811.33 | 17484.09 | 18540.63 | 19808.31 | 21845.93 | 24177.75 | 26009.65 | 27386.04 | 28434.5 | 29038.38 | 29347.36 | 29232.01 | 28603.3 | 27372.59 | 25962.01 | 25267.67 | 23565.81 | 20978.99 | 19119.74 | 541.2288 | 29347.36 | 7 | 2015
2015-07-08 | 17853.93 | 17230.1 | 16593 | 16264.32 | 16371.68 | 16934.58 | 17610.71 | 18687.3 | 19995.26 | 22197.03 | 24607.28 | 26510.27 | 27940.56 | 29024.53 | 29643.94 | 29953.14 | 29830.85 | 29185.08 | 27917.17 | 26473.48 | 25739.25 | 23997.76 | 21375.55 | 19364.02 | 551.3008 | 29953.14 | 7 | 2015
2015-07-09 | 18087.54 | 16753.86 | 16151.4 | 15852.91 | 15984.76 | 16566.27 | 17245.03 | 18262.6 | 19459.66 | 21194.32 | 23408.72 | 25177.37 | 26552.59 | 27650.35 | 28331.97 | 28727.9 | 28683.62 | 28085.4 | 26856.31 | 25455.65 | 24762.8 | 23078.74 | 20509.98 | 18814.82 | 531.6546 | 28727.9 | 7 | 2015
2015-07-10 | 17620.06 | 16472.32 | 15888.03 | 15616.05 | 15778.08 | 16405.1 | 17096.93 | 18087.39 | 19213.8 | 20653.43 | 22725.39 | 24387.75 | 25705.9 | 26776.89 | 27466.9 | 27878.72 | 27864.9 | 27293.29 | 26095.35 | 24724.84 | 24042.42 | 22395.89 | 20021.21 | 18416.48 | 518.6271 | 27878.72 | 7 | 2015
2015-07-11 | 17238.35 | 15795.77 | 15186.31 | 14805.88 | 14644.57 | 14430.3 | 14319.4 | 15587.13 | 17200.11 | 18605.47 | 19834.4 | 21198.49 | 22503.73 | 23537.13 | 24325.13 | 24862.74 | 25013.73 | 24581.14 | 23518.35 | 22331.9 | 21792.21 | 20395.96 | 18901.09 | 17469.12 | 468.0784 | 25013.73 | 7 | 2015
2015-07-12 | 16460.95 | 14559.42 | 14041.92 | 13741.45 | 13649.69 | 13497.25 | 13402.25 | 14510.08 | 15819.47 | 16846.34 | 17699.89 | 18430.92 | 19097.16 | 19703.29 | 20357.78 | 21009.83 | 21303.05 | 21010.1 | 20136.05 | 19441.6 | 19235.69 | 18471.97 | 17164.49 | 15864.47 | 415.4551 | 21303.05 | 7 | 2015
2015-07-13 | 15092.35 | 15268.65 | 14778.72 | 14579.77 | 14816.72 | 15499.92 | 16212.33 | 17051.45 | 17897.21 | 18867.04 | 19903.22 | 20990.92 | 22067.83 | 23037.1 | 23755.52 | 24279.35 | 24399.81 | 23960.17 | 22943.51 | 21764.83 | 21263.76 | 19975.79 | 18428.87 | 16939.71 | 463.7745 | 24399.81 | 7 | 2015
2015-07-14 | 15915.5 | 16070.99 | 15519.94 | 15266.4 | 15437.4 | 16057.16 | 16756.95 | 17683.5 | 18711.71 | 19915.26 | 21682.71 | 23219.42 | 24463.59 | 25521.27 | 26234.54 | 26708.32 | 26757.42 | 26241.1 | 25103.7 | 23811.3 | 23198.51 | 21620.03 | 19541.46 | 17972.29 | 499.4105 | 26757.42 | 7 | 2015
2015-07-15 | 16804.71 | 16216.28 | 15654.98 | 15392.56 | 15556.83 | 16173.06 | 16875.4 | 17818.74 | 18879 | 20123.49 | 22047.53 | 23618.63 | 24870.92 | 25914.43 | 26599.12 | 27038.69 | 27061.16 | 26532.89 | 25389.63 | 24092.26 | 23469.91 | 21877.64 | 19707.49 | 18131.3 | 505.8466 | 27061.16 | 7 | 2015
2015-07-16 | 16979.39 | 16311.98 | 15743.44 | 15474.75 | 15633.22 | 16243.76 | 16944.58 | 17900.7 | 18985.58 | 20285.14 | 22297.59 | 23910.69 | 25194.48 | 26258.65 | 26952.68 | 27392.51 | 27409.18 | 26869.03 | 25703.91 | 24384.35 | 23741.17 | 22126.61 | 19860.78 | 18270.82 | 510.875 | 27409.18 | 7 | 2015
2015-07-17 | 17109.22 | 16196.02 | 15634.95 | 15383.35 | 15567.34 | 16225.76 | 16945.45 | 17890.53 | 18933.29 | 20158.84 | 21997.71 | 23492.81 | 24659.53 | 25601.52 | 26197.68 | 26554.78 | 26538.11 | 26018.61 | 24925.51 | 23675.95 | 23074.87 | 21518.62 | 19496.34 | 17954.32 | 501.7511 | 26554.78 | 7 | 2015
2015-07-18 | 16875.26 | 16135.1 | 15503.91 | 15104.66 | 14933.39 | 14725.16 | 14635.73 | 15935.11 | 17608.39 | 19095.22 | 20436.87 | 22022.37 | 23246.92 | 24133.15 | 24746.99 | 25117.91 | 25163.8 | 24720.38 | 23712.41 | 22589.17 | 22079.68 | 20700.51 | 19125.45 | 17712.37 | 476.0599 | 25163.8 | 7 | 2015
2015-07-19 | 16762.07 | 16369.5 | 15720.43 | 15305.84 | 15119.47 | 14896.74 | 14807.97 | 16138.69 | 17874.94 | 19438.86 | 21072.41 | 22785.44 | 24121.07 | 25096.48 | 25768.22 | 26168.05 | 26218.46 | 25745.12 | 24660.58 | 23465.34 | 22879.93 | 21426.72 | 19568.22 | 18110.3 | 489.5209 | 26218.46 | 7 | 2015
2015-07-20 | 17064.64 | 17214.11 | 16583.72 | 16262.84 | 16400.85 | 17014.71 | 17738.03 | 18813.63 | 20110.98 | 22315.63 | 24679.18 | 26508.11 | 27850.33 | 28809.23 | 29313.56 | 29515.6 | 29347.52 | 28721.44 | 27518.82 | 26156.85 | 25444.33 | 23741.38 | 21182.19 | 19271.66 | 547.5793 | 29515.6 | 7 | 2015
2015-07-21 | 17996.26 | 15594.07 | 15080.47 | 14859.76 | 15061.96 | 15718.71 | 16446.36 | 17303.77 | 18204.44 | 19251.88 | 20461.25 | 21791.66 | 22885.03 | 23846.77 | 24517.7 | 24993.77 | 25084.29 | 24637.39 | 23604.85 | 22435.75 | 21907.23 | 20430.71 | 18813.17 | 17312.8 | 478.24 | 25084.29 | 7 | 2015
2015-07-22 | 16329.22 | 15809.8 | 15280.92 | 15047 | 15238.89 | 15890.05 | 16622.53 | 17504.99 | 18454.16 | 19563.32 | 21009.87 | 22399.18 | 23515.38 | 24468.33 | 25108 | 25542.29 | 25599.06 | 25133.96 | 24085.42 | 22903.04 | 22352.67 | 20849.6 | 19080.64 | 17566.28 | 485.3546 | 25599.06 | 7 | 2015
2015-07-23 | 16502.6 | 16031.75 | 15486.63 | 15238.65 | 15418.57 | 16060.4 | 16793.61 | 17703.72 | 18706.24 | 19882.23 | 21581.24 | 23048.19 | 24210.78 | 25180.99 | 25813.35 | 26224.79 | 26256.5 | 25768.42 | 24687.61 | 23473.85 | 22889.34 | 21347.78 | 19392.58 | 17855.67 | 495.5555 | 26256.5 | 7 | 2015
2015-07-24 | 16781.45 | 16950.8 | 16335.21 | 16036.66 | 16180.98 | 16812.57 | 17547.79 | 18583.81 | 19806.02 | 21718.97 | 23961.8 | 25729.17 | 27066.04 | 28080.71 | 28663.33 | 28951.87 | 28861.95 | 28270.03 | 27058.94 | 25705.52 | 24970.64 | 23273.18 | 20731.37 | 18973.93 | 537.0527 | 28951.87 | 7 | 2015
2015-07-25 | 17714 | 16412.16 | 15761.58 | 15346.07 | 15160.39 | 14946.82 | 14881.63 | 16211.13 | 17951.05 | 19521.5 | 21205.15 | 22926.62 | 24264.44 | 25235.06 | 25894.96 | 26282 | 26334.57 | 25869.68 | 24784.02 | 23606 | 23000.97 | 21537.44 | 19644.07 | 18186.49 | 492.6778 | 26334.57 | 7 | 2015
2015-07-26 | 17147.88 | 16494.63 | 15838.03 | 15417.36 | 15227.11 | 15010.19 | 14946.78 | 16286.39 | 18046.55 | 19642.24 | 21423 | 23178.73 | 24541.29 | 25526.89 | 26191.82 | 26576.64 | 26624.32 | 26151.01 | 25048.25 | 23855.1 | 23231.42 | 21749.12 | 19775.51 | 18307.17 | 496.2374 | 26624.32 | 7 | 2015
2015-07-27 | 17215.26 | 16432.25 | 15860.86 | 15591.85 | 15774.11 | 16433.14 | 17191.13 | 18161.22 | 19267.48 | 20709.7 | 22738.56 | 24334.33 | 25571.6 | 26535.88 | 27122.5 | 27450.9 | 27416.85 | 26885.98 | 25757.76 | 24500.14 | 23842.53 | 22233.26 | 19963.09 | 18387.94 | 515.3783 | 27450.9 | 7 | 2015
2015-07-28 | 17233.13 | 16532.13 | 15950.85 | 15671.84 | 15824.97 | 16449.02 | 17196.47 | 18166.62 | 19289.66 | 20813.5 | 22900.14 | 24564.62 | 25863.57 | 26908.77 | 27556.44 | 27942.04 | 27938.66 | 27402.48 | 26227.44 | 24933.31 | 24242.07 | 22593.12 | 20169.06 | 18571.83 | 520.9417 | 27942.04 | 7 | 2015
2015-07-29 | 17379.19 | 17456.58 | 16808.53 | 16471.42 | 16577.95 | 17168.94 | 17917.39 | 19000.28 | 20383.05 | 22767.53 | 25230.94 | 27152.4 | 28553.68 | 29566.86 | 30088.2 | 30301 | 30146.7 | 29521.84 | 28274.65 | 26904.8 | 26131.57 | 24371.86 | 21768.54 | 19639.09 | 559.583 | 30301 | 7 | 2015
2015-07-30 | 18322.6 | 17277.47 | 16642.35 | 16316.6 | 16431.78 | 17029.18 | 17780.64 | 18841.46 | 20137.59 | 22396.15 | 24792.85 | 26678.39 | 28079.05 | 29120.33 | 29686.02 | 29948.37 | 29834.35 | 29226.63 | 27980.33 | 26615.77 | 25843.65 | 24094.17 | 21501.02 | 19465.1 | 554.0418 | 29948.37 | 7 | 2015
2015-07-31 | 18193.06 | 16838.63 | 16233.85 | 15945.2 | 16099.85 | 16750.96 | 17517.36 | 18530.25 | 19715.79 | 21520.5 | 23700.85 | 25420.56 | 26726.68 | 27724.45 | 28299.78 | 28591.54 | 28525.89 | 27963.58 | 26774.65 | 25467.27 | 24731.06 | 23048.41 | 20535.02 | 18858.92 | 533.7141 | 28591.54 | 7 | 2015
2015-08-01 | 17959.84 | 17173.81 | 16444.86 | 15979.62 | 15787.5 | 15743.78 | 15670.33 | 16924.84 | 18854.51 | 20698.03 | 22645.12 | 24369.76 | 25748.85 | 26749.34 | 27424.62 | 27807.53 | 27834.92 | 27288.63 | 26172.68 | 25189.6 | 24531.89 | 22689.18 | 20594.17 | 18914.28 | 519.1977 | 27834.92 | 8 | 2015
2015-08-02 | 17847.68 | 17037.02 | 16318.37 | 15862.16 | 15677.95 | 15643.12 | 15577.36 | 16812.97 | 18708.78 | 20510.38 | 22373.08 | 24062.37 | 25422.89 | 26419.35 | 27101.44 | 27498.13 | 27542.49 | 27010.27 | 25907.42 | 24942.43 | 24294 | 22466.17 | 20421.14 | 18754.12 | 514.2111 | 27542.49 | 8 | 2015
2015-08-03 | 17714.18 | 17792.07 | 17106.88 | 16766.19 | 16952 | 17848.79 | 18682.07 | 19610.62 | 20980.28 | 23007.99 | 25218.85 | 26990.64 | 28369.06 | 29390.71 | 29974.65 | 30247.51 | 30137.18 | 29482.37 | 28266.49 | 27146.72 | 26379.76 | 24335.72 | 21837.54 | 19875.38 | 564.1137 | 30247.51 | 8 | 2015
2015-08-04 | 18592.31 | 17308.67 | 16657.74 | 16344.74 | 16534.54 | 17428.04 | 18258.96 | 19112.08 | 20354.27 | 22091.49 | 24130.72 | 25773.18 | 27074.03 | 28092.87 | 28711.18 | 29055.19 | 29013.79 | 28409.97 | 27244.65 | 26187.74 | 25482.48 | 23501.24 | 21081.63 | 19266.58 | 545.7081 | 29055.19 | 8 | 2015
2015-08-05 | 18091.92 | 16952.09 | 16327.82 | 16038.03 | 16247.5 | 17159.37 | 17999.69 | 18806.03 | 19961.77 | 21494.29 | 23409.57 | 24961.59 | 26216.91 | 27229.42 | 27870.92 | 28255.7 | 28257.56 | 27686.49 | 26553.29 | 25534.83 | 24858.29 | 22916.9 | 20625.32 | 18841.68 | 532.297 | 28257.56 | 8 | 2015
2015-08-06 | 17684.95 | 15782.89 | 15245.98 | 15031.87 | 15307.05 | 16278.21 | 17134.69 | 17788.96 | 18656.82 | 19760.91 | 21003.73 | 22210.84 | 23256.27 | 24179 | 24834.35 | 25302.55 | 25410.92 | 24946.56 | 23959.86 | 23095.77 | 22561.1 | 20843.31 | 18973.35 | 17316.82 | 486.5668 | 25410.92 | 8 | 2015
2015-08-07 | 16418.89 | 16322.16 | 15742.73 | 15500.06 | 15757.09 | 16724.19 | 17581.93 | 18318.03 | 19326.12 | 20600.94 | 22190.23 | 23599.57 | 24807.5 | 25841.58 | 26558.18 | 27031.05 | 27117.25 | 26592.48 | 25484.34 | 24494.57 | 23825 | 21928.8 | 19843.54 | 18103.14 | 509.7094 | 27117.25 | 8 | 2015
2015-08-08 | 16979.76 | 16433.07 | 15761.24 | 15346.07 | 15198.69 | 15206.16 | 15176.2 | 16326.17 | 18067.27 | 19677.83 | 21156.48 | 22673.15 | 23931.47 | 24888.25 | 25580.89 | 26023.42 | 26135.54 | 25669.38 | 24638.42 | 23767.15 | 23171.7 | 21420.43 | 19615.04 | 18013.83 | 490.8576 | 26135.54 | 8 | 2015
2015-08-09 | 17035.19 | 16691.25 | 16000.21 | 15568.57 | 15406.36 | 15401.47 | 15373.98 | 16556.81 | 18362.79 | 20053.88 | 21705.58 | 23312.62 | 24638.43 | 25639.14 | 26350.36 | 26791.95 | 26893.22 | 26404.12 | 25326.43 | 24411.8 | 23767.81 | 21966.95 | 20035.32 | 18397.72 | 502.092 | 26893.22 | 8 | 2015
2015-08-10 | 17325.91 | 16075.8 | 15518.55 | 15289.53 | 15568.58 | 16551.59 | 17432.47 | 18136.69 | 19094.29 | 20303.32 | 21768.65 | 23131.07 | 24325.74 | 25357.49 | 26090.38 | 26589.63 | 26706.12 | 26206.79 | 25121.17 | 24165.91 | 23512.83 | 21640.89 | 19626.9 | 17899.31 | 503.4396 | 26706.12 | 8 | 2015
2015-08-11 | 16796.33 | 15649.73 | 15126.1 | 14923.69 | 15214.2 | 16214.16 | 17103.62 | 17728.48 | 18544.14 | 19588.58 | 20757.72 | 21812.67 | 22745.77 | 23556.63 | 24116.46 | 24515.75 | 24602.97 | 24171.73 | 23262.86 | 22491.79 | 22011.88 | 20433.2 | 18621.03 | 17019.43 | 477.0089 | 24602.97 | 8 | 2015
2015-08-12 | 16148.05 | 15429.67 | 14924.71 | 14738.72 | 15044.22 | 16061.16 | 16963.68 | 17555.53 | 18310.04 | 19278.93 | 20372.64 | 21280.24 | 22165.76 | 22952.35 | 23508.31 | 23919.4 | 24029.75 | 23625.76 | 22750.64 | 22020.14 | 21566.52 | 20088.59 | 18306.65 | 16733.66 | 467.7751 | 24029.75 | 8 | 2015
2015-08-13 | 15907.35 | 16226.24 | 15659.85 | 15420.81 | 15678.51 | 16651.94 | 17548.81 | 18246.48 | 19206.26 | 20429.8 | 21932.95 | 23239.43 | 24320.95 | 25227.21 | 25825.86 | 26220.86 | 26283.35 | 25801.87 | 24790.28 | 23925.04 | 23337.12 | 21512.26 | 19556.57 | 17874.85 | 500.8246 | 26283.35 | 8 | 2015
2015-08-14 | 16842.84 | 16568.86 | 15976 | 15722.18 | 15976.61 | 16964.77 | 17872.18 | 18621.64 | 19663.2 | 20987.37 | 22690.8 | 24090.32 | 25235.05 | 26164.2 | 26757.97 | 27116.35 | 27144.85 | 26629.38 | 25565 | 24644.23 | 23982.74 | 22097.55 | 20010.85 | 18294.28 | 515.6192 | 27144.85 | 8 | 2015
2015-08-15 | 17192.81 | 16036.88 | 15397.1 | 15010.4 | 14889.39 | 14934.02 | 14950.37 | 16038.44 | 17673.56 | 19154.57 | 20507.42 | 21792.45 | 22992.01 | 23931.86 | 24637.44 | 25114.89 | 25283.53 | 24869.48 | 23880.45 | 23080.3 | 22500.81 | 20844 | 19132.67 | 17573.38 | 477.4182 | 25283.53 | 8 | 2015
2015-08-16 | 16639.41 | 16089.86 | 15445.51 | 15055.11 | 14928.8 | 14967.05 | 14986.04 | 16082.5 | 17737.27 | 19241.01 | 20627.11 | 21991.31 | 23256.63 | 24264.85 | 25028.86 | 25550.24 | 25743.32 | 25320.79 | 24286.64 | 23446.57 | 22822.37 | 21081.06 | 19339.9 | 17751.44 | 481.6837 | 25743.32 | 8 | 2015
2015-08-17 | 16731.9 | 16601.74 | 16009.26 | 15750.27 | 16008.41 | 16992.14 | 17913.77 | 18670.81 | 19737.48 | 21088.19 | 22862.8 | 24328.22 | 25552.42 | 26549.56 | 27202.01 | 27603.76 | 27656.7 | 27135.24 | 26029.08 | 25076.08 | 24372.63 | 22450 | 20279.86 | 18527.28 | 521.1296 | 27656.7 | 8 | 2015
2015-08-18 | 17360 | 17579.38 | 16914.18 | 16590.02 | 16776.13 | 17696.47 | 18605.74 | 19470.3 | 20753.13 | 22636.61 | 24741.66 | 26427.2 | 27733.69 | 28722.9 | 29283 | 29563.26 | 29504.45 | 28914.09 | 27745.78 | 26733.3 | 25974.29 | 23959.23 | 21513.48 | 19646.87 | 554.8452 | 29563.26 | 8 | 2015
2015-08-19 | 18358.27 | 16762.82 | 16157.71 | 15885.84 | 16114.84 | 17070.95 | 17992.01 | 18752.94 | 19843.02 | 21261.42 | 23092.52 | 24587.08 | 25810.52 | 26809.69 | 27446.53 | 27839.23 | 27886.7 | 27365.37 | 26255.86 | 25311.85 | 24610.66 | 22677.55 | 20456.8 | 18700.67 | 527.0508 | 27886.7 | 8 | 2015
2015-08-20 | 17559.76 | 16997.58 | 16376.61 | 16091.01 | 16310.96 | 17266.24 | 18197.78 | 18983.32 | 20120.74 | 21666.9 | 23560.72 | 25083.45 | 26295.32 | 27250.8 | 27826.42 | 28155.15 | 28159.14 | 27626.93 | 26525.09 | 25592.53 | 24889.44 | 22948.83 | 20682.48 | 18924.87 | 533.0921 | 28159.14 | 8 | 2015
2015-08-21 | 17760.64 | 16497.92 | 15912.49 | 15665.88 | 15927.35 | 16934.13 | 17883.03 | 18613.87 | 19632.33 | 20929.49 | 22599.61 | 24000.77 | 25165.86 | 26126.78 | 26751.6 | 27139.43 | 27205.07 | 26710.03 | 25632.61 | 24726.87 | 24028.67 | 22126.62 | 20034.92 | 18316.13 | 516.3221 | 27205.07 | 8 | 2015
2015-08-22 | 17199.01 | 15823.81 | 15202.52 | 14832.54 | 14727.9 | 14801.15 | 14862.06 | 15911.65 | 17485.1 | 18891.99 | 20175.27 | 21337.71 | 22507.03 | 23439.01 | 24150.66 | 24646.18 | 24852.74 | 24474.8 | 23507.75 | 22757.78 | 22174.37 | 20584.58 | 18900.01 | 17364.66 | 470.6103 | 24852.74 | 8 | 2015
2015-08-23 | 16432.26 | 15622.28 | 15016.56 | 14660.15 | 14567.9 | 14654.86 | 14724.97 | 15746.35 | 17267.7 | 18610.37 | 19828.91 | 20890.35 | 21986.81 | 22895.35 | 23601.37 | 24104.79 | 24328.5 | 23972.25 | 23035.28 | 22320.36 | 21762.05 | 20265.07 | 18607.35 | 17097.44 | 461.9993 | 24328.5 | 8 | 2015
2015-08-24 | 16177.75 | 15685 | 15162.37 | 14964.71 | 15275.35 | 16315.63 | 17286.13 | 17917.09 | 18757.84 | 19827.3 | 21052.43 | 22286.64 | 23412.2 | 24413.79 | 25142.48 | 25662.47 | 25844.46 | 25415.87 | 24380.08 | 23530.47 | 22874.35 | 21058 | 19178.58 | 17501.43 | 489.1224 | 25844.46 | 8 | 2015
2015-08-25 | 16392.69 | 15770.2 | 15240.46 | 15034.53 | 15319.96 | 16335.11 | 17302.75 | 17928.53 | 18774.79 | 19857.55 | 21111.36 | 22363.18 | 23473.48 | 24470.11 | 25183.3 | 25699.02 | 25880.68 | 25457.78 | 24428.8 | 23596.63 | 22954.56 | 21123.7 | 19241.98 | 17569.71 | 490.5109 | 25880.68 | 8 | 2015
2015-08-26 | 16463.35 | 15608.92 | 15091.36 | 14896.02 | 15190.26 | 16214.3 | 17189.33 | 17793.45 | 18601.13 | 19635.5 | 20832.26 | 22010.91 | 23110 | 24114.29 | 24847.31 | 25389.03 | 25595.9 | 25188.23 | 24167.51 | 23348.95 | 22711.97 | 20930.87 | 19060.52 | 17398.95 | 485.3903 | 25595.9 | 8 | 2015
2015-08-27 | 16304.35 | 15387.33 | 14887.32 | 14707.1 | 15016.1 | 16057.6 | 17043.5 | 17615.4 | 18362.77 | 19323.55 | 20442.22 | 21459.4 | 22489.37 | 23442.77 | 24146.25 | 24677.81 | 24892.76 | 24511.17 | 23538.57 | 22772.69 | 22176.95 | 20521.01 | 18689.61 | 17065.43 | 475.531 | 24892.76 | 8 | 2015
2015-08-28 | 16043.39 | 14981.49 | 14512.52 | 14366.97 | 14719.46 | 15823.44 | 16833.55 | 17355.15 | 17987.41 | 18806.84 | 19760.66 | 20531.49 | 21308.34 | 22124.46 | 22736.63 | 23208.01 | 23413.42 | 23075.53 | 22205.46 | 21540.99 | 21018.33 | 19626.64 | 17885.84 | 16346.46 | 456.2125 | 23413.42 | 8 | 2015
2015-08-29 | 15458.64 | 14335.29 | 13829.12 | 13558.82 | 13545.24 | 13718.53 | 13845.14 | 14686.78 | 15876.97 | 16810.79 | 17618.3 | 18340.64 | 19048.01 | 19679.98 | 20241.4 | 20706.7 | 21006.73 | 20805.88 | 20180.47 | 19770.24 | 19449.66 | 18235.76 | 16746.28 | 15397.2 | 412.8926 | 21006.73 | 8 | 2015
2015-08-30 | 14708.98 | 14207.93 | 13713.01 | 13452.28 | 13450.33 | 13641.03 | 13779.77 | 14599.11 | 15746.44 | 16629.95 | 17375.53 | 18024.45 | 18655.85 | 19213.97 | 19715.13 | 20138.5 | 20404.06 | 20240.33 | 19667.61 | 19312.7 | 19036.77 | 17867.29 | 16423.12 | 15117.83 | 405.122 | 20404.06 | 8 | 2015
2015-08-31 | 14521.93 | 16341.8 | 15776.22 | 15541.18 | 15826.6 | 16867.83 | 17883.98 | 18580.31 | 19554.83 | 20797.91 | 22388.97 | 23748.03 | 24891.5 | 25827.81 | 26436.39 | 26819.5 | 26911.33 | 26455.32 | 25407.79 | 24569.77 | 23866.38 | 21980.51 | 19943.45 | 18243.87 | 509.1832 | 26911.33 | 8 | 2015
2015-09-01 | 17203.98 | 16259.81 | 15724.07 | 15484.41 | 15724.29 | 16685.16 | 17692.38 | 18262.11 | 19260.26 | 20880.4 | 22673.94 | 24209.42 | 25456.76 | 26482.5 | 27111.58 | 27470.37 | 27391 | 26670.86 | 25626.53 | 25007.17 | 23799.81 | 21897.51 | 19694.63 | 18031.97 | 514.7009 | 27470.37 | 9 | 2015
2015-09-02 | 16951.2 | 15492.48 | 15013.64 | 14823.43 | 15105.41 | 16103.64 | 17123.84 | 17594.56 | 18406.25 | 19563.64 | 21083.56 | 22413.36 | 23549.95 | 24548.65 | 25217.02 | 25655.81 | 25662.71 | 25012.02 | 24045.6 | 23512.74 | 22379.79 | 20572.67 | 18619.82 | 17087.59 | 485.5394 | 25662.71 | 9 | 2015
2015-09-03 | 16128.51 | 15186.95 | 14731.31 | 14561.19 | 14861.77 | 15879.85 | 16910.71 | 17339.55 | 18072.87 | 19074.73 | 20442.05 | 21668.88 | 22732.46 | 23686.77 | 24338.87 | 24783.52 | 24811.58 | 24193.07 | 23277.57 | 22800.87 | 21712.87 | 19957.99 | 18156.53 | 16665.31 | 471.9758 | 24811.58 | 9 | 2015
2015-09-04 | 15772.39 | 15026.67 | 14583.66 | 14430.37 | 14757.85 | 15816.08 | 16864.13 | 17278.94 | 17969.51 | 18915.55 | 20151.92 | 21315.93 | 22340.28 | 23266.82 | 23908.35 | 24343.85 | 24377.42 | 23772.14 | 22874.95 | 22415.84 | 21323.01 | 19586.29 | 17876.14 | 16408.32 | 465.3764 | 24377.42 | 9 | 2015
2015-09-05 | 15528.72 | 14932.07 | 14414.09 | 14109.25 | 14060.2 | 14206.66 | 14401.49 | 15188.62 | 16533.63 | 17740.11 | 18818.61 | 19910.2 | 20933.12 | 21748.83 | 22352.72 | 22759.97 | 22830.46 | 22302.93 | 21517.21 | 21213.86 | 20227.27 | 18777.34 | 17339.07 | 16033.62 | 437.8801 | 22830.46 | 9 | 2015
2015-09-06 | 15332.04 | 15373.5 | 14821.18 | 14486.84 | 14407.86 | 14522.69 | 14712.83 | 15561.36 | 17028.91 | 18384.33 | 19694.22 | 21105.35 | 22317.56 | 23292.35 | 24005.82 | 24473.76 | 24558.08 | 23980.37 | 23063.87 | 22634.19 | 21522.09 | 19839.55 | 18207.9 | 16809.68 | 460.1363 | 24558.08 | 9 | 2015
2015-09-07 | 15741.93 | 14629.61 | 14101.79 | 13806.78 | 13845.05 | 14192.65 | 14520.74 | 15117.98 | 16403.37 | 17888.33 | 19388.27 | 20860.47 | 21944.42 | 22846.55 | 23549.68 | 24051.27 | 24072.97 | 23357.71 | 22367.06 | 21951.55 | 20875.53 | 19221.79 | 17693.7 | 16291.68 | 448.7209 | 24072.97 | 9 | 2015
2015-09-08 | 15496.75 | 15072.58 | 14626.26 | 14464.46 | 14770.56 | 15798.95 | 16858.28 | 17268.27 | 17978.11 | 18949.4 | 20273.23 | 21527.32 | 22655 | 23696.38 | 24435.44 | 24957.6 | 25047.55 | 24443.22 | 23485.05 | 22988.63 | 21843.83 | 20054.33 | 18216.45 | 16705.8 | 471.6135 | 25047.55 | 9 | 2015
2015-09-09 | 15710.66 | 15841.79 | 15340.6 | 15130.99 | 15400 | 16405.33 | 17471.29 | 17972.71 | 18856 | 20222.79 | 21854.48 | 23268.7 | 24445.84 | 25442.98 | 26074.45 | 26461.26 | 26440.35 | 25780.01 | 24786.54 | 24254.91 | 23063.5 | 21207.75 | 19119.67 | 17565.13 | 498.1177 | 26461.26 | 9 | 2015
2015-09-10 | 16480.62 | 15254.07 | 14795.86 | 14623.66 | 14923.07 | 15952.59 | 17024.97 | 17452.71 | 18198.76 | 19217.45 | 20649.31 | 21929.46 | 23053.63 | 24066.71 | 24762.58 | 25238.44 | 25298.47 | 24687.09 | 23731.39 | 23243.81 | 22090.93 | 20291.69 | 18408.88 | 16895.57 | 478.2717 | 25298.47 | 9 | 2015
2015-09-11 | 15920.51 | 14743.64 | 14324.18 | 14191.49 | 14537.75 | 15625.36 | 16718.99 | 17087.25 | 17703.7 | 18558.57 | 19621.03 | 20730.35 | 21745.48 | 22696.63 | 23379.99 | 23867.2 | 23962.06 | 23396.66 | 22507.92 | 22088.17 | 20977.96 | 19257.07 | 17619.85 | 16170.23 | 457.432 | 23962.06 | 9 | 2015
2015-09-12 | 15274.65 | 14163.82 | 13704.25 | 13450.44 | 13443.35 | 13635.22 | 13879.44 | 14561.1 | 15723.78 | 16701.2 | 17577.14 | 18440.57 | 19269.15 | 20163.76 | 20900.78 | 21464.02 | 21679.99 | 21228.88 | 20458.17 | 20207.07 | 19212.68 | 17972.76 | 16574.67 | 15306.41 | 414.9933 | 21679.99 | 9 | 2015
2015-09-13 | 14588.61 | 13927.71 | 13486.59 | 13248.77 | 13256.99 | 13466.27 | 13720.87 | 14368.91 | 15468.55 | 16368.75 | 17163.96 | 17954.7 | 18714.69 | 19459.93 | 20172.82 | 20731.47 | 20959.52 | 20535.52 | 19811.91 | 19612.58 | 18754.95 | 17554.55 | 16194.68 | 14963 | 404.4863 | 20959.52 | 9 | 2015
2015-09-14 | 14273.89 | 13642.66 | 13314.19 | 13256.62 | 13690.07 | 14873.61 | 16019.24 | 16226.04 | 16534.49 | 17015.67 | 17603.9 | 18077.56 | 18518.58 | 18959.51 | 19326.08 | 19650.58 | 19717.18 | 19293.23 | 18798.89 | 18741.41 | 18092.28 | 16943.3 | 15550.2 | 14332.49 | 402.4517 | 19717.18 | 9 | 2015
2015-09-15 | 13820.56 | 13515.04 | 13196.44 | 13144.85 | 13564.87 | 14734.91 | 15880.57 | 16053.89 | 16313.41 | 16740.07 | 17274.98 | 17693.1 | 18077.06 | 18489.07 | 18792.07 | 19078.15 | 19159.71 | 18801.93 | 18385.42 | 18375.35 | 17771.66 | 16656.47 | 15291.02 | 14106.21 | 394.9168 | 19159.71 | 9 | 2015
2015-09-16 | 13659.33 | 14051.77 | 13687.86 | 13597.32 | 13974.65 | 15094.64 | 16227.85 | 16482.99 | 16908.81 | 17535.06 | 18307.04 | 18991.19 | 19761.29 | 20558.76 | 21151.74 | 21620.35 | 21754.51 | 21282.65 | 20553.3 | 20322 | 19358.43 | 18048.51 | 16528.31 | 15193.98 | 424.6523 | 21754.51 | 9 | 2015
2015-09-17 | 14429.07 | 14137.12 | 13766.88 | 13670.89 | 14042.75 | 15158.4 | 16295.63 | 16561.45 | 17010.51 | 17665.09 | 18470.42 | 19203.23 | 20045.59 | 20879.6 | 21498.53 | 21982.73 | 22123.79 | 21643.78 | 20885.72 | 20629.99 | 19635.78 | 18254.25 | 16713.79 | 15360 | 430.065 | 22123.79 | 9 | 2015
2015-09-18 | 14576.22 | 13784.64 | 13444.55 | 13380.4 | 13797.82 | 14978.99 | 16143.3 | 16361.95 | 16699.81 | 17218.31 | 17857.19 | 18396.98 | 18905.2 | 19496.09 | 19967.29 | 20344.45 | 20447.24 | 20014.69 | 19390.91 | 19266.39 | 18513.28 | 17307.93 | 15874.58 | 14620.96 | 410.7892 | 20447.24 | 9 | 2015
2015-09-19 | 14022.43 | 13411.83 | 13023.39 | 12831.4 | 12890.95 | 13174.03 | 13490.24 | 14040.4 | 14954.25 | 15632.64 | 16173.75 | 16692.41 | 17194.32 | 17650.53 | 18053.17 | 18398.33 | 18564.79 | 18298.27 | 17887.07 | 17925.3 | 17295.07 | 16248.58 | 15049.44 | 13973.02 | 376.8756 | 18564.79 | 9 | 2015
2015-09-20 | 13554.9 | 13589.53 | 13184.16 | 12977.24 | 13023.26 | 13294.59 | 13610.1 | 14187.05 | 15155.49 | 15901.97 | 16513.77 | 17094.76 | 17642.06 | 18127.35 | 18541.45 | 18883.87 | 19039.24 | 18753.56 | 18309.98 | 18317.82 | 17655.9 | 16576.33 | 15346.85 | 14241.22 | 383.5224 | 19039.24 | 9 | 2015
2015-09-21 | 13767.99 | 14618.32 | 14215.22 | 14093.43 | 14463.89 | 15591.92 | 16758.3 | 17092.9 | 17666.32 | 18471.93 | 19456.72 | 20504.85 | 21464.97 | 22347.47 | 22970.01 | 23414.4 | 23514.71 | 22991.81 | 22155.77 | 21828.81 | 20728.48 | 19083.47 | 17485.13 | 16069.51 | 450.7563 | 23514.71 | 9 | 2015
2015-09-22 | 15122.87 | 14550.07 | 14153.2 | 14033.98 | 14391.39 | 15512.54 | 16685.62 | 16990.12 | 17519.84 | 18280.62 | 19178.98 | 20121.55 | 20954.11 | 21721.5 | 22239.43 | 22616.1 | 22690.31 | 22197.01 | 21445.95 | 21215.53 | 20200.43 | 18700.81 | 17154.94 | 15796.46 | 443.4734 | 22690.31 | 9 | 2015
2015-09-23 | 14986.94 | 14224.67 | 13869.21 | 13786.78 | 14181.08 | 15342.26 | 16532.43 | 16772.24 | 17167.78 | 17763.57 | 18480.44 | 19068.71 | 19698.93 | 20311.3 | 20726.02 | 21053.12 | 21133.06 | 20709.61 | 20094.2 | 19997.24 | 19113.47 | 17895.22 | 16445.91 | 15181.15 | 424.5353 | 21133.06 | 9 | 2015
2015-09-24 | 14525.86 | 13567.01 | 13277.31 | 13252.79 | 13702.43 | 14921.84 | 16138.62 | 16270.16 | 16451.03 | 16781.77 | 17218.97 | 17550.93 | 17864.77 | 18218.87 | 18478.98 | 18731 | 18830.99 | 18564.59 | 18204.57 | 18276.56 | 17686.38 | 16604.36 | 15287.1 | 14149.75 | 394.5566 | 18830.99 | 9 | 2015
2015-09-25 | 13732.6 | 13578.2 | 13301.27 | 13294.64 | 13773.22 | 15035.53 | 16272.48 | 16397.71 | 16542.62 | 16825.31 | 17203.56 | 17480.01 | 17750.64 | 18063.53 | 18295.29 | 18521.97 | 18619.69 | 18370.43 | 18034.03 | 18124.6 | 17531.09 | 16464.71 | 15177.58 | 14066.6 | 392.4573 | 18619.69 | 9 | 2015
2015-09-26 | 13637.86 | 12909.36 | 12576.49 | 12433.36 | 12544.76 | 12899.14 | 13278.12 | 13729.49 | 14456.09 | 14908.32 | 15201.27 | 15472.87 | 15757.16 | 16028.62 | 16299.88 | 16574.42 | 16747.95 | 16566.78 | 16310.61 | 16524.02 | 16011.29 | 15097.45 | 14038.58 | 13097.55 | 353.1014 | 16747.95 | 9 | 2015
2015-09-27 | 12873.83 | 13165.98 | 12861.12 | 12745.47 | 12884.68 | 13268.05 | 13667.47 | 14098.66 | 14761.45 | 15131.07 | 15333.55 | 15515.33 | 15719.04 | 15920.58 | 16141.93 | 16395.85 | 16587.47 | 16461.61 | 16271.34 | 16543.27 | 16075.89 | 15206.56 | 14190.38 | 13292.8 | 355.1134 | 16587.47 | 9 | 2015
2015-09-28 | 13066.83 | 13844.8 | 13636.85 | 13692.59 | 14243.69 | 15576.17 | 16864.09 | 16925.37 | 16905.65 | 16978.09 | 17125.33 | 17171.49 | 17239.85 | 17364.84 | 17463.68 | 17628.4 | 17752.96 | 17625.09 | 17459.92 | 17709.91 | 17246.64 | 16308.31 | 15139.51 | 14143.37 | 389.1134 | 17752.96 | 9 | 2015
2015-09-29 | 13808.51 | 13661.64 | 13437.59 | 13474.72 | 13988.34 | 15283.98 | 16561.15 | 16615.43 | 16615.12 | 16720.02 | 16908 | 16989.23 | 17077.27 | 17235.17 | 17353.34 | 17534.94 | 17659.03 | 17511.06 | 17323.04 | 17567.49 | 17101.87 | 16150.28 | 14965.27 | 13958.41 | 385.5009 | 17659.03 | 9 | 2015
2015-09-30 | 13673.68 | 13572.68 | 13260.24 | 13214.53 | 13643.62 | 14853.07 | 16096.16 | 16247.78 | 16494.27 | 16908.67 | 17447.31 | 17895.01 | 18321.59 | 18777.42 | 19137.61 | 19493.3 | 19632.55 | 19273.33 | 18781.16 | 18797.43 | 18117.97 | 16962.6 | 15586.53 | 14391.08 | 400.5796 | 19632.55 | 9 | 2015
2015-10-01 | 14164.29 | 13656.04 | 13411.53 | 13390.47 | 13771.97 | 14752.59 | 15834.81 | 16143.65 | 16583.2 | 17179.55 | 17907.45 | 18520.05 | 19086.9 | 19667.22 | 20066.14 | 20362.32 | 20376.92 | 20047.26 | 19926.91 | 19656.2 | 18679.01 | 17263.51 | 15751.7 | 14713.76 | 410.9135 | 20376.92 | 10 | 2015
2015-10-02 | 14096.65 | 14151.1 | 13902.67 | 13888.7 | 14284.35 | 15290.12 | 16441.6 | 16953.26 | 17464.62 | 18119.01 | 18917.8 | 19631.05 | 20313.3 | 20999.29 | 21485.42 | 21839.68 | 21904.04 | 21583.41 | 21385.65 | 21028.05 | 19940.92 | 18438.77 | 16614.97 | 15420.85 | 434.0953 | 21904.04 | 10 | 2015
2015-10-03 | 14629.48 | 13799.57 | 13484.15 | 13333.05 | 13397.62 | 13595.83 | 13941.5 | 14604.48 | 15527.35 | 16207.76 | 16992.45 | 17812.2 | 18594.45 | 19288.11 | 19852.19 | 20268.4 | 20411.77 | 20142.41 | 19985.5 | 19722.44 | 18687.84 | 17326.19 | 15901.63 | 14927.74 | 402.4341 | 20411.77 | 10 | 2015
2015-10-04 | 14259.43 | 13456.92 | 13158.78 | 13022.02 | 13100.69 | 13314.87 | 13666.31 | 14291.91 | 15147.91 | 15747.61 | 16221.35 | 16896.28 | 17582.29 | 18204.83 | 18727.75 | 19127.18 | 19272.59 | 19027.88 | 18935 | 18741.65 | 17768.76 | 16473.81 | 15363.16 | 14432.1 | 385.9411 | 19272.59 | 10 | 2015
2015-10-05 | 13834.53 | 13361.95 | 13151.04 | 13161.79 | 13594.76 | 14638.48 | 15763.61 | 16031.04 | 16253.26 | 16675.62 | 17216.73 | 17665.39 | 18116.06 | 18595.18 | 18937.39 | 19204.01 | 19237.53 | 18965.81 | 18933.68 | 18761.27 | 17831.56 | 16492.84 | 15291.84 | 14306.87 | 396.0222 | 19237.53 | 10 | 2015
2015-10-06 | 13707.4 | 13184.45 | 13008.39 | 13048.52 | 13494.08 | 14553.11 | 15689.9 | 15889.62 | 15974.93 | 16110.44 | 16390.22 | 16565.51 | 16743.53 | 16996.23 | 17164.57 | 17339.72 | 17365.02 | 17188.47 | 17347.36 | 17369.29 | 16616.78 | 15690.98 | 14665.23 | 13787.22 | 375.891 | 17369.29 | 10 | 2015
2015-10-07 | 13382.99 | 13098.93 | 12897.24 | 12912.92 | 13333.17 | 14367.51 | 15497.02 | 15721.51 | 15876.17 | 16099.09 | 16517.24 | 16852.26 | 17183.52 | 17574.56 | 17846.07 | 18078.37 | 18105.41 | 17862.76 | 17906.23 | 17828.43 | 16977.67 | 15877.85 | 14795.22 | 13860.87 | 380.453 | 18105.41 | 10 | 2015
2015-10-08 | 13363.02 | 12985.36 | 12787.15 | 12805.42 | 13228.88 | 14269.27 | 15404.86 | 15618.23 | 15755.83 | 15959.17 | 16281.03 | 16582.3 | 16882.36 | 17246.07 | 17496.93 | 17715.18 | 17737.15 | 17499.87 | 17563.35 | 17511.6 | 16677.32 | 15685.71 | 14617.86 | 13697.47 | 375.3714 | 17737.15 | 10 | 2015
2015-10-09 | 13243.22 | 12933.17 | 12737.89 | 12766.72 | 13210.6 | 14288.28 | 15439.24 | 15653.13 | 15773.49 | 15954.7 | 16200.35 | 16436.12 | 16696.86 | 17018.28 | 17237.35 | 17421.81 | 17431.44 | 17199.58 | 17280.93 | 17245.64 | 16404.52 | 15502.9 | 14456.53 | 13553.91 | 372.0867 | 17431.44 | 10 | 2015
2015-10-10 | 13114.88 | 12837.42 | 12578.77 | 12475.56 | 12590.31 | 12856.71 | 13254.09 | 13795.4 | 14502.7 | 14925.15 | 15205.35 | 15485.31 | 15778.74 | 16064.79 | 16381.3 | 16702.17 | 16845.94 | 16679.46 | 16753.36 | 16758.13 | 16001.57 | 15232.72 | 14311.27 | 13486.65 | 354.6178 | 16845.94 | 10 | 2015
2015-10-11 | 13059.13 | 12985.53 | 12743.31 | 12656.39 | 12787.77 | 13072.96 | 13486.68 | 14015.18 | 14684.34 | 15057.86 | 15284.82 | 15512.42 | 15759.06 | 16004.42 | 16251.36 | 16554 | 16714.92 | 16597.8 | 16727.83 | 16786.02 | 16043.76 | 15299.86 | 14403.91 | 13604.82 | 356.0941 | 16786.02 | 10 | 2015
2015-10-12 | 13173.46 | 13163.46 | 13008.83 | 13071.29 | 13559.73 | 14675.85 | 15862.18 | 16046.02 | 16085.75 | 16160.41 | 16328.66 | 16417.82 | 16536.57 | 16723.86 | 16848.74 | 16992.77 | 17033.34 | 16904.42 | 17114.29 | 17200.23 | 16450.72 | 15604.27 | 14613.65 | 13762.13 | 373.3384 | 17200.23 | 10 | 2015
2015-10-13 | 13339.95 | 13263.21 | 13119.21 | 13190.05 | 13667.98 | 14771.96 | 15960.38 | 16120.07 | 16118.16 | 16153.6 | 16277.33 | 16292.99 | 16332.4 | 16468.45 | 16552.14 | 16689.07 | 16749.26 | 16666.43 | 16933.16 | 17081.15 | 16386.22 | 15581.54 | 14614.31 | 13793.26 | 372.1223 | 17081.15 | 10 | 2015
2015-10-14 | 13410.37 | 13560.51 | 13434.02 | 13522.93 | 14018.79 | 15140.65 | 16425.56 | 16658.84 | 16617.9 | 16599.79 | 16657.01 | 16610.56 | 16596.22 | 16686.97 | 16739.29 | 16869.36 | 16957.86 | 16932.19 | 17248.53 | 17437.25 | 16768.87 | 15859.52 | 14909.15 | 14106.01 | 379.7682 | 17437.25 | 10 | 2015
2015-10-15 | 13708.04 | 13883.65 | 13782.82 | 13897.64 | 14419.49 | 15568.4 | 17085.92 | 17298.23 | 17178.98 | 17057.87 | 17003.58 | 16848.81 | 16738.12 | 16746.12 | 16739.54 | 16848.61 | 16969.02 | 17022.66 | 17421.18 | 17681.93 | 17064.41 | 16094.1 | 15177.06 | 14408.07 | 386.6442 | 17681.93 | 10 | 2015
2015-10-16 | 14044.01 | 14543.4 | 14465.56 | 14613.77 | 15177.04 | 16433.84 | 18280.54 | 18509.39 | 18344.41 | 18152.8 | 18018.18 | 17796.83 | 17637.42 | 17599.01 | 17562.74 | 17662.86 | 17830.68 | 17968.51 | 18414.78 | 18697.77 | 18072.89 | 17049.37 | 15878.59 | 15123.19 | 407.8776 | 18697.77 | 10 | 2015
2015-10-17 | 14687.75 | 13447.94 | 13270.87 | 13247.83 | 13444.8 | 13804.45 | 14279.74 | 14751.14 | 15261.03 | 15432.06 | 15436.7 | 15442.19 | 15488.55 | 15558.43 | 15664.97 | 15810.19 | 15956.4 | 16003.77 | 16289.26 | 16572.4 | 16000.57 | 15366.52 | 14581.8 | 13893.28 | 359.6926 | 16572.4 | 10 | 2015
2015-10-18 | 13612.98 | 13139.59 | 12956.79 | 12926.72 | 13117.73 | 13475.73 | 13951.82 | 14412.31 | 14918.59 | 15089.54 | 15091.89 | 15091.24 | 15129.63 | 15190.74 | 15288.86 | 15422.35 | 15552.47 | 15582.94 | 15829.82 | 16030.37 | 15592.13 | 14965.61 | 14191.25 | 13511.12 | 350.0722 | 16030.37 | 10 | 2015
2015-10-19 | 13238.12 | 13422.6 | 13302.51 | 13399.15 | 13923.58 | 15087.65 | 16378.71 | 16600.17 | 16538.18 | 16493.38 | 16517.39 | 16444.19 | 16417.42 | 16477.91 | 16507.51 | 16607.8 | 16688.62 | 16668.88 | 16996.12 | 17211.96 | 16522.42 | 15700.69 | 14767.88 | 13973.05 | 375.8859 | 17211.96 | 10 | 2015
2015-10-20 | 13580.36 | 13080.97 | 12942.67 | 13018.26 | 13503.3 | 14629.87 | 15859.81 | 15995.19 | 15962.97 | 15958.2 | 16010.25 | 15978.83 | 15962.26 | 16027.16 | 16063.25 | 16171.31 | 16234.89 | 16173.08 | 16467.5 | 16678.58 | 16035.94 | 15317.96 | 14376.61 | 13578.37 | 365.6076 | 16678.58 | 10 | 2015
2015-10-21 | 13230.23 | 13245.48 | 13117.39 | 13203.52 | 13699.14 | 14837.1 | 16078.06 | 16235.31 | 16168.26 | 16127.96 | 16161.8 | 16095.7 | 16057.21 | 16125.01 | 16153.7 | 16259.02 | 16339.19 | 16311.23 | 16634.97 | 16872.22 | 16190.66 | 15469.78 | 14539.04 | 13751.9 | 368.9039 | 16872.22 | 10 | 2015
2015-10-22 | 13385.31 | 13738.91 | 13625.72 | 13728.65 | 14240.08 | 15392.06 | 16871.1 | 17082.43 | 16997.92 | 16927.06 | 16933.45 | 16846.84 | 16800.26 | 16862.89 | 16889.99 | 17010.72 | 17134.76 | 17165.74 | 17512.96 | 17761 | 17077.22 | 16072.6 | 15138.57 | 14350.47 | 385.5467 | 17761 | 10 | 2015
2015-10-23 | 13933.1 | 14277.08 | 14197.53 | 14343.21 | 14905.78 | 16121.25 | 17949.64 | 18150.22 | 17964.39 | 17755.68 | 17603.11 | 17364.35 | 17188.25 | 17132.82 | 17077.58 | 17157.12 | 17318.06 | 17453.56 | 17904.74 | 18228.39 | 17590.98 | 16572.28 | 15569.52 | 14826.81 | 398.5855 | 18228.39 | 10 | 2015
2015-10-24 | 14404.17 | 13765.31 | 13634.29 | 13656.67 | 13900.65 | 14319.49 | 14854.85 | 15282.05 | 15677.64 | 15704.81 | 15552.85 | 15403.78 | 15311.83 | 15260.22 | 15276.77 | 15380.31 | 15557.93 | 15700.79 | 16059.24 | 16464.64 | 15990.17 | 15428.8 | 14723.48 | 14112.98 | 361.4237 | 16464.64 | 10 | 2015
2015-10-25 | 13866.79 | 13669 | 13530.11 | 13544.53 | 13781.21 | 14195.07 | 14731.83 | 15161.95 | 15573.51 | 15622.31 | 15494.32 | 15369.43 | 15298.29 | 15264.21 | 15292.11 | 15398.86 | 15571.44 | 15699.75 | 16040.39 | 16419.72 | 15944.27 | 15370.13 | 14655.15 | 14034.56 | 359.5289 | 16419.72 | 10 | 2015
2015-10-26 | 13763.45 | 14856.95 | 14818.01 | 14999.41 | 15607.05 | 17149.31 | 19097.79 | 19281.8 | 19008.46 | 18676.95 | 18399.2 | 18046.33 | 17780.33 | 17638.3 | 17525.86 | 17596.27 | 17816.55 | 18069.52 | 18621.96 | 19031.3 | 18450.6 | 17483.92 | 16232.58 | 15517.1 | 415.469 | 19281.8 | 10 | 2015
2015-10-27 | 15042 | 15447.84 | 15436.64 | 15645.28 | 16267.91 | 18129.99 | 20102.02 | 20265.49 | 19908.9 | 19468.86 | 19081.4 | 18621.46 | 18251.21 | 18039.06 | 17875.33 | 17949.73 | 18231.31 | 18592.77 | 19236.47 | 19724.5 | 19209.62 | 18291.1 | 17062.06 | 16121.02 | 432.002 | 20265.49 | 10 | 2015
2015-10-28 | 15660.88 | 15222.16 | 15195.74 | 15388.69 | 15988.81 | 17715.39 | 19683.18 | 19853.66 | 19539.7 | 19157.66 | 18834.27 | 18438.59 | 18124.87 | 17961.17 | 17830.43 | 17914.98 | 18179.65 | 18496.02 | 19090.26 | 19543.74 | 18990.86 | 18040.56 | 16785.72 | 15913.85 | 427.5508 | 19853.66 | 10 | 2015
2015-10-29 | 15473.66 | 14636.57 | 14586.86 | 14754.61 | 15331.41 | 16726.21 | 18681.15 | 18844.04 | 18573.32 | 18256.84 | 18001.33 | 17666.43 | 17401.86 | 17277.97 | 17171.33 | 17249.2 | 17466.78 | 17703.46 | 18242.26 | 18666.74 | 18083.97 | 17112.42 | 15970.35 | 15259.45 | 409.1382 | 18844.04 | 10 | 2015
2015-10-30 | 14889.59 | 13759.77 | 13662.33 | 13788.55 | 14334.71 | 15549.05 | 17145.61 | 17326.25 | 17164.63 | 16999.7 | 16895.57 | 16704.81 | 16568.59 | 16544.69 | 16504.14 | 16573.11 | 16705.9 | 16788.43 | 17193.94 | 17519.04 | 16834.82 | 15923.45 | 15033.99 | 14285.46 | 384.6961 | 17519.04 | 10 | 2015
2015-10-31 | 13939.46 | 12633.83 | 12429.7 | 12377.62 | 12550.24 | 12916.03 | 13446.24 | 13891.33 | 14422.56 | 14636.19 | 14689.21 | 14744.13 | 14832.71 | 14935.35 | 15055.1 | 15186.81 | 15307.63 | 15304.73 | 15504.24 | 15708.28 | 15207.87 | 14544.03 | 13759.11 | 13063.16 | 341.0856 | 15708.28 | 10 | 2015
2015-11-01 | 12621.19 | 12686.29 | 12525.06 | 12498.09 | 12681.37 | 13056.67 | 13323.5 | 13775.85 | 14183.77 | 14276.13 | 14229.26 | 14232.13 | 14256.18 | 14256.18 | 14322.32 | 14511.83 | 15060.65 | 15825.94 | 15836.39 | 15506.72 | 14978.6 | 14307.59 | 13525.12 | 12839.27 | 335.3161 | 15836.39 | 11 | 2015
2015-11-02 | 12645.88 | 13454.52 | 13378.28 | 13503.56 | 14051.58 | 15272.99 | 16337.15 | 16471.41 | 16284.06 | 16126.25 | 16050.81 | 15955.17 | 15879.88 | 15831.58 | 15803.91 | 15925.25 | 16421.67 | 17491.84 | 17523.7 | 16897.59 | 16307.63 | 15562.42 | 14628.4 | 13838.97 | 371.6445 | 17523.7 | 11 | 2015
2015-11-03 | 13500.57 | 13141.22 | 13046.92 | 13151.22 | 13660 | 14843.34 | 15894.43 | 16016.96 | 15845.78 | 15718.04 | 15679.53 | 15613.76 | 15552.24 | 15532.01 | 15519.59 | 15653.28 | 16142.01 | 17015.16 | 17003.69 | 16511.13 | 15978.07 | 15224.48 | 14279.41 | 13483.88 | 364.0067 | 17015.16 | 11 | 2015
2015-11-04 | 13213.76 | 13638.35 | 13526.24 | 13616.8 | 14110.05 | 15274.4 | 16326.32 | 16495.22 | 16406.3 | 16375.13 | 16450.8 | 16512.29 | 16572.16 | 16661.65 | 16757.64 | 17075.41 | 17964.7 | 19204.43 | 19055.95 | 18275.99 | 17195.99 | 16180.03 | 15158.25 | 14289.58 | 386.3374 | 19204.43 | 11 | 2015
2015-11-05 | 13815.68 | 14311 | 14275.42 | 14441.51 | 15010.2 | 16249.75 | 17872.08 | 18078.21 | 17635.28 | 17189.1 | 16863.68 | 16561.93 | 16391.68 | 16280.48 | 16206.58 | 16333.56 | 17044.58 | 18540.21 | 18712.47 | 18208.65 | 17363.71 | 16401.79 | 15501.36 | 14755.13 | 394.044 | 18712.47 | 11 | 2015
2015-11-06 | 14410.11 | 14712.17 | 14696.87 | 14890.86 | 15497.3 | 16844.12 | 18787.56 | 18993.37 | 18485.06 | 17946.96 | 17516.13 | 17057.38 | 16705.9 | 16550.04 | 16444.83 | 16550.32 | 17399.3 | 18973.17 | 19210.47 | 18751.54 | 17920.01 | 16735.08 | 15859.47 | 15136.42 | 406.0744 | 19210.47 | 11 | 2015
2015-11-07 | 14780.05 | 13836.96 | 13744.26 | 13788.25 | 14042.22 | 14492.42 | 14830.47 | 15257.9 | 15540.44 | 15463.92 | 15238.92 | 15076.06 | 14957.06 | 14835.61 | 14816.14 | 14985.23 | 15611.65 | 16532.28 | 16674.86 | 16460.62 | 15997.54 | 15392.46 | 14677.73 | 14063.09 | 361.0961 | 16674.86 | 11 | 2015
2015-11-08 | 13884.13 | 13305.97 | 13185.7 | 13200.85 | 13427.24 | 13854.06 | 14179.12 | 14609.8 | 14937.51 | 14924.41 | 14767.15 | 14668.55 | 14604.55 | 14529.39 | 14540.77 | 14714.29 | 15310.62 | 16170.65 | 16260.55 | 16010.35 | 15514.48 | 14881.91 | 14144.8 | 13505.47 | 349.1323 | 16260.55 | 11 | 2015
2015-11-09 | 13328.07 | 13977.42 | 13919.61 | 14065.53 | 14634.52 | 15885.24 | 17231.44 | 17462.59 | 17111.03 | 16783.24 | 16629.24 | 16517.18 | 16432.06 | 16377.2 | 16343.98 | 16473.11 | 17184.74 | 18594.9 | 18659.88 | 18078.96 | 17125.69 | 16227.72 | 15296.01 | 14510.03 | 388.8494 | 18659.88 | 11 | 2015
2015-11-10 | 14101.72 | 13724.1 | 13665.98 | 13807.74 | 14354.71 | 15583.86 | 16741.05 | 16931.04 | 16553.13 | 16334.57 | 16201.61 | 16049.97 | 15914.6 | 15831.56 | 15773.4 | 15895.08 | 16428.11 | 17654.95 | 17760.76 | 17237.39 | 16510.88 | 15788.22 | 14880.61 | 14123.68 | 377.8487 | 17760.76 | 11 | 2015
2015-11-11 | 13818.01 | 13986.83 | 13942.67 | 14099.09 | 14660.35 | 15904.08 | 17315.25 | 17499.47 | 17060.82 | 16630.7 | 16441.49 | 16258.31 | 16096.27 | 15990.73 | 15916.97 | 16036.07 | 16586.03 | 17982.27 | 18132.39 | 17645.54 | 16770.64 | 16049.79 | 15153.96 | 14409.64 | 384.3874 | 18132.39 | 11 | 2015
2015-11-12 | 14075.8 | 14514.62 | 14497.48 | 14682.24 | 15270.96 | 16539.72 | 18441.21 | 18618.76 | 18104.02 | 17567.57 | 17148.19 | 16700.95 | 16462.93 | 16314.04 | 16211.07 | 16326.44 | 17070.16 | 18641.63 | 18877.95 | 18454.04 | 17626.5 | 16571.33 | 15696.83 | 14976.04 | 399.3905 | 18877.95 | 11 | 2015
2015-11-13 | 14635.01 | 14419.88 | 14395.62 | 14580.02 | 15178.54 | 16472.49 | 18287.51 | 18474 | 17974.61 | 17458.11 | 17052.46 | 16667.93 | 16465.63 | 16319.8 | 16217.7 | 16317.31 | 16984.22 | 18531.07 | 18741.22 | 18296.42 | 17427.62 | 16439.35 | 15565.39 | 14841.07 | 397.743 | 18741.22 | 11 | 2015
2015-11-14 | 14502.62 | 14425.9 | 14372.09 | 14456.27 | 14750.56 | 15248.11 | 15637.53 | 16045.06 | 16251.57 | 16074.89 | 15744.29 | 15482.92 | 15279.11 | 15084.94 | 15012.73 | 15166.11 | 15836.27 | 16888.52 | 17263.17 | 17027.11 | 16497.37 | 15930.62 | 15259.21 | 14688.77 | 372.9257 | 17263.17 | 11 | 2015
2015-11-15 | 14463.64 | 15599.12 | 15604.34 | 15750.64 | 16104.53 | 16655.31 | 17351.15 | 18049.46 | 18252.88 | 17715.78 | 16888.81 | 16418.17 | 16102.39 | 15814.33 | 15679.25 | 15825.37 | 16564.5 | 18371.32 | 18933.9 | 18831.37 | 18217.22 | 17331.06 | 16468.01 | 15947.67 | 402.9402 | 18933.9 | 11 | 2015
2015-11-16 | 15640.37 | 16034.91 | 16100.03 | 16373.39 | 17339.63 | 19706.35 | 21800.66 | 21963.28 | 21226.45 | 20376.14 | 19621.41 | 18868.32 | 18239.69 | 17755.11 | 17421.18 | 17579.31 | 18732.71 | 20610.76 | 21095 | 20854.7 | 20139.08 | 19045.21 | 17642.15 | 16642.66 | 450.8085 | 21963.28 | 11 | 2015
2015-11-17 | 16217.32 | 15147.15 | 15166.16 | 15388.93 | 16014.79 | 17819.15 | 19869.65 | 20024.1 | 19396.96 | 18709.5 | 18132.15 | 17539.74 | 17036.27 | 16672.62 | 16523.18 | 16628.65 | 17666.22 | 19383.62 | 19736.34 | 19420.4 | 18642.18 | 17486.65 | 16353.7 | 15668.27 | 420.6437 | 20024.1 | 11 | 2015
2015-11-18 | 15331.58 | 15268.47 | 15294.2 | 15523.77 | 16156.94 | 18078.02 | 20139.96 | 20291.31 | 19644.2 | 18929.37 | 18323.66 | 17705.88 | 17179.93 | 16797.63 | 16587.92 | 16700.71 | 17790.42 | 19534 | 19907.74 | 19609.08 | 18840.12 | 17694.32 | 16478.86 | 15799.97 | 423.6081 | 20291.31 | 11 | 2015
2015-11-19 | 15427.53 | 15375.07 | 15407.14 | 15643.35 | 16283.11 | 18308.51 | 20385.99 | 20532.5 | 19865.08 | 19123.26 | 18489.44 | 17845.98 | 17298.24 | 16897.37 | 16638.1 | 16783.64 | 17886.91 | 19656.36 | 20050.54 | 19772.06 | 19010.87 | 17874.21 | 16589.92 | 15917.48 | 427.0627 | 20532.5 | 11 | 2015
2015-11-20 | 15559.04 | 14866.36 | 14870.05 | 15083.71 | 15711.52 | 17282.49 | 19346.18 | 19507.26 | 18915.23 | 18277.31 | 17745.08 | 17198.02 | 16744.92 | 16550.77 | 16413.07 | 16502.35 | 17363.76 | 19025.89 | 19326.34 | 18977.08 | 18137.96 | 16948.74 | 16031.39 | 15337.09 | 411.7216 | 19507.26 | 11 | 2015
2015-11-21 | 14995.36 | 15288.12 | 15282.4 | 15417.24 | 15760.74 | 16311.86 | 16788.28 | 17471.56 | 17692.21 | 17187.11 | 16525.01 | 16151.16 | 15853.19 | 15579.01 | 15450.53 | 15591.39 | 16319.58 | 17914.5 | 18443.79 | 18345.1 | 17694.04 | 16787.82 | 16152.25 | 15628.24 | 394.6305 | 18443.79 | 11 | 2015
2015-11-22 | 15352.77 | 15160.37 | 15149.5 | 15278.64 | 15617.5 | 16166.39 | 16612.47 | 17223.84 | 17455.81 | 16968.41 | 16407.84 | 16045.37 | 15756.52 | 15490.1 | 15366.41 | 15506.59 | 16229.21 | 17740.79 | 18253.54 | 18148.95 | 17483.51 | 16649.72 | 16020.97 | 15494.33 | 391.5795 | 18253.54 | 11 | 2015
2015-11-23 | 15239.9 | 14967.23 | 14984.45 | 15207.12 | 15853.45 | 17564.56 | 19657.06 | 19808.91 | 19189.55 | 18513.57 | 17943.49 | 17366.59 | 16888.71 | 16625.86 | 16481.23 | 16569.94 | 17489.27 | 19188.17 | 19521.14 | 19205.17 | 18381.58 | 17209.38 | 16203.09 | 15513.32 | 415.5727 | 19808.91 | 11 | 2015
2015-11-24 | 15143.69 | 17090.82 | 17295.27 | 17874.82 | 19175.37 | 21618.11 | 23809.72 | 23929.58 | 23024.1 | 21953.24 | 20969.81 | 20002.52 | 19181.1 | 18550.04 | 18109.9 | 18254.86 | 19526.54 | 21620.54 | 22280.18 | 22206.92 | 21583.64 | 20573.45 | 19255.81 | 18219.82 | 481.2498 | 23929.58 | 11 | 2015
2015-11-25 | 17360.24 | 16593.51 | 16690.54 | 17172.26 | 18441.8 | 20859.11 | 23037.42 | 23158.41 | 22300.87 | 21298.53 | 20387.39 | 19488.21 | 18724.79 | 18142.19 | 17733.96 | 17881.02 | 19116.93 | 21141.97 | 21744.53 | 21634.43 | 20975.97 | 19937.4 | 18598.11 | 17537.44 | 469.957 | 23158.41 | 11 | 2015
2015-11-26 | 16678.71 | 15596.87 | 15637.98 | 15832.58 | 16291.8 | 17452.23 | 18498.39 | 18799.21 | 18672.22 | 18296.03 | 17743.85 | 17006.03 | 16295.73 | 15862.4 | 15623.97 | 15743.61 | 16442.07 | 18286.4 | 18883.75 | 18933.47 | 18428.02 | 17628.16 | 16644.45 | 16137.16 | 411.4151 | 18933.47 | 11 | 2015
2015-11-27 | 15867.25 | 15416.23 | 15445.39 | 15634.62 | 16098.64 | 17103.44 | 18152.23 | 18464.84 | 18367.99 | 18031.91 | 17514.03 | 16810.21 | 16240.87 | 15818.74 | 15587.12 | 15691.88 | 16370.03 | 18073.58 | 18629.29 | 18644.27 | 18090.38 | 17263.32 | 16397.9 | 15908.39 | 405.6226 | 18644.27 | 11 | 2015
2015-11-28 | 15759.18 | 15419.54 | 15423.42 | 15568.19 | 15922.78 | 16492.05 | 17150.15 | 17818.73 | 18004.3 | 17456.39 | 16653.51 | 16258.43 | 15943.53 | 15655.2 | 15515.98 | 15650.99 | 16393.99 | 18090.5 | 18647.53 | 18591.89 | 17933.85 | 17033.81 | 16305.2 | 15793.77 | 399.4829 | 18647.53 | 11 | 2015
2015-11-29 | 15527.88 | 16909.4 | 17044.53 | 17439.8 | 18195.52 | 19283.57 | 20192.95 | 20846.22 | 20828.39 | 19995.37 | 18855.22 | 17863.42 | 17053.58 | 16533.37 | 16315.55 | 16440.17 | 17623.63 | 19876.21 | 20666.95 | 20777.67 | 20253 | 19467.85 | 18501.26 | 17722.93 | 444.2144 | 20846.22 | 11 | 2015
2015-11-30 | 17076.14 | 16907.99 | 17111.25 | 17691.26 | 19013.41 | 21491.01 | 23717.53 | 23838.79 | 22938.65 | 21874.16 | 20891.65 | 19933.57 | 19131.9 | 18499.86 | 18059.37 | 18185.39 | 19445.32 | 21527.68 | 22174.21 | 22099.27 | 21437.73 | 20414.6 | 19103.75 | 18065.64 | 480.6301 | 23838.79 | 11 | 2015
2015-12-01 | 17355.8 | 17352.83 | 17343.97 | 17613.13 | 18407.01 | 20372.36 | 22994.36 | 23389.86 | 22740.44 | 21792.19 | 20868.47 | 19889.05 | 19201.67 | 18804.08 | 18558.12 | 18795.13 | 20205.78 | 22541.38 | 22688.56 | 22304.49 | 21549.63 | 20261.82 | 18888.33 | 17852.41 | 481.7709 | 23389.86 | 12 | 2015
2015-12-02 | 17419.92 | 16411.49 | 16356.55 | 16576.9 | 17324.96 | 18943.25 | 21243.95 | 21643.93 | 21105.5 | 20314.71 | 19557.96 | 19010.49 | 18534.42 | 18209.68 | 18012.04 | 18253.58 | 19405.81 | 21472.65 | 21489.03 | 21017.27 | 20183.97 | 19130.29 | 17918.9 | 16845.64 | 456.3829 | 21643.93 | 12 | 2015
2015-12-03 | 16494.35 | 18322.6 | 18356.42 | 18671.45 | 19508.96 | 22119.43 | 24791.28 | 25187.75 | 24443.78 | 23359.44 | 22294.67 | 21189.32 | 20215.19 | 19531.02 | 19248.86 | 19487.6 | 21355.02 | 23845.06 | 24102.09 | 23794.4 | 23089.43 | 21844.45 | 20070.45 | 18939.12 | 510.2621 | 25187.75 | 12 | 2015
2015-12-04 | 18416.38 | 20114.5 | 20307.59 | 20960.04 | 22452.16 | 25226.79 | 27984.2 | 28367.62 | 27399.16 | 25998.17 | 24590.21 | 23159.86 | 21908.94 | 20965.4 | 20367.3 | 20683.69 | 22743.38 | 25524.83 | 26033.32 | 25898.7 | 25323.77 | 24204.85 | 22551.27 | 21137.34 | 562.3195 | 28367.62 | 12 | 2015
2015-12-05 | 20267.12 | 19231.72 | 19268.12 | 19500.37 | 20177.11 | 21243.35 | 22406.99 | 23432.88 | 23608.05 | 22604.99 | 21139.73 | 19796.08 | 19008.95 | 18401.75 | 18098.45 | 18382.11 | 19873.2 | 22737.88 | 23322.49 | 23354.67 | 22896.8 | 22022.02 | 20741 | 19624.02 | 501.1398 | 23608.05 | 12 | 2015
2015-12-06 | 19309.33 | 18193.8 | 18180.81 | 18360.83 | 18789.09 | 19437.36 | 20483.46 | 21511.63 | 21802.8 | 20965.47 | 19674.81 | 18893.64 | 18247.48 | 17714.98 | 17460.77 | 17746.94 | 19126.68 | 21504.34 | 21951.96 | 21894.16 | 21357.07 | 20417.18 | 19297.39 | 18503.39 | 470.8254 | 21951.96 | 12 | 2015
2015-12-07 | 18242.44 | 17719.15 | 17733.83 | 18030.56 | 18871.25 | 21136.68 | 23814.55 | 24207.18 | 23503.05 | 22476.93 | 21465.69 | 20412.24 | 19546.23 | 19109.01 | 18836.64 | 19055.11 | 20586.93 | 22995.49 | 23197.9 | 22860.19 | 22106.19 | 20839.57 | 19295.22 | 18275.76 | 494.3178 | 24207.18 | 12 | 2015
2015-12-08 | 17848.06 | 14438.58 | 14285.98 | 14404.13 | 15054.19 | 16593.26 | 18239.95 | 18500.52 | 18298.09 | 17993.37 | 17745.02 | 17448.5 | 17160.1 | 16992.06 | 16897.59 | 17147.74 | 18190.23 | 19402.18 | 19233.57 | 18812.65 | 18161.1 | 17193.5 | 15910.97 | 14756.68 | 410.708 | 19402.18 | 12 | 2015
2015-12-09 | 14539.93 | 15714.39 | 15627.7 | 15815.04 | 16531.52 | 18130.42 | 20001.61 | 20394.63 | 19925.43 | 19302.94 | 18893.84 | 18446.58 | 18029.95 | 17754.11 | 17587.15 | 17826.93 | 18944.63 | 20664.23 | 20590.74 | 20077.27 | 19347.44 | 18441.44 | 17212.19 | 16116.24 | 435.9163 | 20664.23 | 12 | 2015
2015-12-10 | 15703.37 | 15195.1 | 15082.02 | 15241.89 | 15931.45 | 17506.92 | 19179.61 | 19433.68 | 19165.49 | 18769.41 | 18423.45 | 18034.66 | 17668.52 | 17434.76 | 17295.81 | 17538.64 | 18625.87 | 20085.66 | 19937.39 | 19468.01 | 18859.78 | 17929.78 | 16680.23 | 15561.47 | 424.753 | 20085.66 | 12 | 2015
2015-12-11 | 15233.87 | 15445.21 | 15344.73 | 15521.73 | 16241.09 | 17855.9 | 19548.26 | 19949.39 | 19523.22 | 19097.23 | 18714.34 | 18291.43 | 17899.01 | 17638.65 | 17480.29 | 17705.35 | 18797.09 | 20351.71 | 20232.35 | 19682.78 | 19058.03 | 18129.66 | 16895.33 | 15789.11 | 430.4258 | 20351.71 | 12 | 2015
2015-12-12 | 15414.43 | 17058.32 | 16992.34 | 17116.29 | 17492.25 | 18101.28 | 18819.61 | 19484.19 | 19855.68 | 19314.29 | 18605.26 | 17972.8 | 17424.65 | 16973.97 | 16772.73 | 17060.05 | 18379.44 | 20182.51 | 20480.54 | 20336.3 | 19700.02 | 19031.22 | 18129.72 | 17296.31 | 437.9942 | 20480.54 | 12 | 2015
2015-12-13 | 16964 | 17626.48 | 17588.19 | 17741.23 | 18145.13 | 18777.1 | 19507.77 | 20495.99 | 20842.07 | 20086.47 | 19122.63 | 18429.39 | 17829.29 | 17335.35 | 17105.78 | 17390.97 | 18742.33 | 20832.72 | 21208.76 | 21115.1 | 20525.57 | 19595.32 | 18713.68 | 17902.89 | 453.6242 | 21208.76 | 12 | 2015
2015-12-14 | 17590.42 | 16714.09 | 16681.58 | 16928.37 | 17722.51 | 19397.03 | 21981.69 | 22372.33 | 21776.71 | 20907.87 | 20062.95 | 19322.62 | 18819.54 | 18455.45 | 18230.73 | 18450.55 | 19618.69 | 21828.77 | 21897.78 | 21481.37 | 20639.74 | 19447.1 | 18260.84 | 17206.11 | 465.7948 | 22372.33 | 12 | 2015
2015-12-15 | 16815.45 | 15896.53 | 15822.26 | 16022.14 | 16752.17 | 18366.73 | 20392.38 | 20775.13 | 20268.4 | 19532 | 19050.26 | 18572.73 | 18129.26 | 17830.96 | 17648.13 | 17882.59 | 19014.5 | 20816.27 | 20779.28 | 20302.39 | 19500.77 | 18606.02 | 17391.51 | 16310.9 | 442.4788 | 20816.27 | 12 | 2015
2015-12-16 | 15965.44 | 14915.36 | 14791.26 | 14939 | 15618.33 | 17187.26 | 18860.54 | 19111.32 | 18856.64 | 18481.8 | 18157.69 | 17790.78 | 17441.93 | 17222.75 | 17092.99 | 17333.58 | 18407.07 | 19713.91 | 19569.72 | 19196.02 | 18572.67 | 17633.46 | 16380.41 | 15256.99 | 418.4969 | 19713.91 | 12 | 2015
2015-12-17 | 14946.81 | 14095.57 | 13931.26 | 14036.7 | 14675.59 | 16210.5 | 17864.15 | 18117.34 | 17925.72 | 17640.47 | 17411.07 | 17132.96 | 16859.72 | 16703.72 | 16615.72 | 16859.76 | 17886.66 | 19072.43 | 18885.35 | 18462.34 | 17794.6 | 16818.78 | 15536.66 | 14380.4 | 399.8643 | 19072.43 | 12 | 2015
2015-12-18 | 14108.55 | 17170.05 | 17157.78 | 17427.55 | 18236.44 | 20134.28 | 22822.1 | 23205.25 | 22548.81 | 21597.43 | 20664.44 | 19681.7 | 19099.24 | 18697.88 | 18444.87 | 18656.74 | 19946.67 | 22274.17 | 22404.84 | 22039.57 | 21224.21 | 19915.92 | 18671.57 | 17642.75 | 473.7728 | 23205.25 | 12 | 2015
2015-12-19 | 17108.57 | 18843.81 | 18867.59 | 19086.09 | 19552.73 | 20591.28 | 21781.31 | 22790.7 | 22981.39 | 22009.09 | 20574.93 | 19394.74 | 18676.38 | 18083.09 | 17786.89 | 18062.59 | 19486.54 | 22188.72 | 22740.95 | 22776.97 | 22283.27 | 21391.06 | 20112.42 | 19210.64 | 486.3818 | 22981.39 | 12 | 2015
2015-12-20 | 18812.51 | 16130.57 | 16019.78 | 16096.48 | 16427.92 | 17000.29 | 17699.67 | 18365.7 | 18701.3 | 18363.89 | 17758.86 | 17225.12 | 16760.76 | 16380.31 | 16225.65 | 16515.66 | 17783.27 | 19330.32 | 19443.19 | 19293.21 | 18813.87 | 18105.29 | 17173.17 | 16304.93 | 420.7317 | 19443.19 | 12 | 2015
2015-12-21 | 16159.28 | 16982.51 | 16964.06 | 17225.75 | 18034.32 | 19822.13 | 22497.47 | 22883.91 | 22252.01 | 21333.39 | 20434.95 | 19532.84 | 19002.65 | 18615.84 | 18376.04 | 18592.76 | 19824.35 | 22121.93 | 22230.87 | 21845.84 | 21023.86 | 19709.61 | 18535.92 | 17494.63 | 471.4969 | 22883.91 | 12 | 2015
2015-12-22 | 17040.96 | 18439.85 | 18492.94 | 18827.29 | 19762.1 | 22437.43 | 25173.64 | 25535.54 | 24715.32 | 23538.4 | 22371.35 | 21170.58 | 20112.51 | 19413.42 | 19095.59 | 19313.81 | 21119.6 | 23675.61 | 23999.86 | 23777.98 | 23095.63 | 21888.27 | 20169.61 | 19037.27 | 512.2046 | 25535.54 | 12 | 2015
2015-12-23 | 18519.45 | 19059.54 | 19142.85 | 19509.02 | 20852.58 | 23566.45 | 26323.79 | 26683.49 | 25791.02 | 24511.29 | 23235.27 | 21932.59 | 20787.57 | 19936.14 | 19457.97 | 19721.56 | 21724.37 | 24383.33 | 24792.88 | 24626.72 | 23995.54 | 22830.33 | 21145.02 | 19699.06 | 532.2278 | 26683.49 | 12 | 2015
2015-12-24 | 19035.25 | 19440.88 | 19532.35 | 20037.1 | 21044.87 | 22568.1 | 24050.45 | 24611.13 | 24386.03 | 23569.68 | 22421.66 | 21025.71 | 19486.04 | 18660.12 | 18223.69 | 18466.88 | 20065.09 | 22868.92 | 23511.74 | 23707.09 | 23399.92 | 22640.11 | 21479.78 | 20415.8 | 514.6484 | 24611.13 | 12 | 2015
2015-12-25 | 19712.27 | 20209.84 | 20394.92 | 20949.84 | 22012.74 | 23593.86 | 25101.55 | 25672.52 | 25392.43 | 24492.45 | 23250.55 | 21766.53 | 20155.7 | 19088.18 | 18622.51 | 18849.67 | 20645.84 | 23529.69 | 24233.75 | 24459.37 | 24167.35 | 23431.49 | 22301.07 | 21267.11 | 533.3012 | 25672.52 | 12 | 2015
2015-12-26 | 20706.97 | 17684.71 | 17702.65 | 17858.04 | 18095.68 | 18206.7 | 18338.17 | 19082.64 | 20061.24 | 20248.38 | 19763.55 | 19320.31 | 18859 | 18464.77 | 18382.63 | 18761.44 | 20370.26 | 22682.91 | 22714.01 | 22304.24 | 21400.36 | 20187.79 | 19046.84 | 18152.65 | 468.3959 | 22714.01 | 12 | 2015
2015-12-27 | 17853.05 | 16403.31 | 16305.36 | 16395.75 | 16740.11 | 17322.06 | 18024.85 | 18691.25 | 19007.3 | 18642 | 18006.39 | 17444.13 | 16955.8 | 16555.51 | 16388.45 | 16677.34 | 17959.4 | 19534.59 | 19671.2 | 19535.47 | 19070.76 | 18374.03 | 17451.3 | 16593.78 | 425.6032 | 19671.2 | 12 | 2015
2015-12-28 | 16398.85 | 16098.14 | 16034.92 | 16249.46 | 17013.15 | 18660.22 | 20825.9 | 21221.3 | 20700.53 | 19937.85 | 19321.35 | 18828.13 | 18382.93 | 18067.74 | 17876.54 | 18098.84 | 19230.87 | 21130.7 | 21112.34 | 20635.26 | 19741.42 | 18829.99 | 17622.2 | 16543.5 | 448.5621 | 21221.3 | 12 | 2015
2015-12-29 | 16159.96 | 14672.68 | 14537.17 | 14672.99 | 15341.33 | 16901.36 | 18571.02 | 18821.63 | 18583.72 | 18233.76 | 17934.31 | 17591.75 | 17263.88 | 17062.47 | 16945.02 | 17184.97 | 18245.11 | 19494.94 | 19361.08 | 18974.96 | 18336.33 | 17386.28 | 16127.27 | 14996.71 | 413.4007 | 19494.94 | 12 | 2015
2015-12-30 | 14709.21 | 17706.33 | 17721.4 | 18015.85 | 18835.69 | 21080.34 | 23771.27 | 24143.43 | 23419.49 | 22376.62 | 21350.19 | 20280.42 | 19404.91 | 18965.37 | 18689.71 | 18913.49 | 20438.42 | 22861.79 | 23077.84 | 22773.75 | 22033.02 | 20773.74 | 19250.49 | 18245.45 | 488.8382 | 24143.43 | 12 | 2015
2015-12-31 | 17703.7 | 16895.15 | 16868.8 | 17120.08 | 17897.5 | 19583.36 | 22231.85 | 22612.52 | 21991.67 | 21093.18 | 20218.74 | 19370.57 | 18837.11 | 18463.24 | 18231.63 | 18460.44 | 19669.39 | 21950.3 | 22049.58 | 21661.3 | 20856.98 | 19593.26 | 18414.64 | 17373.68 | 469.1487 | 22612.52 | 12 | 2015
2016-01-01 | 17054.4 | 15133.61 | 15004.52 | 15068.85 | 15430.92 | 16196.11 | 17063.59 | 17338.71 | 17510.13 | 17588.54 | 17495.13 | 17252.45 | 16827.06 | 16440.56 | 16248.64 | 16408.13 | 17053.32 | 18253.85 | 18481.16 | 18409.1 | 17909.05 | 17189.65 | 16309.43 | 15528.84 | 403.1957 | 18481.16 | 1 | 2016
2016-01-02 | 15435.28 | 14214.22 | 14007.14 | 13966.72 | 14148.17 | 14606.25 | 15288.37 | 15817.02 | 16252.4 | 16279.98 | 16063.37 | 15912.44 | 15768.15 | 15606.86 | 15564.38 | 15766.96 | 16434.58 | 17614.18 | 17767.96 | 17587.68 | 16972.68 | 16166.12 | 15202.2 | 14358.66 | 376.8018 | 17767.96 | 1 | 2016
2016-01-03 | 14192.8 | 16949.7 | 16878.38 | 16980.94 | 17298.93 | 17875.32 | 18632.14 | 19149.16 | 19368.83 | 19091.89 | 18552.49 | 18099.16 | 17698.57 | 17322.58 | 17137.43 | 17325.37 | 18150.78 | 19634.93 | 20040.02 | 20032.69 | 19564.33 | 18880.9 | 18018.42 | 17288 | 434.1638 | 20040.02 | 1 | 2016
2016-01-04 | 16892.17 | 18607.72 | 18664.3 | 18980.93 | 19775.56 | 21737.61 | 24257 | 24455.43 | 23688.46 | 22785.61 | 21888.29 | 20980.56 | 20360.6 | 19909.5 | 19600.43 | 19716.22 | 20516.09 | 22614.96 | 23262.1 | 23194.39 | 22507.28 | 21376.47 | 20169.25 | 19318.42 | 505.2594 | 24455.43 | 1 | 2016
2016-01-05 | 18752.42 | 17195.13 | 17178.88 | 17416.32 | 18115.78 | 19656.38 | 21670.41 | 21870.03 | 21262.78 | 20589.74 | 20141.96 | 19689.04 | 19264.74 | 18929.29 | 18696.22 | 18830.93 | 19557.01 | 21032.69 | 21495.92 | 21306.89 | 20618.91 | 19789.16 | 18686.96 | 17781.9 | 469.5295 | 21870.03 | 1 | 2016
2016-01-06 | 17389.52 | 16743.21 | 16704.58 | 16918.19 | 17595.61 | 19116.62 | 20871.18 | 21073.84 | 20535.07 | 20122.65 | 19730.98 | 19329.08 | 18947.03 | 18647.35 | 18438.25 | 18575.88 | 19276.03 | 20612.01 | 20955.12 | 20740.54 | 20190.54 | 19340.16 | 18221.06 | 17297.63 | 457.3721 | 21073.84 | 1 | 2016
2016-01-07 | 16894.86 | 16453.09 | 16399.4 | 16597.11 | 17259.37 | 18765.72 | 20423.25 | 20562.97 | 20200.05 | 19822.34 | 19467.4 | 19099.91 | 18746.72 | 18471.45 | 18279.06 | 18419.27 | 19101.62 | 20403.11 | 20656.92 | 20481.68 | 19916.55 | 19052.67 | 17921.28 | 16984.65 | 450.3804 | 20656.92 | 1 | 2016
2016-01-08 | 16607.75 | 18157.29 | 18185.95 | 18474.34 | 19234.73 | 20906.07 | 23388.59 | 23596.72 | 22892.12 | 22075.25 | 21268.43 | 20531.57 | 20023.58 | 19614.37 | 19331.56 | 19449.49 | 20218.69 | 22104.9 | 22679.55 | 22553.4 | 21826.66 | 20712.18 | 19644.57 | 18774.94 | 492.2527 | 23596.72 | 1 | 2016
2016-01-09 | 18249.23 | 15885.15 | 15757.41 | 15800.88 | 16061.52 | 16581.08 | 17288.77 | 17817.94 | 18132.65 | 17986.77 | 17585.43 | 17260.17 | 16968.04 | 16683.54 | 16561.42 | 16759.55 | 17517.85 | 18872.96 | 19173.09 | 19082.35 | 18560.29 | 17827.09 | 16917.52 | 16136.51 | 415.4672 | 19173.09 | 1 | 2016
2016-01-10 | 15955.42 | 15246.7 | 15086.6 | 15095.84 | 15324.13 | 15813.86 | 16499.76 | 17033.3 | 17400.65 | 17328.29 | 17005.02 | 16753.25 | 16522.66 | 16290.11 | 16203.12 | 16405.97 | 17126.39 | 18407.93 | 18647.64 | 18512.48 | 17956.25 | 17193.74 | 16258.82 | 15450.29 | 399.5182 | 18647.64 | 1 | 2016
2016-01-11 | 15244.23 | 16937.3 | 16906.64 | 17131.7 | 17837.99 | 19382.39 | 21224.36 | 21446.7 | 20890.41 | 20396.7 | 19993.29 | 19584.48 | 19207.39 | 18897.14 | 18684.45 | 18814.8 | 19511.43 | 20870.66 | 21282.93 | 21033.86 | 20412.61 | 19563 | 18443.37 | 17515.57 | 461.2134 | 21446.7 | 1 | 2016
2016-01-12 | 17018.69 | 19094.53 | 19169.04 | 19502.36 | 20292.52 | 22481.99 | 24975 | 25173.69 | 24364.97 | 23403 | 22445.91 | 21474.29 | 20625.59 | 20148.88 | 19824.14 | 19953.14 | 20802.42 | 23101.55 | 23807.13 | 23768.57 | 23146.98 | 22050.78 | 20637.54 | 19804.6 | 517.0673 | 25173.69 | 1 | 2016
2016-01-13 | 19232.14 | 22698.93 | 23028.74 | 23754.88 | 25170.28 | 27737.28 | 30351.21 | 30530.89 | 29374.87 | 27922.65 | 26446.29 | 24989.07 | 23702.54 | 22656.53 | 21950.94 | 22106.22 | 23560.84 | 26349.61 | 27459.11 | 27698.53 | 27311.6 | 26413.14 | 25065.6 | 24040.07 | 609.552 | 30530.89 | 1 | 2016
2016-01-14 | 23021.69 | 21973.24 | 22266.8 | 22954.85 | 24333.73 | 26868.74 | 29461.75 | 29644.92 | 28546.74 | 27176.04 | 25785.99 | 24409.44 | 23191.39 | 22202.74 | 21535.37 | 21694.72 | 23107.14 | 25814.56 | 26857 | 27049.81 | 26624.22 | 25693.01 | 24318.17 | 23262.26 | 597.7943 | 29644.92 | 1 | 2016
2016-01-15 | 22475.55 | 20669.73 | 20818.89 | 21407.58 | 22727.51 | 25218.14 | 27767.4 | 27972.47 | 26999.02 | 25797.43 | 24581.83 | 23367.08 | 22289.86 | 21415.38 | 20823.65 | 20980.14 | 22297.33 | 24833.51 | 25730.56 | 25807.84 | 25281.34 | 24273.81 | 22843.18 | 21722.21 | 568.1014 | 27972.47 | 1 | 2016
2016-01-16 | 21002.05 | 19947.61 | 20017.8 | 20270.09 | 20729.09 | 21727.51 | 22892.68 | 23649.62 | 23662.83 | 22808.67 | 21547.94 | 20520.25 | 19856.47 | 19261.22 | 18934.77 | 19115.87 | 20102.7 | 22371.16 | 23332.19 | 23546.74 | 23121.51 | 22322.31 | 21209.53 | 20475.35 | 512.426 | 23662.83 | 1 | 2016
2016-01-17 | 20126.47 | 19468.45 | 19514.1 | 19740.58 | 20174.81 | 20891.14 | 22030.99 | 22793.3 | 22864.79 | 22091.91 | 20917.01 | 20139.92 | 19522.9 | 18966.99 | 18667.18 | 18851.86 | 19809.84 | 21866.08 | 22761.14 | 22926.79 | 22465.58 | 21634.6 | 20600.91 | 19959.76 | 498.7871 | 22926.79 | 1 | 2016
2016-01-18 | 19612.4 | 18043.41 | 18063.43 | 18341.99 | 19098.91 | 20685.88 | 23112.1 | 23340.96 | 22677.43 | 21909.39 | 21152.57 | 20484.63 | 20014.26 | 19626.92 | 19365.76 | 19496.17 | 20249.99 | 22101.24 | 22647.86 | 22470.88 | 21751.28 | 20664.23 | 19576.19 | 18686.39 | 493.1743 | 23340.96 | 1 | 2016
2016-01-19 | 18278.46 | 18792.12 | 18846.35 | 19158.57 | 19927.73 | 21912.48 | 24350.14 | 24567.21 | 23817.01 | 22930.67 | 22052.61 | 21152.55 | 20444.58 | 20003.54 | 19705.76 | 19843.7 | 20648.1 | 22833.97 | 23483.69 | 23382.05 | 22744.17 | 21624.19 | 20319.38 | 19464.08 | 510.2831 | 24567.21 | 1 | 2016
2016-01-20 | 18970.88 | 20049.11 | 20165.21 | 20542.88 | 21672.08 | 24083.25 | 26567.6 | 26778.08 | 25886.11 | 24799.2 | 23708.3 | 22608.44 | 21625.07 | 20834.23 | 20431.55 | 20562.88 | 21752.53 | 24181.19 | 24997.05 | 25008.22 | 24468.61 | 23430.32 | 21952.61 | 20808.92 | 545.8843 | 26778.08 | 1 | 2016
2016-01-21 | 20246.32 | 19663.99 | 19760.33 | 20117.08 | 21027.45 | 23411.36 | 25874.47 | 26089.61 | 25244.84 | 24223.55 | 23202.12 | 22167.28 | 21238.63 | 20559.14 | 20218.17 | 20352.73 | 21414.4 | 23777.79 | 24540.24 | 24511.07 | 23942.27 | 22878.27 | 21377.61 | 20394.15 | 536.2329 | 26089.61 | 1 | 2016
2016-01-22 | 19929.56 | 21248.54 | 21493.54 | 22135.08 | 23478.75 | 25973.18 | 28493.52 | 28713.75 | 27713.39 | 26466.22 | 25200.83 | 23936.35 | 22816.52 | 21907.83 | 21298.47 | 21462.34 | 22805.16 | 25391.71 | 26333.82 | 26415.43 | 25933.38 | 24951.91 | 23527.85 | 22418.88 | 580.046 | 28713.75 | 1 | 2016
2016-01-23 | 21555.7 | 18904 | 18916.34 | 19107.95 | 19508.07 | 20128.79 | 20941.21 | 21723.71 | 21883.93 | 21229.25 | 20337.9 | 19708.47 | 19157.35 | 18657.8 | 18398.74 | 18593.85 | 19510.99 | 21318.68 | 22122.9 | 22201.11 | 21703.49 | 20832.18 | 20012.98 | 19338.51 | 485.7939 | 22201.11 | 1 | 2016
2016-01-24 | 19080.75 | 19118.35 | 19140.05 | 19341.63 | 19750.92 | 20377.11 | 21299.28 | 22084.36 | 22225.83 | 21542.97 | 20533.82 | 19884.49 | 19316.4 | 18802.85 | 18535.17 | 18730.88 | 19658.41 | 21561.36 | 22390.38 | 22479.84 | 22000.67 | 21141.86 | 20232.36 | 19564.24 | 488.794 | 22479.84 | 1 | 2016
2016-01-25 | 19218.5 | 17934.09 | 17941.96 | 18208.36 | 18951.7 | 20506.3 | 22804.13 | 23054.21 | 22433.38 | 21716.98 | 21013.17 | 20420.43 | 19976.69 | 19612.64 | 19370.76 | 19510.43 | 20247.42 | 22050.9 | 22563.71 | 22333.33 | 21615.26 | 20562.95 | 19456.03 | 18548.76 | 490.0521 | 23054.21 | 1 | 2016
2016-01-26 | 18143.76 | 15232.95 | 15102.06 | 15220.39 | 15801.45 | 17207.09 | 18743.61 | 18922.6 | 18707.04 | 18523.16 | 18370.71 | 18185.62 | 17988.32 | 17845.73 | 17750.65 | 17918.01 | 18504.9 | 19624.07 | 19732.71 | 19409.04 | 18793.81 | 17865.7 | 16653.08 | 15633.97 | 425.8804 | 19732.71 | 1 | 2016
2016-01-27 | 15383.57 | 17825.39 | 17816.91 | 18064.82 | 18769.58 | 20281.02 | 22462.07 | 22720.51 | 22144.25 | 21489.01 | 20856.36 | 20331.19 | 19915.62 | 19591.38 | 19377.02 | 19539.17 | 20275.4 | 22086.8 | 22556.39 | 22290.09 | 21564.29 | 20505.21 | 19374.6 | 18448.98 | 483.6696 | 22720.51 | 1 | 2016
2016-01-28 | 17905.34 | 19018.61 | 19075.23 | 19391.11 | 20160.37 | 22223.67 | 24600.51 | 24842.73 | 24106 | 23227.59 | 22355.38 | 21454.66 | 20654.76 | 20214.81 | 19922.5 | 20070 | 20931.74 | 23159.54 | 23814.61 | 23678.23 | 23071.67 | 21960.38 | 20543.3 | 19680.1 | 516.0628 | 24842.73 | 1 | 2016
2016-01-29 | 19174.07 | 18588.87 | 18621.82 | 18916.13 | 19677.79 | 21500.82 | 23861.71 | 24119.98 | 23443.23 | 22643.51 | 21850.54 | 21024.29 | 20429.91 | 20024.75 | 19754.73 | 19892.79 | 20659.98 | 22740.29 | 23322.65 | 23123.83 | 22454.87 | 21302.12 | 20068.12 | 19183.81 | 506.3806 | 24119.98 | 1 | 2016
2016-01-30 | 18743.8 | 18391.63 | 18371.02 | 18528.68 | 18894.06 | 19470.28 | 20150 | 20714.43 | 20967 | 20511.49 | 19876.08 | 19324.85 | 18840.06 | 18397.1 | 18179.8 | 18387.38 | 19263.21 | 20846.9 | 21558.99 | 21542.08 | 21016.27 | 20332.21 | 19477.35 | 18767.08 | 470.5518 | 21558.99 | 1 | 2016
2016-01-31 | 18463.64 | 18577.74 | 18565.08 | 18731.21 | 19104.33 | 19684.77 | 20362.45 | 21025.02 | 21262.1 | 20704.56 | 20046.28 | 19478.29 | 18979.2 | 18524.46 | 18300.02 | 18508.35 | 19392.93 | 21056.81 | 21792.44 | 21784.16 | 21274.66 | 20518.56 | 19667.66 | 18962.54 | 474.7673 | 21792.44 | 1 | 2016
2016-02-01 | 18949.35 | 20618.84 | 20880.06 | 21507.8 | 22776.84 | 25158.3 | 27536.5 | 27588.63 | 26554.91 | 25337.33 | 24145.16 | 22991.69 | 21993.85 | 21158.97 | 20543.68 | 20538.02 | 21356.72 | 23313.68 | 24635.19 | 24915.76 | 24500.59 | 23682.2 | 22515.29 | 21573.09 | 554.7725 | 27588.63 | 2 | 2016
2016-02-02 | 20852.28 | 21435.27 | 21726.71 | 22384.85 | 23663.39 | 26043.77 | 28423.77 | 28472.96 | 27392.29 | 26109.5 | 24854.44 | 23638.98 | 22580.07 | 21710.64 | 21072.86 | 21084.36 | 21956.52 | 23993.86 | 25374.22 | 25695.23 | 25329.76 | 24537.78 | 23382.86 | 22462.52 | 574.1789 | 28472.96 | 2 | 2016
2016-02-03 | 21754.84 | 17389.3 | 17430.82 | 17740.77 | 18512.15 | 20156.82 | 22366.58 | 22425.64 | 21704.63 | 20933.88 | 20218.53 | 19681.88 | 19197.47 | 18802.14 | 18490.61 | 18512.02 | 18960.84 | 20110.91 | 20983.77 | 21016.81 | 20427.05 | 19679.46 | 18677.62 | 17832.35 | 473.0069 | 22425.64 | 2 | 2016
2016-02-04 | 17621.27 | 18173.67 | 18252.81 | 18602.73 | 19411.36 | 21342.95 | 23596.7 | 23654.63 | 22857.95 | 21979.01 | 21147.16 | 20318.85 | 19757.7 | 19303.29 | 18952.99 | 18971.54 | 19463.58 | 20787.8 | 21839.18 | 21930.33 | 21394.53 | 20459.96 | 19484.45 | 18668.87 | 487.9733 | 23654.63 | 2 | 2016
2016-02-05 | 18292.37 | 17247.94 | 17276.89 | 17578.84 | 18352.37 | 20006.91 | 22136.38 | 22214.69 | 21528.16 | 20798.77 | 20165.76 | 19654.84 | 19197.29 | 18820 | 18520.51 | 18532.98 | 18959.59 | 20077.52 | 20884.14 | 20873.18 | 20289.1 | 19519.79 | 18507.06 | 17646.87 | 467.0819 | 22214.69 | 2 | 2016
2016-02-06 | 17325.07 | 16641.88 | 16598.57 | 16742.07 | 17098.75 | 17737.98 | 18478.41 | 18916.11 | 19064.54 | 18732.52 | 18166.47 | 17697.95 | 17295.8 | 16909.82 | 16682.46 | 16766.21 | 17278.64 | 18456.82 | 19219.7 | 19311.88 | 18897.65 | 18273.07 | 17483.56 | 16784.37 | 426.5603 | 19311.88 | 2 | 2016
2016-02-07 | 16620.57 | 18756.25 | 18816.74 | 19069.87 | 19530.48 | 20258.35 | 21274.04 | 21840.6 | 21819.3 | 21082.11 | 20092.29 | 19392.76 | 18795.43 | 18245.86 | 17910.13 | 17983.77 | 18616.66 | 20027.66 | 21129.95 | 21419.85 | 21038.07 | 20375 | 19661.46 | 19047.24 | 472.8044 | 21840.6 | 2 | 2016
2016-02-08 | 18713.7 | 19695.53 | 19847.76 | 20277.55 | 21430.84 | 23735.62 | 26021.33 | 26093.41 | 25164.3 | 24087.53 | 23041.24 | 22015.3 | 21122.49 | 20394.66 | 19973.56 | 19979.63 | 20563.35 | 22371.56 | 23587.18 | 23764.41 | 23319.8 | 22462.5 | 21244.63 | 20307.77 | 529.2156 | 26093.41 | 2 | 2016
2016-02-09 | 19829.22 | 17637.98 | 17684.45 | 18000.29 | 18775.37 | 20461.04 | 22651.37 | 22729.2 | 22012.28 | 21238.59 | 20517.84 | 19907.46 | 19417.46 | 19018.68 | 18708.83 | 18739.04 | 19190.98 | 20347.65 | 21301.9 | 21312.55 | 20747.17 | 19935.55 | 18926.28 | 18076.7 | 477.1679 | 22729.2 | 2 | 2016
2016-02-10 | 17798.14 | 18016.19 | 18080.11 | 18414.52 | 19206.9 | 21039.78 | 23234.53 | 23313.74 | 22563.04 | 21740.18 | 20967.2 | 20214.3 | 19691.89 | 19266.17 | 18939.08 | 18969 | 19440.81 | 20706.51 | 21719.52 | 21753.97 | 21216.75 | 20312.57 | 19314.47 | 18477.91 | 484.3973 | 23313.74 | 2 | 2016
2016-02-11 | 18105.69 | 16393.73 | 16375.36 | 16623.27 | 17332.59 | 18903.45 | 20622.94 | 20716.03 | 20155.31 | 19711.15 | 19319.55 | 18923.5 | 18557.29 | 18262.74 | 18023.8 | 18064.76 | 18440.31 | 19449.87 | 20074.2 | 19994.01 | 19502.19 | 18704.39 | 17642.24 | 16735.13 | 446.6335 | 20716.03 | 2 | 2016
2016-02-12 | 16503.88 | 15802.01 | 15750.42 | 15968.19 | 16659.37 | 18223.56 | 19832.68 | 19916.81 | 19532.99 | 19165.32 | 18849.44 | 18523.65 | 18220.76 | 17974.92 | 17767.96 | 17800.67 | 18129.29 | 19059.8 | 19614.49 | 19473.44 | 18923.37 | 18085.99 | 16999.85 | 16062.86 | 432.8417 | 19916.81 | 2 | 2016
2016-02-13 | 15798.88 | 16320.62 | 16251.62 | 16369.16 | 16698.33 | 17295.32 | 17974.36 | 18433.62 | 18637.03 | 18373.92 | 17880.6 | 17475.63 | 17126.39 | 16786.45 | 16594.82 | 16693.47 | 17172.83 | 18287.99 | 19002.06 | 19031.41 | 18610.48 | 17966.37 | 17143.44 | 16411.66 | 418.3365 | 19031.41 | 2 | 2016
2016-02-14 | 16224.99 | 19048.03 | 19114.36 | 19374.44 | 19839.79 | 20622.8 | 21609.12 | 22197.72 | 22180.7 | 21439.3 | 20373.39 | 19656.58 | 19051.78 | 18497.79 | 18163.82 | 18248.13 | 18884.88 | 20303.66 | 21501.14 | 21764.64 | 21415.23 | 20738.01 | 19951.75 | 19332.58 | 479.5346 | 22197.72 | 2 | 2016
2016-02-15 | 18974.64 | 20130.91 | 20296.04 | 20830.05 | 22050.34 | 24346.48 | 26585.69 | 26679.14 | 25739.87 | 24638.44 | 23565.77 | 22511.06 | 21591.63 | 20825.39 | 20313.37 | 20329.65 | 21034.53 | 22873.47 | 24118.32 | 24280.43 | 23877.26 | 23039.32 | 21817.39 | 20823.83 | 541.273 | 26679.14 | 2 | 2016
2016-02-16 | 20264.54 | 18431.98 | 18508.99 | 18858.09 | 19662.29 | 21628.03 | 23784.85 | 23881.97 | 23118.23 | 22268.28 | 21465.99 | 20657.4 | 20029.58 | 19587.23 | 19252.96 | 19290.87 | 19775.46 | 21174.46 | 22217.98 | 22244.06 | 21746.2 | 20813.73 | 19735.61 | 18901.18 | 497.3 | 23881.97 | 2 | 2016
2016-02-17 | 18594 | 14672.51 | 14560.61 | 14711.03 | 15324.77 | 16797.73 | 18333.87 | 18425.14 | 18143.37 | 17918.31 | 17758.64 | 17575.8 | 17389.76 | 17247.46 | 17113.86 | 17174.82 | 17439.03 | 18234.54 | 18684.86 | 18460.96 | 17885.83 | 17006.42 | 15862.64 | 14868.26 | 410.1842 | 18684.86 | 2 | 2016
2016-02-18 | 14766.74 | 14253.66 | 14119.43 | 14246.59 | 14837.48 | 16287.9 | 17804.48 | 17900.65 | 17656.53 | 17483.31 | 17378.41 | 17245.91 | 17102.7 | 16996.44 | 16887.54 | 16952.63 | 17190.36 | 17935.11 | 18344.08 | 18087.35 | 17491.66 | 16592.68 | 15430.08 | 14415.29 | 397.407 | 18344.08 | 2 | 2016
2016-02-19 | 14226.3 | 15260.89 | 15173.33 | 15354.22 | 16007.8 | 17522.13 | 19067.32 | 19172.61 | 18859.13 | 18582.6 | 18363.26 | 18123.75 | 17892.8 | 17708.91 | 17547.92 | 17596.03 | 17879.94 | 18724.7 | 19211.53 | 18996.38 | 18426.97 | 17560.41 | 16434.01 | 15456.62 | 419.1496 | 19211.53 | 2 | 2016
2016-02-20 | 15157.03 | 16512.82 | 16444.49 | 16563.62 | 16892.23 | 17471.71 | 18107.96 | 18584.84 | 18800.11 | 18545.7 | 18061.69 | 17661.68 | 17315.1 | 16979.18 | 16794.96 | 16904.98 | 17382.33 | 18493.86 | 19207.73 | 19209.98 | 18808.52 | 18168.26 | 17332.68 | 16591.32 | 421.9928 | 19209.98 | 2 | 2016
2016-02-21 | 16376.58 | 15664.91 | 15552.91 | 15626.22 | 15910.66 | 16448.84 | 17053.33 | 17537.11 | 17824.07 | 17669.44 | 17291.14 | 16989.46 | 16726.03 | 16460.08 | 16323.21 | 16439.91 | 16865.98 | 17878.65 | 18511.47 | 18453.14 | 18007.89 | 17328.61 | 16458.11 | 15678.59 | 405.0763 | 18511.47 | 2 | 2016
2016-02-22 | 15570.97 | 14931.39 | 14827.48 | 14989.49 | 15631.38 | 17120.68 | 18635.88 | 18750.95 | 18476.13 | 18249.09 | 18082.8 | 17896.23 | 17716.77 | 17565.95 | 17432.2 | 17490.92 | 17750.98 | 18550.88 | 19004.63 | 18753.08 | 18178.09 | 17300.39 | 16150.73 | 15147.48 | 414.2046 | 19004.63 | 2 | 2016
2016-02-23 | 14915.49 | 16626.76 | 16604.11 | 16849.31 | 17551.79 | 19086.75 | 20758.97 | 20893.45 | 20355.19 | 19904.73 | 19542.3 | 19166.32 | 18815.14 | 18536.13 | 18315.86 | 18377.23 | 18742.76 | 19733.97 | 20348.24 | 20213.57 | 19751.15 | 18955.46 | 17866.98 | 16938.13 | 448.8498 | 20893.45 | 2 | 2016
2016-02-24 | 16578.68 | 17935.86 | 17977.13 | 18289.76 | 19056.39 | 20768.58 | 22829.23 | 22959.25 | 22290.46 | 21561.72 | 20886.84 | 20216.74 | 19745.31 | 19365.8 | 19079.29 | 19135.17 | 19574.68 | 20798.34 | 21753.87 | 21675.35 | 21157.85 | 20256.07 | 19213.78 | 18336.96 | 481.4431 | 22959.25 | 2 | 2016
2016-02-25 | 17945.08 | 16320.67 | 16280.06 | 16506.6 | 17190.53 | 18704.02 | 20229.27 | 20373.1 | 19954.58 | 19581.85 | 19265.33 | 18931.24 | 18615.37 | 18366.45 | 18167.77 | 18234.41 | 18578.01 | 19527.18 | 20107.83 | 19941.43 | 19465.47 | 18654.57 | 17548.7 | 16601.85 | 445.0914 | 20373.1 | 2 | 2016
2016-02-26 | 16391.92 | 15624.02 | 15545.01 | 15735.9 | 16396.57 | 17898.81 | 19402.29 | 19525.89 | 19212.68 | 18928.12 | 18699.44 | 18447.23 | 18204.49 | 18012.58 | 17851.55 | 17910.4 | 18200.97 | 19059.29 | 19560.7 | 19326.6 | 18786.52 | 17931.28 | 16797.73 | 15816.92 | 429.2669 | 19560.7 | 2 | 2016
2016-02-27 | 15586.83 | 17744.09 | 17727.54 | 17902.34 | 18281.31 | 18886.71 | 19505.98 | 19997.13 | 20143.66 | 19784.08 | 19187.3 | 18677.48 | 18237.41 | 17824.85 | 17594.9 | 17710.37 | 18244.57 | 19466.95 | 20275.77 | 20315.16 | 19989.74 | 19400.1 | 18590.23 | 17881.69 | 448.9562 | 20315.16 | 2 | 2016
2016-02-28 | 17614.48 | 18151.59 | 18153.99 | 18348.92 | 18746.71 | 19365.97 | 19989.43 | 20536.49 | 20688.62 | 20199.22 | 19558.61 | 19007.22 | 18531.95 | 18090.13 | 17841.53 | 17956.34 | 18512.07 | 19776.22 | 20654.59 | 20733.05 | 20377.44 | 19805.49 | 19008.15 | 18314.07 | 459.9623 | 20733.05 | 2 | 2016
2016-02-29 | 18092.03 | 19504.49 | 19619.13 | 20012.31 | 21030.86 | 23217.62 | 25297.17 | 25446.9 | 24648.77 | 23724.66 | 22836.11 | 21943.23 | 21159.78 | 20511.96 | 20145.09 | 20190.05 | 20765.3 | 22441.99 | 23562.61 | 23562.37 | 23141.93 | 22254.29 | 20948.16 | 20018.7 | 524.0755 | 25446.9 | 2 | 2016
2016-03-01 | 20257.04 | 18793.63 | 19014.77 | 19595.31 | 20807.91 | 23139.52 | 25224.18 | 25267.89 | 24271.8 | 23205.43 | 22246.77 | 21310.54 | 20470.95 | 19762.29 | 19244.46 | 19201.85 | 19798.33 | 21144.63 | 22364.31 | 22766.46 | 22358.82 | 21453.31 | 20161.11 | 19154.41 | 511.0157 | 25267.89 | 3 | 2016
2016-03-02 | 18848.91 | 17630.26 | 17742.36 | 18114.31 | 19221.28 | 21487.14 | 23522.5 | 23576.64 | 22695.24 | 21789.04 | 20999.48 | 20220.72 | 19514.68 | 18918.32 | 18476.44 | 18443.73 | 18957.75 | 20145.25 | 21234.81 | 21540.85 | 21062.03 | 20093.65 | 18746.24 | 17825.9 | 480.8075 | 23576.64 | 3 | 2016
2016-03-03 | 17638.49 | 17409.78 | 17510.24 | 17869.98 | 18878.5 | 21128.73 | 23150.69 | 23208.13 | 22352.95 | 21482.93 | 20731.49 | 19988.07 | 19312 | 18740.9 | 18316.39 | 18286.44 | 18781.92 | 19933.8 | 20994.37 | 21277.48 | 20783.8 | 19801.66 | 18441.27 | 17587.53 | 473.6075 | 23208.13 | 3 | 2016
2016-03-04 | 17392.72 | 17030.3 | 17105.65 | 17449.11 | 18292.27 | 20542.4 | 22546.32 | 22622.19 | 21818.75 | 21018.83 | 20330.93 | 19650.85 | 19033.16 | 18503.62 | 18143.3 | 18110.53 | 18521.85 | 19600.85 | 20597.01 | 20820.67 | 20270.45 | 19251.09 | 17965.41 | 17138.07 | 463.7563 | 22622.19 | 3 | 2016
2016-03-05 | 16944.82 | 15935.07 | 15916.7 | 16074.65 | 16439.9 | 17080.18 | 17606.21 | 18039.76 | 18178.41 | 17835.84 | 17343.49 | 16954.1 | 16612.22 | 16255.76 | 16067.55 | 16110.11 | 16498.96 | 17309.9 | 18061.25 | 18295.89 | 17913.87 | 17280.22 | 16450.38 | 15757.29 | 406.9625 | 18295.89 | 3 | 2016
2016-03-06 | 15768.79 | 16296.92 | 16295.19 | 16470.91 | 16852.69 | 17504.83 | 18033.79 | 18607.09 | 18719.17 | 18250.12 | 17673.2 | 17247.24 | 16874.33 | 16492.19 | 16287.73 | 16329.88 | 16737.66 | 17585.3 | 18403.59 | 18728.94 | 18271.86 | 17640.14 | 16821.24 | 16140.66 | 414.0335 | 18728.94 | 3 | 2016
2016-03-07 | 16086.45 | 16842.56 | 16910.06 | 17237.67 | 18031.83 | 20225.88 | 22190.17 | 22284.1 | 21529.62 | 20786.34 | 20163.01 | 19542.35 | 18984.38 | 18496.79 | 18168.96 | 18150.2 | 18546.31 | 19579.25 | 20539.75 | 20716.84 | 20166.12 | 19131.81 | 17863.15 | 17007.03 | 459.1806 | 22284.1 | 3 | 2016
2016-03-08 | 16770.39 | 15777.52 | 15786.96 | 16052.26 | 16768.04 | 18441.21 | 20340.16 | 20433.41 | 19790.28 | 19209.39 | 18761.48 | 18298.6 | 17930.33 | 17656.67 | 17451.72 | 17451.63 | 17711.49 | 18432.8 | 19265.53 | 19355.62 | 18752.55 | 17812.62 | 16716.69 | 15820.9 | 430.7883 | 20433.41 | 3 | 2016
2016-03-09 | 15703.96 | 15708.15 | 15662.29 | 15875.61 | 16539.15 | 18057.78 | 19917.98 | 20094.14 | 19655.21 | 19330.24 | 19171.36 | 19007.68 | 18845.09 | 18715.36 | 18605.52 | 18692.9 | 19032.65 | 19778.64 | 20404.48 | 20303.68 | 19531.65 | 18278.59 | 17062.82 | 16052.29 | 440.0272 | 20404.48 | 3 | 2016
2016-03-10 | 15731.9 | 14344.44 | 14281.68 | 14471.19 | 15113.73 | 16609.2 | 17969.47 | 18071.59 | 17680.48 | 17411.91 | 17255.69 | 17090.69 | 16910.43 | 16749.6 | 16620.77 | 16629.27 | 16802.75 | 17295.81 | 17785.5 | 17757.1 | 17244.4 | 16377.46 | 15226.65 | 14270.04 | 395.7018 | 18071.59 | 3 | 2016
2016-03-11 | 14222.48 | 15486.17 | 15472.27 | 15723.39 | 16432.57 | 17999.03 | 19839.73 | 19958.44 | 19368.38 | 18856.47 | 18470.1 | 18093.72 | 17821.32 | 17576.43 | 17393.64 | 17384.83 | 17612.74 | 18215.49 | 18983.57 | 19005.74 | 18355.7 | 17484.93 | 16372.48 | 15457.4 | 421.587 | 19958.44 | 3 | 2016
2016-03-12 | 15267.44 | 14750.15 | 14662.5 | 14748.88 | 15043.14 | 15601.4 | 16038.07 | 16498.98 | 16730.2 | 16587.1 | 16269.36 | 16040.27 | 15833.09 | 15592.18 | 15487.45 | 15549.34 | 15854.09 | 16503.41 | 17125.74 | 17225.25 | 16803.91 | 16110.99 | 15216.46 | 14455.04 | 379.9944 | 17225.25 | 3 | 2016
2016-03-13 | 14462.09 | 14672.52 | 14564.9 | 14651.92 | 14921.44 | 15484.65 | 16226.33 | 16796.29 | 17145.49 | 17040.33 | 16682.28 | 16394.75 | 16153.73 | 15874.81 | 15694.46 | 15717.37 | 15860.4 | 16052.69 | 16696.37 | 17574.78 | 17411.57 | 16762.8 | 15820.21 | 14992.03 | 383.6542 | 17574.78 | 3 | 2016
2016-03-14 | 14696.23 | 15972.77 | 15974.57 | 16255.28 | 16977.55 | 18747.43 | 21025.11 | 21292.1 | 20802.07 | 20257.99 | 19736.63 | 19183.55 | 18695.12 | 18252.28 | 17956.65 | 17911.22 | 18007.51 | 18219.62 | 19096.09 | 20199.9 | 19962.56 | 18939.82 | 17619.14 | 16652.52 | 442.4337 | 21292.1 | 3 | 2016
2016-03-15 | 16120.35 | 14462.95 | 14383.87 | 14578.58 | 15199.33 | 16690.43 | 18447 | 18716.18 | 18386.87 | 18074.88 | 17850.36 | 17622.78 | 17404.43 | 17203.6 | 17001.72 | 16977.89 | 16991.89 | 17032.4 | 17549.49 | 18328.11 | 18046.69 | 17229.08 | 16025.2 | 14998.65 | 405.3227 | 18716.18 | 3 | 2016
2016-03-16 | 14629.32 | 13284.39 | 13145.08 | 13276.86 | 13836.42 | 15271.51 | 16867.82 | 17075.23 | 16927.19 | 16832.42 | 16777.56 | 16683.75 | 16579.46 | 16474.28 | 16336.88 | 16320.92 | 16264.15 | 16169.05 | 16575.15 | 17229.87 | 16930.89 | 16059.73 | 14809.04 | 13730.47 | 378.0874 | 17229.87 | 3 | 2016
2016-03-17 | 13390.71 | 14198.2 | 14100.48 | 14276.33 | 14877.91 | 16345.31 | 17956.04 | 18232.39 | 17956.88 | 17773.63 | 17625.34 | 17444.99 | 17267.18 | 17101.46 | 16925.52 | 16909.99 | 16903.34 | 16901.26 | 17381.58 | 18080.11 | 17826.06 | 16989.92 | 15764.87 | 14716.46 | 396.946 | 18232.39 | 3 | 2016
2016-03-18 | 14281.83 | 15438.18 | 15398.94 | 15646.13 | 16323.65 | 17873.66 | 20023.19 | 20309.58 | 19898.06 | 19464.45 | 19052.18 | 18597.77 | 18185.49 | 17912.94 | 17666.16 | 17626.13 | 17681.56 | 17809.93 | 18469.94 | 19490.24 | 19208.9 | 18157.2 | 16984.64 | 15991.74 | 427.4925 | 20309.58 | 3 | 2016
2016-03-19 | 15491.9 | 16402.25 | 16371.79 | 16541.41 | 16887.2 | 17501.5 | 18310.24 | 19090.03 | 19408.02 | 19044.82 | 18329.31 | 17811.44 | 17429.53 | 17034.4 | 16781.81 | 16805.88 | 17036.75 | 17398.39 | 18183.76 | 19446.79 | 19373.33 | 18597.5 | 17598.38 | 16825.23 | 423.7017 | 19446.79 | 3 | 2016
2016-03-20 | 16443.97 | 15246.77 | 15157.05 | 15264.54 | 15550.26 | 16108.12 | 16810.48 | 17399.93 | 17735.37 | 17602.39 | 17211.87 | 16890.03 | 16620.11 | 16319.19 | 16130.53 | 16162.99 | 16323.63 | 16550.8 | 17226.87 | 18096.65 | 17973.96 | 17344.64 | 16402.29 | 15577.9 | 398.1503 | 18096.65 | 3 | 2016
2016-03-21 | 15313.49 | 14417.47 | 14326.98 | 14512.83 | 15140.54 | 16626.5 | 18290.12 | 18602.86 | 18336.22 | 18093.29 | 17932.74 | 17755.11 | 17593.17 | 17424.66 | 17254.94 | 17236.15 | 17226.14 | 17223.53 | 17701.8 | 18428.52 | 18112 | 17271.4 | 16040.17 | 14979.6 | 405.8402 | 18602.86 | 3 | 2016
2016-03-22 | 14580.63 | 13058.97 | 12894.97 | 13002.71 | 13536.16 | 14931.93 | 16474.89 | 16706.84 | 16616.1 | 16593.15 | 16613.19 | 16588.33 | 16544.44 | 16492.37 | 16396.42 | 16398.34 | 16315.6 | 16163.64 | 16518.38 | 17109.33 | 16794.6 | 15896.81 | 14609.77 | 13494.91 | 374.3325 | 17109.33 | 3 | 2016
2016-03-23 | 13168.98 | 14355.8 | 14221.17 | 14364.09 | 14929.02 | 16342.37 | 17896.51 | 18229.12 | 18104.07 | 18043.81 | 18048.28 | 18015.23 | 17984.23 | 17949.13 | 17872.73 | 17914.64 | 17902.69 | 17834.45 | 18226.03 | 18990.32 | 18548.44 | 17538.68 | 16221.76 | 15084.12 | 407.7857 | 18990.32 | 3 | 2016
2016-03-24 | 14518.94 | 13780.31 | 13580.73 | 13660.04 | 14161.15 | 15509.96 | 17024.23 | 17339.95 | 17396.17 | 17546.19 | 17766.78 | 17958.89 | 18121.52 | 18293.56 | 18352.25 | 18466.67 | 18399.88 | 18147.09 | 18430.62 | 19013.14 | 18419.52 | 17336.93 | 15918.02 | 14676.98 | 403.8195 | 19013.14 | 3 | 2016
2016-03-25 | 14081.11 | 12993.13 | 12795.83 | 12881.78 | 13399.21 | 14784.04 | 16293.19 | 16572.29 | 16564.64 | 16643.97 | 16765.8 | 16847.43 | 16905.1 | 16934.78 | 16901.13 | 16920.79 | 16815.94 | 16598.31 | 16865.77 | 17357.55 | 16966.05 | 16003.08 | 14661.22 | 13490.17 | 377.0423 | 17357.55 | 3 | 2016
2016-03-26 | 13075.16 | 13513.28 | 13310.02 | 13301.6 | 13472.65 | 13909.85 | 14506.08 | 15143.97 | 15695.66 | 15851.97 | 15770.14 | 15742.01 | 15726.83 | 15644.41 | 15610.6 | 15687.79 | 15733.38 | 15711.11 | 16157.31 | 16828.32 | 16578.09 | 15823.05 | 14757.4 | 13803.96 | 361.3546 | 16828.32 | 3 | 2016
2016-03-27 | 13492.3 | 13231.22 | 13020.55 | 13003.54 | 13166.47 | 13596.62 | 14184.34 | 14816.37 | 15371.66 | 15535.86 | 15460.17 | 15434.02 | 15418.3 | 15334.25 | 15298.22 | 15367.88 | 15396.33 | 15352.84 | 15793.21 | 16462.97 | 16216.56 | 15465.8 | 14404.57 | 13454.2 | 354.2783 | 16462.97 | 3 | 2016
2016-03-28 | 13199.23 | 12941.02 | 12768.18 | 12868.86 | 13411.45 | 14803.83 | 16302.92 | 16564.3 | 16511.02 | 16527.26 | 16580.86 | 16587.6 | 16582 | 16546.19 | 16470.72 | 16470 | 16358.44 | 16164.59 | 16492.18 | 17027.48 | 16704.71 | 15796.14 | 14492.74 | 13354.63 | 371.5264 | 17027.48 | 3 | 2016
2016-03-29 | 12989.38 | 14384.09 | 14280.72 | 14452.75 | 15045.99 | 16473.69 | 18005.67 | 18332.83 | 18093.19 | 17908.11 | 17785.65 | 17622.58 | 17457.69 | 17306.49 | 17150.38 | 17151.71 | 17130.14 | 17104.42 | 17575.58 | 18237.5 | 17995.58 | 17163.44 | 15916.34 | 14848.75 | 400.4127 | 18332.83 | 3 | 2016
2016-03-30 | 14402.77 | 13937.53 | 13810.39 | 13957.8 | 14526.65 | 15930.5 | 17434.68 | 17682.36 | 17543.2 | 17444.51 | 17379.73 | 17269.65 | 17150.14 | 17037.13 | 16907.27 | 16912.57 | 16862.82 | 16783.29 | 17210.7 | 17817.95 | 17574.43 | 16721.47 | 15454.87 | 14365.75 | 392.1182 | 17817.95 | 3 | 2016
2016-03-31 | 13995.37 | 15041.97 | 14968.88 | 15172.88 | 15796.53 | 17245.45 | 19045.4 | 19375.87 | 19076.6 | 18781.7 | 18519.89 | 18193.49 | 17936.37 | 17739.04 | 17553.96 | 17555.16 | 17567.92 | 17608.16 | 18134.74 | 19026.84 | 18773.54 | 17817.77 | 16590.03 | 15545.35 | 417.0629 | 19375.87 | 3 | 2016
2016-04-01 | 14801.03 | 15122.56 | 15080.75 | 15308.31 | 15992.76 | 18042.24 | 20060.99 | 20411.69 | 20019.94 | 19580.73 | 19151.11 | 18658.81 | 18202.87 | 17883.8 | 17656.22 | 17703.27 | 18048.06 | 18403.58 | 18627.74 | 19405.16 | 19611.24 | 18563.83 | 16992.47 | 15803.29 | 429.1324 | 20411.69 | 4 | 2016
2016-04-02 | 15285.17 | 15120.39 | 15048.35 | 15167.26 | 15533.58 | 16070.05 | 16862.36 | 17696.46 | 18111.8 | 17878.06 | 17298.16 | 16768.92 | 16309.24 | 15982.15 | 15873.35 | 15956.22 | 16391.98 | 16911.35 | 17280.86 | 18227.72 | 18572.18 | 17754.24 | 16501.51 | 15629.24 | 398.2306 | 18572.18 | 4 | 2016
2016-04-03 | 15254.2 | 15515.07 | 15456.81 | 15591.12 | 15971.1 | 16735.94 | 17543.4 | 18387.58 | 18780.55 | 18510.29 | 17892.61 | 17329.67 | 16843.64 | 16441.51 | 16259.28 | 16403.2 | 16933.66 | 17502.75 | 17904.86 | 18862.31 | 19226.71 | 18420.11 | 17170.83 | 16071.59 | 411.0088 | 19226.71 | 4 | 2016
2016-04-04 | 15658.33 | 14716.5 | 14652.35 | 14847.7 | 15509.45 | 17253.58 | 19223.32 | 19603.16 | 19315.18 | 19004.91 | 18720.22 | 18363.22 | 18037.11 | 17819.84 | 17669.9 | 17747.45 | 18048.86 | 18304.34 | 18433.95 | 19121.85 | 19287.29 | 18187.01 | 16552.14 | 15482.4 | 421.5601 | 19603.16 | 4 | 2016
2016-04-05 | 14983.88 | 14051.65 | 13956.94 | 14118.24 | 14730.33 | 16008.17 | 17928.67 | 18290.11 | 18045.68 | 17808.75 | 17602.67 | 17309.43 | 17018.61 | 16847.92 | 16722.55 | 16803.14 | 17050.22 | 17213.28 | 17286.85 | 17947.68 | 18107.1 | 16995.32 | 15607.19 | 14680.51 | 397.1149 | 18290.11 | 4 | 2016
2016-04-06 | 14245.53 | 14866.01 | 14809.1 | 15010.4 | 15660.65 | 17473.44 | 19420.61 | 19783.74 | 19452.69 | 19090.64 | 18752.21 | 18335.96 | 17940.29 | 17682.96 | 17502 | 17581.62 | 17897.41 | 18189.63 | 18367.9 | 19091.95 | 19315.16 | 18253.81 | 16641.14 | 15555.04 | 420.9199 | 19783.74 | 4 | 2016
2016-04-07 | 15041.8 | 13728.15 | 13601.42 | 13730.98 | 14311.27 | 15553.41 | 17184.17 | 17580.73 | 17445.24 | 17349.25 | 17296.4 | 17153.36 | 16995.85 | 16940.38 | 16898.28 | 17012.47 | 17222.49 | 17284.42 | 17246.86 | 17804.03 | 17893.89 | 16711.65 | 15376.06 | 14402.45 | 391.765 | 17893.89 | 4 | 2016
2016-04-08 | 13970.34 | 13003.2 | 12841.23 | 12944.99 | 13506.67 | 14751.47 | 15955.62 | 16297.76 | 16228.01 | 16228.68 | 16262.52 | 16200.31 | 16114.53 | 16108.42 | 16098.35 | 16188.95 | 16324.37 | 16266.44 | 16142.07 | 16634.5 | 16661.88 | 15661.67 | 14529.19 | 13540.51 | 368.4617 | 16661.88 | 4 | 2016
2016-04-09 | 13123.26 | 12881.12 | 12688.34 | 12681.92 | 12924.91 | 13336.84 | 13743.5 | 14314.77 | 14789.42 | 14920.14 | 14835.35 | 14766.51 | 14698.54 | 14646.51 | 14673.38 | 14779.04 | 14966.05 | 15030.83 | 15048.03 | 15477.9 | 15587.6 | 14948.79 | 14029.48 | 13201.56 | 342.0938 | 15587.6 | 4 | 2016
2016-04-10 | 12915.31 | 14005.27 | 13865.08 | 13914.65 | 14210.33 | 14665.89 | 15097.29 | 15668.33 | 16063.34 | 16083.48 | 15874.3 | 15692.45 | 15529.74 | 15398.89 | 15374.36 | 15477.82 | 15728.09 | 15911.97 | 16024.47 | 16751.24 | 17013.88 | 16103.27 | 15203.97 | 14415.79 | 366.9892 | 17013.88 | 4 | 2016
2016-04-11 | 14033.12 | 13840.68 | 13722.18 | 13861.85 | 14468.25 | 15731.92 | 17417.37 | 17835.26 | 17701.8 | 17597.18 | 17527.49 | 17368.63 | 17210.36 | 17137.46 | 17092.68 | 17198.01 | 17401.4 | 17464.36 | 17436.35 | 17971.92 | 18072.05 | 16897.16 | 15506.02 | 14527.45 | 395.0209 | 18072.05 | 4 | 2016
2016-04-12 | 14052.45 | 13778.14 | 13607.72 | 13697.16 | 14234.44 | 15421.89 | 16907.2 | 17394 | 17454.36 | 17599.22 | 17816.62 | 17951.57 | 18052.2 | 18224.26 | 18352.29 | 18560.75 | 18760.86 | 18703.97 | 18475.03 | 18833.83 | 18782.96 | 17453.29 | 15764.46 | 14692.71 | 404.5714 | 18833.83 | 4 | 2016
2016-04-13 | 14081.14 | 13138.77 | 12944.44 | 13007.89 | 13520.28 | 14684.31 | 15834.13 | 16222.19 | 16326.04 | 16536.91 | 16819.14 | 17006.69 | 17147.12 | 17350.75 | 17498.23 | 17695.13 | 17834.8 | 17685.87 | 17405.24 | 17729.89 | 17666.58 | 16326.4 | 15022 | 13941.66 | 383.4256 | 17834.8 | 4 | 2016
2016-04-14 | 13403.68 | 13013.27 | 12820.15 | 12884.02 | 13398.25 | 14565.35 | 15710.74 | 16021.76 | 16103.67 | 16291.11 | 16535.69 | 16665.69 | 16737.19 | 16868.65 | 16953.73 | 17100.66 | 17206.59 | 17056.79 | 16820.35 | 17186.4 | 17171.05 | 15953.21 | 14750.36 | 13694.43 | 374.9128 | 17206.59 | 4 | 2016
2016-04-15 | 13218.31 | 13011.04 | 12807.4 | 12872.83 | 13393.42 | 14580.68 | 15723.4 | 16046.23 | 16136.58 | 16359.73 | 16635.73 | 16811.28 | 16937.75 | 17114.63 | 17240.21 | 17400.25 | 17505.34 | 17327.64 | 17042.12 | 17351.84 | 17279.85 | 15991.75 | 14774.18 | 13701.77 | 377.264 | 17505.34 | 4 | 2016
2016-04-16 | 13186.48 | 13019.62 | 12731.51 | 12637.21 | 12789.89 | 13095.12 | 13422.5 | 14118.26 | 14869.27 | 15342.91 | 15633.32 | 15935.96 | 16237.83 | 16576.26 | 16907.19 | 17219.34 | 17448.13 | 17299.67 | 16952.65 | 17242.79 | 17136.95 | 15936.6 | 14821.08 | 13800.69 | 364.3612 | 17448.13 | 4 | 2016
2016-04-17 | 13262.08 | 12786.4 | 12502.07 | 12410.19 | 12564.17 | 12868.61 | 13188.41 | 13869.72 | 14598.74 | 15046.11 | 15310.2 | 15591.83 | 15838.43 | 16060.32 | 16369.55 | 16692.22 | 16922.12 | 16767.58 | 16428.15 | 16726.58 | 16638.87 | 15623.08 | 14518.56 | 13507.94 | 356.0919 | 16922.12 | 4 | 2016
2016-04-18 | 12993.74 | 12570.8 | 12364.62 | 12415.48 | 12933.21 | 14101.57 | 15222.09 | 15539.42 | 15623.72 | 15783.86 | 15981.08 | 16119.26 | 16258.99 | 16438.29 | 16570.91 | 16725.21 | 16789.77 | 16559.89 | 16264.6 | 16562.81 | 16519.99 | 15519.01 | 14303 | 13223.99 | 363.3853 | 16789.77 | 4 | 2016
2016-04-19 | 12748.86 | 12499.81 | 12293.41 | 12342.39 | 12840.08 | 13982.49 | 15087.91 | 15385.59 | 15446.23 | 15583.55 | 15759.88 | 15861.68 | 15915.84 | 16038.95 | 16155.93 | 16315.21 | 16383.26 | 16164.15 | 15938.36 | 16220.84 | 16218.44 | 15333.73 | 14128.16 | 13067.14 | 357.7119 | 16383.26 | 4 | 2016
2016-04-20 | 12643.65 | 13241.1 | 12993.64 | 13008.67 | 13468.86 | 14562.89 | 15648.92 | 16047.85 | 16393.45 | 16900.11 | 17513.03 | 18039.4 | 18493.07 | 18973.27 | 19328.9 | 19642.42 | 19768.88 | 19474.53 | 18962.02 | 19037.69 | 18809.43 | 17291.22 | 15533.16 | 14331.99 | 400.1081 | 19768.88 | 4 | 2016
2016-04-21 | 13605.09 | 13684.75 | 13410.41 | 13402.88 | 13838.27 | 14900.13 | 15971.27 | 16622.79 | 17128.26 | 17825.08 | 18659.46 | 19425.59 | 20107.57 | 20790.3 | 21297.48 | 21708.09 | 21868.29 | 21521.99 | 20854.59 | 20768.94 | 20398.95 | 18738.92 | 16523.27 | 15099.61 | 428.152 | 21868.29 | 4 | 2016
2016-04-22 | 14212.4 | 13290.24 | 13026.2 | 13037.2 | 13498.46 | 14605.87 | 15682.16 | 16098.91 | 16502.59 | 17081.29 | 17762.21 | 18364.2 | 18893.55 | 19431.07 | 19831.4 | 20155.34 | 20270.72 | 19934.61 | 19357.92 | 19357.88 | 19063.6 | 17493.75 | 15633.74 | 14406.85 | 406.9922 | 20270.72 | 4 | 2016
2016-04-23 | 13645.82 | 12770.16 | 12555.17 | 12528.04 | 12746.24 | 13105.12 | 13420.12 | 14026.89 | 14559.44 | 14758.76 | 14741.74 | 14730.36 | 14710.32 | 14702.51 | 14769.08 | 14895.3 | 15051.17 | 15057.48 | 15032.88 | 15384.23 | 15504.58 | 14851.21 | 13895.39 | 13031.86 | 340.4739 | 15504.58 | 4 | 2016
2016-04-24 | 12780.19 | 12854.81 | 12643.33 | 12619.92 | 12841.47 | 13201.15 | 13512.55 | 14120.84 | 14648.99 | 14841.3 | 14816.52 | 14797.4 | 14770.59 | 14757.25 | 14820.75 | 14947.41 | 15106.48 | 15119.65 | 15101.77 | 15454.51 | 15581.33 | 14932.09 | 13977.93 | 13116.75 | 341.365 | 15581.33 | 4 | 2016
2016-04-25 | 12844.44 | 13089.42 | 12907.72 | 12984.35 | 13525.31 | 14700.21 | 15797.48 | 16157.8 | 16230.72 | 16390.79 | 16597.8 | 16693.54 | 16754.06 | 16869.73 | 16966.64 | 17122.89 | 17219.19 | 17060.5 | 16839.67 | 17159.44 | 17188.65 | 15986.24 | 14786.21 | 13726.78 | 375.5996 | 17219.19 | 4 | 2016
2016-04-26 | 13257.08 | 12983.72 | 12748.89 | 12773.97 | 13244.1 | 14340.24 | 15398.74 | 15762.78 | 15937.09 | 16314.35 | 16811.56 | 17204.61 | 17528.62 | 17894.61 | 18169.64 | 18432.11 | 18522.78 | 18237.83 | 17811.52 | 17949.28 | 17827.55 | 16399.83 | 14996.22 | 13842.24 | 384.3894 | 18522.78 | 4 | 2016
2016-04-27 | 13266.66 | 13361.29 | 13084.76 | 13073.08 | 13503.99 | 14553.4 | 15589.94 | 16027.12 | 16513.97 | 17190.45 | 17992.37 | 18710.8 | 19342 | 19979.13 | 20455.14 | 20838.9 | 20956.61 | 20578.83 | 19936.86 | 19859.53 | 19547.76 | 17932.47 | 15880.98 | 14610.03 | 412.7861 | 20956.61 | 4 | 2016
2016-04-28 | 13786.39 | 13105.96 | 12885.97 | 12925.49 | 13409.69 | 14515.6 | 15570.11 | 15925.52 | 16100.85 | 16444.55 | 16863.78 | 17175.43 | 17424.35 | 17725.63 | 17956.13 | 18199.45 | 18296.4 | 18050.47 | 17683.5 | 17862.63 | 17794.85 | 16412.88 | 15027.85 | 13898.95 | 385.0424 | 18296.4 | 4 | 2016
2016-04-29 | 13353.93 | 13230.13 | 13040.76 | 13120.75 | 13651.94 | 14821.78 | 15896.79 | 16307.84 | 16384.46 | 16551.09 | 16757.54 | 16854.74 | 16910.89 | 17034.84 | 17138.67 | 17302.78 | 17402.27 | 17242.12 | 17013.15 | 17307.06 | 17332.65 | 16063.19 | 14858.33 | 13801.93 | 379.3796 | 17402.27 | 4 | 2016
2016-04-30 | 13323.07 | 13484.26 | 13296.69 | 13299.02 | 13543.87 | 13912.57 | 14210.09 | 14829.61 | 15330.6 | 15478.84 | 15406.72 | 15342.58 | 15277.83 | 15234.14 | 15281.28 | 15414.21 | 15601 | 15664.96 | 15688.24 | 16050.65 | 16294.72 | 15582.67 | 14635.77 | 13786.3 | 355.9697 | 16294.72 | 4 | 2016
2016-05-01 | 13174.76 | 13139.87 | 12911.26 | 12863.25 | 13040.07 | 13306.2 | 13622.46 | 14360.62 | 15004.74 | 15260.23 | 15290.17 | 15266.76 | 15264.46 | 15248.24 | 15327.59 | 15525.42 | 15770.39 | 15880.76 | 15805.16 | 15880.61 | 16129.38 | 15559.07 | 14571.79 | 13631.52 | 351.8348 | 16129.38 | 5 | 2016
2016-05-02 | 13246.51 | 12509.84 | 12285.06 | 12309.53 | 12784.43 | 13862.15 | 14962.31 | 15393.06 | 15566.83 | 15771.98 | 16004.5 | 16096.74 | 16179.56 | 16270.13 | 16361.32 | 16513.72 | 16614.18 | 16533.52 | 16294.3 | 16207.2 | 16350.64 | 15603.64 | 14367.89 | 13223.25 | 361.3123 | 16614.18 | 5 | 2016
2016-05-03 | 12749.95 | 12855.36 | 12579.49 | 12556.74 | 12963.41 | 13960.98 | 15025.94 | 15517.84 | 15838.68 | 16229.14 | 16679.12 | 16998.51 | 17279.33 | 17661.4 | 17987.19 | 18326.81 | 18498.93 | 18296.58 | 17747.98 | 17423.55 | 17440.57 | 16567.63 | 15201.06 | 13938.24 | 380.3244 | 18498.93 | 5 | 2016
2016-05-04 | 13237.48 | 13432.16 | 13109.81 | 13046.93 | 13410.97 | 14358.21 | 15403.9 | 15981.12 | 16470.4 | 17063.88 | 17881.5 | 18690.26 | 19421.71 | 20116.08 | 20648.61 | 21112.92 | 21318.54 | 21029.4 | 20256.3 | 19706.71 | 19514.42 | 18053.7 | 16390.89 | 14992.32 | 414.6482 | 21318.54 | 5 | 2016
2016-05-05 | 14011.87 | 13161.63 | 12860.57 | 12815.97 | 13199.57 | 14168.07 | 15215.81 | 15754.62 | 16165.76 | 16664.96 | 17237.15 | 17805.31 | 18373.79 | 18922.88 | 19347.75 | 19744.76 | 19926 | 19674.77 | 19013.95 | 18571.36 | 18486.81 | 17241.95 | 15803.38 | 14471.63 | 398.6403 | 19926 | 5 | 2016
2016-05-06 | 13676.72 | 13399.79 | 13080.15 | 13031.39 | 13415.78 | 14398.73 | 15443.38 | 16023.7 | 16491.04 | 17057.55 | 17771.95 | 18516.6 | 19190.59 | 19822.67 | 20310.65 | 20731.85 | 20917.23 | 20632.11 | 19890.3 | 19355.85 | 19179.31 | 17746.42 | 16193.5 | 14820.58 | 411.0978 | 20917.23 | 5 | 2016
2016-05-07 | 13900.43 | 12954.57 | 12614.32 | 12460.75 | 12529.32 | 12673.73 | 12907.73 | 13771.71 | 14723.05 | 15362.87 | 15819.44 | 16228.49 | 16616.29 | 16938.92 | 17261.24 | 17626.99 | 17922.25 | 17797.99 | 17326.47 | 17116.32 | 17137.98 | 16338.92 | 15126.22 | 13964.54 | 367.1205 | 17922.25 | 5 | 2016
2016-05-08 | 13323.98 | 12722.83 | 12382.36 | 12227.33 | 12294 | 12436.12 | 12664.34 | 13517.56 | 14457.23 | 15084.34 | 15528.04 | 15926.57 | 16309.08 | 16631.27 | 16957.08 | 17276.97 | 17490.98 | 17384.31 | 17011.46 | 16804 | 16832.23 | 16041.19 | 14835.77 | 13680.31 | 359.8194 | 17490.98 | 5 | 2016
2016-05-09 | 13062.95 | 13414.3 | 13111.55 | 13068.03 | 13470.23 | 14453.03 | 15490.6 | 16066.55 | 16519.64 | 17060.26 | 17749.44 | 18445.48 | 19077.39 | 19659.48 | 20114.35 | 20518 | 20694.56 | 20426.37 | 19731.13 | 19225.97 | 19106.5 | 17713.78 | 16197.71 | 14834.98 | 409.2123 | 20694.56 | 5 | 2016
2016-05-10 | 13924.31 | 12874.74 | 12599.93 | 12577.98 | 12984.55 | 13970.49 | 15001.38 | 15499.36 | 15819.08 | 16205.84 | 16646.54 | 16948.28 | 17208.4 | 17533.89 | 17840.57 | 18167.97 | 18320.31 | 18110.02 | 17581.64 | 17289.38 | 17346.44 | 16491.76 | 15131.2 | 13876.01 | 379.9501 | 18320.31 | 5 | 2016
2016-05-11 | 13223.65 | 13073.12 | 12822.11 | 12823.48 | 13252.76 | 14258.09 | 15294.5 | 15776.83 | 16042.37 | 16358.08 | 16721.3 | 16947.09 | 17141.2 | 17363.89 | 17619.72 | 17930.42 | 18104.04 | 17954.9 | 17502.68 | 17273.94 | 17373.86 | 16558.4 | 15231.86 | 14011.55 | 380.6598 | 18104.04 | 5 | 2016
2016-05-12 | 13379.19 | 13221.85 | 12946.75 | 12926.46 | 13333.12 | 14312.69 | 15336.66 | 15855.44 | 16198.9 | 16609.93 | 17081.02 | 17437.86 | 17868.24 | 18300.64 | 18648.55 | 19011.14 | 19189.85 | 18989.21 | 18432.09 | 18056.44 | 18081.62 | 17017.93 | 15629.27 | 14348.69 | 392.2135 | 19189.85 | 5 | 2016
2016-05-13 | 13618.97 | 13215.38 | 12970.92 | 12991.06 | 13444.91 | 14490.35 | 15534.1 | 16023.51 | 16267.51 | 16554.62 | 16872.79 | 17059.16 | 17223.49 | 17399.94 | 17619.4 | 17901.59 | 18075.33 | 17947.66 | 17522.91 | 17301.05 | 17393.15 | 16585.49 | 15279.59 | 14078.67 | 383.3715 | 18075.33 | 5 | 2016
2016-05-14 | 13452.96 | 12515.22 | 12234.98 | 12134.72 | 12257.3 | 12450.04 | 12674.46 | 13451.74 | 14207.4 | 14605.49 | 14785.32 | 14900.81 | 15019.27 | 15107.61 | 15265.87 | 15493.26 | 15681.37 | 15671.84 | 15490.81 | 15448.39 | 15657.43 | 15034.03 | 13978.67 | 12971.25 | 340.4902 | 15681.37 | 5 | 2016
2016-05-15 | 12624.55 | 12939.51 | 12674.98 | 12591.74 | 12730.43 | 12934.34 | 13162.84 | 13945.55 | 14683.2 | 15052.98 | 15203.47 | 15292.74 | 15389.18 | 15459.57 | 15606.92 | 15837.67 | 16047.52 | 16074.93 | 15919.18 | 15888.08 | 16110.81 | 15496.46 | 14445.78 | 13445.48 | 349.5579 | 16110.81 | 5 | 2016
2016-05-16 | 13033.32 | 13592.19 | 13382.64 | 13426.92 | 13916.48 | 14976.6 | 16023.18 | 16507 | 16709.16 | 16930.86 | 17184.86 | 17305.02 | 17418.22 | 17594.09 | 17771.65 | 18044.51 | 18245.53 | 18190.87 | 17851.4 | 17642.88 | 17836.71 | 16960.77 | 15680.14 | 14500.26 | 390.7253 | 18245.53 | 5 | 2016
2016-05-17 | 13893.2 | 13618.52 | 13290.9 | 13223.46 | 13583.1 | 14507.55 | 15494.28 | 16096.56 | 16608.53 | 17226.55 | 18128.61 | 18914.76 | 19594.49 | 20221.43 | 20693.27 | 21106.94 | 21257.14 | 20948.6 | 20211.9 | 19647.24 | 19526.81 | 18103.73 | 16431.64 | 15042.54 | 417.3717 | 21257.14 | 5 | 2016
2016-05-18 | 14152.98 | 13369.64 | 13057.99 | 13004.14 | 13376.29 | 14311.29 | 15295.21 | 15868.36 | 16323.75 | 16872.05 | 17526.04 | 18216.29 | 18821.73 | 19397.68 | 19844.76 | 20253.99 | 20410.6 | 20123.41 | 19437.24 | 18920.21 | 18852.93 | 17493.16 | 16026.47 | 14670.95 | 405.6272 | 20410.6 | 5 | 2016
2016-05-19 | 13868.39 | 13634.07 | 13293.67 | 13214.44 | 13560.16 | 14464.79 | 15435.37 | 16056.32 | 16609.52 | 17276.78 | 18282.64 | 19169.85 | 19955.67 | 20686.59 | 21244.54 | 21716.72 | 21882.72 | 21538.36 | 20725.2 | 20081.95 | 19901.99 | 18420.51 | 16613.86 | 15183.1 | 422.8172 | 21882.72 | 5 | 2016
2016-05-20 | 14247.89 | 13884.24 | 13519.97 | 13431.6 | 13775.22 | 14695.28 | 15666.05 | 16332.85 | 16952.98 | 17779.82 | 18949.14 | 19936.84 | 20803.72 | 21579.58 | 22158.33 | 22614.35 | 22756.59 | 22372.18 | 21493.16 | 20775.8 | 20516.16 | 18968.97 | 16963.29 | 15499.06 | 435.6731 | 22756.59 | 5 | 2016
2016-05-21 | 14481.89 | 13464.09 | 13055.62 | 12840.51 | 12846.34 | 12905.46 | 13055.98 | 14034.8 | 15206.55 | 16114.65 | 16856.11 | 17546.63 | 18406.28 | 19109.88 | 19723.59 | 20233.6 | 20476.99 | 20200.07 | 19448.35 | 18892.94 | 18766.93 | 17455.39 | 16096.64 | 14796.25 | 396.0155 | 20476.99 | 5 | 2016
2016-05-22 | 13994.13 | 13671.27 | 13247.29 | 13018.7 | 13012.24 | 13058.91 | 13203.75 | 14210.31 | 15434.35 | 16407.06 | 17214.16 | 18128.54 | 19041.87 | 19775.85 | 20398.02 | 20900.02 | 21125.52 | 20824.33 | 20035.2 | 19439.2 | 19279.18 | 17915.86 | 16404.9 | 15078.39 | 404.8191 | 21125.52 | 5 | 2016
2016-05-23 | 14213.88 | 14286.78 | 13896.32 | 13774.87 | 14099.98 | 14984.32 | 15936.51 | 16666.36 | 17410.3 | 18637.4 | 20023.98 | 21196.43 | 22203.89 | 23059.09 | 23673.04 | 24125.01 | 24227.35 | 23782.94 | 22819.8 | 22003.94 | 21682.94 | 20052.16 | 17719.4 | 16141.48 | 456.6182 | 24227.35 | 5 | 2016
2016-05-24 | 15027.88 | 14552.63 | 14139.95 | 13997.73 | 14283.96 | 15124.22 | 16061.53 | 16811.86 | 17684.04 | 19052.21 | 20557.9 | 21839.24 | 22921.55 | 23850.46 | 24502.94 | 24983.19 | 25089.09 | 24623.73 | 23603.6 | 22737.73 | 22374.33 | 20688.26 | 18293.59 | 16510.34 | 469.312 | 25089.09 | 5 | 2016
2016-05-25 | 15333.07 | 14031.29 | 13656.42 | 13547.07 | 13860.46 | 14720.5 | 15655.66 | 16341.98 | 17018.43 | 18001.04 | 19296.81 | 20423.59 | 21427.96 | 22347.18 | 23042.76 | 23595.82 | 23770.3 | 23353.71 | 22388.1 | 21576.18 | 21272.66 | 19659.01 | 17394.47 | 15869.81 | 447.5843 | 23770.3 | 5 | 2016
2016-05-26 | 14790.53 | 13939.05 | 13570.89 | 13467.35 | 13785.79 | 14649.4 | 15582.67 | 16257.71 | 16911.73 | 17811.56 | 19067.02 | 20159.69 | 21140.99 | 22047.93 | 22741.59 | 23299.85 | 23481.27 | 23073.44 | 22123.76 | 21326.06 | 21040.09 | 19444.65 | 17253.63 | 15739.94 | 442.7066 | 23481.27 | 5 | 2016
2016-05-27 | 14692.42 | 14353.02 | 13950.38 | 13828.54 | 14137.23 | 15009.97 | 15942.51 | 16682.62 | 17439.18 | 18692.89 | 20115.89 | 21354.27 | 22440.23 | 23396.44 | 24100.25 | 24623.27 | 24762.28 | 24300.81 | 23269.15 | 22379.7 | 21997.14 | 20314.76 | 17932.84 | 16256.61 | 461.9724 | 24762.28 | 5 | 2016
2016-05-28 | 15096.94 | 14398.82 | 13917.8 | 13639.57 | 13584.79 | 13575.17 | 13685.65 | 14796.74 | 16217.96 | 17431.32 | 18887.61 | 20257.87 | 21433.88 | 22358.57 | 23089.16 | 23625.84 | 23817.61 | 23416.09 | 22443.98 | 21648.16 | 21330.43 | 19792.6 | 17649.71 | 16165.24 | 442.2615 | 23817.61 | 5 | 2016
2016-05-29 | 15076.98 | 12858.86 | 12513.07 | 12353.18 | 12412.46 | 12518.96 | 12664.65 | 13545.98 | 14511.07 | 15163.3 | 15624.41 | 16023.84 | 16397.5 | 16707.51 | 17027.73 | 17343.47 | 17546.93 | 17399.32 | 17032.25 | 16784.81 | 16857.39 | 16083.95 | 14868.53 | 13707.8 | 363.024 | 17546.93 | 5 | 2016
2016-05-30 | 13015.55 | 12403.55 | 12051.29 | 11899.74 | 12044.3 | 12346.5 | 12607.02 | 13302.38 | 14190.57 | 15080.48 | 15864.65 | 16406.52 | 16741.84 | 17019.35 | 17348.57 | 17798.6 | 17931.05 | 17552.68 | 17000.9 | 16722.87 | 16796.66 | 16002.61 | 14766.28 | 13558.82 | 360.4528 | 17931.05 | 5 | 2016
2016-05-31 | 13063.81 | 13627.1 | 13287.2 | 13208.07 | 13553.1 | 14443.99 | 15374.38 | 16001.51 | 16553.18 | 17216.4 | 18182.84 | 19038.04 | 19784.71 | 20476.64 | 21006.89 | 21459.53 | 21597.67 | 21241.47 | 20454.1 | 19804.97 | 19677.29 | 18228.55 | 16486.57 | 15066.86 | 418.8349 | 21597.67 | 5 | 2016
2016-06-01 | 13991.73 | 14419.06 | 13972.55 | 13831.7 | 14096.84 | 14764.58 | 15644.63 | 16541.38 | 17297.3 | 18131.45 | 19026.39 | 19738.51 | 20568.42 | 21344.59 | 21908.71 | 22351.38 | 22473.9 | 22105.43 | 21223.17 | 20218.8 | 19803.36 | 18909.84 | 17379.35 | 15936.26 | 435.6793 | 22473.9 | 6 | 2016
2016-06-02 | 14945.08 | 14268.58 | 13832.46 | 13700.43 | 13974.18 | 14649.37 | 15526.4 | 16404.67 | 17123.28 | 17911.73 | 18755.78 | 19342.4 | 20034.98 | 20758.9 | 21289.56 | 21715.54 | 21833.89 | 21480.89 | 20643.21 | 19679.29 | 19398.8 | 18601.81 | 17098.94 | 15682.63 | 428.6528 | 21833.89 | 6 | 2016
2016-06-03 | 14798.01 | 13962.9 | 13550.24 | 13444.61 | 13755.25 | 14480.96 | 15373.11 | 16217.57 | 16851.81 | 17534.65 | 18255.32 | 18721.63 | 19122.35 | 19546.55 | 19997.18 | 20370.68 | 20478.4 | 20162.65 | 19429.85 | 18837.57 | 18661.77 | 17920.59 | 16484.87 | 15130.09 | 413.0886 | 20478.4 | 6 | 2016
2016-06-04 | 14364.18 | 14066.82 | 13564.55 | 13300.15 | 13232.97 | 13059.61 | 13124.78 | 14359.67 | 15695.26 | 16721.02 | 17577.71 | 18279.15 | 18923.86 | 19499.49 | 20219.74 | 20813.25 | 21086.49 | 20796.08 | 19931.46 | 19162.92 | 18917.29 | 18172.83 | 16806.66 | 15473.31 | 407.1492 | 21086.49 | 6 | 2016
2016-06-05 | 14601.41 | 14602.83 | 14059.6 | 13759.68 | 13659.23 | 13452.15 | 13505.67 | 14813.31 | 16288.64 | 17486.44 | 18522.96 | 19385.95 | 20418.01 | 21389.72 | 22184.85 | 22784.09 | 23026.24 | 22668.22 | 21679.82 | 20606.07 | 20099.7 | 19120.34 | 17671.21 | 16258.48 | 432.0446 | 23026.24 | 6 | 2016
2016-06-06 | 15219.51 | 14593.92 | 14132.82 | 13981.66 | 14255.26 | 14929.16 | 15801.85 | 16741.03 | 17562.76 | 18471.57 | 19442.28 | 20417.87 | 21353.78 | 22198.87 | 22811.61 | 23266.3 | 23372.89 | 22962.08 | 22008.67 | 20917.42 | 20430.73 | 19303.66 | 17732.27 | 16243.95 | 448.1519 | 23372.89 | 6 | 2016
2016-06-07 | 15234.38 | 15119.05 | 14616.71 | 14427.18 | 14646.01 | 15261.95 | 16111.97 | 17109.07 | 18054.91 | 19122 | 20561.1 | 21849.82 | 22920.84 | 23860.71 | 24506.75 | 24961.58 | 25037.53 | 24570.03 | 23519.37 | 22331.41 | 21769.82 | 20353.51 | 18503 | 16951.88 | 471.4006 | 25037.53 | 6 | 2016
2016-06-08 | 15826.27 | 15324.72 | 14806.87 | 14603.89 | 14810.37 | 15414.41 | 16261.37 | 17285.78 | 18284.2 | 19416.26 | 21087.08 | 22461.89 | 23595.88 | 24575.43 | 25237.49 | 25689.84 | 25751.85 | 25259.69 | 24165.3 | 22932.82 | 22329.43 | 20867.88 | 18826.33 | 17246.78 | 482.0618 | 25751.85 | 6 | 2016
2016-06-09 | 16084.93 | 15500.48 | 14969.46 | 14755.01 | 14951.46 | 15545.85 | 16388.1 | 17435.74 | 18477.53 | 19687.2 | 21524.32 | 22958.96 | 24127.89 | 25119.8 | 25775.91 | 26210.28 | 26250.08 | 25737.49 | 24618.6 | 23358.24 | 22732.75 | 21243.27 | 19064.93 | 17467.41 | 489.9857 | 26250.08 | 6 | 2016
2016-06-10 | 16304.1 | 15689.08 | 15143.49 | 14922.58 | 15123.39 | 15733.46 | 16580.4 | 17662.76 | 18753.95 | 20128.44 | 22047.52 | 23562.79 | 24803.18 | 25844.18 | 26529.63 | 26963.12 | 26991.23 | 26449.56 | 25272.05 | 23947.41 | 23248.43 | 21701.36 | 19347.84 | 17720.46 | 500.4704 | 26991.23 | 6 | 2016
2016-06-11 | 16481.07 | 15212.27 | 14623.08 | 14283.17 | 14147.12 | 13904.96 | 13942.39 | 15331.29 | 16959.42 | 18346.77 | 19572.69 | 21022.8 | 22313.25 | 23353.12 | 24150.97 | 24706.66 | 24882.89 | 24452.08 | 23363.41 | 22179.4 | 21581.76 | 20234.14 | 18539.89 | 17057.29 | 460.6419 | 24882.89 | 6 | 2016
2016-06-12 | 15951.94 | 14432.64 | 13902.54 | 13613.8 | 13525.57 | 13329.69 | 13376.92 | 14661.72 | 16087.81 | 17226.15 | 18190.38 | 18969.56 | 19691.49 | 20550.86 | 21260.58 | 21803.6 | 22018.94 | 21683.2 | 20778.24 | 19778.24 | 19441.02 | 18663.61 | 17262.54 | 15896.78 | 422.0978 | 22018.94 | 6 | 2016
2016-06-13 | 15018.46 | 14962.76 | 14473.06 | 14297.04 | 14547.08 | 15193.82 | 16048.66 | 17040.07 | 17959.28 | 18987.54 | 20265.43 | 21507.18 | 22561.08 | 23483.67 | 24132.83 | 24589.42 | 24668.79 | 24207.2 | 23171.31 | 21987.46 | 21430.88 | 20035.02 | 18306.59 | 16764.53 | 465.6392 | 24668.79 | 6 | 2016
2016-06-14 | 15644.4 | 14739.64 | 14265.75 | 14100.81 | 14342.47 | 14978.05 | 15825.39 | 16773.41 | 17621.78 | 18568.38 | 19578.53 | 20687.18 | 21624.04 | 22470.82 | 23070.34 | 23516.2 | 23606.04 | 23181.66 | 22223.34 | 21122.36 | 20654.66 | 19446.92 | 17862.99 | 16369.92 | 452.2751 | 23606.04 | 6 | 2016
2016-06-15 | 15373.22 | 14986.99 | 14495.29 | 14314.83 | 14544.28 | 15171.21 | 16017.66 | 16995.79 | 17900.41 | 18918.35 | 20175.76 | 21353.32 | 22307.59 | 23135.3 | 23691.97 | 24084.62 | 24129.69 | 23682.31 | 22711.44 | 21595.56 | 21113.16 | 19768.36 | 18146.56 | 16639.68 | 461.2533 | 24129.69 | 6 | 2016
2016-06-16 | 15617.16 | 15159.01 | 14652.64 | 14459.66 | 14673.57 | 15279.44 | 16117.8 | 17124.17 | 18086.52 | 19172.2 | 20668.85 | 22002.86 | 23124.52 | 24116.75 | 24808.94 | 25298.26 | 25386.75 | 24905.64 | 23819.48 | 22590.36 | 22003.06 | 20560.11 | 18624.01 | 17053.3 | 475.3051 | 25386.75 | 6 | 2016
2016-06-17 | 15928.97 | 15547.57 | 15013.37 | 14802.17 | 15014.31 | 15636.29 | 16480 | 17541.99 | 18589.15 | 19814.01 | 21636.48 | 23033.91 | 24150.92 | 25073.62 | 25664.9 | 26033.03 | 26029.05 | 25509.06 | 24415.95 | 23167.91 | 22552.37 | 21080.87 | 18969.83 | 17389.3 | 489.075 | 26033.03 | 6 | 2016
2016-06-18 | 16244.37 | 15378.48 | 14778.86 | 14429.61 | 14290.48 | 14051.77 | 14088.38 | 15493.14 | 17145.36 | 18567.15 | 19843.52 | 21314.19 | 22492.88 | 23379.09 | 24018.19 | 24433.19 | 24517.98 | 24082.89 | 23070.02 | 21953.1 | 21424.67 | 20127.57 | 18500.2 | 17051.01 | 460.6761 | 24517.98 | 6 | 2016
2016-06-19 | 16033.79 | 15120.13 | 14540.25 | 14208.1 | 14085.21 | 13862.87 | 13903.99 | 15273.69 | 16857.96 | 18196.27 | 19345.81 | 20526.96 | 21611.66 | 22431.12 | 23034.46 | 23439.96 | 23535.26 | 23132.87 | 22185.04 | 21133.9 | 20666.91 | 19513.65 | 18067.13 | 16658.9 | 447.3659 | 23535.26 | 6 | 2016
2016-06-20 | 15732.59 | 16160.83 | 15584.79 | 15333.43 | 15524.24 | 16128.12 | 16975.8 | 18113.61 | 19305.42 | 21132.6 | 23192.78 | 24725.44 | 25859.93 | 26686.09 | 27124.37 | 27320.6 | 27180.24 | 26606.22 | 25511.84 | 24255.98 | 23632.43 | 22124.34 | 19669.72 | 18061.81 | 511.9432 | 27320.6 | 6 | 2016
2016-06-21 | 16885.72 | 16417.8 | 15818.8 | 15545.21 | 15691.05 | 16239.61 | 17064.53 | 18230.72 | 19494.88 | 21572.56 | 23804.44 | 25538.09 | 26872.04 | 27908.88 | 28515.12 | 28840.5 | 28759.29 | 28145.5 | 26910.46 | 25521.25 | 24785.84 | 23157.86 | 20535.13 | 18602.28 | 530.8576 | 28840.5 | 6 | 2016
2016-06-22 | 17305.23 | 16652.62 | 16037 | 15748.88 | 15883.98 | 16426.13 | 17251.11 | 18445.01 | 19815.04 | 22055.18 | 24370.65 | 26148.09 | 27479.91 | 28477.29 | 29022.99 | 29281.79 | 29149.13 | 28515.65 | 27281.48 | 25890.5 | 25152.5 | 23511.79 | 20878.35 | 18831.22 | 539.6115 | 29281.79 | 6 | 2016
2016-06-23 | 17523.22 | 16052.1 | 15480.97 | 15231.61 | 15399.96 | 15971.25 | 16804.65 | 17921.28 | 19090.7 | 20815.14 | 22870.47 | 24448.6 | 25667.62 | 26630.64 | 27205.11 | 27532.3 | 27475.92 | 26907.88 | 25752.54 | 24446.81 | 23785.19 | 22238.36 | 19710.01 | 18077.46 | 513.0398 | 27532.3 | 6 | 2016
2016-06-24 | 16906.18 | 15904.27 | 15343.83 | 15109.95 | 15302.45 | 15907.92 | 16750.53 | 17857.62 | 18991.52 | 20557.05 | 22537.47 | 24062.5 | 25259.67 | 26218.06 | 26806.13 | 27144.99 | 27104.44 | 26546.58 | 25397.44 | 24093.83 | 23421.08 | 21885.55 | 19481.49 | 17862.23 | 506.4528 | 27144.99 | 6 | 2016
2016-06-25 | 16682.31 | 15801.68 | 15170.63 | 14794.15 | 14631.1 | 14370.81 | 14402.4 | 15861.83 | 17618.39 | 19170.05 | 20910.7 | 22536.19 | 23814.31 | 24747.87 | 25388.23 | 25772.59 | 25814.54 | 25332.21 | 24249.83 | 23061.3 | 22464.94 | 21090.56 | 19110.86 | 17613.85 | 480.4113 | 25814.54 | 6 | 2016
2016-06-26 | 16532.94 | 15746.42 | 15117.19 | 14742.64 | 14575.41 | 14302.9 | 14329.97 | 15789.37 | 17551.75 | 19105.4 | 20852.63 | 22581.9 | 24015.79 | 25136.35 | 25955.87 | 26489.24 | 26619.14 | 26125.22 | 24936.16 | 23647.53 | 22954.96 | 21501.13 | 19339.18 | 17789.81 | 485.7389 | 26619.14 | 6 | 2016
2016-06-27 | 16584.37 | 16094.13 | 15520.53 | 15271.74 | 15458.23 | 16048.41 | 16890.51 | 18027.66 | 19224.68 | 21012.36 | 23114.2 | 24761.65 | 26070.07 | 27106.11 | 27746.21 | 28110.76 | 28069.89 | 27483.24 | 26269.49 | 24901.68 | 24170.67 | 22574.19 | 19990.18 | 18252.83 | 518.7538 | 28110.76 | 6 | 2016
2016-06-28 | 16927.2 | 14509.57 | 14053.45 | 13904.16 | 14160.31 | 14810.28 | 15663.53 | 16579.88 | 17368 | 18240.28 | 19174.29 | 20003.28 | 20871.54 | 21676.86 | 22261.48 | 22712.92 | 22821.66 | 22426.53 | 21515.33 | 20465.33 | 20040.25 | 19058.68 | 17507.84 | 16046.6 | 442.7992 | 22821.66 | 6 | 2016
2016-06-29 | 15151.04 | 14817.96 | 14338.12 | 14168.36 | 14404.56 | 15034.41 | 15884.26 | 16842.61 | 17713.54 | 18687.22 | 19792.13 | 20969.71 | 21969.35 | 22876.17 | 23523.36 | 24002.14 | 24108.64 | 23673.64 | 22671.61 | 21532.73 | 21020.37 | 19670.96 | 18062.72 | 16546.21 | 457.4618 | 24108.64 | 6 | 2016
2016-06-30 | 15498.1 | 15595.44 | 15057.6 | 14837.47 | 15029.07 | 15618.58 | 16459.16 | 17518.6 | 18582.76 | 19880.88 | 21759.05 | 23227.29 | 24417.66 | 25420.14 | 26077.23 | 26505.65 | 26536.59 | 26013.74 | 24879 | 23603.2 | 22961.84 | 21455.31 | 19199.61 | 17592.13 | 493.7261 | 26536.59 | 6 | 2016
2016-07-01 | 16657.09 | 16888 | 16299.84 | 16026.4 | 16185.83 | 16791.46 | 17447.48 | 18444.21 | 19582.9 | 21089.04 | 23205.03 | 24897.66 | 26225.17 | 27299.85 | 27993.15 | 28402.73 | 28371.91 | 27779.79 | 26557.37 | 25164.13 | 24467.67 | 22809.01 | 20386.07 | 18796.51 | 527.7683 | 28402.73 | 7 | 2016
2016-07-02 | 17576.26 | 15823.58 | 15239.63 | 14883.7 | 14744.3 | 14533.66 | 14397.07 | 15617.55 | 17143.26 | 18445.06 | 19574.77 | 20560.97 | 21805.31 | 22826.14 | 23643.61 | 24230.98 | 24419.16 | 24009.19 | 22971.59 | 21814.24 | 21310.36 | 20153.03 | 18751.59 | 17369.26 | 461.8443 | 24419.16 | 7 | 2016
2016-07-03 | 16454.11 | 15455.45 | 14898.93 | 14566.91 | 14448.81 | 14257.35 | 14125.05 | 15297.72 | 16731.72 | 17919.57 | 18934.47 | 19789.74 | 20609.65 | 21582.59 | 22394.12 | 23005.22 | 23229.8 | 22862.75 | 21890.52 | 20800.61 | 20384.56 | 19567.39 | 18211.41 | 16872.47 | 444.2909 | 23229.8 | 7 | 2016
2016-07-04 | 15837.85 | 15146.55 | 14583.96 | 14259.94 | 14229.48 | 14239.29 | 14231.85 | 15225.82 | 16587.68 | 18012.19 | 19339.86 | 20334.88 | 21381.03 | 22253.88 | 22999.48 | 23572.76 | 23657.62 | 23089.33 | 22001.59 | 20893.24 | 20464.96 | 19568.56 | 18204.21 | 16830.85 | 446.9469 | 23657.62 | 7 | 2016
2016-07-05 | 16066.18 | 17397.37 | 16775.7 | 16461.84 | 16580.89 | 17138.22 | 17790.34 | 18837.01 | 20091.83 | 22124.82 | 24461.03 | 26293.92 | 27662.12 | 28708.12 | 29315.95 | 29630.12 | 29514.49 | 28882.55 | 27640.15 | 26232.53 | 25526.43 | 23822.42 | 21237.08 | 19409.18 | 547.6003 | 29630.12 | 7 | 2016
2016-07-06 | 18143.32 | 17560.46 | 16926.65 | 16602.27 | 16711.62 | 17260.45 | 17912.93 | 18980.61 | 20276.92 | 22478.43 | 24895.56 | 26801.62 | 28225.37 | 29308.52 | 29933.46 | 30248.84 | 30125.11 | 29474.12 | 28193.25 | 26748.94 | 26003.99 | 24259.98 | 21637.59 | 19652.78 | 558.3628 | 30248.84 | 7 | 2016
2016-07-07 | 18396.56 | 17085.35 | 16486.21 | 16192.19 | 16326.47 | 16895.28 | 17553.28 | 18561.39 | 19746.2 | 21472.33 | 23690.98 | 25460.52 | 26827.59 | 27922.84 | 28608.43 | 29009.65 | 28965.18 | 28363.75 | 27123 | 25725.32 | 25020.75 | 23334.65 | 20767.39 | 19106.81 | 538.6421 | 29009.65 | 7 | 2016
2016-07-08 | 17934.6 | 16807.91 | 16226.67 | 15959.54 | 16125.24 | 16741.26 | 17412.64 | 18395.09 | 19510.39 | 20938.16 | 23013.81 | 24676.79 | 25987.13 | 27055.04 | 27748.71 | 28164.88 | 28150.28 | 27574.92 | 26364.64 | 24995.95 | 24300.11 | 22651.18 | 20291.81 | 18712.16 | 525.7389 | 28164.88 | 7 | 2016
2016-07-09 | 17555.29 | 16139.36 | 15533.09 | 15157.89 | 15002.86 | 14783.43 | 14655.94 | 15913 | 17511.16 | 18904.66 | 20123.93 | 21486.14 | 22785.05 | 23817.18 | 24610.75 | 25154.45 | 25304.42 | 24866.87 | 23791.1 | 22602.79 | 22051.26 | 20653.3 | 19183.25 | 17773.83 | 475.361 | 25304.42 | 7 | 2016
2016-07-10 | 16784.64 | 14912.89 | 14397.57 | 14101.73 | 14016.04 | 13857.87 | 13745.77 | 14844.68 | 16141.67 | 17159.76 | 18006.97 | 18729.33 | 19382.73 | 19980.13 | 20636.84 | 21295.3 | 21587.93 | 21290.08 | 20403.32 | 19716.27 | 19507.69 | 18753.62 | 17461.13 | 16182.22 | 422.8962 | 21587.93 | 7 | 2016
2016-07-11 | 15429.89 | 15610.1 | 15123.03 | 14928.58 | 15169.54 | 15842.6 | 16537.26 | 17368.83 | 18204.47 | 19163.02 | 20188.45 | 21268.29 | 22335.7 | 23299.9 | 24020.53 | 24548.16 | 24669.24 | 24227.75 | 23200.27 | 22027.26 | 21512.33 | 20239.09 | 18711.37 | 17246.63 | 470.8723 | 24669.24 | 7 | 2016
2016-07-12 | 16242.71 | 16410.83 | 15862.12 | 15612.32 | 15785.07 | 16390.23 | 17065.85 | 17985.1 | 19003.94 | 20197.2 | 21966.51 | 23505.69 | 24743.41 | 25799.79 | 26518.5 | 26998.77 | 27046.82 | 26525.36 | 25375.2 | 24082.34 | 23459.1 | 21878.77 | 19817.86 | 18272.43 | 506.5459 | 27046.82 | 7 | 2016
2016-07-13 | 17126.85 | 16552.1 | 15993.67 | 15735.44 | 15902.01 | 16505.22 | 17186.43 | 18121.12 | 19170.23 | 20402.44 | 22327.61 | 23899.29 | 25143.45 | 26184.18 | 26872.77 | 27317.76 | 27340.23 | 26808.77 | 25653.99 | 24359.69 | 23725.77 | 22131.79 | 19980.29 | 18428.86 | 512.87 | 27340.23 | 7 | 2016
2016-07-14 | 17298.46 | 16647.06 | 16081.47 | 15817.02 | 15977.81 | 16575.38 | 17255.11 | 18202.43 | 19275.98 | 20561.66 | 22578.12 | 24191.86 | 25467.51 | 26528.97 | 27226.92 | 27672.15 | 27688.78 | 27145.44 | 25968.77 | 24652.27 | 23997.47 | 22381.14 | 20132.31 | 18567.25 | 517.8913 | 27688.78 | 7 | 2016
2016-07-15 | 17428.01 | 16536.43 | 15977.74 | 15730.46 | 15917.52 | 16563.1 | 17258.92 | 18197.68 | 19231.48 | 20446.99 | 22288.94 | 23786.37 | 24946.92 | 25887.1 | 26488.32 | 26850.85 | 26832.39 | 26307.2 | 25200.64 | 23949.47 | 23336.18 | 21777.58 | 19773.49 | 18254.96 | 508.9687 | 26850.85 | 7 | 2016
2016-07-16 | 17197.75 | 16470.01 | 15843.04 | 15449.97 | 15286.08 | 15075.72 | 14975.59 | 16261.62 | 17916.52 | 19387.5 | 20714.77 | 22298.55 | 23513.38 | 24395.23 | 25011.49 | 25386.3 | 25433.25 | 24988.81 | 23970.35 | 22852.38 | 22328.85 | 20948.35 | 19401.27 | 18012.43 | 483.1192 | 25433.25 | 7 | 2016
2016-07-17 | 17082.95 | 16708.32 | 16062.86 | 15653.76 | 15473.74 | 15245.92 | 15140.48 | 16459.85 | 18180.28 | 19731.02 | 21360.01 | 23075.44 | 24404.67 | 25378.97 | 26056.27 | 26462 | 26511.21 | 26032.89 | 24935.29 | 23738.17 | 23140.8 | 21685.59 | 19844.79 | 18409.74 | 496.775 | 26511.21 | 7 | 2016
2016-07-18 | 17386.52 | 17542.47 | 16916.03 | 16600.2 | 16742.01 | 17344.81 | 18047.74 | 19114.41 | 20399.49 | 22602.48 | 24970.42 | 26800.21 | 28134.39 | 29090.52 | 29598.68 | 29805 | 29635.8 | 29005.8 | 27790.79 | 26430.73 | 25704.98 | 23999.21 | 21441.66 | 19560.78 | 554.6651 | 29805 | 7 | 2016
2016-07-19 | 18303.81 | 15934.84 | 15423.58 | 15206.76 | 15411.14 | 16054.48 | 16760.57 | 17610.25 | 18501.06 | 19537.84 | 20738.74 | 22069.34 | 23154.61 | 24113.23 | 24787.96 | 25269.6 | 25360.31 | 24910.29 | 23866.36 | 22700.46 | 22160.55 | 20682.74 | 19093.44 | 17617 | 485.269 | 25360.31 | 7 | 2016
2016-07-20 | 16653.38 | 16151.6 | 15624.83 | 15394.49 | 15588.07 | 16224.32 | 16932.22 | 17807.86 | 18748.28 | 19847.9 | 21292.42 | 22683.98 | 23793.71 | 24745.16 | 25390.15 | 25830.98 | 25886.79 | 25416.57 | 24355.37 | 23172.63 | 22611.92 | 21107.22 | 19360.88 | 17869.68 | 492.4904 | 25886.79 | 7 | 2016
2016-07-21 | 16827.35 | 16371.78 | 15828.95 | 15584.65 | 15766.29 | 16393.3 | 17101.99 | 18004.98 | 18998.32 | 20164.23 | 21864.72 | 23334.05 | 24490.15 | 25458.97 | 26096.68 | 26514.59 | 26545.27 | 26052.06 | 24958.55 | 23744.39 | 23149.47 | 21606.14 | 19670.22 | 18156.72 | 502.6838 | 26545.27 | 7 | 2016
2016-07-22 | 17107 | 17282.46 | 16670.26 | 16376.75 | 16524.75 | 17145.29 | 17859.76 | 18887.26 | 20097.61 | 22005.31 | 24252.05 | 26020.25 | 27349.25 | 28360.97 | 28947.24 | 29239.97 | 29149.1 | 28553.43 | 27329.94 | 25978.34 | 25229.92 | 23529.81 | 20989.72 | 19265.05 | 544.1515 | 29239.97 | 7 | 2016
2016-07-23 | 18027.54 | 16750.68 | 16103.73 | 15693.72 | 15514.35 | 15295.6 | 15213.53 | 16531.68 | 18255.77 | 19813.01 | 21493.01 | 23216.9 | 24548.3 | 25517.84 | 26183.3 | 26576.23 | 26627.57 | 26157.71 | 25059 | 23879.09 | 23262.08 | 21796.5 | 19920.03 | 18485.33 | 499.9225 | 26627.57 | 7 | 2016
2016-07-24 | 17468.85 | 16832.52 | 16179.62 | 15764.48 | 15580.55 | 15358.49 | 15278.2 | 16606.35 | 18350.52 | 19932.8 | 21711.24 | 23469.44 | 24825.59 | 25810.15 | 26480.67 | 26871.35 | 26917.79 | 26439.5 | 25323.65 | 24128.61 | 23492.91 | 22008.5 | 20050.39 | 18605.04 | 503.4872 | 26917.79 | 7 | 2016
2016-07-25 | 17534.52 | 16769.91 | 16201.44 | 15936.68 | 16122 | 16768.01 | 17502.05 | 18465.52 | 19562.61 | 20995.93 | 23031.17 | 24629.39 | 25860.34 | 26823.1 | 27415.04 | 27748.96 | 27712.96 | 27176.24 | 26034.52 | 24775.38 | 24105.79 | 22493.88 | 20237.21 | 18685.6 | 522.5883 | 27748.96 | 7 | 2016
2016-07-26 | 17552.08 | 16868.3 | 16289.7 | 16014.59 | 16169.48 | 16778.88 | 17501.83 | 18464.19 | 19577.13 | 21092.73 | 23185.89 | 24853.08 | 26145.51 | 27189.62 | 27842.74 | 28234.69 | 28230.1 | 27688.78 | 26500.9 | 25206.28 | 24504.46 | 22853.36 | 20440.26 | 18867.11 | 528.0517 | 28234.69 | 7 | 2016
2016-07-27 | 17698.39 | 17785.12 | 17140.47 | 16807.72 | 16916.16 | 17492.8 | 18216.96 | 19290.84 | 20660.53 | 23049.77 | 25520.15 | 27444.77 | 28839.45 | 29851.84 | 30378.68 | 30597.54 | 30441.72 | 29811.68 | 28551.51 | 27181.08 | 26397.06 | 24634.71 | 22031.23 | 19925.62 | 566.6658 | 30597.54 | 7 | 2016
2016-07-28 | 18632.35 | 17607.55 | 16975.69 | 16654.2 | 16771.26 | 17354.25 | 18081.35 | 19133.4 | 20418.04 | 22677.89 | 25081.49 | 26970.11 | 28364.19 | 29404.67 | 29975.85 | 30244.33 | 30128.85 | 29515.96 | 28256.69 | 26891.56 | 26108.68 | 24356.62 | 21763.32 | 19753.07 | 561.1214 | 30244.33 | 7 | 2016
2016-07-29 | 18504.71 | 17174.04 | 16572.13 | 16288.06 | 16445.79 | 17084.11 | 17826.4 | 18832.19 | 20007.69 | 21808.37 | 23994.96 | 25717.4 | 27017.29 | 28013.61 | 28594.09 | 28891.09 | 28823.45 | 28255.43 | 27052.88 | 25743.82 | 24995.18 | 23309.7 | 20796.41 | 19152.25 | 540.9011 | 28891.09 | 7 | 2016
2016-07-30 | 17978.38 | 17083.09 | 16413.98 | 15985.09 | 15791.56 | 15571.88 | 15516.86 | 16868.55 | 18663.67 | 20312.31 | 22375 | 24200.07 | 25582.15 | 26555.63 | 27186.42 | 27525.82 | 27541.56 | 27052.72 | 25919.09 | 24725.02 | 24049.52 | 22528.82 | 20383.58 | 18924.32 | 514.7351 | 27541.56 | 7 | 2016
2016-07-31 | 17838.28 | 16960.33 | 16300.41 | 15879.63 | 15693.26 | 15481.54 | 15433.33 | 16768.15 | 18532.89 | 20143.92 | 22068.33 | 23853.54 | 25214.67 | 26183.63 | 26822.11 | 27177.04 | 27211.91 | 26738.93 | 25620.06 | 24446.39 | 23781.35 | 22277.41 | 20228.35 | 18780.58 | 509.436 | 27211.91 | 7 | 2016
2016-08-01 | 18130.25 | 18274.22 | 17571.67 | 17226.03 | 17420.19 | 18328.67 | 19160.36 | 20112.43 | 21512.61 | 23494.17 | 25650.78 | 27374.03 | 28709.05 | 29701.51 | 30274.24 | 30543.53 | 30435.78 | 29794.61 | 28598.65 | 27507.74 | 26753.53 | 24766.12 | 22339.45 | 20377.95 | 574.0576 | 30543.53 | 8 | 2016
2016-08-02 | 19068.32 | 17779.94 | 17111.83 | 16793.76 | 16990.12 | 17891.94 | 18717.12 | 19592.62 | 20863.5 | 22589.95 | 24581.44 | 26180.05 | 27440.35 | 28431.42 | 29039.08 | 29379.88 | 29339.84 | 28747.39 | 27600.81 | 26569.94 | 25879.77 | 23954.57 | 21601.26 | 19755.29 | 555.9002 | 29379.88 | 8 | 2016
2016-08-03 | 18566.98 | 17415.13 | 16774.24 | 16479.95 | 16696.5 | 17617.1 | 18451.8 | 19279.54 | 20461.98 | 22007.65 | 23878.35 | 25388.77 | 26604.83 | 27589.54 | 28219.72 | 28600.3 | 28602.49 | 28041.91 | 26926.64 | 25933.23 | 25271.1 | 23384.93 | 21134.5 | 19320.59 | 542.6478 | 28602.49 | 8 | 2016
2016-08-04 | 18150.02 | 16215.59 | 15664.37 | 15447.99 | 15732.65 | 16715.63 | 17570.04 | 18241.2 | 19127.34 | 20255.62 | 21529.34 | 22701.11 | 23711.77 | 24607.01 | 25249.09 | 25710.33 | 25817.6 | 25362.56 | 24391.17 | 23551.17 | 23026.51 | 21350.01 | 19442.12 | 17759.04 | 497.3293 | 25817.6 | 8 | 2016
2016-08-05 | 16857.15 | 16766.33 | 16172.57 | 15927.51 | 16195.6 | 17177.48 | 18037.4 | 18791.64 | 19820.38 | 21121.78 | 22694.81 | 24062.47 | 25229.95 | 26232.37 | 26932.51 | 27395.83 | 27480.85 | 26967.95 | 25878.13 | 24916.96 | 24256.92 | 22414.48 | 20331.85 | 18563.82 | 520.2267 | 27480.85 | 8 | 2016
2016-08-06 | 17429.33 | 16883.97 | 16194.98 | 15773.2 | 15626.63 | 15625.77 | 15574.67 | 16752.85 | 18532.18 | 20178.78 | 21692.2 | 23166.42 | 24384.98 | 25313.49 | 25991.85 | 26426.82 | 26536.58 | 26079.62 | 25064.13 | 24215.46 | 23627.53 | 21924.76 | 20102.06 | 18475.3 | 501.5736 | 26536.58 | 8 | 2016
2016-08-07 | 17488.39 | 17148.21 | 16439.61 | 16000.96 | 15839.13 | 15825.64 | 15777.13 | 16988.86 | 18834.58 | 20563.6 | 22227.35 | 23790.12 | 25074.28 | 26045.75 | 26742.27 | 27176.25 | 27275.33 | 26796.05 | 25735.01 | 24844.11 | 24208.84 | 22457.56 | 20532 | 18868.09 | 512.6791 | 27275.33 | 8 | 2016
2016-08-08 | 17784.65 | 16518.46 | 15946.57 | 15715.21 | 16005.1 | 17001.71 | 17881.71 | 18604.75 | 19583.36 | 20819.39 | 22287.2 | 23611.22 | 24767.79 | 25769.19 | 26486.62 | 26976.71 | 27090.34 | 26600.48 | 25531.55 | 24600.9 | 23957.91 | 22139.13 | 20112.11 | 18356.34 | 514.1484 | 27090.34 | 8 | 2016
2016-08-09 | 17239.36 | 16079.18 | 15541.51 | 15337.12 | 15637.53 | 16649.94 | 17537.99 | 18179.13 | 19011.85 | 20079.06 | 21277.44 | 22312.5 | 23213.89 | 24000.05 | 24549.08 | 24943.28 | 25030.06 | 24607.25 | 23711.68 | 22962.27 | 22490.98 | 20930.53 | 19081.69 | 17454.72 | 487.8581 | 25030.06 | 8 | 2016
2016-08-10 | 16576.54 | 15857.2 | 15338.13 | 15150.1 | 15465.3 | 16493.3 | 17391.19 | 17999.97 | 18771.83 | 19763.64 | 20886.69 | 21798.66 | 22655.22 | 23418.93 | 23965.47 | 24372.11 | 24480.55 | 24082.55 | 23218.81 | 22505.85 | 22061.17 | 20581.81 | 18762.61 | 17163.78 | 478.7614 | 24480.55 | 8 | 2016
2016-08-11 | 16334.02 | 16672.41 | 16090.62 | 15848.27 | 16114.35 | 17097.87 | 17990.19 | 18706.98 | 19688.92 | 20941.3 | 22438.41 | 23709.41 | 24756.5 | 25637.3 | 26225.59 | 26616.32 | 26677.82 | 26204.43 | 25207.68 | 24363.48 | 23787.82 | 22015.66 | 20041.25 | 18331.41 | 511.498 | 26677.82 | 8 | 2016
2016-08-12 | 17292.72 | 17024.99 | 16416.59 | 16159.23 | 16423.42 | 17423.28 | 18327.05 | 19097.64 | 20164.05 | 21519.67 | 23189.83 | 24551.36 | 25660.12 | 26563.1 | 27146.31 | 27499.91 | 27526.83 | 27019.59 | 25970.22 | 25070.1 | 24419.79 | 22587.61 | 20508.02 | 18762.24 | 526.3237 | 27526.83 | 8 | 2016
2016-08-13 | 17650.85 | 16481.89 | 15825.17 | 15432.08 | 15311.94 | 15347.29 | 15339.99 | 16456.31 | 18128.95 | 19644.9 | 21033.39 | 22313.2 | 23476.08 | 24389.23 | 25081.44 | 25551.39 | 25715.35 | 25307.4 | 24331.71 | 23549.24 | 22977.87 | 21358.26 | 19611.18 | 18026.17 | 488.3413 | 25715.35 | 8 | 2016
2016-08-14 | 17085.56 | 16536.25 | 15874.87 | 15477.97 | 15352.36 | 15381.2 | 15376.63 | 16501.5 | 18194.28 | 19733.52 | 21156.02 | 22507.41 | 23734.27 | 24714.09 | 25463.23 | 25975.89 | 26163.59 | 25747.4 | 24727.75 | 23906.4 | 23291.46 | 21600.75 | 19823.19 | 18208.39 | 492.534 | 26163.59 | 8 | 2016
2016-08-15 | 17180.51 | 17056.54 | 16448.67 | 16186.63 | 16455 | 17452.35 | 18374.11 | 19151.05 | 20241.27 | 21622.27 | 23353.92 | 24778.43 | 25963.61 | 26931.61 | 27570.82 | 27965.86 | 28017.43 | 27506.06 | 26417.06 | 25488.58 | 24796.44 | 22927.95 | 20780.06 | 18998.8 | 531.665 | 28017.43 | 8 | 2016
2016-08-16 | 17818.69 | 18053.78 | 17371.56 | 17042.51 | 17235.61 | 18166.63 | 19075.4 | 19961.19 | 21271.99 | 23119.95 | 25173.54 | 26812.56 | 28076.81 | 29037.9 | 29587.64 | 29865.4 | 29809.24 | 29231.61 | 28083.14 | 27098.58 | 26355.06 | 24396.89 | 22021.31 | 20142.94 | 564.8099 | 29865.4 | 8 | 2016
2016-08-17 | 18837.71 | 17218.42 | 16597.58 | 16322.03 | 16559.18 | 17526.76 | 18447.42 | 19227.41 | 20341 | 21779.14 | 23565.8 | 25018.54 | 26202.16 | 27172.52 | 27796.82 | 28184.25 | 28231.81 | 27721.36 | 26630.24 | 25712.37 | 25025.32 | 23147.46 | 20959.66 | 19174.92 | 537.3999 | 28231.81 | 8 | 2016
2016-08-18 | 18021.93 | 17461.72 | 16824.21 | 16534.18 | 16761.43 | 17726.39 | 18654.33 | 19460.79 | 20624.53 | 22175.91 | 24025.76 | 25507.69 | 26681.42 | 27610.66 | 28176.71 | 28502.69 | 28506.94 | 27984.19 | 26899.45 | 25989.66 | 25301.67 | 23416.2 | 21193.03 | 19405.72 | 543.4472 | 28506.94 | 8 | 2016
2016-08-19 | 18230.64 | 16952.56 | 16351.75 | 16101.76 | 16373.13 | 17392.02 | 18338.21 | 19089.74 | 20132.58 | 21460.6 | 23101.21 | 24464.37 | 25592.93 | 26526.88 | 27140.33 | 27522.59 | 27585.65 | 27098.29 | 26036.22 | 25150.74 | 24464.68 | 22616.03 | 20532.69 | 18784.65 | 527.0403 | 27585.65 | 8 | 2016
2016-08-20 | 17656.97 | 16263.97 | 15626.13 | 15250.14 | 15146.78 | 15211.38 | 15249.58 | 16326.6 | 17936.17 | 19376.33 | 20693.69 | 21869.97 | 23003.46 | 23908.86 | 24606.96 | 25094.53 | 25295.46 | 24922.67 | 23968.4 | 23234.78 | 22659.63 | 21092.95 | 19373.23 | 17812.66 | 481.5813 | 25295.46 | 8 | 2016
2016-08-21 | 16873.03 | 16054.56 | 15433.08 | 15071.43 | 14981.39 | 15061.78 | 15112.79 | 16159.66 | 17714.21 | 19086.79 | 20336.13 | 21422.35 | 22489.53 | 23370.66 | 24061.91 | 24556.34 | 24774.99 | 24425 | 23501.12 | 22804.7 | 22253.1 | 20762.38 | 19071.34 | 17537.8 | 472.9161 | 24774.99 | 8 | 2016
2016-08-22 | 16611 | 16118.74 | 15582.21 | 15382.94 | 15705.19 | 16760.33 | 17731.86 | 18380.07 | 19239.17 | 20332.48 | 21588.08 | 22788.13 | 23877.51 | 24849.37 | 25562.66 | 26073.01 | 26250.5 | 25829.51 | 24809.13 | 23981.36 | 23335.47 | 21571.19 | 19653.58 | 17949.32 | 499.9628 | 26250.5 | 8 | 2016
2016-08-23 | 16827.77 | 16206.37 | 15661.95 | 15453.48 | 15747.91 | 16773.99 | 17738.5 | 18381.96 | 19247.84 | 20356.35 | 21638.13 | 22855.79 | 23930.83 | 24899.53 | 25599.36 | 26107.68 | 26285.28 | 25868.91 | 24855.24 | 24043.22 | 23414.99 | 21640.66 | 19719.64 | 18019.33 | 501.2747 | 26285.28 | 8 | 2016
2016-08-24 | 16901.85 | 16041.58 | 15509.53 | 15311.93 | 15615.38 | 16650.46 | 17622.41 | 18243.85 | 19070.27 | 20129.33 | 21357.76 | 22512.4 | 23576.44 | 24552.53 | 25271.71 | 25805.39 | 26007.59 | 25606.06 | 24600.42 | 23801.63 | 23178.49 | 21443.4 | 19534.11 | 17844.61 | 496.1891 | 26007.59 | 8 | 2016
2016-08-25 | 16739.01 | 15811.42 | 15297.81 | 15116.12 | 15435.36 | 16490.13 | 17476.67 | 18063.78 | 18826.76 | 19808.6 | 20955.38 | 21969.13 | 22964.65 | 23889.7 | 24578.68 | 25101.64 | 25312.74 | 24938.28 | 23980.62 | 23236.22 | 22652.24 | 21020.44 | 19152.09 | 17501.94 | 486.3194 | 25312.74 | 8 | 2016
2016-08-26 | 16471.4 | 15397.96 | 14916.44 | 14770.38 | 15135.8 | 16255.72 | 17267.47 | 17804.18 | 18450.13 | 19287.57 | 20265.99 | 21054.5 | 21825.45 | 22616.16 | 23215.71 | 23678.85 | 23879.52 | 23546.8 | 22687.88 | 22040.4 | 21528.49 | 20107.69 | 18331.91 | 16767.97 | 467.3044 | 23879.52 | 8 | 2016
2016-08-27 | 15873.9 | 14741.28 | 14220.82 | 13946.95 | 13937.05 | 14103.73 | 14208.5 | 15073.48 | 16290.89 | 17247.15 | 18077.93 | 18818.55 | 19539.72 | 20184.58 | 20763.33 | 21244.04 | 21545.71 | 21340.9 | 20690.71 | 20267.41 | 19930.74 | 18690.4 | 17170.28 | 15799.65 | 423.7077 | 21545.71 | 8 | 2016
2016-08-28 | 15109.44 | 14610.82 | 14101.83 | 13837.78 | 13839.84 | 14024.31 | 14141.42 | 14983.66 | 16157.18 | 17061.94 | 17829.38 | 18494.89 | 19138.46 | 19707.75 | 20224.89 | 20662.79 | 20934.3 | 20762.41 | 20166.09 | 19799.33 | 19508.33 | 18313.5 | 16839.68 | 15513.77 | 415.7638 | 20934.3 | 8 | 2016
2016-08-29 | 14921.71 | 16790.89 | 16210.41 | 15972.91 | 16269.19 | 17325.19 | 18343.35 | 19058.45 | 20054.43 | 21325.44 | 22892.05 | 24212.85 | 25319.37 | 26228.02 | 26824.54 | 27201.51 | 27291.04 | 26843.38 | 25811.47 | 24994.91 | 24303 | 22470.36 | 20436.09 | 18708.82 | 519.8094 | 27291.04 | 8 | 2016
2016-08-30 | 17470.03 | 17021.11 | 16421.9 | 16165.68 | 16425.94 | 17445.78 | 18455.45 | 19184.39 | 20222.87 | 21553.66 | 23234.53 | 24603.08 | 25719.35 | 26634.56 | 27214.94 | 27579.02 | 27655.44 | 27199.74 | 26157.68 | 25339.41 | 24648.48 | 22798.77 | 20702.76 | 18964.18 | 528.8188 | 27655.44 | 8 | 2016
2016-08-31 | 17759.75 | 16207.86 | 15668.97 | 15465.17 | 15770.08 | 16829.53 | 17852.97 | 18476.97 | 19318.86 | 20403.78 | 21655.44 | 22819.75 | 23826.31 | 24714.43 | 25333.67 | 25777.23 | 25939.41 | 25552.59 | 24587.88 | 23855.46 | 23238.42 | 21508.44 | 19626.14 | 17963.34 | 500.1524 | 25939.41 | 8 | 2016
2016-09-01 | 17174.92 | 15652.66 | 15179.62 | 15006.17 | 15320.51 | 16362.41 | 17407.71 | 17852.81 | 18609.97 | 19713.75 | 21227.37 | 22555.86 | 23701.16 | 24728.66 | 25436.7 | 25920.95 | 25951.07 | 25280.15 | 24282.12 | 23765.97 | 22574.93 | 20678.33 | 18686.15 | 17155.74 | 490.2257 | 25951.07 | 9 | 2016
2016-09-02 | 16266.84 | 15491.82 | 15031.58 | 14875.4 | 15218.33 | 16301.17 | 17361.19 | 17794.1 | 18509.4 | 19490.1 | 20921.81 | 22184.4 | 23288.99 | 24287.9 | 24985.89 | 25461.23 | 25495.96 | 24837.35 | 23857.78 | 23357.02 | 22161.84 | 20284.72 | 18400.57 | 16892.99 | 482.7584 | 25495.96 | 9 | 2016
2016-09-03 | 16000.2 | 15395.03 | 14857.17 | 14544.18 | 14496.96 | 14637.51 | 14816 | 15632.75 | 17023.43 | 18272.99 | 19393.36 | 20666.58 | 21768.31 | 22648.22 | 23305.91 | 23751.11 | 23825.95 | 23251.27 | 22391.74 | 22059.19 | 20980.57 | 19331.02 | 17846.48 | 16506.72 | 453.4027 | 23825.95 | 9 | 2016
2016-09-04 | 15796.73 | 15848.4 | 15275.63 | 14932.52 | 14854.8 | 14964.47 | 15141.71 | 16020.38 | 17536.1 | 18937.83 | 20421.68 | 21948.17 | 23252.21 | 24302.07 | 25076.31 | 25585.86 | 25676.54 | 25049.67 | 24050.47 | 23585.22 | 22370.33 | 20553.55 | 18742 | 17307.63 | 477.2303 | 25676.54 | 9 | 2016
2016-09-05 | 16209.29 | 15072.06 | 14524.43 | 14220.41 | 14264.5 | 14615.55 | 14935.02 | 15555.35 | 16884.51 | 18419.25 | 20091.28 | 21683.8 | 22850.06 | 23821.67 | 24583.99 | 25130.4 | 25153.83 | 24378.53 | 23298.98 | 22849.07 | 21671.44 | 19884.27 | 18198.72 | 16758.86 | 465.0553 | 25153.83 | 9 | 2016
2016-09-06 | 15961.57 | 15537.95 | 15074.03 | 14908.74 | 15228.16 | 16278.9 | 17350.17 | 17777.2 | 18511.82 | 19550.96 | 21049.68 | 22409.3 | 23625.04 | 24747.75 | 25550.92 | 26119.61 | 26215.37 | 25557.88 | 24512.73 | 23971.98 | 22720.93 | 20786.72 | 18750.67 | 17199.08 | 489.3972 | 26215.37 | 9 | 2016
2016-09-07 | 16185.37 | 16332.97 | 15812.44 | 15597.71 | 15878.66 | 16905.58 | 17983.83 | 18505.19 | 19419.09 | 20987.25 | 22752.74 | 24284.85 | 25553.79 | 26628.94 | 27316.3 | 27739.21 | 27715.54 | 26997.75 | 25914.56 | 25335.9 | 24034.64 | 22028.98 | 19723.44 | 18087.3 | 517.722 | 27739.21 | 9 | 2016
2016-09-08 | 16979.75 | 15722.4 | 15246.67 | 15071.06 | 15384.11 | 16437.74 | 17525.89 | 17969.93 | 18740.28 | 19899.91 | 21450.76 | 22836.62 | 24047 | 25137.82 | 25893.06 | 26410.93 | 26475.48 | 25812.25 | 24770.91 | 24243 | 22982.22 | 21037.7 | 18947.09 | 17393.8 | 496.4164 | 26475.48 | 9 | 2016
2016-09-09 | 16400.2 | 15196.19 | 14760.73 | 14626.27 | 14989.22 | 16104.17 | 17214.64 | 17598.13 | 18235.18 | 19119.85 | 20346.08 | 21547.96 | 22641.1 | 23665.06 | 24406.64 | 24936.7 | 25038.45 | 24424.63 | 23455.34 | 23000.27 | 21785.34 | 19918.97 | 18133.24 | 16645.54 | 474.1899 | 25038.45 | 9 | 2016
2016-09-10 | 15733.6 | 14601.2 | 14123.61 | 13863.38 | 13859.61 | 14047.05 | 14276.42 | 14984.35 | 16186.6 | 17199.49 | 18110.6 | 19007.51 | 19976.19 | 20941.01 | 21742.05 | 22355.27 | 22586.81 | 22094.4 | 21251.04 | 20974.75 | 19887.82 | 18499.58 | 17056.56 | 15755.11 | 429.114 | 22586.81 | 9 | 2016
2016-09-11 | 15026.8 | 14357.06 | 13898.51 | 13654.81 | 13666.93 | 13872.35 | 14112.38 | 14785.63 | 15922.71 | 16855.76 | 17683.46 | 18505.23 | 19288.04 | 20182.92 | 20957.97 | 21566.25 | 21810.83 | 21347.6 | 20554.97 | 20334.42 | 19308.08 | 18067.38 | 16663.81 | 15400.12 | 417.824 | 21810.83 | 9 | 2016
2016-09-12 | 14700.41 | 14061.51 | 13719.33 | 13662.21 | 14114.79 | 15327.1 | 16487.52 | 16705.91 | 17026.06 | 17526.11 | 18139.68 | 18633.72 | 19087.51 | 19615.49 | 20049.75 | 20405.55 | 20476 | 20012.54 | 19402.67 | 19316.62 | 18622.24 | 17434.08 | 15995.89 | 14746.48 | 415.2692 | 20476 | 9 | 2016
2016-09-13 | 14229.63 | 13927.03 | 13594.83 | 13543.59 | 13981.26 | 15178.29 | 16338.21 | 16521.16 | 16790.12 | 17233.52 | 17792.07 | 18228.96 | 18624.07 | 19048.96 | 19429.49 | 19786.97 | 19873.89 | 19439.31 | 18936.83 | 18922.83 | 18289.33 | 17136.67 | 15726.98 | 14511.59 | 407.0856 | 19873.89 | 9 | 2016
2016-09-14 | 14064.54 | 14479.18 | 14100.76 | 14009.62 | 14403.53 | 15550.64 | 16701.36 | 16967.28 | 17406.57 | 18054.55 | 18856.34 | 19639.08 | 20501.01 | 21359.47 | 22003.85 | 22513.97 | 22658.47 | 22145.45 | 21347.87 | 21095.95 | 20039.05 | 18571.72 | 17003.39 | 15634.83 | 439.1085 | 22658.47 | 9 | 2016
2016-09-15 | 14857.62 | 14570.74 | 14185.3 | 14088.09 | 14475.71 | 15616.55 | 16768.01 | 17046.34 | 17511.34 | 18190.48 | 19028.48 | 19905.99 | 20814.49 | 21713.77 | 22387.57 | 22915.45 | 23066.35 | 22542.72 | 21713.05 | 21431.47 | 20342.7 | 18788 | 17197.62 | 15807.86 | 444.9657 | 23066.35 | 9 | 2016
2016-09-16 | 15012.14 | 14207.65 | 13853.55 | 13789.59 | 14225.78 | 15435.56 | 16615.3 | 16845.87 | 17196.53 | 17735.28 | 18401.25 | 18963.8 | 19536.09 | 20226.41 | 20740.97 | 21153.59 | 21262.99 | 20790.36 | 20105.22 | 19964.71 | 19057.92 | 17811.61 | 16331.9 | 15045.3 | 424.3094 | 21262.99 | 9 | 2016
2016-09-17 | 14440.94 | 13823.31 | 13419.08 | 13222.81 | 13288.18 | 13569.8 | 13873.25 | 14445.56 | 15390.51 | 16094.23 | 16659.37 | 17199.93 | 17716.4 | 18187.04 | 18607.84 | 18969.49 | 19140.81 | 18859.89 | 18425.22 | 18460.38 | 17799.04 | 16717.64 | 15480.06 | 14376.56 | 388.1673 | 19140.81 | 9 | 2016
2016-09-18 | 13958.55 | 14007.09 | 13585.4 | 13373.69 | 13425.02 | 13694.5 | 13997.27 | 14597.22 | 15598.61 | 16372.72 | 17010.9 | 17615.89 | 18179.18 | 18679.93 | 19112.6 | 19522.72 | 19725.16 | 19346.47 | 18862.37 | 18866.15 | 18172.06 | 17056.39 | 15787.48 | 14653.85 | 395.2012 | 19725.16 | 9 | 2016
2016-09-19 | 14180.23 | 15067.56 | 14648.91 | 14525.72 | 14913.44 | 16070.18 | 17255.77 | 17604.54 | 18197.08 | 19030.81 | 20170.23 | 21305.69 | 22338.53 | 23288.55 | 23964.52 | 24448.36 | 24556.01 | 23987.88 | 23075.03 | 22719.78 | 21515.05 | 19682.35 | 17993.38 | 16540.87 | 467.0805 | 24556.01 | 9 | 2016
2016-09-20 | 15574.48 | 14997.54 | 14584.61 | 14463.39 | 14836 | 15982.51 | 17171.03 | 17489.28 | 18037.66 | 18826.58 | 19865.9 | 20895.04 | 21792.94 | 22620.52 | 23185.6 | 23597.68 | 23676.57 | 23138.63 | 22316.5 | 22062.16 | 20950.92 | 19249.51 | 17653.56 | 16258.98 | 459.2276 | 23676.57 | 9 | 2016
2016-09-21 | 15435.04 | 14657.66 | 14287.9 | 14205.17 | 14616.63 | 15806.2 | 17015.62 | 17265.83 | 17673.8 | 18290.32 | 19035.14 | 19741.86 | 20433.62 | 21092.76 | 21545.23 | 21903.01 | 21989.15 | 21528.27 | 20853.37 | 20746.07 | 19762.43 | 18413.17 | 16918.14 | 15621.29 | 438.8377 | 21989.15 | 9 | 2016
2016-09-22 | 14955.67 | 13980.56 | 13678.18 | 13654.92 | 14123.2 | 15371.19 | 16604.49 | 16744.36 | 16932.06 | 17276.37 | 17734.01 | 18081.87 | 18404.57 | 18769.62 | 19043.21 | 19354.96 | 19483.02 | 19131.24 | 18749.81 | 18820.54 | 18201.03 | 17082.67 | 15722.76 | 14556.34 | 406.4567 | 19483.02 | 9 | 2016
2016-09-23 | 14139.9 | 13993.58 | 13704.64 | 13700.17 | 14199.74 | 15493.29 | 16747.85 | 16882.09 | 17033.28 | 17328.27 | 17724.96 | 18015.37 | 18293.67 | 18615.86 | 18859.89 | 19098.9 | 19198.85 | 18935.3 | 18577.71 | 18666.67 | 18042.39 | 16939.9 | 15611.17 | 14471.77 | 404.2752 | 19198.85 | 9 | 2016
2016-09-24 | 14042.57 | 13300.26 | 12953.84 | 12808.53 | 12928.28 | 13285.31 | 13656.8 | 14125.84 | 14875.52 | 15343.57 | 15650.56 | 15934.39 | 16225.16 | 16503.59 | 16787.47 | 17075.55 | 17255.15 | 17063.8 | 16790.19 | 17008.9 | 16468.13 | 15524.28 | 14432.67 | 13469.98 | 363.5103 | 17255.15 | 9 | 2016
2016-09-25 | 13251.45 | 13568.28 | 13250.27 | 13132.95 | 13280.85 | 13666.02 | 14055.15 | 14504.78 | 15190.19 | 15574.73 | 15790.02 | 15982.45 | 16191.17 | 16398.48 | 16631.97 | 16899.57 | 17097.09 | 16961.39 | 16754.92 | 17031.42 | 16538.41 | 15640.36 | 14591.69 | 13672.73 | 365.6563 | 17097.09 | 9 | 2016
2016-09-26 | 13452.39 | 14269.03 | 14051.21 | 14111.2 | 14685.56 | 16051.65 | 17358.73 | 17427.03 | 17408.01 | 17485.65 | 17643.66 | 17695.97 | 17765.11 | 17893.1 | 17999.84 | 18174.97 | 18302.75 | 18164.45 | 17983.56 | 18237.11 | 17747.23 | 16777.01 | 15570.44 | 14549.67 | 400.8053 | 18302.75 | 9 | 2016
2016-09-27 | 14215.94 | 14074.24 | 13840.11 | 13880.99 | 14416.13 | 15744.61 | 17043.57 | 17102.35 | 17101.09 | 17210.13 | 17408.54 | 17495.93 | 17584.45 | 17745.54 | 17871.31 | 18063.76 | 18192.61 | 18035.5 | 17832.66 | 18084.12 | 17592.45 | 16609.27 | 15387.06 | 14356.41 | 396.8888 | 18192.61 | 9 | 2016
2016-09-28 | 14076.31 | 13983.82 | 13658.43 | 13613.68 | 14061.22 | 15300.62 | 16564.54 | 16723.79 | 16977.69 | 17406.72 | 17967.4 | 18433.42 | 18871.24 | 19388.08 | 19834.38 | 20222.98 | 20373.05 | 19981.32 | 19385.77 | 19396.26 | 18643.57 | 17449.45 | 16030.06 | 14804.7 | 413.1485 | 20373.05 | 9 | 2016
2016-09-29 | 14230.19 | 14311.51 | 13968.79 | 13909.45 | 14344.5 | 15573.68 | 16839.29 | 17032.76 | 17349.29 | 17855.64 | 18494.16 | 19024.18 | 19582.88 | 20210.76 | 20656.22 | 21028.82 | 21161.11 | 20751.92 | 20122.34 | 20097.77 | 19168.16 | 17940.24 | 16489.81 | 15235.22 | 425.3787 | 21161.11 | 9 | 2016
2016-09-30 | 14614.57 | 14896.28 | 14550.73 | 14498.28 | 14950 | 16204.03 | 17489.63 | 17727.21 | 18091.84 | 18646.43 | 19343.02 | 20103.05 | 20849.2 | 21586.11 | 22120.77 | 22553.13 | 22734.87 | 22334.97 | 21625.79 | 21511.63 | 20425.12 | 18894.77 | 17388.74 | 16078.88 | 449.219 | 22734.87 | 9 | 2016
2016-10-01 | 15231.44 | 14061.47 | 13759.18 | 13616.14 | 13682 | 13859.64 | 14168.75 | 14800.37 | 15678.6 | 16720.06 | 17765.32 | 18812.33 | 19804.07 | 20681.37 | 21400.97 | 21936.86 | 22118.4 | 21771.12 | 21556.84 | 21219.49 | 19895.83 | 18165.97 | 16156.9 | 15110.39 | 421.9735 | 22118.4 | 10 | 2016
2016-10-02 | 14508.46 | 13732.22 | 13446.74 | 13317.74 | 13397.72 | 13592.02 | 13909.24 | 14504.28 | 15317.38 | 15889.22 | 16755.76 | 17650.31 | 18518.46 | 19304.49 | 19970.39 | 20483.71 | 20668.86 | 20355.01 | 20222.96 | 19977.76 | 18730.55 | 17084.86 | 15510.76 | 14637.17 | 401.4861 | 20668.86 | 10 | 2016
2016-10-03 | 14082.92 | 13642.88 | 13439.71 | 13450.48 | 13866 | 14847.1 | 15918.4 | 16424.38 | 16830.23 | 17369.28 | 18060.4 | 18639.15 | 19212.42 | 19818.81 | 20257.51 | 20603.68 | 20646.95 | 20298.18 | 20241.57 | 20016.25 | 18814.9 | 17105.19 | 15446.39 | 14520.06 | 413.5528 | 20646.95 | 10 | 2016
2016-10-04 | 13959.48 | 13471.43 | 13300.9 | 13339.1 | 13764.12 | 14756.39 | 15828.57 | 16217.49 | 16391.82 | 16654.31 | 17031.11 | 17266.52 | 17499.28 | 17819.74 | 18039.54 | 18267.77 | 18298.78 | 18068.89 | 18252.25 | 18269.69 | 17288.5 | 15819.82 | 14846.64 | 14022.42 | 388.4746 | 18298.78 | 10 | 2016
2016-10-05 | 13652.11 | 13388.27 | 13193.88 | 13209.07 | 13610.34 | 14580.59 | 15636.49 | 15904.8 | 16203.84 | 16624.12 | 17184.74 | 17619.52 | 18044.23 | 18537.39 | 18885.65 | 19185.03 | 19219.67 | 18908.52 | 18947.6 | 18843.18 | 17736.62 | 16114.81 | 14969.01 | 14092.28 | 394.2918 | 19219.67 | 10 | 2016
2016-10-06 | 13631.23 | 13282.57 | 13091.11 | 13108.44 | 13512.35 | 14486.99 | 15545.91 | 15749.68 | 15981.76 | 16369.07 | 16891.79 | 17286.25 | 17673.38 | 18133.87 | 18457.84 | 18740.63 | 18767.54 | 18460.92 | 18523.8 | 18448.18 | 17363.7 | 15815.46 | 14802.14 | 13937.83 | 388.0624 | 18767.54 | 10 | 2016
2016-10-07 | 13521.43 | 13235.81 | 13047.18 | 13075.29 | 13501.13 | 14514.83 | 15589.49 | 15795.5 | 15944.91 | 16288.92 | 16752.14 | 17087.59 | 17424.53 | 17832.46 | 18116.75 | 18359.82 | 18372.42 | 18073.99 | 18161.57 | 18109.9 | 17022.43 | 15641.93 | 14649.14 | 13801.62 | 383.9208 | 18372.42 | 10 | 2016
2016-10-08 | 13398.95 | 13141.35 | 12893.4 | 12796.41 | 12911.19 | 13155.24 | 13515.9 | 14030.92 | 14702.22 | 15104.99 | 15375.03 | 15642.17 | 15991.15 | 16523.09 | 17011.16 | 17424.89 | 17607.55 | 17392.57 | 17471.02 | 17476.02 | 16395.62 | 15382.25 | 14508.93 | 13736.46 | 363.5885 | 17607.55 | 10 | 2016
2016-10-09 | 13344.1 | 13284.36 | 13051.65 | 12969.81 | 13099.99 | 13360.52 | 13733.95 | 14237.88 | 14874.22 | 15231.87 | 15452.7 | 15671.18 | 15966.22 | 16424.9 | 16860.32 | 17252.15 | 17455.18 | 17300.29 | 17448.18 | 17516.58 | 16482.1 | 15448.73 | 14598.67 | 13849.6 | 364.9151 | 17516.58 | 10 | 2016
2016-10-10 | 13452.23 | 13451.91 | 13302.28 | 13362.29 | 13831.08 | 14881.18 | 16112.28 | 16462.37 | 16546.16 | 16692.45 | 16942.74 | 17067.95 | 17221.63 | 17460.03 | 17624.29 | 17815.2 | 17866.93 | 17698.59 | 17947.54 | 18048.56 | 17074.41 | 15739.58 | 14799.58 | 14000.12 | 385.4014 | 18048.56 | 10 | 2016
2016-10-11 | 13609.45 | 13545.27 | 13405.33 | 13472.7 | 13928.69 | 14963.86 | 16333.7 | 16648.04 | 16661.6 | 16725.26 | 16889.81 | 16923.82 | 16981.52 | 17154.82 | 17267.65 | 17447.45 | 17522.38 | 17410.91 | 17730.48 | 17907.18 | 16998.46 | 15715.23 | 14797.4 | 14027.49 | 384.0685 | 17907.18 | 10 | 2016
2016-10-12 | 13676.28 | 13825.25 | 13702.31 | 13787.22 | 14260.73 | 15314.27 | 17051.14 | 17353.12 | 17305.6 | 17287.04 | 17364.79 | 17318.09 | 17305.94 | 17420.24 | 17491.67 | 17661.62 | 17773.57 | 17736.6 | 18120.28 | 18352.55 | 17476.09 | 16091.41 | 15075.57 | 14323.51 | 393.0749 | 18352.55 | 10 | 2016
2016-10-13 | 13957.28 | 14134.6 | 14035.66 | 14144.86 | 14642.68 | 15720.54 | 17880.48 | 18158 | 18014.25 | 17868.5 | 17808.18 | 17626.96 | 17494.95 | 17506.56 | 17505.38 | 17649.93 | 17800.89 | 17861.85 | 18347.89 | 18667.06 | 17856.07 | 16533.86 | 15331.87 | 14611.4 | 401.1597 | 18667.06 | 10 | 2016
2016-10-14 | 14281.35 | 14765.22 | 14688.13 | 14829.8 | 15369.34 | 17074.48 | 19376.22 | 19672.58 | 19470.52 | 19235.04 | 19074.3 | 18809.35 | 18615.22 | 18568.91 | 18530.72 | 18667.1 | 18879.4 | 19048.04 | 19596.55 | 19946.87 | 19132.32 | 17821.16 | 16129.91 | 15291.93 | 426.8745 | 19946.87 | 10 | 2016
2016-10-15 | 14891.97 | 13722.64 | 13551.75 | 13530.75 | 13723.56 | 14054.87 | 14486.57 | 14936.4 | 15421.06 | 15585.92 | 15595.28 | 15602.38 | 15643.58 | 15710.03 | 15817.13 | 16095.01 | 16367.99 | 16453.02 | 16897.02 | 17249.55 | 16412.91 | 15510.81 | 14766.42 | 14122.32 | 366.1489 | 17249.55 | 10 | 2016
2016-10-16 | 13870.16 | 13426.78 | 13250.8 | 13223.49 | 13411.19 | 13742.31 | 14177.43 | 14615.86 | 15095.67 | 15258.92 | 15264.64 | 15264.68 | 15297.37 | 15354.51 | 15452.65 | 15581.73 | 15705.01 | 15730.02 | 16109.74 | 16482.56 | 15719.35 | 15126.53 | 14392.96 | 13757.62 | 355.312 | 16482.56 | 10 | 2016
2016-10-17 | 13511.54 | 13695.2 | 13578.73 | 13671.63 | 14175.2 | 15272.26 | 16985.42 | 17270.47 | 17194.99 | 17141.85 | 17177.44 | 17095.41 | 17063.21 | 17139.81 | 17181.98 | 17316.35 | 17420.08 | 17392 | 17790.61 | 18059.82 | 17160.1 | 15827.75 | 14943.66 | 14198.86 | 388.2644 | 18059.82 | 10 | 2016
2016-10-18 | 13835.93 | 13371.84 | 13237.3 | 13309.21 | 13772.02 | 14828.65 | 16148.61 | 16417.77 | 16375.48 | 16379.34 | 16480.6 | 16454.54 | 16456.97 | 16579.81 | 16647.68 | 16793.91 | 16873.06 | 16788.15 | 17142.69 | 17399.11 | 16489.01 | 15464.49 | 14571.24 | 13822.98 | 375.6404 | 17399.11 | 10 | 2016
2016-10-19 | 13504.75 | 13528.14 | 13403.31 | 13485.24 | 13958.11 | 15025.57 | 16553.53 | 16814.93 | 16737.12 | 16693.45 | 16744.49 | 16671.62 | 16633.36 | 16721.65 | 16765.01 | 16904.82 | 17004.94 | 16962.8 | 17354.37 | 17643.86 | 16751.98 | 15608.73 | 14725.57 | 13987.85 | 380.1852 | 17643.86 | 10 | 2016
2016-10-20 | 13652.74 | 13999.99 | 13888.97 | 13986.48 | 14473.82 | 15553.21 | 17602.97 | 17881.35 | 17783.96 | 17704.36 | 17723.41 | 17630.48 | 17581.45 | 17663.71 | 17706.81 | 17867.37 | 18021.75 | 18051.79 | 18471.61 | 18770.62 | 17877.21 | 16496.38 | 15297.75 | 14558.32 | 400.2465 | 18770.62 | 10 | 2016
2016-10-21 | 14177.49 | 14509.56 | 14431.21 | 14570.85 | 15110.21 | 16596.48 | 18963.48 | 19222.04 | 18991.05 | 18731.18 | 18545.05 | 18256.03 | 18038.85 | 17969.36 | 17905.5 | 18014.71 | 18219.54 | 18387.49 | 18943.55 | 19349.27 | 18517.43 | 17212.51 | 15703.88 | 15009.04 | 415.3758 | 19349.27 | 10 | 2016
2016-10-22 | 14620.08 | 14021.1 | 13894.3 | 13916.89 | 14155.03 | 14543.97 | 15035.32 | 15442.18 | 15816.67 | 15843.13 | 15702.12 | 15560.97 | 15469.87 | 15419.71 | 15440.28 | 15540.95 | 15709.47 | 15888.81 | 16539.34 | 17110.28 | 16393.36 | 15566.36 | 14898.4 | 14329.17 | 366.8578 | 17110.28 | 10 | 2016
2016-10-23 | 14109.3 | 13929.6 | 13795.33 | 13810.35 | 14041.52 | 14425.73 | 14918.44 | 15328.06 | 15717.76 | 15764.81 | 15646.61 | 15528.49 | 15457.15 | 15423.7 | 15455.07 | 15558.78 | 15722.48 | 15885.8 | 16503.52 | 17053.4 | 16308.09 | 15510.65 | 14833.5 | 14254.7 | 364.9828 | 17053.4 | 10 | 2016
2016-10-24 | 14010.95 | 15058.63 | 15019.28 | 15192.76 | 15775.41 | 17984.99 | 20420.29 | 20657.95 | 20315.39 | 19899.92 | 19554.33 | 19119.41 | 18784.88 | 18605.74 | 18468.57 | 18565.33 | 18845.35 | 19161.69 | 19844.65 | 20358.07 | 19595.36 | 18354.75 | 16752.85 | 15666.54 | 436.0131 | 20657.95 | 10 | 2016
2016-10-25 | 15225.31 | 15619.09 | 15605.71 | 15804.44 | 16879.41 | 19228.82 | 21695.71 | 21909.4 | 21463.06 | 20911.37 | 20427.4 | 19858.9 | 19396.95 | 19128.78 | 18927.41 | 19027.18 | 19383.15 | 19835.14 | 20632.17 | 21242.26 | 20559.08 | 19378.07 | 17822.79 | 16549.27 | 456.5109 | 21909.4 | 10 | 2016
2016-10-26 | 15813.47 | 15404.57 | 15376.73 | 15560.53 | 16377.83 | 18705.31 | 21166.76 | 21389.35 | 20996.85 | 20518.4 | 20115.32 | 19627.71 | 19237.24 | 19030.16 | 18870.39 | 18982.92 | 19317.5 | 19712.62 | 20447.28 | 21013.88 | 20282.98 | 19061.96 | 17474.09 | 16166.2 | 450.65 | 21389.35 | 10 | 2016
2016-10-27 | 15635.2 | 14850.2 | 14799.86 | 14959.36 | 15509.38 | 17456.02 | 19895.95 | 20111.02 | 19775.86 | 19383.22 | 19068.67 | 18659.93 | 18333.48 | 18178.46 | 18050.87 | 18156.03 | 18429.79 | 18722 | 19385.25 | 19911.25 | 19144.07 | 17895.96 | 16289.78 | 15420.58 | 428.0222 | 20111.02 | 10 | 2016
2016-10-28 | 15084.55 | 14017.7 | 13922.33 | 14043.47 | 14567.28 | 15712.24 | 17948.09 | 18181.48 | 17981.13 | 17776.63 | 17651.68 | 17423.09 | 17256.31 | 17226.62 | 17181.26 | 17277.02 | 17446.23 | 17547.33 | 18045.77 | 18453.46 | 17562.73 | 16226 | 15194.68 | 14494.32 | 398.2214 | 18453.46 | 10 | 2016
2016-10-29 | 14179.15 | 12946.41 | 12750.18 | 12701.93 | 12872.07 | 13210.59 | 13697.2 | 14120.97 | 14624.57 | 14828.45 | 14882.37 | 14935.3 | 15015.64 | 15112.33 | 15231.07 | 15358.42 | 15472.81 | 15466.1 | 15647.28 | 15882.49 | 15354.59 | 14726.19 | 13982.58 | 13332.24 | 346.3309 | 15882.49 | 10 | 2016
2016-10-30 | 13089.35 | 13032.98 | 12856.14 | 12826.71 | 13016.12 | 13375.66 | 13876.44 | 14281.25 | 14734.23 | 14874.22 | 14857.15 | 14837.63 | 14852.48 | 14891.33 | 14968.24 | 15075.42 | 15197.57 | 15227.12 | 15459.38 | 15700.02 | 15252.74 | 14662.28 | 13955.51 | 13341.51 | 344.2415 | 15700.02 | 10 | 2016
2016-10-31 | 13093.36 | 13742.79 | 13644.5 | 13755.52 | 14280.28 | 15422.28 | 17428.82 | 17650.86 | 17471.43 | 17297.43 | 17210.11 | 17019.7 | 16893.31 | 16885.98 | 16855.43 | 16949.36 | 17100.06 | 17167.25 | 17640.14 | 18048.8 | 17139.02 | 15831.91 | 14984.71 | 14273.47 | 387.7865 | 18048.8 | 10 | 2016
2016-11-01 | 13665.97 | 12943.88 | 12816.69 | 12899.02 | 13352.49 | 14474.45 | 15707.3 | 15911.42 | 15867.78 | 15812.71 | 15785.82 | 15713.31 | 15658.48 | 15638.1 | 15579.85 | 15691.43 | 16018.78 | 16315.4 | 16292.17 | 16544.64 | 16202.91 | 15498.43 | 14539.1 | 13721.13 | 362.6513 | 16544.64 | 11 | 2016
2016-11-02 | 13241.09 | 13423.88 | 13279.62 | 13348.59 | 13786.79 | 14890.45 | 16124.33 | 16372.94 | 16408.84 | 16447.15 | 16530.4 | 16580.75 | 16642.63 | 16728.32 | 16748.56 | 17014.22 | 17647.42 | 18184.53 | 17988.3 | 18280.89 | 17499.56 | 16420.04 | 15386.85 | 14498.57 | 383.4747 | 18280.89 | 11 | 2016
2016-11-03 | 13809.9 | 14070.71 | 14000.09 | 14141.92 | 14653.08 | 15829.17 | 17413.47 | 17787.25 | 17549.74 | 17221.93 | 16915.13 | 16626.68 | 16467.12 | 16359.13 | 16241.66 | 16346.75 | 16742.82 | 17503.59 | 17635.82 | 18211.16 | 17670.58 | 16632.53 | 15716.2 | 14945.71 | 390.4921 | 18211.16 | 11 | 2016
2016-11-04 | 14384.39 | 14460.12 | 14409.22 | 14578.42 | 15128.24 | 16355.21 | 18356.3 | 18730.6 | 18426.89 | 18005.25 | 17590.63 | 17120.93 | 16782.83 | 16631.46 | 16483.49 | 16566.44 | 17073.5 | 17952.28 | 18150.5 | 18770.87 | 18242.7 | 17033.16 | 16062.41 | 15313.9 | 402.6097 | 18770.87 | 11 | 2016
2016-11-05 | 14739.62 | 13616.06 | 13490.76 | 13515.79 | 13727.32 | 14146.33 | 14693.03 | 15191.92 | 15586.25 | 15581.24 | 15374.55 | 15208.8 | 15099.63 | 14981.27 | 14915.95 | 15060.34 | 15519.16 | 15992.02 | 16107.56 | 16503.57 | 16225.12 | 15661.56 | 14923.83 | 14279.68 | 360.1414 | 16503.57 | 11 | 2016
2016-11-06 | 13915.4 | 13552 | 13433.51 | 13449.4 | 13668.47 | 14071.56 | 14363.83 | 14781.47 | 15096.76 | 15086.97 | 14941.29 | 14853 | 14792.74 | 14720.29 | 14736.79 | 14907.82 | 15481.06 | 16305.59 | 16383.34 | 16138.92 | 15651.03 | 15041.32 | 14332.84 | 13724.41 | 353.4298 | 16383.34 | 11 | 2016
2016-11-07 | 13549.43 | 14199.05 | 14140.64 | 14282.21 | 14830.27 | 16026.66 | 17305.72 | 17548.95 | 17191.63 | 16861.37 | 16734.83 | 16633.53 | 16552.7 | 16500.08 | 16473.72 | 16601.9 | 17301.01 | 18737.31 | 18787.29 | 18186.14 | 17192.53 | 16339.11 | 15443.43 | 14693.68 | 392.1132 | 18787.29 | 11 | 2016
2016-11-08 | 14306.89 | 13950.03 | 13891.43 | 14028.85 | 14553.7 | 15727.82 | 16802.56 | 17000.81 | 16640.64 | 16430.72 | 16307.13 | 16166.24 | 16035.21 | 15954.7 | 15903.54 | 16025.3 | 16539.39 | 17759.39 | 17853.31 | 17316.12 | 16604.03 | 15909.83 | 15038.4 | 14317.96 | 381.064 | 17853.31 | 11 | 2016
2016-11-09 | 14033.19 | 14203.13 | 14157.97 | 14309.52 | 14848.13 | 16036.29 | 17390.54 | 17582.87 | 17133.17 | 16694.99 | 16538.22 | 16366.95 | 16210.22 | 16108.04 | 16041.85 | 16161.12 | 16691.52 | 18094.58 | 18233.86 | 17734.05 | 16844.52 | 16161.82 | 15301.74 | 14593.44 | 387.4717 | 18233.86 | 11 | 2016
2016-11-10 | 14281.48 | 14708.91 | 14690.16 | 14869.37 | 15434.9 | 16648.6 | 18548.79 | 18732.28 | 18202.1 | 17652.25 | 17225.99 | 16770.48 | 16558.56 | 16413.67 | 16318.4 | 16433.44 | 17153.37 | 18759.75 | 18988.69 | 18557.33 | 17691.66 | 16661.13 | 15822.61 | 15137.82 | 402.2617 | 18988.69 | 11 | 2016
2016-11-11 | 14821.33 | 14623.43 | 14597.64 | 14776.64 | 15353.41 | 16592.82 | 18391.52 | 18587.03 | 18075.87 | 17549.54 | 17140.15 | 16774.38 | 16579.21 | 16437.86 | 16344.04 | 16443.06 | 17083.45 | 18661.93 | 18862.08 | 18404.38 | 17496.36 | 16538.44 | 15699.51 | 15010.13 | 400.8442 | 18862.08 | 11 | 2016
2016-11-12 | 14694.34 | 14628.1 | 14573.98 | 14656.76 | 14941.72 | 15414.36 | 15771.41 | 16165.68 | 16362.79 | 16193.89 | 15879.75 | 15633.4 | 15437.48 | 15249.4 | 15184.42 | 15335.43 | 15980.46 | 16979.18 | 17347.65 | 17104.05 | 16594.48 | 16048.38 | 15404.19 | 14862.94 | 376.4442 | 17347.65 | 11 | 2016
2016-11-13 | 14657.02 | 15755.66 | 15758.78 | 15901.77 | 16244.61 | 16769.94 | 17437.56 | 18155.33 | 18361.17 | 17810.93 | 16967.51 | 16530.47 | 16225.69 | 15946.22 | 15819.72 | 15963.08 | 16675.22 | 18487.56 | 19049.87 | 18946.98 | 18299.1 | 17389.43 | 16566.6 | 16074.46 | 405.7947 | 19049.87 | 11 | 2016
2016-11-14 | 15788.81 | 16178.09 | 16238.44 | 16503.19 | 17462.99 | 19874.45 | 21989.68 | 22160.75 | 21406.3 | 20538.12 | 19771.06 | 19004.45 | 18356.63 | 17859.32 | 17524.77 | 17693.02 | 18873.65 | 20791.29 | 21271.96 | 21023.58 | 20272.04 | 19148.87 | 17714.37 | 16746.46 | 454.1923 | 22160.75 | 11 | 2016
2016-11-15 | 16344.2 | 15320.96 | 15336.65 | 15552.12 | 16152.92 | 17936.33 | 20006.2 | 20168.05 | 19525.33 | 18823.62 | 18238.29 | 17636.36 | 17116.86 | 16762.09 | 16625.82 | 16731.93 | 17775.99 | 19529.56 | 19876.3 | 19551.48 | 18737.52 | 17551.74 | 16457.57 | 15805.96 | 423.5639 | 20168.05 | 11 | 2016
2016-11-16 | 15491.09 | 15437.68 | 15459.85 | 15681.85 | 16289.71 | 18201.43 | 20283.01 | 20441.68 | 19778.51 | 19048.78 | 18434.42 | 17806.5 | 17263.98 | 16871.58 | 16688.12 | 16793.25 | 17903.17 | 19683.55 | 20051.81 | 19744.7 | 18940.24 | 17764.43 | 16577.98 | 15932.68 | 426.57 | 20441.68 | 11 | 2016
2016-11-17 | 15583.54 | 15540.38 | 15568.66 | 15797.07 | 16411.26 | 18437.45 | 20534.94 | 20688.66 | 20004.69 | 19247.32 | 18604.17 | 17949.96 | 17385.12 | 16973.71 | 16736.46 | 16871.85 | 18001.97 | 19808.84 | 20198.03 | 19911.58 | 19115.08 | 17948.63 | 16684.98 | 16045.89 | 430.0502 | 20688.66 | 11 | 2016
2016-11-18 | 15713.3 | 15053.62 | 15054.71 | 15261.85 | 15866.79 | 17391.57 | 19475.56 | 19644.98 | 19039.07 | 18388.4 | 17849.94 | 17294.67 | 16849.13 | 16661.21 | 16532.93 | 16622.3 | 17473.23 | 19169.8 | 19462.22 | 19102.34 | 18224.85 | 17004.14 | 16149.17 | 15488.38 | 414.7742 | 19644.98 | 11 | 2016
2016-11-19 | 15169.43 | 15456.25 | 15448.8 | 15580.72 | 15913.5 | 16439.2 | 16861.15 | 17563.47 | 17787.06 | 17269.58 | 16629.88 | 16274.16 | 15986.56 | 15720.45 | 15600.13 | 15738.72 | 16440.41 | 18021.01 | 18549.03 | 18450.05 | 17764.53 | 16863.77 | 16263.26 | 15767.27 | 397.5584 | 18549.03 | 11 | 2016
2016-11-20 | 15511.9 | 15335.68 | 15322.88 | 15448.94 | 15776.79 | 16298.9 | 16710.53 | 17306.56 | 17544.31 | 17047.74 | 16519.51 | 16175.99 | 15898.2 | 15640.51 | 15525.77 | 15664.34 | 16360 | 17853.19 | 18362.87 | 18253.86 | 17554.88 | 16742.18 | 16138.7 | 15639.34 | 394.6336 | 18362.87 | 11 | 2016
2016-11-21 | 15404.66 | 15146.99 | 15161.55 | 15377.78 | 16001.37 | 17681.33 | 19799.91 | 19957.89 | 19321.29 | 18628.86 | 18048.8 | 17460.68 | 16965.41 | 16728.18 | 16592.4 | 16680.73 | 17589.41 | 19325.88 | 19652.86 | 19330.97 | 18467.85 | 17264.71 | 16313.42 | 15657.71 | 418.5606 | 19957.89 | 11 | 2016
2016-11-22 | 15309.36 | 17201.4 | 17406.45 | 18003.91 | 19340.75 | 21826.15 | 24035.44 | 24163.76 | 23238.8 | 22147.26 | 21149.99 | 20167.03 | 19323.9 | 18678.48 | 18236.77 | 18394.06 | 19695.62 | 21832.69 | 22491.9 | 22411.53 | 21757.75 | 20720.5 | 19370.75 | 18321.24 | 485.2255 | 24163.76 | 11 | 2016
2016-11-23 | 17459.8 | 16714.34 | 16805.1 | 17281.1 | 18587.07 | 21049.06 | 23249.9 | 23377.36 | 22498.94 | 21474.79 | 20548.86 | 19633.43 | 18847.82 | 18250.31 | 17839.55 | 17997.83 | 19263.99 | 21332.68 | 21934.84 | 21820.74 | 21129.72 | 20063.66 | 18693.57 | 17620.36 | 473.4748 | 23377.36 | 11 | 2016
2016-11-24 | 16754.85 | 15734.3 | 15771.35 | 15957.33 | 16399.8 | 17551.51 | 18597.91 | 18908.54 | 18777.07 | 18390.72 | 17827.95 | 17075.82 | 16384.11 | 15964.46 | 15735.51 | 15856.7 | 16529.8 | 18388.8 | 18986.12 | 19040.64 | 18504.42 | 17682.51 | 16687.87 | 16231 | 413.7391 | 19040.64 | 11 | 2016
2016-11-25 | 15990.75 | 15563.48 | 15589.22 | 15770.52 | 16219.9 | 17199.17 | 18248.84 | 18572.39 | 18472.53 | 18127.56 | 17600.05 | 16882.72 | 16344.47 | 15935.27 | 15712.54 | 15817.92 | 16470.07 | 18176.31 | 18730.38 | 18748.36 | 18161.23 | 17311.06 | 16476.61 | 16011.77 | 408.1331 | 18748.36 | 11 | 2016
2016-11-26 | 15903.35 | 15585.41 | 15586.83 | 15727.94 | 16070.91 | 16612.66 | 17226.44 | 17915.7 | 18105.98 | 17547.46 | 16756.22 | 16381.28 | 16078.38 | 15799.61 | 15669.91 | 15803.47 | 16518.74 | 18211.6 | 18766.58 | 18707.69 | 18016.31 | 17092.15 | 16412.53 | 15927.84 | 402.425 | 18766.58 | 11 | 2016
2016-11-27 | 15682.52 | 17008.69 | 17144.23 | 17554.48 | 18335.74 | 19440.25 | 20347.48 | 21019.06 | 20998.47 | 20145.2 | 18981.84 | 17969.1 | 17133.82 | 16639.75 | 16433.37 | 16556.27 | 17726.86 | 20030.21 | 20825.88 | 20941.3 | 20385.21 | 19578.93 | 18592.74 | 17810.23 | 447.2816 | 21019.06 | 11 | 2016
2016-11-28 | 17165.45 | 17007.39 | 17212.75 | 17812.33 | 19174.25 | 21701.94 | 23957.78 | 24084.41 | 23160.3 | 22070.03 | 21067.8 | 20089.48 | 19262.65 | 18612.62 | 18166.96 | 18301.65 | 19592.74 | 21721.87 | 22369.87 | 22294.76 | 21597.58 | 20547.05 | 19208.24 | 18159.88 | 484.3398 | 24084.41 | 11 | 2016
2016-11-29 | 17405.05 | 16575.63 | 16663.24 | 17015.61 | 18317.13 | 20787.57 | 23017.66 | 23132.4 | 22252.95 | 21234.05 | 20312.4 | 19404.72 | 18626.49 | 18034.39 | 17624.37 | 17774.01 | 19035.47 | 21094.64 | 21686.93 | 21586.68 | 20873.72 | 19799.4 | 18436.42 | 17367.23 | 468.0582 | 23132.4 | 11 | 2016
2016-11-30 | 16793.22 | 15900.51 | 15955.21 | 16210.99 | 16901.29 | 19320.49 | 21520.59 | 21639.17 | 20854.53 | 19970.19 | 19191.07 | 18417.81 | 17753.16 | 17256.32 | 16909.46 | 17064.75 | 18256.31 | 20180.16 | 20660.58 | 20485.18 | 19704.79 | 18575.22 | 17168.4 | 16452.99 | 443.1424 | 21639.17 | 11 | 2016
2016-12-01 | 16603.07 | 19080 | 19110.89 | 19426.88 | 20263.82 | 22206.17 | 24269.03 | 24576.3 | 23990.78 | 23138.32 | 22321.03 | 21474.87 | 20711.74 | 20259.61 | 19983.09 | 20225.73 | 21629.35 | 23576.19 | 23767.24 | 23531.75 | 22969 | 21998.92 | 20663.33 | 19669.49 | 515.4466 | 24576.3 | 12 | 2016
2016-12-02 | 19132.48 | 20734.79 | 20853.25 | 21349.64 | 22501.45 | 24654.88 | 26786.91 | 27087.76 | 26328.84 | 25230.11 | 24144.03 | 23043.06 | 22064.61 | 21330.47 | 20869.26 | 21120.9 | 22734.36 | 24906.8 | 25291.21 | 25186.25 | 24717.3 | 23842.7 | 22557.24 | 21462.93 | 557.9312 | 27087.76 | 12 | 2016
2016-12-03 | 20810.89 | 19987.14 | 20020.83 | 20254.75 | 20735.28 | 21549.03 | 22434.4 | 23234.78 | 23368.94 | 22581.84 | 21450.45 | 20485.42 | 19748.24 | 19142.9 | 18845.21 | 19131.75 | 20566.57 | 22739.84 | 23184.79 | 23209.36 | 22826.02 | 22136.91 | 21140.62 | 20352.37 | 509.9383 | 23368.94 | 12 | 2016
2016-12-04 | 20052.72 | 18953.57 | 18938.07 | 19119.98 | 19551.03 | 20189.66 | 20931.53 | 21733.69 | 21958.38 | 21300.64 | 20379.07 | 19637.9 | 18989.93 | 18458.96 | 18210.16 | 18499.2 | 19875.14 | 21775.94 | 22113.83 | 22067.99 | 21622.51 | 20882.49 | 20017.37 | 19236.42 | 484.4962 | 22113.83 | 12 | 2016
2016-12-05 | 18990.4 | 18480.82 | 18492.9 | 18791.07 | 19632.87 | 21455.09 | 23525.29 | 23833.27 | 23281.23 | 22475.6 | 21699.86 | 20895.3 | 20284.49 | 19848.3 | 19581.39 | 19802.89 | 21053.19 | 22934.2 | 23080.03 | 22816.39 | 22208.35 | 21219.24 | 20015.63 | 19010.05 | 503.4079 | 23833.27 | 12 | 2016
2016-12-06 | 18595.87 | 15212.26 | 15057.51 | 15177.47 | 15827.77 | 17351.59 | 18972.96 | 19232.92 | 19029.54 | 18724.74 | 18482.41 | 18191.01 | 17899.02 | 17731.18 | 17641.57 | 17895.56 | 18936.39 | 20141.97 | 19964.43 | 19547.19 | 18884.28 | 17918.65 | 16644.12 | 15504.56 | 428.565 | 20141.97 | 12 | 2016
2016-12-07 | 15301.98 | 16482.69 | 16393.58 | 16582.43 | 17298.88 | 18882.28 | 20544.78 | 20831.45 | 20484.11 | 20028.76 | 19626.35 | 19184.83 | 18765.16 | 18489.96 | 18328.17 | 18571.83 | 19687.56 | 21090.18 | 21023 | 20657.79 | 20065.59 | 19161.31 | 17939.83 | 16858.38 | 452.2809 | 21090.18 | 12 | 2016
2016-12-08 | 16460.46 | 15965.65 | 15850.26 | 16011.77 | 16701.41 | 18261.48 | 19908.71 | 20162.21 | 19893.32 | 19497.54 | 19158 | 18774.7 | 18405.3 | 18172 | 18038.1 | 18284.79 | 19370.18 | 20664.33 | 20561.56 | 20199.81 | 19580.04 | 18651.86 | 17410.18 | 16306.01 | 442.2897 | 20664.33 | 12 | 2016
2016-12-09 | 15994.85 | 16216.71 | 16113.99 | 16293.01 | 17013.97 | 18615.27 | 20282.77 | 20544.97 | 20258.44 | 19833.32 | 19456.79 | 19039.44 | 18644.18 | 18384.07 | 18230.61 | 18458.6 | 19547.52 | 20864.85 | 20774.76 | 20416.15 | 19779.25 | 18851.99 | 17625.55 | 16533.7 | 447.7748 | 20864.85 | 12 | 2016
2016-12-10 | 16174.56 | 17822.82 | 17754.56 | 17880.65 | 18259.61 | 18859.18 | 19556.56 | 20219.62 | 20483.8 | 20048.23 | 19346.94 | 18720.82 | 18170.46 | 17720.97 | 17524.93 | 17815.08 | 19130.91 | 20769.43 | 20963.45 | 20858 | 20416.54 | 19749.46 | 18854.5 | 18034.34 | 455.1354 | 20963.45 | 12 | 2016
2016-12-11 | 17717.29 | 18381.31 | 18341.69 | 18497.79 | 18905.95 | 19532.34 | 20249.82 | 20945.68 | 21208.41 | 20625 | 19854.5 | 19164.36 | 18559.39 | 18064.2 | 17837.44 | 18123.51 | 19473 | 21231.28 | 21515.9 | 21449.15 | 20959.9 | 20301.99 | 19429.87 | 18634.83 | 469.0046 | 21515.9 | 12 | 2016
2016-12-12 | 18336.4 | 17479.94 | 17445.03 | 17693.49 | 18488.93 | 20149.63 | 22093 | 22399.42 | 21932.02 | 21249.16 | 20621.48 | 20066.2 | 19560.74 | 19197.39 | 18977.94 | 19200.76 | 20365.72 | 22021.84 | 22063.45 | 21738.12 | 21061.14 | 20164.07 | 18985.49 | 17944.83 | 479.2362 | 22399.42 | 12 | 2016
2016-12-13 | 17567.4 | 16663.97 | 16587.22 | 16788.56 | 17518.51 | 19117.49 | 20831.35 | 21127.95 | 20727.41 | 20218.58 | 19781.97 | 19310.29 | 18863.9 | 18566.33 | 18388.77 | 18627.1 | 19756.97 | 21207.89 | 21169.21 | 20802.31 | 20218.06 | 19325 | 18118.23 | 17052.07 | 458.3365 | 21207.89 | 12 | 2016
2016-12-14 | 16721.04 | 15679.72 | 15554.43 | 15704.9 | 16385.74 | 17943.28 | 19598.92 | 19846.12 | 19586.73 | 19207.87 | 18885.61 | 18520.57 | 18165.53 | 17944.12 | 17816.88 | 18059.36 | 19132.88 | 20405.12 | 20285.32 | 19921.19 | 19284.38 | 18347.42 | 17105.34 | 15999.15 | 436.1016 | 20405.12 | 12 | 2016
2016-12-15 | 15702.24 | 14867.03 | 14701.15 | 14808.96 | 15448.84 | 16970.52 | 18602.72 | 18853.82 | 18659.23 | 18371.69 | 18146.11 | 17871.31 | 17593.01 | 17435.83 | 17351.37 | 17598.36 | 18624.6 | 19805.79 | 19610.94 | 19194.66 | 18514.67 | 17541.07 | 16268.39 | 15128.12 | 417.6704 | 19805.79 | 12 | 2016
2016-12-16 | 14871.86 | 17934.29 | 17919.41 | 18190.81 | 19000.92 | 20684.08 | 22754.02 | 23054.68 | 22539.22 | 21791.5 | 21075.63 | 20401.93 | 19839.24 | 19438.72 | 19191.04 | 19405.85 | 20597.68 | 22365.73 | 22455.08 | 22169.6 | 21511.95 | 20550.21 | 19394.22 | 18379.48 | 485.5171 | 23054.68 | 12 | 2016
2016-12-17 | 17861.21 | 19593.56 | 19615.75 | 19837.04 | 20307.67 | 21039.57 | 21954.9 | 22738.82 | 22880.16 | 22111.95 | 20998.83 | 20125.58 | 19402.84 | 18808.73 | 18515.64 | 18792.23 | 20213.99 | 22289.99 | 22712.48 | 22747.28 | 22333.19 | 21630.92 | 20678.02 | 19937.07 | 497.1274 | 22880.16 | 12 | 2016
2016-12-18 | 19553.3 | 16898.95 | 16786.07 | 16865.11 | 17199.75 | 17762.79 | 18441.31 | 19105.83 | 19438.77 | 19101.81 | 18504.02 | 17976.18 | 17509.24 | 17129.7 | 16980.07 | 17272.86 | 18537.11 | 20075.92 | 20177.96 | 20029.02 | 19535.53 | 18827.27 | 17901.87 | 17047.06 | 438.6575 | 20177.96 | 12 | 2016
2016-12-19 | 16915.58 | 17739.98 | 17720.15 | 17984.48 | 18795.67 | 20474.02 | 22505.65 | 22805.19 | 22304.66 | 21577.85 | 20884.32 | 20264.35 | 19729.02 | 19340.42 | 19103.46 | 19321.21 | 20504.36 | 22231.23 | 22306.82 | 22013.37 | 21349.36 | 20416.22 | 19253.24 | 18228.6 | 483.7692 | 22805.19 | 12 | 2016
2016-12-20 | 17787.76 | 19196.66 | 19246.75 | 19581.99 | 20439.52 | 22454.51 | 24567.46 | 24847.88 | 24202.52 | 23277.64 | 22379.42 | 21458.08 | 20641.34 | 20142.09 | 19830.09 | 20052.22 | 21442.82 | 23441.1 | 23685.04 | 23516.63 | 22971.36 | 22030.85 | 20725.48 | 19767.01 | 517.6862 | 24847.88 | 12 | 2016
2016-12-21 | 19264.17 | 19806.48 | 19887.74 | 20255.7 | 21233.64 | 23336.79 | 25475.61 | 25750.69 | 25044.17 | 24033.94 | 23045.32 | 22040.09 | 21140.07 | 20517.28 | 20171.82 | 20389.48 | 21892.17 | 23974.95 | 24288.21 | 24170.71 | 23663.16 | 22756.07 | 21449.7 | 20422.5 | 534.0105 | 25750.69 | 12 | 2016
2016-12-22 | 19930.97 | 21262.72 | 21445.33 | 21984.12 | 23157.57 | 25331.61 | 27513.52 | 27782.49 | 26945.64 | 25750.98 | 24566.71 | 23378 | 22322.5 | 21527.97 | 21024.74 | 21275.66 | 22945.49 | 25212.96 | 25678.87 | 25664.97 | 25247.52 | 24415.44 | 23170.09 | 22119.91 | 569.6558 | 27782.49 | 12 | 2016
2016-12-23 | 21466 | 21909.97 | 22123.72 | 22699.85 | 23922.98 | 26154.6 | 28368.17 | 28645.24 | 27762.7 | 26498.73 | 25235.21 | 23972.89 | 22859.12 | 22010.58 | 21469.76 | 21701.02 | 23397.29 | 25729.23 | 26242.46 | 26254.74 | 25838.68 | 25022.6 | 23804.75 | 22780.5 | 585.8708 | 28645.24 | 12 | 2016
2016-12-24 | 21953.54 | 18264.33 | 18196.62 | 18259.8 | 18376.79 | 18206.21 | 18071.62 | 18880.96 | 19611.4 | 19503.98 | 18912.27 | 18266.96 | 17504.37 | 16829.19 | 16569.39 | 16902.06 | 18295.45 | 20018.33 | 20322.52 | 20440.74 | 20171.52 | 19732.95 | 19155.26 | 18560.74 | 451.007 | 21953.54 | 12 | 2016
2016-12-25 | 18445.47 | 16146.7 | 15985.91 | 15949.65 | 15972.34 | 15722.62 | 15536.51 | 16340.54 | 17203.49 | 17289.01 | 16898.34 | 16436.06 | 15824.96 | 15274.61 | 15095.2 | 15422.78 | 16694.83 | 18202.37 | 18347.11 | 18364.34 | 18010.42 | 17504.55 | 16875.52 | 16220.06 | 399.7634 | 18445.47 | 12 | 2016
2016-12-26 | 16361.86 | 16025.14 | 15981.99 | 16163.61 | 16728.13 | 17813.43 | 18884.27 | 19214.04 | 19491.07 | 19662.69 | 19732.68 | 19611.27 | 19341.79 | 19158.04 | 19136.96 | 19446.62 | 20553.43 | 21834.57 | 21479.09 | 20830.69 | 20011.12 | 18953.06 | 17658.67 | 16496.79 | 450.571 | 21834.57 | 12 | 2016
2016-12-27 | 16091.87 | 15445.31 | 15307.58 | 15445.15 | 16113.67 | 17658.35 | 19302.57 | 19552.63 | 19313.89 | 18964.03 | 18670.67 | 18333.34 | 18002.06 | 17800.97 | 17688.53 | 17932.28 | 18990.67 | 20233.95 | 20091.05 | 19708.47 | 19058.39 | 18110.26 | 16859.25 | 15743.4 | 430.4183 | 20233.95 | 12 | 2016
2016-12-28 | 15441.01 | 14450.09 | 14259.33 | 14341.71 | 14956.95 | 16455.75 | 18073.38 | 18331.43 | 18181.23 | 17955.07 | 17793.47 | 17581.1 | 17357.76 | 17247.5 | 17196.02 | 17449.43 | 18450.72 | 19577.94 | 19333.04 | 18879.3 | 18166.04 | 17164.06 | 15868.41 | 14703.4 | 409.2141 | 19577.94 | 12 | 2016
2016-12-29 | 14429.62 | 18462.84 | 18475.61 | 18771.68 | 19591.78 | 21394.52 | 23476.79 | 23763.42 | 23190.77 | 22367.99 | 21576.62 | 20755.55 | 20127.04 | 19687.51 | 19416.32 | 19642.9 | 20898.68 | 22795.25 | 22956 | 22726.92 | 22134.44 | 21153.53 | 19966.25 | 18976.81 | 496.7388 | 23763.42 | 12 | 2016
2016-12-30 | 18433.81 | 17682.23 | 17653.09 | 17910.09 | 18705.4 | 20372.4 | 22359.43 | 22665.6 | 22179.89 | 21473.19 | 20798.22 | 20202.04 | 19666.94 | 19289.7 | 19059.1 | 19275.78 | 20449.91 | 22149.18 | 22207.12 | 21894.72 | 21222.11 | 20296.67 | 19129.44 | 18102.38 | 483.1784 | 22665.6 | 12 | 2016
2016-12-31 | 17726.68 | 18236.04 | 18184.51 | 18329.35 | 18725.26 | 19338.38 | 20044.53 | 20710.28 | 20998.13 | 20483.52 | 19745.2 | 19086.3 | 18511.18 | 18041.52 | 17833.96 | 18124.4 | 19462.92 | 21189.75 | 21444.1 | 21351.43 | 20845.99 | 20189.15 | 19304.07 | 18495.11 | 466.4018 | 21444.1 | 12 | 2016
2017-01-01 | 18022.79 | 14752.6 | 14531.76 | 14421.74 | 14357.1 | 14094.73 | 13988.73 | 14643.99 | 15512.11 | 15854.31 | 15754.59 | 15595.9 | 15255.26 | 14884.88 | 14784.76 | 15020.92 | 15734.35 | 16956.85 | 17199.87 | 17214.23 | 16745.04 | 16147.3 | 15478.29 | 14851.79 | 371.8039 | 18022.79 | 1 | 2017
2017-01-02 | 15001.34 | 15169.92 | 15021.23 | 15126.51 | 15721.84 | 17168.34 | 18778.48 | 18938.13 | 18731.7 | 18572.94 | 18448.94 | 18304.6 | 18146.71 | 18022.07 | 17935.73 | 18082.28 | 18652.01 | 19739.53 | 19799.43 | 19493.36 | 18781.28 | 17816.2 | 16611.9 | 15595.49 | 423.66 | 19799.43 | 1 | 2017
2017-01-03 | 15220.87 | 18843.85 | 18879.76 | 19176.1 | 19934.21 | 21709.64 | 24106.48 | 24289.68 | 23574.83 | 22750.78 | 21943.25 | 21117.47 | 20571.2 | 20147.67 | 19860.41 | 19993.11 | 20785.58 | 22746.92 | 23324.25 | 23248.39 | 22559.35 | 21446.71 | 20337.65 | 19488.19 | 506.0563 | 24289.68 | 1 | 2017
2017-01-04 | 18893.27 | 18102.49 | 18101.18 | 18358.72 | 19078.82 | 20629.34 | 22829.84 | 23018.17 | 22386.67 | 21680.16 | 21000.92 | 20510.57 | 20048.4 | 19683.43 | 19435.05 | 19571.5 | 20320.51 | 21978.2 | 22459.69 | 22317.65 | 21574.53 | 20661.09 | 19574.56 | 18693.5 | 490.9083 | 23018.17 | 1 | 2017
2017-01-05 | 18274.89 | 19027.87 | 19068.75 | 19371.27 | 20133.74 | 21990.39 | 24386.77 | 24576.26 | 23857.38 | 23024.84 | 22208.76 | 21375.36 | 20753.87 | 20328.41 | 20040.76 | 20177.03 | 20978.43 | 23034.83 | 23620.88 | 23545.77 | 22861.54 | 21749.66 | 20553.95 | 19703.04 | 514.6445 | 24576.26 | 1 | 2017
2017-01-06 | 19210.63 | 16660.64 | 16584.49 | 16766.88 | 17428.54 | 18936.32 | 20578.11 | 20731.01 | 20402.23 | 20071.55 | 19764.03 | 19439.3 | 19120.38 | 18871.65 | 18700.22 | 18832.98 | 19484.73 | 20735.84 | 20934.85 | 20723.01 | 20094.79 | 19198.72 | 18056.23 | 17109.88 | 458.437 | 20934.85 | 1 | 2017
2017-01-07 | 16806.46 | 14817.72 | 14606.61 | 14566.5 | 14750.15 | 15193.58 | 15845.22 | 16382.25 | 16824.13 | 16860.33 | 16654.13 | 16511.89 | 16368.22 | 16210.09 | 16176.67 | 16387.09 | 17052.71 | 18224.89 | 18365.68 | 18175.77 | 17549.08 | 16738.42 | 15770.4 | 14931.12 | 391.7691 | 18365.68 | 1 | 2017
2017-01-08 | 14810.52 | 17556.46 | 17481.27 | 17584.34 | 17904.69 | 18466.58 | 19193.07 | 19718.46 | 19944.4 | 19675.72 | 19146.31 | 18701.3 | 18301.02 | 17927.92 | 17751.66 | 17947.44 | 18771 | 20248.05 | 20640.44 | 20623.7 | 20143.82 | 19456.45 | 18590.01 | 17863.98 | 448.4486 | 20640.44 | 1 | 2017
2017-01-09 | 17485.42 | 19216.53 | 19269.34 | 19586.67 | 20383.99 | 22364.75 | 24759.77 | 24961.98 | 24227.34 | 23365.33 | 22511.64 | 21646.7 | 20963.6 | 20515.4 | 20215.18 | 20339.03 | 21137.57 | 23245.67 | 23854.13 | 23775.47 | 23095.32 | 21996.92 | 20743.21 | 19896.74 | 519.5577 | 24961.98 | 1 | 2017
2017-01-10 | 19344.68 | 17800.57 | 17780.38 | 18018.14 | 18718.94 | 20244.43 | 22248.29 | 22450.47 | 21869.63 | 21229.63 | 20728.18 | 20283.59 | 19859.3 | 19527.05 | 19303.06 | 19446.51 | 20171.95 | 21706.44 | 22137.73 | 21943.04 | 21197.31 | 20364.19 | 19257.89 | 18357.31 | 483.9887 | 22450.47 | 1 | 2017
2017-01-11 | 17979.96 | 17348.29 | 17305.72 | 17519.62 | 18198.36 | 19704.24 | 21474.56 | 21679.67 | 21148.91 | 20698.3 | 20316.84 | 19923.31 | 19541.32 | 19244.87 | 19044.86 | 19191.24 | 19890.73 | 21241.53 | 21614.23 | 21378.49 | 20768.61 | 19914.84 | 18791.61 | 17872.65 | 471.7928 | 21679.67 | 1 | 2017
2017-01-12 | 17484.7 | 17057.89 | 17000.23 | 17198.21 | 17861.78 | 19352.98 | 20980.14 | 21174.91 | 20767.63 | 20397.66 | 20052.97 | 19693.89 | 19340.8 | 19068.78 | 18885.5 | 19034.46 | 19716.14 | 21011.42 | 21281.86 | 21069.48 | 20494.34 | 19627.06 | 18491.52 | 17559.35 | 464.6037 | 21281.86 | 1 | 2017
2017-01-13 | 17198.16 | 18765.49 | 18790.44 | 19079.45 | 19842.48 | 21560.2 | 23919.57 | 24131.18 | 23456.89 | 22678.02 | 21911.98 | 21134.22 | 20626.32 | 20220.13 | 19946.31 | 20072.41 | 20840.22 | 22751.61 | 23289.76 | 23154.5 | 22435.83 | 21301.02 | 20218.17 | 19352.82 | 506.6772 | 24131.18 | 1 | 2017
2017-01-14 | 18842.41 | 16490.64 | 16358.96 | 16402.87 | 16665.79 | 17170.78 | 17848.05 | 18385.61 | 18706.7 | 18569.23 | 18178.07 | 17861.28 | 17569.6 | 17288.1 | 17174.95 | 17380.92 | 18137.31 | 19485.17 | 19772.49 | 19672.22 | 19138.58 | 18401.39 | 17487.78 | 16711.11 | 429.7 | 19772.49 | 1 | 2017
2017-01-15 | 16545.79 | 15854.89 | 15690.33 | 15699.46 | 15929.38 | 16402.68 | 17054.55 | 17597.86 | 17973.45 | 17911.52 | 17600.64 | 17359.09 | 17130.33 | 16902.04 | 16825.16 | 17036.81 | 17754.49 | 19027.21 | 19252.99 | 19105.48 | 18538.56 | 17771.84 | 16831.37 | 16025.89 | 413.8218 | 19252.99 | 1 | 2017
2017-01-16 | 15835.41 | 17547.5 | 17512.48 | 17737.62 | 18445.86 | 19974.77 | 21818.36 | 22045.65 | 21517.5 | 20981.02 | 20589.87 | 20191.06 | 19815.59 | 19509.61 | 19306.99 | 19446.37 | 20140.77 | 21567.21 | 21946.81 | 21688.6 | 20997.22 | 20143.53 | 19018.25 | 18093.47 | 475.8715 | 22045.65 | 1 | 2017
2017-01-17 | 17610.31 | 19705.56 | 19775.73 | 20109.03 | 20900 | 23079.1 | 25442.73 | 25645.96 | 24872.64 | 23955.63 | 23047.02 | 22122.31 | 21279.55 | 20755.93 | 20441.27 | 20579.98 | 21507.13 | 23719.8 | 24384.31 | 24331.43 | 23718.27 | 22653.86 | 21213.76 | 20384.14 | 531.2354 | 25645.96 | 1 | 2017
2017-01-18 | 19826.27 | 23331.67 | 23643.92 | 24345.44 | 25712.27 | 28167.16 | 30642.9 | 30829.68 | 29722.72 | 28333.82 | 26925.32 | 25532.6 | 24292.33 | 23288.56 | 22621.79 | 22786.7 | 24190.21 | 26874.77 | 27928.93 | 28141.38 | 27756.83 | 26883.67 | 25571.23 | 24582.62 | 621.9328 | 30829.68 | 1 | 2017
2017-01-19 | 23619.75 | 22633.68 | 22910.17 | 23574.15 | 24904.76 | 27326.11 | 29776.57 | 29968.69 | 28920.21 | 27612.93 | 26290.65 | 24978.19 | 23806.05 | 22859.5 | 22231.43 | 22401.41 | 23762.87 | 26366.51 | 27354.37 | 27517.79 | 27096.99 | 26191.87 | 24851.19 | 23831.62 | 610.7875 | 29968.69 | 1 | 2017
2017-01-20 | 23096.13 | 21287.39 | 21481.8 | 22075.53 | 23351.69 | 25734.88 | 28148.86 | 28361.41 | 27431.95 | 26286.06 | 25129.75 | 23971.66 | 22934.26 | 22096.41 | 21539.87 | 21704.8 | 22974.15 | 25413.4 | 26260.91 | 26314.88 | 25792.7 | 24813 | 23420.26 | 22339.11 | 581.9609 | 28361.41 | 1 | 2017
2017-01-21 | 21665.98 | 20567.87 | 20632.87 | 20884.44 | 21403.09 | 22356.76 | 23425.86 | 24175.15 | 24203.92 | 23397.31 | 22200.08 | 21140.72 | 20480.86 | 19891.83 | 19577.53 | 19769.19 | 20751.86 | 23042.01 | 23949.88 | 24132.74 | 23708.82 | 22929.57 | 21842.21 | 21060.01 | 527.1906 | 24203.92 | 1 | 2017
2017-01-22 | 20728.51 | 20088.15 | 20128.59 | 20354.32 | 20789.15 | 21546.98 | 22591.55 | 23346.04 | 23431.22 | 22703.3 | 21589.18 | 20759.94 | 20146.89 | 19597.25 | 19309.62 | 19504.86 | 20458.65 | 22553.01 | 23397.01 | 23532.5 | 23073.73 | 22263.69 | 21184.08 | 20543.81 | 513.622 | 23532.5 | 1 | 2017
2017-01-23 | 20214.62 | 18665.06 | 18679.3 | 18956.58 | 19713.63 | 21346 | 23630.76 | 23870.19 | 23245.81 | 22525.12 | 21818.79 | 21107.81 | 20642.86 | 20263.28 | 20015.54 | 20157.71 | 20906.9 | 22789.11 | 23294.54 | 23094.44 | 22387.83 | 21258.98 | 20161.08 | 19270.74 | 508.0167 | 23870.19 | 1 | 2017
2017-01-24 | 18878.88 | 19409.56 | 19458.47 | 19769.68 | 20538.38 | 22527.5 | 24827.5 | 25052.41 | 24340.78 | 23502.39 | 22675.84 | 21824.86 | 21059.98 | 20625.6 | 20340.24 | 20489.65 | 21341.77 | 23480.89 | 24088.48 | 23966.73 | 23340.25 | 22252.32 | 20900.89 | 20046.53 | 524.7396 | 25052.41 | 1 | 2017
2017-01-25 | 19569.98 | 20671.2 | 20781.53 | 21157.8 | 22330.12 | 24629.04 | 26969.26 | 27189.73 | 26343.43 | 25313.6 | 24283.87 | 23241.66 | 22298.56 | 21545.22 | 21075.72 | 21244.01 | 22463.85 | 24795.46 | 25562.49 | 25546.09 | 25016.11 | 24007.05 | 22564.74 | 21436.63 | 560.0371 | 27189.73 | 1 | 2017
2017-01-26 | 20849.42 | 20285.73 | 20376.29 | 20731.61 | 21706.03 | 23978.56 | 26298.21 | 26523.2 | 25722.56 | 24756.25 | 23793.78 | 22814.55 | 21924.42 | 21215.77 | 20862.13 | 21009.13 | 22136.53 | 24404.96 | 25120.27 | 25064.79 | 24506.53 | 23472.56 | 22008.03 | 20979.34 | 550.5407 | 26523.2 | 1 | 2017
2017-01-27 | 20533.32 | 21938.96 | 22167.89 | 22786.49 | 24083.86 | 26465.61 | 28841.59 | 29072.7 | 28122.28 | 26937.69 | 25738.98 | 24537.28 | 23462.31 | 22594.69 | 22024.26 | 22198.91 | 23490.76 | 25974.46 | 26862.72 | 26913.08 | 26436.53 | 25481.56 | 24091.17 | 23018.24 | 593.7753 | 29072.7 | 1 | 2017
2017-01-28 | 22208.56 | 19526.5 | 19533.1 | 19723.43 | 20123.48 | 20722.49 | 21531.32 | 22307.28 | 22480.9 | 21870.11 | 20948.13 | 20333.3 | 19787.54 | 19295.52 | 19049.8 | 19256.44 | 20168.55 | 22033.43 | 22788.02 | 22834.92 | 22342.15 | 21492.29 | 20598.51 | 19923.65 | 500.8794 | 22834.92 | 1 | 2017
2017-01-29 | 19684.04 | 19741.11 | 19757.08 | 19957.38 | 20366.62 | 20971.12 | 21878.02 | 22656.48 | 22811.94 | 22173.86 | 21153.73 | 20509.53 | 19946.78 | 19440.74 | 19186.38 | 19393.63 | 20316.14 | 22268.4 | 23047 | 23104.8 | 22629.9 | 21792.66 | 20818.15 | 20149.65 | 503.7551 | 23104.8 | 1 | 2017
2017-01-30 | 19822.53 | 18558.87 | 18560.44 | 18825.06 | 19567.87 | 21104.09 | 23327.39 | 23589.3 | 23008.82 | 22340.84 | 21688.74 | 21048.72 | 20611.76 | 20256.7 | 20029.39 | 20181.79 | 20913.3 | 22750.67 | 23221.91 | 22966.2 | 22262.37 | 21161.91 | 20043.63 | 19134.55 | 504.9768 | 23589.3 | 1 | 2017
2017-01-31 | 18746.89 | 15849.23 | 15712.29 | 15828.86 | 16408.58 | 17791.65 | 19283.35 | 19474.19 | 19270.54 | 19102.42 | 18968.78 | 18798.86 | 18607.12 | 18472.77 | 18391.48 | 18571.3 | 19154.09 | 20260.65 | 20353.07 | 20009.43 | 19387.78 | 18455.46 | 17232.86 | 16213.24 | 440.3449 | 20353.07 | 1 | 2017
2017-02-01 | 15881.87 | 17936.31 | 17988.51 | 18313.59 | 19094.77 | 20847.05 | 23129.89 | 23194.63 | 22437.31 | 21620.78 | 20863.59 | 20193 | 19696.73 | 19295.02 | 18984.57 | 19015.49 | 19486.79 | 20696.76 | 21687.46 | 21741.88 | 21119.43 | 20244.01 | 19255.7 | 18429.01 | 481.1542 | 23194.63 | 2 | 2017
2017-02-02 | 17978.95 | 19126.42 | 19243.55 | 19636.45 | 20482 | 22780.6 | 25103.6 | 25153.41 | 24248.02 | 23225.52 | 22247.27 | 21279.88 | 20434.11 | 19916.95 | 19528.72 | 19545.09 | 20083.54 | 21686.77 | 22848.68 | 23023.08 | 22510.89 | 21598.75 | 20421.45 | 19656.97 | 511.7607 | 25153.41 | 2 | 2017
2017-02-03 | 19232.8 | 18702.19 | 18794.88 | 19166.42 | 20004.45 | 22121.77 | 24426.29 | 24494.33 | 23647.39 | 22700.7 | 21797.67 | 20901.31 | 20222.22 | 19740.56 | 19375.76 | 19383 | 19884.04 | 21317.61 | 22409.51 | 22520.41 | 21948.33 | 20996.3 | 19950.82 | 19164.16 | 502.9029 | 24494.33 | 2 | 2017
2017-02-04 | 18803.64 | 18501.23 | 18541.6 | 18776.88 | 19220.5 | 19925.91 | 20781.6 | 21355.7 | 21364.82 | 20660.93 | 19848.44 | 19194.81 | 18629.69 | 18109.62 | 17796.18 | 17871.35 | 18480.82 | 19839.69 | 20775.71 | 21056.97 | 20615.55 | 20069.77 | 19356.93 | 18745.2 | 468.3235 | 21364.82 | 2 | 2017
2017-02-05 | 18521.92 | 18686.88 | 18735.18 | 18978.91 | 19430.25 | 20139.87 | 21065.71 | 21642.38 | 21637.23 | 20911.6 | 20018.32 | 19348 | 18768.63 | 18236.8 | 17916.22 | 17992.18 | 18610.38 | 19986.22 | 20991.35 | 21280.58 | 20852.52 | 20255.8 | 19546.87 | 18940.23 | 472.494 | 21642.38 | 2 | 2017
2017-02-06 | 18699.69 | 20831.37 | 21089.21 | 21728.49 | 23023.86 | 25421.72 | 27779.67 | 27853.16 | 26821.09 | 25604.37 | 24417.85 | 23263.23 | 22254.72 | 21416.52 | 20809.13 | 20820.78 | 21647.06 | 23620.9 | 24943.19 | 25194.32 | 24763.06 | 23921.43 | 22715.34 | 21750.5 | 560.3907 | 27853.16 | 2 | 2017
2017-02-07 | 21020.62 | 21663.08 | 21951.67 | 22621.84 | 23926.27 | 26322.21 | 28681.61 | 28751.61 | 27671.2 | 26387.75 | 25137.1 | 23919.4 | 22848.66 | 21975.31 | 21345.13 | 21374.73 | 22256.07 | 24312.29 | 25695.08 | 25988.07 | 25608.46 | 24794.06 | 23600.28 | 22657.73 | 580.5102 | 28751.61 | 2 | 2017
2017-02-08 | 21961.78 | 17608.12 | 17642.4 | 17948.28 | 18709.82 | 20313.74 | 22498.57 | 22578.72 | 21865.42 | 21104.71 | 20403.39 | 19882.19 | 19410.01 | 19028.98 | 18735.59 | 18771.19 | 19210.76 | 20334.77 | 21213.4 | 21212.5 | 20601.2 | 19854.42 | 18849.83 | 18008.03 | 477.7478 | 22578.72 | 2 | 2017
2017-02-09 | 17818.27 | 18383.09 | 18455.18 | 18801.18 | 19600.29 | 21523.81 | 23758.99 | 23836.12 | 23043.21 | 22169.48 | 21348.31 | 20523.62 | 19959.78 | 19518.94 | 19185.89 | 19217.85 | 19701.13 | 21030.15 | 22078.44 | 22140.52 | 21586.06 | 20624.97 | 19647.8 | 18836.55 | 492.7896 | 23836.12 | 2 | 2017
2017-02-10 | 18483.91 | 17465.98 | 17488.35 | 17787.04 | 18552.54 | 20169.57 | 22271.43 | 22369.97 | 21689.99 | 20969.21 | 20346.99 | 19857.51 | 19410.86 | 19046.44 | 18763.8 | 18789.1 | 19206.68 | 20299.74 | 21106.67 | 21063.95 | 20460.65 | 19693.22 | 18679.1 | 17823.3 | 471.796 | 22369.97 | 2 | 2017
2017-02-11 | 17523.93 | 16864.76 | 16815.42 | 16956.96 | 17309.07 | 17918.74 | 18604.94 | 19053.42 | 19216.81 | 18905.26 | 18365.05 | 17917.55 | 17525.88 | 17152.73 | 16941.52 | 17037.24 | 17539.59 | 18692.07 | 19429.52 | 19497.45 | 19080.06 | 18456.07 | 17663.5 | 16967.39 | 431.4349 | 19497.45 | 2 | 2017
2017-02-12 | 16824.2 | 18963 | 19016.62 | 19266.99 | 19722.21 | 20419.81 | 21391.62 | 21989.61 | 21989.15 | 21260.37 | 20276.21 | 19599.43 | 19014.01 | 18478.52 | 18159.8 | 18245.5 | 18867.37 | 20250.85 | 21356.49 | 21620.84 | 21223.56 | 20541.87 | 19824.76 | 19212.91 | 477.5157 | 21989.61 | 2 | 2017
2017-02-13 | 18901.57 | 19895.08 | 20039.69 | 20465.3 | 21647.77 | 23969.59 | 26237.62 | 26329.92 | 25402.24 | 24326.83 | 23286.59 | 22259.91 | 21356.58 | 20608.87 | 20205.54 | 20224.44 | 20825.62 | 22649.69 | 23865.14 | 24014.43 | 23552.25 | 22670.9 | 21414.85 | 20463.89 | 534.6143 | 26329.92 | 2 | 2017
2017-02-14 | 20007.87 | 17851.9 | 17891.46 | 18203.69 | 18969.47 | 20623.84 | 22794.09 | 22891.72 | 22180.21 | 21413.99 | 20706.15 | 20101.24 | 19622.03 | 19236.41 | 18943.58 | 18987.14 | 19430.68 | 20563.75 | 21530.04 | 21509.94 | 20925.49 | 20104.64 | 19094.13 | 18248.97 | 481.8324 | 22891.72 | 2 | 2017
2017-02-15 | 17991.83 | 18227.2 | 18284.08 | 18614.75 | 19397.7 | 21214.59 | 23389.36 | 23488.4 | 22742.41 | 21925.99 | 21164.82 | 20405.74 | 19894.37 | 19482.01 | 19172.08 | 19215.35 | 19678.6 | 20947.19 | 21956.31 | 21960.5 | 21404.78 | 20478.77 | 19479.35 | 18647.12 | 489.1633 | 23488.4 | 2 | 2017
2017-02-16 | 18297.36 | 16617.11 | 16592.32 | 16837.14 | 17537.66 | 19070.03 | 20723.42 | 20836.62 | 20290.45 | 19867.27 | 19500.3 | 19124.74 | 18768.39 | 18486.2 | 18263.74 | 18317.97 | 18685.72 | 19671.84 | 20272.7 | 20170.66 | 19678.05 | 18882.84 | 17819.85 | 16917.6 | 451.23 | 20836.62 | 2 | 2017
2017-02-17 | 16709.17 | 16034.7 | 15976.56 | 16191.24 | 16874.38 | 18399.85 | 19944.15 | 20042.52 | 19679.15 | 19334.14 | 19044.5 | 18740.36 | 18448.39 | 18215.61 | 18025.93 | 18072.35 | 18391.94 | 19297.53 | 19827.49 | 19661.25 | 19110.26 | 18275 | 17186.59 | 16253.18 | 437.7362 | 20042.52 | 2 | 2017
2017-02-18 | 16011.42 | 16549.33 | 16473.95 | 16589.25 | 16913.41 | 17479.3 | 18100.98 | 18572.27 | 18792.08 | 18550.87 | 18085.04 | 17702.29 | 17364.38 | 17038.12 | 16863.49 | 16975.01 | 17443.76 | 18532.19 | 19220.1 | 19222.87 | 18799.86 | 18156.25 | 17329.02 | 16599.22 | 423.3645 | 19222.87 | 2 | 2017
2017-02-19 | 16434.07 | 19259.36 | 19317.77 | 19574.1 | 20032.76 | 20791.36 | 21723.97 | 22348.23 | 22356.94 | 21629.05 | 20574.17 | 19871.53 | 19281.25 | 18743.75 | 18429.08 | 18527.19 | 19151.26 | 20539.43 | 21752.02 | 21981.97 | 21620.19 | 20922.77 | 20118.61 | 19499.4 | 484.4802 | 22356.94 | 2 | 2017
2017-02-20 | 19165.23 | 20334.01 | 20490.41 | 21040.39 | 22285.08 | 24593.17 | 26804.12 | 26921.99 | 25988.74 | 24893.32 | 23831.44 | 22779.57 | 21852.49 | 21085.96 | 20560.31 | 20591.17 | 21330.04 | 23181.39 | 24424.01 | 24550.42 | 24133.02 | 23270.92 | 22007.12 | 20987.9 | 547.1022 | 26921.99 | 2 | 2017
2017-02-21 | 20444.46 | 18646.49 | 18715.32 | 19059.64 | 19853.05 | 21814.74 | 23941.21 | 24062.29 | 23307.8 | 22468.93 | 21683.15 | 20882.68 | 20242.24 | 19815.77 | 19501.02 | 19554.05 | 20028.34 | 21444.05 | 22481.6 | 22469.77 | 21956.65 | 20998.41 | 19902.91 | 19070.34 | 502.3449 | 24062.29 | 2 | 2017
2017-02-22 | 18786.94 | 14912.25 | 14794.14 | 14941.7 | 15546.74 | 16980.13 | 18451.35 | 18555.96 | 18293.23 | 18089.43 | 17954.87 | 17792.6 | 17616.38 | 17486.49 | 17369.64 | 17444.74 | 17701.2 | 18473.4 | 18900.49 | 18653.03 | 18078.71 | 17202.32 | 16056.76 | 15066.61 | 415.1491 | 18900.49 | 2 | 2017
2017-02-23 | 14986.07 | 14496.55 | 14356.27 | 14480.74 | 15063.11 | 16474.12 | 17925.92 | 18035.4 | 17810.04 | 17657.69 | 17577.48 | 17465.19 | 17331.47 | 17237.35 | 17145.02 | 17224.21 | 17454.4 | 18176.23 | 18562.26 | 18282.22 | 17687.5 | 16791.69 | 15627.45 | 14617.04 | 402.4654 | 18562.26 | 2 | 2017
2017-02-24 | 14450.78 | 15497.71 | 15403.91 | 15582.01 | 16227.84 | 17703.8 | 19184.62 | 19304.02 | 19010.4 | 18755.83 | 18561.67 | 18342.99 | 18122.39 | 17951.1 | 17807.16 | 17868.66 | 18143.83 | 18964.31 | 19427.03 | 19187.26 | 18616.98 | 17752.77 | 16624.65 | 15651.34 | 424.1431 | 19427.03 | 2 | 2017
2017-02-25 | 15374.31 | 16743.43 | 16668.28 | 16784.75 | 17107.77 | 17654.42 | 18230 | 18720.24 | 18953.45 | 18722.79 | 18267.42 | 17890.77 | 17556.76 | 17235.68 | 17069.81 | 17193.02 | 17658.82 | 18742.06 | 19429.03 | 19402.16 | 18999.13 | 18359.19 | 17518.63 | 16778.61 | 427.0605 | 19429.03 | 2 | 2017
2017-02-26 | 16586.92 | 15901.97 | 15783.52 | 15854.54 | 16133.74 | 16639.38 | 17183.4 | 17680.52 | 17984.8 | 17853.16 | 17502.37 | 17223.13 | 16971.62 | 16719.98 | 16601.22 | 16730.85 | 17145.72 | 18130.83 | 18737.48 | 18650.49 | 18203.9 | 17525.26 | 16650.29 | 15872.6 | 410.2677 | 18737.48 | 2 | 2017
2017-02-27 | 15787.37 | 15173.96 | 15063.51 | 15222.49 | 15856.18 | 17305.37 | 18752.72 | 18883.32 | 18629.63 | 18426.09 | 18285.43 | 18120.29 | 17952.06 | 17814.76 | 17699.31 | 17771.46 | 18021.97 | 18796.35 | 19225.66 | 18947.03 | 18371.8 | 17496.46 | 16344.78 | 15345.31 | 419.2933 | 19225.66 | 2 | 2017
2017-02-28 | 15134.96 | 16854.95 | 16825.06 | 17066.36 | 17758.94 | 19251.93 | 20852.53 | 21011.85 | 20487.19 | 20062.16 | 19726.58 | 19373.33 | 19034.38 | 18770.03 | 18568.94 | 18644.22 | 19000.1 | 19964.81 | 20554.19 | 20392.57 | 19930.47 | 19137.06 | 18046.36 | 17121.14 | 453.5701 | 21011.85 | 2 | 2017
2017-03-01 | 16631.43 | 17394.02 | 17497.21 | 17835.66 | 18806.19 | 21022.95 | 23011.48 | 23057.85 | 22178.92 | 21275.71 | 20490.67 | 19718.89 | 19010.93 | 18414.07 | 18023.26 | 18003.56 | 18459.7 | 19635.77 | 20700.49 | 21020.39 | 20535.33 | 19590.87 | 18285.02 | 17561.86 | 468.1622 | 23057.85 | 3 | 2017
2017-03-02 | 17331.85 | 15962.04 | 15992.68 | 16254.77 | 16914.64 | 18520.7 | 20439.74 | 20499.76 | 19792.06 | 19128.69 | 18597.13 | 18061.48 | 17721.75 | 17429.12 | 17215.24 | 17205.15 | 17468.72 | 18119.91 | 18981.44 | 19159.96 | 18566.08 | 17743.79 | 16790.82 | 16023.57 | 429.9211 | 20499.76 | 3 | 2017
2017-03-03 | 15939.41 | 15346.57 | 15340.38 | 15574.19 | 16214.86 | 17644.86 | 19359.07 | 19440.1 | 18815.93 | 18267.13 | 17907.66 | 17639.75 | 17373.47 | 17129.05 | 16948.53 | 16927.28 | 17143.49 | 17711.6 | 18261.72 | 18355.26 | 17835.49 | 17092.77 | 16116.65 | 15321.2 | 413.7064 | 19440.1 | 3 | 2017
2017-03-04 | 15215.87 | 17216.06 | 17269.61 | 17487.67 | 17884.54 | 18728.65 | 19481.11 | 20036.76 | 20006.82 | 19358.71 | 18462.02 | 17832.63 | 17392.56 | 16955.63 | 16714.94 | 16744.67 | 17177.12 | 18069.42 | 19161.7 | 19602.24 | 19213.28 | 18470.87 | 17695.69 | 17141.48 | 433.32 | 20036.76 | 3 | 2017
2017-03-05 | 17013.06 | 17577.48 | 17647.78 | 17883.73 | 18386.41 | 19346.43 | 20104.27 | 20661.22 | 20594.78 | 19893.8 | 18940.6 | 18124.95 | 17653.59 | 17190.73 | 16933.52 | 16962.66 | 17414.19 | 18395.74 | 19605.53 | 20072.03 | 19712.89 | 18993.19 | 18066.32 | 17524.81 | 444.6997 | 20661.22 | 3 | 2017
2017-03-06 | 17432.5 | 19042.98 | 19289.09 | 19896.41 | 21136.43 | 23441.56 | 25445.34 | 25515.18 | 24512.51 | 23419.4 | 22425.47 | 21459.3 | 20599.43 | 19859.4 | 19338.83 | 19296.16 | 19902.25 | 21270.06 | 22496.29 | 22889.06 | 22502.75 | 21637.42 | 20389.05 | 19425.42 | 512.6223 | 25515.18 | 3 | 2017
2017-03-07 | 19004.74 | 18362.67 | 18569.96 | 19135.12 | 20315.4 | 22559.67 | 24528.59 | 24591.12 | 23637.69 | 22620.77 | 21712.28 | 20821.1 | 20011.62 | 19331.92 | 18847.79 | 18822.08 | 19395.61 | 20691.41 | 21859.34 | 22218.63 | 21815.82 | 20926.13 | 19649.12 | 18661.97 | 498.0906 | 24591.12 | 3 | 2017
2017-03-08 | 18365.1 | 17392.09 | 17486.49 | 17817.06 | 18763.63 | 20943.58 | 22864.26 | 22937 | 22095.72 | 21235.44 | 20492.34 | 19755.2 | 19076.33 | 18506.46 | 18104.32 | 18094.98 | 18573.5 | 19714.01 | 20754.67 | 21019.94 | 20547.51 | 19596.31 | 18265.3 | 17532.45 | 469.9337 | 22937 | 3 | 2017
2017-03-09 | 17381.17 | 17199.71 | 17282.69 | 17601.46 | 18433.05 | 20592.88 | 22491.05 | 22570.76 | 21759.73 | 20939.9 | 20238.92 | 19540.24 | 18893.9 | 18351.85 | 18011.83 | 18005.83 | 18423.55 | 19525.21 | 20534.99 | 20770.6 | 20286 | 19320.77 | 18053.43 | 17320.48 | 463.53 | 22570.76 | 3 | 2017
2017-03-10 | 17167.55 | 16861.33 | 16921.39 | 17226.38 | 17932.52 | 20024.69 | 21905.88 | 22004.59 | 21244.73 | 20493.83 | 19854.77 | 19218.03 | 18629.09 | 18145.49 | 17904.17 | 17885.65 | 18175.91 | 19204.94 | 20150.87 | 20327.14 | 19785.35 | 18782.99 | 17664.4 | 16915.1 | 454.4268 | 22004.59 | 3 | 2017
2017-03-11 | 16761.22 | 15868.82 | 15845.91 | 15984.84 | 16303.53 | 16850.78 | 17270.85 | 17676.53 | 17788.2 | 17530.19 | 17110.02 | 16785.53 | 16493.19 | 16182.47 | 16031.71 | 16080.34 | 16420.72 | 17136.15 | 17793.12 | 17962.78 | 17626.04 | 17052.73 | 16295.98 | 15668.31 | 402.52 | 17962.78 | 3 | 2017
2017-03-12 | 15662.99 | 15698.39 | 15651.95 | 15785.41 | 16077.48 | 16623.76 | 17312.91 | 17818.25 | 18061.25 | 17835.92 | 17391.47 | 17023.66 | 16710.93 | 16376.15 | 16159.54 | 16178.4 | 16368.87 | 16656.08 | 17323.2 | 18191.21 | 18075.25 | 17537.37 | 16731.71 | 16041.82 | 403.294 | 18191.21 | 3 | 2017
2017-03-13 | 15760.37 | 16186.07 | 16202.21 | 16472.03 | 17133.07 | 18832.7 | 21069.23 | 21326.61 | 20808.03 | 20223.98 | 19663.75 | 19077.62 | 18556 | 18111.43 | 17842.78 | 17806.36 | 17915.77 | 18138.03 | 19012.51 | 20131.07 | 19894.74 | 18908.32 | 17672.97 | 16825.53 | 443.5712 | 21326.61 | 3 | 2017
2017-03-14 | 16358.81 | 15225.05 | 15188.95 | 15402.41 | 15990.3 | 17354.97 | 19259.4 | 19513.35 | 19100.63 | 18672.52 | 18281.48 | 17897.02 | 17632.19 | 17393.55 | 17174.61 | 17156.06 | 17216.28 | 17335.66 | 17861.46 | 18792.12 | 18505.01 | 17688.13 | 16635.65 | 15754.39 | 417.39 | 19513.35 | 3 | 2017
2017-03-15 | 15397.16 | 15169.83 | 15083.11 | 15248.83 | 15788.26 | 17099.16 | 18837.33 | 19175.99 | 18967.73 | 18795.13 | 18691.69 | 18554.56 | 18420.51 | 18304.03 | 18159.16 | 18206.47 | 18277.59 | 18326.35 | 18884.22 | 19728.46 | 19278.38 | 18112.64 | 16953.09 | 15966.66 | 425.4263 | 19728.46 | 3 | 2017
2017-03-16 | 15424.23 | 13941.04 | 13839.01 | 13983.44 | 14504.34 | 15804.68 | 17241.2 | 17423.91 | 17247.91 | 17105.55 | 16999.41 | 16866.46 | 16724.81 | 16589.88 | 16441.7 | 16432.38 | 16413.41 | 16382.43 | 16787.5 | 17414.78 | 17161.12 | 16402.91 | 15298.89 | 14360.84 | 386.7918 | 17423.91 | 3 | 2017
2017-03-17 | 14068.41 | 14965.99 | 14908.56 | 15110.11 | 15694.42 | 17066.16 | 18775.93 | 19055.75 | 18695.51 | 18335.22 | 18013.11 | 17774.92 | 17548.74 | 17335.43 | 17136.21 | 17107.78 | 17137.9 | 17207.13 | 17687.78 | 18453.28 | 18120.91 | 17392.05 | 16324.99 | 15426.35 | 409.3426 | 19055.75 | 3 | 2017
2017-03-18 | 15001.8 | 14302.7 | 14179.42 | 14232.79 | 14446.78 | 14910.27 | 15519.61 | 16047.15 | 16409.06 | 16378.77 | 16124.5 | 15932.78 | 15768.1 | 15559.42 | 15431.53 | 15467.52 | 15566.07 | 15676.13 | 16200.16 | 16941.43 | 16762.13 | 16157.02 | 15284.36 | 14522.85 | 372.8223 | 16941.43 | 3 | 2017
2017-03-19 | 14312.63 | 14729.15 | 14625.84 | 14700.51 | 14934.35 | 15412.89 | 16027.71 | 16555.9 | 16887.59 | 16813.78 | 16512.92 | 16276.95 | 16074.89 | 15835.13 | 15687.29 | 15722.29 | 15843.67 | 15998.06 | 16559.16 | 17322.58 | 17167.53 | 16581 | 15721.98 | 14975.86 | 381.2797 | 17322.58 | 3 | 2017
2017-03-20 | 14712.69 | 15899.47 | 15894.3 | 16142.65 | 16781.17 | 18267.67 | 20421.32 | 20705.19 | 20250.48 | 19747.03 | 19267.84 | 18751.96 | 18287.58 | 17960.78 | 17720.84 | 17694.63 | 17773.83 | 17941.62 | 18672.79 | 19714.32 | 19476.46 | 18471.32 | 17347.19 | 16475.66 | 434.3788 | 20705.19 | 3 | 2017
2017-03-21 | 16012.36 | 14544.06 | 14465.26 | 14635.1 | 15178.51 | 16485.48 | 17902.68 | 18176.62 | 17893.31 | 17706.5 | 17551.41 | 17370.49 | 17187.57 | 17019.8 | 16854 | 16849.71 | 16855.6 | 16872.97 | 17320.53 | 17956.71 | 17741.69 | 17006.67 | 15911.81 | 14986.27 | 400.4851 | 18176.62 | 3 | 2017
2017-03-22 | 14673.36 | 13480 | 13347.5 | 13461.06 | 13950 | 15208.27 | 16591.47 | 16792.07 | 16674.89 | 16609.52 | 16582.66 | 16520.89 | 16439.62 | 16356.87 | 16247.99 | 16250.06 | 16193 | 16089.68 | 16438.21 | 17003.88 | 16733.57 | 15950.59 | 14814.62 | 13843.37 | 376.2532 | 17003.88 | 3 | 2017
2017-03-23 | 13556.84 | 14299.7 | 14205.05 | 14358.7 | 14885.98 | 16174.96 | 17574.31 | 17775.81 | 17602.24 | 17455.55 | 17342.91 | 17201.88 | 17053.24 | 16914.96 | 16770.33 | 16772.05 | 16760.86 | 16742.65 | 17158.85 | 17766.43 | 17535.83 | 16784.5 | 15672.78 | 14729.63 | 393.096 | 17775.81 | 3 | 2017
2017-03-24 | 14359.8 | 15425.35 | 15382.07 | 15600.06 | 16196.83 | 17560.95 | 19437.29 | 19741.96 | 19366.21 | 18973.33 | 18603.1 | 18185.67 | 17905.43 | 17672.49 | 17466.02 | 17445.04 | 17486.81 | 17582.01 | 18090.13 | 19024.15 | 18744.07 | 17841.36 | 16774.99 | 15879.62 | 420.7447 | 19741.96 | 3 | 2017
2017-03-25 | 15449.51 | 16289.74 | 16255.3 | 16404.03 | 16705.79 | 17228.5 | 17844.22 | 18550.71 | 18888.94 | 18564.99 | 17941.47 | 17556.64 | 17228.73 | 16885.42 | 16673.67 | 16710.39 | 16910.03 | 17215.51 | 17903.32 | 18982.18 | 18904.8 | 18143.31 | 17325.48 | 16627.62 | 417.1903 | 18982.18 | 3 | 2017
2017-03-26 | 16306.48 | 15246.34 | 15159.09 | 15252.24 | 15500.57 | 15974.23 | 16553.58 | 17099.4 | 17418.74 | 17319.97 | 16989.84 | 16722.85 | 16494.71 | 16235.14 | 16079.84 | 16123.4 | 16260.61 | 16446.41 | 17036.68 | 17792.39 | 17674 | 17104.94 | 16246.21 | 15503.38 | 394.541 | 17792.39 | 3 | 2017
2017-03-27 | 15286.37 | 14499.39 | 14411.21 | 14574.12 | 15127.57 | 16435.4 | 17820.1 | 18074.79 | 17887.33 | 17747.24 | 17635.51 | 17498.69 | 17367.36 | 17227.19 | 17089.41 | 17087.19 | 17070.71 | 17049.37 | 17461.6 | 18038.63 | 17800.83 | 17044.13 | 15925.81 | 14969.82 | 401.1298 | 18074.79 | 3 | 2017
2017-03-28 | 14628.02 | 13280.53 | 13125.26 | 13216.83 | 13681.62 | 14902.72 | 16234.57 | 16458.67 | 16394.69 | 16395.82 | 16438.01 | 16439.58 | 16413.58 | 16379.76 | 16309.37 | 16328.25 | 16247.05 | 16091.19 | 16392.59 | 16898.36 | 16614.85 | 15807.54 | 14637.91 | 13632.83 | 372.9496 | 16898.36 | 3 | 2017
2017-03-29 | 13360.38 | 14448.78 | 14319.99 | 14443.15 | 14936 | 16172.91 | 17514.97 | 17772.5 | 17706.83 | 17690.15 | 17721.06 | 17725.39 | 17710.84 | 17692.57 | 17639.87 | 17694.61 | 17676.93 | 17596.47 | 17914.42 | 18532.39 | 18113.09 | 17286.42 | 16089.94 | 15064.4 | 402.8241 | 18532.39 | 3 | 2017
2017-03-30 | 14576.61 | 13928.47 | 13741.78 | 13807.96 | 14243.72 | 15424.23 | 16733.89 | 17031.78 | 17098.96 | 17254.55 | 17475.87 | 17671.81 | 17830.27 | 17962.49 | 18016.73 | 18116.6 | 18065.83 | 17873.14 | 18050.69 | 18551.08 | 18026.42 | 17102.27 | 15815.04 | 14697.62 | 399.0978 | 18551.08 | 3 | 2017
2017-03-31 | 14181.67 | 13218.98 | 13034.37 | 13107.94 | 13561.62 | 14780.36 | 16089.56 | 16355.36 | 16363.99 | 16454.53 | 16584.4 | 16679.16 | 16742.87 | 16780.08 | 16763.38 | 16794.65 | 16693.56 | 16480.09 | 16702.91 | 17121.85 | 16763.35 | 15895.89 | 14679.39 | 13625.79 | 375.4558 | 17121.85 | 3 | 2017
2017-04-01 | 13319.38 | 13384.94 | 13186.98 | 13191.86 | 13464.53 | 13924.18 | 14403.88 | 15007.5 | 15503.99 | 15633.35 | 15543.44 | 15480.43 | 15417.12 | 15372.45 | 15408.3 | 15531.17 | 15762 | 15862.88 | 15870.85 | 16350.28 | 16418.06 | 15717.17 | 14737.75 | 13862.63 | 358.3551 | 16418.06 | 4 | 2017
2017-04-02 | 13479.35 | 13133.14 | 12927.94 | 12924.72 | 13189.51 | 13641.04 | 14109.68 | 14709.43 | 15210.7 | 15348.95 | 15266.17 | 15206.17 | 15143.41 | 15098.28 | 15133.25 | 15250.1 | 15464.74 | 15545.07 | 15546.89 | 16022.68 | 16094.87 | 15397.62 | 14421.21 | 13547.7 | 351.8126 | 16094.87 | 4 | 2017
2017-04-03 | 13201.89 | 12863.38 | 12693.31 | 12796.97 | 13404.15 | 14728.08 | 16028.2 | 16292.77 | 16242.15 | 16243.24 | 16276.66 | 16245 | 16189.37 | 16184.55 | 16182.01 | 16233.81 | 16322.58 | 16268.32 | 16169.52 | 16532.7 | 16538.88 | 15699.92 | 14506.23 | 13463.31 | 367.307 | 16538.88 | 4 | 2017
2017-04-04 | 13012.84 | 14174.09 | 14065.34 | 14232.29 | 14881.9 | 16232.03 | 17952.4 | 18292.82 | 18070.22 | 17863.07 | 17690.63 | 17434.32 | 17166.81 | 17016.75 | 16910.25 | 16989.31 | 17216.95 | 17350.22 | 17392.03 | 18017.63 | 18139.86 | 17073.22 | 15792.76 | 14813.46 | 397.7812 | 18292.82 | 4 | 2017
2017-04-05 | 14291.31 | 13770.76 | 13640.51 | 13785.23 | 14412.8 | 15741.34 | 17254.23 | 17600.99 | 17427.71 | 17288.76 | 17187.77 | 16997.12 | 16785.83 | 16683.09 | 16609.1 | 16693.09 | 16885.81 | 16952.41 | 16940.03 | 17522.99 | 17618.13 | 16538.01 | 15375.92 | 14377.12 | 388.3801 | 17618.13 | 4 | 2017
2017-04-06 | 13923.33 | 14768.71 | 14687.18 | 14883.07 | 15560.12 | 17092.82 | 18913.76 | 19257.43 | 18979.68 | 18692.1 | 18433.8 | 18096.75 | 17759.62 | 17552.43 | 17410.11 | 17489.04 | 17759.21 | 17974.2 | 18084.66 | 18747.44 | 18915.75 | 17883.77 | 16401.47 | 15442.67 | 414.7091 | 19257.43 | 4 | 2017
2017-04-07 | 14929.76 | 15524.28 | 15473.63 | 15714.18 | 16440.82 | 18356.75 | 20205.03 | 20560.34 | 20211.02 | 19820.52 | 19440.46 | 18995.45 | 18571.8 | 18283.14 | 18088.58 | 18147.2 | 18465.57 | 18779.9 | 18967.65 | 19669.35 | 19860.91 | 18860.89 | 17353.83 | 16208.94 | 436.93 | 20560.34 | 4 | 2017
2017-04-08 | 15664.55 | 15524.1 | 15440.85 | 15565.61 | 15952.22 | 16497.55 | 17166.38 | 17980.79 | 18398.73 | 18203.51 | 17680.41 | 17200.13 | 16773.55 | 16461.51 | 16361.02 | 16460.58 | 16893.08 | 17363.16 | 17689.26 | 18551.12 | 18872.97 | 18090.26 | 16885.84 | 16025.11 | 407.7023 | 18872.97 | 4 | 2017
2017-04-09 | 15643.63 | 15940.05 | 15871.89 | 16013.4 | 16415.08 | 17116.44 | 17818.07 | 18640.35 | 19034.88 | 18802.64 | 18241.33 | 17727.14 | 17273.91 | 16905.07 | 16752.15 | 16901.77 | 17397.46 | 17916.7 | 18274.96 | 19150.3 | 19490.07 | 18718.32 | 17518.79 | 16493.33 | 420.0577 | 19490.07 | 4 | 2017
2017-04-10 | 16072.13 | 15097.66 | 15022.37 | 15228.32 | 15929.72 | 17605.52 | 19402.88 | 19787.74 | 19539.65 | 19274.19 | 19034.65 | 18720.1 | 18421.73 | 18231.45 | 18112.48 | 18201.22 | 18477.21 | 18694.56 | 18791.54 | 19404.98 | 19560.02 | 18509.61 | 16940.76 | 15866.47 | 429.927 | 19787.74 | 4 | 2017
2017-04-11 | 15357.57 | 14386.68 | 14279.56 | 14449.82 | 15099.62 | 16433.34 | 18171.5 | 18535.8 | 18325.91 | 18127.14 | 17960.04 | 17704.19 | 17436.96 | 17289.73 | 17192.43 | 17284.21 | 17510.59 | 17642.9 | 17688.65 | 18281.15 | 18430.99 | 17370.77 | 16001.29 | 15014.16 | 405.975 | 18535.8 | 4 | 2017
2017-04-12 | 14571.32 | 15248.77 | 15182.23 | 15395.41 | 16086.29 | 17809.84 | 19593.71 | 19957.91 | 19663.54 | 19343.53 | 19048.36 | 18673.74 | 18305.26 | 18074.24 | 17922.67 | 18012.53 | 18305.24 | 18562.17 | 18708.61 | 19364.58 | 19574.01 | 18561.91 | 17017.06 | 15941.79 | 428.9247 | 19957.91 | 4 | 2017
2017-04-13 | 15415.47 | 14040.16 | 13899.46 | 14036.42 | 14652.98 | 15950.42 | 17468.7 | 17864.65 | 17756.14 | 17688.99 | 17665.22 | 17550.3 | 17408.07 | 17368.95 | 17349.36 | 17472.06 | 17664.24 | 17702.36 | 17643.67 | 18141.05 | 18223.7 | 17096.63 | 15753.52 | 14717.53 | 400.53 | 18223.7 | 4 | 2017
2017-04-14 | 14277.22 | 13275.92 | 13097.11 | 13205.76 | 13801.38 | 15097.57 | 16323.3 | 16648.47 | 16607.33 | 16637.31 | 16699.91 | 16665.39 | 16594.8 | 16605.06 | 16618.78 | 16719.79 | 16838.18 | 16757.76 | 16613.09 | 17040.51 | 17063.51 | 16074.92 | 14860.66 | 13806.35 | 377.9301 | 17063.51 | 4 | 2017
2017-04-15 | 13383.44 | 13142.65 | 12931.6 | 12923.64 | 13179.74 | 13594.42 | 13980.6 | 14602.98 | 15122.84 | 15279.17 | 15208.07 | 15148.68 | 15082.22 | 15036.28 | 15078.78 | 15201.79 | 15393.25 | 15446.17 | 15447.3 | 15880.39 | 15994.14 | 15311.76 | 14326.53 | 13445.2 | 350.1416 | 15994.14 | 4 | 2017
2017-04-16 | 13158.28 | 14336.22 | 14181.03 | 14232.52 | 14544.64 | 15005.7 | 15418.21 | 16040.33 | 16475.58 | 16510.71 | 16311.24 | 16131.96 | 15964.86 | 15835.23 | 15823.18 | 15943.91 | 16202.56 | 16381.9 | 16484.2 | 17144.18 | 17387.31 | 16521.44 | 15573.53 | 14734.46 | 376.3432 | 17387.31 | 4 | 2017
2017-04-17 | 14346.1 | 14161.72 | 14029.7 | 14177.3 | 14821.01 | 16140.7 | 17695.87 | 18113.35 | 18007.7 | 17932.86 | 17893.05 | 17763.16 | 17621.19 | 17565.16 | 17543.15 | 17656.33 | 17841.29 | 17879.49 | 17829.07 | 18304.53 | 18395.23 | 17274.38 | 15891.01 | 14850.09 | 403.7334 | 18395.23 | 4 | 2017
2017-04-18 | 14363.65 | 14098.72 | 13910.65 | 14004.22 | 14573.97 | 15809.96 | 17197.01 | 17682.18 | 17764.33 | 17931.09 | 18168.78 | 18321.82 | 18427.7 | 18608 | 18753.21 | 18967.38 | 19147.91 | 19069.38 | 18826.39 | 19128.43 | 19079.59 | 17811.52 | 16170.08 | 15027.74 | 412.8437 | 19147.91 | 4 | 2017
2017-04-19 | 14398.21 | 13416.81 | 13203.79 | 13270.16 | 13814.02 | 15026.75 | 16198 | 16571.35 | 16692.59 | 16919.66 | 17216.62 | 17417.74 | 17559.86 | 17768.64 | 17930.84 | 18133.08 | 18257.28 | 18093.17 | 17802.26 | 18075.24 | 18013.54 | 16735.74 | 15379.34 | 14228.86 | 392.1235 | 18257.28 | 4 | 2017
2017-04-20 | 13676.91 | 13280.4 | 13069.21 | 13136.38 | 13682.77 | 14900.53 | 16070.41 | 16406.5 | 16481.61 | 16683.92 | 16942.81 | 17087.39 | 17162.64 | 17301.27 | 17402.61 | 17556.38 | 17649.58 | 17486.54 | 17238.84 | 17554.59 | 17537.29 | 16375.15 | 15088.5 | 13965.09 | 383.7373 | 17649.58 | 4 | 2017
2017-04-21 | 13477.82 | 13277.57 | 13055.49 | 13124.19 | 13677.34 | 14915.82 | 16082.86 | 16439.9 | 16531.94 | 16758.86 | 17047.07 | 17234.92 | 17362.83 | 17544.23 | 17683.95 | 17848.87 | 17940.39 | 17749.97 | 17454.53 | 17715.16 | 17641.46 | 16418.17 | 15115.62 | 13974.54 | 386.0735 | 17940.39 | 4 | 2017
2017-04-22 | 13445.57 | 13288.6 | 12976.29 | 12874.99 | 13035.22 | 13336.6 | 13638.54 | 14393.02 | 15206.26 | 15726.65 | 16053.99 | 16389.14 | 16700.06 | 17035.47 | 17370.44 | 17679.75 | 17888.52 | 17726 | 17372.29 | 17613.44 | 17506.22 | 16359.77 | 15166.13 | 14080.38 | 372.8633 | 17888.52 | 4 | 2017
2017-04-23 | 13526.07 | 13043.66 | 12735.06 | 12635.85 | 12796.94 | 13095.96 | 13386.79 | 14127.03 | 14918.52 | 15412.68 | 15713.81 | 16028.13 | 16297.24 | 16543.25 | 16869.72 | 17190.02 | 17398.82 | 17228.6 | 16880.96 | 17126.62 | 17037.55 | 16030.42 | 14847.13 | 13770.93 | 364.6418 | 17398.82 | 4 | 2017
2017-04-24 | 13243.77 | 12812.12 | 12587.19 | 12640.35 | 13189.93 | 14408.62 | 15552.21 | 15903.1 | 16007.69 | 16195.16 | 16423.18 | 16576.34 | 16717.78 | 16901.49 | 17047.95 | 17207.59 | 17260.54 | 17020.46 | 16716.09 | 16966.06 | 16920.57 | 15913.76 | 14612.76 | 13465.48 | 372.2902 | 17260.54 | 4 | 2017
2017-04-25 | 12979.4 | 12734.29 | 12509.31 | 12560.51 | 13089.44 | 14281.32 | 15409.19 | 15739.18 | 15818.73 | 15981.99 | 16187.98 | 16310.59 | 16375.69 | 16512.87 | 16644.25 | 16809.73 | 16866.92 | 16637.97 | 16394.9 | 16636.94 | 16631.5 | 15717.46 | 14427.37 | 13299.06 | 366.5566 | 16866.92 | 4 | 2017
2017-04-26 | 12866.4 | 13520.52 | 13252.03 | 13267.14 | 13756.32 | 14896.95 | 16004.32 | 16428.57 | 16757.66 | 17263.36 | 17872.59 | 18394.45 | 18833.28 | 19303.66 | 19661.92 | 19973.74 | 20086.11 | 19785.73 | 19275.74 | 19315.71 | 19095.33 | 17648.87 | 15918.66 | 14641.65 | 407.8207 | 20086.11 | 4 | 2017
2017-04-27 | 13887.12 | 13991.19 | 13694.15 | 13685.31 | 14148.17 | 15254.65 | 16346.18 | 16955.49 | 17456.64 | 18143.29 | 18963.08 | 19712.99 | 20368.59 | 21031.73 | 21534.11 | 21938.07 | 22082.3 | 21732.6 | 21075.39 | 20962.07 | 20606.91 | 19025.32 | 16907.05 | 15456.38 | 434.9588 | 22082.3 | 4 | 2017
2017-04-28 | 14532.78 | 13572.2 | 13286.38 | 13297.08 | 13787.4 | 14941.56 | 16038.57 | 16494.62 | 16870.63 | 17445.35 | 18118.68 | 18712.42 | 19223.57 | 19748.06 | 20148.7 | 20469.09 | 20570.03 | 20229.12 | 19657.03 | 19623.47 | 19337.76 | 17841.16 | 16027.25 | 14722.73 | 414.6956 | 20570.03 | 4 | 2017
2017-04-29 | 13934.7 | 13020.66 | 12786.9 | 12757.15 | 12987.62 | 13348.1 | 13640.69 | 14298.83 | 14878.61 | 15105.78 | 15105.2 | 15105.9 | 15090 | 15089.91 | 15173.14 | 15317.16 | 15476.18 | 15468.33 | 15426.05 | 15778.38 | 15901.94 | 15204.86 | 14181.26 | 13263.78 | 348.3411 | 15901.94 | 4 | 2017
2017-04-30 | 13013.17 | 13110.6 | 12880.58 | 12854.77 | 13088.8 | 13450.12 | 13738.89 | 14398.64 | 14973.75 | 15193.48 | 15184.66 | 15177.14 | 15154.03 | 15148.07 | 15228.04 | 15372.53 | 15534.96 | 15534.38 | 15499.24 | 15853.05 | 15983.47 | 15290.79 | 14268.96 | 13353.97 | 349.2861 | 15983.47 | 4 | 2017
2017-05-01 | 12710.93 | 13280.58 | 13034.7 | 13082.22 | 13647.15 | 14888.91 | 16152.54 | 16660.53 | 16855.52 | 17081.54 | 17343.95 | 17456.46 | 17553.61 | 17664.86 | 17778.33 | 17969.86 | 18120.78 | 18069.46 | 17795.11 | 17696.63 | 17827.58 | 16950.82 | 15526.16 | 14219.47 | 389.3677 | 18120.78 | 5 | 2017
2017-05-02 | 13564.64 | 13150.79 | 12843.08 | 12830.71 | 13314.91 | 14466.92 | 15685.8 | 16241.98 | 16584.6 | 17002.73 | 17487.44 | 17826.66 | 18119.74 | 18441.47 | 18722.26 | 19029.79 | 19196.87 | 19033.45 | 18549.39 | 18291.36 | 18312.45 | 17318.06 | 15771.71 | 14353.32 | 396.1401 | 19196.87 | 5 | 2017
2017-05-03 | 13581.75 | 13587.79 | 13231.62 | 13176.71 | 13615.82 | 14714.89 | 15911.36 | 16548.36 | 17057.07 | 17676.55 | 18396.24 | 19060.13 | 19655.62 | 20233.2 | 20686.09 | 21096.85 | 21287.64 | 21046.08 | 20377.19 | 19930.21 | 19781.11 | 18492.07 | 16803.72 | 15249.22 | 421.1973 | 21287.64 | 5 | 2017
2017-05-04 | 14193.11 | 13291.33 | 13001.5 | 13006.5 | 13507.75 | 14673.02 | 15890.79 | 16435.49 | 16736.41 | 17099.97 | 17523.06 | 17798.34 | 18032.82 | 18286.94 | 18527.99 | 18818.2 | 18991.74 | 18863.62 | 18431.77 | 18220.79 | 18282.37 | 17323.43 | 15806.79 | 14418.89 | 397.1626 | 18991.74 | 5 | 2017
2017-05-05 | 13686.35 | 13439.58 | 13185.92 | 13237.03 | 13791.69 | 15027.14 | 16265.2 | 16783.53 | 16979.9 | 17210.72 | 17470.64 | 17582.61 | 17672.63 | 17789.8 | 17907.3 | 18103.76 | 18257.35 | 18205.03 | 17923.14 | 17804.15 | 17928.99 | 17046.56 | 15615.72 | 14311.28 | 393.226 | 18257.35 | 5 | 2017
2017-05-06 | 13658.02 | 13743.66 | 13490.83 | 13450.69 | 13666 | 13962.88 | 14292.21 | 15150.54 | 15877.54 | 16152.62 | 16170.74 | 16128.63 | 16104.88 | 16073.89 | 16163 | 16396.73 | 16688.21 | 16833.1 | 16756.25 | 16842.17 | 17134.22 | 16487.19 | 15359.27 | 14297.43 | 370.8807 | 17134.22 | 5 | 2017
2017-05-07 | 13851.08 | 13444.26 | 13176.25 | 13120.19 | 13320 | 13602.13 | 13919.34 | 14779.99 | 15531.66 | 15841.13 | 15895.36 | 15886.43 | 15890.85 | 15883.43 | 15988.54 | 16224.12 | 16497.13 | 16607.33 | 16502.85 | 16567.84 | 16845.8 | 16186.01 | 15046.41 | 13971.73 | 364.5799 | 16845.8 | 5 | 2017
2017-05-08 | 13557.52 | 12724.16 | 12460.75 | 12488.46 | 13032.8 | 14244.08 | 15455.65 | 15962.08 | 16174.64 | 16426.67 | 16710.56 | 16833.35 | 16935.52 | 17050.36 | 17168.56 | 17352.36 | 17461.43 | 17354.85 | 17063.88 | 16940.42 | 17091.86 | 16226.74 | 14802.71 | 13495.66 | 375.0151 | 17461.43 | 5 | 2017
2017-05-09 | 12972.37 | 13112.29 | 12790.91 | 12765.27 | 13234.41 | 14357.16 | 15529.33 | 16107.09 | 16488.42 | 16952.47 | 17484.96 | 17867.87 | 18199.28 | 18569.24 | 18881.93 | 19206.7 | 19357.02 | 19155.47 | 18637.02 | 18320.85 | 18337.98 | 17328.58 | 15755.16 | 14311.83 | 395.7236 | 19357.02 | 5 | 2017
2017-05-10 | 13526.54 | 13772.92 | 13397.82 | 13325.97 | 13746.13 | 14809.54 | 15955.83 | 16632.63 | 17207.85 | 17905.4 | 18746.98 | 19499.81 | 20172.43 | 20815.34 | 21317.79 | 21756.68 | 21936.15 | 21653.95 | 20929.95 | 20402.5 | 20227.85 | 18898.31 | 17115.99 | 15516.19 | 429.2706 | 21936.15 | 5 | 2017
2017-05-11 | 14415.84 | 13461.4 | 13111.19 | 13060.62 | 13503.56 | 14593.08 | 15745.41 | 16376.85 | 16861.21 | 17449.34 | 18121.43 | 18687.26 | 19210.28 | 19719.29 | 20122.29 | 20499.16 | 20657.59 | 20411.57 | 19790.92 | 19363.96 | 19286.55 | 18098.53 | 16442.76 | 14920.53 | 413.9106 | 20657.59 | 5 | 2017
2017-05-12 | 14028.44 | 13727.79 | 13357.71 | 13301.86 | 13745.4 | 14849.5 | 16001.15 | 16677.35 | 17224.05 | 17886.54 | 18652.21 | 19343.04 | 19961.02 | 20543.97 | 21002.9 | 21398.99 | 21560.73 | 21284.53 | 20589.68 | 20079.99 | 19914.1 | 18608.93 | 16889.7 | 15320.89 | 425.9505 | 21560.73 | 5 | 2017
2017-05-13 | 14289.27 | 13225.97 | 12830.63 | 12654.48 | 12731.57 | 12876.31 | 13102.58 | 14105.86 | 15206.49 | 15952.91 | 16492.83 | 16976.5 | 17426.16 | 17804.49 | 18186.13 | 18575.03 | 18837.02 | 18707.49 | 18232.29 | 17973.48 | 17991.15 | 17070.74 | 15674.58 | 14347.56 | 381.2715 | 18837.02 | 5 | 2017
2017-05-14 | 13630.12 | 12964.43 | 12568.38 | 12390.09 | 12464.34 | 12604.64 | 12820.81 | 13813.15 | 14902.26 | 15636.12 | 16163.21 | 16636.41 | 17081.27 | 17460.35 | 17847.18 | 18222.68 | 18453.51 | 18322.56 | 17878.31 | 17619.81 | 17645.82 | 16734.33 | 15345.23 | 14024.25 | 373.2293 | 18453.51 | 5 | 2017
2017-05-15 | 13333.56 | 13755.07 | 13402.35 | 13352.53 | 13814.33 | 14917.07 | 16056.59 | 16729.21 | 17260.42 | 17895.24 | 18633.62 | 19282.48 | 19864.93 | 20403.73 | 20834.18 | 21215.55 | 21368.3 | 21105.79 | 20452.65 | 19966.71 | 19854.68 | 18586.46 | 16891.62 | 15334.93 | 424.312 | 21368.3 | 5 | 2017
2017-05-16 | 14315.26 | 13128.21 | 12809.01 | 12785.17 | 13255.37 | 14368.43 | 15508.72 | 16090.67 | 16467.29 | 16923.37 | 17441.58 | 17801.33 | 18106.48 | 18436.44 | 18729.05 | 19040.94 | 19175.19 | 18969.84 | 18471.97 | 18173.05 | 18222.69 | 17234.44 | 15670.43 | 14238.03 | 395.363 | 19175.19 | 5 | 2017
2017-05-17 | 13510.08 | 13355.6 | 13063.64 | 13066.44 | 13562.56 | 14697.78 | 15844.44 | 16408.48 | 16723.23 | 17098.15 | 17527.8 | 17800.74 | 18030.35 | 18281.05 | 18527.33 | 18824.06 | 18977.76 | 18828.06 | 18399.53 | 18156.09 | 18254.72 | 17311.2 | 15786.1 | 14393.62 | 396.4288 | 18977.76 | 5 | 2017
2017-05-18 | 13686.61 | 13527.96 | 13207.93 | 13185.57 | 13655.36 | 14759.33 | 15888.11 | 16495.24 | 16900.63 | 17386.25 | 17940.99 | 18346.14 | 18742.15 | 19143.35 | 19474.88 | 19819.63 | 19976.85 | 19778.58 | 19253.45 | 18890.52 | 18912.13 | 17839.5 | 16242.09 | 14779.52 | 407.8328 | 19976.85 | 5 | 2017
2017-05-19 | 13963.39 | 13519.81 | 13235.83 | 13258.6 | 13781.11 | 14956.65 | 16107.62 | 16679.76 | 16971.65 | 17315.3 | 17696.63 | 17926.23 | 18122.39 | 18334.42 | 18548.6 | 18818.49 | 18970.11 | 18837.15 | 18431.05 | 18190.31 | 18284.43 | 17351.08 | 15847.66 | 14475.73 | 399.624 | 18970.11 | 5 | 2017
2017-05-20 | 13780.56 | 12722.98 | 12396.86 | 12281.97 | 12420.98 | 12622.77 | 12841.95 | 13744.61 | 14620.3 | 15089.03 | 15310.95 | 15457.84 | 15597.85 | 15707.61 | 15900.6 | 16168.43 | 16378.11 | 16354.21 | 16131.09 | 16066.74 | 16297.6 | 15577.51 | 14362.57 | 13213.23 | 351.0463 | 16378.11 | 5 | 2017
2017-05-21 | 12830.62 | 13204.94 | 12897.26 | 12802.3 | 12960.38 | 13176.76 | 13404.12 | 14311.62 | 15164.91 | 15599.32 | 15785.81 | 15901.16 | 16014.71 | 16102.74 | 16282.05 | 16552.94 | 16788.35 | 16808.24 | 16614.99 | 16566.34 | 16812.04 | 16102.5 | 14894.2 | 13754.07 | 361.3324 | 16812.04 | 5 | 2017
2017-05-22 | 13296.58 | 13954.95 | 13709.88 | 13761.22 | 14323.71 | 15518.47 | 16675.7 | 17240.11 | 17481.43 | 17748.37 | 18052.98 | 18204.51 | 18338.95 | 18503.18 | 18678.26 | 18939.1 | 19116.48 | 19051.69 | 18724.7 | 18514.99 | 18686.49 | 17770.58 | 16297.75 | 14952.53 | 407.5426 | 19116.48 | 5 | 2017
2017-05-23 | 14272.21 | 13976.56 | 13596.87 | 13521.15 | 13938.08 | 14980.83 | 16070.31 | 16771.63 | 17367.6 | 18087.59 | 18960.56 | 19687.66 | 20308.91 | 20886.39 | 21329.57 | 21719.71 | 21851.62 | 21556.9 | 20869.29 | 20337.37 | 20225.29 | 18930.67 | 17155.2 | 15569.5 | 431.9715 | 21851.62 | 5 | 2017
2017-05-24 | 14570.36 | 13689.36 | 13328.44 | 13268.68 | 13700.41 | 14757.01 | 15846.91 | 16513.5 | 17043.17 | 17681.7 | 18407.5 | 19045.45 | 19597.75 | 20127.27 | 20546.52 | 20931.82 | 21070.62 | 20797.04 | 20156.53 | 19671.06 | 19606.49 | 18374.15 | 16690.03 | 15143.86 | 420.5656 | 21070.62 | 5 | 2017
2017-05-25 | 14241.2 | 13993.79 | 13599.46 | 13510.3 | 13911.39 | 14931.48 | 16002.42 | 16725.11 | 17368.11 | 18144.28 | 19101.4 | 19920.58 | 20638.33 | 21310.59 | 21832.22 | 22275.56 | 22421.76 | 22094.46 | 21337.21 | 20733.75 | 20567.43 | 19219.47 | 17363.01 | 15729.64 | 436.973 | 22421.76 | 5 | 2017
2017-05-26 | 14675.32 | 14273.94 | 13853.71 | 13753.55 | 14151.92 | 15187.72 | 16261.74 | 17034.15 | 17751.77 | 18638.12 | 19718.08 | 20627.04 | 21417.49 | 22129.06 | 22668.09 | 23093.93 | 23218.04 | 22854.95 | 22037.28 | 21367.23 | 21123.66 | 19714.35 | 17763.44 | 16092.28 | 449.4069 | 23218.04 | 5 | 2017
2017-05-27 | 14947.2 | 13796.76 | 13324.74 | 13079.71 | 13087.22 | 13139.85 | 13280.96 | 14411.53 | 15758.5 | 16805.52 | 17665.42 | 18448.68 | 19231.92 | 19876.14 | 20445.6 | 20919.8 | 21137.05 | 20873.79 | 20173.44 | 19653.06 | 19527.47 | 18333.75 | 16774.37 | 15291.84 | 409.9843 | 21137.05 | 5 | 2017
2017-05-28 | 14386.36 | 14036.43 | 13546.17 | 13285.3 | 13278.25 | 13314.83 | 13445.84 | 14609.54 | 16017.95 | 17140.63 | 18077.38 | 18983.67 | 19818.01 | 20491.36 | 21069.92 | 21537.65 | 21737.57 | 21450.52 | 20715.01 | 20154.59 | 19998.94 | 18754.74 | 17128.87 | 15615.35 | 418.5949 | 21737.57 | 5 | 2017
2017-05-29 | 14464.15 | 13796.2 | 13290.86 | 13036.13 | 13122.57 | 13380.06 | 13649.46 | 14617.73 | 15968.77 | 17405.04 | 18804.65 | 19974.88 | 20771.07 | 21403.07 | 21957.68 | 22417.48 | 22500.15 | 22023.54 | 21150.13 | 20539 | 20365.91 | 19077.54 | 17360.19 | 15782.88 | 426.8591 | 22500.15 | 5 | 2017
2017-05-30 | 14831.94 | 15038.4 | 14561.77 | 14401.19 | 14735.31 | 15683.61 | 16719.68 | 17589.06 | 18526.14 | 19785.16 | 21172.07 | 22348.88 | 23334.64 | 24186.57 | 24793.18 | 25242.65 | 25334.63 | 24898.99 | 23954.28 | 23151.22 | 22816.69 | 21281.78 | 19097.37 | 17242.97 | 480.7282 | 25334.63 | 5 | 2017
2017-05-31 | 15887.8 | 14440.06 | 14007.2 | 13884.59 | 14250.18 | 15222.89 | 16260.2 | 17054.95 | 17835.06 | 18825.4 | 20018.98 | 21053.14 | 21966.72 | 22808.15 | 23452.53 | 23967.54 | 24123.09 | 23733.53 | 22839.58 | 22088.73 | 21807.88 | 20339.5 | 18249.01 | 16510.32 | 460.627 | 24123.09 | 5 | 2017
2017-06-01 | 15304.81 | 15131.85 | 14654.06 | 14503.2 | 14779.38 | 15464.25 | 16372.78 | 17329.79 | 18153.46 | 19064.23 | 20056.35 | 20970.5 | 21839.32 | 22671.7 | 23298.52 | 23790.7 | 23944.21 | 23581.59 | 22675.86 | 21675.8 | 21215.21 | 20088.68 | 18434.95 | 16881.83 | 461.883 | 23944.21 | 6 | 2017
2017-06-02 | 15812.03 | 15568.2 | 15057.34 | 14883.97 | 15151.16 | 15838.82 | 16744.07 | 17769.11 | 18703.04 | 19747 | 20998.29 | 22130.25 | 23099.08 | 23981.9 | 24619.59 | 25080.43 | 25190.01 | 24774.92 | 23789.96 | 22699.04 | 22147.38 | 20840.03 | 19036.78 | 17431.02 | 481.0934 | 25190.01 | 6 | 2017
2017-06-03 | 16268.57 | 15623.17 | 15026.14 | 14692.33 | 14576.03 | 14347.33 | 14399.72 | 15815.78 | 17441.32 | 18796.86 | 19973.06 | 21094.6 | 22149.04 | 22996.58 | 23657.19 | 24128.73 | 24288.73 | 23931.02 | 23001.88 | 22009.77 | 21519.5 | 20362.42 | 18830.6 | 17344.83 | 462.2752 | 24288.73 | 6 | 2017
2017-06-04 | 16251.66 | 14022.15 | 13565.86 | 13355.05 | 13356.94 | 13247.73 | 13333.84 | 14511.56 | 15663.3 | 16435.64 | 16987.17 | 17353.23 | 17678.96 | 17972.45 | 18274.9 | 18570.17 | 18735.63 | 18629.32 | 18247.21 | 17816.52 | 17765.6 | 17197.65 | 15973.99 | 14785.14 | 389.7317 | 18735.63 | 6 | 2017
2017-06-05 | 14284.41 | 14416.62 | 14003.86 | 13912.09 | 14268.77 | 15041.15 | 15971.79 | 16832.77 | 17444.54 | 18092.46 | 18780.24 | 19211.24 | 19588.5 | 19971.64 | 20298.92 | 20647.26 | 20758.96 | 20493.04 | 19923.29 | 19341.82 | 19184.88 | 18442.38 | 16966.54 | 15579.06 | 423.4562 | 20758.96 | 6 | 2017
2017-06-06 | 14798.08 | 14804.26 | 14356.41 | 14231.41 | 14535.81 | 15250.79 | 16159.59 | 17065.4 | 17780.83 | 18560.99 | 19396.87 | 19965.05 | 20534.37 | 21159.44 | 21628.45 | 22018.68 | 22131.89 | 21820.43 | 21071.12 | 20216.42 | 19998.95 | 19184.99 | 17633.13 | 16179.09 | 440.4825 | 22131.89 | 6 | 2017
2017-06-07 | 15284.89 | 15092.96 | 14620.33 | 14473.75 | 14756.53 | 15447.26 | 16345.67 | 17295.12 | 18096.25 | 18980.88 | 19931.3 | 20727.15 | 21495.59 | 22221.39 | 22756.33 | 23178.59 | 23290.36 | 22937.96 | 22101.09 | 21157.26 | 20768.13 | 19788.63 | 18175.1 | 16661.79 | 455.5843 | 23290.36 | 6 | 2017
2017-06-08 | 15660.61 | 14931.86 | 14470.59 | 14333.7 | 14626.08 | 15326.3 | 16224.75 | 17153.53 | 17913.85 | 18748.71 | 19643.92 | 20284.55 | 20990.7 | 21666.29 | 22168.6 | 22574.41 | 22683.37 | 22347.18 | 21553.02 | 20650.13 | 20306.19 | 19461.33 | 17878.01 | 16393.85 | 447.9915 | 22683.37 | 6 | 2017
2017-06-09 | 15478.85 | 14610.22 | 14173.77 | 14064.57 | 14395.57 | 15148.32 | 16062.61 | 16955.67 | 17627.38 | 18351.24 | 19116.87 | 19616.14 | 20040.07 | 20544.82 | 20972.24 | 21327.93 | 21426.1 | 21123.81 | 20413.97 | 19731.33 | 19532.42 | 18746.51 | 17233.64 | 15814.14 | 432.5082 | 21426.1 | 6 | 2017
2017-06-10 | 15021.36 | 14720.67 | 14189.67 | 13913.16 | 13845.21 | 13652.11 | 13697.23 | 15001.74 | 16411.16 | 17495.39 | 18404.1 | 19150.12 | 19829.8 | 20489.47 | 21185 | 21745.59 | 21997.8 | 21719.33 | 20899.1 | 20070.58 | 19799.63 | 19011.55 | 17572.27 | 16175.37 | 425.9974 | 21997.8 | 6 | 2017
2017-06-11 | 15270.13 | 15280.98 | 14707.34 | 14393.9 | 14291.56 | 14064.63 | 14100.7 | 15480.45 | 17035.15 | 18298.48 | 19394.58 | 20309.07 | 21356.09 | 22261.28 | 23008.65 | 23573.49 | 23797.5 | 23457.86 | 22523.33 | 21519.18 | 21038.53 | 20004.06 | 18478.7 | 16999.3 | 450.6449 | 23797.5 | 6 | 2017
2017-06-12 | 15918.94 | 15275.02 | 14787.43 | 14630.34 | 14922.01 | 15620.28 | 16513.97 | 17506.63 | 18375.25 | 19336.53 | 20364.86 | 21364.76 | 22231.62 | 23020.13 | 23599.05 | 24030.4 | 24127.18 | 23736.36 | 22833.4 | 21810.27 | 21351.47 | 20198.67 | 18543.31 | 16983.66 | 467.0815 | 24127.18 | 6 | 2017
2017-06-13 | 15934.33 | 15819.65 | 15289.59 | 15093.08 | 15328.88 | 15970.08 | 16846.53 | 17897.73 | 18893.68 | 20017.97 | 21481.93 | 22680.28 | 23668.64 | 24543.29 | 25150.56 | 25581.14 | 25652.21 | 25212.99 | 24222.47 | 23117.22 | 22588.7 | 21271.47 | 19349.2 | 17725.22 | 489.3368 | 25652.21 | 6 | 2017
2017-06-14 | 16552.97 | 16035.8 | 15489.41 | 15278.77 | 15501.59 | 16130.29 | 17003.5 | 18083.42 | 19134.64 | 20327.22 | 21972.72 | 23251.41 | 24298.4 | 25210.16 | 25832.4 | 26260.62 | 26318.62 | 25856.42 | 24825.13 | 23678.37 | 23110.84 | 21751.29 | 19689.07 | 18035.2 | 499.6283 | 26318.62 | 6 | 2017
2017-06-15 | 16824.69 | 16220.54 | 15660.3 | 15437.59 | 15649.89 | 16268.42 | 17136.67 | 18241.02 | 19337.83 | 20662.04 | 22380.65 | 23715.18 | 24794.67 | 25718.04 | 26334.78 | 26746.2 | 26783.44 | 26302.22 | 25248.06 | 24075.31 | 23487.15 | 22101.47 | 19939.88 | 18267.11 | 507.3331 | 26783.44 | 6 | 2017
2017-06-16 | 17054.75 | 16418.27 | 15842.85 | 15613.29 | 15830.02 | 16464.47 | 17337.55 | 18478.23 | 19627.03 | 21084.01 | 22878.79 | 24288.43 | 25434.8 | 26403.73 | 27047.64 | 27456.88 | 27482.13 | 26973.01 | 25863.09 | 24628.77 | 23969.32 | 22528.72 | 20238.37 | 18534.13 | 517.4783 | 27482.13 | 6 | 2017
2017-06-17 | 17242.6 | 15918.55 | 15296.99 | 14941.92 | 14802.74 | 14540.57 | 14562.92 | 16026.85 | 17740.56 | 19201.42 | 20507.64 | 21922.71 | 23116.89 | 24084.56 | 24833.18 | 25356.35 | 25519.71 | 25114.07 | 24087.16 | 22983.45 | 22416.61 | 21160.4 | 19389.49 | 17837.59 | 478.6049 | 25519.71 | 6 | 2017
2017-06-18 | 16686.82 | 15096.26 | 14537.3 | 14236.44 | 14148.05 | 13936.2 | 13972.12 | 15325.34 | 16825.1 | 18022.46 | 19039.19 | 19862.8 | 20663.78 | 21461.3 | 22126.19 | 22636.83 | 22837.95 | 22522.67 | 21668.21 | 20739.28 | 20339.18 | 19516.96 | 18044.45 | 16616.45 | 440.8613 | 22837.95 | 6 | 2017
2017-06-19 | 15702.93 | 15653.71 | 15137.34 | 14955.36 | 15223.96 | 15898.6 | 16783.17 | 17826.98 | 18793.25 | 19874.9 | 21211.14 | 22364.19 | 23336.35 | 24193.14 | 24801.89 | 25232.09 | 25306.36 | 24873.65 | 23897.17 | 22797.44 | 22270.4 | 20971.77 | 19140 | 17526.79 | 483.7726 | 25306.36 | 6 | 2017
2017-06-20 | 16359.99 | 15415 | 14915.71 | 14745.89 | 15006.79 | 15671.93 | 16552.03 | 17549.12 | 18439.43 | 19433.6 | 20549.5 | 21584 | 22444.43 | 23229.25 | 23790.26 | 24210.72 | 24296.88 | 23901.43 | 22999.3 | 21981.61 | 21538.69 | 20335.7 | 18671.77 | 17110.84 | 470.7339 | 24296.88 | 6 | 2017
2017-06-21 | 16072.65 | 15675.02 | 15157 | 14970.85 | 15218.93 | 15874.98 | 16754.13 | 17782.89 | 18732.33 | 19801.49 | 21114.35 | 22205.41 | 23082.01 | 23849.16 | 24370.27 | 24741.09 | 24785.46 | 24368.59 | 23454.73 | 22423.16 | 21966.49 | 20716.5 | 18969.86 | 17394.41 | 479.4818 | 24785.46 | 6 | 2017
2017-06-22 | 16328.84 | 15858.64 | 15324.76 | 15125.03 | 15356.24 | 15988.48 | 16855.89 | 17915.58 | 18927.29 | 20069.38 | 21578.7 | 22817.51 | 23851.53 | 24773.63 | 25422.53 | 25884.31 | 25968.03 | 25517.93 | 24495.45 | 23355.07 | 22801.56 | 21459.64 | 19474.05 | 17830.47 | 492.9805 | 25968.03 | 6 | 2017
2017-06-23 | 16658.17 | 16260.72 | 15698.59 | 15480.47 | 15710.79 | 16362.7 | 17242.07 | 18357.56 | 19455.29 | 20785.28 | 22483.35 | 23777.68 | 24804.58 | 25658.89 | 26210.77 | 26556.34 | 26554.77 | 26071.26 | 25043.42 | 23890.23 | 23305.6 | 21936.23 | 19834.02 | 18182.02 | 506.3208 | 26556.34 | 6 | 2017
2017-06-24 | 16987.75 | 16087.48 | 15455.81 | 15091.75 | 14950.44 | 14695.2 | 14723.13 | 16201.23 | 17937.09 | 19430.72 | 20817.9 | 22182.78 | 23269.79 | 24091.39 | 24689.24 | 25079.41 | 25159.55 | 24753.53 | 23799.54 | 22764.85 | 22260.53 | 21051.85 | 19343.12 | 17828.35 | 478.6524 | 25159.55 | 6 | 2017
2017-06-25 | 16768.24 | 15815.99 | 15205.08 | 14859.01 | 14734.76 | 14496.72 | 14529.41 | 15970.66 | 17635.1 | 19040.98 | 20250.85 | 21448.15 | 22447.66 | 23206.87 | 23771.32 | 24152.72 | 24242.75 | 23867.2 | 22973.86 | 22000.49 | 21553.49 | 20407.04 | 18887.9 | 17416.21 | 465.6825 | 24242.75 | 6 | 2017
2017-06-26 | 16451.09 | 16910.19 | 16303.42 | 16042.65 | 16249.57 | 16880.79 | 17761.01 | 18957.51 | 20208.76 | 22015.68 | 23937.89 | 25360.68 | 26406.16 | 27172.17 | 27583.15 | 27769.53 | 27639.66 | 27104.03 | 26074.08 | 24910.46 | 24319.81 | 22916.17 | 20594.76 | 18889.11 | 528.4583 | 27769.53 | 6 | 2017
2017-06-27 | 17662.02 | 17172.82 | 16542.8 | 16259.58 | 16420.94 | 16997.86 | 17860.75 | 19084.73 | 20422.67 | 22414.37 | 24492.36 | 26098.77 | 27325.75 | 28285.88 | 28850.71 | 29156.59 | 29084.73 | 28516.47 | 27358.5 | 26078.6 | 25383.8 | 23869.26 | 21433.31 | 19454.6 | 546.2279 | 29156.59 | 6 | 2017
2017-06-28 | 18099.31 | 17419.7 | 16772.19 | 16473.68 | 16623.76 | 17193.95 | 18056.89 | 19310 | 20783.7 | 22864.52 | 25020.46 | 26667.75 | 27892.7 | 28816.13 | 29324.56 | 29568.36 | 29448.48 | 28861.88 | 27704.7 | 26423.15 | 25725.91 | 24199.41 | 21753.48 | 19695.27 | 554.6999 | 29568.36 | 6 | 2017
2017-06-29 | 18328.9 | 16788.49 | 16187.79 | 15930.04 | 16115.05 | 16715.87 | 17587.7 | 18759.56 | 19984.14 | 21707.53 | 23620.86 | 25082.15 | 26202.14 | 27093.23 | 27628.36 | 27936.03 | 27887.45 | 27361.8 | 26278.16 | 25076.08 | 24450.14 | 23011.51 | 20649.68 | 18902.97 | 529.2856 | 27936.03 | 6 | 2017
2017-06-30 | 17679.73 | 16632.65 | 16043.34 | 15801.8 | 16012.04 | 16648.23 | 17529.65 | 18691.31 | 19878.62 | 21476.92 | 23320.1 | 24731.72 | 25831.71 | 26718.09 | 27265.66 | 27582.93 | 27548.14 | 27031.16 | 25952.19 | 24750.44 | 24111.42 | 22682.33 | 20369.52 | 18677.78 | 522.9675 | 27582.93 | 6 | 2017
2017-07-01 | 17471.18 | 16936.48 | 16233.56 | 15796.23 | 15609.03 | 15342.11 | 15173.89 | 16625.52 | 18488.68 | 20143.92 | 21657.86 | 23248.69 | 24499.56 | 25451.16 | 26152.3 | 26603.14 | 26679.52 | 26221.04 | 25165.54 | 24001.69 | 23457.85 | 22087.21 | 20306.64 | 18726.38 | 502.0792 | 26679.52 | 7 | 2017
2017-07-02 | 17631.85 | 16875.15 | 16174.25 | 15739.06 | 15547.26 | 15266.83 | 15093.6 | 16545.17 | 18414.73 | 20072.12 | 21600.88 | 23294.33 | 24699.05 | 25835.53 | 26713.74 | 27311.78 | 27475 | 27005.08 | 25844.16 | 24581.39 | 23942.45 | 22493.17 | 20558.82 | 18920.68 | 507.6361 | 27475 | 7 | 2017
2017-07-03 | 17700.3 | 17257.37 | 16618.64 | 16323.7 | 16525.66 | 17200.51 | 17929.16 | 19026.39 | 20272.47 | 21831.47 | 23846.11 | 25461.68 | 26743.36 | 27793.48 | 28494.76 | 28926.08 | 28919.58 | 28355.99 | 27170 | 25836.5 | 25164.48 | 23570.93 | 21210.01 | 19439.92 | 541.6185 | 28926.08 | 7 | 2017
2017-07-04 | 17916.09 | 14605.71 | 14043.45 | 13743.61 | 13745.6 | 13777.28 | 13763.8 | 14737.32 | 16006.67 | 17298.33 | 18476.24 | 19295.64 | 19815.87 | 20306.12 | 20776.04 | 21324.81 | 21461.8 | 21021.71 | 20320.28 | 19679.37 | 19539.27 | 18761.43 | 17379.39 | 15999.57 | 423.7954 | 21461.8 | 7 | 2017
2017-07-05 | 15427.39 | 15855.68 | 15319.23 | 15111.48 | 15370.13 | 16088.85 | 16825.85 | 17725 | 18609.86 | 19626.95 | 20726.29 | 21709.86 | 22685.26 | 23608.16 | 24314.55 | 24860.9 | 25000.55 | 24589.36 | 23613.22 | 22506.83 | 22049.8 | 20855.34 | 19162.07 | 17557.37 | 479.2 | 25000.55 | 7 | 2017
2017-07-06 | 16484.7 | 16711.31 | 16111.2 | 15848.22 | 16058.2 | 16734.07 | 17464.18 | 18473.69 | 19570.34 | 20851.03 | 22499 | 23936.41 | 25098.41 | 26114.77 | 26829.64 | 27325.05 | 27390.83 | 26894.81 | 25788.69 | 24550.43 | 23964.73 | 22461.61 | 20415.6 | 18711.37 | 516.2883 | 27390.83 | 7 | 2017
2017-07-07 | 17499.24 | 17418.86 | 16764.26 | 16465.24 | 16653.68 | 17333 | 18068.69 | 19177.59 | 20441.56 | 22084.49 | 24126.91 | 25756.6 | 27025.52 | 28056.94 | 28725.55 | 29122.29 | 29097.97 | 28530.82 | 27340.32 | 26009.56 | 25317.08 | 23710.14 | 21307.82 | 19543.86 | 545.578 | 29122.29 | 7 | 2017
2017-07-08 | 18206.25 | 16235.47 | 15584.51 | 15192.78 | 15043.15 | 14809.96 | 14661.44 | 16022.21 | 17719.1 | 19165.48 | 20424.37 | 21551.27 | 22740.1 | 23719.14 | 24508.02 | 25077.18 | 25265.21 | 24874.62 | 23863.44 | 22760.99 | 22254.5 | 21047.47 | 19485.98 | 17953.78 | 478.1664 | 25265.21 | 7 | 2017
2017-07-09 | 16938.35 | 15824.97 | 15204.7 | 14839.64 | 14713.64 | 14501.87 | 14358.28 | 15665.56 | 17260.19 | 18579.45 | 19710.17 | 20669.67 | 21580.18 | 22512.65 | 23295.74 | 23887.95 | 24111.36 | 23762.37 | 22814.59 | 21777.54 | 21332.63 | 20394.03 | 18883.34 | 17399.68 | 460.0186 | 24111.36 | 7 | 2017
2017-07-10 | 16441.61 | 16402.77 | 15828.33 | 15589.61 | 15840.62 | 16562.88 | 17315.9 | 18299.52 | 19334.08 | 20530.8 | 21944.22 | 23301.45 | 24434.89 | 25435.27 | 26166.59 | 26679.97 | 26773.35 | 26299.17 | 25217.02 | 24003.95 | 23424.15 | 21950.09 | 20058.57 | 18375.08 | 506.2099 | 26773.35 | 7 | 2017
2017-07-11 | 17194.64 | 17986.04 | 17293.85 | 16950.91 | 17096.19 | 17726.35 | 18461.57 | 19626.23 | 21018.3 | 23081.6 | 25335.57 | 27099.49 | 28405.93 | 29408.42 | 29992.77 | 30296.71 | 30191.66 | 29588.35 | 28380.35 | 27040.04 | 26338.69 | 24688.43 | 22195 | 20223.7 | 565.6208 | 30296.71 | 7 | 2017
2017-07-12 | 18840.8 | 18167.84 | 17462.06 | 17107.4 | 17241.92 | 17862.59 | 18598.16 | 19786.31 | 21224.63 | 23424.7 | 25757.16 | 27592.08 | 28952.36 | 29990.94 | 30591.9 | 30896.98 | 30784.06 | 30162.29 | 28916.96 | 27541.07 | 26802.02 | 25112.91 | 22583.56 | 20495.38 | 575.8961 | 30896.98 | 7 | 2017
2017-07-13 | 19101.34 | 17637.82 | 16970.82 | 16650.02 | 16812.22 | 17455.22 | 18197.08 | 19318.62 | 20632.55 | 22448.65 | 24588.59 | 26291.03 | 27596.41 | 28646.6 | 29306.34 | 29694.71 | 29658.73 | 29085 | 27878.59 | 26547.93 | 25848.07 | 24215.26 | 21739.36 | 19886.34 | 556.2073 | 29694.71 | 7 | 2017
2017-07-14 | 18582.6 | 17326.36 | 16679.95 | 16388.42 | 16584.42 | 17277.08 | 18033.35 | 19124.96 | 20361.14 | 21936.33 | 23937.3 | 25536.32 | 26786.99 | 27810.36 | 28477.83 | 28879.98 | 28872.46 | 28323.47 | 27145.94 | 25842.43 | 25149.49 | 23552.22 | 21200.17 | 19448.32 | 543.2579 | 28879.98 | 7 | 2017
2017-07-15 | 18163.55 | 16581.38 | 15906.35 | 15494.03 | 15328.23 | 15088.67 | 14957.03 | 16356.05 | 18130.38 | 19675.39 | 21030.7 | 22436.85 | 23675.33 | 24662.45 | 25425.23 | 25950 | 26103.04 | 25689.55 | 24643.74 | 23518.14 | 22963.28 | 21609.11 | 19962.63 | 18402.21 | 491.7533 | 26103.04 | 7 | 2017
2017-07-16 | 17303.69 | 15213.61 | 14640.33 | 14316.49 | 14227.67 | 14056.54 | 13942.46 | 15164.63 | 16603.05 | 17729.28 | 18669.23 | 19477.53 | 20203.39 | 20865.56 | 21569.65 | 22205.86 | 22497.48 | 22219.4 | 21356.94 | 20594.55 | 20331.87 | 19478.65 | 18041.34 | 16626.92 | 437.3361 | 22497.48 | 7 | 2017
2017-07-17 | 15789.31 | 15995.47 | 15453.46 | 15243.24 | 15521.79 | 16278.51 | 17060.8 | 17983.71 | 18907.33 | 19968.78 | 21108.23 | 22229.08 | 23244.75 | 24167.23 | 24860.82 | 25371.29 | 25495.54 | 25076.32 | 24076.27 | 22962.61 | 22445.63 | 21134.5 | 19432.81 | 17810.56 | 487.618 | 25495.54 | 7 | 2017
2017-07-18 | 16693.76 | 16879.21 | 16269.54 | 15998.93 | 16205.05 | 16892.1 | 17660.62 | 18680.15 | 19805.58 | 21125.68 | 22907.39 | 24382.51 | 25559.35 | 26568.69 | 27257.51 | 27720.63 | 27776.6 | 27284.22 | 26168.09 | 24945.94 | 24322.9 | 22793.31 | 20664.02 | 18952.8 | 523.5146 | 27776.6 | 7 | 2017
2017-07-19 | 17677.71 | 17043.08 | 16421.63 | 16140.75 | 16338.84 | 17020.25 | 17788.2 | 18827.63 | 19990.2 | 21367.87 | 23265.91 | 24776.36 | 25962.64 | 26959.81 | 27622.39 | 28053.28 | 28082.3 | 27576.41 | 26453.38 | 25222.97 | 24591.68 | 23048.39 | 20850.18 | 19130.14 | 530.212 | 28082.3 | 7 | 2017
2017-07-20 | 17872.91 | 17142.69 | 16514.13 | 16227.19 | 16420.03 | 17098.61 | 17871.65 | 18922.57 | 20109.03 | 21561.57 | 23500.73 | 25048.21 | 26261.8 | 27276.13 | 27944.85 | 28373.96 | 28399.41 | 27885.83 | 26743.97 | 25498.9 | 24845.23 | 23280.64 | 21014.84 | 19281.64 | 535.0965 | 28399.41 | 7 | 2017
2017-07-21 | 18013.22 | 17017.6 | 16397.34 | 16128.8 | 16349.69 | 17078.83 | 17869.32 | 18909.41 | 20051.36 | 21395.92 | 23225.74 | 24660.34 | 25762.6 | 26659.02 | 27233.83 | 27582.01 | 27572.93 | 27076.41 | 26001.88 | 24819.2 | 24204.23 | 22695.12 | 20617.02 | 18935.6 | 526.2574 | 27582.01 | 7 | 2017
2017-07-22 | 17759.37 | 16950.6 | 16252.43 | 15820.16 | 15644.5 | 15415.1 | 15313.99 | 16745.4 | 18583.07 | 20214.59 | 21704.55 | 23224.86 | 24381.77 | 25223.2 | 25814.04 | 26175.02 | 26228.11 | 25807.95 | 24817.72 | 23760.33 | 23232.61 | 21895.33 | 20205.94 | 18668.5 | 499.8391 | 26228.11 | 7 | 2017
2017-07-23 | 17632.05 | 17209.88 | 16491.92 | 16042.67 | 15850.31 | 15604.86 | 15504.48 | 16970.55 | 18877.9 | 20594.7 | 22322.42 | 23966.66 | 25231.24 | 26159.46 | 26806.58 | 27195.51 | 27252.84 | 26803.67 | 25739.08 | 24611.79 | 24010.31 | 22600.88 | 20695.78 | 19108.74 | 513.2843 | 27252.84 | 7 | 2017
2017-07-24 | 17967.05 | 18144.69 | 17447.7 | 17102.98 | 17272.62 | 17954.34 | 18752.12 | 19935.29 | 21356.88 | 23546.56 | 25826.63 | 27583.88 | 28854.72 | 29766.94 | 30251.73 | 30448.4 | 30292.91 | 29694.8 | 28515.23 | 27227.05 | 26503.34 | 24851.31 | 22388.06 | 20389.09 | 572.0743 | 30448.4 | 7 | 2017
2017-07-25 | 18994.35 | 16345.34 | 15778.03 | 15544.62 | 15786.46 | 16517.9 | 17324.01 | 18264.43 | 19245.37 | 20389.09 | 21712.1 | 22982.94 | 24010.44 | 24923.33 | 25567.95 | 26031.47 | 26129.97 | 25708.75 | 24696.86 | 23601.27 | 23058.01 | 21628.24 | 19853.35 | 18220.33 | 502.3146 | 26129.97 | 7 | 2017
2017-07-26 | 17147.43 | 16587.14 | 16002.47 | 15754.01 | 15983.85 | 16707.37 | 17515.44 | 18484.89 | 19521.18 | 20735.01 | 22249.23 | 23579.23 | 24630.41 | 25536.4 | 26152.21 | 26576.12 | 26640.74 | 26199.95 | 25171.3 | 24059.38 | 23495.94 | 22040.02 | 20151.74 | 18502.19 | 509.4237 | 26640.74 | 7 | 2017
2017-07-27 | 17341.13 | 16832.69 | 16230.05 | 15966.02 | 16182.6 | 16895.8 | 17704.7 | 18704.73 | 19800.04 | 21087.82 | 22804.45 | 24209.92 | 25306.03 | 26228.93 | 26837.71 | 27239.37 | 27279.57 | 26816.5 | 25756.5 | 24614.12 | 24017.48 | 22524.02 | 20496.85 | 18822.35 | 519.6994 | 27279.57 | 7 | 2017
2017-07-28 | 17649.87 | 17846.33 | 17166.65 | 16847.03 | 17025.19 | 17728.1 | 18542.57 | 19680.6 | 21017.72 | 22966.25 | 25126.2 | 26821.66 | 28085.53 | 29050.09 | 29609.01 | 29888.41 | 29810 | 29247.08 | 28060.34 | 26783.7 | 26036.55 | 24390.12 | 21945.43 | 20060.8 | 561.3852 | 29888.41 | 7 | 2017
2017-07-29 | 18683.38 | 17257.06 | 16537.44 | 16087.18 | 15895.57 | 15660.26 | 15585.99 | 17050.69 | 18962.09 | 20686.12 | 22451.46 | 24103.93 | 25370.6 | 26294.22 | 26929.87 | 27306.37 | 27365.76 | 26924.8 | 25859.12 | 24748.54 | 24128 | 22708.49 | 20779.7 | 19193.03 | 516.5697 | 27365.76 | 7 | 2017
2017-07-30 | 18058.7 | 17345.17 | 16619.34 | 16163.79 | 15967.72 | 15730.44 | 15661.52 | 17136.09 | 19068.19 | 20818.32 | 22659.09 | 24342.95 | 25632 | 26568.74 | 27207.81 | 27581.12 | 27636.8 | 27189.58 | 26108.49 | 24986.66 | 24346.93 | 22909.33 | 20922.65 | 19325.12 | 519.9866 | 27636.8 | 7 | 2017
2017-07-31 | 18131.9 | 17276.53 | 16645.28 | 16358.42 | 16577.6 | 17311.04 | 18150.56 | 19215.7 | 20424.17 | 21984.43 | 23937.15 | 25465.9 | 26633.53 | 27549.02 | 28112.02 | 28430.51 | 28406.43 | 27902.59 | 26796.51 | 25613.06 | 24941.75 | 23381.4 | 21125.26 | 19409.96 | 539.7807 | 28430.51 | 7 | 2017
2017-08-01 | 17332.12 | 16715.5 | 15995.22 | 15670.68 | 15924.59 | 16952.6 | 17867.67 | 18801.57 | 20131.19 | 21812.49 | 23719.24 | 25289.19 | 26564.5 | 27614.84 | 28308.65 | 28740.97 | 28763.26 | 28180.67 | 27004.14 | 25958.39 | 25247.82 | 23292.22 | 20933.53 | 18883.13 | 535.7042 | 28763.26 | 8 | 2017
2017-08-02 | 17567.67 | 17891.61 | 17086.05 | 16687.62 | 16882.63 | 17868.51 | 18784.45 | 19862.28 | 21463.09 | 23534.64 | 25794.68 | 27593.67 | 28959.44 | 29982.22 | 30564.09 | 30842.44 | 30730.05 | 30068.75 | 28827.92 | 27714.83 | 26931.06 | 24875.95 | 22372.33 | 20240.82 | 573.1268 | 30842.44 | 8 | 2017
2017-08-03 | 18781.33 | 17659.99 | 16871.46 | 16487.98 | 16694.63 | 17690.69 | 18614.42 | 19662.56 | 21210.42 | 23202.42 | 25400.98 | 27166.21 | 28530.02 | 29576.3 | 30196.18 | 30517.71 | 30442.17 | 29797.83 | 28558.92 | 27453.68 | 26669.98 | 24624.31 | 22140.24 | 20017.78 | 567.9682 | 30517.71 | 8 | 2017
2017-08-04 | 18617.09 | 17096.62 | 16350.43 | 16011.67 | 16268.36 | 17326.88 | 18273.22 | 19256.11 | 20662.18 | 22442.68 | 24448 | 26063.27 | 27341.62 | 28347.62 | 28973.88 | 29319.15 | 29284.92 | 28681.59 | 27493.04 | 26438.9 | 25681.52 | 23694.13 | 21313.84 | 19254.57 | 548.6413 | 29319.15 | 8 | 2017
2017-08-05 | 17948.61 | 16996.76 | 16158.12 | 15633.47 | 15427.66 | 15380.73 | 15299.65 | 16736.46 | 18942.01 | 21047.69 | 23025.4 | 24736.95 | 26092.57 | 27077.27 | 27748.76 | 28131.74 | 28169.94 | 27634.47 | 26505.06 | 25552.43 | 24857.4 | 23010.95 | 20878.82 | 18973.91 | 521.9668 | 28169.94 | 8 | 2017
2017-08-06 | 17771.1 | 16839.27 | 16012.51 | 15498.27 | 15301.55 | 15264.86 | 15192.64 | 16607.68 | 18774.26 | 20831.67 | 22752.73 | 24428.82 | 25765.88 | 26746.48 | 27424.77 | 27821.58 | 27876.82 | 27355.43 | 26239.13 | 25304.63 | 24618.91 | 22787.44 | 20679.6 | 18789.53 | 516.6856 | 27876.82 | 8 | 2017
2017-08-07 | 17608.21 | 17709.42 | 16921.48 | 16541.28 | 16774.58 | 17812.59 | 18774.83 | 19834.5 | 21394.23 | 23402.73 | 25602.76 | 27361.39 | 28716.17 | 29722.41 | 30302.45 | 30575.15 | 30475.34 | 29831.27 | 28601.76 | 27511.73 | 26707.13 | 24659.36 | 22189.63 | 20073.52 | 569.1039 | 30575.15 | 8 | 2017
2017-08-08 | 18613.86 | 17144 | 16396.34 | 16048.75 | 16288.61 | 17326.46 | 18290.52 | 19262.26 | 20673.68 | 22471 | 24497.02 | 26124.18 | 27399.62 | 28401.69 | 29015.04 | 29359.2 | 29330.79 | 28740.15 | 27563.47 | 26541.16 | 25800.08 | 23816.47 | 21430.22 | 19371.08 | 549.9056 | 29359.2 | 8 | 2017
2017-08-09 | 18035.4 | 16737.12 | 16019.66 | 15698.3 | 15960.09 | 17017.11 | 17988.13 | 18907.5 | 20221.33 | 21888.97 | 23777.92 | 25316.13 | 26547.53 | 27544.45 | 28182.34 | 28568.31 | 28582.35 | 28022.73 | 26877.14 | 25890.2 | 25178.92 | 23235.22 | 20907.73 | 18883.58 | 535.9882 | 28582.35 | 8 | 2017
2017-08-10 | 17570.24 | 15387.73 | 14771.49 | 14537.75 | 14875.77 | 16003.07 | 16996.73 | 17739.39 | 18719.89 | 19972.4 | 21390.6 | 22552.99 | 23573.07 | 24478.1 | 25128.26 | 25597.13 | 25719.18 | 25268.11 | 24270.43 | 23441.25 | 22871.29 | 21142.76 | 19003.08 | 17126.62 | 488.1373 | 25719.18 | 8 | 2017
2017-08-11 | 16108.3 | 16004.03 | 15340.15 | 15073.5 | 15391.33 | 16513.85 | 17512.56 | 18347.45 | 19487.78 | 20934.56 | 22559.49 | 23951.01 | 25132.35 | 26147.72 | 26857.74 | 27329.24 | 27428.56 | 26918.09 | 25798.86 | 24845.42 | 24136.95 | 22242.4 | 20006.13 | 18033.72 | 512.1012 | 27428.56 | 8 | 2017
2017-08-12 | 16756.68 | 16140.44 | 15368.16 | 14901.67 | 14747.99 | 14762.02 | 14735.02 | 16049.87 | 18036.39 | 19871.73 | 21560.8 | 23030.72 | 24264.11 | 25203.33 | 25890.72 | 26332.64 | 26456.88 | 26003.37 | 24960.22 | 24122.73 | 23489.19 | 21757.85 | 19748.72 | 17935.69 | 492.1269 | 26456.88 | 8 | 2017
2017-08-13 | 16822.3 | 16437.55 | 15643.13 | 15157.68 | 14986.96 | 14986.76 | 14962.57 | 16315.28 | 18376.46 | 20304.51 | 22090.77 | 23671.88 | 24972.77 | 25956.14 | 26662.2 | 27103.12 | 27216.4 | 26739.92 | 25649.95 | 24769.03 | 24086.82 | 22285.09 | 20232.56 | 18377.59 | 503.8074 | 27216.4 | 8 | 2017
2017-08-14 | 17159.49 | 15729.98 | 15090.03 | 14838.92 | 15180.11 | 16319.44 | 17340.58 | 18140.28 | 19223.65 | 20596.68 | 22147.72 | 23487.13 | 24656.83 | 25671.09 | 26398.68 | 26897.49 | 27026.29 | 26539.57 | 25441.74 | 24519.63 | 23828.36 | 21969.96 | 19754.63 | 17797.03 | 505.7553 | 27026.29 | 8 | 2017
2017-08-15 | 16544.3 | 15231.01 | 14630.6 | 14410.84 | 14767.16 | 15929.63 | 16965.22 | 17672.48 | 18590.96 | 19772.71 | 21104.01 | 22148.1 | 23054.29 | 23845.79 | 24398.88 | 24797.86 | 24899.79 | 24483.62 | 23565.02 | 22832.14 | 22316.09 | 20666.35 | 18594.65 | 16782.69 | 478.0042 | 24899.79 | 8 | 2017
2017-08-16 | 15795.42 | 14984.94 | 14405 | 14203.13 | 14575.34 | 15753.39 | 16796.24 | 17468.51 | 18320.47 | 19419.46 | 20667.97 | 21643.83 | 22486.88 | 23256.67 | 23808.56 | 24221.23 | 24344.47 | 23952.06 | 23065.08 | 22366.54 | 21891.83 | 20278.1 | 18238.41 | 16457.02 | 468.4006 | 24344.47 | 8 | 2017
2017-08-17 | 15521.25 | 15898.06 | 15247.84 | 14985.41 | 15303.35 | 16433.28 | 17473.43 | 18266.08 | 19352.38 | 20742.42 | 22293.84 | 23584.13 | 24640.22 | 25528.99 | 26122.44 | 26517.9 | 26593.87 | 26125.68 | 25103.05 | 24272.7 | 23649.34 | 21843.07 | 19674.48 | 17768.99 | 502.9422 | 26593.87 | 8 | 2017
2017-08-18 | 16596.68 | 16291.77 | 15611.89 | 15331.89 | 15646.06 | 16790.85 | 17842.88 | 18694.69 | 19875.49 | 21381.21 | 23064.8 | 24448.26 | 25567.73 | 26479.44 | 27067.82 | 27425.54 | 27466.08 | 26963.18 | 25886.66 | 24999.19 | 24299.75 | 22411.96 | 20201.59 | 18255.45 | 518.6009 | 27466.08 | 8 | 2017
2017-08-19 | 17004.92 | 15684.31 | 14948.97 | 14515.28 | 14391.92 | 14448.76 | 14475.16 | 15718.7 | 17583.17 | 19269.33 | 20815.62 | 22152.18 | 23322.6 | 24244.7 | 24944.98 | 25421.95 | 25602.89 | 25201.54 | 24200.41 | 23434.15 | 22816.65 | 21149.9 | 19193.36 | 17428.64 | 477.9701 | 25602.89 | 8 | 2017
2017-08-20 | 16367.01 | 15745.15 | 15004.54 | 14566.58 | 14437.15 | 14486.66 | 14516.07 | 15769.27 | 17656.34 | 19368.65 | 20953.21 | 22347.51 | 23587.96 | 24578.63 | 25337.46 | 25858.38 | 26063.76 | 25653.93 | 24607.59 | 23801.35 | 23139.04 | 21422.8 | 19431.89 | 17633.55 | 482.3345 | 26063.76 | 8 | 2017
2017-08-21 | 16474.4 | 16335.43 | 15654.86 | 15369.25 | 15686.42 | 16826.58 | 17894.63 | 18755.19 | 19964.1 | 21500.24 | 23237.47 | 24687.18 | 25886.32 | 26866.16 | 27513.27 | 27914.34 | 27979.33 | 27470.5 | 26352.05 | 25432.2 | 24690.4 | 22765 | 20506.34 | 18519.93 | 524.2816 | 27979.33 | 8 | 2017
2017-08-22 | 17190.88 | 17448.33 | 16685.27 | 16325.84 | 16562.86 | 17635.64 | 18697.75 | 19679.61 | 21133.9 | 23014.23 | 25101.96 | 26768.91 | 28046.96 | 29016.79 | 29569.19 | 29847.62 | 29803.6 | 29229.98 | 28052.47 | 27080.96 | 26284.05 | 24266.77 | 21865.84 | 19805.55 | 559.115 | 29847.62 | 8 | 2017
2017-08-23 | 18337.52 | 16511.9 | 15817.58 | 15517.85 | 15803.51 | 16915.49 | 17987.35 | 18851.35 | 20085.67 | 21661.26 | 23452.73 | 24929.89 | 26126.45 | 27107.26 | 27737.73 | 28129.83 | 28191.51 | 27685.21 | 26565.55 | 25659.47 | 24921.56 | 22986.59 | 20707.97 | 18717.92 | 530.4092 | 28191.51 | 8 | 2017
2017-08-24 | 17419.34 | 16785.83 | 16072.7 | 15756.67 | 16031.24 | 17140.27 | 18220.28 | 19114.16 | 20404.92 | 22053.91 | 23925.69 | 25432.86 | 26619.25 | 27557.74 | 28128.29 | 28457.2 | 28474.32 | 27955.39 | 26842.3 | 25944.53 | 25205.67 | 23262.89 | 20970.65 | 18977.68 | 536.7538 | 28474.32 | 8 | 2017
2017-08-25 | 17653.88 | 16209.79 | 15538.53 | 15266.82 | 15589.14 | 16755.46 | 17855.39 | 18685.61 | 19839.8 | 21314.32 | 22973.51 | 24358.7 | 25498.66 | 26442.21 | 27061.64 | 27448.83 | 27526.52 | 27044.08 | 25954.52 | 25082.13 | 24345.81 | 22441.19 | 20229.17 | 18280.58 | 519.3963 | 27526.52 | 8 | 2017
2017-08-26 | 17012.16 | 15434.83 | 14721.53 | 14307.51 | 14203.74 | 14295.78 | 14377.71 | 15575.08 | 17366.6 | 18965.14 | 20429.33 | 21708.25 | 22829.97 | 23742.73 | 24447.55 | 24941.68 | 25161.56 | 24798.11 | 23820.16 | 23107.37 | 22484.66 | 20847.05 | 18922.41 | 17186.78 | 470.6877 | 25161.56 | 8 | 2017
2017-08-27 | 16126.64 | 15202.7 | 14507.42 | 14108.98 | 14019.48 | 14127.4 | 14220.04 | 15384.79 | 17116.34 | 18640.9 | 20030.56 | 21247.77 | 22308.66 | 23197.83 | 23896.92 | 24398.98 | 24636.09 | 24294.34 | 23346.54 | 22668.89 | 22078.16 | 20479.24 | 18585.41 | 16879.21 | 461.5033 | 24636.09 | 8 | 2017
2017-08-28 | 15834.36 | 15275.53 | 14676.34 | 14461.7 | 14840.05 | 16047.73 | 17176.52 | 17889.77 | 18836.63 | 20046.57 | 21442.26 | 22635.27 | 23734.97 | 24717.48 | 25439.17 | 25957.81 | 26153.17 | 25739.03 | 24692.29 | 23879.28 | 23183.48 | 21385.06 | 19235.22 | 17337.46 | 490.6171 | 26153.17 | 8 | 2017
2017-08-29 | 16075.94 | 15368.32 | 14761.19 | 14537.25 | 14887.91 | 16068.27 | 17194.32 | 17902.11 | 18855.71 | 20081.23 | 21495.64 | 22700.7 | 23784.77 | 24762.57 | 25469.08 | 25984.47 | 26180.72 | 25772.91 | 24734.06 | 23940.13 | 23261.02 | 21461.36 | 19309.01 | 17416.1 | 492.0048 | 26180.72 | 8 | 2017
2017-08-30 | 16157.52 | 15182.49 | 14589.46 | 14377.68 | 14738.5 | 15929.16 | 17063.81 | 17746.56 | 18655.73 | 19825.5 | 21188.7 | 22347.61 | 23420.61 | 24406.01 | 25132.31 | 25673.74 | 25895.26 | 25502.7 | 24472.14 | 23691.86 | 23017.77 | 21239.37 | 19100.03 | 17219.54 | 486.5741 | 25895.26 | 8 | 2017
2017-08-31 | 15974.69 | 14927.53 | 14354.7 | 14160.34 | 14538.13 | 15748.89 | 16896.07 | 17541.72 | 18381.48 | 19466.53 | 20739.8 | 21807.17 | 22798.48 | 23732.78 | 24429.44 | 24960.76 | 25190.47 | 24823.99 | 23841.65 | 23114.13 | 22481.4 | 20767.49 | 18673.04 | 16835.63 | 476.1863 | 25190.47 | 8 | 2017
2017-09-01 | 16550.65 | 15111.98 | 14711.33 | 14590.95 | 14927.14 | 15928.26 | 16885.12 | 17242.21 | 17815.94 | 18615.87 | 19609.64 | 20740.13 | 21743.81 | 22682.64 | 23365.13 | 23852.66 | 23912.89 | 23293.77 | 22371.98 | 21934.07 | 20796 | 19101.86 | 17580.9 | 16249.42 | 459.6144 | 23912.89 | 9 | 2017
2017-09-02 | 15519.06 | 14520.6 | 14085.09 | 13852.73 | 13858.02 | 14011.87 | 14161.48 | 14810.25 | 15892.16 | 16797.11 | 17599.05 | 18369.44 | 19077.89 | 19889.42 | 20636.77 | 21214.23 | 21409.06 | 20913.06 | 20117.66 | 19858.44 | 18965.66 | 17835.44 | 16542.04 | 15383.68 | 415.3202 | 21409.06 | 9 | 2017
2017-09-03 | 14817.77 | 14403.55 | 13978.23 | 13754.69 | 13770.81 | 13940.53 | 14101.02 | 14729.58 | 15772.16 | 16630.97 | 17376.27 | 18079.47 | 18718.75 | 19309.9 | 19982.28 | 20507.47 | 20682.62 | 20209.55 | 19479.72 | 19289.36 | 18587.73 | 17498.34 | 16246.28 | 15127.76 | 406.9948 | 20682.62 | 9 | 2017
2017-09-04 | 14481.46 | 15516.87 | 14978.43 | 14669.91 | 14693.11 | 14992.52 | 15263.14 | 15893.08 | 17219.82 | 18763.52 | 20643.06 | 22314.29 | 23475.14 | 24380.63 | 25044.4 | 25479.79 | 25413.55 | 24604.14 | 23515.46 | 23051.47 | 21861.1 | 20061.78 | 18385.12 | 17052.78 | 471.7546 | 25479.79 | 9 | 2017
2017-09-05 | 16292.1 | 16557.49 | 16051.67 | 15833.12 | 16071.89 | 16982.37 | 17939.69 | 18464.99 | 19404.82 | 21099.32 | 22985.63 | 24602.25 | 25901.25 | 26970.71 | 27631.25 | 28010.68 | 27939.54 | 27190.04 | 26072.82 | 25454.56 | 24126.45 | 22101.13 | 19783.59 | 18211.74 | 521.6791 | 28010.68 | 9 | 2017
2017-09-06 | 17160.3 | 15829.79 | 15377.7 | 15206.11 | 15485.17 | 16431.02 | 17400.27 | 17832.14 | 18578.36 | 19701.54 | 21297.41 | 22695.64 | 23877.19 | 24917.8 | 25619.98 | 26084.37 | 26104.89 | 25429.07 | 24394.54 | 23868.07 | 22618.97 | 20694.83 | 18733.83 | 17316.22 | 492.6552 | 26104.89 | 9 | 2017
2017-09-07 | 16418.82 | 15539.92 | 15109.72 | 14957.23 | 15254.1 | 16218.74 | 17197.92 | 17590.27 | 18262.14 | 19190.18 | 20616.42 | 21905.31 | 23009.42 | 24002.84 | 24687.73 | 25158.37 | 25201.4 | 24559.71 | 23579.22 | 23112.34 | 21910.98 | 20042.37 | 18294.63 | 16915.74 | 478.7355 | 25201.4 | 9 | 2017
2017-09-08 | 16087.62 | 15391.5 | 14973.31 | 14837.54 | 15162.72 | 16169.18 | 17165.79 | 17546.93 | 18179.42 | 19055.22 | 20313.33 | 21535.56 | 22598.24 | 23561.98 | 24235.57 | 24696.25 | 24744.61 | 24116.62 | 23155.22 | 22706.45 | 21499.37 | 19650.01 | 18030 | 16672.94 | 472.0854 | 24744.61 | 9 | 2017
2017-09-09 | 15855.97 | 15300.42 | 14811.72 | 14532.78 | 14503.28 | 14647.29 | 14836.14 | 15568.66 | 16820.3 | 17942.71 | 18949.52 | 20041.26 | 21101.21 | 21947.68 | 22581.4 | 23012.08 | 23099.57 | 22553.97 | 21710.73 | 21427.47 | 20334.98 | 18862.47 | 17521.08 | 16317.62 | 444.2803 | 23099.57 | 9 | 2017
2017-09-10 | 15671.91 | 15716.66 | 15196.05 | 14889.4 | 14831.71 | 14947.44 | 15135.34 | 15924.43 | 17290.88 | 18552.98 | 19822.13 | 21304.35 | 22563.67 | 23577.7 | 24326.33 | 24820.41 | 24923.47 | 24326.46 | 23345.58 | 22931.55 | 21704.72 | 19914.63 | 18342.5 | 17052.49 | 467.1128 | 24923.47 | 9 | 2017
2017-09-11 | 16209.1 | 15831.7 | 15382.58 | 15216.47 | 15521.78 | 16505.55 | 17515.87 | 17955.65 | 18712.75 | 19861.01 | 21474.55 | 22918.08 | 24169.56 | 25265.15 | 26016.3 | 26506.54 | 26551.32 | 25875.7 | 24796.56 | 24242.56 | 22914.05 | 20945.32 | 18907.28 | 17466.33 | 496.7618 | 26551.32 | 9 | 2017
2017-09-12 | 16459.74 | 15431.88 | 15010.55 | 14865.88 | 15167.92 | 16142.34 | 17148.54 | 17522.98 | 18172.69 | 19071.87 | 20437.29 | 21755.12 | 22927.23 | 24013.08 | 24790.28 | 25343.18 | 25451.88 | 24825.25 | 23799.48 | 23311.66 | 22050.03 | 20144.64 | 18351.54 | 16954.33 | 479.1494 | 25451.88 | 9 | 2017
2017-09-13 | 16052.13 | 16161.09 | 15687.95 | 15497.9 | 15764.45 | 16717.06 | 17729.85 | 18190.56 | 19004.75 | 20401.28 | 22115.78 | 23603.66 | 24828.16 | 25867.19 | 26530.26 | 26939.46 | 26930.41 | 26244.37 | 25181.12 | 24655.95 | 23344.83 | 21368.96 | 19207.69 | 17769.13 | 505.794 | 26939.46 | 9 | 2017
2017-09-14 | 16757.68 | 15601.01 | 15168.88 | 15014.74 | 15310.9 | 16287.99 | 17309.71 | 17699.67 | 18382.18 | 19329.63 | 20832.58 | 22176.28 | 23343.11 | 24397.54 | 25127.5 | 25630.31 | 25708.23 | 25075.95 | 24053.95 | 23578.78 | 22307.56 | 20392 | 18531.68 | 17132.96 | 485.1508 | 25708.23 | 9 | 2017
2017-09-15 | 16225.84 | 15120.32 | 14724.88 | 14609 | 14952.6 | 15988.54 | 17031.4 | 17367.21 | 17927.95 | 18715.67 | 19745.87 | 20908.26 | 21959.7 | 22948.12 | 23664.66 | 24179.27 | 24293.7 | 23709.85 | 22758.57 | 22354.85 | 21128.26 | 19313.14 | 17784.81 | 16446.01 | 463.8585 | 24293.7 | 9 | 2017
2017-09-16 | 15612.24 | 14572.34 | 14138.87 | 13908.31 | 13918.82 | 14105.86 | 14341.24 | 14974.09 | 16052.93 | 16958.27 | 17773.27 | 18575.07 | 19334.95 | 20265.07 | 21040.05 | 21636.35 | 21878.31 | 21413.78 | 20586.47 | 20358.65 | 19267.06 | 18100.07 | 16796.6 | 15628.25 | 421.2369 | 21878.31 | 9 | 2017
2017-09-17 | 14964.18 | 14348.28 | 13932.23 | 13716.85 | 13742.03 | 13945.56 | 14190.63 | 14791.76 | 15810.78 | 16642.86 | 17381.39 | 18114.25 | 18808.07 | 19517.89 | 20267.25 | 20858.68 | 21113.51 | 20677.74 | 19900.43 | 19727.54 | 18834.33 | 17703.69 | 16436.36 | 15302.56 | 410.7288 | 21113.51 | 9 | 2017
2017-09-18 | 14662.93 | 14075.76 | 13766.03 | 13721.16 | 14148.18 | 15273.2 | 16361.46 | 16546.32 | 16816.42 | 17251.19 | 17793.96 | 18226.26 | 18618.66 | 19017.17 | 19370.27 | 19713.13 | 19796.81 | 19361.12 | 18868.6 | 18844.27 | 18204.9 | 17125.21 | 15826.52 | 14705.31 | 408.0948 | 19796.81 | 9 | 2017
2017-09-19 | 14232.2 | 13952.87 | 13652.06 | 13612.2 | 14023.45 | 15131.98 | 16218.81 | 16370.05 | 16592.34 | 16974.62 | 17466.95 | 17846.43 | 18183.75 | 18555.22 | 18834.43 | 19101.72 | 19201.83 | 18865.07 | 18466.87 | 18489.79 | 17896.91 | 16850.59 | 15578 | 14488.54 | 400.5867 | 19201.83 | 9 | 2017
2017-09-20 | 14082.61 | 14460.03 | 14116.98 | 14040.41 | 14411.19 | 15473.99 | 16552.69 | 16779.71 | 17158.4 | 17728.52 | 18443.91 | 19074.37 | 19848.34 | 20673.63 | 21294.26 | 21789.46 | 21946.26 | 21461.98 | 20680.21 | 20477.04 | 19406.75 | 18166.75 | 16748.84 | 15519.22 | 430.3356 | 21946.26 | 9 | 2017
2017-09-21 | 14809.47 | 14544.11 | 14194.63 | 14112.48 | 14477.44 | 15534.51 | 16613.94 | 16852.29 | 17254.59 | 17853.31 | 18601.9 | 19287.89 | 20157.29 | 21022.82 | 21672.46 | 22185.15 | 22348.26 | 21853.53 | 21040.13 | 20807.73 | 19706.02 | 18365.12 | 16927 | 15677.98 | 435.9001 | 22348.26 | 9 | 2017
2017-09-22 | 14951.74 | 14212.77 | 13891.78 | 13840.68 | 14251.89 | 15374.79 | 16480.78 | 16676.71 | 16974.6 | 17444.82 | 18035.3 | 18530 | 18985.21 | 19559.03 | 20051.75 | 20450.63 | 20572.68 | 20127.94 | 19456.7 | 19362.99 | 18602.61 | 17469.11 | 16132.49 | 14977.81 | 416.4148 | 20572.68 | 9 | 2017
2017-09-23 | 14425.87 | 13857.91 | 13491.59 | 13319.79 | 13394.13 | 13667.53 | 13970.49 | 14479.27 | 15321.95 | 15943.5 | 16441.3 | 16916.26 | 17366.38 | 17779.44 | 18152.75 | 18477.8 | 18645.05 | 18402.09 | 18007.61 | 18073.32 | 17449.92 | 16465.82 | 15350.44 | 14363.33 | 383.7635 | 18645.05 | 9 | 2017
2017-09-24 | 13984.28 | 14023.75 | 13641.87 | 13456.28 | 13518.2 | 13782.06 | 14087.57 | 14620.42 | 15513.35 | 16197.82 | 16760.98 | 17293.72 | 17785.57 | 18225.29 | 18608.48 | 18930.17 | 19087.54 | 18827.81 | 18403.5 | 18442.84 | 17788.65 | 16773.16 | 15630.2 | 14616.49 | 390 | 19087.54 | 9 | 2017
2017-09-25 | 14187.04 | 14999.38 | 14619.78 | 14514.14 | 14881.17 | 15955.32 | 17067.16 | 17371.05 | 17891.26 | 18632.32 | 19572.32 | 20669.22 | 21661.35 | 22576.88 | 23228.71 | 23697.73 | 23817.97 | 23279.18 | 22383.64 | 22078.36 | 20861.99 | 19150.54 | 17658.74 | 16351.77 | 457.107 | 23817.97 | 9 | 2017
2017-09-26 | 15466.68 | 14935.46 | 14560.87 | 14456.65 | 14807.76 | 15870.05 | 16983.58 | 17258.37 | 17737.18 | 18436.59 | 19273.31 | 20262.7 | 21121.64 | 21916.54 | 22459.01 | 22857.56 | 22949.67 | 22440.85 | 21634.88 | 21429.35 | 20305.47 | 18788.41 | 17345.14 | 16091.82 | 449.3895 | 22949.67 | 9 | 2017
2017-09-27 | 15337.95 | 14623.21 | 14288.11 | 14219.26 | 14606.2 | 15707.96 | 16840.45 | 17053.04 | 17402.98 | 17944.17 | 18607.34 | 19146.98 | 19781.97 | 20410.79 | 20842.25 | 21187.3 | 21286.58 | 20853.69 | 20192.83 | 20132.21 | 19165.66 | 18021.28 | 16670.43 | 15506.56 | 429.8292 | 21286.58 | 9 | 2017
2017-09-28 | 14897.16 | 14001.56 | 13728.12 | 13713.88 | 14153.25 | 15308.56 | 16462.67 | 16574.36 | 16722.15 | 17013.54 | 17413.41 | 17711.33 | 17982.48 | 18299.04 | 18537.6 | 18776.32 | 18882.17 | 18639.97 | 18295.25 | 18395.83 | 17815.69 | 16800.96 | 15573.86 | 14529.34 | 400.2285 | 18882.17 | 9 | 2017
2017-09-29 | 14151.29 | 14015.48 | 13754.17 | 13757.67 | 14227.26 | 15426.97 | 16601.35 | 16709.12 | 16823.98 | 17070.51 | 17414.14 | 17659.29 | 17890.14 | 18167.03 | 18378.31 | 18591.19 | 18693.33 | 18466.14 | 18142.16 | 18257.84 | 17670.62 | 16669.41 | 15470.99 | 14451.13 | 398.4595 | 18693.33 | 9 | 2017
2017-09-30 | 14059.49 | 13377.46 | 13064.09 | 12939.08 | 13063.56 | 13406.12 | 13771.25 | 14185.53 | 14849 | 15254.25 | 15515.39 | 15754.89 | 15998.53 | 16235.09 | 16482.77 | 16740.57 | 16915.64 | 16754.68 | 16507.86 | 16741.76 | 16228.88 | 15371.33 | 14389.57 | 13531.43 | 361.1382 | 16915.64 | 9 | 2017
2017-10-01 | 13741.76 | 13406.9 | 13161.9 | 13096.74 | 13274.4 | 13585.2 | 13975.21 | 14545.02 | 15210.11 | 15525.8 | 15665.16 | 15791.43 | 15935.66 | 16097.62 | 16291.06 | 16486.24 | 16593.52 | 16531.58 | 16702.16 | 16801.42 | 16272.08 | 15524.21 | 14596.32 | 13788.7 | 362.6002 | 16801.42 | 10 | 2017
2017-10-02 | 13491.99 | 14064.41 | 13912.71 | 14012.64 | 14586.55 | 15813.43 | 17080.47 | 17355.38 | 17368.25 | 17407.43 | 17519.83 | 17523.49 | 17549.42 | 17662.38 | 17755.62 | 17896.83 | 17950.72 | 17869.65 | 18116.55 | 18215.08 | 17544.38 | 16602.11 | 15524.89 | 14619.31 | 397.4435 | 18215.08 | 10 | 2017
2017-10-03 | 14194.64 | 13887.94 | 13720.34 | 13801.94 | 14337.61 | 15526.97 | 16766.25 | 16987.56 | 17022.82 | 17100.17 | 17260.55 | 17307.08 | 17358.34 | 17510.36 | 17625.5 | 17785.42 | 17838.12 | 17733.92 | 17952.84 | 18045.53 | 17366.79 | 16444.92 | 15352.52 | 14438.56 | 393.3667 | 18045.53 | 10 | 2017
2017-10-04 | 14064.07 | 13804.67 | 13551.72 | 13553.01 | 14006.37 | 15112.33 | 16319.07 | 16618.75 | 16881.56 | 17328.53 | 17919.01 | 18414.84 | 18881.97 | 19399.05 | 19777.85 | 20075.53 | 20118.45 | 19831.68 | 19738.94 | 19551.56 | 18610.65 | 17292.75 | 15956.16 | 14860.04 | 411.6686 | 20118.45 | 10 | 2017
2017-10-05 | 14208.48 | 14111.82 | 13842.68 | 13830.27 | 14271.87 | 15368.27 | 16576.68 | 16908.35 | 17312.54 | 17860.81 | 18543.68 | 19115.37 | 19630.78 | 20170.38 | 20548.42 | 20831.06 | 20857.26 | 20554.13 | 20429.49 | 20209.27 | 19232.77 | 17875.07 | 16387.04 | 15263.6 | 423.9401 | 20857.26 | 10 | 2017
2017-10-06 | 14568.9 | 14660.54 | 14387.54 | 14382.83 | 14840.27 | 15963.45 | 17229.39 | 17706.06 | 18172.86 | 18777.72 | 19528.47 | 20196.87 | 20823.35 | 21464.26 | 21925.79 | 22262.46 | 22334.86 | 22039.46 | 21839.05 | 21533.31 | 20447.81 | 19005.34 | 17275.8 | 16050.56 | 447.4169 | 22334.86 | 10 | 2017
2017-10-07 | 15184.79 | 14274.21 | 13926 | 13768.44 | 13854.57 | 14080.7 | 14472.31 | 15197.78 | 16202.95 | 16938.31 | 17679.61 | 18450.65 | 19173.79 | 19822.19 | 20358.73 | 20755.09 | 20903.62 | 20657.87 | 20496.98 | 20281.7 | 19245.48 | 17936.89 | 16557.99 | 15505.55 | 415.7262 | 20903.62 | 10 | 2017
2017-10-08 | 14776.13 | 13891.53 | 13562.86 | 13421.66 | 13523.92 | 13769.3 | 14170.38 | 14853.28 | 15782.73 | 16426.95 | 16937.78 | 17564.39 | 18193.69 | 18772.21 | 19267.84 | 19647.31 | 19798.94 | 19578.56 | 19480.27 | 19335.03 | 18357.3 | 17113.18 | 15958.59 | 14954.53 | 399.1384 | 19798.94 | 10 | 2017
2017-10-09 | 14303.97 | 13790.27 | 13558.07 | 13580.99 | 14078.7 | 15243.91 | 16499.3 | 16785.3 | 17007.19 | 17388.92 | 17892.14 | 18306.17 | 18710.84 | 19152.61 | 19476.11 | 19729.12 | 19772.3 | 19523.77 | 19482.6 | 19354.7 | 18421.29 | 17136.37 | 15876.88 | 14812.34 | 409.8839 | 19772.3 | 10 | 2017
2017-10-10 | 14161.1 | 13590.22 | 13396.7 | 13452.33 | 13964.82 | 15147.84 | 16416.4 | 16627.57 | 16703.44 | 16834.96 | 17083.71 | 17234.69 | 17376.73 | 17601.02 | 17757.59 | 17924.42 | 17961.43 | 17805.25 | 17948.81 | 18009.52 | 17249.47 | 16305.91 | 15182.77 | 14236.29 | 389.973 | 18009.52 | 10 | 2017
2017-10-11 | 13800.9 | 13495.24 | 13273.2 | 13301.74 | 13786.15 | 14941.68 | 16202.05 | 16440.81 | 16593.58 | 16822.09 | 17206.8 | 17511.27 | 17800.19 | 18157.55 | 18413.33 | 18634.95 | 18673.5 | 18453.89 | 18486.56 | 18451.47 | 17597.1 | 16512.9 | 15326.78 | 14317.67 | 394.2014 | 18673.5 | 10 | 2017
2017-10-12 | 13778.85 | 13369.49 | 13151.23 | 13182.69 | 13670.61 | 14832.77 | 16099.78 | 16326.33 | 16460.19 | 16667.05 | 16979.73 | 17251.67 | 17510.57 | 17841.62 | 18077.59 | 18285.77 | 18319.52 | 18105.07 | 18156.95 | 18146.84 | 17308.44 | 16299.74 | 15130.15 | 14136.4 | 389.0891 | 18319.52 | 10 | 2017
2017-10-13 | 13646.07 | 13308.39 | 13094.31 | 13137.7 | 13648.95 | 14852.98 | 16140.09 | 16365.81 | 16479.29 | 16659.95 | 16917.29 | 17118.67 | 17338.8 | 17627.38 | 17831.12 | 18004.36 | 18025.88 | 17817.37 | 17886.14 | 17892.86 | 17043.64 | 16096.74 | 14951.86 | 13978.54 | 385.8642 | 18025.88 | 10 | 2017
2017-10-14 | 13505.04 | 13208.6 | 12922.93 | 12818.71 | 12960.29 | 13261.53 | 13709.97 | 14301.21 | 15067.33 | 15516.97 | 15814.6 | 16114.9 | 16421.61 | 16724.82 | 17020.85 | 17326.12 | 17475.63 | 17328.61 | 17389.4 | 17431.16 | 16659.01 | 15801.32 | 14794.75 | 13907.23 | 367.4826 | 17475.63 | 10 | 2017
2017-10-15 | 13445.08 | 13375.96 | 13108.11 | 13021.54 | 13181.03 | 13501.5 | 13964.91 | 14543.18 | 15268.57 | 15665.63 | 15905.85 | 16149.41 | 16405.34 | 16664.46 | 16920.12 | 17193.91 | 17359 | 17257.62 | 17371.22 | 17461.18 | 16709.51 | 15879.36 | 14899.95 | 14039.79 | 369.2922 | 17461.18 | 10 | 2017
2017-10-16 | 13574.85 | 13571.23 | 13401.26 | 13481.64 | 14040.8 | 15286.06 | 16609.09 | 16802.74 | 16827.93 | 16891.94 | 17037.1 | 17105.35 | 17191.27 | 17352.28 | 17467.07 | 17602.67 | 17653.02 | 17541.55 | 17732.81 | 17852.93 | 17093.08 | 16209.18 | 15125.28 | 14208.48 | 387.6596 | 17852.93 | 10 | 2017
2017-10-17 | 13753.74 | 13675.3 | 13517.62 | 13607.8 | 14156.7 | 15391.04 | 16719.85 | 16885.63 | 16863.17 | 16873.52 | 16970.92 | 16966.66 | 16974.02 | 17084.79 | 17158.79 | 17288.13 | 17359.74 | 17295.28 | 17543.47 | 17728.28 | 17022.84 | 16181.18 | 15124.38 | 14241.83 | 386.3847 | 17728.28 | 10 | 2017
2017-10-18 | 13829.93 | 14005.24 | 13866.98 | 13977.24 | 14546.03 | 15800.2 | 17203.96 | 17411.26 | 17343.74 | 17299.27 | 17335.42 | 17271.51 | 17227.27 | 17294.52 | 17338.39 | 17461.15 | 17559.96 | 17550.38 | 17846.21 | 18070.13 | 17390.19 | 16489.69 | 15451.58 | 14588.92 | 394.1592 | 18070.13 | 10 | 2017
2017-10-19 | 14160.32 | 14369.75 | 14259.12 | 14397.3 | 14993.84 | 16274.8 | 17829.61 | 18019.94 | 17881.15 | 17742.04 | 17675.29 | 17510.74 | 17376.94 | 17367.34 | 17357.32 | 17461.75 | 17589.33 | 17652.43 | 18025.01 | 18311.88 | 17682.73 | 16756.96 | 15753.57 | 14926.86 | 401.376 | 18311.88 | 10 | 2017
2017-10-20 | 14536.81 | 15101.33 | 15016.73 | 15191.75 | 15834.41 | 17211.53 | 18987.31 | 19195.17 | 19013.54 | 18807.39 | 18663.22 | 18434.62 | 18254.41 | 18199.87 | 18161.01 | 18255.19 | 18426.87 | 18569.83 | 18986.89 | 19293.03 | 18653.5 | 17671.38 | 16534.77 | 15722.9 | 422.7235 | 19293.03 | 10 | 2017
2017-10-21 | 15254.85 | 13886.56 | 13691.42 | 13676.14 | 13908.94 | 14313.66 | 14848.56 | 15362.27 | 15909.42 | 16080.16 | 16072.07 | 16067.87 | 16100.38 | 16163.77 | 16276.75 | 16436.83 | 16608.9 | 16672.4 | 16941.7 | 17250.79 | 16658.54 | 15950.35 | 15095.49 | 14359.01 | 373.5868 | 17250.79 | 10 | 2017
2017-10-22 | 14060.41 | 13544.5 | 13343.01 | 13319.93 | 13546.09 | 13948.98 | 14484.78 | 14986.38 | 15529.54 | 15700.22 | 15689.6 | 15678.58 | 15702.26 | 15755.93 | 15859.56 | 16006.61 | 16160.81 | 16205.55 | 16471.87 | 16724.3 | 16205.44 | 15505.6 | 14662.24 | 13935.05 | 363.0272 | 16724.3 | 10 | 2017
2017-10-23 | 13644.89 | 13856.04 | 13724.83 | 13843.55 | 14443.16 | 15743.26 | 17168.22 | 17365.87 | 17279.29 | 17209.8 | 17213.97 | 17124.51 | 17069.32 | 17107.1 | 17129.01 | 17221.77 | 17311.81 | 17306.9 | 17611.96 | 17859.92 | 17156.75 | 16312.93 | 15294.34 | 14441.41 | 390.4406 | 17859.92 | 10 | 2017
2017-10-24 | 14018.68 | 13476.07 | 13324.28 | 13419.34 | 13975.57 | 15233.35 | 16605.09 | 16745.13 | 16690.62 | 16666.65 | 16710.41 | 16665.86 | 16630.58 | 16688.11 | 16722.88 | 16806.38 | 16875.02 | 16829 | 17102.72 | 17345 | 16696.71 | 15892.22 | 14862.99 | 14004.79 | 379.9874 | 17345 | 10 | 2017
2017-10-25 | 13631.92 | 13658.64 | 13518.19 | 13624.94 | 14192.9 | 15463.33 | 16847.3 | 17001.9 | 16911.26 | 16854.47 | 16868.16 | 16795.57 | 16735.96 | 16772.78 | 16792.87 | 16885.23 | 16975.13 | 16961.6 | 17263.47 | 17530.88 | 16853.91 | 16060.71 | 15043.26 | 14197.37 | 383.4418 | 17530.88 | 10 | 2017
2017-10-26 | 13803.96 | 14208.95 | 14084.62 | 14209.59 | 14794.58 | 16078.95 | 17623.68 | 17813.02 | 17707.68 | 17616.93 | 17608.51 | 17509.48 | 17437.17 | 17480.15 | 17502.5 | 17618.07 | 17749.07 | 17790.43 | 18113.73 | 18388.39 | 17695.59 | 16732.89 | 15710.65 | 14862.74 | 400.1413 | 18388.39 | 10 | 2017
2017-10-27 | 14413.75 | 14802.79 | 14716.73 | 14889.34 | 15531.77 | 16887.11 | 18673.62 | 18852.81 | 18649.12 | 18424.35 | 18260.81 | 18013.72 | 17816.05 | 17743.77 | 17685.32 | 17758.87 | 17924.91 | 18067.39 | 18490.26 | 18838.58 | 18186.08 | 17208.86 | 16189.4 | 15392.61 | 413.418 | 18852.81 | 10 | 2017
2017-10-28 | 14938.43 | 14238.86 | 14094.83 | 14129.94 | 14414.91 | 14885.31 | 15486.91 | 15951.56 | 16371.92 | 16383.06 | 16201.23 | 16025.61 | 15904.63 | 15833.25 | 15846.39 | 15960.21 | 16167.14 | 16336.57 | 16726.65 | 17146.29 | 16647.2 | 16019.61 | 15252.85 | 14602.95 | 375.5663 | 17146.29 | 10 | 2017
2017-10-29 | 14342.04 | 14132.04 | 13979.28 | 14005.57 | 14282.42 | 14747.29 | 15350.43 | 15818.33 | 16256.4 | 16291.54 | 16136.31 | 15987.47 | 15889.59 | 15837.65 | 15863.37 | 15980.74 | 16182.06 | 16335.36 | 16705.7 | 17103.3 | 16596.32 | 15954.58 | 15177.1 | 14516 | 373.4709 | 17103.3 | 10 | 2017
2017-10-30 | 14227.51 | 15450.25 | 15408.67 | 15621 | 16312.5 | 17897.57 | 19775.12 | 19938.39 | 19650.84 | 19308.2 | 19024.71 | 18668.32 | 18384.91 | 18229.52 | 18116.35 | 18181.3 | 18404.3 | 18659.55 | 19179.81 | 19610.51 | 19012.9 | 18085.82 | 16921.51 | 16155.74 | 430.2253 | 19938.39 | 10 | 2017
2017-10-31 | 15642.1 | 16102.07 | 16091.35 | 16333.98 | 17040.83 | 18831.02 | 20730.02 | 20871.9 | 20503.23 | 20055.73 | 19666.95 | 19207.57 | 18823.09 | 18600.74 | 18438.44 | 18508.65 | 18791.94 | 19152.39 | 19761.52 | 20269.79 | 19738.33 | 18858.55 | 17700.49 | 16825.84 | 446.5465 | 20871.9 | 10 | 2017
2017-11-01 | 16393.63 | 15696.82 | 15664.55 | 15848.77 | 16398.37 | 17875.94 | 19999.83 | 20341.41 | 20030.87 | 19597 | 19180.27 | 18715.86 | 18322.81 | 18041.97 | 17807.75 | 17962.25 | 18683.47 | 19544.97 | 19768.63 | 20361.03 | 19925.13 | 18862.49 | 17385.27 | 16619.18 | 439.0283 | 20361.03 | 11 | 2017
2017-11-02 | 16061.72 | 15123.09 | 15068 | 15227.54 | 15754.33 | 16927.58 | 18884.96 | 19218.1 | 18955.71 | 18594.85 | 18253.66 | 17856.8 | 17518.46 | 17281.92 | 17098.04 | 17221.51 | 17890.3 | 18663.13 | 18825.13 | 19385.32 | 18916.26 | 17829.98 | 16716.89 | 15978.03 | 419.2513 | 19385.32 | 11 | 2017
2017-11-03 | 15483.23 | 14267.2 | 14166.26 | 14284.82 | 14783.68 | 15948.29 | 17192.04 | 17525.33 | 17384.86 | 17197.46 | 17098.97 | 16961.89 | 16851.84 | 16780.16 | 16689.84 | 16782.27 | 17130.84 | 17644.94 | 17659.59 | 18110.45 | 17530.95 | 16724.68 | 15803.38 | 15026.83 | 395.0298 | 18110.45 | 11 | 2017
2017-11-04 | 14553.66 | 13166.34 | 12959.97 | 12904.57 | 13037.19 | 13371.28 | 13851 | 14376.74 | 14921.95 | 15126.08 | 15149.11 | 15204.59 | 15284.84 | 15330.74 | 15382.38 | 15561.29 | 15942.26 | 16237.32 | 16174.67 | 16434.4 | 16037.96 | 15377.12 | 14557.55 | 13832.46 | 354.7755 | 16434.4 | 11 | 2017
2017-11-05 | 13469.54 | 13699 | 13545.67 | 13528.13 | 13714.21 | 14076.45 | 14331.16 | 14753.84 | 15125.44 | 15198.59 | 15144.42 | 15140.91 | 15149.64 | 15137.22 | 15197.63 | 15377.64 | 15908.41 | 16647.17 | 16649.94 | 16359.03 | 15825.94 | 15184.64 | 14453.4 | 13824.49 | 357.4425 | 16649.94 | 11 | 2017
2017-11-06 | 13642.71 | 14431.44 | 14359.04 | 14486.42 | 15019.27 | 16188.2 | 17204.5 | 17405.41 | 17127.89 | 16962.28 | 16881.01 | 16783.38 | 16697.2 | 16638.85 | 16609.87 | 16724.81 | 17205.27 | 18374.08 | 18391.24 | 17852.66 | 17093.35 | 16382.78 | 15507.28 | 14779.41 | 392.7484 | 18391.24 | 11 | 2017
2017-11-07 | 14465.79 | 14130.79 | 14040.91 | 14147.68 | 14640.3 | 15769.74 | 16771.86 | 16878.96 | 16697.24 | 16559.65 | 16513.67 | 16444.3 | 16370.22 | 16339 | 16324.77 | 16452.91 | 16927.52 | 17921.78 | 17900.45 | 17350.49 | 16775.41 | 16057.88 | 15171.86 | 14438.74 | 385.0919 | 17921.78 | 11 | 2017
2017-11-08 | 14194.68 | 14606.24 | 14499.45 | 14592.99 | 15070.46 | 16181.78 | 17205.96 | 17468.17 | 17310.8 | 17236.32 | 17322.59 | 17381.52 | 17439.66 | 17558.28 | 17657.85 | 17951.61 | 18785.91 | 19945.52 | 19797.6 | 19119.49 | 18079.57 | 16970.62 | 16011.48 | 15208.73 | 407.5973 | 19945.52 | 11 | 2017
2017-11-09 | 14767.36 | 15246.63 | 15212.76 | 15378.46 | 15928.19 | 17111.23 | 18831.27 | 19006.34 | 18568.71 | 18131.3 | 17815.54 | 17469.62 | 17170.97 | 17053 | 16980.12 | 17101.83 | 17933.96 | 19329.78 | 19478.09 | 19054.96 | 18232.29 | 17180.92 | 16337.49 | 15651.37 | 414.9722 | 19478.09 | 11 | 2017
2017-11-10 | 15337.2 | 15635.04 | 15620.3 | 15812.78 | 16400.47 | 17892.6 | 19684.49 | 19863.13 | 19368.66 | 18849.51 | 18438.59 | 18004.66 | 17624.02 | 17357.7 | 17227.05 | 17355.14 | 18284.33 | 19749.18 | 19954.56 | 19566.66 | 18753.25 | 17633.64 | 16682.2 | 16016.99 | 427.1122 | 19954.56 | 11 | 2017
2017-11-11 | 15690.33 | 14798.89 | 14710.54 | 14760.33 | 15013.37 | 15445.62 | 15765.44 | 16165.46 | 16418.82 | 16332.38 | 16109.77 | 15949.34 | 15822.68 | 15695.31 | 15674.99 | 15836.16 | 16440.3 | 17328.32 | 17539.23 | 17271.09 | 16800.73 | 16222.24 | 15554.59 | 14992.72 | 382.3386 | 17539.23 | 11 | 2017
2017-11-12 | 14835.91 | 14289.84 | 14175.58 | 14198.2 | 14425.43 | 14836.81 | 15147.03 | 15549.05 | 15844.14 | 15816.69 | 15657.23 | 15556.94 | 15481.71 | 15397.58 | 15405.77 | 15570.54 | 16146.64 | 16975.74 | 17054.29 | 16839.15 | 16336.81 | 15732.22 | 15044.23 | 14459.68 | 370.7772 | 17054.29 | 11 | 2017
2017-11-13 | 14304.4 | 14933.18 | 14878.02 | 15024.67 | 15576.93 | 16772.37 | 18246.88 | 18448.82 | 18099.38 | 17774.69 | 17579.62 | 17362.14 | 17229.29 | 17165.76 | 17132.47 | 17255.39 | 18088.57 | 19402.29 | 19448.75 | 18948.26 | 18022.84 | 17020.82 | 16146.52 | 15421.13 | 410.2832 | 19448.75 | 11 | 2017
2017-11-14 | 15041.57 | 14686.65 | 14631.27 | 14773.77 | 15302.82 | 16475.95 | 17786.89 | 17947.06 | 17551.09 | 17180.27 | 17011.53 | 16860.26 | 16715.76 | 16624.64 | 16566.78 | 16683.46 | 17200.33 | 18512.31 | 18599.25 | 18158.03 | 17288.12 | 16595.47 | 15745.19 | 15048.88 | 398.9874 | 18599.25 | 11 | 2017
2017-11-15 | 14769.49 | 14937.28 | 14895.22 | 15051.7 | 15594.38 | 16781.41 | 18317.03 | 18471.87 | 18038.17 | 17615.56 | 17316.65 | 17059.01 | 16889.07 | 16776.48 | 16703.74 | 16817.95 | 17445.43 | 18814.52 | 18942.37 | 18534.87 | 17684.52 | 16845.01 | 16005.96 | 15321.67 | 405.6294 | 18942.37 | 11 | 2017
2017-11-16 | 15015.31 | 15440.71 | 15424.41 | 15607.93 | 16176.78 | 17533.93 | 19356.49 | 19505.18 | 19001.25 | 18480.48 | 18077.98 | 17652.93 | 17275.11 | 17084.84 | 16984.24 | 17094.89 | 17957.39 | 19423.22 | 19630.65 | 19281.27 | 18474.67 | 17358.82 | 16523.78 | 15861.92 | 420.2242 | 19630.65 | 11 | 2017
2017-11-17 | 15551.71 | 15353.76 | 15330.85 | 15514.56 | 16095.17 | 17392.6 | 19227.73 | 19386.71 | 18898.17 | 18396.46 | 18006.34 | 17594.78 | 17255.36 | 17103.96 | 17003.81 | 17097.82 | 17890.15 | 19332.09 | 19513.68 | 19142.44 | 18293.53 | 17217.83 | 16399.77 | 15734.21 | 418.7335 | 19513.68 | 11 | 2017
2017-11-18 | 15424.09 | 15360.6 | 15309.33 | 15397.47 | 15688.98 | 16166.38 | 16535.16 | 16916.22 | 17097.05 | 16915.04 | 16591.7 | 16337.25 | 16129.72 | 15932.95 | 15862.31 | 16008.5 | 16654.37 | 17828.2 | 18160.81 | 17978.42 | 17277.39 | 16735.52 | 16109.19 | 15589.45 | 394.0061 | 18160.81 | 11 | 2017
2017-11-19 | 15388.81 | 16479.76 | 16484.8 | 16632.2 | 16980.52 | 17669.09 | 18359.61 | 18991.95 | 19154.4 | 18636.52 | 17859.71 | 17229.35 | 16915.03 | 16628.69 | 16498.06 | 16637.3 | 17371.57 | 19197.13 | 19703.29 | 19644.23 | 19029.51 | 18207.75 | 17262.31 | 16790.33 | 423.7519 | 19703.29 | 11 | 2017
2017-11-20 | 16511.05 | 16898.06 | 16959.78 | 17227.74 | 18346.73 | 20533.69 | 22460.21 | 22600.84 | 21897.82 | 21093.14 | 20385.34 | 19681.89 | 19079.82 | 18615.52 | 18305.88 | 18452.42 | 19526.75 | 21270.44 | 21702.97 | 21513.49 | 20808.71 | 19797.27 | 18523.4 | 17516.98 | 469.7099 | 22600.84 | 11 | 2017
2017-11-21 | 17061.02 | 16049.39 | 16066.9 | 16286.05 | 16889.38 | 18781.41 | 20666.03 | 20797.13 | 20193.85 | 19538.69 | 18994.18 | 18438.44 | 17950.34 | 17598.13 | 17359.44 | 17523.36 | 18527.66 | 20124.14 | 20436.92 | 20180.12 | 19421.1 | 18354 | 17153.29 | 16524.03 | 440.915 | 20797.13 | 11 | 2017
2017-11-22 | 16216.05 | 16164.91 | 16188.88 | 16414.54 | 17024.89 | 19020.22 | 20915.37 | 21043.65 | 20421.83 | 19741.39 | 19170.21 | 18590.86 | 18081.97 | 17712.57 | 17462.21 | 17624.01 | 18641.18 | 20261.75 | 20594.07 | 20353.2 | 19602.5 | 18544.37 | 17271.8 | 16649.11 | 443.7115 | 21043.65 | 11 | 2017
2017-11-23 | 16134.57 | 15495.69 | 15481.47 | 15615.61 | 16008.42 | 16689.6 | 17323.67 | 17615.35 | 17628.55 | 17465.64 | 17159.97 | 16810.93 | 16423.14 | 16085.26 | 15914.11 | 16043.96 | 16653.3 | 17962.2 | 18335.37 | 18279.5 | 17692.5 | 16960.67 | 16384.92 | 15897.92 | 402.0623 | 18335.37 | 11 | 2017
2017-11-24 | 15690.26 | 15011.38 | 14970.64 | 15084.16 | 15468.47 | 16159.1 | 16664.79 | 16850.49 | 16898.51 | 16852.39 | 16722.98 | 16498.2 | 16159.43 | 15855.64 | 15706.08 | 15821.11 | 16391.98 | 17382.06 | 17668.28 | 17548.1 | 16961.84 | 16441.37 | 15851.57 | 15344.25 | 390.0031 | 17668.28 | 11 | 2017
2017-11-25 | 15301.78 | 16185.83 | 16180.22 | 16316.52 | 16654.54 | 17181.46 | 17835.54 | 18456.02 | 18636.28 | 18150.41 | 17405.75 | 16975.27 | 16678.79 | 16406.63 | 16283.94 | 16417.49 | 17117.7 | 18779.96 | 19254.87 | 19195.86 | 18547.6 | 17707.21 | 16960.65 | 16485.55 | 415.1159 | 19254.87 | 11 | 2017
2017-11-26 | 16215.21 | 16066.4 | 16055.49 | 16185.98 | 16519.11 | 17042.5 | 17604.61 | 18224.18 | 18417.18 | 17950.14 | 17227.64 | 16878.03 | 16591.27 | 16327.45 | 16210.29 | 16343.82 | 17038.06 | 18628.47 | 19086.82 | 19018.71 | 18358.21 | 17509.19 | 16837.25 | 16358.82 | 412.6948 | 19086.82 | 11 | 2017
2017-11-27 | 16129.91 | 15879.53 | 15895.68 | 16115.41 | 16741.14 | 18556.45 | 20481.19 | 20612.03 | 20017.11 | 19373.33 | 18834.36 | 18292.81 | 17829.79 | 17480.67 | 17266.52 | 17386.88 | 18375.39 | 19953.5 | 20246.91 | 19987.55 | 19182.49 | 18098.78 | 17010.72 | 16377.42 | 436.1256 | 20612.03 | 11 | 2017
2017-11-28 | 16037.27 | 18092.29 | 18279.77 | 18825.65 | 20038.4 | 22289.05 | 24299.13 | 24400.24 | 23542.11 | 22535.53 | 21617.38 | 20716.75 | 19936.76 | 19339.19 | 18933.74 | 19069.83 | 20253.74 | 22195.87 | 22791.22 | 22755.02 | 22140.03 | 21206.99 | 20011.63 | 19093.74 | 498.4013 | 24400.24 | 11 | 2017
2017-11-29 | 18323.42 | 17502.23 | 17661.14 | 18176.9 | 19361.05 | 21588.24 | 23586.05 | 23688.2 | 22874.32 | 21930.99 | 21079.56 | 20241.84 | 19515.38 | 18962.56 | 18586.61 | 18724.63 | 19875.52 | 21753.97 | 22296.61 | 22226.37 | 21578.84 | 20619.58 | 19404.25 | 18463.61 | 488.0219 | 23688.2 | 11 | 2017
2017-11-30 | 17840.52 | 17233.14 | 17315.86 | 17815.14 | 18983.98 | 21199.25 | 23192.36 | 23294.27 | 22503.8 | 21594.34 | 20778.64 | 19975.11 | 19277.52 | 18748.91 | 18388.78 | 18527.39 | 19660.5 | 21504.39 | 22018.29 | 21930.6 | 21264.08 | 20290.29 | 19064.8 | 18112.48 | 480.5144 | 23294.27 | 11 | 2017
2017-12-01 | 17338.5 | 17676.23 | 17642.69 | 17925.97 | 18795.45 | 20575.8 | 22551.94 | 22879.51 | 22395.55 | 21684.97 | 21026.61 | 20403.12 | 19824.73 | 19419.95 | 19179.81 | 19427.83 | 20690.73 | 22419.92 | 22462.46 | 22122.78 | 21432.1 | 20477.03 | 19206.58 | 18100.65 | 485.6609 | 22879.51 | 12 | 2017
2017-12-02 | 17666.48 | 16561.14 | 16419.47 | 16492.73 | 16845.11 | 17416.66 | 18089.83 | 18826.75 | 19229.07 | 18920.46 | 18335.65 | 17815.32 | 17347.99 | 16974.41 | 16845.54 | 17180.33 | 18522.05 | 20133.08 | 20192.97 | 19986.26 | 19432.38 | 18648.15 | 17622.26 | 16684.03 | 432.1881 | 20192.97 | 12 | 2017
2017-12-03 | 16495.19 | 18634.38 | 18597.99 | 18781.93 | 19240.39 | 19906.56 | 20643.99 | 21402.76 | 21667.46 | 21051.99 | 20213.32 | 19455.32 | 18786.24 | 18243.3 | 18001 | 18321.45 | 19784.74 | 21678.12 | 21969.2 | 21894.22 | 21396.37 | 20692.13 | 19748.6 | 18901.15 | 475.5078 | 21969.2 | 12 | 2017
2017-12-04 | 18533.73 | 18633.58 | 18653.84 | 18991.59 | 19921.89 | 21843.76 | 23941.96 | 24258.76 | 23680.07 | 22837.26 | 22026.28 | 21184.95 | 20520.84 | 20033.76 | 19740.52 | 19982.64 | 21312.7 | 23250.93 | 23404.43 | 23148.9 | 22519.15 | 21513.08 | 20253.83 | 19189.19 | 509.3776 | 24258.76 | 12 | 2017
2017-12-05 | 18723.99 | 18041.25 | 18031.13 | 18334.09 | 19210.01 | 20989.19 | 23056.24 | 23361.28 | 22824.03 | 22047.48 | 21311.91 | 20601.7 | 19976.07 | 19536.65 | 19273.28 | 19529.57 | 20830.94 | 22657.39 | 22759.71 | 22482.14 | 21840.88 | 20866.55 | 19616.43 | 18535.69 | 494.4376 | 23361.28 | 12 | 2017
2017-12-06 | 18128.86 | 17031.19 | 16971.6 | 17222.21 | 18048.86 | 19786.12 | 21659.71 | 21968.29 | 21519.48 | 20880.52 | 20356.23 | 19792.64 | 19260.07 | 18898.79 | 18687.24 | 18948.36 | 20192.52 | 21804.75 | 21802.63 | 21454.9 | 20807.92 | 19862.47 | 18576.33 | 17455.44 | 471.1171 | 21968.29 | 12 | 2017
2017-12-07 | 17103.59 | 19085.81 | 19120.92 | 19472.52 | 20394.56 | 22376.23 | 24484.91 | 24792.57 | 24182.46 | 23300.17 | 22454.83 | 21580.39 | 20823.58 | 20326 | 20025.1 | 20284.44 | 21713.37 | 23707.31 | 23895.95 | 23675.71 | 23075.67 | 22081.73 | 20756.01 | 19703.86 | 518.4177 | 24792.57 | 12 | 2017
2017-12-08 | 19166.43 | 20863.2 | 20993.32 | 21477.77 | 22669.19 | 24874.35 | 27058.22 | 27357.2 | 26567.48 | 25431.13 | 24308.56 | 23171.89 | 22155.5 | 21393.93 | 20956.31 | 21179.66 | 22827.67 | 25054.1 | 25441.78 | 25358.87 | 24853.96 | 23958 | 22659.41 | 21565.31 | 561.3432 | 27357.2 | 12 | 2017
2017-12-09 | 20943.98 | 20059.62 | 20098.02 | 20360.7 | 20895.2 | 21702.96 | 22614.35 | 23423.36 | 23545.27 | 22726.92 | 21558.15 | 20578.41 | 19765.66 | 19101.71 | 18777 | 19083.55 | 20635.28 | 22840.56 | 23289.99 | 23339.31 | 22922.5 | 22216.59 | 21218.99 | 20439.23 | 512.1373 | 23545.27 | 12 | 2017
2017-12-10 | 20124.34 | 18945.78 | 18931.15 | 19137.79 | 19618.89 | 20314.02 | 21086.58 | 21891.06 | 22105.4 | 21419.11 | 20479.67 | 19665.04 | 18948.46 | 18364.66 | 18092.61 | 18401.83 | 19890.09 | 21856.61 | 22196.76 | 22174.21 | 21694.01 | 20973.93 | 20057.42 | 19236.62 | 485.606 | 22196.76 | 12 | 2017
2017-12-11 | 18979.5 | 18440.4 | 18455.12 | 18787.13 | 19712.31 | 21608.24 | 23724.21 | 24032.32 | 23456.23 | 22621.63 | 21818.71 | 21009.53 | 20354.61 | 19873.95 | 19583.41 | 19820.89 | 21138.95 | 23050.06 | 23192.75 | 22944.15 | 22298.49 | 21285.28 | 20056.26 | 18991.98 | 505.2361 | 24032.32 | 12 | 2017
2017-12-12 | 18556.95 | 14921.53 | 14755.95 | 14895.77 | 15615.71 | 17263.64 | 19010.22 | 19287.87 | 19060.72 | 18725.22 | 18453.9 | 18128.14 | 17800.1 | 17609.84 | 17511.71 | 17784.16 | 18908.56 | 20210.97 | 20012.37 | 19576.49 | 18839.37 | 17793.68 | 16427.89 | 15217.19 | 426.3679 | 20210.97 | 12 | 2017
2017-12-13 | 15008.68 | 16290.67 | 16195.84 | 16409.88 | 17201.18 | 18913.36 | 20704.3 | 20971.81 | 20628.39 | 20130.58 | 19686.76 | 19199.32 | 18733.63 | 18427.69 | 18251.78 | 18513.14 | 19718.31 | 21179.09 | 21113.35 | 20773.51 | 20112.46 | 19132.86 | 17824.24 | 16676.21 | 451.797 | 21179.09 | 12 | 2017
2017-12-14 | 16257.37 | 15729.33 | 15606.78 | 15791.91 | 16555.07 | 18244.23 | 20022.93 | 20291.97 | 19992.04 | 19556.16 | 19177.57 | 18750.94 | 18337.89 | 18075.71 | 17928.57 | 18192.06 | 19365.49 | 20765.11 | 20648.29 | 20275.42 | 19583.52 | 18578.36 | 17249.72 | 16078.71 | 441.0551 | 20765.11 | 12 | 2017
2017-12-15 | 15751.44 | 16001.86 | 15892.38 | 16095.55 | 16890.31 | 18619.6 | 20415.21 | 20694.24 | 20376.94 | 19911.5 | 19495.71 | 19034.47 | 18594.93 | 18305.47 | 18138.79 | 18384.41 | 19561.56 | 20983.45 | 20881.51 | 20510.16 | 19803.38 | 18800 | 17485.87 | 16326.8 | 446.9555 | 20983.45 | 12 | 2017
2017-12-16 | 15949.48 | 17739.03 | 17665.78 | 17810.61 | 18233.28 | 18879.83 | 19626.12 | 20339.5 | 20617.87 | 20143.04 | 19379.63 | 18694.51 | 18087.77 | 17596.01 | 17384.89 | 17698.36 | 19118.85 | 20886.2 | 21077.19 | 20985.79 | 20492.8 | 19771.72 | 18814.14 | 17946.86 | 454.9393 | 21077.19 | 12 | 2017
2017-12-17 | 17615.25 | 18344.91 | 18301.95 | 18478.55 | 18931.96 | 19605.28 | 20369.05 | 21079.49 | 21337.3 | 20766.45 | 19930.98 | 19178.85 | 18514.81 | 17975.2 | 17732.27 | 18042.51 | 19498.32 | 21339.35 | 21619.7 | 21560.91 | 21066.42 | 20372.55 | 19437.81 | 18596.13 | 469.696 | 21619.7 | 12 | 2017
2017-12-18 | 18285.44 | 17369.71 | 17332.62 | 17609.98 | 18483.65 | 20274.79 | 22252.31 | 22562.59 | 22077.69 | 21373.62 | 20755.96 | 20147.28 | 19589.33 | 19189.97 | 18953.34 | 19194.15 | 20452.31 | 22137.39 | 22171.1 | 21852.1 | 21152.28 | 20216.41 | 18952.55 | 17847.74 | 480.2343 | 22562.59 | 12 | 2017
2017-12-19 | 17453.94 | 16490.24 | 16408.16 | 16635.13 | 17440.2 | 19167.01 | 20972.79 | 21266.49 | 20867.05 | 20337.16 | 19858.75 | 19340.55 | 18847.61 | 18518.94 | 18327.4 | 18583.98 | 19803.38 | 21308.46 | 21260.02 | 20933.39 | 20282.06 | 19314.36 | 18020.01 | 16887.1 | 458.3242 | 21308.46 | 12 | 2017
2017-12-20 | 16541.71 | 15433.24 | 15298.25 | 15469.81 | 16221.19 | 17901.17 | 19676.3 | 19943.44 | 19660.21 | 19249.43 | 18896.84 | 18495.55 | 18102.63 | 17857.48 | 17721.47 | 17983.68 | 19141.38 | 20512.02 | 20373.22 | 19988.02 | 19281.15 | 18265.92 | 16931.74 | 15754.17 | 434.7 | 20512.02 | 12 | 2017
2017-12-21 | 15446.01 | 14557.36 | 14378.62 | 14504.25 | 15211.46 | 16852.76 | 18602.59 | 18873.97 | 18660.53 | 18348.21 | 18099.49 | 17795.27 | 17485.05 | 17309.12 | 17219.32 | 17486.17 | 18592.84 | 19865.33 | 19645.76 | 19204.38 | 18450.94 | 17396.24 | 16029.33 | 14815.19 | 414.8302 | 19865.33 | 12 | 2017
2017-12-22 | 14548.64 | 17860.74 | 17844.79 | 18146.38 | 19035.81 | 20849.09 | 22921.74 | 23227.97 | 22696.48 | 21928.85 | 21194.95 | 20515.07 | 19898.13 | 19460.17 | 19194.65 | 19428.27 | 20714.44 | 22498.89 | 22579.95 | 22297.88 | 21605.23 | 20640.16 | 19398.62 | 18319.88 | 486.8068 | 23227.97 | 12 | 2017
2017-12-23 | 17772.91 | 19655.15 | 19678.24 | 19924.52 | 20444.6 | 21182.29 | 22100.26 | 22901.78 | 23043.12 | 22257.02 | 21121.39 | 20220.62 | 19431.17 | 18786.37 | 18473.37 | 18774.44 | 20307.19 | 22429.44 | 22849.22 | 22890.33 | 22448.12 | 21727.62 | 20785.93 | 20001.26 | 499.2064 | 23043.12 | 12 | 2017
2017-12-24 | 19431.15 | 15668.76 | 15479.76 | 15434.06 | 15453.32 | 15163.2 | 14937.36 | 15808.13 | 16759.99 | 16886.74 | 16502.17 | 16031.29 | 15389.62 | 14816.9 | 14644.43 | 15002.83 | 16357.73 | 17946.47 | 18065.47 | 18067.09 | 17659.56 | 17101.1 | 16414.16 | 15708.24 | 390.7295 | 19431.15 | 12 | 2017
2017-12-25 | 15717.26 | 16579.15 | 16490.08 | 16644.11 | 17178.45 | 18089.21 | 18990.41 | 19413.8 | 19558.78 | 19396.21 | 19043.18 | 18506.36 | 17792.89 | 17211.41 | 16945.87 | 17224.49 | 18491.34 | 20034.75 | 20110.76 | 20005.28 | 19531.86 | 18816.44 | 17871.09 | 16980.81 | 436.624 | 20110.76 | 12 | 2017
2017-12-26 | 16815.49 | 18328.1 | 18404.52 | 18736.05 | 19459.59 | 20708.97 | 22032.77 | 22413.02 | 22515.15 | 22401.19 | 22139.07 | 21649.69 | 21026.16 | 20626.94 | 20473.79 | 20808.27 | 22297.35 | 23993.69 | 23892.51 | 23430.71 | 22584.44 | 21415.58 | 20098.12 | 18970.77 | 505.2219 | 23993.69 | 12 | 2017
2017-12-27 | 18403.25 | 19888.42 | 19974.91 | 20379.7 | 21390 | 23529.74 | 25691.98 | 25976.08 | 25254.54 | 24224.15 | 23217.21 | 22191.02 | 21265.26 | 20648.71 | 20280.29 | 20518.02 | 22040.14 | 24162.5 | 24469.16 | 24350.69 | 23812.95 | 22882.11 | 21551.08 | 20525 | 536.6269 | 25976.08 | 12 | 2017
2017-12-28 | 19974.4 | 21400.24 | 21585.25 | 22141.9 | 23351.62 | 25566.17 | 27777.18 | 28053.2 | 27196.15 | 25974.88 | 24765.37 | 23549.72 | 22463.47 | 21648.25 | 21138.15 | 21397.41 | 23103.31 | 25416.26 | 25880.13 | 25871.13 | 25424.05 | 24570.02 | 23303.24 | 22246.35 | 573.7978 | 28053.2 | 12 | 2017
2017-12-29 | 21590.81 | 22069.2 | 22284.66 | 22878.11 | 24136.47 | 26404.33 | 28637.84 | 28925.58 | 28026.57 | 26739.69 | 25454.63 | 24168.18 | 23025.94 | 22158.84 | 21613.54 | 21855.4 | 23586.32 | 25961.1 | 26470.81 | 26481.43 | 26038.84 | 25200.95 | 23958.52 | 22925.04 | 590.5928 | 28925.58 | 12 | 2017
2017-12-30 | 22269.75 | 19322.07 | 19314.22 | 19529.64 | 20019.38 | 20720.04 | 21551.78 | 22376.07 | 22594.3 | 21908.53 | 20911.45 | 20106.43 | 19402.18 | 18831.33 | 18571.56 | 18893.41 | 20403.73 | 22466.76 | 22805.46 | 22774.97 | 22277.88 | 21505.16 | 20546.33 | 19717.37 | 498.8198 | 22805.46 | 12 | 2017
2017-12-31 | 19462.67 | 17047.9 | 16938.57 | 17045.71 | 17432.18 | 18043.21 | 18760.19 | 19480.41 | 19818.38 | 19426.77 | 18749.48 | 18145.39 | 17607.52 | 17174.06 | 17003.62 | 17322.01 | 18699.5 | 20384.19 | 20508.14 | 20365.09 | 19835.1 | 19081.74 | 18096.29 | 17198.8 | 443.6269 | 20508.14 | 12 | 2017
2018-01-01 | 17225.6 | 14433.72 | 14232.88 | 14222.96 | 14519.65 | 15190.37 | 15969.44 | 16250.65 | 16538.7 | 16785.28 | 16878.95 | 16825.87 | 16562.71 | 16305.15 | 16208.44 | 16387.56 | 16936.58 | 17941.43 | 18007.28 | 17846.32 | 17248.65 | 16473.39 | 15557 | 14743.57 | 389.2922 | 18007.28 | 1 | 2018
2018-01-02 | 14752.24 | 18926.7 | 18960.71 | 19252.83 | 19994.93 | 21776.24 | 24225.55 | 24412.87 | 23673.57 | 22822.15 | 21991.16 | 21139.19 | 20585.59 | 20169.93 | 19891.85 | 20023.81 | 20798.37 | 22803.41 | 23384.96 | 23316.27 | 22585.82 | 21438.57 | 20351.89 | 19535.88 | 506.8145 | 24412.87 | 1 | 2018
2018-01-03 | 18946.56 | 18204.55 | 18202.31 | 18456.63 | 19161.7 | 20666.89 | 22914.58 | 23107.17 | 22453.45 | 21722.73 | 21018.99 | 20532.82 | 20076.34 | 19717.72 | 19477.5 | 19613.12 | 20345.34 | 22014.03 | 22497.15 | 22360.5 | 21574.49 | 20662.44 | 19608.58 | 18761.79 | 492.0974 | 23107.17 | 1 | 2018
2018-01-04 | 18362.42 | 19106.11 | 19144.96 | 19443.1 | 20189.42 | 22064.34 | 24513.2 | 24706.98 | 23963.53 | 23103.38 | 22263.62 | 21403.87 | 20763.64 | 20346.09 | 20067.6 | 20203.03 | 20986.26 | 23098.94 | 23689.42 | 23621.48 | 22895.92 | 21749.44 | 20562.77 | 19745.33 | 515.9949 | 24706.98 | 1 | 2018
2018-01-05 | 19275.76 | 16800.56 | 16725.43 | 16906.57 | 17555.2 | 19019.45 | 20610.18 | 20758.4 | 20433.93 | 20108.53 | 19808.21 | 19491.83 | 19174.92 | 18929.51 | 18764.2 | 18895.89 | 19533.08 | 20752.52 | 20939.16 | 20739.57 | 20112.53 | 19237.58 | 18129.24 | 17218.79 | 459.921 | 20939.16 | 1 | 2018
2018-01-06 | 16933.03 | 15004.38 | 14797.87 | 14762.55 | 14946.63 | 15374.45 | 16000.48 | 16522.77 | 16949.06 | 16981.18 | 16779.51 | 16641.31 | 16495.7 | 16338.35 | 16307.45 | 16514.84 | 17165.61 | 18308.22 | 18438.2 | 18259.92 | 17633.45 | 16840.86 | 15902.15 | 15095.94 | 394.9939 | 18438.2 | 1 | 2018
2018-01-07 | 14988.93 | 17672.48 | 17598.37 | 17702.56 | 18019.74 | 18562.95 | 19261.88 | 19772.84 | 19988.79 | 19723.95 | 19207.41 | 18774.18 | 18378.6 | 18011.83 | 17841.76 | 18034.85 | 18839.45 | 20279.07 | 20654.17 | 20644.65 | 20161.29 | 19488.83 | 18649.08 | 17953.15 | 450.2108 | 20654.17 | 1 | 2018
2018-01-08 | 17594.71 | 19289.71 | 19340.2 | 19652.87 | 20433.85 | 22447.62 | 24894.84 | 25101.37 | 24341.53 | 23451 | 22572.6 | 21680.31 | 20970.88 | 20531.14 | 20240.41 | 20363.46 | 21143.63 | 23313.68 | 23927.4 | 23856.22 | 23135.43 | 22002.99 | 20747.64 | 19934.35 | 520.9678 | 25101.37 | 1 | 2018
2018-01-09 | 19405.88 | 17907.13 | 17886.97 | 18122.46 | 18809.35 | 20291.96 | 22322.8 | 22527.6 | 21923.34 | 21258.13 | 20741.55 | 20306.94 | 19886.09 | 19558.19 | 19340.56 | 19482.24 | 20192.33 | 21725.01 | 22157.99 | 21971.29 | 21182.43 | 20369.32 | 19297.45 | 18432.73 | 485.0997 | 22527.6 | 1 | 2018
2018-01-10 | 18074.35 | 17469.67 | 17427.24 | 17639.02 | 18303.85 | 19765.57 | 21523.14 | 21732.96 | 21182.68 | 20716.35 | 20343.99 | 19960.66 | 19582.28 | 19290.42 | 19097.34 | 19242.66 | 19926.67 | 21257.69 | 21629.13 | 21396.31 | 20768.66 | 19935.26 | 18845.65 | 17961.97 | 473.0735 | 21732.96 | 1 | 2018
2018-01-11 | 17593.83 | 17186.74 | 17129.61 | 17325.88 | 17975.94 | 19423.36 | 21000.86 | 21214.7 | 20787.17 | 20423.44 | 20086.91 | 19737.16 | 19386.92 | 19118.87 | 18942.09 | 19089.94 | 19756.59 | 21019.21 | 21287.88 | 21076.02 | 20501.44 | 19654.87 | 18553.26 | 17656.73 | 465.9294 | 21287.88 | 1 | 2018
2018-01-12 | 17315.59 | 18851.07 | 18874.42 | 19159.44 | 19906.8 | 21621.02 | 24031.67 | 24247.85 | 23550.05 | 22744.93 | 21956.64 | 21142.96 | 20641.97 | 20243.15 | 19978.09 | 20103.27 | 20853.51 | 22806.79 | 23348.39 | 23219.13 | 22458.99 | 21289.27 | 20235.4 | 19403.83 | 507.9842 | 24247.85 | 1 | 2018
2018-01-13 | 18916.42 | 16634.15 | 16505.02 | 16551.55 | 16812.82 | 17300.6 | 17951.59 | 18474.4 | 18783.04 | 18646 | 18264.14 | 17955.85 | 17666.06 | 17388.53 | 17279.94 | 17482.97 | 18222.15 | 19535.92 | 19808.65 | 19717.74 | 19181.97 | 18460.96 | 17575.26 | 16830.01 | 431.9457 | 19808.65 | 1 | 2018
2018-01-14 | 16679 | 16011.51 | 15850.83 | 15863.96 | 16093.71 | 16552.4 | 17182.13 | 17709.19 | 18069.13 | 18003.78 | 17698.05 | 17461.48 | 17231.69 | 17004.84 | 16930.52 | 17138.16 | 17840.43 | 19082.47 | 19296.27 | 19162.02 | 18592.88 | 17843.26 | 16932.84 | 16160.78 | 416.3913 | 19296.27 | 1 | 2018
2018-01-15 | 15985.19 | 17663.7 | 17628.63 | 17851.49 | 18545.73 | 20030.59 | 21874.61 | 22106.89 | 21559.08 | 20994.13 | 20612.35 | 20224.06 | 19852.49 | 19551.31 | 19355.67 | 19493.88 | 20172.62 | 21590.2 | 21968.95 | 21713.43 | 20992.29 | 20158.77 | 19067.12 | 18177.57 | 477.1708 | 22106.89 | 1 | 2018
2018-01-16 | 17716.45 | 19766.21 | 19833.6 | 20161.71 | 20935.81 | 23182.36 | 25597.59 | 25805.48 | 25006.13 | 24059.25 | 23124.46 | 22170.93 | 21294.29 | 20762.49 | 20457.7 | 20595.51 | 21529.49 | 23802.35 | 24473.4 | 24428.29 | 23775.72 | 22677.98 | 21205.45 | 20408.74 | 532.7714 | 25805.48 | 1 | 2018
2018-01-17 | 19875.29 | 23419.21 | 23739.63 | 24467.77 | 25885.16 | 28406.89 | 30942.39 | 31131.4 | 29986.83 | 28552.6 | 27101.55 | 25665.2 | 24378.48 | 23340.04 | 22655.48 | 22826.12 | 24271.74 | 27031.31 | 28103.91 | 28335.2 | 27915.95 | 27014.84 | 25675.33 | 24678.83 | 625.4011 | 31131.4 | 1 | 2018
2018-01-18 | 23704.21 | 22702.54 | 22986.23 | 23675.83 | 25056.03 | 27543.31 | 30052.85 | 30247.33 | 29162.82 | 27812.41 | 26449.88 | 25095.94 | 23879.18 | 22899.48 | 22254.65 | 22430.49 | 23832.94 | 26509.43 | 27513.96 | 27694.91 | 27238.46 | 26304.53 | 24936.02 | 23907.73 | 613.8912 | 30247.33 | 1 | 2018
2018-01-19 | 23166.14 | 21312.43 | 21523.1 | 22139.76 | 23462.72 | 25907.5 | 28374.25 | 28591.4 | 27631.57 | 26449.57 | 25260.53 | 24067.45 | 22990.87 | 22124.6 | 21554.95 | 21727.29 | 23034.21 | 25539.87 | 26399.1 | 26464.09 | 25905.62 | 24895.14 | 23471.06 | 22377.8 | 584.371 | 28591.4 | 1 | 2018
2018-01-20 | 21701.21 | 20602.99 | 20665.93 | 20915.27 | 21459.18 | 22438.58 | 23529.75 | 24296.41 | 24318 | 23481.53 | 22247.54 | 21145.48 | 20495.77 | 19917.46 | 19611.81 | 19799.92 | 20760.27 | 23093.49 | 24016.03 | 24217.5 | 23759.19 | 22955.27 | 21846.99 | 21065.11 | 528.3407 | 24318 | 1 | 2018
2018-01-21 | 20751.89 | 20138.88 | 20177.39 | 20401.08 | 20829.75 | 21606.96 | 22667.8 | 23441.79 | 23523.91 | 22771.03 | 21625.34 | 20779.65 | 20176.83 | 19638.06 | 19359.48 | 19552.02 | 20483.46 | 22601.94 | 23457.41 | 23606.26 | 23113.49 | 22277.71 | 21176.29 | 20563.87 | 514.7223 | 23606.26 | 1 | 2018
2018-01-22 | 20252.93 | 18749.14 | 18762.54 | 19036.66 | 19779.06 | 21401.85 | 23740.97 | 23983.73 | 23334.48 | 22586.29 | 21856.19 | 21111.98 | 20651.97 | 20277.92 | 20037.25 | 20177.23 | 20910.13 | 22834.28 | 23343.73 | 23151.88 | 22402.64 | 21241.09 | 20177.55 | 19322.76 | 509.1243 | 23983.73 | 1 | 2018
2018-01-23 | 18950.02 | 19474.56 | 19521.72 | 19828.79 | 20581.82 | 22616.21 | 24971.22 | 25199.39 | 24460.76 | 23591.84 | 22738.31 | 21858.11 | 21055.34 | 20627.94 | 20350.61 | 20497.93 | 21346.88 | 23546.44 | 24160.56 | 24048.74 | 23381.19 | 22259.58 | 20897.72 | 20078.15 | 526.0438 | 25199.39 | 1 | 2018
2018-01-24 | 19623.27 | 20703.72 | 20810.72 | 21181.17 | 22412.44 | 24773.98 | 27170.31 | 27393.92 | 26517.01 | 25451.49 | 24389.33 | 23312.82 | 22331.25 | 21549.94 | 21067.12 | 21242 | 22499.02 | 24896.19 | 25674 | 25670.34 | 25101.82 | 24061.17 | 22588.34 | 21448.59 | 561.87 | 27393.92 | 1 | 2018
2018-01-25 | 20869.54 | 20328.16 | 20415.88 | 20765.93 | 21771.69 | 24106.13 | 26481.33 | 26709.57 | 25879.55 | 24879.27 | 23886.16 | 22874.3 | 21947.12 | 21211.69 | 20859.04 | 21003.99 | 22162.94 | 24495.25 | 25219.96 | 25176.19 | 24578.65 | 23512.44 | 22016.79 | 20986.93 | 552.1385 | 26709.57 | 1 | 2018
2018-01-26 | 20562.39 | 21988.61 | 22223.5 | 22866.38 | 24212.04 | 26657.97 | 29090.84 | 29325.05 | 28341.08 | 27116.56 | 25880.97 | 24640.77 | 23523.72 | 22625.17 | 22039.63 | 22220.62 | 23551.81 | 26105.32 | 27007.87 | 27073.17 | 26560.2 | 25575.37 | 24155.79 | 23072.74 | 596.4176 | 29325.05 | 1 | 2018
2018-01-27 | 22255.64 | 19591.65 | 19597.21 | 19786.41 | 20181.2 | 20760.56 | 21579.22 | 22375.26 | 22548.19 | 21915.59 | 20962.71 | 20364.02 | 19826.73 | 19344.1 | 19106.35 | 19310.02 | 20200.87 | 22068.39 | 22832.08 | 22889.99 | 22362.32 | 21485.67 | 20605.75 | 19959.64 | 501.9096 | 22889.99 | 1 | 2018
2018-01-28 | 19736.2 | 19797.49 | 19812.67 | 20012.05 | 20416.42 | 21002.88 | 21940.5 | 22737.12 | 22888.79 | 22225.39 | 21173.19 | 20530.57 | 19975.45 | 19478 | 19230.76 | 19434.07 | 20335.84 | 22299.07 | 23088.91 | 23162.01 | 22651.37 | 21787.92 | 20816.86 | 20178.17 | 504.7117 | 23162.01 | 1 | 2018
2018-01-29 | 19869.03 | 18645.7 | 18646.77 | 18908.56 | 19637.08 | 21153.42 | 23429.43 | 23695.28 | 23091.1 | 22397.04 | 21722.58 | 21054.44 | 20621.7 | 20271.53 | 20050.74 | 20200.7 | 20916.38 | 22794.7 | 23269.05 | 23020.1 | 22273.7 | 21146.57 | 20063.17 | 19190.12 | 506.0689 | 23695.28 | 1 | 2018
2018-01-30 | 18821.18 | 16006.15 | 15872.28 | 15989.72 | 16558.71 | 17902.57 | 19350.31 | 19533.84 | 19329.31 | 19160.32 | 19027.31 | 18860.2 | 18665.86 | 18530.75 | 18452.23 | 18629.2 | 19200.32 | 20280.59 | 20364.72 | 20039.87 | 19419.09 | 18509.33 | 17324.36 | 16343.85 | 442.1721 | 20364.72 | 1 | 2018
2018-01-31 | 16126.59 | 18538.1 | 18523.11 | 18766.49 | 19455.44 | 20900.73 | 23083.42 | 23356.68 | 22796.22 | 22162.66 | 21559.04 | 20958.21 | 20552.25 | 20241.16 | 20047.38 | 20220.18 | 20936.1 | 22824.69 | 23256.76 | 22973.21 | 22220.86 | 21088.32 | 19981.9 | 19091.32 | 499.6608 | 23356.68 | 1 | 2018
2018-02-01 | 18564.94 | 19305.2 | 19424.06 | 19827.39 | 20693.87 | 23016.59 | 25357.97 | 25403.7 | 24480.32 | 23438.98 | 22445.4 | 21462.36 | 20605.81 | 20075.66 | 19681.6 | 19698.23 | 20247.13 | 21859.56 | 23024 | 23216.41 | 22676.29 | 21752.76 | 20586 | 19826.47 | 516.6707 | 25403.7 | 2 | 2018
2018-02-02 | 19419.58 | 18875.5 | 18969.63 | 19351.3 | 20209.45 | 22351.5 | 24674.16 | 24738.19 | 23873.7 | 22908.81 | 21991.11 | 21079.72 | 20390.15 | 19895.97 | 19525.66 | 19533.2 | 20044.36 | 21486.7 | 22580.61 | 22709.12 | 22108.86 | 21145.19 | 20109.7 | 19327.74 | 507.2999 | 24738.19 | 2 | 2018
2018-02-03 | 18972.63 | 18672.4 | 18713.5 | 18957.14 | 19415.62 | 20131.46 | 20997.73 | 21572.27 | 21571.27 | 20851.23 | 20028.02 | 19360.38 | 18777.5 | 18244.48 | 17926.17 | 18002.45 | 18623.32 | 20002.69 | 20932.21 | 21232.56 | 20778 | 20223.17 | 19508.61 | 18903.76 | 472.3986 | 21572.27 | 2 | 2018
2018-02-04 | 18686.4 | 18860.33 | 18909.46 | 19161.66 | 19627.95 | 20348.06 | 21284.3 | 21861.43 | 21846.03 | 21104.07 | 20199.98 | 19515.44 | 18918.13 | 18373.22 | 18047.68 | 18124.76 | 18754.47 | 20151.02 | 21149.71 | 21458.1 | 21003.32 | 20411.48 | 19700.88 | 19101.18 | 476.5991 | 21861.43 | 2 | 2018
2018-02-05 | 18866.2 | 21028.17 | 21288.54 | 21940.67 | 23259.5 | 25680.11 | 28056.66 | 28126.18 | 27074.95 | 25837.66 | 24634 | 23462.07 | 22430.9 | 21576.81 | 20962.81 | 20974.96 | 21813.74 | 23809.75 | 25136.02 | 25405.95 | 24947.66 | 24095.31 | 22888.21 | 21934.13 | 565.231 | 28126.18 | 2 | 2018
2018-02-06 | 21209.75 | 21866.93 | 22158.37 | 22841.68 | 24169.87 | 26588.8 | 28966.95 | 29032.98 | 27933.06 | 26628.47 | 25360.15 | 24124.68 | 23030.93 | 22141.37 | 21504.36 | 21534.52 | 22428.74 | 24507.77 | 25895 | 26207.03 | 25800.57 | 24975.68 | 23780.91 | 22849.33 | 585.5379 | 29032.98 | 2 | 2018
2018-02-07 | 22159.21 | 17768.12 | 17803.18 | 18118.4 | 18899.33 | 20525.26 | 22730.5 | 22806.73 | 22077.1 | 21299.77 | 20585.54 | 20057.66 | 19569.24 | 19176.88 | 18878.77 | 18914.82 | 19363.6 | 20505.2 | 21374.61 | 21390.24 | 20762.39 | 20005.15 | 18995.04 | 18157.34 | 481.9241 | 22806.73 | 2 | 2018
2018-02-08 | 17973.78 | 18552.65 | 18625.98 | 18981.86 | 19800.84 | 21748.97 | 24001.79 | 24075.05 | 23265.06 | 22373.75 | 21538.28 | 20699.03 | 20125.14 | 19672.24 | 19334.13 | 19366.31 | 19859.29 | 21196.53 | 22246.49 | 22325.65 | 21742.74 | 20784.42 | 19802.38 | 18995.76 | 497.0881 | 24075.05 | 2 | 2018
2018-02-09 | 18647.56 | 17627.3 | 17649.79 | 17957.24 | 18741.35 | 20378.35 | 22495.72 | 22592.34 | 21898.67 | 21164.22 | 20536.17 | 20036.38 | 19575.03 | 19200.73 | 18914.78 | 18941.4 | 19367.2 | 20475.98 | 21274.55 | 21244.38 | 20625.53 | 19845.9 | 18824.87 | 17971.87 | 475.9873 | 22592.34 | 2 | 2018
2018-02-10 | 17678.28 | 17019.08 | 16968.92 | 17117.19 | 17482.4 | 18099.51 | 18789.36 | 19241.43 | 19400.95 | 19079.92 | 18529.71 | 18072.28 | 17666.36 | 17283.27 | 17069.63 | 17167.49 | 17679.05 | 18847.94 | 19587.98 | 19666.46 | 19227.7 | 18593.59 | 17796.96 | 17105.64 | 435.1711 | 19666.46 | 2 | 2018
2018-02-11 | 16969.93 | 19143.07 | 19197.15 | 19455.57 | 19925.19 | 20631.33 | 21608.1 | 22208.56 | 22200.29 | 21457.74 | 20464.33 | 19774.83 | 19172.77 | 18625.35 | 18302.89 | 18390.62 | 19023.18 | 20425.89 | 21526.07 | 21805.63 | 21383 | 20704.96 | 19984.73 | 19378.72 | 481.7599 | 22208.56 | 2 | 2018
2018-02-12 | 19072.91 | 20086.62 | 20232.83 | 20668.74 | 21873.81 | 24215.29 | 26496.36 | 26586.68 | 25643.14 | 24550.97 | 23497.4 | 22456.6 | 21533.34 | 20782.25 | 20374.1 | 20394.21 | 20996.66 | 22839.5 | 24056.72 | 24220.2 | 23731.83 | 22839.23 | 21579.94 | 20644.66 | 539.374 | 26586.68 | 2 | 2018
2018-02-13 | 20192.88 | 18018.32 | 18058.2 | 18379.4 | 19163.99 | 20841.09 | 23023.61 | 23119.4 | 22393.97 | 21613.72 | 20895.42 | 20284.29 | 19790 | 19394.2 | 19097.9 | 19142.83 | 19594.77 | 20743.01 | 21702.03 | 21694.54 | 21082.66 | 20262.33 | 19244.99 | 18402.74 | 486.1363 | 23119.4 | 2 | 2018
2018-02-14 | 18151.95 | 18398.23 | 18455.65 | 18795.51 | 19597.49 | 21436.94 | 23624.02 | 23721.24 | 22961.03 | 22130.14 | 21358.05 | 20592.53 | 20065.68 | 19642.82 | 19329.21 | 19373.84 | 19845.74 | 21122.94 | 22131.98 | 22148.99 | 21566.08 | 20641.05 | 19634.94 | 18805.77 | 493.5318 | 23721.24 | 2 | 2018
2018-02-15 | 18461.32 | 16768.35 | 16743.1 | 16996.06 | 17714.58 | 19266.18 | 20935.03 | 21046.53 | 20489.12 | 20055.18 | 19680.28 | 19295.76 | 18925.84 | 18634.76 | 18409.69 | 18465.41 | 18840.62 | 19841.08 | 20442.79 | 20348.97 | 19833.4 | 19025.51 | 17955.05 | 17055 | 455.2296 | 21046.53 | 2 | 2018
2018-02-16 | 16853.12 | 16175.11 | 16116.62 | 16339.52 | 17040.88 | 18587.03 | 20149.03 | 20245.21 | 19869.6 | 19512.81 | 19213.96 | 18900.05 | 18593.96 | 18351.71 | 18158.77 | 18205.72 | 18533.11 | 19453.66 | 19984.83 | 19829.04 | 19253.74 | 18405.64 | 17310.98 | 16380.73 | 441.4648 | 20245.21 | 2 | 2018
2018-02-17 | 16144.92 | 16696.42 | 16620.41 | 16742.61 | 17080.17 | 17654.79 | 18282.91 | 18756.69 | 18971.45 | 18719.69 | 18242.52 | 17848.9 | 17496.08 | 17159.26 | 16981.55 | 17094.37 | 17572.72 | 18678.29 | 19369.31 | 19384.62 | 18939.2 | 18285.42 | 17455.27 | 16731.16 | 426.9087 | 19384.62 | 2 | 2018
2018-02-18 | 16572.57 | 19439.74 | 19499.18 | 19764.14 | 20237.88 | 21009.34 | 21948.3 | 22573.4 | 22571.91 | 21827.65 | 20756.45 | 20044.83 | 19436.52 | 18885.86 | 18566.41 | 18665.67 | 19301.25 | 20710.24 | 21916.33 | 22164.95 | 21776.86 | 21070.29 | 20279.12 | 19666.99 | 488.6859 | 22573.4 | 2 | 2018
2018-02-19 | 19337.38 | 20527.62 | 20686.28 | 21246.64 | 22514.37 | 24844.43 | 27072.74 | 27187 | 26235.37 | 25120.42 | 24042.12 | 22973.68 | 22024.69 | 21242.89 | 20724.16 | 20755.34 | 21493.26 | 23365.69 | 24611.73 | 24755.9 | 24311.42 | 23438.5 | 22173.39 | 21164.74 | 551.8498 | 27187 | 2 | 2018
2018-02-20 | 20632.31 | 18815.87 | 18886.43 | 19241.05 | 20054.9 | 22042.52 | 24190.57 | 24306.22 | 23532.58 | 22673.8 | 21871.48 | 21054.62 | 20404.88 | 19965.33 | 19644.51 | 19697.17 | 20181.9 | 21604.6 | 22645.06 | 22653.42 | 22110.99 | 21141.31 | 20057.93 | 19230.92 | 506.6404 | 24306.22 | 2 | 2018
2018-02-21 | 18952.56 | 15042.53 | 14922.8 | 15077.3 | 15699.16 | 17150.56 | 18635.1 | 18739.11 | 18467.33 | 18255.47 | 18115.81 | 17947.19 | 17759.63 | 17622.71 | 17504.56 | 17581.38 | 17843.93 | 18627.83 | 19053.64 | 18812.63 | 18214.35 | 17324.3 | 16170.26 | 15181.23 | 418.7014 | 19053.64 | 2 | 2018
2018-02-22 | 15108.99 | 14621.7 | 14479.54 | 14610.67 | 15209.56 | 16638.32 | 18103.2 | 18212.14 | 17978.18 | 17818.41 | 17733.78 | 17615.74 | 17471.21 | 17370.5 | 17277.17 | 17358.13 | 17594.08 | 18326.99 | 18711.24 | 18437.25 | 17818.31 | 16908.6 | 15735.65 | 14726.12 | 405.8655 | 18711.24 | 2 | 2018
2018-02-23 | 14567.17 | 15634.88 | 15539.75 | 15725.1 | 16388.04 | 17882.25 | 19376.43 | 19495.24 | 19192.17 | 18928.9 | 18729.25 | 18503.72 | 18271.24 | 18092.44 | 17946.77 | 18010.21 | 18291.88 | 19124.76 | 19586.66 | 19353.62 | 18759.87 | 17882.27 | 16745.62 | 15773.46 | 427.8017 | 19586.66 | 2 | 2018
2018-02-24 | 15502.35 | 16892.92 | 16817.11 | 16940.44 | 17276.81 | 17832 | 18413.5 | 18906.4 | 19134.86 | 18893.78 | 18427.85 | 18040.75 | 17691.92 | 17360.33 | 17191.27 | 17316.34 | 17791.8 | 18892.17 | 19582.01 | 19567.31 | 19142.31 | 18492.22 | 17648.07 | 16913.24 | 430.6678 | 19582.01 | 2 | 2018
2018-02-25 | 16727.81 | 16041.13 | 15921.47 | 15998.8 | 16290.81 | 16804.47 | 17354.02 | 17853.89 | 18154.3 | 18013.46 | 17653.39 | 17364.89 | 17099.59 | 16838.29 | 16716.91 | 16848.47 | 17272.37 | 18273.41 | 18881.95 | 18806.39 | 18337.31 | 17648.05 | 16769.07 | 15996.09 | 413.6663 | 18881.95 | 2 | 2018
2018-02-26 | 15918.32 | 15304.17 | 15192.65 | 15359.1 | 16010.27 | 17479.22 | 18943.13 | 19071.87 | 18807.4 | 18593.81 | 18446.42 | 18273.44 | 18092.48 | 17946.88 | 17828.81 | 17902.17 | 18159.75 | 18947.52 | 19376.55 | 19106.97 | 18507.28 | 17618.53 | 16459.36 | 15461.9 | 422.808 | 19376.55 | 2 | 2018
2018-02-27 | 15257.75 | 17009.12 | 16978.68 | 17228.05 | 17938.51 | 19450.28 | 21065.24 | 21223.22 | 20686.34 | 20252.49 | 19909.67 | 19547.9 | 19195.64 | 18922.6 | 18719.06 | 18796.27 | 19159.52 | 20138.33 | 20728.32 | 20574.18 | 20089.57 | 19283.5 | 18184.75 | 17261.26 | 457.6003 | 21223.22 | 2 | 2018
2018-02-28 | 16930.63 | 18320.77 | 18355.1 | 18672.69 | 19448.26 | 21157.76 | 23201.86 | 23353.34 | 22679.59 | 21948.18 | 21278.19 | 20597.75 | 20123.4 | 19748.2 | 19477 | 19547.68 | 19986.03 | 21223.73 | 22172.8 | 22069.78 | 21507.83 | 20585.47 | 19534.63 | 18664.77 | 490.5854 | 23353.34 | 2 | 2018
2018-03-01 | 18202.85 | 16226.56 | 16259.3 | 16542.22 | 17253.83 | 18914.91 | 20793.89 | 20848.08 | 20144.89 | 19485.46 | 18959.25 | 18431.37 | 18067.97 | 17752.95 | 17524.85 | 17514.31 | 17796.49 | 18485.62 | 19314.13 | 19505.04 | 18901.46 | 18071.99 | 17072.73 | 16276.85 | 438.347 | 20848.08 | 3 | 2018
2018-03-02 | 16211.38 | 15576.11 | 15570.08 | 15822.97 | 16513.43 | 18026.08 | 19736.04 | 19811.1 | 19189.8 | 18642.81 | 18280.11 | 17988.17 | 17695.26 | 17431.24 | 17238.47 | 17216.96 | 17449.72 | 18051.64 | 18609.15 | 18716.38 | 18173.22 | 17386.06 | 16362.27 | 15536.7 | 421.2352 | 19811.1 | 3 | 2018
2018-03-03 | 15434.27 | 17552.5 | 17608.72 | 17844.05 | 18274.79 | 19119.76 | 19850.63 | 20392.21 | 20355.57 | 19713.65 | 18831.55 | 18194.58 | 17718.48 | 17252.8 | 16997.73 | 17030.69 | 17490.6 | 18432.66 | 19499.03 | 19942.41 | 19539.79 | 18809.45 | 18030.55 | 17458.6 | 441.3751 | 20392.21 | 3 | 2018
2018-03-04 | 17330.58 | 17933.63 | 18007.5 | 18261.7 | 18785.81 | 19725.29 | 20461.44 | 21004.28 | 20931.88 | 20238.15 | 19300.65 | 18502.86 | 17993.76 | 17500.74 | 17228.26 | 17260.6 | 17740.64 | 18756.8 | 19934.06 | 20402.89 | 20029.51 | 19321.42 | 18421.37 | 17862.84 | 452.9367 | 21004.28 | 3 | 2018
2018-03-05 | 17772.91 | 19410.56 | 19652.23 | 20253.83 | 21478.42 | 23738.55 | 25700.77 | 25764.88 | 24772.81 | 23692.31 | 22712.91 | 21761.38 | 20907.35 | 20173.89 | 19662.74 | 19621.35 | 20219.99 | 21565.55 | 22760.03 | 23160.71 | 22760.46 | 21910.03 | 20694.91 | 19767.78 | 519.9163 | 25764.88 | 3 | 2018
2018-03-06 | 19366.33 | 18744.53 | 18948.02 | 19508.2 | 20673.86 | 22873.79 | 24801.63 | 24858.31 | 23914.26 | 22908.33 | 22012.66 | 21134.61 | 20329.62 | 19655.42 | 19179.87 | 19155.37 | 19722.23 | 20997.46 | 22134.94 | 22503.05 | 22086.82 | 21212.67 | 19969.42 | 19019.37 | 505.7108 | 24858.31 | 3 | 2018
2018-03-07 | 18739.22 | 17737.69 | 17837.25 | 18191.92 | 19155.06 | 21289.64 | 23165.65 | 23234.11 | 22402.26 | 21552.3 | 20821.13 | 20096.02 | 19420.69 | 18855.66 | 18470.54 | 18461.59 | 18927.24 | 20048.28 | 21059.78 | 21332.19 | 20848.81 | 19914.13 | 18618.05 | 17869.45 | 478.0487 | 23234.11 | 3 | 2018
2018-03-08 | 17718.2 | 17531.7 | 17619.67 | 17962.35 | 18828.83 | 20946 | 22804.49 | 22878.02 | 22073.55 | 21260.79 | 20568.52 | 19879.16 | 19234.05 | 18694.77 | 18364.99 | 18358.79 | 18769.47 | 19854.4 | 20836.85 | 21083.72 | 20587.31 | 19639.1 | 18404.16 | 17644.52 | 471.5434 | 22878.02 | 3 | 2018
2018-03-09 | 17490 | 17173.54 | 17237.43 | 17565.36 | 18324.93 | 20390.33 | 22232.27 | 22324.7 | 21570.4 | 20825.34 | 20193.44 | 19564.81 | 18976.11 | 18503.27 | 18246.39 | 18227.78 | 18538.66 | 19541.18 | 20460.78 | 20649.11 | 20096 | 19111.16 | 17994.48 | 17217.65 | 462.4551 | 22324.7 | 3 | 2018
2018-03-10 | 17063.18 | 16131.75 | 16107.33 | 16259.22 | 16607.44 | 17186.74 | 17626.79 | 18052.85 | 18165.82 | 17887.64 | 17440.9 | 17090.29 | 16770.04 | 16437.46 | 16277.2 | 16330.04 | 16692.81 | 17448.36 | 18135.35 | 18324.24 | 17954.83 | 17347.66 | 16554.52 | 15905.07 | 409.7975 | 18324.24 | 3 | 2018
2018-03-11 | 15908.37 | 15950.15 | 15901.45 | 16048 | 16368.15 | 16947.86 | 17674.71 | 18204.72 | 18449.25 | 18208.53 | 17735.07 | 17338.8 | 16995.93 | 16636.44 | 16407.21 | 16426.41 | 16630.96 | 16937.9 | 17636.21 | 18558.82 | 18426.99 | 17857.19 | 17014.03 | 16298.9 | 410.5621 | 18558.82 | 3 | 2018
2018-03-12 | 16009.24 | 16464.53 | 16481.99 | 16772.8 | 17483.72 | 19220.89 | 21411.35 | 21659.23 | 21141.85 | 20560.22 | 20005.7 | 19426.26 | 18903.66 | 18468.36 | 18184.04 | 18144.88 | 18264.13 | 18502.82 | 19344.58 | 20456.88 | 20203.27 | 19234.16 | 18004.18 | 17123.08 | 451.4718 | 21659.23 | 3 | 2018
2018-03-13 | 16639.82 | 15453.65 | 15415.64 | 15646.84 | 16281.35 | 17724.62 | 19632.18 | 19878.2 | 19466.62 | 19040.17 | 18653.85 | 18271.25 | 17981.36 | 17723.99 | 17493.25 | 17473.02 | 17539.02 | 17667.37 | 18215.34 | 19148.02 | 18845.93 | 18019.07 | 16913.97 | 15995.74 | 425.1203 | 19878.2 | 3 | 2018
2018-03-14 | 15626.86 | 15391.84 | 15300.87 | 15482.22 | 16066.3 | 17454.58 | 19223.31 | 19550.57 | 19337.17 | 19158.77 | 19051.98 | 18912.68 | 18769.55 | 18647.61 | 18504.11 | 18551.7 | 18626.39 | 18678.75 | 19218.33 | 20061.97 | 19599.02 | 18462.7 | 17245.87 | 16217.67 | 433.1408 | 20061.97 | 3 | 2018
2018-03-15 | 15654.31 | 14096.41 | 13989.32 | 14148.16 | 14712.56 | 16089.68 | 17604.9 | 17794.84 | 17602.43 | 17445.04 | 17328.09 | 17179.82 | 17018.65 | 16869.53 | 16712.28 | 16701 | 16684.24 | 16655.48 | 17077.06 | 17749.3 | 17464.38 | 16660.08 | 15501.82 | 14524.7 | 393.2641 | 17794.84 | 3 | 2018
2018-03-16 | 14223.02 | 15179.18 | 15118.77 | 15337.2 | 15967.03 | 17416.24 | 19159.61 | 19431.28 | 19071.14 | 18711.32 | 18395 | 18137.28 | 17888.03 | 17657.53 | 17447.72 | 17417.86 | 17452.63 | 17528.52 | 18029.53 | 18815.93 | 18480.43 | 17707.61 | 16587.01 | 15650.5 | 416.8104 | 19431.28 | 3 | 2018
2018-03-17 | 15211.3 | 14478.4 | 14348.66 | 14410.76 | 14648.5 | 15140.86 | 15783.52 | 16336.95 | 16711.52 | 16671.95 | 16399.06 | 16188.38 | 16001.7 | 15775.17 | 15639.47 | 15676.67 | 15784.24 | 15904.38 | 16451.83 | 17245.51 | 17042.37 | 16401.72 | 15487.88 | 14697.17 | 378.438 | 17245.51 | 3 | 2018
2018-03-18 | 14482.41 | 14928.09 | 14819.41 | 14903.98 | 15162.66 | 15670.91 | 16319.36 | 16873.46 | 17216.16 | 17130.68 | 16808.65 | 16551.35 | 16325.23 | 16065.94 | 15909.21 | 15945.38 | 16077.03 | 16243.92 | 16830.45 | 17647.47 | 17469.86 | 16848.79 | 15949.33 | 15174.88 | 387.3546 | 17647.47 | 3 | 2018
2018-03-19 | 14904.32 | 16165.52 | 16160.07 | 16427.81 | 17114.35 | 18666.91 | 20771.56 | 21047.21 | 20594.69 | 20094.53 | 19621.82 | 19113.18 | 18648.29 | 18316.51 | 18063.58 | 18035.89 | 18122.47 | 18302.28 | 19019.14 | 20052.38 | 19798.4 | 18810.68 | 17663.25 | 16755.71 | 442.2706 | 21047.21 | 3 | 2018
2018-03-20 | 16276.49 | 14732.37 | 14649.8 | 14835.43 | 15423.58 | 16807.72 | 18302.56 | 18570.9 | 18283.11 | 18078.83 | 17910.25 | 17711.42 | 17506.74 | 17322.98 | 17147.15 | 17141.18 | 17150.64 | 17172.88 | 17639.25 | 18320.87 | 18076.68 | 17296.83 | 16148.22 | 15184.31 | 407.6902 | 18570.9 | 3 | 2018
2018-03-21 | 14862.34 | 13610.11 | 13470.91 | 13597.18 | 14127.86 | 15460.63 | 16919.61 | 17128.4 | 16998.03 | 16921.86 | 16888.52 | 16815.34 | 16717.86 | 16623.78 | 16507.98 | 16508.7 | 16451.77 | 16346.71 | 16708.65 | 17315.92 | 17013.43 | 16183.02 | 14991.04 | 13978.92 | 382.1486 | 17315.92 | 3 | 2018
2018-03-22 | 13684.54 | 14477.75 | 14378.01 | 14546.13 | 15116.68 | 16480.13 | 17952.79 | 18163.83 | 17975.66 | 17815.5 | 17693.46 | 17538.11 | 17370.82 | 17219.28 | 17066.9 | 17068.02 | 17058.66 | 17041.92 | 17474.31 | 18123.18 | 17863.37 | 17066.18 | 15898.57 | 14915.06 | 399.9889 | 18163.83 | 3 | 2018
2018-03-23 | 14532.19 | 15660.4 | 15615.38 | 15851.57 | 16495.14 | 17938.06 | 19812.52 | 20106.81 | 19729.21 | 19335.01 | 18966.37 | 18552.23 | 18258.44 | 18006.13 | 17787.55 | 17764.81 | 17812.67 | 17917.39 | 18448.26 | 19371.4 | 19074.53 | 18177.69 | 17059 | 16127.02 | 428.3998 | 20106.81 | 3 | 2018
2018-03-24 | 15681.25 | 16576.83 | 16540.37 | 16702.57 | 17032.39 | 17585.54 | 18231.62 | 18935.5 | 19259.92 | 18935.69 | 18318.19 | 17905.46 | 17547.84 | 17180.48 | 16957.5 | 16996.29 | 17209.71 | 17534.46 | 18253.67 | 19334.06 | 19236.59 | 18499.86 | 17642.62 | 16918.11 | 425.0165 | 19334.06 | 3 | 2018
2018-03-25 | 16587.18 | 15473.38 | 15381.65 | 15485.68 | 15759.7 | 16262.82 | 16873.9 | 17446.56 | 17776.22 | 17664.38 | 17311.5 | 17021.56 | 16767.96 | 16487.78 | 16323.19 | 16368.42 | 16516.78 | 16716.77 | 17334.04 | 18142.88 | 18003.84 | 17401.2 | 16502.03 | 15731.09 | 401.3405 | 18142.88 | 3 | 2018
2018-03-26 | 15509.55 | 14685.74 | 14593.18 | 14771.26 | 15368.63 | 16752.19 | 18212.23 | 18471.98 | 18272.44 | 18117.14 | 17994.26 | 17841.59 | 17690.37 | 17535.85 | 17389.51 | 17386.35 | 17372.81 | 17354.59 | 17784.16 | 18404.28 | 18137.32 | 17335.05 | 16161.71 | 15166.11 | 408.3083 | 18471.98 | 3 | 2018
2018-03-27 | 14814.33 | 13402.69 | 13239.02 | 13341.66 | 13846.31 | 15138.17 | 16539.63 | 16774.51 | 16701.91 | 16697.66 | 16738.92 | 16734 | 16696.07 | 16654.71 | 16580.62 | 16599.84 | 16516.66 | 16354.72 | 16666.04 | 17207.5 | 16891.88 | 16035.67 | 14806.95 | 13758.13 | 378.7376 | 17207.5 | 3 | 2018
2018-03-28 | 13478.64 | 14631.3 | 14495.98 | 14632.4 | 15167.35 | 16477.61 | 17893.15 | 18162.01 | 18085.85 | 18060.87 | 18088.42 | 18084.93 | 18057.92 | 18031.74 | 17975.15 | 18031.51 | 18016.19 | 17935.22 | 18264.9 | 18889.6 | 18467.64 | 17591.3 | 16335.48 | 15266.1 | 410.1213 | 18889.6 | 3 | 2018
2018-03-29 | 14759.11 | 14082.1 | 13885.7 | 13962.06 | 14436.86 | 15687.65 | 17068.95 | 17380.41 | 17444.27 | 17600.9 | 17829.21 | 18027.73 | 18183.26 | 18315.68 | 18371.85 | 18475.86 | 18425.71 | 18226.36 | 18407.99 | 18908.16 | 18375.66 | 17396.64 | 16045.08 | 14878.77 | 406.176 | 18908.16 | 3 | 2018
2018-03-30 | 14342.17 | 13336.18 | 13141.64 | 13225.1 | 13717.2 | 15005.06 | 16382.12 | 16660.31 | 16663.95 | 16753.77 | 16887.63 | 16981.04 | 17037.64 | 17071.3 | 17053.96 | 17087.08 | 16983.51 | 16761.22 | 16990.3 | 17441.15 | 17048.13 | 16129.25 | 14850.98 | 13751.04 | 381.3017 | 17441.15 | 3 | 2018
2018-03-31 | 13385.07 | 13827.95 | 13628.42 | 13622.37 | 13787.47 | 14176 | 14686.34 | 15304.98 | 15839.99 | 16002.87 | 15943.1 | 15932.1 | 15920.19 | 15847.58 | 15830.08 | 15917.77 | 15956.89 | 15920.08 | 16319.09 | 16939.16 | 16678.99 | 15956.8 | 14940.63 | 14047.19 | 366.4111 | 16939.16 | 3 | 2018
2018-04-01 | 13795.05 | 13236.6 | 13031.86 | 13033.42 | 13305.67 | 13757.84 | 14224.88 | 14820.71 | 15314.66 | 15446.06 | 15359.11 | 15294.96 | 15223.56 | 15172.87 | 15206.81 | 15323.95 | 15541.98 | 15625.56 | 15622.38 | 16108.85 | 16165.4 | 15466.71 | 14497.37 | 13637.44 | 354.2137 | 16165.4 | 4 | 2018
2018-04-02 | 13312.05 | 12970.14 | 12800.04 | 12907.88 | 13521.45 | 14843.34 | 16137.72 | 16399.83 | 16343.96 | 16340.05 | 16370.73 | 16336.17 | 16273 | 16263.76 | 16261.33 | 16314.24 | 16405.84 | 16353.68 | 16249.17 | 16620.5 | 16611.95 | 15771.82 | 14584.39 | 13554.32 | 369.5474 | 16620.5 | 4 | 2018
2018-04-03 | 13113.44 | 14276.34 | 14167.96 | 14339.46 | 14995.88 | 16345.55 | 18109.45 | 18453.73 | 18216.25 | 17994.63 | 17811.65 | 17542.56 | 17256.54 | 17094.78 | 16984.1 | 17065.85 | 17303.87 | 17445.07 | 17480.88 | 18137.2 | 18239.8 | 17143.2 | 15867.15 | 14901.63 | 400.287 | 18453.73 | 4 | 2018
2018-04-04 | 14387.89 | 13873.42 | 13743.57 | 13892.85 | 14527.26 | 15855.38 | 17394.04 | 17744.82 | 17557.87 | 17406.12 | 17296.37 | 17094.57 | 16866.16 | 16752.88 | 16675.51 | 16762.31 | 16964.55 | 17037.44 | 17017.71 | 17630.34 | 17705.18 | 16605.42 | 15450.74 | 14465.75 | 390.7082 | 17744.82 | 4 | 2018
2018-04-05 | 14020.16 | 14873.3 | 14791.69 | 14991.67 | 15674.94 | 17229.67 | 19089.96 | 19439.32 | 19147.57 | 18845.94 | 18577.34 | 18227.45 | 17871.73 | 17652.92 | 17507.04 | 17589.66 | 17870.2 | 18093.19 | 18198.12 | 18889.06 | 19039.96 | 17978.67 | 16477.55 | 15531.54 | 417.6087 | 19439.32 | 4 | 2018
2018-04-06 | 15027.51 | 15625.23 | 15574.96 | 15819.9 | 16553.33 | 18523.22 | 20415.88 | 20775.06 | 20407.68 | 19998.01 | 19602.59 | 19140.19 | 18694.01 | 18390.42 | 18189.58 | 18250.84 | 18581.99 | 18908.96 | 19094.61 | 19829.37 | 20003.79 | 18975.76 | 17440.08 | 16295.76 | 440.1187 | 20775.06 | 4 | 2018
2018-04-07 | 15759.75 | 15625.06 | 15542.15 | 15671.56 | 16065.5 | 16611.38 | 17302.57 | 18132.66 | 18551.49 | 18341.93 | 17800.05 | 17301.61 | 16852.18 | 16534.69 | 16433.31 | 16533.17 | 16970.83 | 17457.11 | 17784.27 | 18683.56 | 18991.97 | 18186.85 | 16961.29 | 16112.27 | 410.2072 | 18991.97 | 4 | 2018
2018-04-08 | 15738.78 | 16043.53 | 15975.26 | 16120.99 | 16529.43 | 17252.15 | 17965.66 | 18805.56 | 19202.63 | 18957.55 | 18378.89 | 17847.64 | 17372.54 | 16988.12 | 16831.32 | 16986.69 | 17498.27 | 18032.97 | 18391.85 | 19301.47 | 19629.3 | 18835.2 | 17613.01 | 16581.34 | 422.8801 | 19629.3 | 4 | 2018
2018-04-09 | 16168.78 | 15199.12 | 15124.12 | 15334.57 | 16042.8 | 17754.13 | 19594.52 | 19983.97 | 19720.1 | 19438.55 | 19186.82 | 18858.07 | 18540.06 | 18337.2 | 18213.63 | 18305.64 | 18593.41 | 18821.02 | 18913.52 | 19557.7 | 19694.2 | 18614.46 | 17015.49 | 15953.64 | 432.9655 | 19983.97 | 4 | 2018
2018-04-10 | 15452.96 | 14488.69 | 14381.95 | 14556.75 | 15213.35 | 16546.65 | 18333.91 | 18702.64 | 18478.19 | 18265.12 | 18087.64 | 17819.06 | 17533.35 | 17374.5 | 17273.23 | 17368.02 | 17604.74 | 17744.95 | 17784.79 | 18407.18 | 18538.04 | 17448.04 | 16075.45 | 15102.12 | 408.5813 | 18702.64 | 4 | 2018
2018-04-11 | 14667.46 | 15352.83 | 15286.21 | 15503.46 | 16200.55 | 17964.29 | 19786.62 | 20156.99 | 19848.2 | 19513.32 | 19206.97 | 18818.62 | 18430.8 | 18187.59 | 18032.2 | 18126.04 | 18429.66 | 18695.63 | 18837.41 | 19521.37 | 19714.35 | 18673.45 | 17097.53 | 16030.13 | 432.0817 | 20156.99 | 4 | 2018
2018-04-12 | 15512.64 | 14145.48 | 14004.77 | 14145.89 | 14768.73 | 16064.16 | 17609.15 | 18012.05 | 17893.7 | 17817.9 | 17789.63 | 17667.35 | 17511.39 | 17464.78 | 17444.63 | 17572.11 | 17772.73 | 17814.49 | 17746.11 | 18267.57 | 18330.67 | 17172 | 15830.26 | 14807.14 | 403.1653 | 18330.67 | 4 | 2018
2018-04-13 | 14375.76 | 13379.19 | 13200.9 | 13314.07 | 13916.61 | 15212.38 | 16435.7 | 16766.57 | 16714.97 | 16736.13 | 16794.32 | 16752.54 | 16668.19 | 16670.88 | 16683.43 | 16788.13 | 16914.36 | 16836.83 | 16681.87 | 17135.59 | 17137.26 | 16143.01 | 14936.16 | 13895.66 | 380.0905 | 17137.26 | 4 | 2018
2018-04-14 | 13481.07 | 13249.29 | 13038.18 | 13034.64 | 13297.62 | 13711.24 | 14092.59 | 14712.41 | 15226.52 | 15377.78 | 15304.12 | 15241.87 | 15167.78 | 15117.35 | 15159.96 | 15284 | 15478.13 | 15532.95 | 15528.2 | 15969.5 | 16068.49 | 15384.36 | 14405.22 | 13536.34 | 352.3996 | 16068.49 | 4 | 2018
2018-04-15 | 13257.91 | 14441.35 | 14286.15 | 14341.95 | 14660.93 | 15120.98 | 15528.77 | 16148.17 | 16577.78 | 16607.88 | 16406.04 | 16224.11 | 16049.67 | 15915.63 | 15903.66 | 16025.38 | 16286.6 | 16467.7 | 16564.04 | 17245.88 | 17474.66 | 16592.85 | 15650.81 | 14824.3 | 378.6032 | 17474.66 | 4 | 2018
2018-04-16 | 14444.7 | 14267.09 | 14135.01 | 14286.75 | 14936.8 | 16254.48 | 17840.92 | 18265.54 | 18149.85 | 18066.03 | 18021.31 | 17883.67 | 17727.59 | 17663.78 | 17641.03 | 17759.08 | 17952.5 | 17994.63 | 17934.89 | 18434.24 | 18505.9 | 17353.82 | 15967.72 | 14939.67 | 406.427 | 18505.9 | 4 | 2018
2018-04-17 | 14461.97 | 14201.01 | 14013.41 | 14111.59 | 14688.24 | 15923.91 | 17335.08 | 17827.64 | 17902.35 | 18063.74 | 18300.98 | 18451.33 | 18548.04 | 18724.69 | 18871.87 | 19092.1 | 19281.9 | 19206.06 | 18950.07 | 19274.86 | 19202.14 | 17899.31 | 16244.06 | 15115.69 | 415.692 | 19281.9 | 4 | 2018
2018-04-18 | 14494.6 | 13519.81 | 13307.29 | 13378.29 | 13929.08 | 15141.52 | 16310.37 | 16689.49 | 16804.27 | 17027.45 | 17325.45 | 17525.07 | 17658.91 | 17864.75 | 18029.35 | 18237.34 | 18369.4 | 18205.88 | 17900.78 | 18195.8 | 18109.9 | 16797.1 | 15454.14 | 14317.65 | 394.5937 | 18369.4 | 4 | 2018
2018-04-19 | 13773.99 | 13386.5 | 13175.37 | 13246.76 | 13799.52 | 15015.35 | 16179.65 | 16513.18 | 16587.56 | 16787.82 | 17049.18 | 17192.8 | 17259.74 | 17395.24 | 17498.97 | 17658.3 | 17757.52 | 17593.14 | 17331.1 | 17666.46 | 17627.11 | 16446.21 | 15165.92 | 14055.49 | 386.1629 | 17757.52 | 4 | 2018
2018-04-20 | 13577.13 | 13383.77 | 13161.83 | 13234.68 | 13794.25 | 15030.73 | 16192.24 | 16546.69 | 16633.41 | 16862.17 | 17153.87 | 17341.85 | 17462.59 | 17642.1 | 17785.23 | 17956.46 | 18054.11 | 17861.91 | 17551.26 | 17830.61 | 17734.26 | 16489.38 | 15193.18 | 14065.02 | 388.5387 | 18054.11 | 4 | 2018
2018-04-21 | 13545.03 | 13395.07 | 13082.82 | 12986.02 | 13153.24 | 13453.68 | 13750.89 | 14502.66 | 15309.84 | 15824.77 | 16149.15 | 16481.03 | 16783.64 | 17120.7 | 17463.83 | 17782.9 | 18000.56 | 17836.7 | 17466.1 | 17725.89 | 17595.92 | 16431.29 | 15243.93 | 14170.86 | 375.2565 | 18000.56 | 4 | 2018
2018-04-22 | 13625.42 | 13147.43 | 12839.31 | 12745.02 | 12913.64 | 13213.37 | 13502.67 | 14238.97 | 15022.85 | 15509.85 | 15806.36 | 16116.07 | 16376.05 | 16616.21 | 16940.17 | 17269.47 | 17488.23 | 17318.42 | 16955.25 | 17223.15 | 17110.68 | 16098.81 | 14922.94 | 13860.39 | 366.8607 | 17488.23 | 4 | 2018
2018-04-23 | 13341.61 | 12916.19 | 12691.62 | 12749.48 | 13306.02 | 14524.33 | 15665.42 | 16012.65 | 16110.24 | 16290.85 | 16514.22 | 16661.34 | 16793.88 | 16974.2 | 17122.64 | 17287.32 | 17346.57 | 17105.51 | 16786.77 | 17058.52 | 16989.73 | 15981.92 | 14688.58 | 13555.11 | 374.4747 | 17346.57 | 4 | 2018
2018-04-24 | 13077.18 | 12838.25 | 12613.68 | 12669.58 | 13205.42 | 14396.92 | 15522.3 | 15848.65 | 15921.26 | 16077.68 | 16279.05 | 16397.08 | 16453.16 | 16578.17 | 16711.27 | 16881.6 | 16945 | 16715.05 | 16468.63 | 16722.2 | 16694.09 | 15785.67 | 14503.27 | 13388.76 | 368.6939 | 16945 | 4 | 2018
2018-04-25 | 12964.33 | 13626.62 | 13358.15 | 13377.59 | 13873.15 | 15011.82 | 16113.54 | 16535.29 | 16870.03 | 17381.13 | 18001.37 | 18531.42 | 18970.79 | 19446.13 | 19813.16 | 20134.53 | 20253.47 | 19948.37 | 19417.57 | 19470.32 | 19223.1 | 17737.22 | 15995.34 | 14731.3 | 410.7857 | 20253.47 | 4 | 2018
2018-04-26 | 13985.88 | 14096.81 | 13799.82 | 13795.32 | 14264.6 | 15369.14 | 16455.04 | 17079.77 | 17585.91 | 18282.34 | 19118.3 | 19881.94 | 20543.49 | 21216.26 | 21730.95 | 22146.76 | 22298.41 | 21942.77 | 21261.13 | 21156.82 | 20771.52 | 19147.29 | 16983.9 | 15545.19 | 438.4594 | 22298.41 | 4 | 2018
2018-04-27 | 14631.11 | 13678.35 | 13392.64 | 13407.59 | 13904.36 | 15056.5 | 16147.91 | 16601.43 | 16983.49 | 17565.14 | 18251.35 | 18855.05 | 19368.38 | 19899.34 | 20309.86 | 20640.49 | 20747.88 | 20401.49 | 19807.37 | 19785.23 | 19471.86 | 17934.92 | 16103.97 | 14812.39 | 417.7581 | 20747.88 | 4 | 2018
2018-04-28 | 14033.66 | 13127.41 | 12893.63 | 12868.3 | 13105.69 | 13465.17 | 13753.04 | 14408.57 | 14982.54 | 15204.55 | 15201.35 | 15199.13 | 15175.55 | 15170.93 | 15254.23 | 15399.24 | 15560.98 | 15555.09 | 15506.97 | 15867.6 | 15976.37 | 15277.58 | 14260.09 | 13355.11 | 350.6028 | 15976.37 | 4 | 2018
2018-04-29 | 13113.09 | 13217.26 | 12987.2 | 12965.82 | 13206.77 | 13567.08 | 13851.14 | 14508.28 | 15077.58 | 15292.16 | 15280.73 | 15270.3 | 15239.52 | 15229.03 | 15309.07 | 15454.56 | 15619.69 | 15621.07 | 15580.09 | 15942.19 | 16057.82 | 15363.43 | 14347.7 | 13445.2 | 351.5468 | 16057.82 | 4 | 2018
2018-04-30 | 13181.25 | 13469.07 | 13270.27 | 13354.96 | 13935.67 | 15159.54 | 16273.04 | 16632.08 | 16717.37 | 16891.09 | 17115.95 | 17226.5 | 17283.91 | 17403.73 | 17518.73 | 17686.27 | 17775.33 | 17601.63 | 17354.22 | 17643.56 | 17645.67 | 16481.46 | 15203.56 | 14090.24 | 386.9151 | 17775.33 | 4 | 2018
2018-05-01 | 13269.87 | 13238.6 | 12933.95 | 12926.37 | 13412.57 | 14550.91 | 15751.51 | 16299.25 | 16632.45 | 17040.62 | 17517.17 | 17849.14 | 18130.38 | 18447.46 | 18738.25 | 19057.06 | 19233.54 | 19066.94 | 18558.3 | 18305.46 | 18311.06 | 17325.58 | 15801.74 | 14411.35 | 396.8095 | 19233.54 | 5 | 2018
2018-05-02 | 13649.06 | 13671.02 | 13318.44 | 13268.77 | 13710.35 | 14796.31 | 15974.76 | 16602.43 | 17099.98 | 17707.35 | 18417.49 | 19101.25 | 19708.41 | 20300.6 | 20769.42 | 21195.13 | 21396.23 | 21148.76 | 20448.91 | 19996.7 | 19821.51 | 18485.73 | 16822.75 | 15297.73 | 422.7091 | 21396.23 | 5 | 2018
2018-05-03 | 14261.41 | 13377.58 | 13090.62 | 13100.22 | 13603.31 | 14754.75 | 15954.25 | 16490.64 | 16782.59 | 17136.76 | 17552.35 | 17821.08 | 18044.35 | 18290.28 | 18537.41 | 18838.29 | 19021.44 | 18891.37 | 18436.76 | 18235.61 | 18281.27 | 17330.86 | 15836.4 | 14476.17 | 398.1458 | 19021.44 | 5 | 2018
2018-05-04 | 13760.95 | 13524.46 | 13273.31 | 13328.54 | 13884.7 | 15105.83 | 16325.49 | 16835.93 | 17024.54 | 17247.41 | 17501.61 | 17608.75 | 17689.15 | 17799.98 | 17916.33 | 18112.1 | 18267.15 | 18217.51 | 17932.25 | 17823.87 | 17931.8 | 17056.97 | 15647.39 | 14369.65 | 394.1857 | 18267.15 | 5 | 2018
2018-05-05 | 13732.69 | 13824.97 | 13574.64 | 13539.73 | 13760.56 | 14053.43 | 14374.14 | 15220.88 | 15934.38 | 16201.07 | 16216.06 | 16170.91 | 16138.99 | 16103.15 | 16191.4 | 16424.04 | 16715.52 | 16860.98 | 16778.55 | 16872.89 | 17145.95 | 16503.7 | 15393.63 | 14355.84 | 372.0881 | 17145.95 | 5 | 2018
2018-05-06 | 13923.7 | 13532.04 | 13266.22 | 13215.12 | 13420 | 13696.5 | 14001.73 | 14852.13 | 15591.76 | 15894.36 | 15946.89 | 15936.07 | 15933.27 | 15921.92 | 16027.17 | 16262.42 | 16534.8 | 16644.43 | 16533.73 | 16604.66 | 16864.62 | 16209.57 | 15086.7 | 14035.12 | 365.9349 | 16864.62 | 5 | 2018
2018-05-07 | 13635.39 | 12816.54 | 12555.71 | 12587.84 | 13133.86 | 14331.12 | 15524.55 | 16023.24 | 16227.84 | 16471.71 | 16749.59 | 16867.52 | 16960.09 | 17068.59 | 17185.64 | 17368.91 | 17479.94 | 17376.64 | 17082.41 | 16969.6 | 17103.85 | 16246.21 | 14843.34 | 13562.99 | 376.1731 | 17479.94 | 5 | 2018
2018-05-08 | 13054.73 | 13200.52 | 12882.35 | 12861.65 | 13332.95 | 14442.34 | 15596.74 | 16165.82 | 16537.33 | 16990.91 | 17514.72 | 17889.92 | 18209.07 | 18579.63 | 18903.43 | 19240.08 | 19399.22 | 19193.16 | 18648.94 | 18334.64 | 18336.33 | 17336 | 15785.37 | 14370.32 | 396.8062 | 19399.22 | 5 | 2018
2018-05-09 | 13603.03 | 13854.18 | 13482.88 | 13416.45 | 13839.27 | 14889.96 | 16018.79 | 16685.82 | 17249.16 | 17933.77 | 18780.25 | 19556 | 20243.01 | 20902.76 | 21422.86 | 21877.69 | 22067.11 | 21777.58 | 21020.7 | 20485.22 | 20283.61 | 18903.14 | 17131.68 | 15561.86 | 430.9868 | 22067.11 | 5 | 2018
2018-05-10 | 14482.57 | 13545.95 | 13199.26 | 13153.88 | 13599.26 | 14675.78 | 15810.56 | 16432.74 | 16906.18 | 17482.52 | 18144.44 | 18715.72 | 19247.85 | 19769.13 | 20186.35 | 20576.97 | 20744.55 | 20492.48 | 19842.51 | 19411.02 | 19310 | 18097.71 | 16465.64 | 14972.54 | 415.2656 | 20744.55 | 5 | 2018
2018-05-11 | 14099.73 | 13809.83 | 13443.52 | 13392.94 | 13839.1 | 14930.31 | 16064.54 | 16731.12 | 17266.34 | 17916.28 | 18679.28 | 19390.95 | 20021.17 | 20619.16 | 21094.33 | 21505.52 | 21676.8 | 21393.82 | 20667.55 | 20151.11 | 19959.72 | 18604.89 | 16907.88 | 15368.66 | 427.5345 | 21676.8 | 5 | 2018
2018-05-12 | 14357.4 | 13313.12 | 12921.84 | 12752.37 | 12836.41 | 12978.79 | 13197.61 | 14187.7 | 15270.84 | 16003.83 | 16535.01 | 17010.01 | 17446.32 | 17815.45 | 18193.09 | 18583.31 | 18858.09 | 18726.58 | 18238.99 | 17992.32 | 17993.94 | 17081.18 | 15705.79 | 14405.7 | 382.4057 | 18858.09 | 5 | 2018
2018-05-13 | 13705.36 | 13054.4 | 12662.4 | 12490.82 | 12572.06 | 12710.05 | 12918.87 | 13898.15 | 14969.88 | 15690.44 | 16208.92 | 16673.56 | 17105.13 | 17475 | 17857.77 | 18230.61 | 18461.35 | 18334.67 | 17888.8 | 17642.45 | 17652.31 | 16748.39 | 15379.98 | 14085.87 | 374.4172 | 18461.35 | 5 | 2018
2018-05-14 | 13412.15 | 13836.57 | 13487.42 | 13442.83 | 13907.13 | 14997.03 | 16119.25 | 16782.29 | 17302.16 | 17924.76 | 18660.78 | 19328.83 | 19921.8 | 20474.01 | 20919.48 | 21315.22 | 21477.25 | 21208.49 | 20525.18 | 20033.18 | 19896.93 | 18580.13 | 16909.94 | 15382.69 | 425.8455 | 21477.25 | 5 | 2018
2018-05-15 | 14382.93 | 13216.24 | 12900.22 | 12881.31 | 13353.67 | 14453.48 | 15576.33 | 16149.56 | 16516.41 | 16962.1 | 17471.78 | 17824.06 | 18117.23 | 18442.35 | 18745.37 | 19068.69 | 19211.18 | 19001.2 | 18478.26 | 18188.41 | 18222.26 | 17242.85 | 15701.54 | 14297.29 | 396.4047 | 19211.18 | 5 | 2018
2018-05-16 | 13586.43 | 13441.13 | 13152.06 | 13159.5 | 13657.51 | 14779.24 | 15908.39 | 16463.9 | 16769.53 | 17134.94 | 17557.01 | 17823.42 | 18041.87 | 18284.68 | 18536.86 | 18844.47 | 19007.08 | 18854.68 | 18403.5 | 18171.58 | 18253.89 | 17318.74 | 15815.92 | 14451.15 | 397.4175 | 19007.08 | 5 | 2018
2018-05-17 | 13761.15 | 13611.71 | 13294.87 | 13277.41 | 13749.36 | 14840.17 | 15951.66 | 16549.79 | 16945.1 | 17420.02 | 17965.84 | 18363.15 | 18763.82 | 19173.6 | 19516.89 | 19874.23 | 20040.52 | 19837.86 | 19286.72 | 18921.48 | 18922.91 | 17841.41 | 16267.06 | 14832.97 | 409.0097 | 20040.52 | 5 | 2018
2018-05-18 | 14035.1 | 13603.88 | 13322.72 | 13349.93 | 13874.26 | 15036.14 | 16169.66 | 16733.33 | 17016.43 | 17350.92 | 17725.22 | 17948.73 | 18134.1 | 18338.78 | 18556.08 | 18836.57 | 18997.25 | 18862.51 | 18434.99 | 18205.92 | 18283.46 | 17358.24 | 15876.87 | 14532.38 | 400.5835 | 18997.25 | 5 | 2018
2018-05-19 | 13853.93 | 12815.36 | 12492.53 | 12383.68 | 12529.03 | 12727.84 | 12939.6 | 13830.2 | 14690.76 | 15149.02 | 15365.61 | 15507.42 | 15637.47 | 15740.88 | 15931.88 | 16198.25 | 16408.81 | 16387.3 | 16160.19 | 16105.89 | 16318.41 | 15603.88 | 14407.75 | 13283.39 | 352.4691 | 16408.81 | 5 | 2018
2018-05-20 | 12914.33 | 13295.34 | 12990.29 | 12900.7 | 13064.29 | 13275.75 | 13492.11 | 14388.85 | 15229.01 | 15655.2 | 15838.58 | 15950.69 | 16055.84 | 16138.91 | 16317.56 | 16587.74 | 16822.91 | 16843.21 | 16644.7 | 16603.22 | 16831.26 | 16127 | 14936.17 | 13819.86 | 362.7235 | 16843.21 | 5 | 2018
2018-05-21 | 13377.36 | 14034.06 | 13791.38 | 13846.87 | 14410.83 | 15591.75 | 16731.45 | 17287.48 | 17520.55 | 17779.18 | 18077.57 | 18223.94 | 18348.42 | 18508.7 | 18689.98 | 18960.9 | 19148.28 | 19084.15 | 18738.29 | 18532.12 | 18689.19 | 17773.39 | 16322.26 | 15004.17 | 408.4723 | 19148.28 | 5 | 2018
2018-05-22 | 14340.7 | 14055.59 | 13679.75 | 13609.5 | 14029.13 | 15059.38 | 16132.01 | 16823.3 | 17407.16 | 18113.96 | 19001.38 | 19750.52 | 20384.35 | 20976.41 | 21435.19 | 21839.57 | 21979.75 | 21677.27 | 20958.03 | 20417.93 | 20281.07 | 18936.71 | 17170.44 | 15614.57 | 433.6737 | 21979.75 | 5 | 2018
2018-05-23 | 14635.44 | 13771.45 | 13414.17 | 13359.7 | 13793.98 | 14837.94 | 15910.97 | 16567.92 | 17086.19 | 17712.39 | 18429.36 | 19086.29 | 19648.75 | 20191.24 | 20625.27 | 21024.61 | 21171.89 | 20891.29 | 20220.78 | 19728.74 | 19641.01 | 18370.36 | 16710.25 | 15193.47 | 422.0235 | 21171.89 | 5 | 2018
2018-05-24 | 14309.96 | 14072.68 | 13682.37 | 13598.81 | 14002.76 | 15010.59 | 16064.89 | 16777.32 | 17407.71 | 18170.1 | 19146.9 | 19991.3 | 20725.01 | 21415.12 | 21955.06 | 22414.51 | 22569.51 | 22233.31 | 21442.02 | 20827.89 | 20634.92 | 19235.41 | 17376.05 | 15773.02 | 438.8372 | 22569.51 | 5 | 2018
2018-05-25 | 14739.79 | 14353.41 | 13937.03 | 13842.15 | 14243.01 | 15264.86 | 16318.83 | 17081.93 | 17787.98 | 18669.25 | 19785.5 | 20724.57 | 21534.82 | 22267.17 | 22826.57 | 23269.53 | 23400.96 | 23026.26 | 22171.82 | 21486.26 | 21215.51 | 19752.85 | 17774.82 | 16133.3 | 451.6082 | 23400.96 | 5 | 2018
2018-05-26 | 15010.53 | 13881.14 | 13413.54 | 13175.47 | 13190.04 | 13239.52 | 13370.63 | 14487.98 | 15816.57 | 16848.84 | 17698.39 | 18471.27 | 19273.28 | 19935.82 | 20526.61 | 21019.41 | 21247 | 20975.32 | 20241.96 | 19711.86 | 19564.22 | 18334.5 | 16796.4 | 15341.43 | 411.5717 | 21247 | 5 | 2018
2018-05-27 | 14455.9 | 14115.03 | 13629.86 | 13376.57 | 13377.33 | 13412.72 | 13537.34 | 14686.09 | 16073.73 | 17178.98 | 18102.72 | 19018.85 | 19872.46 | 20563.73 | 21162.55 | 21647.74 | 21858.41 | 21563.88 | 20795.28 | 20226.93 | 20047.21 | 18756.29 | 17144.57 | 15660.03 | 420.2642 | 21858.41 | 5 | 2018
2018-05-28 | 14529.2 | 13882.22 | 13381.15 | 13132.74 | 13224.81 | 13475.34 | 13729.84 | 14688.16 | 16022.77 | 17441.88 | 18850.08 | 20060.98 | 20877.69 | 21529.18 | 22106.68 | 22585.07 | 22673.08 | 22179.07 | 21266.07 | 20638.23 | 20441.97 | 19105.02 | 17376.46 | 15826.51 | 429.0242 | 22673.08 | 5 | 2018
2018-05-29 | 14898.74 | 15106.2 | 14634.49 | 14480.26 | 14817.91 | 15754.74 | 16774.59 | 17632.08 | 18560.99 | 19857.26 | 21288.53 | 22502.86 | 23514.03 | 24389.85 | 25017.67 | 25483.56 | 25582.56 | 25134.24 | 24149.02 | 23328.36 | 22961.4 | 21368.7 | 19114.4 | 17270.23 | 483.6227 | 25582.56 | 5 | 2018
2018-05-30 | 15939.15 | 14517.47 | 14088.58 | 13971.47 | 14339.67 | 15298.86 | 16316.41 | 17101.47 | 17869.25 | 18866.19 | 20099.62 | 21168.16 | 22106.07 | 22972.5 | 23640.82 | 24175.4 | 24339.17 | 23936.75 | 23002.93 | 22233.09 | 21922.63 | 20398.45 | 18255.12 | 16546.86 | 463.1061 | 24339.17 | 5 | 2018
2018-05-31 | 15349.71 | 14410.12 | 13989.3 | 13879.21 | 14253.68 | 15218.69 | 16237.63 | 17008.55 | 17749.29 | 18685.86 | 19879.13 | 20913.75 | 21828.45 | 22681.89 | 23347.01 | 23885.59 | 24056.9 | 23664.5 | 22746.81 | 21993.57 | 21698.66 | 20191.9 | 18093.51 | 16398.75 | 458.1625 | 24056.9 | 5 | 2018
2018-06-01 | 15302.16 | 15670.93 | 15158.44 | 14989.11 | 15264.19 | 15952.98 | 16856.07 | 17881.95 | 18813.22 | 19855.03 | 21113.05 | 22264.95 | 23244 | 24138.05 | 24788.53 | 25259.89 | 25375.57 | 24955.06 | 23943.13 | 22842.28 | 22258.4 | 20920.73 | 19121.63 | 17523.22 | 483.4926 | 25375.57 | 6 | 2018
2018-06-02 | 16342.71 | 15729.07 | 15129.81 | 14799.09 | 14688.89 | 14457.16 | 14501.97 | 15921.06 | 17547.29 | 18903.15 | 20081.39 | 21213.78 | 22281.2 | 23140.83 | 23816.12 | 24299.34 | 24465.39 | 24101.48 | 23145.27 | 22141.84 | 21622.25 | 20448.99 | 18917.13 | 17438.07 | 465.1333 | 24465.39 | 6 | 2018
2018-06-03 | 16349.52 | 14124.11 | 13665.95 | 13458.52 | 13466.78 | 13354.85 | 13433.49 | 14613.61 | 15764.86 | 16536.08 | 17088.08 | 17453.9 | 17774.1 | 18064.89 | 18369.43 | 18667.34 | 18835.36 | 18729.38 | 18339.45 | 17913.9 | 17848.6 | 17276.28 | 16053.38 | 14872 | 392.0539 | 18835.36 | 6 | 2018
2018-06-04 | 14379.02 | 14522.51 | 14107.59 | 14019.16 | 14382.78 | 15153.15 | 16075.28 | 16939.18 | 17550.75 | 18198.98 | 18889.36 | 19321.73 | 19694.83 | 20076.47 | 20405.3 | 20763.75 | 20879.45 | 20607.31 | 20025.68 | 19446.59 | 19275.63 | 18527.86 | 17050.87 | 15669.29 | 425.9625 | 20879.45 | 6 | 2018
2018-06-05 | 14896.15 | 14908.25 | 14458.56 | 14337.25 | 14649.15 | 15363.74 | 16267.23 | 17174.86 | 17888.75 | 18667.82 | 19504.97 | 20073.55 | 20639.62 | 21272.46 | 21752.39 | 22152.39 | 22270.45 | 21953.61 | 21180.51 | 20316.79 | 20088.27 | 19269.01 | 17716.93 | 16269.58 | 443.0723 | 22270.45 | 6 | 2018
2018-06-06 | 15382.36 | 15197.67 | 14723.13 | 14580.18 | 14870.42 | 15560.69 | 16453.76 | 17405.15 | 18204.95 | 19088.75 | 20040.72 | 20842.96 | 21619.24 | 22354.71 | 22901.84 | 23334.51 | 23451.13 | 23092.56 | 22230.2 | 21275.63 | 20857.82 | 19874.16 | 18260.25 | 16753.48 | 458.3563 | 23451.13 | 6 | 2018
2018-06-07 | 15758.97 | 15036.17 | 14573.02 | 14439.79 | 14739.65 | 15439.43 | 16332.55 | 17263.2 | 18022.09 | 18856.01 | 19752.63 | 20391.91 | 21104.69 | 21789 | 22302.87 | 22718.76 | 22832.5 | 22490.46 | 21671.62 | 20758.79 | 20396.28 | 19546.04 | 17962.41 | 16484.87 | 450.6637 | 22832.5 | 6 | 2018
2018-06-08 | 15576.64 | 14716.56 | 14277.82 | 14171.97 | 14509.87 | 15260.62 | 16166.34 | 17062.4 | 17734.02 | 18458.42 | 19226.76 | 19727.66 | 20147.67 | 20652.76 | 21091.79 | 21457.79 | 21559.73 | 21250.54 | 20516.73 | 19837.17 | 19624.06 | 18832.8 | 17318.67 | 15905.02 | 435.0838 | 21559.73 | 6 | 2018
2018-06-09 | 15119.88 | 14824.33 | 14291.26 | 14017.98 | 13956.25 | 13760.2 | 13797.73 | 15104.98 | 16514.55 | 17598.42 | 18508.5 | 19255.23 | 19930.31 | 20585.72 | 21296.65 | 21870.6 | 22130.59 | 21847.46 | 21002.26 | 20173.59 | 19887.7 | 19094.73 | 17655.65 | 16265.68 | 428.4903 | 22130.59 | 6 | 2018
2018-06-10 | 15367.46 | 15389.02 | 14812.77 | 14502.04 | 14405.28 | 14173.68 | 14198.89 | 15582.84 | 17139.66 | 18404.81 | 19504.45 | 20421.45 | 21480.32 | 22400.19 | 23165.35 | 23744.62 | 23974.9 | 23627.57 | 22664.71 | 21645.68 | 21136.92 | 20093.25 | 18566.7 | 17093.03 | 453.4956 | 23974.9 | 6 | 2018
2018-06-11 | 16019.68 | 15380.04 | 14890.53 | 14737.04 | 15036.06 | 15733.78 | 16622.08 | 17616.76 | 18484.2 | 19444.84 | 20474.91 | 21490.74 | 22367 | 23166.4 | 23758.37 | 24200.54 | 24302.13 | 23904.5 | 22974.96 | 21939.91 | 21451.64 | 20285.04 | 18629.23 | 17076.03 | 469.9864 | 24302.13 | 6 | 2018
2018-06-12 | 16033.44 | 15929.15 | 15396.59 | 15203.18 | 15445.77 | 16084.73 | 16952.55 | 18007.21 | 19003.92 | 20129.73 | 21616.03 | 22839.19 | 23841.26 | 24729.79 | 25352.04 | 25794.2 | 25868.37 | 25419.43 | 24399.32 | 23276.91 | 22718.06 | 21369.68 | 19439.64 | 17820.93 | 492.6711 | 25868.37 | 6 | 2018
2018-06-13 | 16655.46 | 16145.83 | 15596.91 | 15389.32 | 15618.91 | 16245.34 | 17109.9 | 18193.36 | 19245.48 | 20439.75 | 22116.2 | 23421.24 | 24483.09 | 25409.42 | 26046.92 | 26486.68 | 26547.55 | 26075.2 | 25013.52 | 23848.8 | 23250.2 | 21858.7 | 19780.36 | 18131.67 | 503.1098 | 26547.55 | 6 | 2018
2018-06-14 | 16927.92 | 16328.05 | 15765.67 | 15546.4 | 15766 | 16383.9 | 17246.72 | 18353.4 | 19449.62 | 20777.39 | 22527.99 | 23888.11 | 24981.56 | 25918.29 | 26548.74 | 26970.43 | 27011.17 | 26521.25 | 25437.43 | 24249.52 | 23628.88 | 22210.97 | 20029.45 | 18362.81 | 510.8317 | 27011.17 | 6 | 2018
2018-06-15 | 17156.51 | 16529.09 | 15951.01 | 15724.51 | 15947.9 | 16580.05 | 17444.41 | 18588.75 | 19738.64 | 21207 | 23037.46 | 24476 | 25639.16 | 26623.75 | 27283.4 | 27704.1 | 27731.85 | 27211.8 | 26070.2 | 24816.56 | 24124.89 | 22651.09 | 20330.93 | 18631.8 | 521.2009 | 27731.85 | 6 | 2018
2018-06-16 | 17346.74 | 16028.17 | 15403.88 | 15051.42 | 14917.74 | 14650.8 | 14662.25 | 16130.6 | 17846.83 | 19310 | 20619.66 | 22063.45 | 23274.9 | 24258.38 | 25024.79 | 25561.62 | 25730.11 | 25315.49 | 24258.47 | 23137.98 | 22541.37 | 21256.18 | 19479.77 | 17933.41 | 481.804 | 25730.11 | 6 | 2018
2018-06-17 | 16789.72 | 15203.85 | 14642.31 | 14344.2 | 14261.42 | 14044.93 | 14070 | 15427.35 | 16929.08 | 18128.12 | 19148.18 | 19974.08 | 20774.78 | 21584.92 | 22266.02 | 22790.03 | 22996.95 | 22674.45 | 21793.2 | 20850.86 | 20432.27 | 19604.92 | 18131.37 | 16709.22 | 443.5722 | 22996.95 | 6 | 2018
2018-06-18 | 15803.23 | 15762.66 | 15243.86 | 15065 | 15340.33 | 16012.72 | 16888.64 | 17935.86 | 18902.81 | 19985.85 | 21338.2 | 22515.05 | 23500.22 | 24370.61 | 24994.39 | 25436.37 | 25514.03 | 25071.85 | 24066.22 | 22949.78 | 22393 | 21063.7 | 19229.76 | 17621.87 | 487.006 | 25514.03 | 6 | 2018
2018-06-19 | 16462.15 | 15523.49 | 15021.79 | 14855.13 | 15122.88 | 15785.85 | 16657.32 | 17657.73 | 18548.54 | 19543.9 | 20665.79 | 21721.96 | 22593.59 | 23390.61 | 23965.73 | 24397.54 | 24487.06 | 24082.76 | 23152.73 | 22119.57 | 21647.96 | 20426.12 | 18760.51 | 17205.01 | 473.7957 | 24487.06 | 6 | 2018
2018-06-20 | 16174.06 | 15784.16 | 15263.69 | 15080.66 | 15335.55 | 15989.4 | 16859.93 | 17892.09 | 18842.17 | 19912.71 | 21241.49 | 22355.3 | 23243.42 | 24022.41 | 24556.84 | 24938.06 | 24984.99 | 24558.85 | 23616.87 | 22569.56 | 22083.95 | 20804.07 | 19059.35 | 17489.29 | 482.6589 | 24984.99 | 6 | 2018
2018-06-21 | 16430.84 | 15965.24 | 15429.29 | 15233.07 | 15471.62 | 16103.26 | 16965.24 | 18027.15 | 19038.05 | 20179.95 | 21710.66 | 22973.24 | 24020.32 | 24955.78 | 25619.04 | 26092.05 | 26180.14 | 25721.96 | 24670.42 | 23515.5 | 22930.17 | 21556.83 | 19562.46 | 17925.08 | 496.2774 | 26180.14 | 6 | 2018
2018-06-22 | 16758.98 | 16374.15 | 15808.95 | 15593.51 | 15829.95 | 16477.95 | 17345.39 | 18465.74 | 19566.03 | 20904.35 | 22638.47 | 23961.32 | 25004.23 | 25873.43 | 26440.7 | 26797.44 | 26796.81 | 26301.02 | 25241.94 | 24067.71 | 23453.31 | 22051.88 | 19927.91 | 18280.17 | 509.9613 | 26797.44 | 6 | 2018
2018-06-23 | 17093.17 | 16197.54 | 15563.11 | 15201.64 | 15065.82 | 14805.82 | 14822.88 | 16305.43 | 18043.86 | 19539.9 | 20935.98 | 22328.62 | 23430.8 | 24265.4 | 24878.11 | 25279.36 | 25363.02 | 24948.01 | 23965.32 | 22915.18 | 22382.31 | 21145.57 | 19433.3 | 17924.16 | 481.8343 | 25363.02 | 6 | 2018
2018-06-24 | 16871.41 | 15925.38 | 15311.76 | 14968.33 | 14849.6 | 14606.86 | 14628.68 | 16074.28 | 17741.12 | 19149.18 | 20362.88 | 21579.96 | 22592.92 | 23363.95 | 23942.64 | 24334.93 | 24428.65 | 24044.7 | 23123.83 | 22136.2 | 21661.75 | 20497.23 | 18976.94 | 17510.98 | 468.6842 | 24428.65 | 6 | 2018
2018-06-25 | 16553.23 | 17022.29 | 16412.85 | 16155 | 16368.52 | 16997.38 | 17868.92 | 19069.23 | 20321.87 | 22156.95 | 24117.31 | 25569.04 | 26629.01 | 27406.74 | 27828.88 | 28022.36 | 27891.99 | 27344.88 | 26284.77 | 25103.21 | 24481.62 | 23045.41 | 20682.09 | 18987.61 | 532.3212 | 28022.36 | 6 | 2018
2018-06-26 | 17767.4 | 17288.68 | 16655.47 | 16374.71 | 16542.14 | 17115.01 | 17965.98 | 19195.13 | 20535.81 | 22566.68 | 24688.06 | 26328.9 | 27575.84 | 28552.8 | 29133.15 | 29449.21 | 29376.76 | 28794.43 | 27602.49 | 26298.75 | 25571.49 | 24021.94 | 21540.29 | 19555.98 | 550.4971 | 29449.21 | 6 | 2018
2018-06-27 | 18207.68 | 17533.19 | 16882.88 | 16587.22 | 16743.89 | 17311.67 | 18165.92 | 19423.02 | 20904.36 | 23023.77 | 25222.36 | 26903.05 | 28146.38 | 29084.47 | 29605.91 | 29857.73 | 29737.35 | 29138.17 | 27948.2 | 26646.08 | 25915.31 | 24353.79 | 21863.49 | 19795.89 | 559.0018 | 29857.73 | 6 | 2018
2018-06-28 | 18436.13 | 16903.4 | 16299.58 | 16044.36 | 16235.48 | 16832.32 | 17692.26 | 18869.15 | 20096.67 | 21846.35 | 23799.9 | 25292.85 | 26430.7 | 27337.32 | 27887.42 | 28205.28 | 28156.53 | 27617.65 | 26501.47 | 25277.06 | 24619.96 | 23147.74 | 20741.63 | 19002.97 | 533.2742 | 28205.28 | 6 | 2018
2018-06-29 | 17786.96 | 16747 | 16154.56 | 15915.63 | 16131.96 | 16764.2 | 17633.69 | 18800.32 | 19990.42 | 21609.21 | 23491.25 | 24933.62 | 26051.05 | 26952.91 | 27515.76 | 27843.67 | 27809.21 | 27279.3 | 26168.11 | 24944.37 | 24274.55 | 22812.28 | 20464.75 | 18777.16 | 526.8519 | 27843.67 | 6 | 2018
2018-06-30 | 17552.44 | 16637.47 | 15970.76 | 15581.43 | 15421.54 | 15142.1 | 15160.29 | 16697.97 | 18543.13 | 20172.55 | 21942.82 | 23479.06 | 24672.52 | 25549.45 | 26160.58 | 26530.73 | 26575.58 | 26119.4 | 25072.95 | 23961.37 | 23361.84 | 22051.85 | 20072.12 | 18514.52 | 500.9445 | 26575.58 | 6 | 2018
2018-07-01 | 17412.41 | 16995.74 | 16296.25 | 15866.16 | 15680.91 | 15395.95 | 15208.79 | 16655.92 | 18516.98 | 20167.38 | 21697.37 | 23430.16 | 24860.55 | 26020.12 | 26922.11 | 27537.71 | 27705.46 | 27222.35 | 26024.41 | 24735.56 | 24063.52 | 22578.21 | 20633.11 | 19011.17 | 510.6383 | 27705.46 | 7 | 2018
2018-07-02 | 17792.29 | 17373.24 | 16736.06 | 16445.97 | 16653.12 | 17320.87 | 18034.97 | 19127.88 | 20366.4 | 21926.76 | 23985.51 | 25636.66 | 26939.75 | 28009.76 | 28729.49 | 29173.83 | 29169.52 | 28593 | 27370.78 | 26012.63 | 25304.84 | 23672.17 | 21278.78 | 19526.6 | 545.1809 | 29173.83 | 7 | 2018
2018-07-03 | 18193.34 | 15638.15 | 15128.96 | 14948.2 | 15233.59 | 15967.03 | 16693.12 | 17542.58 | 18330.35 | 19229.78 | 20203.5 | 20938.02 | 21689.88 | 22527.41 | 23189.33 | 23723.25 | 23870.31 | 23489.36 | 22572.92 | 21536.06 | 21188.74 | 20248.59 | 18629.08 | 17102.41 | 467.814 | 23870.31 | 7 | 2018
2018-07-04 | 16063.06 | 15074.14 | 14486.54 | 14168.55 | 14154.19 | 14157.8 | 14125.79 | 15143.16 | 16497.77 | 17895.48 | 19192.09 | 20126.58 | 20737.98 | 21414.72 | 22126.69 | 22731.62 | 22870.24 | 22377.32 | 21391.39 | 20575.11 | 20357.44 | 19513.74 | 18076.43 | 16650.82 | 439.9087 | 22870.24 | 7 | 2018
2018-07-05 | 15924.89 | 16832.34 | 16233.2 | 15974.49 | 16188.87 | 16855.77 | 17567.9 | 18574.75 | 19666.16 | 20941.42 | 22615.73 | 24086.95 | 25269.81 | 26306.79 | 27042.05 | 27552.54 | 27620.77 | 27111.03 | 25968.98 | 24704.27 | 24085.44 | 22544.65 | 20490.03 | 18802.41 | 518.9612 | 27620.77 | 7 | 2018
2018-07-06 | 17583.57 | 17537.1 | 16883.79 | 16589.12 | 16782.18 | 17452.57 | 18170.36 | 19276.19 | 20534.28 | 22186.28 | 24276.1 | 25943.64 | 27235.55 | 28288.05 | 28976.09 | 29386.27 | 29362.64 | 28780.47 | 27552.55 | 26193.8 | 25466.65 | 23820.17 | 21378.65 | 19631.47 | 549.2875 | 29386.27 | 7 | 2018
2018-07-07 | 18309.02 | 16358.78 | 15709 | 15322.2 | 15178.95 | 14941.03 | 14778.46 | 16135.19 | 17824.33 | 19264.61 | 20520.54 | 21650.62 | 22860.5 | 23859.36 | 24670.16 | 25256.22 | 25449.26 | 25047.17 | 24002.13 | 22876.98 | 22340.18 | 21117.76 | 19564.88 | 18048.41 | 481.0857 | 25449.26 | 7 | 2018
2018-07-08 | 17048.27 | 15946.92 | 15328.15 | 14968.33 | 14849.21 | 14634.34 | 14480.04 | 15782.21 | 17367.84 | 18679.73 | 19806.28 | 20760.8 | 21668.44 | 22618.28 | 23421.66 | 24030.23 | 24260.45 | 23902.81 | 22923.72 | 21868.87 | 21393.84 | 20463.46 | 18962.37 | 17495.26 | 462.6615 | 24260.45 | 7 | 2018
2018-07-09 | 16552.01 | 16525.41 | 15951.79 | 15717.24 | 15972.67 | 16685.9 | 17420.87 | 18401.99 | 19431.58 | 20623.25 | 22047.91 | 23437.23 | 24590.53 | 25611.35 | 26363.3 | 26892.41 | 26988.98 | 26501.82 | 25384.4 | 24145.71 | 23533.15 | 22022.19 | 20134.74 | 18467.73 | 509.4042 | 26988.98 | 7 | 2018
2018-07-10 | 17303.48 | 18101.61 | 17410.8 | 17072.46 | 17222.39 | 17843.79 | 18561.03 | 19722.33 | 21107.89 | 23206.35 | 25511.87 | 27316.44 | 28646.86 | 29669.56 | 30271.49 | 30586.49 | 30480.35 | 29861.03 | 28614.96 | 27246.06 | 26509.17 | 24818.26 | 22273.54 | 20308.26 | 569.6665 | 30586.49 | 7 | 2018
2018-07-11 | 18942.6 | 18282.64 | 17578.29 | 17228.29 | 17367.5 | 17979.45 | 18697.04 | 19881.73 | 21313.34 | 23556.62 | 25942.29 | 27819.35 | 29204.76 | 30264.29 | 30883.18 | 31199.35 | 31085.18 | 30447 | 29162.83 | 27757.59 | 26982.22 | 25251.66 | 22670.25 | 20578.77 | 580.0762 | 31199.35 | 7 | 2018
2018-07-12 | 19201.96 | 17754.88 | 17089.15 | 16772.86 | 16939.65 | 17573.83 | 18297.67 | 19416.05 | 20723.8 | 22560.08 | 24749.16 | 26490.97 | 27820.3 | 28891.73 | 29570.66 | 29971.87 | 29936.24 | 29347.13 | 28102.69 | 26743.63 | 26008.27 | 24335.14 | 21808.32 | 19972.35 | 560.0784 | 29971.87 | 7 | 2018
2018-07-13 | 18685.74 | 17448.11 | 16802.51 | 16514.86 | 16714.87 | 17396.82 | 18131.71 | 19221.65 | 20453.75 | 22036.83 | 24086.7 | 25724.86 | 26999.77 | 28045.56 | 28733.97 | 29150.68 | 29143.12 | 28577.54 | 27361.65 | 26027.21 | 25300.68 | 23663.85 | 21273.92 | 19537.76 | 547.0341 | 29150.68 | 7 | 2018
2018-07-14 | 18270.41 | 16703.21 | 16029.47 | 15622.17 | 15462.8 | 15218.55 | 15072.78 | 16467.6 | 18233.84 | 19772.33 | 21124.27 | 22554.77 | 23815.37 | 24822.45 | 25606.58 | 26147.33 | 26304.65 | 25879.17 | 24798.78 | 23649.99 | 23063.81 | 21675.56 | 20039.48 | 18494.91 | 494.8303 | 26304.65 | 7 | 2018
2018-07-15 | 17412.26 | 15341.29 | 14768.85 | 14449.65 | 14366.97 | 14190.84 | 14062.55 | 15281.3 | 16713.06 | 17834.56 | 18772.93 | 19578.34 | 20296.12 | 20953.99 | 21670.18 | 22324.66 | 22623.42 | 22336.25 | 21443.05 | 20681.37 | 20407.38 | 19555.69 | 18126.45 | 16727.22 | 439.9184 | 22623.42 | 7 | 2018
2018-07-16 | 15904.53 | 16119.85 | 15578.51 | 15372.35 | 15655.2 | 16402.74 | 17166.85 | 18087.53 | 19006.65 | 20063.63 | 21200.51 | 22342.39 | 23375.4 | 24316.7 | 25030.14 | 25556.27 | 25684.33 | 25253.29 | 24219.7 | 23082.53 | 22534.11 | 21204 | 19511.67 | 17905.63 | 490.5745 | 25684.33 | 7 | 2018
2018-07-17 | 16804.84 | 17002.64 | 16393.54 | 16126.79 | 16336.73 | 17013.05 | 17760.05 | 18778.18 | 19899.93 | 21216.24 | 23036.87 | 24548.52 | 25748.19 | 26779.49 | 27489.66 | 27968.2 | 28025.35 | 27517.36 | 26363.87 | 25112.11 | 24456.24 | 22888.23 | 20739.84 | 19044.22 | 527.0501 | 28025.35 | 7 | 2018
2018-07-18 | 17786.44 | 17159.58 | 16539.64 | 16263.53 | 16466.65 | 17140.8 | 17893.99 | 18929.3 | 20084.67 | 21454.83 | 23394.54 | 24938.39 | 26144.42 | 27160.24 | 27840.59 | 28284.18 | 28315.98 | 27798.1 | 26640.03 | 25386.84 | 24720.39 | 23138.83 | 20920.29 | 19217.97 | 533.6202 | 28315.98 | 7 | 2018
2018-07-19 | 17976.99 | 17265 | 16637.08 | 16354.07 | 16550.79 | 17218.67 | 17970.18 | 19019.57 | 20202.07 | 21656.22 | 23642.67 | 25228.19 | 26465.4 | 27501.77 | 28191.4 | 28635.21 | 28661.23 | 28131.58 | 26951.82 | 25676.66 | 24989.53 | 23385.81 | 21089.15 | 19371.66 | 538.7727 | 28661.23 | 7 | 2018
2018-07-20 | 18120.67 | 17137.55 | 16518.42 | 16254.1 | 16479.49 | 17199.49 | 17971.82 | 19009.16 | 20145.74 | 21484.58 | 23356.09 | 24824.44 | 25946.12 | 26860.8 | 27453.07 | 27813.63 | 27805.54 | 27295.5 | 26186 | 24978.47 | 24330.45 | 22783.81 | 20690.81 | 19025.82 | 529.6716 | 27813.63 | 7 | 2018
2018-07-21 | 17866.1 | 17070.84 | 16374.06 | 15946.88 | 15777.71 | 15543.57 | 15428.2 | 16855.26 | 18684.57 | 20309.2 | 21803.43 | 23359.42 | 24536.73 | 25395.01 | 26003.54 | 26377.02 | 26432.29 | 26000 | 24976.36 | 23897.24 | 23338.78 | 21967.8 | 20281.75 | 18760.06 | 502.9858 | 26432.29 | 7 | 2018
2018-07-22 | 17739.32 | 17332.13 | 16615.2 | 16170.69 | 15984.28 | 15732.44 | 15614.44 | 17077.31 | 18977.68 | 20689.05 | 22438.39 | 24122.85 | 25411.78 | 26360.17 | 27027.67 | 27430.73 | 27489.27 | 27025.4 | 25924.61 | 24770.61 | 24137.92 | 22693.1 | 20771.94 | 19199.83 | 516.7368 | 27489.27 | 7 | 2018
2018-07-23 | 18075.01 | 18262.99 | 17566.89 | 17226.37 | 17400.15 | 18071.3 | 18847.49 | 20028.58 | 21445.22 | 23681.56 | 26016.09 | 27815.74 | 29111.09 | 30043.21 | 30544.86 | 30751.62 | 30593.05 | 29977.36 | 28759.27 | 27440.39 | 26682.02 | 24989.28 | 22473.66 | 20474.54 | 576.2777 | 30751.62 | 7 | 2018
2018-07-24 | 19097.47 | 16471.05 | 15904.11 | 15674.42 | 15919.94 | 16640.45 | 17424.86 | 18364.24 | 19342.11 | 20482.8 | 21816.54 | 23119.62 | 24166.73 | 25099.6 | 25764.66 | 26243.57 | 26344.12 | 25908.81 | 24861.76 | 23739.24 | 23164.82 | 21698.68 | 19932.65 | 18314.88 | 505.4971 | 26344.12 | 7 | 2018
2018-07-25 | 17258.62 | 16711.82 | 16127.6 | 15882.9 | 16116.47 | 16829.1 | 17615.48 | 18583.75 | 19616.73 | 20827.24 | 22364.95 | 23728.43 | 24799.74 | 25725.55 | 26361.17 | 26799.65 | 26865.61 | 26410.31 | 25346.15 | 24206.95 | 23611.94 | 22119.11 | 20229.76 | 18595.54 | 512.7346 | 26865.61 | 7 | 2018
2018-07-26 | 17451.51 | 16956.32 | 16354.21 | 16094.01 | 16314.38 | 17016.73 | 17803.93 | 18802.65 | 19894.4 | 21178.54 | 22931.82 | 24372.35 | 25489.56 | 26432.6 | 27061.04 | 27476.8 | 27517.84 | 27039.79 | 25943.62 | 24773.31 | 24144.41 | 22613.28 | 20573.39 | 18914.33 | 523.1508 | 27517.84 | 7 | 2018
2018-07-27 | 17759.24 | 17965.86 | 17287.13 | 16971.5 | 17153.74 | 17845.9 | 18638.75 | 19774.9 | 21107.51 | 23088.38 | 25300.58 | 27037.19 | 28325.6 | 29311.28 | 29888.81 | 30180.19 | 30100.28 | 29520.46 | 28295.17 | 26988.19 | 26206.31 | 24519.34 | 22022.63 | 20147.61 | 565.4366 | 30180.19 | 7 | 2018
2018-07-28 | 18788.19 | 17379.12 | 16660.53 | 16215 | 16029.35 | 15787.61 | 15695.59 | 17157.11 | 19061.52 | 20780.08 | 22570.13 | 24262.99 | 25554.06 | 26497.73 | 27153.52 | 27543.89 | 27604.54 | 27149.05 | 26047.16 | 24910.21 | 24258.06 | 22802.96 | 20855.49 | 19283.76 | 520.0476 | 27604.54 | 7 | 2018
2018-07-29 | 18166.24 | 17466.85 | 16742.08 | 16291.29 | 16101.19 | 15857.48 | 15770.8 | 17242.14 | 19167.16 | 20911.71 | 22782.1 | 24507.01 | 25820.93 | 26778 | 27437.28 | 27824.41 | 27881.26 | 27419.38 | 26301.75 | 25153.32 | 24481.57 | 23008.02 | 20997.83 | 19415.28 | 523.5251 | 27881.26 | 7 | 2018
2018-07-30 | 18239.2 | 17398.55 | 16767.91 | 16484.99 | 16708.12 | 17430.76 | 18248.5 | 19312.09 | 20516.52 | 22086.63 | 24086.9 | 25653.25 | 26843.16 | 27778.7 | 28360.25 | 28691.39 | 28666.97 | 28147.56 | 27004.5 | 25792.56 | 25087.68 | 23488.46 | 21199.31 | 19499.6 | 543.4936 | 28691.39 | 7 | 2018
2018-07-31 | 18254.25 | 17504.39 | 16862.89 | 16568.93 | 16760.35 | 17444.84 | 18251.12 | 19314.63 | 20537.48 | 22178.62 | 24236.28 | 25870.9 | 27121.41 | 28137.62 | 28779.84 | 29168.83 | 29175.95 | 28652.22 | 27463.83 | 26217.36 | 25481.46 | 23843.7 | 21426.29 | 19701.84 | 548.955 | 29175.95 | 7 | 2018
2018-08-01 | 17829.4 | 18216.94 | 17413.38 | 17020.39 | 17219.96 | 18191.39 | 19081.14 | 20156.74 | 21750.09 | 23823.57 | 26088.28 | 27889.94 | 29251.36 | 30273.54 | 30860.88 | 31144.28 | 31031.62 | 30365.95 | 29113.51 | 27999.09 | 27201 | 25142.69 | 22637.62 | 20526.63 | 580.2294 | 31144.28 | 8 | 2018
2018-08-02 | 19079.25 | 17986.59 | 17199.97 | 16821.86 | 17033 | 18014.54 | 18912.05 | 19958.12 | 21498.81 | 23491.43 | 25694.69 | 27462.59 | 28822.06 | 29867.72 | 30493.06 | 30819.63 | 30743.81 | 30095.1 | 28844.58 | 27738 | 26939.99 | 24891.11 | 22406.22 | 20304.81 | 575.119 | 30819.63 | 8 | 2018
2018-08-03 | 18924.83 | 17426.4 | 16681.84 | 16348.25 | 16609.24 | 17653.08 | 18573.09 | 19554.35 | 20954.04 | 22731.82 | 24741.85 | 26359.84 | 27633.88 | 28639.25 | 29270.97 | 29621.26 | 29586.76 | 28979.04 | 27778.87 | 26723.38 | 25951.67 | 23961.04 | 21584.21 | 19545.66 | 555.8346 | 29621.26 | 8 | 2018
2018-08-04 | 18260.58 | 17326.87 | 16490.45 | 15972.02 | 15773.27 | 15717.82 | 15616.07 | 17048.61 | 19243.34 | 21339.7 | 23319.46 | 25033.67 | 26384.96 | 27369.07 | 28046.03 | 28434.04 | 28471.97 | 27932.12 | 26791.1 | 25837.05 | 25127.65 | 23277.95 | 21151.45 | 19266.4 | 529.2316 | 28471.97 | 8 | 2018
2018-08-05 | 18084.1 | 17170.25 | 16345.64 | 15837.55 | 15647.86 | 15602.59 | 15509.65 | 16920.55 | 19076.51 | 21124.86 | 23046.86 | 24725.62 | 26058.35 | 27038.37 | 27722.13 | 28123.95 | 28178.93 | 27653.15 | 26525.24 | 25589.3 | 24889.22 | 23054.5 | 20953.33 | 19083.03 | 523.9615 | 28178.93 | 8 | 2018
2018-08-06 | 17922.11 | 18035.56 | 17249.54 | 16874.72 | 17112.49 | 18135.91 | 19071.76 | 20129.37 | 21681.91 | 23691.57 | 25896.3 | 27657.61 | 29008.06 | 30013.69 | 30599.22 | 30876.97 | 30776.9 | 30128.44 | 28887.34 | 27795.97 | 26977.09 | 24926.12 | 22455.43 | 20360.29 | 576.2644 | 30876.97 | 8 | 2018
2018-08-07 | 18922.34 | 17473.42 | 16727.45 | 16385.02 | 16629.2 | 17652.31 | 18589.91 | 19560.01 | 20965 | 22760.19 | 24790.95 | 26420.82 | 27691.94 | 28693.41 | 29312.22 | 29661.42 | 29632.71 | 29037.68 | 27849.38 | 26825.71 | 26070.31 | 24083.47 | 21700.11 | 19661.65 | 557.0966 | 29661.42 | 8 | 2018
2018-08-08 | 18347.05 | 17068.77 | 16352.83 | 16036.49 | 16302.49 | 17344.66 | 18289.17 | 19207.2 | 20515.14 | 22175.84 | 24072.03 | 25612.98 | 26840.07 | 27836.38 | 28479.72 | 28870.72 | 28884.46 | 28320.44 | 27163.23 | 26174.92 | 25449.31 | 23502.36 | 21180.49 | 19176.83 | 543.2036 | 28884.46 | 8 | 2018
2018-08-09 | 17884.33 | 15726.77 | 15111.47 | 14882.28 | 15224.1 | 16336.17 | 17303.18 | 18045.48 | 19021.92 | 20269.77 | 21685.03 | 22850.53 | 23866.35 | 24770.8 | 25426.42 | 25900.28 | 26022.01 | 25566.52 | 24557.17 | 23726.58 | 23142.25 | 21413.26 | 19286.29 | 17429.5 | 495.4485 | 26022.01 | 8 | 2018
2018-08-10 | 16430.68 | 16339.82 | 15677.11 | 15415.22 | 15737.03 | 16844.51 | 17816.6 | 18650.68 | 19786.09 | 21227.17 | 22853.81 | 24248.11 | 25425.16 | 26439.9 | 27155.36 | 27631.85 | 27730.86 | 27215.98 | 26085.11 | 25130.3 | 24407.48 | 22506.68 | 20283.68 | 18331.5 | 519.3707 | 27730.86 | 8 | 2018
2018-08-11 | 17075.21 | 16471.65 | 15701.75 | 15241.65 | 15095.44 | 15102.6 | 15058.5 | 16368.25 | 18343.21 | 20168.62 | 21851.14 | 23322.38 | 24549.99 | 25487.28 | 26178.77 | 26624.8 | 26749.72 | 26293.55 | 25239.87 | 24404.07 | 23755.18 | 22020.48 | 20024.74 | 18232.24 | 499.3611 | 26749.72 | 8 | 2018
2018-08-12 | 17138.25 | 16770.74 | 15978.28 | 15498.84 | 15334.99 | 15326.02 | 15280.83 | 16629.75 | 18680.9 | 20600.6 | 22381.81 | 23968.87 | 25265.45 | 26248.23 | 26959.74 | 27405.67 | 27518.67 | 27037.8 | 25936.21 | 25053.84 | 24357.27 | 22549.9 | 20508.74 | 18673.35 | 511.1048 | 27518.67 | 8 | 2018
2018-08-13 | 17475.58 | 16066.98 | 15428.13 | 15181.68 | 15526.78 | 16650.95 | 17645.35 | 18444.45 | 19523.25 | 20890.99 | 22438.36 | 23784.32 | 24949.75 | 25963.39 | 26696.43 | 27200.24 | 27328.71 | 26837.57 | 25728.11 | 24804.62 | 24099.05 | 22235.99 | 20033.81 | 18096.28 | 513.0308 | 27328.71 | 8 | 2018
2018-08-14 | 16864.06 | 15570.9 | 14971.33 | 14756.04 | 15116.07 | 16263.11 | 17271.82 | 17978.92 | 18893.68 | 20071.15 | 21399.98 | 22445.74 | 23347.7 | 24138.65 | 24697.22 | 25101.22 | 25202.83 | 24782.23 | 23851.94 | 23117.63 | 22587.19 | 20939.46 | 18880.1 | 17087.44 | 485.3364 | 25202.83 | 8 | 2018
2018-08-15 | 16119.32 | 15326.17 | 14746.97 | 14549.47 | 14925.3 | 16087.83 | 17103.76 | 17776.06 | 18624.66 | 19719.83 | 20966.33 | 21939.23 | 22780.43 | 23549.67 | 24107.05 | 24524.73 | 24647.64 | 24250.8 | 23352.12 | 22652.14 | 22161.08 | 20553.35 | 18525.82 | 16763.55 | 475.7533 | 24647.64 | 8 | 2018
2018-08-16 | 15846.85 | 16237.89 | 15588.28 | 15330.05 | 15651.23 | 16763.92 | 17773.29 | 18566.82 | 19650.41 | 21037.12 | 22592.09 | 23886.91 | 24940.2 | 25829.75 | 26430.04 | 26831.43 | 26906.11 | 26431.75 | 25396.36 | 24561.46 | 23924.72 | 22113.94 | 19956.83 | 18069.97 | 510.3174 | 26906.11 | 8 | 2018
2018-08-17 | 16918.71 | 16629.56 | 15950.42 | 15674.76 | 15992.24 | 17119.89 | 18141.12 | 18993.53 | 20171.12 | 21672.91 | 23362.76 | 24750.73 | 25867.4 | 26779.87 | 27375.08 | 27738.73 | 27778.01 | 27268.94 | 26179.67 | 25287.66 | 24574.86 | 22683.61 | 20480.89 | 18553.64 | 525.9461 | 27778.01 | 8 | 2018
2018-08-18 | 17324.51 | 16021.62 | 15287.92 | 14859.94 | 14743.21 | 14790.96 | 14796.08 | 16036.43 | 17891.95 | 19571.09 | 21113.65 | 22445.33 | 23615.69 | 24537.22 | 25242.96 | 25724.93 | 25905.57 | 25499.81 | 24487.03 | 23719.3 | 23087.41 | 21420.1 | 19475.26 | 17729.6 | 485.3276 | 25905.57 | 8 | 2018
2018-08-19 | 16687.88 | 16082.14 | 15343.2 | 14910.98 | 14788.21 | 14828.66 | 14836.78 | 16086.73 | 17964.73 | 19669.88 | 21250.51 | 22644.84 | 23880.99 | 24871.06 | 25635.34 | 26161.26 | 26366.32 | 25952.08 | 24894.11 | 24086.4 | 23409.72 | 21691.5 | 19712.48 | 17933.4 | 489.6892 | 26366.32 | 8 | 2018
2018-08-20 | 16794.5 | 16669.11 | 15989.87 | 15709.11 | 16030.3 | 17155.31 | 18196.37 | 19055.98 | 20259.63 | 21789.59 | 23531.61 | 24984.07 | 26178.93 | 27158.16 | 27810.74 | 28216.83 | 28281.52 | 27768.27 | 26638.19 | 25716.96 | 24960.88 | 23032.23 | 20781.39 | 18815.22 | 531.5248 | 28281.52 | 8 | 2018
2018-08-21 | 17507.37 | 17779.69 | 17017.87 | 16663.17 | 16903.85 | 17959.7 | 18990.93 | 19972.61 | 21422.17 | 23304.92 | 25399.5 | 27070.89 | 28346.09 | 29316.68 | 29875.91 | 30160.3 | 30115.03 | 29535.26 | 28345.04 | 27369 | 26558.76 | 24538.07 | 22136.16 | 20095.38 | 566.3843 | 30160.3 | 8 | 2018
2018-08-22 | 18649.84 | 16848.4 | 16154.93 | 15859.61 | 16148.66 | 17243.51 | 18284.41 | 19148.9 | 20379.69 | 21950.95 | 23750.69 | 25232.33 | 26426.06 | 27407.62 | 28044.92 | 28442.95 | 28503.35 | 27990.89 | 26858.49 | 25947.87 | 25196.62 | 23258.21 | 20984.65 | 19013.71 | 537.7273 | 28503.35 | 8 | 2018
2018-08-23 | 17736.92 | 17120.82 | 16408.64 | 16097.11 | 16375.14 | 17467.05 | 18516.07 | 19410.25 | 20697.19 | 22341.43 | 24223.53 | 25735.18 | 26918.73 | 27858 | 28435.38 | 28770.24 | 28786.1 | 28260.99 | 27135.17 | 26232.86 | 25480.66 | 23534.45 | 21245.89 | 19272.05 | 544.0598 | 28786.1 | 8 | 2018
2018-08-24 | 17970.12 | 16544.62 | 15874.51 | 15607.62 | 15933.86 | 17084.83 | 18157.47 | 18987.03 | 20136.21 | 21604.94 | 23267.8 | 24655.7 | 25791.27 | 26734.22 | 27359.16 | 27751.38 | 27828.79 | 27341.93 | 26240.71 | 25366.89 | 24616.35 | 22708.38 | 20505.58 | 18576.98 | 526.6463 | 27828.79 | 8 | 2018
2018-08-25 | 17329.41 | 15773.86 | 15061.94 | 14653.58 | 14556.29 | 14638.89 | 14699.05 | 15893.7 | 17676.66 | 19268.77 | 20729.63 | 22003.81 | 23122.96 | 24035.17 | 24745.56 | 25244.72 | 25464.32 | 25096.45 | 24106.82 | 23392.49 | 22755.63 | 21118.84 | 19205.95 | 17489.01 | 478.0635 | 25464.32 | 8 | 2018
2018-08-26 | 16448.71 | 15546.59 | 14852.06 | 14458.7 | 14374.93 | 14471.33 | 14538.25 | 15701.99 | 17427.24 | 18947.86 | 20336.64 | 21551.1 | 22608.75 | 23498.74 | 24204.74 | 24712.75 | 24948.62 | 24600.69 | 23640.1 | 22957.76 | 22350.86 | 20757.27 | 18873.62 | 17184.75 | 468.9941 | 24948.62 | 8 | 2018
2018-08-27 | 16160.23 | 15615.2 | 15016.81 | 14806.66 | 15188.69 | 16380.77 | 17482.13 | 18195.35 | 19138.39 | 20343.99 | 21736.84 | 22932.69 | 24028.01 | 25009.92 | 25737.12 | 26260.76 | 26455.8 | 26037.22 | 24978.82 | 24164.38 | 23454.39 | 21654.28 | 19517.33 | 17639.21 | 497.935 | 26455.8 | 8 | 2018
2018-08-28 | 16398.52 | 15707.66 | 15101.36 | 14881.93 | 15236.3 | 16401.06 | 17499.64 | 18207.37 | 19157.06 | 20378.13 | 21789.59 | 22998.21 | 24077.89 | 25055.1 | 25767.11 | 26287.5 | 26483.42 | 26071.18 | 25020.66 | 24225.28 | 23531.95 | 21730.08 | 19590.62 | 17717.38 | 499.315 | 26483.42 | 8 | 2018
2018-08-29 | 16479.57 | 15526.62 | 14933.74 | 14725.95 | 15089.71 | 16262.65 | 17365.82 | 18050.26 | 18957.7 | 20125.46 | 21488.01 | 22650.72 | 23720.68 | 24706.85 | 25440.05 | 25987.42 | 26207.65 | 25808.9 | 24765.55 | 23980.65 | 23293.42 | 21513.5 | 19385.69 | 17523.49 | 493.9901 | 26207.65 | 8 | 2018
2018-08-30 | 16300.02 | 15273.04 | 14700.26 | 14509.78 | 14890.44 | 16083.37 | 17198.98 | 17846.54 | 18684.95 | 19768.45 | 21041.56 | 22107.02 | 23098.71 | 24033.79 | 24737.36 | 25274.61 | 25503.03 | 25130.37 | 24135.22 | 23403.07 | 22757.18 | 21044.22 | 18961.04 | 17141.68 | 483.6247 | 25503.03 | 8 | 2018
2018-08-31 | 16001.93 | 14804.38 | 14268.56 | 14117.75 | 14548.86 | 15813.49 | 16960.67 | 17548.55 | 18253.65 | 19173.07 | 20256.26 | 21136.86 | 21936.5 | 22715.18 | 23325.55 | 23800.74 | 24019.48 | 23691.58 | 22799.27 | 22175.23 | 21629 | 20020.39 | 18041.9 | 16320.53 | 463.3594 | 24019.48 | 8 | 2018
2018-09-01 | 16263.9 | 14707.67 | 14247.85 | 14006.23 | 14014.9 | 14167.37 | 14304.75 | 14991.42 | 16131.93 | 17086.75 | 17935.6 | 18751.44 | 19496.89 | 20306.47 | 21047.4 | 21620.63 | 21810.77 | 21317.07 | 20522.77 | 20263.47 | 19358.79 | 18164.56 | 16803.58 | 15591.99 | 422.9142 | 21810.77 | 9 | 2018
2018-09-02 | 15025.83 | 14584.96 | 14135.86 | 13903.49 | 13923.47 | 14092.6 | 14241.46 | 14906.88 | 16006.13 | 16912.56 | 17701.95 | 18447.27 | 19120.02 | 19737.13 | 20404.42 | 20926.34 | 21097.16 | 20625.98 | 19896.09 | 19704.42 | 18962.16 | 17810.75 | 16493.19 | 15323.46 | 413.9836 | 21097.16 | 9 | 2018
2018-09-03 | 14663.5 | 15758.05 | 15190.7 | 14870.92 | 14899.12 | 15205.25 | 15472.82 | 16137.69 | 17532.35 | 19156.49 | 21039.68 | 22683.77 | 23819.02 | 24707.45 | 25364.47 | 25797.43 | 25731.76 | 24931.89 | 23850.34 | 23393.43 | 22210.37 | 20440.17 | 18744.86 | 17352.25 | 478.9538 | 25797.43 | 9 | 2018
2018-09-04 | 16552.51 | 16842.06 | 16308.96 | 16083.07 | 16340.71 | 17291.59 | 18280.43 | 18836.63 | 19817.37 | 21484.23 | 23342.23 | 24932.56 | 26202.84 | 27252.54 | 27906.89 | 28284.8 | 28214.63 | 27473.74 | 26364.53 | 25756.29 | 24438.87 | 22447.12 | 20172.35 | 18557.7 | 529.1846 | 28284.8 | 9 | 2018
2018-09-05 | 17465.11 | 16081.41 | 15604.33 | 15427.3 | 15726.53 | 16712.89 | 17711.13 | 18170.4 | 18958.44 | 20112.72 | 21687.61 | 23065.16 | 24221.64 | 25244.31 | 25940.92 | 26403.24 | 26422.14 | 25751.81 | 24722.72 | 24201.43 | 22962.63 | 21070.16 | 19103.48 | 17619.26 | 500.3868 | 26422.14 | 9 | 2018
2018-09-06 | 16688.54 | 15774.13 | 15320.55 | 15163.94 | 15482.39 | 16490.2 | 17502.24 | 17918.63 | 18627.04 | 19604.51 | 21014.69 | 22283.11 | 23362.14 | 24337.04 | 25015.22 | 25482.75 | 25524.75 | 24889.74 | 23914.86 | 23455.35 | 22262.35 | 20424.73 | 18640.1 | 17197.65 | 486.3766 | 25524.75 | 9 | 2018
2018-09-07 | 16337.94 | 15617.2 | 15176.23 | 15036.99 | 15384.24 | 16434.47 | 17464.28 | 17868.31 | 18535.09 | 19457.61 | 20718.82 | 21921.67 | 22960.02 | 23905.65 | 24572.7 | 25030.16 | 25077.26 | 24455.54 | 23499.18 | 23057.08 | 21858 | 20039.04 | 18362.71 | 16943.22 | 479.7134 | 25077.26 | 9 | 2018
2018-09-08 | 16095.95 | 15522.97 | 15007.71 | 14717.64 | 14690.49 | 14834.34 | 15016.1 | 15789.49 | 17106.49 | 18287.75 | 19349.98 | 20453.61 | 21489.55 | 22320.07 | 22947.99 | 23376.09 | 23461.74 | 22921.1 | 22080.95 | 21801.26 | 20714.31 | 19239.02 | 17828.74 | 16570.77 | 451.6241 | 23461.74 | 9 | 2018
2018-09-09 | 15901.88 | 15962.67 | 15413.38 | 15093.87 | 15036.68 | 15149.09 | 15326.44 | 16160.65 | 17599.7 | 18929.29 | 20240.13 | 21700.2 | 22933.33 | 23929.87 | 24672.1 | 25163.38 | 25263.3 | 24670.39 | 23693.89 | 23282.53 | 22064.69 | 20303.43 | 18693.24 | 17343.22 | 474.5273 | 25263.3 | 9 | 2018
2018-09-10 | 16468.27 | 16083.66 | 15609.59 | 15438.1 | 15763.6 | 16788.34 | 17829.15 | 18296.13 | 19095.13 | 20271.08 | 21863.34 | 23285.46 | 24510.88 | 25587.49 | 26332.2 | 26819.67 | 26862.2 | 26191.89 | 25118.81 | 24570.19 | 23252.98 | 21316.55 | 19284.35 | 17775.95 | 504.415 | 26862.2 | 9 | 2018
2018-09-11 | 16731.52 | 15660.59 | 15216.31 | 15067.93 | 15391.83 | 16409.9 | 17450.28 | 17847.89 | 18533.01 | 19480.14 | 20838.81 | 22135.67 | 23281.5 | 24347.18 | 25116.02 | 25664.33 | 25770.82 | 25150.59 | 24131.25 | 23651.16 | 22398.96 | 20525.22 | 18699.79 | 17238.08 | 486.7388 | 25770.82 | 9 | 2018
2018-09-12 | 16300.77 | 16429.08 | 15929.85 | 15733.46 | 16019.64 | 17013.08 | 18056.96 | 18546.59 | 19405.94 | 20800.13 | 22491.57 | 23957.2 | 25155.87 | 26177.03 | 26835.23 | 27243.33 | 27233.16 | 26552.8 | 25495.49 | 24975.48 | 23675.72 | 21732.41 | 19600.82 | 18094.54 | 513.4561 | 27243.33 | 9 | 2018
2018-09-13 | 17044.26 | 15841.27 | 15385.14 | 15226.42 | 15543.59 | 16562.74 | 17616.08 | 18031.36 | 18752.51 | 19747.37 | 21231.01 | 22555.01 | 23697.07 | 24733.29 | 25457.17 | 25957.22 | 26032.51 | 25404.95 | 24388.15 | 23917.27 | 22656.71 | 20772.7 | 18891.29 | 17426.89 | 492.872 | 26032.51 | 9 | 2018
2018-09-14 | 16485.25 | 15335.54 | 14918.02 | 14799.26 | 15165.25 | 16244.76 | 17319.91 | 17677.6 | 18270.67 | 19102.48 | 20165.24 | 21311.11 | 22339.96 | 23311.19 | 24021.79 | 24533.15 | 24644.15 | 24063.99 | 23116.46 | 22715.4 | 21498.14 | 19715.89 | 18107.7 | 16706.38 | 471.5693 | 24644.15 | 9 | 2018
2018-09-15 | 15842.59 | 14761.86 | 14304.13 | 14064.45 | 14078.64 | 14265.93 | 14493.32 | 15163.34 | 16300.56 | 17255.74 | 18118.26 | 18967 | 19761.63 | 20675.63 | 21443.69 | 22035.41 | 22271.82 | 21809.01 | 20983.39 | 20754.93 | 19675.03 | 18442.22 | 17070.72 | 15848.57 | 428.3879 | 22271.82 | 9 | 2018
2018-09-16 | 15162.18 | 14523.65 | 14084.72 | 13861.36 | 13891.48 | 14097.79 | 14338.72 | 14974.06 | 16046.9 | 16923.43 | 17703.98 | 18479.03 | 19207.94 | 19933.19 | 20674.64 | 21260.65 | 21510.68 | 21077.91 | 20302.53 | 20131.26 | 19217.17 | 18022.68 | 16690.22 | 15505.45 | 417.6216 | 21510.68 | 9 | 2018
2018-09-17 | 14845.25 | 14241.66 | 13914.11 | 13869.76 | 14322.56 | 15495.61 | 16618.67 | 16817.68 | 17105.73 | 17567.14 | 18143.64 | 18604.63 | 19018.1 | 19439.2 | 19803.13 | 20145.96 | 20226.84 | 19792.16 | 19278.48 | 19248.26 | 18561.06 | 17417.84 | 16051.04 | 14878.66 | 415.4072 | 20226.84 | 9 | 2018
2018-09-18 | 14394.34 | 14112.4 | 13794.31 | 13755.44 | 14192.97 | 15350.14 | 16472.24 | 16636.57 | 16874.88 | 17281.49 | 17805.05 | 18210.93 | 18567.42 | 18960.03 | 19259.84 | 19543.66 | 19640.88 | 19290.24 | 18860.55 | 18879.09 | 18239.43 | 17130.79 | 15791.36 | 14651.96 | 407.696 | 19640.88 | 9 | 2018
2018-09-19 | 14236.16 | 14644.18 | 14281.66 | 14204.32 | 14599.56 | 15708.7 | 16822.1 | 17066.11 | 17468.48 | 18072.12 | 18829.82 | 19499.12 | 20263.94 | 21074.99 | 21691.42 | 22184.05 | 22336.89 | 21854.68 | 21073.87 | 20870.14 | 19806.95 | 18512.21 | 17020.13 | 15733.43 | 437.855 | 22336.89 | 9 | 2018
2018-09-20 | 14999.42 | 14729.34 | 14360.51 | 14277.74 | 14667.47 | 15772.24 | 16889.62 | 17144.29 | 17569.8 | 18201.7 | 18992.55 | 19711.81 | 20560.35 | 21409.54 | 22053.07 | 22561.96 | 22721.96 | 22231.27 | 21420.52 | 21191.3 | 20096.26 | 18716.88 | 17204.75 | 15898.66 | 443.383 | 22721.96 | 9 | 2018
2018-09-21 | 15146.55 | 14380.44 | 14041.67 | 13991.23 | 14428.53 | 15601.05 | 16746.02 | 16955.35 | 17271.02 | 17767.92 | 18392.94 | 18918.5 | 19397.65 | 19973.33 | 20462.62 | 20859.44 | 20978.97 | 20537.21 | 19865.9 | 19772.57 | 18976.01 | 17776.85 | 16371.16 | 15164.38 | 423.7773 | 20978.97 | 9 | 2018
2018-09-22 | 14595.84 | 14012.64 | 13625.49 | 13447.43 | 13528.39 | 13806.35 | 14104.9 | 14644.52 | 15533.97 | 16191.41 | 16720.92 | 17226.59 | 17700.47 | 18137.04 | 18535.81 | 18882.32 | 19056.96 | 18797.31 | 18371.99 | 18436.59 | 17768.05 | 16726.91 | 15553.01 | 14521.3 | 389.9262 | 19056.96 | 9 | 2018
2018-09-23 | 14133.64 | 14186.61 | 13783.09 | 13590.57 | 13658.55 | 13926.49 | 14227.67 | 14792.59 | 15734.77 | 16458.24 | 17056.35 | 17622.67 | 18140.4 | 18604.91 | 19014.04 | 19357.05 | 19521.34 | 19244.09 | 18787.44 | 18824.36 | 18123.49 | 17049.48 | 15846.61 | 14786.92 | 396.4714 | 19521.34 | 9 | 2018
2018-09-24 | 14345.56 | 15210.4 | 14809.37 | 14701.32 | 15091.44 | 16211.05 | 17358.6 | 17682.81 | 18233.2 | 19015.94 | 19994.54 | 21076.17 | 22046.97 | 22946.65 | 23593.77 | 24060.43 | 24177.12 | 23641.18 | 22748.45 | 22444.13 | 21237.05 | 19543.57 | 17973.95 | 16606.3 | 464.75 | 24177.12 | 9 | 2018
2018-09-25 | 15689.41 | 15143.15 | 14747.47 | 14641.13 | 15015.81 | 16124.4 | 17274.28 | 17568.55 | 18075.96 | 18815.29 | 19700.36 | 20675.03 | 21514.79 | 22296.03 | 22835.71 | 23233.4 | 23322.67 | 22816.35 | 22011.77 | 21805.72 | 20689.87 | 19164.69 | 17646 | 16334.34 | 457.1422 | 23322.67 | 9 | 2018
2018-09-26 | 15554.89 | 14812.65 | 14458.97 | 14390.12 | 14802.87 | 15954.63 | 17127.84 | 17355.38 | 17725.96 | 18297.49 | 18998.69 | 19571.26 | 20191.64 | 20808.31 | 21237.51 | 21581.74 | 21679.07 | 21249.11 | 20588.19 | 20527.71 | 19567.24 | 18356.08 | 16935.56 | 15718.98 | 437.4919 | 21679.07 | 9 | 2018
2018-09-27 | 15091.13 | 14163.74 | 13874.38 | 13862.42 | 14329.45 | 15535.72 | 16728.48 | 16851.3 | 17011.38 | 17322.58 | 17749.04 | 18069.27 | 18356.18 | 18691.16 | 18948.29 | 19203.4 | 19313.03 | 19054.02 | 18680.49 | 18780.58 | 18154.32 | 17078.79 | 15787.19 | 14694.97 | 407.3313 | 19313.03 | 9 | 2018
2018-09-28 | 14308.55 | 14177.13 | 13900.57 | 13907.03 | 14404.89 | 15656.35 | 16869.95 | 16987.97 | 17113.19 | 17377.15 | 17744.67 | 18009.6 | 18254.03 | 18547.54 | 18776.19 | 19004.89 | 19111.15 | 18868.31 | 18517.16 | 18634.02 | 18001.9 | 16941.16 | 15679.6 | 14613.38 | 405.4064 | 19111.15 | 9 | 2018
2018-09-29 | 14213.99 | 13508.84 | 13177.31 | 13048.34 | 13181.79 | 13532.36 | 13896.32 | 14336.62 | 15038.04 | 15468.53 | 15749.57 | 16008.09 | 16264.93 | 16516.34 | 16783.25 | 17059.04 | 17241.74 | 17068.25 | 16797.96 | 17039.19 | 16486.68 | 15578.16 | 14544.65 | 13648.43 | 366.1884 | 17241.74 | 9 | 2018
2018-09-30 | 13452.53 | 13763.67 | 13459.92 | 13358.31 | 13519.45 | 13898.77 | 14282.93 | 14703.3 | 15341.23 | 15689.58 | 15880.66 | 16049.8 | 16226.55 | 16408.39 | 16625.71 | 16881.07 | 17081.81 | 16963.27 | 16758.47 | 17057.84 | 16550.5 | 15686.27 | 14695.25 | 13842.09 | 368.1774 | 17081.81 | 9 | 2018
2018-10-01 | 13987.6 | 14130.66 | 13980.82 | 14080.42 | 14643.79 | 15830.33 | 17044.64 | 17335.3 | 17350.55 | 17394.05 | 17516.09 | 17523.91 | 17547.68 | 17665.24 | 17767.7 | 17920.55 | 17976.93 | 17888.54 | 18133.8 | 18234.36 | 17519.11 | 16570.59 | 15523.23 | 14649.84 | 398.2157 | 18234.36 | 10 | 2018
2018-10-02 | 14268.19 | 13962.07 | 13796.23 | 13877.49 | 14402.32 | 15549.88 | 16735.66 | 16952.16 | 16993.23 | 17079.03 | 17253.24 | 17307.62 | 17359.89 | 17519.38 | 17646.21 | 17818.98 | 17872.76 | 17758.06 | 17972.66 | 18063.18 | 17339.87 | 16420.2 | 15357.11 | 14474.73 | 393.7801 | 18063.18 | 10 | 2018
2018-10-03 | 14124.66 | 13881.58 | 13632.69 | 13635.72 | 14080.29 | 15146.67 | 16300.87 | 16596.38 | 16854.32 | 17315.78 | 17938.03 | 18460.42 | 18946.17 | 19485.83 | 19887.35 | 20203.79 | 20247.52 | 19942.54 | 19832.44 | 19631.14 | 18634.74 | 17254.68 | 15945.35 | 14885.69 | 412.8646 | 20247.52 | 10 | 2018
2018-10-04 | 14263.92 | 14174.86 | 13911.12 | 13901.56 | 14335.73 | 15396.03 | 16558.12 | 16882.25 | 17295 | 17866.67 | 18580.8 | 19178.68 | 19711.85 | 20272.12 | 20669.96 | 20968.87 | 20997.19 | 20678.77 | 20537.72 | 20308.72 | 19273.14 | 17852.17 | 16360.4 | 15276.17 | 425.2518 | 20997.19 | 10 | 2018
2018-10-05 | 14612.03 | 14715.89 | 14447.5 | 14444.73 | 14893.68 | 15977.61 | 17192.88 | 17695.68 | 18185.88 | 18820.77 | 19610.27 | 20312.41 | 20964.06 | 21632.85 | 22120.65 | 22478.53 | 22553.44 | 22239.83 | 22018.1 | 21694.25 | 20548.6 | 19039.44 | 17235.81 | 16044.85 | 449.4797 | 22553.44 | 10 | 2018
2018-10-06 | 15214.26 | 14338.99 | 13997.53 | 13846.25 | 13934.83 | 14145.89 | 14506.8 | 15216.92 | 16197.87 | 16917.47 | 17684.09 | 18493.03 | 19244.81 | 19921.28 | 20487.12 | 20907 | 21061.02 | 20798.8 | 20617.95 | 20388.84 | 19295.59 | 17926.71 | 16531.25 | 15514.01 | 417.1883 | 21061.02 | 10 | 2018
2018-10-07 | 14816.32 | 13963.07 | 13641.17 | 13506.17 | 13611.08 | 13842.61 | 14215.96 | 14883.25 | 15788.91 | 16417.97 | 16919.21 | 17564.38 | 18217.06 | 18819.38 | 19341.1 | 19742.38 | 19900.53 | 19666.56 | 19552.08 | 19399.24 | 18365.67 | 17064.26 | 15945.15 | 14976.15 | 400.1597 | 19900.53 | 10 | 2018
2018-10-08 | 14354.43 | 13864.13 | 13636.03 | 13660.58 | 14149.68 | 15276.28 | 16481.37 | 16762.5 | 16977.07 | 17373.58 | 17902.77 | 18338.09 | 18756.72 | 19216.69 | 19558.99 | 19828.44 | 19873.78 | 19610.87 | 19556.02 | 19420.66 | 18431.68 | 17086.66 | 15866.36 | 14838.4 | 410.8218 | 19873.78 | 10 | 2018
2018-10-09 | 14215.08 | 13672.01 | 13481.1 | 13537 | 14039.28 | 15180.84 | 16395.33 | 16604.5 | 16680.35 | 16811.56 | 17068.55 | 17231.85 | 17378.94 | 17613.69 | 17783.57 | 17963.54 | 18000.96 | 17832.09 | 17968.2 | 18025.45 | 17217.23 | 16285.09 | 15191.84 | 14278.03 | 390.4561 | 18025.45 | 10 | 2018
2018-10-10 | 13866.46 | 13576.9 | 13358.64 | 13388.56 | 13863.99 | 14980.36 | 16189.98 | 16424.79 | 16574.03 | 16798.04 | 17192.5 | 17513.88 | 17812.57 | 18184.5 | 18456.35 | 18692.51 | 18732.58 | 18499.4 | 18521.12 | 18481.78 | 17574.31 | 16483.44 | 15330 | 14356.18 | 394.8529 | 18732.58 | 10 | 2018
2018-10-11 | 13843.19 | 13454.44 | 13239.85 | 13272.61 | 13751.48 | 14874.31 | 16090.38 | 16313.31 | 16444.12 | 16647.05 | 16956.01 | 17243.53 | 17510.91 | 17855.45 | 18106.67 | 18328.81 | 18363.86 | 18136.06 | 18177.78 | 18164.49 | 17273.64 | 16275.88 | 15138.53 | 14179.66 | 389.642 | 18363.86 | 10 | 2018
2018-10-12 | 13714.47 | 13398.52 | 13187.59 | 13231.66 | 13733.21 | 14896.01 | 16128.84 | 16352.53 | 16465.2 | 16644.33 | 16900.4 | 17106.79 | 17335.08 | 17637.03 | 17856.19 | 18043.58 | 18065.24 | 17842.19 | 17900.89 | 17902.68 | 17002.88 | 16081.38 | 14967.02 | 14027.01 | 386.4207 | 18065.24 | 10 | 2018
2018-10-13 | 13578.42 | 13300.69 | 13020.21 | 12920.85 | 13063.6 | 13347.95 | 13764.24 | 14343.55 | 15091.65 | 15532.83 | 15828.08 | 16123.38 | 16419.24 | 16714.98 | 17010.89 | 17335.7 | 17490.54 | 17331.2 | 17381.31 | 17420.09 | 16630.85 | 15794.01 | 14813.98 | 13957.44 | 368.2157 | 17490.54 | 10 | 2018
2018-10-14 | 13520.04 | 13460.71 | 13197.98 | 13116.21 | 13276.94 | 13581.58 | 14015.51 | 14581 | 15287.89 | 15676.22 | 15913.97 | 16152.7 | 16398.04 | 16649.81 | 16903.22 | 17187.18 | 17359.22 | 17249.27 | 17355.54 | 17447.77 | 16676.44 | 15866.57 | 14914.08 | 14085.11 | 369.873 | 17447.77 | 10 | 2018
2018-10-15 | 13644.13 | 13650.47 | 13482.91 | 13563.45 | 14112.46 | 15316.99 | 16587.84 | 16779.12 | 16804.33 | 16868.29 | 17012.83 | 17087.97 | 17174.35 | 17341.94 | 17466.81 | 17613.82 | 17666.52 | 17546.45 | 17733.75 | 17856.81 | 17048.62 | 16188.21 | 15134.23 | 14250.04 | 387.9323 | 17856.81 | 10 | 2018
2018-10-16 | 13818.36 | 13754.7 | 13598.66 | 13688.21 | 14225.96 | 15417.48 | 16690.6 | 16855.59 | 16835.7 | 16848.92 | 16951.36 | 16952.93 | 16959.64 | 17076.16 | 17160.02 | 17300.9 | 17374.34 | 17301.04 | 17546.17 | 17732.73 | 16981.4 | 16163.51 | 15134.85 | 14283.26 | 386.6525 | 17732.73 | 10 | 2018
2018-10-17 | 13894.34 | 14075.86 | 13938.73 | 14047.82 | 14604.93 | 15815.76 | 17171.31 | 17393.64 | 17327.62 | 17286.42 | 17331.23 | 17270.64 | 17223.58 | 17294.75 | 17347.22 | 17481.24 | 17583.02 | 17566.9 | 17861.68 | 18089 | 17364.23 | 16463.82 | 15453.35 | 14621.12 | 394.5082 | 18089 | 10 | 2018
2018-10-18 | 14215.94 | 14427.79 | 14317.96 | 14454.63 | 15039.31 | 16277.79 | 17827.64 | 18030.66 | 17888.31 | 17746.26 | 17681.66 | 17514.43 | 17372.52 | 17362.24 | 17357.15 | 17471.12 | 17603.87 | 17665.3 | 18041.17 | 18337.33 | 17664.47 | 16720.58 | 15745.02 | 14948.72 | 401.7119 | 18337.33 | 10 | 2018
2018-10-19 | 14581.37 | 15140.81 | 15056.31 | 15228.94 | 15858.99 | 17202.04 | 19030.54 | 19251.26 | 19064.06 | 18851.9 | 18706.95 | 18473.03 | 18282.56 | 18225.67 | 18190.67 | 18294.69 | 18473.76 | 18618.78 | 19041.53 | 19358.54 | 18676.19 | 17646.59 | 16505.44 | 15723.52 | 423.4841 | 19358.54 | 10 | 2018
2018-10-20 | 15279.49 | 13957.48 | 13765.52 | 13753.17 | 13985.32 | 14371.97 | 14875.45 | 15378.12 | 15911.44 | 16079.39 | 16075.37 | 16072.85 | 16100.75 | 16161.91 | 16276.4 | 16435.87 | 16603.1 | 16661.32 | 16912.15 | 17229.22 | 16626.43 | 15935.38 | 15104.13 | 14395.54 | 373.9478 | 17229.22 | 10 | 2018
2018-10-21 | 14116.68 | 13624.43 | 13426.28 | 13406.34 | 13632.05 | 14016.92 | 14521.26 | 15012.16 | 15541.58 | 15709.44 | 15702.96 | 15693.79 | 15713.1 | 15764.77 | 15870.15 | 16016.96 | 16166.81 | 16206.77 | 16456.9 | 16701.33 | 16185.26 | 15502.36 | 14682.3 | 13982.75 | 363.6533 | 16701.33 | 10 | 2018
2018-10-22 | 13712.11 | 13930.45 | 13800.2 | 13917.67 | 14505.55 | 15761.9 | 17131.89 | 17343.59 | 17257.3 | 17189.8 | 17201.28 | 17113.9 | 17054.73 | 17095.35 | 17124.84 | 17228.12 | 17321.16 | 17310.33 | 17615.08 | 17868.11 | 17119.97 | 16292.43 | 15300.91 | 14477.94 | 390.6746 | 17868.11 | 10 | 2018
2018-10-23 | 14078.02 | 13560.7 | 13410.4 | 13504.69 | 14049.59 | 15263.94 | 16578.83 | 16718.78 | 16667.67 | 16647.46 | 16695.62 | 16654.84 | 16617.23 | 16673.9 | 16713.37 | 16799.4 | 16869.37 | 16815.29 | 17087.01 | 17333.46 | 16665.84 | 15882.17 | 14880.34 | 14052.45 | 380.2204 | 17333.46 | 10 | 2018
2018-10-24 | 13701.66 | 13741.25 | 13601.58 | 13706.86 | 14262.65 | 15487.74 | 16811.45 | 16964.49 | 16877.79 | 16831.52 | 16852.02 | 16785.26 | 16725.08 | 16762.62 | 16788.82 | 16892.14 | 16983.63 | 16961.6 | 17261.52 | 17530.93 | 16822.35 | 16049.52 | 15058.05 | 14241.19 | 383.7017 | 17530.93 | 10 | 2018
2018-10-25 | 13871 | 14271.37 | 14148.2 | 14272.01 | 14845.43 | 16087.22 | 17612.9 | 17814.9 | 17707.37 | 17615.67 | 17611.83 | 17512.86 | 17435.03 | 17479.5 | 17508.14 | 17633.74 | 17770.07 | 17808.84 | 18133.37 | 18416.81 | 17677.63 | 16697.27 | 15703.36 | 14886.43 | 400.521 | 18416.81 | 10 | 2018
2018-10-26 | 14461.65 | 14850.19 | 14764.28 | 14934.56 | 15564.39 | 16876.05 | 18703.66 | 18894.48 | 18684.31 | 18452.77 | 18287.64 | 18034.49 | 17825.83 | 17750.46 | 17695.06 | 17777.58 | 17950.78 | 18095.27 | 18524.07 | 18885.02 | 18189.13 | 17164.61 | 16169.25 | 15401.99 | 413.9375 | 18894.48 | 10 | 2018
2018-10-27 | 14971.31 | 14300.28 | 14158.06 | 14194.78 | 14477.75 | 14928.35 | 15496.71 | 15951.66 | 16361.51 | 16374.04 | 16200.88 | 16031.43 | 15909.94 | 15839.85 | 15857.13 | 15971.6 | 16172.79 | 16334.12 | 16704.75 | 17120.72 | 16615.17 | 16002.65 | 15257.16 | 14632.83 | 375.8655 | 17120.72 | 10 | 2018
2018-10-28 | 14390.75 | 14196.3 | 14045.58 | 14073.71 | 14348.78 | 14793.99 | 15363.86 | 15821.97 | 16249.07 | 16284.97 | 16137.7 | 15994.35 | 15895.33 | 15844.18 | 15873.71 | 15991.63 | 16187.36 | 16332.99 | 16684.39 | 17075.87 | 16565.65 | 15939.34 | 15183.42 | 14548.19 | 373.8231 | 17075.87 | 10 | 2018
2018-10-29 | 14279.3 | 15479.58 | 15437 | 15645.99 | 16323.84 | 17918.11 | 19852.58 | 20026.82 | 19729.04 | 19374.64 | 19084.18 | 18716.94 | 18418.41 | 18256.37 | 18143.73 | 18217.11 | 18449.7 | 18711.75 | 19241.84 | 19688.5 | 19049.28 | 18076.83 | 16882.77 | 16145.56 | 431.1499 | 20026.82 | 10 | 2018
2018-10-30 | 15656.57 | 16114.25 | 16101.68 | 16340.05 | 17034.47 | 18892.6 | 20849.86 | 21002.37 | 20620.47 | 20157.05 | 19756.88 | 19282.51 | 18879.36 | 18647.4 | 18483.66 | 18561.99 | 18857.01 | 19228.26 | 19850.59 | 20377.42 | 19806.27 | 18882.75 | 17676.09 | 16797.42 | 447.857 | 21002.37 | 10 | 2018
2018-10-31 | 16325.25 | 15870.62 | 15841.6 | 16063.05 | 16732.84 | 18477.77 | 20430.82 | 20590.33 | 20251.12 | 19845.75 | 19509.71 | 19099.67 | 18753.06 | 18569.62 | 18438.91 | 18527.38 | 18805.45 | 19131.59 | 19704.43 | 20196.67 | 19587.49 | 18632.11 | 17399.64 | 16573.79 | 443.3587 | 20590.33 | 10 | 2018
2018-11-01 | 16286.43 | 15214.36 | 15157.3 | 15318.24 | 15846.95 | 17008.97 | 18979.44 | 19327.49 | 19063.42 | 18699.75 | 18358.76 | 17957.84 | 17608.15 | 17366.93 | 17183.21 | 17319.95 | 18002.78 | 18787.34 | 18937.56 | 19504.58 | 19007.99 | 17890.09 | 16777.58 | 16046.58 | 421.6517 | 19504.58 | 11 | 2018
2018-11-02 | 15572.88 | 14358.48 | 14256.05 | 14376.5 | 14877.86 | 16032.77 | 17257.87 | 17594.8 | 17453.04 | 17268.89 | 17174.37 | 17039.92 | 16927.56 | 16855.92 | 16769.69 | 16865.39 | 17212.78 | 17733.92 | 17734.85 | 18194.08 | 17584.03 | 16782.84 | 15864.65 | 15096.94 | 396.8861 | 18194.08 | 11 | 2018
2018-11-03 | 14635.73 | 13263.31 | 13055.43 | 13002.1 | 13137.97 | 13463.44 | 13923.99 | 14451.93 | 14998.04 | 15204.85 | 15232.93 | 15291.68 | 15370.13 | 15416.65 | 15472.89 | 15655.45 | 16034.47 | 16324.32 | 16252.98 | 16508.57 | 16103.83 | 15442.24 | 14624.45 | 13907.18 | 356.7746 | 16508.57 | 11 | 2018
2018-11-04 | 13555.72 | 13791.86 | 13637.25 | 13622.01 | 13811.63 | 14166.57 | 14405.54 | 14829.65 | 15201.26 | 15275.99 | 15225.66 | 15224.46 | 15230.59 | 15218.03 | 15282.13 | 15465.12 | 15994.13 | 16727.61 | 16722.24 | 16430.95 | 15889.33 | 15247.34 | 14518.63 | 13898.1 | 359.3718 | 16727.61 | 11 | 2018
2018-11-05 | 13726.71 | 14522.09 | 14448.17 | 14577.39 | 15112.64 | 16271.82 | 17269.58 | 17472.26 | 17197.61 | 17034.28 | 16956.98 | 16861.96 | 16773.44 | 16715.09 | 16690.09 | 16808.2 | 17287.04 | 18478.88 | 18482.47 | 17928.94 | 17153.1 | 16442.15 | 15569.63 | 14850.39 | 394.6309 | 18482.47 | 11 | 2018
2018-11-06 | 14547.44 | 14222.49 | 14131.12 | 14239.8 | 14734.89 | 15854.65 | 16838.81 | 16948.28 | 16768.21 | 16632.81 | 16590.69 | 16523.82 | 16447.31 | 16416.01 | 16405.69 | 16536.99 | 17010.01 | 18017.78 | 17981.72 | 17416.13 | 16836.06 | 16118.19 | 15235.18 | 14510.73 | 386.9648 | 18017.78 | 11 | 2018
2018-11-07 | 14277.15 | 14696.55 | 14588.33 | 14683.8 | 15163.79 | 16265.47 | 17264.72 | 17538.24 | 17379.58 | 17306.37 | 17400.23 | 17463.26 | 17517.77 | 17638.75 | 17747.06 | 18053.67 | 18907.57 | 20089.41 | 19923.77 | 19226.96 | 18144.3 | 17028.24 | 16072.32 | 15278.46 | 409.6558 | 20089.41 | 11 | 2018
2018-11-08 | 14848.11 | 15335.02 | 15299.5 | 15466.93 | 16018.96 | 17192.15 | 18929.13 | 19113.4 | 18667.85 | 18223.11 | 17905.36 | 17553.95 | 17245.68 | 17127.89 | 17059.1 | 17183.99 | 18035.71 | 19459.42 | 19597.05 | 19161.31 | 18301.05 | 17237.9 | 16397.35 | 15719.76 | 417.0797 | 19597.05 | 11 | 2018
2018-11-09 | 15416.26 | 15722.3 | 15705.83 | 15899.97 | 16489.86 | 17991.08 | 19800.67 | 19988.26 | 19484.34 | 18955.83 | 18540.73 | 18099.25 | 17704.36 | 17431.37 | 17305.39 | 17441.4 | 18392.67 | 19887.26 | 20083.62 | 19684.4 | 18834.37 | 17682.95 | 16740.92 | 16084.2 | 429.3673 | 20083.62 | 11 | 2018
2018-11-10 | 15768.19 | 14888.48 | 14798.66 | 14850.55 | 15106.93 | 15531.68 | 15835.55 | 16237.07 | 16490.8 | 16406.41 | 16188.14 | 16030.48 | 15901.62 | 15774.46 | 15758.07 | 15922.27 | 16524.43 | 17407.49 | 17609.4 | 17340.29 | 16861.22 | 16281.85 | 15616.56 | 15062.85 | 384.1934 | 17609.4 | 11 | 2018
2018-11-11 | 14916.3 | 14380.93 | 14265.28 | 14290.09 | 14520.74 | 14924.67 | 15218.99 | 15622.5 | 15917.82 | 15892.25 | 15736.95 | 15639.25 | 15561.67 | 15477.61 | 15489.64 | 15657.44 | 16231.64 | 17055.2 | 17125.38 | 16909.65 | 16398.67 | 15793.29 | 15107.71 | 14531.39 | 372.6651 | 17125.38 | 11 | 2018
2018-11-12 | 14386.32 | 15019.78 | 14963.41 | 15112.21 | 15667.29 | 16854.33 | 18333.94 | 18543.55 | 18185.69 | 17853.65 | 17656.95 | 17434.85 | 17299.19 | 17234.74 | 17204.51 | 17329.97 | 18180.38 | 19522.28 | 19557.16 | 19046.33 | 18080.34 | 17075.29 | 16204.96 | 15489.05 | 412.2362 | 19557.16 | 11 | 2018
2018-11-13 | 15119.84 | 14776.7 | 14719.73 | 14864.02 | 15395.44 | 16558.75 | 17859.84 | 18028.85 | 17625.96 | 17249.42 | 17087.07 | 16938.54 | 16791.82 | 16700.8 | 16646.98 | 16766.86 | 17282.01 | 18622.45 | 18697.26 | 18243 | 17342.64 | 16654.18 | 15806.8 | 15119.05 | 400.898 | 18697.26 | 11 | 2018
2018-11-14 | 14850.16 | 15029.16 | 14985.09 | 15142.97 | 15687.49 | 16863.24 | 18397.77 | 18563.18 | 18124.02 | 17697.01 | 17399.01 | 17140.46 | 16969.38 | 16857.89 | 16790.16 | 16908.21 | 17546.83 | 18941.12 | 19056.51 | 18633.1 | 17745.64 | 16906.01 | 16068.83 | 15392.21 | 407.6955 | 19056.51 | 11 | 2018
2018-11-15 | 15096.99 | 15531.09 | 15512.72 | 15697.54 | 16268.16 | 17625.63 | 19462.08 | 19621.19 | 19110.12 | 18582.6 | 18178.54 | 17748.13 | 17357.94 | 17165.34 | 17069.83 | 17184.32 | 18071.04 | 19564.37 | 19761.25 | 19397.34 | 18554.66 | 17406.56 | 16585.1 | 15930.85 | 422.4834 | 19761.25 | 11 | 2018
2018-11-16 | 15631.9 | 15444.42 | 15419.43 | 15604.47 | 16186.82 | 17478.99 | 19328.09 | 19497.41 | 19001.93 | 18493.84 | 18102.53 | 17685.99 | 17334.71 | 17184.5 | 17089.44 | 17187.31 | 18000.36 | 19469.42 | 19640.13 | 19254.27 | 18369.04 | 17277.59 | 16461.35 | 15803.42 | 420.9474 | 19640.13 | 11 | 2018
2018-11-17 | 15504.49 | 15448.52 | 15395.67 | 15485.8 | 15780.53 | 16250.29 | 16602.99 | 16985.6 | 17167.01 | 16987.35 | 16668.64 | 16417.24 | 16207.76 | 16011.39 | 15944.83 | 16094.09 | 16737.86 | 17919.35 | 18245.86 | 18057.16 | 17336.46 | 16793.61 | 16169.51 | 15657.81 | 395.8698 | 18245.86 | 11 | 2018
2018-11-18 | 15467.67 | 16564.36 | 16567.65 | 16716.87 | 17068.24 | 17761.64 | 18443.74 | 19096.14 | 19264.86 | 18737.55 | 17947.88 | 17306.69 | 16990.74 | 16705.07 | 16578.69 | 16721.03 | 17457.25 | 19321 | 19825.2 | 19762.76 | 19116.76 | 18270.84 | 17319.22 | 16855.14 | 425.867 | 19825.2 | 11 | 2018
2018-11-19 | 16586.62 | 16978.85 | 17038.97 | 17308.67 | 18464.74 | 20695.76 | 22647.98 | 22794.75 | 22074.97 | 21251.48 | 20530.36 | 19811.01 | 19187.4 | 18710.08 | 18397.67 | 18553.08 | 19654.19 | 21436.37 | 21866.34 | 21673.9 | 20933.91 | 19893.33 | 18590.54 | 17572.26 | 472.6532 | 22794.75 | 11 | 2018
2018-11-20 | 17133.5 | 16135.41 | 16151.08 | 16371.76 | 16977.2 | 18902.9 | 20807.7 | 20946.88 | 20331.83 | 19664.14 | 19112.72 | 18546.77 | 18041.97 | 17680.94 | 17442.76 | 17616.73 | 18644.74 | 20273.95 | 20579.79 | 20314.32 | 19519.35 | 18421.35 | 17211.4 | 16590.2 | 443.4194 | 20946.88 | 11 | 2018
2018-11-21 | 16292.56 | 16248.02 | 16270.49 | 16498.02 | 17110.95 | 19147.58 | 21067.92 | 21202.37 | 20565.97 | 19869.84 | 19288.61 | 18696.44 | 18168.63 | 17788.4 | 17536.68 | 17707.4 | 18749.72 | 20405.65 | 20732.8 | 20487.34 | 19699.77 | 18611.19 | 17327.52 | 16713.73 | 446.1876 | 21202.37 | 11 | 2018
2018-11-22 | 16209.39 | 15580.44 | 15564.85 | 15701.12 | 16097.26 | 16771.62 | 17393.91 | 17695.48 | 17708.84 | 17542.91 | 17234.09 | 16886.15 | 16495.91 | 16157.91 | 15989.99 | 16122.69 | 16730.75 | 18055.17 | 18424.48 | 18368.27 | 17749.03 | 17015.82 | 16442.77 | 15964.28 | 403.9031 | 18424.48 | 11 | 2018
2018-11-23 | 15766.36 | 15100.16 | 15057.74 | 15173.11 | 15560.3 | 16242.73 | 16731.98 | 16919.8 | 16968.89 | 16924.68 | 16799.79 | 16578.22 | 16237.87 | 15934.77 | 15789.31 | 15907.82 | 16476.85 | 17468.77 | 17748.05 | 17622.74 | 17022.48 | 16500.96 | 15912.91 | 15413.31 | 391.8596 | 17748.05 | 11 | 2018
2018-11-24 | 15380.87 | 16268.75 | 16261.76 | 16400.22 | 16741.79 | 17262.37 | 17911.94 | 18550.27 | 18734.98 | 18237.89 | 17479.21 | 17050.38 | 16751.24 | 16478.78 | 16359.22 | 16495.56 | 17194.25 | 18885.84 | 19359.13 | 19300.4 | 18619.08 | 17754.28 | 17017.08 | 16550.44 | 417.0457 | 19359.13 | 11 | 2018
2018-11-25 | 16290 | 16149.67 | 16137.4 | 16270.07 | 16606.77 | 17123.81 | 17675.54 | 18312.94 | 18510.7 | 18032.9 | 17300.64 | 16953.42 | 16663.97 | 16399.83 | 16285.78 | 16422.1 | 17114.83 | 18730.77 | 19187.11 | 19119.08 | 18425.25 | 17551.62 | 16894.04 | 16424.08 | 414.5823 | 19187.11 | 11 | 2018
2018-11-26 | 16204.88 | 15965.9 | 15980.23 | 16201.48 | 16829.31 | 18671.18 | 20616.82 | 20755.41 | 20148.7 | 19492.53 | 18946.84 | 18395.3 | 17915.8 | 17558 | 17345.42 | 17474.63 | 18486.75 | 20097.35 | 20383.57 | 20115.9 | 19274.43 | 18159.63 | 17069.25 | 16444.01 | 438.5333 | 20755.41 | 11 | 2018
2018-11-27 | 16114.31 | 18191.81 | 18381.64 | 18945.86 | 20197.42 | 22494.37 | 24532.42 | 24639.03 | 23760.67 | 22730.58 | 21794.17 | 20873.15 | 20067.74 | 19453.91 | 19043.4 | 19187.86 | 20400.93 | 22386.09 | 22982.49 | 22946.55 | 22297.87 | 21337.34 | 20114.87 | 19187.03 | 502.0615 | 24639.03 | 11 | 2018
2018-11-28 | 18414.48 | 17592.1 | 17752 | 18284.72 | 19506.14 | 21776.66 | 23797.42 | 23906.91 | 23076.33 | 22113.58 | 21248.5 | 20394.17 | 19645.35 | 19078.93 | 18700.01 | 18847.85 | 20026.06 | 21944.01 | 22484.98 | 22410.49 | 21729.8 | 20742.19 | 19497.16 | 18544.25 | 491.5141 | 23906.91 | 11 | 2018
2018-11-29 | 17922.75 | 17315.67 | 17398.5 | 17914.36 | 19120.09 | 21378.41 | 23394.36 | 23503.6 | 22696.99 | 21768.93 | 20940.43 | 20121.11 | 19401.85 | 18860.2 | 18497.48 | 18645.93 | 19805.93 | 21688.49 | 22200.05 | 22107.7 | 21407.59 | 20405.1 | 19149.67 | 18184.77 | 483.83 | 23503.6 | 11 | 2018
2018-11-30 | 17597.09 | 17147.31 | 17216.37 | 17577.61 | 18783.69 | 21058.84 | 23078.44 | 23200.59 | 22423.55 | 21533.96 | 20737.65 | 19950.24 | 19263.6 | 18742.4 | 18392.33 | 18525.25 | 19656.91 | 21496.84 | 21967.61 | 21840.2 | 21090.75 | 20061.23 | 18798.11 | 17820.16 | 477.9607 | 23200.59 | 11 | 2018
2018-12-01 | 17159.34 | 16722.43 | 16576.11 | 16655.61 | 17022.88 | 17598.03 | 18265.27 | 19018.87 | 19428.57 | 19114.81 | 18521.83 | 17991.98 | 17509.41 | 17126.7 | 16999.7 | 17345.44 | 18712.97 | 20351.25 | 20400.68 | 20191.72 | 19611.64 | 18809.08 | 17765.6 | 16821.05 | 435.721 | 20400.68 | 12 | 2018
2018-12-02 | 16610.09 | 18834.75 | 18795.7 | 18987.97 | 19463.35 | 20134.9 | 20867.64 | 21639.03 | 21904.89 | 21286.54 | 20434.92 | 19662.94 | 18974.81 | 18419.55 | 18176.99 | 18508.13 | 19999.55 | 21920.31 | 22200.09 | 22126.38 | 21607.37 | 20891.58 | 19932.01 | 19079.97 | 480.4595 | 22200.09 | 12 | 2018
2018-12-03 | 18716.85 | 18834.01 | 18852.73 | 19201.84 | 20158.44 | 22101.08 | 24190.33 | 24511.81 | 23929.35 | 23082.18 | 22270.26 | 21425.49 | 20742.74 | 20244.32 | 19949.8 | 20201.12 | 21556.27 | 23502.44 | 23643.85 | 23388.53 | 22736.67 | 21720.45 | 20446.1 | 19372.81 | 514.7795 | 24511.81 | 12 | 2018
2018-12-04 | 18912.94 | 18230.41 | 18218.21 | 18531.97 | 19433.63 | 21239.94 | 23299.85 | 23609.56 | 23068.84 | 22288.35 | 21552.28 | 20833.34 | 20189.86 | 19739.94 | 19475.85 | 19741.39 | 21067.69 | 22905.93 | 22995.81 | 22718.21 | 22054.64 | 21069.19 | 19797.1 | 18707.28 | 499.6822 | 23609.56 | 12 | 2018
2018-12-05 | 18306.84 | 17201.36 | 17138.75 | 17399.18 | 18250.63 | 20014.22 | 21895.22 | 22208.49 | 21756.73 | 21114.22 | 20582.85 | 20009.04 | 19460.38 | 19090.07 | 18878.77 | 19149.22 | 20417.23 | 22048.34 | 22033.18 | 21685.02 | 21013.77 | 20046.26 | 18737.46 | 17606.71 | 476.0439 | 22208.49 | 12 | 2018
2018-12-06 | 17261.99 | 19294.63 | 19328.51 | 19691.81 | 20640.5 | 22636.95 | 24736.8 | 25049.15 | 24435.15 | 23548.29 | 22701.82 | 21823.79 | 21053.32 | 20544.14 | 20241.82 | 20510.49 | 21959.78 | 23961.94 | 24138.64 | 23918.7 | 23296.58 | 22292.53 | 20958.12 | 19897.43 | 523.9229 | 25049.15 | 12 | 2018
2018-12-07 | 19363.37 | 21105.06 | 21235.77 | 21732.53 | 22939.45 | 25149.15 | 27324.58 | 27628.12 | 26833.42 | 25691.01 | 24565.72 | 23423.96 | 22395.13 | 21627.04 | 21188.81 | 21421.1 | 23080.15 | 25316.2 | 25693.16 | 25611.45 | 25085.17 | 24179.73 | 22875.68 | 21787.92 | 567.2537 | 27628.12 | 12 | 2018
2018-12-08 | 21175.07 | 20286.84 | 20323.99 | 20596.47 | 21149.34 | 21959.17 | 22854.76 | 23671.35 | 23793.59 | 22971 | 21799.25 | 20807.26 | 19972.74 | 19294.19 | 18967.67 | 19284.68 | 20866.22 | 23089.53 | 23528.56 | 23579.87 | 23142.37 | 22428.22 | 21430.12 | 20647.04 | 517.6193 | 23793.59 | 12 | 2018
2018-12-09 | 20339.99 | 19151.99 | 19135.11 | 19350.49 | 19848.95 | 20550.02 | 21318.56 | 22130.16 | 22345.36 | 21655.61 | 20706.3 | 19876.67 | 19140.14 | 18543.25 | 18270.37 | 18590.1 | 20106.96 | 22099.86 | 22428.99 | 22408.02 | 21906.76 | 21178.73 | 20246.66 | 19421.76 | 490.7508 | 22428.99 | 12 | 2018
2018-12-10 | 19173.59 | 18637.13 | 18650.21 | 18993.46 | 19944.86 | 21864.18 | 23971.31 | 24284.04 | 23704.2 | 22865.29 | 22061.49 | 21247.03 | 20573.41 | 20081.52 | 19789.74 | 20036.36 | 21379.89 | 23300.43 | 23430.95 | 23182.6 | 22514.73 | 21494.5 | 20244.79 | 19171.85 | 510.5976 | 24284.04 | 12 | 2018
2018-12-11 | 18743.02 | 15047.84 | 14877.82 | 15025.91 | 15769.37 | 17444.14 | 19209.43 | 19493.46 | 19259.78 | 18916.44 | 18640.58 | 18307.26 | 17965.45 | 17767.94 | 17670.76 | 17951.8 | 19098.81 | 20424.47 | 20211.54 | 19772.04 | 19003.17 | 17933.74 | 16545.32 | 15324.36 | 430.4044 | 20424.47 | 12 | 2018
2018-12-12 | 15125.01 | 16442.8 | 16344.87 | 16568.58 | 17384.76 | 19125 | 20935.49 | 21209.18 | 20857.04 | 20348.32 | 19896.71 | 19398.68 | 18916.61 | 18601.24 | 18424.82 | 18694.57 | 19923.89 | 21410.9 | 21333.33 | 20991.67 | 20300.28 | 19298.17 | 17968 | 16810.9 | 456.3108 | 21410.9 | 12 | 2018
2018-12-13 | 16397.22 | 15874.81 | 15748.04 | 15941.74 | 16728.51 | 18443.1 | 20236.81 | 20513.75 | 20208.04 | 19764.75 | 19381.87 | 18947.65 | 18520.78 | 18251.44 | 18105.77 | 18378.67 | 19574.61 | 20997.46 | 20866.67 | 20488.01 | 19766.22 | 18737.86 | 17385.73 | 16203.89 | 445.4634 | 20997.46 | 12 | 2018
2018-12-14 | 15883.87 | 16152.02 | 16038.59 | 16250.6 | 17069.22 | 18824.17 | 20634.94 | 20921.81 | 20598.3 | 20124.82 | 19704.08 | 19234.63 | 18780.72 | 18483.65 | 18318.12 | 18573.09 | 19773.03 | 21218.71 | 21103.31 | 20726.53 | 19990.17 | 18963.86 | 17626.48 | 16456.84 | 451.4516 | 21218.71 | 12 | 2018
2018-12-15 | 16086.19 | 17918.53 | 17842.5 | 17995.47 | 18435.12 | 19088.88 | 19834.96 | 20562.89 | 20844.15 | 20358.71 | 19581.57 | 18882.04 | 18255.87 | 17751.3 | 17539.06 | 17862.15 | 19310.98 | 21110.4 | 21294.53 | 21206.38 | 20687.29 | 19949.26 | 18976.88 | 18105.92 | 459.481 | 21294.53 | 12 | 2018
2018-12-16 | 17780.79 | 18535.86 | 18490.71 | 18676.07 | 19147.06 | 19828.09 | 20591.94 | 21316.91 | 21573.45 | 20993.88 | 20143.01 | 19375.03 | 18690.46 | 18137.14 | 17892.6 | 18212.2 | 19696.97 | 21569.54 | 21839.95 | 21786.29 | 21271.08 | 20560.79 | 19611.92 | 18767.23 | 474.489 | 21839.95 | 12 | 2018
2018-12-17 | 18463.75 | 17542.31 | 17503.17 | 17791.31 | 18690.94 | 20511.1 | 22495.82 | 22808.84 | 22318.33 | 21608.09 | 20984.38 | 20362.73 | 19786.35 | 19375.85 | 19137.55 | 19386.61 | 20670.12 | 22373.09 | 22395.31 | 22079.9 | 21359.19 | 20401.78 | 19117.22 | 18004.29 | 485.168 | 22808.84 | 12 | 2018
2018-12-18 | 17616.44 | 16646.21 | 16561.27 | 16798.16 | 17628.36 | 19383.5 | 21209.1 | 21505.67 | 21100.27 | 20558.87 | 20072.03 | 19542.66 | 19032.82 | 18694.3 | 18501.93 | 18766.82 | 20010.63 | 21539.81 | 21479.37 | 21154.67 | 20473.2 | 19483.23 | 18167.58 | 17025.87 | 462.9528 | 21539.81 | 12 | 2018
2018-12-19 | 16687.01 | 15573.21 | 15433.77 | 15613.65 | 16388.4 | 18093.63 | 19883.69 | 20158.69 | 19870.02 | 19452.3 | 19095.92 | 18687.52 | 18281.16 | 18029.16 | 17894.82 | 18166.41 | 19346.33 | 20739.66 | 20586.48 | 20195.27 | 19458.26 | 18419.65 | 17061.87 | 15873.33 | 438.9902 | 20739.66 | 12 | 2018
2018-12-20 | 15573.13 | 14676.82 | 14493.39 | 14627.02 | 15357.5 | 17025.52 | 18794.11 | 19071.75 | 18852.05 | 18532.34 | 18279.55 | 17968.19 | 17644.53 | 17461.62 | 17372.91 | 17648.26 | 18777.21 | 20072.41 | 19838.09 | 19393 | 18607.52 | 17528.9 | 16139.31 | 14914.82 | 418.65 | 20072.41 | 12 | 2018
2018-12-21 | 14655.83 | 18045.97 | 18027.84 | 18340.11 | 19255.22 | 21095.75 | 23164.07 | 23474.9 | 22939.95 | 22168.4 | 21434.05 | 20743.22 | 20108.56 | 19660.19 | 19393.95 | 19636.72 | 20947.75 | 22746.17 | 22814.73 | 22532.72 | 21817.63 | 20838.78 | 19575.33 | 18487.54 | 491.9054 | 23474.9 | 12 | 2018
2018-12-22 | 17943.9 | 19870.78 | 19892.92 | 20149.24 | 20688.16 | 21435.59 | 22342.64 | 23149.82 | 23289.19 | 22496.44 | 21356.21 | 20437 | 19624.66 | 18964.18 | 18648.12 | 18958.61 | 20521.84 | 22666.67 | 23077.2 | 23124 | 22659.8 | 21931.2 | 20985.87 | 20199.08 | 504.4131 | 23289.19 | 12 | 2018
2018-12-23 | 19803.39 | 16912.19 | 16785.96 | 16886.15 | 17275.52 | 17884.78 | 18601.54 | 19334.39 | 19695.57 | 19323.11 | 18664.58 | 18076.75 | 17545.38 | 17120.48 | 16961.89 | 17290.04 | 18680.21 | 20366.48 | 20457.64 | 20304.66 | 19730.78 | 18947.14 | 17937.89 | 17025.92 | 441.6124 | 20457.64 | 12 | 2018
2018-12-24 | 16737.37 | 16735.96 | 16644.48 | 16807.88 | 17361.97 | 18286.76 | 19194.96 | 19625.44 | 19768.23 | 19598.86 | 19237.61 | 18687.08 | 17950.33 | 17353.02 | 17084.42 | 17370.63 | 18664.2 | 20237.37 | 20305.92 | 20206.57 | 19706.24 | 18974.2 | 18016.1 | 17123.51 | 441.6791 | 20305.92 | 12 | 2018
2018-12-25 | 16806.86 | 18334.97 | 18320.44 | 18562.13 | 19169.79 | 20134.43 | 21074.05 | 21530.58 | 21541.08 | 21150.99 | 20596.49 | 19865 | 18963.61 | 18244.57 | 17893.61 | 18183.54 | 19579.62 | 21345.41 | 21596.46 | 21612.45 | 21186.43 | 20533.79 | 19634.77 | 18814.24 | 474.6753 | 21612.45 | 12 | 2018
2018-12-26 | 18584.69 | 19192.23 | 19302.43 | 19681.21 | 20462.37 | 21819.48 | 23202.83 | 23582.69 | 23622.28 | 23420.59 | 23067.95 | 22491.12 | 21775.32 | 21263 | 21074.45 | 21419.83 | 23008.59 | 24798.19 | 24754.54 | 24343.89 | 23512.83 | 22367.14 | 20977.87 | 19870.34 | 527.5959 | 24798.19 | 12 | 2018
2018-12-27 | 19317.6 | 21647.59 | 21832.02 | 22397.48 | 23623.75 | 25845.52 | 28053.15 | 28331.78 | 27467 | 26236.59 | 25021.32 | 23798.06 | 22697.23 | 21873.55 | 21364.02 | 21628.65 | 23346.38 | 25671.5 | 26126.32 | 26122.59 | 25653.15 | 24790.05 | 23519.72 | 22470.85 | 578.8359 | 28331.78 | 12 | 2018
2018-12-28 | 21790.26 | 22320.28 | 22535.34 | 23137.79 | 24412.88 | 26688.11 | 28918.32 | 29208.66 | 28301.64 | 27005.21 | 25713.97 | 24419.51 | 23262.35 | 22386.5 | 21841.37 | 22088.82 | 23831.77 | 26219.12 | 26720.13 | 26736.23 | 26271.48 | 25424.68 | 24178.83 | 23153.52 | 596.5668 | 29208.66 | 12 | 2018
2018-12-29 | 22506.23 | 19531.4 | 19522.02 | 19746.94 | 20254.96 | 20963.86 | 21790.99 | 22621.09 | 22837.74 | 22145.89 | 21141.94 | 20320.11 | 19594.57 | 19009.42 | 18747.7 | 19079.18 | 20619.5 | 22703.51 | 23032.59 | 23007.4 | 22487.9 | 21706.8 | 20741.35 | 19909.6 | 504.0227 | 23032.59 | 12 | 2018
2018-12-30 | 19662.83 | 17210.4 | 17098.21 | 17213.36 | 17616.87 | 18236.63 | 18957.12 | 19690.36 | 20030.17 | 19627.19 | 18935.26 | 18316.29 | 17758.71 | 17312.11 | 17139.96 | 17466.92 | 18872.91 | 20589.95 | 20707.05 | 20569.63 | 20011.73 | 19241.04 | 18242.03 | 17341.77 | 447.8485 | 20707.05 | 12 | 2018
2018-12-31 | 17203.83 | 16876.92 | 16802.99 | 17054.74 | 17919.5 | 19705.25 | 21558.53 | 21879.14 | 21453.41 | 20884.99 | 20377.69 | 19834.36 | 19324.44 | 18970.27 | 18771.35 | 19025.25 | 20267.26 | 21831.39 | 21780.9 | 21418.39 | 20725.94 | 19737.4 | 18425.88 | 17283.8 | 469.1136 | 21879.14 | 12 | 2018
2019-01-01 | 16855.86 | 17958.98 | 17936.3 | 18131.71 | 18629.19 | 19487.1 | 20407.93 | 20673.67 | 20656.33 | 20471.9 | 20104.89 | 19597.74 | 18917.04 | 18327.3 | 18017.71 | 18194.68 | 19014.17 | 20523.45 | 20955.99 | 21058.51 | 20643.82 | 20002.45 | 19181.47 | 18500.71 | 464.2489 | 21058.51 | 1 | 2019
2019-01-02 | 18261.34 | 18152.77 | 18150.07 | 18427.77 | 19194.33 | 20802.02 | 23022.57 | 23218.98 | 22544.12 | 21790.46 | 21151.84 | 20636.8 | 20140.59 | 19752.84 | 19497.36 | 19642.8 | 20425.25 | 22073.57 | 22556.76 | 22426.3 | 21597.9 | 20737.1 | 19617.63 | 18727.07 | 492.5482 | 23218.98 | 1 | 2019
2019-01-03 | 18291.3 | 19113.5 | 19154.6 | 19479 | 20289.58 | 22163.95 | 24659.57 | 24857.19 | 24090.43 | 23204.22 | 22342.49 | 21457.98 | 20873.02 | 20422.47 | 20126.23 | 20271.49 | 21108.36 | 23184.54 | 23777.66 | 23717.53 | 22950.99 | 21772.08 | 20634.42 | 19775.17 | 517.7178 | 24857.19 | 1 | 2019
2019-01-04 | 19283.36 | 16654.97 | 16574.62 | 16774.13 | 17479.39 | 19041.73 | 20729.14 | 20886.32 | 20537.11 | 20186.05 | 19864.28 | 19521.2 | 19173.65 | 18906.72 | 18731.26 | 18873.36 | 19555.15 | 20855.76 | 21046.56 | 20840.53 | 20156.24 | 19219.34 | 18041.66 | 17083.29 | 460.0158 | 21046.56 | 1 | 2019
2019-01-05 | 16789.7 | 14742.62 | 14521.9 | 14490.17 | 14697.95 | 15154.86 | 15814.47 | 16371.04 | 16822.18 | 16852 | 16635.5 | 16481.58 | 16315.43 | 16142.62 | 16110.36 | 16332.9 | 17028.82 | 18247.17 | 18377.32 | 18194.27 | 17512.52 | 16665.1 | 15668.85 | 14821.68 | 390.791 | 18377.32 | 1 | 2019
2019-01-06 | 14716.73 | 17586.19 | 17506.62 | 17623.54 | 17973.32 | 18553.26 | 19290.63 | 19835.11 | 20062.01 | 19775.21 | 19223.11 | 18754.92 | 18322.28 | 17926.28 | 17745.73 | 17953.1 | 18813.04 | 20347.91 | 20739.28 | 20735.97 | 20206.55 | 19487.12 | 18596.35 | 17866.82 | 449.6411 | 20739.28 | 1 | 2019
2019-01-07 | 17494.41 | 19309.94 | 19363.35 | 19702.97 | 20548.86 | 22555.44 | 25049.18 | 25259.59 | 24475.86 | 23558.44 | 22657.12 | 21739.1 | 21087.2 | 20613.14 | 20303.8 | 20436.55 | 21270.81 | 23402.76 | 24019.88 | 23956.82 | 23195.73 | 22031.36 | 20830.46 | 19976.05 | 522.8388 | 25259.59 | 1 | 2019
2019-01-08 | 19424.83 | 17835.98 | 17814.18 | 18071.83 | 18818.96 | 20402.57 | 22416.63 | 22625.54 | 22001.32 | 21321.65 | 20865.31 | 20396.15 | 19937.92 | 19582.9 | 19351.48 | 19503.34 | 20262.19 | 21777.64 | 22209.5 | 22027.8 | 21296.71 | 20424.94 | 19286.28 | 18376.57 | 486.0322 | 22625.54 | 1 | 2019
2019-01-09 | 18005.68 | 17369.98 | 17324.43 | 17556.84 | 18280.4 | 19841.73 | 21597.82 | 21811.88 | 21268.3 | 20840.49 | 20441.79 | 20027.19 | 19614.23 | 19297.6 | 19092.32 | 19248.03 | 19979.06 | 21361.12 | 21667.97 | 21470.45 | 20855.97 | 19962.6 | 18805.03 | 17875.07 | 473.596 | 21811.88 | 1 | 2019
2019-01-10 | 17493.55 | 17068.51 | 17007.29 | 17223.17 | 17930.98 | 19477.05 | 21149.54 | 21299.98 | 20920.1 | 20528.38 | 20167.86 | 19789 | 19406.05 | 19114.79 | 18926.87 | 19085.25 | 19797.78 | 21144.02 | 21379.02 | 21201.45 | 20571.25 | 19663.86 | 18493.5 | 17549.83 | 466.3891 | 21379.02 | 1 | 2019
2019-01-11 | 17195.04 | 18840.49 | 18865.12 | 19175.34 | 19985.9 | 21708.52 | 24164.82 | 24385.1 | 23664.98 | 22835.07 | 22026.1 | 21281.15 | 20737.35 | 20306.92 | 20025.16 | 20160.37 | 20962.69 | 22884.12 | 23427.45 | 23304.95 | 22503.74 | 21390.69 | 20286.44 | 19412.19 | 509.5297 | 24385.1 | 1 | 2019
2019-01-12 | 18903.82 | 16479.57 | 16341.34 | 16396.83 | 16686.96 | 17207.81 | 17894.05 | 18451.17 | 18776.88 | 18626.34 | 18217.79 | 17882.69 | 17562.84 | 17261.94 | 17146.91 | 17364.85 | 18155.04 | 19555.79 | 19838.05 | 19748.04 | 19162.84 | 18391.68 | 17451.94 | 16669.81 | 430.175 | 19838.05 | 1 | 2019
2019-01-13 | 16518.94 | 15816.16 | 15644.29 | 15664.2 | 15920.69 | 16410.51 | 17074.06 | 17635.72 | 18016.12 | 17942.03 | 17614.61 | 17355.86 | 17099.98 | 16853.07 | 16774.53 | 16997.35 | 17748.18 | 19072.51 | 19292.01 | 19155.87 | 18535.2 | 17733.58 | 16767.48 | 15956.73 | 413.5997 | 19292.01 | 1 | 2019
2019-01-14 | 15778.9 | 17573.62 | 17536.34 | 17780.76 | 18534.78 | 20120.95 | 21961.8 | 22196.55 | 21627.29 | 21129.48 | 20718.5 | 20296.52 | 19888.41 | 19560.75 | 19351.6 | 19499.44 | 20226.39 | 21627.04 | 22005.07 | 21757.37 | 21087.49 | 20194.64 | 19036.5 | 18102.05 | 477.5922 | 22196.55 | 1 | 2019
2019-01-15 | 17621.21 | 19817.35 | 19888.88 | 20245.23 | 21085.4 | 23308.94 | 25770.13 | 25982.2 | 25158.19 | 24183.17 | 23224.12 | 22243.55 | 21365.87 | 20866.48 | 20542.2 | 20689.97 | 21576.55 | 23904.91 | 24580.55 | 24543.82 | 23852.03 | 22723.04 | 21319.69 | 20482.56 | 534.976 | 25982.2 | 1 | 2019
2019-01-16 | 19923.89 | 23533.29 | 23860.45 | 24613.31 | 26078.23 | 28658.96 | 31243.34 | 31436.06 | 30258.52 | 28784.4 | 27296.68 | 25821.78 | 24492.5 | 23422.86 | 22723.6 | 22901.05 | 24384.77 | 27211.51 | 28298.31 | 28544.56 | 28091.61 | 27163.92 | 25798.42 | 24795.25 | 629.3373 | 31436.06 | 1 | 2019
2019-01-17 | 23812.47 | 22799.41 | 23088.97 | 23802.37 | 25229.18 | 27774.64 | 30332.43 | 30530.76 | 29414.72 | 28026.44 | 26629.37 | 25238.84 | 23981.2 | 22971.72 | 22313.14 | 22495.91 | 23935.41 | 26677.08 | 27694.18 | 27888.89 | 27397.86 | 26436.58 | 25041.37 | 24005.65 | 617.5186 | 30530.76 | 1 | 2019
2019-01-18 | 23260.92 | 21455.36 | 21604.75 | 22225.33 | 23594.09 | 26098.09 | 28617.12 | 28836.35 | 27845.2 | 26626.48 | 25404.09 | 24175.92 | 23059.85 | 22164.83 | 21581.64 | 21759.8 | 23102.9 | 25672.06 | 26542.15 | 26622.63 | 26026.48 | 24987.36 | 23537.29 | 22436.83 | 587.2375 | 28836.35 | 1 | 2019
2019-01-19 | 21758.44 | 20705.97 | 20772.99 | 21045.08 | 21541.96 | 22545.11 | 23655.7 | 24437.91 | 24451.87 | 23586.9 | 22318.79 | 21277.28 | 20572.37 | 19949.69 | 19623.45 | 19824.74 | 20851.62 | 23166.25 | 24100.98 | 24321.31 | 23828.49 | 23001.49 | 21874.84 | 21181.86 | 530.3951 | 24451.87 | 1 | 2019
2019-01-20 | 20857.14 | 20207.91 | 20249.42 | 20494.68 | 20964.7 | 21693.67 | 22778.46 | 23566.14 | 23639.41 | 22857.2 | 21676.47 | 20881.91 | 20225.61 | 19643.82 | 19345.28 | 19550.28 | 20547.18 | 22652.08 | 23519.65 | 23690.19 | 23160.76 | 22301.4 | 21283.88 | 20645.91 | 516.4332 | 23690.19 | 1 | 2019
2019-01-21 | 20323.78 | 18727.22 | 18742.12 | 19041.66 | 19847.67 | 21484.92 | 23878.49 | 24121.92 | 23446.14 | 22668.79 | 21913.51 | 21237.94 | 20734.18 | 20327.62 | 20069.22 | 20218.11 | 21003.68 | 22890.77 | 23404.09 | 23225.69 | 22432.9 | 21344.22 | 20217.4 | 19321.19 | 510.6232 | 24121.92 | 1 | 2019
2019-01-22 | 18933.93 | 19503.24 | 19553.71 | 19888.14 | 20706.46 | 22729.37 | 25134.17 | 25364.95 | 24600.5 | 23702.47 | 22823.84 | 21916.06 | 21177.78 | 20715.46 | 20419.19 | 20576.22 | 21414.76 | 23632.58 | 24251.37 | 24150.44 | 23442.07 | 22288.89 | 20989.17 | 20128.81 | 528.0436 | 25364.95 | 1 | 2019
2019-01-23 | 19653.24 | 20809.6 | 20924.37 | 21326.83 | 22517.01 | 24939.08 | 27391.46 | 27615.53 | 26706.79 | 25604.57 | 24509.27 | 23398.13 | 22377.49 | 21567.63 | 21173.6 | 21323.8 | 22543.76 | 25003.96 | 25791.86 | 25805.75 | 25197.38 | 24127.35 | 22629.33 | 21526.48 | 564.4643 | 27615.53 | 1 | 2019
2019-01-24 | 20980.05 | 20412.91 | 20506.63 | 20886.84 | 21863.45 | 24255.07 | 26680.55 | 26911.4 | 26053.36 | 25020.8 | 23999.22 | 22956.65 | 21993.65 | 21301.04 | 20961.06 | 21115.58 | 22212.66 | 24604.19 | 25336.21 | 25304.94 | 24668.23 | 23571.76 | 22048.28 | 21097.27 | 554.7418 | 26911.4 | 1 | 2019
2019-01-25 | 20652.71 | 22057.99 | 22299.04 | 22965.91 | 24358.83 | 26866.71 | 29356.32 | 29590.98 | 28572.48 | 27307.36 | 26034.5 | 24755.82 | 23596.39 | 22666.55 | 22065.32 | 22251.15 | 23620.36 | 26240.8 | 27156.69 | 27241.56 | 26690.73 | 25678.12 | 24234.57 | 23146.21 | 599.4071 | 29590.98 | 1 | 2019
2019-01-26 | 22322.87 | 19624.88 | 19631.26 | 19839.78 | 20273.65 | 20895.92 | 21663.77 | 22474.05 | 22640.31 | 21981.27 | 21086.76 | 20438.91 | 19852.48 | 19330.51 | 19075.48 | 19292.27 | 20245.87 | 22105.67 | 22879.27 | 22956.72 | 22391.58 | 21524.74 | 20675.97 | 20002.09 | 503.2061 | 22956.72 | 1 | 2019
2019-01-27 | 19772.25 | 19844.26 | 19860.89 | 20080.27 | 20524.35 | 21154.2 | 22033.73 | 22844.6 | 22989.09 | 22298.51 | 21286.68 | 20616.43 | 20011 | 19473.22 | 19208.09 | 19424.5 | 20389.75 | 22341.9 | 23142.28 | 23235.27 | 22687.57 | 21799.89 | 20900.96 | 20234.99 | 506.1547 | 23235.27 | 1 | 2019
2019-01-28 | 19914.33 | 18616.9 | 18618.66 | 18905.06 | 19696.29 | 21289.3 | 23559.43 | 23826.51 | 23196.88 | 22474.96 | 21776.63 | 21176.45 | 20701.76 | 20320.66 | 20083.5 | 20242.98 | 21010.17 | 22850.16 | 23327.53 | 23090.66 | 22300.76 | 21243.24 | 20095.32 | 19179.69 | 507.4978 | 23826.51 | 1 | 2019
2019-01-29 | 18797.09 | 15806.43 | 15663.91 | 15796.24 | 16418.29 | 17855.86 | 19395.1 | 19589.25 | 19366.39 | 19180.25 | 19034.61 | 18848.82 | 18630.71 | 18479.93 | 18395.56 | 18584.08 | 19195.63 | 20349.07 | 20430.95 | 20093.23 | 19412.83 | 18438.26 | 17180.47 | 16148.5 | 441.0915 | 20430.95 | 1 | 2019
2019-01-30 | 15926.03 | 18501.47 | 18486.21 | 18753.26 | 19503.95 | 21051.55 | 23206.31 | 23481.24 | 22896.56 | 22236.7 | 21610.93 | 21079.46 | 20634.39 | 20294.78 | 20086.44 | 20269.58 | 21036.38 | 22882.52 | 23316.4 | 23043.72 | 22247.16 | 21182.21 | 20009.69 | 19074.96 | 500.8119 | 23481.24 | 1 | 2019
2019-01-31 | 18547.78 | 19741.59 | 19794.01 | 20131.72 | 20949.5 | 23045.56 | 25383.19 | 25641.63 | 24893.6 | 24006.53 | 23136.84 | 22230.82 | 21402.62 | 20942.73 | 20653.39 | 20821.32 | 21720.97 | 23974.4 | 24597.09 | 24456.65 | 23781.46 | 22636.83 | 21224.28 | 20354.47 | 534.069 | 25641.63 | 1 | 2019
2019-02-01 | 20136.63 | 19142.25 | 19239.54 | 19639.65 | 20538.49 | 22689.5 | 24990.24 | 25051.03 | 24184.58 | 23218.73 | 22302.92 | 21393.29 | 20687.82 | 20170.83 | 19788.02 | 19796.74 | 20328.26 | 21788.73 | 22866.63 | 23007.13 | 22388.81 | 21428.13 | 20386.82 | 19592.35 | 514.7571 | 25051.03 | 2 | 2019
2019-02-02 | 19249.24 | 18933.22 | 18975.53 | 19232.67 | 19717.18 | 20458.35 | 21338.04 | 21905.91 | 21897.24 | 21174.67 | 20329.24 | 19632.91 | 19019.21 | 18462.22 | 18133.16 | 18212.85 | 18857.68 | 20286.04 | 21229.37 | 21540.57 | 21074.96 | 20498.91 | 19765.74 | 19154.45 | 479.0794 | 21905.91 | 2 | 2019
2019-02-03 | 18940.16 | 19127.51 | 19178.11 | 19444.09 | 19936.69 | 20682.27 | 21622.73 | 22193.17 | 22170.2 | 21425.85 | 20507 | 19793.2 | 19164.58 | 18595.29 | 18258.77 | 18339.29 | 18993.25 | 20439.36 | 21445.45 | 21764.63 | 21290.66 | 20693.55 | 19964.48 | 19358.54 | 483.3288 | 22193.17 | 2 | 2019
2019-02-04 | 19124.81 | 21360.27 | 21618.52 | 22272.85 | 23592.92 | 25996.15 | 28350.44 | 28416.69 | 27364.73 | 26128.29 | 24928.43 | 23760.02 | 22724.36 | 21869.26 | 21259.72 | 21273.39 | 22110.89 | 24096.68 | 25405.43 | 25686.46 | 25209.23 | 24359.18 | 23167.98 | 22237.41 | 572.3141 | 28416.69 | 2 | 2019
2019-02-05 | 21530.48 | 22193.62 | 22482.71 | 23167.98 | 24497.2 | 26898.59 | 29254.4 | 29317.12 | 28216.73 | 26913.41 | 25649.31 | 24417.73 | 23319.81 | 22429.49 | 21797.07 | 21828.7 | 22721.34 | 24789.67 | 26159.03 | 26481.97 | 26056.39 | 25233.66 | 24054.72 | 23146.54 | 592.5577 | 29317.12 | 2 | 2019
2019-02-06 | 22473.55 | 17998.3 | 18034.49 | 18366.03 | 19185.55 | 20868.82 | 23058.83 | 23131.67 | 22399.15 | 21619.61 | 20907.02 | 20357.68 | 19842.32 | 19430.51 | 19122.24 | 19159.92 | 19626.59 | 20809.09 | 21668.27 | 21696.74 | 21059.72 | 20273.21 | 19234.28 | 18382.13 | 488.7057 | 23131.67 | 2 | 2019
2019-02-07 | 18202 | 18809.16 | 18884.96 | 19258.5 | 20117.4 | 22090.48 | 24321.83 | 24391.67 | 23579.31 | 22686.51 | 21852.44 | 21014.54 | 20417.03 | 19942.65 | 19593.01 | 19626.69 | 20139.07 | 21500.15 | 22534.46 | 22626.06 | 22025.11 | 21078.71 | 20068.73 | 19248.81 | 504.0093 | 24391.67 | 2 | 2019
2019-02-08 | 18897.97 | 17851.66 | 17874.92 | 18198.28 | 19020.59 | 20714.48 | 22826.15 | 22919.26 | 22222.5 | 21485.55 | 20854.92 | 20332.42 | 19845.04 | 19452 | 19156.39 | 19184.78 | 19628.03 | 20776.81 | 21569.2 | 21552.08 | 20917.91 | 20108.69 | 19058.34 | 18190.52 | 482.6385 | 22919.26 | 2 | 2019
2019-02-09 | 17896.92 | 17223.99 | 17171.98 | 17330.51 | 17718.58 | 18357.7 | 19066.19 | 19531.93 | 19690.65 | 19352.77 | 18780.23 | 18301.15 | 17870.49 | 17468.48 | 17247.61 | 17349.54 | 17881.31 | 19092.07 | 19850.63 | 19941.87 | 19472.18 | 18814.24 | 17996.2 | 17295.59 | 440.7028 | 19941.87 | 2 | 2019
2019-02-10 | 17164.27 | 19419.66 | 19475.42 | 19747.82 | 20243.89 | 20975.07 | 21944.44 | 22538.01 | 22522.12 | 21777.15 | 20780.14 | 20061.24 | 19427.78 | 18855.9 | 18522.55 | 18614.04 | 19270.93 | 20723.4 | 21819.4 | 22109.95 | 21667.87 | 20996.8 | 20257.75 | 19645.38 | 488.561 | 22538.01 | 2 | 2019
2019-02-11 | 19338.51 | 20395.11 | 20546.22 | 21002.35 | 22216.26 | 24540.93 | 26800.4 | 26887.26 | 25942.29 | 24849.99 | 23799.26 | 22761.16 | 21832.77 | 21086.65 | 20664.62 | 20686.18 | 21299.2 | 23132.84 | 24333.26 | 24508.54 | 24001.38 | 23111.39 | 21868.27 | 20952.87 | 546.5577 | 26887.26 | 2 | 2019
2019-02-12 | 20496.43 | 18256.84 | 18298.08 | 18635.78 | 19459.11 | 21188.52 | 23350.04 | 23442.26 | 22713.92 | 21931.45 | 21213.79 | 20591.89 | 20070.53 | 19655.17 | 19348.75 | 19395.57 | 19865.49 | 21054.84 | 21993.59 | 21999.1 | 21369.37 | 20538.99 | 19492.55 | 18635.8 | 492.9979 | 23442.26 | 2 | 2019
2019-02-13 | 18386.27 | 18649.58 | 18708.94 | 19065.94 | 19907.25 | 21780.47 | 23946.52 | 24040.15 | 23277.26 | 22444.48 | 21673.4 | 20910.53 | 20355.52 | 19912.18 | 19587.87 | 19634.38 | 20124.94 | 21427.07 | 22420.72 | 22450.58 | 21849.62 | 20930.46 | 19895.64 | 19052.43 | 500.4322 | 24040.15 | 2 | 2019
2019-02-14 | 18706.28 | 16964.63 | 16938.52 | 17205.68 | 17960.68 | 19567.14 | 21275.17 | 21382.99 | 20819.26 | 20364.87 | 19973.37 | 19569.89 | 19177.13 | 18870.01 | 18637.23 | 18695.17 | 19085.75 | 20122.33 | 20737.67 | 20650.14 | 20099.15 | 19260.36 | 18159.01 | 17242.5 | 461.4649 | 21382.99 | 2 | 2019
2019-02-15 | 17042.9 | 16350.47 | 16290.02 | 16526.01 | 17262.72 | 18862.66 | 20472.6 | 20570.1 | 20175.56 | 19800.84 | 19488.04 | 19157.59 | 18830.75 | 18574.21 | 18374.76 | 18424.09 | 18765.57 | 19719.76 | 20262.54 | 20111.49 | 19499.73 | 18619.77 | 17493.33 | 16545.66 | 447.2212 | 20570.1 | 2 | 2019
2019-02-16 | 16311.57 | 16890.39 | 16811.66 | 16943.26 | 17302.74 | 17897.93 | 18542.6 | 19030.79 | 19246.6 | 18980.33 | 18483.23 | 18070.1 | 17694.34 | 17340.16 | 17156.46 | 17273.81 | 17771.22 | 18916.52 | 19624.42 | 19650.37 | 19173.76 | 18495.5 | 17642.85 | 16908.4 | 432.159 | 19650.37 | 2 | 2019
2019-02-17 | 16753.44 | 19726.4 | 19787.72 | 20066.88 | 20567.21 | 21356.28 | 22282.39 | 22900.44 | 22891.3 | 22144.63 | 21076.37 | 20340.3 | 19700.38 | 19125.15 | 18794.92 | 18898.29 | 19558.28 | 21017.24 | 22207.12 | 22466.93 | 22059.17 | 21353.8 | 20562.05 | 19943.42 | 495.5801 | 22900.44 | 2 | 2019
2019-02-18 | 19611.92 | 20847.54 | 21012.09 | 21580.02 | 22850.19 | 25166.01 | 27377.91 | 27486.63 | 26531.25 | 25413.7 | 24335.93 | 23268.36 | 22312.73 | 21527.83 | 21017.59 | 21049.7 | 21781.2 | 23646.29 | 24876.64 | 25036.47 | 24571.71 | 23701.54 | 22454.3 | 21471.07 | 558.9286 | 27486.63 | 2 | 2019
2019-02-19 | 20948.4 | 19081.28 | 19154.24 | 19526.5 | 20380.1 | 22382.09 | 24509.35 | 24621.31 | 23845.07 | 22984.59 | 22183.49 | 21367.84 | 20706.08 | 20245.49 | 19913.76 | 19968.53 | 20472.36 | 21905.6 | 22930.47 | 22951.73 | 22391.01 | 21424.48 | 20332.79 | 19491.87 | 513.7184 | 24621.31 | 2 | 2019
2019-02-20 | 19213.99 | 15176.98 | 15053.72 | 15219.62 | 15875.32 | 17380.07 | 18913.91 | 19018.49 | 18729.55 | 18502.75 | 18352.1 | 18169.97 | 17964.38 | 17815.39 | 17692.03 | 17770.67 | 18045.58 | 18859.87 | 19294.52 | 19057.75 | 18420.28 | 17496.75 | 16310.64 | 15303.52 | 423.6379 | 19294.52 | 2 | 2019
2019-02-21 | 15238.02 | 14741.9 | 14595.45 | 14737.19 | 15369.15 | 16850.48 | 18363.99 | 18473.66 | 18223.83 | 18050.89 | 17957.11 | 17827.27 | 17666.17 | 17554.62 | 17456.92 | 17539.84 | 17787.25 | 18548.81 | 18940.5 | 18669.63 | 18010.81 | 17066.95 | 15861.3 | 14832.99 | 410.3647 | 18940.5 | 2 | 2019
2019-02-22 | 14676.97 | 15788.52 | 15690.73 | 15888.41 | 16586.05 | 18134.19 | 19677.72 | 19797.19 | 19475.71 | 19195.65 | 18983.03 | 18742.14 | 18490.03 | 18297.84 | 18146.15 | 18211.41 | 18506.43 | 19371.58 | 19843.9 | 19615.91 | 18984.07 | 18073.82 | 16905.62 | 15916.03 | 432.9991 | 19843.9 | 2 | 2019
2019-02-23 | 15644.99 | 17093.56 | 17015.03 | 17147.77 | 17506 | 18081.13 | 18677.63 | 19185.55 | 19415.58 | 19160.35 | 18675.14 | 18268.87 | 17897.27 | 17548.5 | 17373.64 | 17503.8 | 17998.28 | 19138.22 | 19844.82 | 19839.73 | 19384.32 | 18709.88 | 17842.55 | 17096.86 | 436.0495 | 19844.82 | 2 | 2019
2019-02-24 | 16914.3 | 16213 | 16089.13 | 16174.31 | 16486.67 | 17018.86 | 17582.32 | 18097.44 | 18401.86 | 18250.29 | 17874.52 | 17570.16 | 17284.92 | 17008.81 | 16883.23 | 17020.1 | 17461.26 | 18498.52 | 19121.07 | 19053.09 | 18552.14 | 17837.21 | 16933.86 | 16148.72 | 418.4758 | 19121.07 | 2 | 2019
2019-02-25 | 16077.59 | 15451.14 | 15335.77 | 15513.34 | 16197.86 | 17718.01 | 19226.53 | 19357.67 | 19078.02 | 18851.28 | 18695.23 | 18510.33 | 18312.45 | 18155.8 | 18033.54 | 18110.21 | 18379.55 | 19196.49 | 19633.51 | 19364.81 | 18727.74 | 17805.61 | 16612.37 | 15595.23 | 427.9401 | 19633.51 | 2 | 2019
2019-02-26 | 15394.14 | 17210.06 | 17179.08 | 17442.99 | 18190.29 | 19757.52 | 21409.42 | 21561.52 | 21018.17 | 20567.35 | 20207.31 | 19825.88 | 19450.05 | 19160.34 | 18948.49 | 19027.96 | 19407.1 | 20422.93 | 21027.07 | 20880.06 | 20360.24 | 19523.51 | 18394.05 | 17454.34 | 463.8199 | 21561.52 | 2 | 2019
2019-02-27 | 17121.38 | 18566.03 | 18602.02 | 18936.46 | 19751.1 | 21503.19 | 23532.02 | 23677.67 | 22998.35 | 22261.82 | 21590 | 20911.25 | 20409.2 | 20013.87 | 19732.07 | 19804.8 | 20261.61 | 21518.67 | 22453.91 | 22368.24 | 21787.07 | 20869.45 | 19789.52 | 18905.28 | 497.365 | 23677.67 | 2 | 2019
2019-02-28 | 18539.21 | 16892.17 | 16842.56 | 17087.13 | 17815.16 | 19360.06 | 20877.45 | 21029.31 | 20610.18 | 20231.99 | 19919.29 | 19581.17 | 19242.01 | 18983.55 | 18794.24 | 18878.96 | 19235.27 | 20207.41 | 20776.76 | 20596.81 | 20062.83 | 19210.33 | 18063.06 | 17104.86 | 459.9418 | 21029.31 | 2 | 2019
2019-03-01 | 16993.3 | 15779.11 | 15772.8 | 16041.87 | 16773.73 | 18350.79 | 20059.35 | 20130.96 | 19509.56 | 18962.07 | 18594.68 | 18283.82 | 17968.37 | 17688.19 | 17486.52 | 17465.69 | 17711.85 | 18340.16 | 18905.2 | 19023.21 | 18454.16 | 17630.85 | 16569.61 | 15722.77 | 428.2186 | 20130.96 | 3 | 2019
2019-03-02 | 15641.96 | 17834.94 | 17893.72 | 18144.54 | 18605.04 | 19455.96 | 20176.75 | 20707.5 | 20661.9 | 20018.06 | 19140.23 | 18492.54 | 17984.2 | 17493.1 | 17225.44 | 17260.52 | 17743.96 | 18727.75 | 19777.28 | 20230.76 | 19810.62 | 19086.02 | 18304.42 | 17722.91 | 448.1401 | 20707.5 | 3 | 2019
2019-03-03 | 17598.5 | 18231.75 | 18308.91 | 18579.37 | 19124.56 | 20054.67 | 20780.67 | 21312.68 | 21231.71 | 20536.65 | 19604.05 | 18813.53 | 18270.82 | 17751.25 | 17465.47 | 17499.92 | 18004.33 | 19050.6 | 20207.41 | 20686.05 | 20294.82 | 19592.22 | 18711.3 | 18143.79 | 459.855 | 21312.68 | 3 | 2019
2019-03-04 | 18057.69 | 19729.25 | 19968.04 | 20568.72 | 21788.69 | 24022.26 | 25956.23 | 26017.03 | 25029.21 | 23954.2 | 22982.88 | 22038.79 | 21184.38 | 20452.65 | 19947.66 | 19908.23 | 20503.75 | 21836.9 | 23009.43 | 23417.69 | 23001.51 | 22157.91 | 20963.2 | 20062.43 | 526.5587 | 26017.03 | 3 | 2019
2019-03-05 | 19677.05 | 19071.4 | 19272.32 | 19831.98 | 20993.51 | 23167.25 | 25067.11 | 25120.39 | 24179.91 | 23178.55 | 22290 | 21418.59 | 20612.48 | 19939.42 | 19469.52 | 19446.96 | 20011.11 | 21274.91 | 22391.15 | 22767.34 | 22335.37 | 21468.42 | 20245.81 | 19322.47 | 512.553 | 25120.39 | 3 | 2019
2019-03-06 | 19057.05 | 18027.51 | 18131.59 | 18507.21 | 19489.65 | 21601.06 | 23454.17 | 23517.36 | 22685.57 | 21836 | 21107.73 | 20385.62 | 19706.06 | 19139.44 | 18764.95 | 18755.86 | 19214.41 | 20327.7 | 21320.59 | 21605.64 | 21106.19 | 20179.61 | 18915.38 | 18149.74 | 484.9861 | 23517.36 | 3 | 2019
2019-03-07 | 18000.47 | 17813.04 | 17905.06 | 18268.19 | 19167.09 | 21261.29 | 23097.09 | 23165.28 | 22360.57 | 21547.79 | 20857.97 | 20171.2 | 19521.52 | 18980.36 | 18655.04 | 18648.83 | 19058.41 | 20136.01 | 21100.18 | 21359.97 | 20847.64 | 19907.67 | 18692.69 | 17915.55 | 478.4389 | 23165.28 | 3 | 2019
2019-03-08 | 17761.97 | 17442.35 | 17508.85 | 17856.05 | 18659.9 | 20712.44 | 22527.39 | 22616.2 | 21863.31 | 21120 | 20491.97 | 19867.17 | 19275.02 | 18804.45 | 18536.03 | 18518.24 | 18845.78 | 19835.28 | 20735.92 | 20934.11 | 20366.44 | 19389.89 | 18269.04 | 17473 | 469.4108 | 22616.2 | 3 | 2019
2019-03-09 | 17320.89 | 16355.7 | 16330.5 | 16494.45 | 16868.98 | 17475.45 | 17933.62 | 18373.91 | 18484.66 | 18187.06 | 17716.58 | 17342.74 | 16996.71 | 16644.17 | 16475.22 | 16530.97 | 16913.24 | 17702.83 | 18412.87 | 18622.31 | 18221.59 | 17587.05 | 16767.67 | 16105.45 | 415.8646 | 18622.31 | 3 | 2019
2019-03-10 | 16117.61 | 16167.56 | 16117.15 | 16275.54 | 16620.39 | 17227.06 | 17983.59 | 18532.24 | 18777.07 | 18521.03 | 18023.22 | 17602.96 | 17233.43 | 16852.59 | 16613.02 | 16632.61 | 16849.44 | 17173.11 | 17894.71 | 18867.55 | 18714.89 | 18119.13 | 17247.94 | 16516.51 | 416.6803 | 18867.55 | 3 | 2019
2019-03-11 | 16222.59 | 16706.4 | 16724.54 | 17033.03 | 17785.41 | 19555.37 | 21715.08 | 21957.55 | 21439.18 | 20857.37 | 20306.01 | 19729.61 | 19202.82 | 18768.81 | 18472.91 | 18432.46 | 18559.78 | 18811.01 | 19632.04 | 20744.01 | 20472.63 | 19511.69 | 18279.71 | 17374.48 | 458.2945 | 21957.55 | 3 | 2019
2019-03-12 | 16880.95 | 15650.37 | 15611.28 | 15858.34 | 16532.78 | 18040.28 | 19960.45 | 20199.17 | 19783.02 | 19352.15 | 18964.72 | 18579.34 | 18265.92 | 17991.08 | 17749.79 | 17727.79 | 17800.02 | 17937.62 | 18502.37 | 19445.77 | 19125.39 | 18287.35 | 17143.05 | 16199.92 | 431.5889 | 20199.17 | 3 | 2019
2019-03-13 | 15823.72 | 15585.67 | 15491.4 | 15686.61 | 16308.62 | 17758.85 | 19556.28 | 19875.32 | 19655.15 | 19469.57 | 19358.52 | 19215.41 | 19061.96 | 18933.56 | 18793.96 | 18838.46 | 18916.93 | 18973.28 | 19499.6 | 20349.55 | 19870.12 | 18748.95 | 17488.29 | 16430.6 | 439.6904 | 20349.55 | 3 | 2019
2019-03-14 | 15852.83 | 14240.45 | 14128.95 | 14300.23 | 14901.02 | 16337.85 | 17911.88 | 18107.98 | 17902.28 | 17732.84 | 17607.91 | 17447.66 | 17269.56 | 17108.6 | 16944.99 | 16933.06 | 16918.28 | 16890.78 | 17322.99 | 18031.65 | 17718.01 | 16876.22 | 15675.29 | 14669.74 | 398.8311 | 18107.98 | 3 | 2019
2019-03-15 | 14363.58 | 15367.09 | 15304.13 | 15537.38 | 16205.6 | 17716.27 | 19489.19 | 19755.35 | 19392.28 | 19029.89 | 18714.82 | 18440.59 | 18170.55 | 17924.95 | 17706.81 | 17676.15 | 17715.48 | 17797.26 | 18312.63 | 19121.18 | 18775.9 | 17967.31 | 16805.67 | 15842.35 | 423.1324 | 19755.35 | 3 | 2019
2019-03-16 | 15394.08 | 14635.29 | 14500.49 | 14570.98 | 14829.95 | 15345.65 | 16014.51 | 16587.54 | 16970.2 | 16921.24 | 16632.27 | 16405.16 | 16198.29 | 15955.87 | 15813.67 | 15851.96 | 15967.77 | 16096.95 | 16661.52 | 17500.18 | 17273.38 | 16603.88 | 15659.09 | 14848.92 | 383.2388 | 17500.18 | 3 | 2019
2019-03-17 | 14632.96 | 15106.71 | 14993.38 | 15086.79 | 15366.98 | 15897.45 | 16568.84 | 17143.93 | 17495.14 | 17400.25 | 17061.95 | 16787.83 | 16541.16 | 16265.8 | 16102.88 | 16140.9 | 16280.97 | 16457.29 | 17061.59 | 17921.82 | 17722.42 | 17073.14 | 16142.05 | 15347.74 | 392.6 | 17921.82 | 3 | 2019
2019-03-18 | 15074.2 | 16391.94 | 16386.7 | 16671.64 | 17399.2 | 19007.71 | 21087.05 | 21355.26 | 20898.79 | 20395.12 | 19922.27 | 19413.94 | 18942.54 | 18603.62 | 18339.2 | 18309.9 | 18404 | 18595.45 | 19302.71 | 20339.99 | 20067.19 | 19088.03 | 17922.33 | 16990.64 | 448.9094 | 21355.26 | 3 | 2019
2019-03-19 | 16500.74 | 14899.39 | 14813.89 | 15013.52 | 15639.66 | 17085.59 | 18641.91 | 18906.63 | 18611.52 | 18391.35 | 18210.83 | 17996.45 | 17771.78 | 17573.58 | 17389.45 | 17382.27 | 17395.63 | 17422.74 | 17902.54 | 18623.68 | 18351.57 | 17535.42 | 16345.79 | 15355.09 | 413.761 | 18906.63 | 3 | 2019
2019-03-20 | 15028.15 | 13734.07 | 13589.13 | 13726.49 | 14292.17 | 15682.82 | 17198.29 | 17414.02 | 17272.92 | 17188.04 | 17150.18 | 17068.13 | 16956.36 | 16852.71 | 16732.25 | 16732.83 | 16676.2 | 16569.25 | 16939.37 | 17580.38 | 17248.43 | 16379.46 | 15143.42 | 14101.43 | 387.2565 | 17580.38 | 3 | 2019
2019-03-21 | 13803.68 | 14634.26 | 14530.89 | 14712.29 | 15320.1 | 16744.48 | 18277.7 | 18494.41 | 18291.37 | 18117.15 | 17985.08 | 17815.97 | 17630.24 | 17465.58 | 17305.86 | 17306.07 | 17299.82 | 17286.35 | 17730.78 | 18417.81 | 18129.46 | 17295.26 | 16085.84 | 15074.73 | 405.7552 | 18494.41 | 3 | 2019
2019-03-22 | 14683.4 | 15864.58 | 15818.23 | 16070.35 | 16753.55 | 18259.58 | 20139.43 | 20426.08 | 20043.5 | 19644.65 | 19274.41 | 18859.52 | 18550.36 | 18280.89 | 18052.37 | 18028.34 | 18082.12 | 18195.41 | 18742.82 | 19666.44 | 19350.89 | 18452.92 | 17294.36 | 16337.01 | 434.8712 | 20426.08 | 3 | 2019
2019-03-23 | 15880.94 | 16820.03 | 16782.38 | 16957.05 | 17311.99 | 17891.02 | 18563.47 | 19267.12 | 19578.62 | 19248.88 | 18630.35 | 18192.99 | 17808.12 | 17419.09 | 17186.02 | 17226.02 | 17452.09 | 17794.28 | 18537.65 | 19628.9 | 19510.35 | 18788.28 | 17902.4 | 17161.22 | 431.5393 | 19628.9 | 3 | 2019
2019-03-24 | 16824.41 | 15671.13 | 15575.93 | 15690.05 | 15986.84 | 16513.77 | 17149.76 | 17742.8 | 18078.68 | 17954.44 | 17582.2 | 17272.64 | 16996.09 | 16697.83 | 16525.55 | 16572.24 | 16730.55 | 16942.85 | 17580.08 | 18434.48 | 18274.33 | 17644.4 | 16714.86 | 15925.31 | 407.0812 | 18434.48 | 3 | 2019
2019-03-25 | 15702.44 | 14854.33 | 14757.92 | 14949.04 | 15583.14 | 17025.55 | 18541.73 | 18806.29 | 18596.55 | 18429.05 | 18297.93 | 18132.83 | 17964.38 | 17797.88 | 17645.61 | 17642.62 | 17631.63 | 17615.38 | 18056.25 | 18711.31 | 18417.33 | 17577.99 | 16361.4 | 15336.92 | 414.4355 | 18806.29 | 3 | 2019
2019-03-26 | 14980.1 | 13514.73 | 13344.79 | 13457.99 | 13997.2 | 15347.04 | 16806.13 | 17047.65 | 16964.96 | 16953.06 | 16991.04 | 16978.57 | 16927.57 | 16877.64 | 16799.44 | 16818.5 | 16735.38 | 16570.71 | 16889.06 | 17464.26 | 17117.77 | 16222.13 | 14949.08 | 13869.96 | 383.6248 | 17464.26 | 3 | 2019
2019-03-27 | 13586.82 | 14793.71 | 14653.29 | 14801.68 | 15372.52 | 16741.53 | 18215.24 | 18492.16 | 18405.68 | 18372.12 | 18395.78 | 18384.78 | 18345.18 | 18310.98 | 18250.98 | 18308.76 | 18296.36 | 18215.99 | 18553.48 | 19190.38 | 18758.12 | 17841.61 | 16540.31 | 15439.78 | 416.2672 | 19190.38 | 3 | 2019
2019-03-28 | 14919.83 | 14228.24 | 14023.16 | 14108.17 | 14615.2 | 15918.61 | 17349.48 | 17673.66 | 17736.4 | 17895.69 | 18132 | 18334.18 | 18487.1 | 18620.32 | 18680.12 | 18789.15 | 18738.89 | 18532.23 | 18713.64 | 19216.86 | 18669.92 | 17646.13 | 16242.79 | 15038.99 | 412.3108 | 19216.86 | 3 | 2019
2019-03-29 | 14489.44 | 13444.25 | 13242.18 | 13335.3 | 13860.79 | 15205.36 | 16638.62 | 16924.77 | 16921.17 | 17007.08 | 17141.53 | 17231.49 | 17278.87 | 17307.09 | 17288.09 | 17322.23 | 17218.34 | 16991.12 | 17224.33 | 17705.89 | 17280.08 | 16319.78 | 14995.04 | 13862.76 | 386.2356 | 17705.89 | 3 | 2019
2019-03-30 | 13490.23 | 13957.77 | 13750.31 | 13749.83 | 13933.2 | 14340.8 | 14871.86 | 15512.79 | 16062.48 | 16224.28 | 16157.21 | 16138.01 | 16113.18 | 16030.99 | 16011.84 | 16102.72 | 16147.28 | 16113.03 | 16523.03 | 17180.92 | 16894.74 | 16140.41 | 15089.04 | 14171.89 | 370.7078 | 17180.92 | 3 | 2019
2019-03-31 | 13902.45 | 13685.58 | 13469.76 | 13459.93 | 13634.05 | 14031 | 14546.5 | 15184.53 | 15741.23 | 15914.67 | 15857.29 | 15842.93 | 15819.99 | 15738.51 | 15719.56 | 15804.62 | 15830.6 | 15772.35 | 16174.66 | 16825.86 | 16545.28 | 15794.75 | 14745.37 | 13828.96 | 363.8704 | 16825.86 | 3 | 2019
2019-04-01 | 13613.43 | 13066.09 | 12897.35 | 13008.28 | 13622.43 | 14929.37 | 16205.35 | 16462.64 | 16402.02 | 16393.25 | 16420.79 | 16383.68 | 16313.38 | 16299.98 | 16297.85 | 16351.2 | 16444.86 | 16395.29 | 16286.12 | 16661.75 | 16639.02 | 15805.97 | 14636.41 | 13629.01 | 371.1655 | 16661.75 | 4 | 2019
2019-04-02 | 13212.93 | 14354.89 | 14247.8 | 14422.03 | 15078.83 | 16414.7 | 18239.21 | 18590.7 | 18335.28 | 18096.28 | 17900.27 | 17614.99 | 17306.87 | 17131.2 | 17015.02 | 17100.37 | 17351.49 | 17502.35 | 17532.14 | 18226.83 | 18309.25 | 17170.68 | 15902.78 | 14960.43 | 402.0173 | 18590.7 | 4 | 2019
2019-04-03 | 14460.76 | 13959.17 | 13830.41 | 13982.26 | 14616.73 | 15929.66 | 17494.28 | 17854.3 | 17653.47 | 17489.27 | 17371.45 | 17157.79 | 16910.97 | 16787.01 | 16706.85 | 16798.48 | 17011.47 | 17089.64 | 17060.72 | 17706.6 | 17761.39 | 16630.35 | 15493.1 | 14530.51 | 392.2866 | 17854.3 | 4 | 2019
2019-04-04 | 14097.78 | 14945.5 | 14864.89 | 15067.31 | 15750.67 | 17330.03 | 19253.67 | 19610.4 | 19298.82 | 18977.04 | 18692.45 | 18323.59 | 17943.38 | 17708.68 | 17556.07 | 17642.32 | 17937.42 | 18172.9 | 18274.22 | 19004.74 | 19137.1 | 18035.08 | 16506.7 | 15583.64 | 419.7144 | 19610.4 | 4 | 2019
2019-04-05 | 15093.03 | 15693.03 | 15643 | 15889.46 | 16622.12 | 18665.97 | 20618.14 | 20986.52 | 20598.96 | 20167.74 | 19754.82 | 19271.49 | 18798.95 | 18478.41 | 18270.66 | 18336.57 | 18683.12 | 19024.51 | 19208.51 | 19981.37 | 20140.44 | 19072.91 | 17491.54 | 16341.17 | 442.8324 | 20986.52 | 4 | 2019
2019-04-06 | 15819.09 | 15692.47 | 15610.16 | 15742.52 | 16139.78 | 16679.27 | 17397.67 | 18253.79 | 18679.63 | 18455.4 | 17891.16 | 17370.83 | 16894.69 | 16569.35 | 16469.19 | 16568.91 | 17016.43 | 17522.24 | 17852.26 | 18796.07 | 19094.39 | 18257.95 | 16997.28 | 16159.83 | 411.9304 | 19094.39 | 4 | 2019
2019-04-07 | 15798.43 | 16103.59 | 16036.19 | 16185.11 | 16597.27 | 17350.92 | 18088.34 | 18952.79 | 19353.8 | 19090.3 | 18485.57 | 17929.32 | 17424.96 | 17018.94 | 16854.98 | 17016.94 | 17550.99 | 18108.88 | 18472.98 | 19431.06 | 19748.32 | 18923.52 | 17668.01 | 16622.62 | 424.8138 | 19748.32 | 4 | 2019
2019-04-08 | 16222.15 | 15268.26 | 15194.15 | 15406.97 | 16115.33 | 17871.48 | 19774.19 | 20171.91 | 19888.78 | 19587.55 | 19320.4 | 18973.41 | 18631.63 | 18413.6 | 18283.9 | 18380.37 | 18683.21 | 18923.85 | 19012.51 | 19695.07 | 19812.86 | 18692.05 | 17046.77 | 16001.64 | 435.372 | 20171.91 | 4 | 2019
2019-04-09 | 15513.5 | 14571.09 | 14464.67 | 14641.4 | 15297.24 | 16613.57 | 18461.78 | 18842.3 | 18604.98 | 18379.89 | 18194.42 | 17913.61 | 17609.07 | 17439.53 | 17336.27 | 17437.23 | 17684.81 | 17830.61 | 17862.03 | 18514.36 | 18628.33 | 17496.04 | 16113.6 | 15161.42 | 410.6117 | 18842.3 | 4 | 2019
2019-04-10 | 14740.01 | 15419.95 | 15354.17 | 15573.68 | 16270.71 | 18089.92 | 19974.32 | 20352.75 | 20023.55 | 19667.35 | 19343.71 | 18935.11 | 18521.73 | 18261.79 | 18099.35 | 18197.21 | 18516.19 | 18796.11 | 18935.54 | 19658.82 | 19834.65 | 18753.75 | 17132.42 | 16076.97 | 434.5298 | 20352.75 | 4 | 2019
2019-04-11 | 15572.67 | 14225.43 | 14086.36 | 14230.53 | 14854.1 | 16136.31 | 17721.54 | 18133.61 | 18001.41 | 17913.22 | 17877.26 | 17743.89 | 17570.41 | 17513.85 | 17491.28 | 17623.96 | 17836.38 | 17884.36 | 17806.38 | 18361.57 | 18403.06 | 17200.37 | 15866.31 | 14866.99 | 404.9212 | 18403.06 | 4 | 2019
2019-04-12 | 14448.1 | 13470.58 | 13294 | 13410.04 | 14013.25 | 15294.35 | 16500.23 | 16839.2 | 16778.34 | 16792.76 | 16849.19 | 16801.13 | 16703.18 | 16699.49 | 16712.41 | 16823.23 | 16957.74 | 16880.63 | 16712.27 | 17194.43 | 17174.58 | 16173.15 | 14984.25 | 13966.64 | 381.4732 | 17194.43 | 4 | 2019
2019-04-13 | 13564.59 | 13341.88 | 13132.75 | 13133.56 | 13401.28 | 13809.93 | 14182.75 | 14793.86 | 15297.26 | 15441.98 | 15366.48 | 15302.22 | 15221.42 | 15167.07 | 15209.37 | 15333.01 | 15528.05 | 15584.23 | 15573.74 | 16018.9 | 16102.09 | 15422.97 | 14459.11 | 13611.24 | 353.9997 | 16102.09 | 4 | 2019
2019-04-14 | 13343.9 | 14518.4 | 14365 | 14424.94 | 14748.59 | 15204.79 | 15606.94 | 16216.4 | 16634.64 | 16657.8 | 16453.81 | 16269.77 | 16088.54 | 15950.4 | 15937.64 | 16058.27 | 16320.43 | 16502.92 | 16593.31 | 17304.44 | 17519.18 | 16615.24 | 15689.22 | 14884.23 | 379.9088 | 17519.18 | 4 | 2019
2019-04-15 | 14516.35 | 14346.07 | 14215.49 | 14370.22 | 15021.04 | 16325.56 | 17960.17 | 18394.21 | 18264.39 | 18167.71 | 18114.72 | 17965.41 | 17791.2 | 17717.02 | 17691.58 | 17814.96 | 18020.17 | 18068.94 | 18000.15 | 18532.93 | 18583.66 | 17388.07 | 16002.66 | 14998.4 | 408.2711 | 18583.66 | 4 | 2019
2019-04-16 | 14533.15 | 14283.39 | 14097.52 | 14198.79 | 14776.07 | 15997.55 | 17432.85 | 17939.49 | 18009.25 | 18168.83 | 18409.98 | 18560.61 | 18650.33 | 18826.2 | 18978.26 | 19207.99 | 19408.16 | 19332.44 | 19059.13 | 19407.25 | 19309.33 | 17957.43 | 16278.13 | 15173.72 | 417.9959 | 19408.16 | 4 | 2019
2019-04-17 | 14567.26 | 13609.39 | 13398.85 | 13473.24 | 14024.95 | 15223.45 | 16375.31 | 16762.08 | 16873.32 | 17096.86 | 17400.87 | 17602.49 | 17730.63 | 17936.71 | 18106.79 | 18323.83 | 18464.26 | 18297.84 | 17973.73 | 18291.06 | 18179.49 | 16817.26 | 15496.56 | 14384.11 | 396.4103 | 18464.26 | 4 | 2019
2019-04-18 | 13854.33 | 13474.53 | 13265.8 | 13340.98 | 13895.21 | 15098.67 | 16249.19 | 16575.61 | 16649.87 | 16847.22 | 17110.91 | 17252.63 | 17309.85 | 17441.63 | 17547.2 | 17712.83 | 17820.37 | 17655.07 | 17376.76 | 17739.42 | 17674.89 | 16469.48 | 15209.07 | 14123.38 | 387.6949 | 17820.37 | 4 | 2019
2019-04-19 | 13658.11 | 13472.25 | 13252.92 | 13329.47 | 13890.69 | 15114.77 | 16262.67 | 16609.89 | 16688.88 | 16920.84 | 17216.4 | 17404.03 | 17516.67 | 17694.28 | 17840.68 | 18019.31 | 18125.41 | 17931.67 | 17603.51 | 17908.89 | 17786.5 | 16512.5 | 15236.31 | 14132.97 | 390.1296 | 18125.41 | 4 | 2019
2019-04-20 | 13626.23 | 13483.38 | 13174.63 | 13083.56 | 13257.02 | 13555.32 | 13848.11 | 14588.5 | 15380.35 | 15883.23 | 16199.91 | 16524.31 | 16814.72 | 17154.92 | 17508.04 | 17839.41 | 18069.48 | 17904.67 | 17514.16 | 17800.03 | 17643.7 | 16455.57 | 15286.84 | 14237.96 | 376.8341 | 18069.48 | 4 | 2019
2019-04-21 | 13705.77 | 13241.52 | 12936.33 | 12847.38 | 13021.66 | 13317.52 | 13599.19 | 14325.66 | 15096.01 | 15573.03 | 15863.76 | 16167.46 | 16416.99 | 16650.21 | 16977.5 | 17320.52 | 17550.62 | 17377.66 | 16993.53 | 17284.14 | 17147.18 | 16129.98 | 14971.64 | 13932.03 | 368.4473 | 17550.62 | 4 | 2019
2019-04-22 | 13426.84 | 13012.71 | 12790.11 | 12851.58 | 13409.3 | 14613.78 | 15738.14 | 16079.6 | 16170.83 | 16344.62 | 16562.82 | 16706.9 | 16832.88 | 17012.8 | 17166.06 | 17338.75 | 17404.1 | 17157.89 | 16819.87 | 17113.56 | 17020.25 | 16013.91 | 14739.53 | 13629.87 | 375.9567 | 17404.1 | 4 | 2019
2019-04-23 | 13164.93 | 12935.24 | 12712.69 | 12772.18 | 13309.08 | 14486.76 | 15595.47 | 15916.18 | 15982.64 | 16132.44 | 16328.86 | 16442.63 | 16490.18 | 16605.95 | 16743.54 | 16921.6 | 16990.97 | 16755.83 | 16502.18 | 16766.79 | 16715.13 | 15819.31 | 14555.83 | 13464.97 | 370.1114 | 16990.97 | 4 | 2019
2019-04-24 | 13053.49 | 13712.51 | 13446.96 | 13470.76 | 13968.33 | 15095.34 | 16183.85 | 16597.68 | 16941.55 | 17460.4 | 18095.25 | 18636.56 | 19079.02 | 19562.26 | 19940.27 | 20273.63 | 20401.69 | 20090.8 | 19534.45 | 19604.71 | 19325.32 | 17784.27 | 16029.95 | 14792.15 | 413.0812 | 20401.69 | 4 | 2019
2019-04-25 | 14062.46 | 14177.82 | 13884.06 | 13884.18 | 14355.7 | 15448.95 | 16521.83 | 17168.11 | 17681.71 | 18392.18 | 19250.14 | 20033.05 | 20705.43 | 21392.81 | 21923.54 | 22354.67 | 22516.64 | 22153.45 | 21441.08 | 21348.86 | 20926.67 | 19242.63 | 17013.58 | 15597.54 | 441.4771 | 22516.64 | 4 | 2019
2019-04-26 | 14701.01 | 13764.12 | 13481.61 | 13500.9 | 13999.91 | 15140.43 | 16218.89 | 16664.25 | 17055.82 | 17647.41 | 18350.98 | 18968.5 | 19487.23 | 20028.3 | 20451.37 | 20795.01 | 20911.3 | 20558.03 | 19936.63 | 19930.08 | 19583.38 | 17989.96 | 16137.72 | 14872.56 | 420.1754 | 20911.3 | 4 | 2019
2019-04-27 | 14109.4 | 13218.6 | 12987.37 | 12967.08 | 13209.99 | 13566.59 | 13849.97 | 14495.32 | 15056.38 | 15269.46 | 15261.96 | 15255.67 | 15223.53 | 15213.46 | 15295.03 | 15438.74 | 15602.49 | 15599.99 | 15547.42 | 15915.18 | 16007.45 | 15313.83 | 14313.32 | 13430.56 | 352.1488 | 16007.45 | 4 | 2019
2019-04-28 | 13198.65 | 13310.42 | 13082.45 | 13065.66 | 13311.54 | 13667.35 | 13943.79 | 14591.97 | 15149.98 | 15357.41 | 15343.43 | 15330.36 | 15292.25 | 15277.43 | 15356.83 | 15501.72 | 15668.08 | 15671.41 | 15625.05 | 15991.81 | 16091.62 | 15402.2 | 14402.29 | 13521.03 | 353.1547 | 16091.62 | 4 | 2019
2019-04-29 | 13268.16 | 13559.7 | 13362.59 | 13450.61 | 14032.25 | 15242.23 | 16339.28 | 16701.34 | 16781.75 | 16954.05 | 17182.36 | 17291.71 | 17339.95 | 17457.28 | 17575.96 | 17751.6 | 17847.78 | 17671.26 | 17407.04 | 17718.92 | 17698.96 | 16508.13 | 15249.03 | 14159.29 | 388.5512 | 17847.78 | 4 | 2019
2019-04-30 | 13699.86 | 13445.52 | 13192.81 | 13226.75 | 13734.2 | 14861.81 | 15918.24 | 16309.61 | 16496.91 | 16872.18 | 17392.92 | 17801.86 | 18115.46 | 18485.12 | 18783.45 | 19066.45 | 19157.39 | 18853.94 | 18383.17 | 18512.35 | 18341.42 | 16891.38 | 15468.87 | 14279.64 | 397.2913 | 19157.39 | 4 | 2019
2019-05-01 | 13344.29 | 13737.5 | 13390.57 | 13346.25 | 13787.29 | 14853.47 | 16006.98 | 16621.73 | 17105.5 | 17697.39 | 18393.39 | 19100.64 | 19722.14 | 20331.73 | 20819.05 | 21262.01 | 21474.65 | 21220.1 | 20484.76 | 20025.61 | 19821.69 | 18436.82 | 16807.48 | 15320.38 | 423.1114 | 21474.65 | 5 | 2019
2019-05-02 | 14301.89 | 13448.74 | 13166.31 | 13180.28 | 13681.85 | 14812.41 | 15986.56 | 16511.61 | 16793.18 | 17136.07 | 17542.06 | 17802.7 | 18013.5 | 18250.2 | 18501.24 | 18814.39 | 19008.25 | 18875.7 | 18395.13 | 18206.8 | 18237.08 | 17301.15 | 15837.49 | 14512.36 | 398.317 | 19008.25 | 5 | 2019
2019-05-03 | 13817.63 | 13593.32 | 13345.94 | 13404.95 | 13958.9 | 15158.55 | 16352.6 | 16852.38 | 17032.35 | 17246.22 | 17493.33 | 17595.07 | 17665.53 | 17769.27 | 17883.78 | 18077.65 | 18233.12 | 18186.32 | 17899.37 | 17802.02 | 17892.99 | 17031.19 | 15651.04 | 14407.08 | 394.3506 | 18233.12 | 5 | 2019
2019-05-04 | 13789.64 | 13887.87 | 13641.55 | 13611.98 | 13836.94 | 14124.08 | 14434.22 | 15264.37 | 15960.39 | 16217.33 | 16229.19 | 16181.19 | 16141.51 | 16101.12 | 16188.03 | 16418.23 | 16707.89 | 16853.02 | 16765.63 | 16867.26 | 17120.08 | 16486.65 | 15400.9 | 14392.79 | 372.6219 | 17120.08 | 5 | 2019
2019-05-05 | 13977.46 | 13599.88 | 13338.34 | 13292.84 | 13502.14 | 13773.17 | 14068.1 | 14901.85 | 15623.56 | 15915.8 | 15964.56 | 15950.31 | 15939.26 | 15922.94 | 16026.56 | 16259.34 | 16530.23 | 16640.12 | 16524.94 | 16603.55 | 16843.5 | 16197.48 | 15099.14 | 14077.49 | 366.5726 | 16843.5 | 5 | 2019
2019-05-06 | 13693.86 | 12896.36 | 12639.7 | 12675.91 | 13220.1 | 14396.17 | 15564.5 | 16052.72 | 16248.54 | 16483.03 | 16753.63 | 16866.05 | 16948.72 | 17050.19 | 17165.5 | 17347.19 | 17459.35 | 17359.77 | 17064.12 | 16962.49 | 17079.65 | 16234.86 | 14861.27 | 13614.53 | 376.6382 | 17459.35 | 5 | 2019
2019-05-07 | 13124.06 | 13274.73 | 12961.62 | 12945.79 | 13416.11 | 14505.32 | 15635.14 | 16192.33 | 16552.12 | 16992.76 | 17505.15 | 17870.48 | 18175.52 | 18544.58 | 18881.26 | 19231.61 | 19400.55 | 19189.03 | 18615.37 | 18304.25 | 18291.29 | 17306.26 | 15787.39 | 14408.37 | 397.1111 | 19400.55 | 5 | 2019
2019-05-08 | 13663.39 | 13914.45 | 13549.59 | 13489.22 | 13912.4 | 14945.66 | 16053.83 | 16705.94 | 17252.69 | 17918.68 | 18766.11 | 19567.11 | 20270.05 | 20948.36 | 21487.52 | 21959.8 | 22161.34 | 21864.94 | 21071.51 | 20529.16 | 20296.77 | 18857.5 | 17108.76 | 15578.67 | 431.8734 | 22161.34 | 5 | 2019
2019-05-09 | 14525.9 | 13614.46 | 13273.32 | 13233.23 | 13678.02 | 14734.92 | 15845.48 | 16454.85 | 16914.89 | 17476.25 | 18124.44 | 18700.42 | 19243.93 | 19779.89 | 20213.61 | 20620.07 | 20797.85 | 20538.52 | 19855 | 19417.37 | 19290.5 | 18055.26 | 16456.31 | 15000.58 | 415.8451 | 20797.85 | 5 | 2019
2019-05-10 | 14151.74 | 13874.28 | 13513.72 | 13468.66 | 13914.38 | 14986.3 | 16096.44 | 16749.67 | 17270.49 | 17904.33 | 18661.43 | 19397.76 | 20043.06 | 20658.86 | 21152.89 | 21581.43 | 21763.46 | 21472.34 | 20710.05 | 20184.9 | 19965.41 | 18553.03 | 16890.68 | 15389.7 | 428.355 | 21763.46 | 5 | 2019
2019-05-11 | 14404.26 | 13385.02 | 13000.15 | 12838.26 | 12928.68 | 13067.86 | 13277.89 | 14248.94 | 15308.44 | 16023.9 | 16543.27 | 17006.71 | 17427.3 | 17785.14 | 18156.58 | 18544.59 | 18833.91 | 18699.93 | 18201.96 | 17968.33 | 17954.25 | 17054.75 | 15708.16 | 14442.23 | 382.8105 | 18833.91 | 5 | 2019
2019-05-12 | 13763.21 | 13130.63 | 12745.06 | 12581.09 | 12668.77 | 12803.63 | 13003.84 | 13964.25 | 15012.52 | 15715.76 | 16222.65 | 16675.9 | 17091.83 | 17450.37 | 17826.87 | 18194.86 | 18421.81 | 18302.34 | 17857.64 | 17624.32 | 17618.35 | 16727.55 | 15387.82 | 14127.77 | 374.9188 | 18421.81 | 5 | 2019
2019-05-13 | 13474.91 | 13899.59 | 13556.11 | 13516.87 | 13980.62 | 15051.14 | 16149.54 | 16799.29 | 17305.16 | 17912.1 | 18642.92 | 19333.67 | 19939.71 | 20507.91 | 20970.9 | 21383.21 | 21555.64 | 21279.32 | 20561.51 | 20061.67 | 19899.06 | 18525.97 | 16893.43 | 15403.99 | 426.6042 | 21555.64 | 5 | 2019
2019-05-14 | 14429.77 | 13290.15 | 12979.16 | 12965.09 | 13436.45 | 14516.24 | 15615.05 | 16176.32 | 16531.51 | 16964.39 | 17462.89 | 17805.68 | 18085.18 | 18402.09 | 18717.2 | 19053.67 | 19205.3 | 18989.71 | 18438.15 | 18160.44 | 18179.1 | 17214.66 | 15704.93 | 14336.54 | 396.6597 | 19205.3 | 5 | 2019
2019-05-15 | 13646.67 | 13511.19 | 13226.68 | 13238.53 | 13735.11 | 14836.46 | 15941.44 | 16485.3 | 16780.31 | 17134.24 | 17546.59 | 17804.96 | 18011.02 | 18244.64 | 18500.8 | 18820.95 | 18993.45 | 18837.7 | 18360.7 | 18143.81 | 18210.12 | 17289.2 | 15817.32 | 14487.73 | 397.6049 | 18993.45 | 5 | 2019
2019-05-16 | 13818.58 | 13679 | 13367.2 | 13354.56 | 13825.5 | 14896.45 | 15984.09 | 16569.84 | 16953.04 | 17414.66 | 17948.69 | 18334.57 | 18741.42 | 19161.62 | 19518.55 | 19890.4 | 20066.78 | 19858.8 | 19277.95 | 18909.15 | 18888.69 | 17803.17 | 16260.97 | 14863.24 | 409.3869 | 20066.78 | 5 | 2019
2019-05-17 | 14087.94 | 13674.63 | 13397.31 | 13428.31 | 13950.37 | 15090 | 16195.95 | 16749.39 | 17023.97 | 17349.44 | 17716.45 | 17934.08 | 18108.98 | 18306.14 | 18527.39 | 18820.96 | 18990.8 | 18851.89 | 18398.8 | 18180.78 | 18242.7 | 17331.18 | 15879.22 | 14568.58 | 400.8053 | 18990.8 | 5 | 2019
2019-05-18 | 13910.95 | 12895.34 | 12577.74 | 12475.48 | 12626.24 | 12820.9 | 13023.95 | 13897.21 | 14737.82 | 15183.09 | 15393.14 | 15528.95 | 15648.51 | 15745.01 | 15932.95 | 16196.3 | 16406.41 | 16387.4 | 16157.76 | 16113.26 | 16306.57 | 15602.06 | 14431.69 | 13338.5 | 353.3372 | 16406.41 | 5 | 2019
2019-05-19 | 12985.32 | 13367.22 | 13067.11 | 12983.77 | 13152.47 | 13359.57 | 13567.14 | 14446.44 | 15266.98 | 15680.74 | 15858.14 | 15964.76 | 16059.83 | 16136.35 | 16312.13 | 16579.24 | 16813.55 | 16835.63 | 16634.11 | 16602.21 | 16810.76 | 16116.35 | 14951.2 | 13865.91 | 363.4169 | 16835.63 | 5 | 2019
2019-05-20 | 13440.36 | 14096.58 | 13857.3 | 13916.03 | 14477.23 | 15635.49 | 16747.57 | 17293.49 | 17519.03 | 17769.91 | 18062.49 | 18204.37 | 18319.63 | 18476.2 | 18666.19 | 18949.64 | 19147.25 | 19081.73 | 18713.34 | 18507.15 | 18650.27 | 17740.07 | 16317.8 | 15032.9 | 408.622 | 19147.25 | 5 | 2019
2019-05-21 | 14390.69 | 14118.78 | 13748.53 | 13683.52 | 14102.38 | 15112.04 | 16158.08 | 16836.72 | 17407.05 | 18098.55 | 19003.95 | 19780.96 | 20431.74 | 21042.6 | 21520.91 | 21942.67 | 22091 | 21777.44 | 21020.81 | 20467.02 | 20303.96 | 18901.77 | 17151.83 | 15633.34 | 434.7263 | 22091 | 5 | 2019
2019-05-22 | 14680.44 | 13839.35 | 13487.34 | 13437.86 | 13871.14 | 14894.28 | 15940.7 | 16585.59 | 17091.41 | 17703.65 | 18409.92 | 19091.18 | 19667.75 | 20227.17 | 20679.78 | 21096.28 | 21251.95 | 20961.12 | 20255.11 | 19751.25 | 19639.22 | 18327.07 | 16699.31 | 15219.25 | 422.8081 | 21251.95 | 5 | 2019
2019-05-23 | 14360.62 | 14132.47 | 13748.45 | 13670.8 | 14074.83 | 15064.2 | 16095.67 | 16793.74 | 17408.12 | 18152.44 | 19150.93 | 20025.08 | 20778.1 | 21489.37 | 22050.57 | 22528.62 | 22693.39 | 22346.63 | 21516.3 | 20888.91 | 20666.54 | 19207.31 | 17351.53 | 15787.75 | 439.9824 | 22693.39 | 5 | 2019
2019-05-24 | 14781.46 | 14412.01 | 14001.78 | 13912.72 | 14313.27 | 15315.24 | 16343.07 | 17092.52 | 17783.03 | 18655.58 | 19814.17 | 20788.52 | 21622.52 | 22379.23 | 22962.18 | 23424.74 | 23564.42 | 23176.14 | 22279.54 | 21575.35 | 21274.47 | 19750.01 | 17745.66 | 16143.06 | 453.1107 | 23564.42 | 5 | 2019
2019-05-25 | 15048.73 | 13943.7 | 13483.81 | 13254.46 | 13276.53 | 13324.37 | 13448.23 | 14544.36 | 15845.22 | 16854.98 | 17687.38 | 18443.73 | 19264.58 | 19947.37 | 20561.45 | 21074.67 | 21315.08 | 21035.42 | 20265.55 | 19726.55 | 19553.66 | 18287.18 | 16780.63 | 15362.46 | 412.3301 | 21315.08 | 5 | 2019
2019-05-26 | 14501.66 | 14176.88 | 13699.27 | 13454.5 | 13462.37 | 13494.61 | 13608.67 | 14737 | 16097.64 | 17181.01 | 18088.16 | 19015.87 | 19894.25 | 20608.27 | 21232.1 | 21738.4 | 21960.24 | 21654.99 | 20847.34 | 20265.3 | 20060.13 | 18715 | 17125.5 | 15677.2 | 421.2964 | 21960.24 | 5 | 2019
2019-05-27 | 14572.66 | 13942.02 | 13449.23 | 13209.33 | 13307.57 | 13553.36 | 13798.63 | 14738.7 | 16045.81 | 17435.66 | 18844.42 | 20098.88 | 20936.88 | 21608.35 | 22209.48 | 22707.26 | 22803.38 | 22292.93 | 21337.05 | 20695.93 | 20472.28 | 19079.64 | 17348.38 | 15836.6 | 430.3244 | 22803.38 | 5 | 2019
2019-05-28 | 14937.85 | 15152.03 | 14687.55 | 14539.95 | 14878.13 | 15795.93 | 16790.16 | 17632.16 | 18550.88 | 19893.33 | 21378.93 | 22639.1 | 23682.12 | 24587.53 | 25241.38 | 25727.2 | 25832.92 | 25367.79 | 24334.86 | 23489.58 | 23087.54 | 21427.67 | 19089.91 | 17261.49 | 486.006 | 25832.92 | 5 | 2019
2019-05-29 | 15962.39 | 14569.93 | 14147.99 | 14037.34 | 14406.18 | 15347.73 | 16343.1 | 17112.56 | 17862.06 | 18862.33 | 20140.17 | 21247.11 | 22212.39 | 23106.73 | 23801.28 | 24357.46 | 24531.43 | 24115.86 | 23137.46 | 22348.29 | 22003.89 | 20415.28 | 18215.96 | 16548.73 | 464.8336 | 24531.43 | 5 | 2019
2019-05-30 | 15380.98 | 14467.53 | 14053.07 | 13948.88 | 14323.3 | 15268.81 | 16262.11 | 17019.01 | 17743.62 | 18676.78 | 19915.15 | 20988.69 | 21931.4 | 22813.69 | 23506.36 | 24067.64 | 24248.42 | 23841.41 | 22878.6 | 22103.36 | 21776.14 | 20205.39 | 18059.54 | 16404.52 | 459.8844 | 24248.42 | 5 | 2019
2019-05-31 | 15272.03 | 14925.82 | 14473.79 | 14348.46 | 14711.54 | 15664.4 | 16656.44 | 17484.76 | 18323.32 | 19546.35 | 20948.82 | 22165.03 | 23210.23 | 24140.82 | 24843.4 | 25369.53 | 25507.95 | 25048 | 24004.28 | 23138.29 | 22714.98 | 21058.38 | 18734.56 | 16981.32 | 479.2725 | 25507.95 | 5 | 2019
2019-06-01 | 15834.92 | 15837.42 | 15234.1 | 14905.44 | 14800.99 | 14565.5 | 14602.87 | 16029.37 | 17661.29 | 19021.61 | 20205.53 | 21346.62 | 22423.91 | 23293.31 | 23981.59 | 24475.38 | 24647.14 | 24277.98 | 23296.79 | 22284.84 | 21736.75 | 20552.45 | 19015.83 | 17538.96 | 467.5706 | 24647.14 | 6 | 2019
2019-06-02 | 16430 | 14223.68 | 13762.27 | 13557.57 | 13572.2 | 13457.17 | 13528.6 | 14714.76 | 15869.1 | 16641.55 | 17195.75 | 17562.7 | 17878.51 | 18167.55 | 18475.16 | 18776.64 | 18947.75 | 18841.78 | 18442.75 | 18020.99 | 17940.78 | 17362.17 | 16136.25 | 14958.76 | 394.4644 | 18947.75 | 6 | 2019
2019-06-03 | 14470.27 | 14624.27 | 14206.37 | 14121.44 | 14493.71 | 15266.1 | 16185.75 | 17053.94 | 17665.6 | 18314.4 | 19007.77 | 19441.69 | 19810.76 | 20191.07 | 20516.46 | 20883.3 | 21003.8 | 20727.97 | 20138.95 | 19562.85 | 19376.1 | 18620.67 | 17139.12 | 15760.29 | 428.5826 | 21003.8 | 6 | 2019
2019-06-04 | 14992.01 | 15015.12 | 14561.8 | 14443.41 | 14763.33 | 15478.12 | 16375.83 | 17289.32 | 18005.51 | 18787.65 | 19630.31 | 20202.67 | 20766.3 | 21406.58 | 21897.7 | 22307.59 | 22429.3 | 22106.07 | 21309.65 | 20437.82 | 20197.16 | 19369.67 | 17811.41 | 16365.38 | 445.9497 | 22429.3 | 6 | 2019
2019-06-05 | 15482.93 | 15303.12 | 14825.24 | 14685.52 | 14984.22 | 15676.23 | 16566.69 | 17522.93 | 18323.88 | 19209.58 | 20166 | 20972.74 | 21754.46 | 22497.58 | 23055.55 | 23497.69 | 23618.99 | 23255.2 | 22369.24 | 21406.64 | 20960.87 | 19974.64 | 18355.37 | 16850.58 | 461.3159 | 23618.99 | 6 | 2019
2019-06-06 | 15859.87 | 15140.73 | 14674.31 | 14544.36 | 14852.73 | 15554.3 | 16444.82 | 17380.2 | 18140.02 | 18975.55 | 19876.32 | 20514.36 | 21231.51 | 21922.65 | 22446.82 | 22871.89 | 22990.25 | 22643.27 | 21801.55 | 20881.37 | 20503.18 | 19644.7 | 18055.88 | 16580.49 | 453.5311 | 22990.25 | 6 | 2019
2019-06-07 | 15676.27 | 14816.18 | 14374.72 | 14272.74 | 14619.8 | 15374.15 | 16280.52 | 17179.79 | 17850.19 | 18573.87 | 19343.89 | 19845.43 | 20260.66 | 20757.35 | 21204.06 | 21577.66 | 21685.22 | 21373.61 | 20619.67 | 19952.83 | 19722.9 | 18923.97 | 17406.21 | 15996.12 | 437.6878 | 21685.22 | 6 | 2019
2019-06-08 | 15215.19 | 14930.69 | 14393.51 | 14122.19 | 14065.89 | 13864.62 | 13891.44 | 15206.72 | 16622.42 | 17710.98 | 18626.96 | 19378.31 | 20052.2 | 20705.41 | 21431.4 | 22018.35 | 22284.53 | 21995.61 | 21126.06 | 20296.06 | 19994.82 | 19194.21 | 17749.73 | 16361.47 | 431.2388 | 22284.53 | 6 | 2019
2019-06-09 | 15467.79 | 15495.48 | 14915.3 | 14606.75 | 14515.82 | 14280.45 | 14298.11 | 15689.27 | 17251.4 | 18520.5 | 19625.39 | 20546.56 | 21609.92 | 22540.57 | 23320.22 | 23911.63 | 24148.67 | 23796.36 | 22808.41 | 21780.6 | 21243.51 | 20194.73 | 18663.46 | 17192.01 | 456.4229 | 24148.67 | 6 | 2019
2019-06-10 | 16122.02 | 15489.49 | 14996.13 | 14845.38 | 15152.15 | 15849.82 | 16732.18 | 17733.16 | 18603.72 | 19568.39 | 20605.05 | 21635.34 | 22519.96 | 23329.52 | 23934.51 | 24387.48 | 24492.67 | 24087.4 | 23132.12 | 22084.64 | 21568.74 | 20391.12 | 18728.57 | 17176.14 | 473.1657 | 24492.67 | 6 | 2019
2019-06-11 | 16137.57 | 16038.61 | 15502.39 | 15311.93 | 15562.73 | 16203.14 | 17068.19 | 18128.3 | 19127.25 | 20256.27 | 21758.65 | 23001.48 | 24012.75 | 24911.38 | 25545.69 | 25997.51 | 26075.71 | 25620.05 | 24573.76 | 23440.55 | 22851.45 | 21475.64 | 19541.29 | 17923.91 | 496.0662 | 26075.71 | 6 | 2019
2019-06-12 | 16761.26 | 16259.49 | 15706.37 | 15501.24 | 15738.41 | 16364.56 | 17223.08 | 18313.41 | 19369.69 | 20569.31 | 22270.98 | 23598.88 | 24672.5 | 25610.99 | 26262.24 | 26712.6 | 26776.26 | 26294.93 | 25205.21 | 24025.64 | 23397.18 | 21977.37 | 19886.25 | 18237.73 | 506.7356 | 26776.26 | 6 | 2019
2019-06-13 | 17037.06 | 16442.71 | 15876.06 | 15659.18 | 15886.32 | 16503.88 | 17360.65 | 18474.34 | 19574.96 | 20909.03 | 22689.49 | 24073.37 | 25179.12 | 26128.16 | 26772.24 | 27204.23 | 27247.44 | 26748.26 | 25636.04 | 24432.9 | 23782.03 | 22335.39 | 20136.73 | 18470.15 | 514.5597 | 27247.44 | 6 | 2019
2019-06-14 | 17266.79 | 16641.65 | 16059.63 | 15835.92 | 16067.32 | 16700.74 | 17562.23 | 18712.46 | 19865.39 | 21342.19 | 23201.53 | 24663.3 | 25838.33 | 26834.58 | 27506.92 | 27937.19 | 27968.42 | 27440.59 | 26271 | 25004.7 | 24281.11 | 22778.1 | 20437.5 | 18739.3 | 524.9569 | 27968.42 | 6 | 2019
2019-06-15 | 17456.43 | 16141.16 | 15512.23 | 15161.3 | 15032.69 | 14760.13 | 14760.69 | 16238 | 17962.03 | 19432 | 20747.26 | 22215.98 | 23441.26 | 24437.96 | 25220.31 | 25769.58 | 25942.82 | 25520.23 | 24435.41 | 23301.1 | 22675.78 | 21364.87 | 19583.94 | 18038.4 | 485.1516 | 25942.82 | 6 | 2019
2019-06-16 | 16898.24 | 15312.31 | 14746.5 | 14450.21 | 14372.75 | 14150.93 | 14165.2 | 15530.87 | 17039.24 | 18243.61 | 19270.18 | 20101.14 | 20900.33 | 21720.92 | 22416.58 | 22952.78 | 23165.03 | 22836.09 | 21929.91 | 20976.7 | 20542.4 | 19707.24 | 18228.08 | 16807.46 | 446.4647 | 23165.03 | 6 | 2019
2019-06-17 | 15906.23 | 15874.21 | 15351.4 | 15175.14 | 15458.11 | 16130.3 | 17000.2 | 18054.02 | 19024.63 | 20112.38 | 21478.87 | 22676.34 | 23671.69 | 24553.37 | 25190.68 | 25643.47 | 25724.36 | 25273.8 | 24241.19 | 23110.98 | 22525.44 | 21168.93 | 19332.43 | 17724.99 | 490.4032 | 25724.36 | 6 | 2019
2019-06-18 | 16568.9 | 15633.73 | 15128.11 | 14964.12 | 15239.66 | 15902.54 | 16768.03 | 17774.84 | 18668.91 | 19668.53 | 20796.97 | 21871.94 | 22752.16 | 23559.27 | 24147.13 | 24589.38 | 24682.12 | 24269.97 | 23314.06 | 22268.22 | 21768.81 | 20533.2 | 18860.76 | 17305.96 | 477.0373 | 24682.12 | 6 | 2019
2019-06-19 | 16279.16 | 15895.85 | 15371.34 | 15190.9 | 15453.51 | 16107.23 | 16971.76 | 18010.49 | 18964.18 | 20039.39 | 21382.08 | 22515.63 | 23412.63 | 24201.38 | 24747.87 | 25138.71 | 25188.17 | 24753.82 | 23785.76 | 22725.54 | 22211.91 | 20905.5 | 19161.26 | 17591.81 | 486.0059 | 25188.17 | 6 | 2019
2019-06-20 | 16537.34 | 16077.9 | 15537.83 | 15344.13 | 15590.3 | 16221.69 | 17077.62 | 18146.28 | 19161.11 | 20308.08 | 21858.82 | 23143.57 | 24202.16 | 25149.94 | 25827.38 | 26311.54 | 26402.86 | 25935.94 | 24856.52 | 23686.91 | 23071.93 | 21670.56 | 19667.14 | 18030 | 499.8175 | 26402.86 | 6 | 2019
2019-06-21 | 16867.08 | 16485.88 | 15916.81 | 15704.22 | 15948.74 | 16598.1 | 17462.69 | 18588.79 | 19691.85 | 21034.68 | 22796.11 | 24140.28 | 25193.07 | 26072.05 | 26650.5 | 27015.73 | 27018.1 | 26514.94 | 25429.22 | 24243.62 | 23598.58 | 22169.1 | 20032.26 | 18385.73 | 513.5581 | 27018.1 | 6 | 2019
2019-06-22 | 17201.49 | 16314.5 | 15674.93 | 15314.52 | 15183.18 | 14915.95 | 14918.9 | 16411.76 | 18159.73 | 19664.51 | 21072.86 | 22491.44 | 23607.22 | 24454.03 | 25081.6 | 25494.02 | 25579.98 | 25155.13 | 24144.69 | 23078.54 | 22519.04 | 21257.16 | 19539.57 | 18030.47 | 485.2652 | 25579.98 | 6 | 2019
2019-06-23 | 16982.28 | 16040.84 | 15422.21 | 15079.93 | 14965.78 | 14715.89 | 14723.65 | 16179.34 | 17855.33 | 19271.64 | 20494.63 | 21730.59 | 22755.67 | 23537.89 | 24130.88 | 24534.18 | 24630.35 | 24237.07 | 23289.46 | 22286.85 | 21786.73 | 20608.03 | 19080.69 | 17615.01 | 471.9549 | 24630.35 | 6 | 2019
2019-06-24 | 16662.35 | 17140.81 | 16526.86 | 16271.16 | 16491.99 | 17120.42 | 17985.89 | 19193.68 | 20451.55 | 22309.78 | 24303.43 | 25780.26 | 26851.68 | 27639.09 | 28071.4 | 28271.62 | 28141.1 | 27583.87 | 26495.9 | 25299.5 | 24648.13 | 23183.04 | 20783.94 | 19098.28 | 536.3057 | 28271.62 | 6 | 2019
2019-06-25 | 17881.36 | 17408.64 | 16770.76 | 16492.06 | 16666.74 | 17239.03 | 18083.87 | 19320.72 | 20664.92 | 22727.51 | 24884.82 | 26554 | 27815.82 | 28805.66 | 29398.79 | 29723.45 | 29651.64 | 29058.51 | 27836.41 | 26515.54 | 25756.32 | 24175.97 | 21656.54 | 19669.91 | 554.759 | 29723.45 | 6 | 2019
2019-06-26 | 18324.03 | 17657.51 | 17002 | 16707.89 | 16871.2 | 17436.71 | 18281.59 | 19547.82 | 21038.91 | 23193.82 | 25431.89 | 27143.41 | 28403.14 | 29354.92 | 29889.59 | 30149.93 | 30028.39 | 29416.25 | 28194.98 | 26872.4 | 26110.66 | 24517.95 | 21988.18 | 19912.51 | 563.4757 | 30149.93 | 6 | 2019
2019-06-27 | 18555.72 | 17021.24 | 16412.92 | 16159.89 | 16358.4 | 16954.79 | 17808.65 | 18992.95 | 20225.59 | 21995.47 | 23982.2 | 25501.07 | 26651.97 | 27570.36 | 28132.75 | 28459.22 | 28411.48 | 27862.52 | 26717.42 | 25477.18 | 24789.27 | 23287.47 | 20844.85 | 19113.85 | 537.2872 | 28459.22 | 6 | 2019
2019-06-28 | 17900.93 | 16863.79 | 16266.89 | 16030.26 | 16253.99 | 16885.85 | 17749.25 | 18923.16 | 20118.13 | 21752.76 | 23666.8 | 25134.31 | 26264.43 | 27178.02 | 27753.42 | 28090.33 | 28057.3 | 27517.58 | 26377.73 | 25138.46 | 24438.11 | 22946.64 | 20574.43 | 18886.83 | 530.7694 | 28090.33 | 6 | 2019
2019-06-29 | 17665.22 | 16756.84 | 16084.81 | 15696.4 | 15540.87 | 15254.08 | 15258.17 | 16806.46 | 18661.76 | 20300.65 | 22096.12 | 23660.63 | 24869.22 | 25759.03 | 26384.97 | 26765.79 | 26812.34 | 26345.63 | 25270.38 | 24141.78 | 23514.54 | 22178.26 | 20181.93 | 18624.09 | 504.63 | 26812.34 | 6 | 2019
2019-06-30 | 17506.58 | 16698.03 | 16027.93 | 15641.57 | 15481.64 | 15181.89 | 15181.16 | 16729.41 | 18590.85 | 20231.8 | 22040.31 | 23705.11 | 25064.11 | 26134.6 | 26933.61 | 27458.32 | 27589.77 | 27111.88 | 25933.58 | 24708.3 | 23988.11 | 22574.99 | 20423.81 | 18810.45 | 509.7478 | 27589.77 | 6 | 2019
2019-07-01 | 17590.68 | 17508 | 16867.42 | 16579.76 | 16793.04 | 17456.77 | 18158.13 | 19255.92 | 20497.48 | 22016.34 | 24052.46 | 25683.2 | 26962.76 | 28017.46 | 28732.67 | 29176.09 | 29172.44 | 28600.15 | 27381.54 | 26041.81 | 25327.48 | 23713.23 | 21393.84 | 19645.83 | 546.6245 | 29176.09 | 7 | 2019
2019-07-02 | 18305.02 | 15764.63 | 15252.93 | 15075.37 | 15367.65 | 16099.07 | 16815.88 | 17668.27 | 18456.22 | 19356.63 | 20333.85 | 21070.14 | 21768.49 | 22591.99 | 23248.61 | 23779.69 | 23926.82 | 23549.64 | 22634.34 | 21615.6 | 21300.71 | 20355.41 | 18734.32 | 17213.47 | 470.2847 | 23926.82 | 7 | 2019
2019-07-03 | 16356.73 | 16107.78 | 15569.44 | 15368.85 | 15638.55 | 16346.03 | 17055.69 | 17955.73 | 18836.69 | 19850.75 | 20951.54 | 21899.98 | 22870.78 | 23797.13 | 24517.66 | 25076.91 | 25220.63 | 24801.82 | 23794.78 | 22684.02 | 22186.64 | 21034.46 | 19348.81 | 17765.93 | 485.0373 | 25220.63 | 7 | 2019
2019-07-04 | 16566.38 | 16056.94 | 15402.57 | 15031.88 | 14974.45 | 14929.51 | 14875.9 | 16008.27 | 17577.87 | 19243.1 | 20811.16 | 22153.45 | 23175.22 | 24029.06 | 24744.78 | 25295.7 | 25358.69 | 24783.43 | 23666.97 | 22583.76 | 22104.59 | 20978.64 | 19435.04 | 17915.06 | 477.7024 | 25358.69 | 7 | 2019
2019-07-05 | 17034.96 | 17671.96 | 17015.39 | 16723.04 | 16922.21 | 17588.5 | 18293.62 | 19404.36 | 20665.65 | 22272.76 | 24339.63 | 25986.4 | 27254.69 | 28292.12 | 28976.03 | 29385.71 | 29362.95 | 28785.06 | 27560.79 | 26220.5 | 25487.07 | 23859.1 | 21494.25 | 19751.13 | 550.3479 | 29385.71 | 7 | 2019
2019-07-06 | 18412.77 | 16490.63 | 15837.45 | 15452.85 | 15314.78 | 15070.41 | 14892.8 | 16255.35 | 17948.91 | 19393.49 | 20655.68 | 21747.75 | 22935.39 | 23919.65 | 24724.72 | 25308.07 | 25499.3 | 25099.24 | 24055.55 | 22946.01 | 22400.11 | 21231.47 | 19675.81 | 18164.02 | 483.4322 | 25499.3 | 7 | 2019
2019-07-07 | 17170.23 | 16080.77 | 15458.23 | 15100.25 | 14985.79 | 14762.81 | 14590.1 | 15899.26 | 17490.72 | 18808.37 | 19942.59 | 20902.56 | 21765.76 | 22703.08 | 23502.3 | 24108.9 | 24335.79 | 23977.69 | 22997.94 | 21954.35 | 21506.37 | 20579.05 | 19074.1 | 17610.78 | 465.3078 | 24335.79 | 7 | 2019
2019-07-08 | 16676.37 | 16654.72 | 16078.33 | 15846.81 | 16109.07 | 16820.14 | 17545.82 | 18530.19 | 19560.56 | 20753.98 | 22134.67 | 23504.89 | 24634.96 | 25639.52 | 26385.03 | 26911.2 | 27008.25 | 26526.14 | 25412.23 | 24193.94 | 23572.6 | 22078.82 | 20244.19 | 18582.63 | 511.4051 | 27008.25 | 7 | 2019
2019-07-09 | 17425.64 | 18237.97 | 17543.68 | 17207.66 | 17363.55 | 17980.89 | 18685.42 | 19851.84 | 21240.9 | 23278.76 | 25558.59 | 27340.73 | 28647.04 | 29655.07 | 30254 | 30569.82 | 30465.75 | 29851.26 | 28609.21 | 27259.11 | 26516.45 | 24844.73 | 22334.66 | 20429.55 | 571.1523 | 30569.82 | 7 | 2019
2019-07-10 | 19071.15 | 18419.49 | 17711.63 | 17363.91 | 17509.05 | 18116.91 | 18821.79 | 20011.68 | 21446.91 | 23624.71 | 25983.7 | 27837.44 | 29198.04 | 30242.46 | 30858.13 | 31175.12 | 31063.1 | 30430 | 29150.3 | 27764.32 | 26983.65 | 25272.77 | 22726.47 | 20700.8 | 581.4835 | 31175.12 | 7 | 2019
2019-07-11 | 19331.37 | 17890.28 | 17221.15 | 16907.23 | 17080.03 | 17710.18 | 18421.33 | 19544.71 | 20855.76 | 22640.5 | 24805.34 | 26525.49 | 27830.72 | 28886.87 | 29561.83 | 29962.8 | 29928.36 | 29343.71 | 28103.26 | 26762.88 | 26021.73 | 24367.6 | 21875.2 | 20092.71 | 561.671 | 29962.8 | 7 | 2019
2019-07-12 | 18813.8 | 17579.6 | 16931.22 | 16646.34 | 16853.06 | 17532.66 | 18258.33 | 19351.81 | 20585.36 | 22123.37 | 24148.43 | 25764.28 | 27014.16 | 28043.46 | 28726.24 | 29141.36 | 29135.54 | 28575.97 | 27364.78 | 26051.97 | 25318.08 | 23699.86 | 21386.76 | 19655.74 | 548.7022 | 29141.36 | 7 | 2019
2019-07-13 | 18395.61 | 16839.14 | 16161.47 | 15755.87 | 15601.07 | 15348.62 | 15184.46 | 16586.53 | 18359.08 | 19903.97 | 21264.2 | 22646.79 | 23886.12 | 24880.01 | 25660.25 | 26199.85 | 26354.73 | 25929.64 | 24849.83 | 23713.48 | 23119.88 | 21746.25 | 20154.17 | 18613.17 | 497.1542 | 26354.73 | 7 | 2019
2019-07-14 | 17539.03 | 15470.35 | 14894.73 | 14577.92 | 14500.59 | 14318.18 | 14174.93 | 15399.12 | 16834.61 | 17959.53 | 18903.27 | 19712.27 | 20427.73 | 21086.32 | 21761.79 | 22412.74 | 22708.41 | 22421.82 | 21528.09 | 20810.04 | 20522.03 | 19665.09 | 18233.42 | 16839.21 | 442.7012 | 22708.41 | 7 | 2019
2019-07-15 | 16025.39 | 16251.17 | 15706.71 | 15503.21 | 15792.39 | 16536.14 | 17287.66 | 18212.73 | 19134.01 | 20194.2 | 21336.8 | 22429.63 | 23442.53 | 24370.04 | 25079.02 | 25603.24 | 25730.35 | 25301.73 | 24269.39 | 23147.89 | 22590.98 | 21317.25 | 19621.86 | 18020.41 | 492.9047 | 25730.35 | 7 | 2019
2019-07-16 | 16927.63 | 17139.11 | 16526.3 | 16261.63 | 16477.1 | 17147.79 | 17878.79 | 18902.96 | 20029.16 | 21351.23 | 23118.36 | 24613.11 | 25791.95 | 26809.92 | 27517.19 | 27995.55 | 28051.7 | 27545.22 | 26393.38 | 25155.51 | 24493.95 | 22943.46 | 20855.8 | 19163.45 | 529.0903 | 28051.7 | 7 | 2019
2019-07-17 | 17913.97 | 17296.47 | 16672.8 | 16398.75 | 16607.38 | 17275.88 | 18013.09 | 19054.5 | 20214.41 | 21579.9 | 23471.6 | 24998.15 | 26183.27 | 27185.96 | 27863.8 | 28307.63 | 28338.75 | 27822.5 | 26666.13 | 25426.85 | 24754.83 | 23190.96 | 21036.75 | 19337.68 | 535.612 | 28338.75 | 7 | 2019
2019-07-18 | 18105.16 | 17402.18 | 16770.51 | 16489.53 | 16691.75 | 17353.97 | 18089.49 | 19145 | 20332.13 | 21749.6 | 23716.67 | 25284.38 | 26500.29 | 27523.27 | 28210.27 | 28654.33 | 28679.72 | 28151.86 | 26974.08 | 25713.08 | 25020.65 | 23434.88 | 21206.07 | 19491.79 | 540.6907 | 28679.72 | 7 | 2019
2019-07-19 | 18249.38 | 17274.45 | 16651.71 | 16389.35 | 16620.35 | 17334.65 | 18091.08 | 19134.47 | 20275.6 | 21620.2 | 23435.1 | 24887.05 | 25988.88 | 26891.68 | 27482.5 | 27844.19 | 27835.74 | 27327.14 | 26218.6 | 25024.18 | 24369.98 | 22840.44 | 20806.97 | 19145.24 | 531.7389 | 27844.19 | 7 | 2019
2019-07-20 | 17994.29 | 17207.78 | 16507.01 | 16081.49 | 15916.85 | 15674.54 | 15540.87 | 16975.27 | 18811.07 | 20442.33 | 21902.69 | 23441.43 | 24598.51 | 25445.47 | 26052.31 | 26426.73 | 26480.82 | 26049.01 | 25025.25 | 23957.69 | 23391.46 | 22034.87 | 20397.11 | 18879.05 | 505.2339 | 26480.82 | 7 | 2019
2019-07-21 | 17867.13 | 17469.79 | 16748.81 | 16305.9 | 16123.98 | 15863.91 | 15727.6 | 17197.92 | 19104.98 | 20823.21 | 22529.83 | 24195.47 | 25462.75 | 26398.72 | 27063.8 | 27467.42 | 27524.73 | 27061.73 | 25961.78 | 24820.27 | 24180.73 | 22751.19 | 20888.65 | 19320.03 | 518.8603 | 27524.73 | 7 | 2019
2019-07-22 | 18203.84 | 18400.2 | 17700.54 | 17362.31 | 17542.12 | 18209.27 | 18972.89 | 20159.11 | 21579.27 | 23749.4 | 26057.88 | 27835.29 | 29107.19 | 30025.77 | 30525.64 | 30734.44 | 30578.42 | 29967.47 | 28752.91 | 27451.96 | 26687.67 | 25014.05 | 22532.68 | 20596.37 | 577.7467 | 30734.44 | 7 | 2019
2019-07-23 | 19226.85 | 16606.06 | 16035.54 | 15808.02 | 16059.17 | 16774.16 | 17542.69 | 18487.89 | 19469.82 | 20615.79 | 21913.1 | 23201.86 | 24230.07 | 25150.79 | 25813.51 | 26292.25 | 26391.28 | 25956.57 | 24909.84 | 23799.59 | 23218.48 | 21768.64 | 20046.4 | 18432.12 | 507.7505 | 26391.28 | 7 | 2019
2019-07-24 | 17384.72 | 16847.49 | 16259.64 | 16017.08 | 16256.24 | 16963.34 | 17733.83 | 18708.01 | 19745.2 | 20961.17 | 22454.72 | 23803.14 | 24855.24 | 25768.99 | 26402.65 | 26841.46 | 26906.32 | 26451.87 | 25388.25 | 24261.53 | 23660.07 | 22183.87 | 20344.32 | 18713.54 | 514.9127 | 26906.32 | 7 | 2019
2019-07-25 | 17578.18 | 17089.53 | 16484.19 | 16226.53 | 16453.04 | 17151.56 | 17926.26 | 18929.65 | 20024.09 | 21312.08 | 23010.44 | 24433.04 | 25528.84 | 26458.14 | 27083.22 | 27498.58 | 27539.89 | 27064.9 | 25970.88 | 24816.9 | 24180.9 | 22667.06 | 20686.43 | 19031.79 | 525.1461 | 27539.89 | 7 | 2019
2019-07-26 | 17884.86 | 18105.03 | 17422.51 | 17108.71 | 17296.44 | 17982.82 | 18759.83 | 19902.3 | 21239.99 | 23165.5 | 25355.57 | 27072.48 | 28338.92 | 29311.89 | 29888.18 | 30181.53 | 30102.12 | 29524.63 | 28301.73 | 27009.1 | 26222.68 | 24554.49 | 22090.22 | 20270.11 | 567.0916 | 30181.53 | 7 | 2019
2019-07-27 | 18918.79 | 17513.77 | 16791.59 | 16348.1 | 16167.52 | 15919.31 | 15812.44 | 17280.07 | 19189.5 | 20913.13 | 22655.8 | 24327.82 | 25595.6 | 26525.42 | 27177.44 | 27567.53 | 27627.98 | 27175.19 | 26075.35 | 24954.16 | 24294.32 | 22854.83 | 20969.97 | 19402.76 | 522.0584 | 27627.98 | 7 | 2019
2019-07-28 | 18293.21 | 17604.87 | 16876.03 | 16426.83 | 16241.21 | 15989.3 | 15884.39 | 17363.2 | 19294.97 | 21046.48 | 22869.3 | 24574.89 | 25866.85 | 26811.41 | 27468.37 | 27856.25 | 27911.88 | 27450.86 | 26334.26 | 25198.27 | 24520.15 | 23062.21 | 21115.16 | 19536.07 | 525.5964 | 27911.88 | 7 | 2019
2019-07-29 | 18368.47 | 17536.51 | 16902.04 | 16621.13 | 16849.84 | 17566.89 | 18368.81 | 19438.5 | 20647.56 | 22175.99 | 24156.71 | 25705.62 | 26875.05 | 27798.45 | 28378.69 | 28711.35 | 28686.77 | 28168.94 | 27027.28 | 25828.49 | 25118.09 | 23536.68 | 21316.6 | 19620.17 | 545.4046 | 28711.35 | 7 | 2019
2019-07-30 | 18383.17 | 17642.22 | 16996.93 | 16704.98 | 16901.88 | 17580.76 | 18371.2 | 19440.88 | 20668.47 | 22265.55 | 24302.95 | 25919.16 | 27148.19 | 28151.28 | 28791.47 | 29181.39 | 29188.11 | 28666.09 | 27479.78 | 26247.12 | 25506.52 | 23887.11 | 21544.14 | 19822.88 | 550.7922 | 29188.11 | 7 | 2019
2019-07-31 | 18544.32 | 18666.54 | 17947.04 | 17590.44 | 17735.25 | 18375.87 | 19164.05 | 20359.55 | 21861.66 | 24181.81 | 26590.55 | 28460.56 | 29791.07 | 30764.86 | 31283.12 | 31504.69 | 31362.31 | 30751.63 | 29493.39 | 28183.14 | 27363.16 | 25634.5 | 23108.31 | 21003.24 | 589.7211 | 31504.69 | 7 | 2019
2019-08-01 | 19416.05 | 18497.23 | 17791.8 | 17456.13 | 17646.18 | 18510.63 | 19289.25 | 20225.13 | 21599.4 | 23654.73 | 25967.54 | 27826.24 | 29249.69 | 30345.14 | 31006.25 | 31353.54 | 31273.38 | 30588.78 | 29266.83 | 28104.43 | 27246.71 | 25092.71 | 22478.9 | 20542.05 | 584.4287 | 31353.54 | 8 | 2019
2019-08-02 | 19315.35 | 17998.68 | 17330.41 | 17035.27 | 17271.71 | 18195.07 | 18994.49 | 19874.04 | 21122.73 | 22854.96 | 24965.66 | 26667.59 | 28001.41 | 29054.96 | 29722.92 | 30095.69 | 30059.21 | 29417.92 | 28149.22 | 27041.14 | 26212.36 | 24119.82 | 21670.84 | 19861.86 | 565.0333 | 30095.69 | 8 | 2019
2019-08-03 | 18727.35 | 17903.4 | 17154.49 | 16695.23 | 16525.18 | 16469.45 | 16359.34 | 17639.16 | 19596.15 | 21466.45 | 23471.25 | 25271.61 | 26683.89 | 27713.88 | 28427.78 | 28839.05 | 28879.37 | 28310.78 | 27105.01 | 26106.65 | 25343.53 | 23400.07 | 21280.26 | 19609.29 | 538.9786 | 28879.37 | 8 | 2019
2019-08-04 | 18568.11 | 17766.54 | 17027.71 | 16577.24 | 16414.73 | 16366.32 | 16260.57 | 17522.45 | 19446.5 | 21275.73 | 23189.93 | 24955.02 | 26349.4 | 27376.55 | 28099 | 28525.68 | 28582.8 | 28027.12 | 26833.92 | 25851.23 | 25098.88 | 23170.85 | 21105.65 | 19446.77 | 533.8387 | 28582.8 | 8 | 2019
2019-08-05 | 18425.83 | 18539.47 | 17834.92 | 17502.71 | 17719.11 | 18623.98 | 19437.95 | 20385.53 | 21771.42 | 23860.01 | 26174.34 | 28025.84 | 29439.02 | 30492.68 | 31112.09 | 31408.82 | 31303.79 | 30619.81 | 29308.13 | 28162.45 | 27284.05 | 25128.24 | 22530.66 | 20592.99 | 585.6838 | 31408.82 | 8 | 2019
2019-08-06 | 19319.89 | 18041.44 | 17371.79 | 17067.61 | 17286.73 | 18186.53 | 18997.34 | 19866.82 | 21121.47 | 22891.33 | 25025.83 | 26741.92 | 28074.35 | 29125.07 | 29780.81 | 30152.68 | 30120.77 | 29490.55 | 28232.56 | 27153.66 | 26341.53 | 24252.16 | 21778.27 | 19968.29 | 566.3894 | 30152.68 | 8 | 2019
2019-08-07 | 18807.59 | 17679.55 | 17036.67 | 16755.84 | 16994.58 | 17911.41 | 18728.28 | 19551.33 | 20719.18 | 22266.78 | 24273.55 | 25896.59 | 27182.89 | 28228.29 | 28909.73 | 29325.34 | 29337.82 | 28740.08 | 27514.61 | 26472.72 | 25691.75 | 23644.05 | 21313.67 | 19534.7 | 552.517 | 29337.82 | 8 | 2019
2019-08-08 | 18391.72 | 16479.08 | 15925.94 | 15723.11 | 16030.07 | 17009.33 | 17845.9 | 18512.28 | 19383.58 | 20498.39 | 21766.56 | 23006.11 | 24071.06 | 25020.59 | 25714.99 | 26217.23 | 26342.59 | 25858.48 | 24787.76 | 23910.97 | 23277.8 | 21514.01 | 19619.95 | 17971.9 | 504.8794 | 26342.59 | 8 | 2019
2019-08-09 | 17097.58 | 17030.29 | 16434.55 | 16203.11 | 16493.58 | 17472.01 | 18314.2 | 19063.84 | 20077.94 | 21366.11 | 22993.85 | 24463.55 | 25697.26 | 26762.23 | 27519.36 | 28025.11 | 28127.3 | 27581.38 | 26384.04 | 25378.05 | 24601.42 | 22601.43 | 20510.58 | 18777.53 | 528.9763 | 28127.3 | 8 | 2019
2019-08-10 | 17670.39 | 17144.95 | 16454.43 | 16046.46 | 15922.41 | 15919.05 | 15853.24 | 17026.28 | 18790.18 | 20421.94 | 21928.06 | 23492.43 | 24778.22 | 25762.2 | 26494.22 | 26968.07 | 27097.33 | 26612.7 | 25496.03 | 24614.87 | 23917.09 | 22069.7 | 20277.91 | 18687.33 | 509.4455 | 27097.33 | 8 | 2019
2019-08-11 | 17727.43 | 17412.58 | 16701.97 | 16276.67 | 16136.73 | 16118.97 | 16052.3 | 17260.24 | 19092.32 | 20808.43 | 22490 | 24168.84 | 25526.87 | 26558.4 | 27311.36 | 27785.14 | 27901.96 | 27391.46 | 26224.65 | 25294.74 | 24547.06 | 22647.4 | 20710.71 | 19081.88 | 521.2281 | 27901.96 | 8 | 2019
2019-08-12 | 18025.94 | 16779.08 | 16205.77 | 15988.42 | 16301.28 | 17296.13 | 18161.89 | 18878.95 | 19841.19 | 21062.02 | 22552.47 | 23972.74 | 25192.02 | 26254.43 | 27028.4 | 27561.65 | 27695.68 | 27176.43 | 26002.49 | 25032.55 | 24272.62 | 22297.89 | 20288.03 | 18568.29 | 522.4364 | 27695.68 | 8 | 2019
2019-08-13 | 17478.12 | 16336.18 | 15797.52 | 15607.6 | 15931.54 | 16943.8 | 17820.96 | 18454.62 | 19269 | 20318.96 | 21508.07 | 22576.93 | 23521.1 | 24350.44 | 24941.85 | 25369.96 | 25475.22 | 25029.49 | 24042.67 | 23269.98 | 22692.18 | 21086.66 | 19254.2 | 17664.43 | 494.7415 | 25475.22 | 8 | 2019
2019-08-14 | 16812.54 | 16114.02 | 15593.99 | 15420.45 | 15759.2 | 16787.06 | 17674.06 | 18275.34 | 19028.82 | 20003.3 | 21117.02 | 22024.33 | 22920.2 | 23725.45 | 24314.2 | 24755.66 | 24884.2 | 24465.18 | 23512.6 | 22779.13 | 22229.94 | 20737.67 | 18934.87 | 17373.27 | 485.2425 | 24884.2 | 8 | 2019
2019-08-15 | 16569.52 | 16933.05 | 16349.78 | 16121.41 | 16410.35 | 17391.93 | 18269.92 | 18980.6 | 19946.05 | 21183.21 | 22721.1 | 24084.78 | 25187.49 | 26119.88 | 26754.89 | 27180.34 | 27257.53 | 26755.5 | 25658.68 | 24780.69 | 24091.66 | 22166.56 | 20217.02 | 18543.27 | 519.6752 | 27257.53 | 8 | 2019
2019-08-16 | 17531.2 | 17285.98 | 16676.04 | 16432.74 | 16719.9 | 17718.11 | 18607.67 | 19372.31 | 20422.39 | 21762.96 | 23522.62 | 24983.86 | 26152.83 | 27109.27 | 27739.07 | 28125.75 | 28166.43 | 27628.42 | 26475.8 | 25538.85 | 24771.69 | 22783 | 20684.38 | 18974.66 | 535.1859 | 28166.43 | 8 | 2019
2019-08-17 | 17889.95 | 16739.33 | 16081.57 | 15702.78 | 15605.79 | 15640.45 | 15621.95 | 16731.73 | 18387.12 | 19886.25 | 21265.51 | 22568.89 | 23793.16 | 24759.3 | 25504.84 | 26015.34 | 26203.9 | 25773.88 | 24701.17 | 23894.56 | 23213.52 | 21514.64 | 19784.12 | 18236.38 | 495.5161 | 26203.9 | 8 | 2019
2019-08-18 | 17322.07 | 16796.92 | 16134.03 | 15750.97 | 15647.91 | 15674.28 | 15655.04 | 16774.72 | 18451.99 | 19976.3 | 21391.41 | 22783.28 | 24077.99 | 25117.27 | 25925.51 | 26482.98 | 26696.13 | 26255.39 | 25134.22 | 24282.48 | 23555.58 | 21761.09 | 19998.81 | 18420.19 | 500.0666 | 26696.13 | 8 | 2019
2019-08-19 | 17418.98 | 17320.8 | 16711 | 16462.5 | 16753.21 | 17747.02 | 18651.12 | 19423.47 | 20499.13 | 21866.93 | 23703.76 | 25233.91 | 26485.6 | 27513.29 | 28204.41 | 28636.36 | 28702.66 | 28158.42 | 26961.78 | 25990.91 | 25179.17 | 23150.94 | 20959.02 | 19212.72 | 540.9471 | 28702.66 | 8 | 2019
2019-08-20 | 18059.56 | 18312.28 | 17628.97 | 17314.24 | 17530.7 | 18461.5 | 19359.46 | 20237.87 | 21530.74 | 23459.58 | 25658.64 | 27416.32 | 28751.52 | 29768.41 | 30360.32 | 30663.43 | 30615.24 | 30002.82 | 28743.99 | 27718.26 | 26847.72 | 24723.2 | 22183.67 | 20354.79 | 575.7032 | 30663.43 | 8 | 2019
2019-08-21 | 19075.71 | 17476.24 | 16854.36 | 16593.2 | 16853.76 | 17821.16 | 18731 | 19503.56 | 20599.05 | 22017.49 | 23929.32 | 25486.66 | 26734.94 | 27762.07 | 28434.35 | 28855.41 | 28918.75 | 28378.66 | 27181.47 | 26227.51 | 25417.64 | 23379.26 | 21133.63 | 19385.99 | 546.7512 | 28918.75 | 8 | 2019
2019-08-22 | 18258.93 | 17722.96 | 17083.93 | 16807.82 | 17057.87 | 18020.87 | 18934.54 | 19734.93 | 20882.34 | 22446.07 | 24428.12 | 26018.66 | 27257.85 | 28242.08 | 28853.04 | 29208.93 | 29224.65 | 28669.48 | 27478.04 | 26529.49 | 25719.65 | 23672.95 | 21369.71 | 19618.44 | 553.2413 | 29224.65 | 8 | 2019
2019-08-23 | 18470.04 | 17213.47 | 16611.13 | 16375.2 | 16669.55 | 17686.8 | 18618.82 | 19364.39 | 20390.87 | 21703.82 | 23427.07 | 24890.04 | 26080.35 | 27070.11 | 27732.45 | 28150.01 | 28229.6 | 27713.02 | 26546.72 | 25625.53 | 24819.9 | 22813.51 | 20709.06 | 18997.08 | 535.9085 | 28229.6 | 8 | 2019
2019-08-24 | 17896.11 | 16521.23 | 15882.37 | 15520.7 | 15440.5 | 15504.44 | 15531.48 | 16601.93 | 18194.2 | 19617.46 | 20925.52 | 22092.06 | 23284.65 | 24242.5 | 24994.4 | 25523.85 | 25752.19 | 25360.01 | 24310.35 | 23556.33 | 22871.21 | 21249.12 | 19545.97 | 18022.69 | 488.4413 | 25752.19 | 8 | 2019
2019-08-25 | 17109.42 | 16314.68 | 15691.8 | 15344 | 15276.57 | 15354.62 | 15391.11 | 16432.64 | 17971.55 | 19329 | 20570.84 | 21648.34 | 22739.26 | 23672.48 | 24418.39 | 24956.12 | 25202.47 | 24833.01 | 23814.9 | 23097.65 | 22438.74 | 20922.1 | 19246.28 | 17749.1 | 479.5251 | 25202.47 | 8 | 2019
2019-08-26 | 16848.99 | 16378.68 | 15840.89 | 15655.6 | 16000.91 | 17054.51 | 18012.05 | 18654.01 | 19496.64 | 20574.52 | 21822.76 | 23087.26 | 24234.4 | 25265.09 | 26034.52 | 26589.5 | 26792.2 | 26347.1 | 25225.42 | 24366.28 | 23602.96 | 21731.71 | 19828.96 | 18161 | 507.606 | 26792.2 | 8 | 2019
2019-08-27 | 17065.87 | 16462.84 | 15917.66 | 15723.55 | 16041.55 | 17067.73 | 18021.73 | 18657.35 | 19504.91 | 20596.04 | 21860.86 | 23160.33 | 24291.92 | 25317.57 | 26071.1 | 26622.12 | 26825.23 | 26386.43 | 25272.58 | 24432.6 | 23685.57 | 21797.44 | 19892.39 | 18229.56 | 508.9049 | 26825.23 | 8 | 2019
2019-08-28 | 17137.98 | 16297.75 | 15765.01 | 15581.75 | 15908.8 | 16944.07 | 17905.6 | 18519.08 | 19327.14 | 20368.73 | 21588.04 | 22790.93 | 23910.79 | 24944.43 | 25718.74 | 26297.04 | 26526.59 | 26103.75 | 24998.55 | 24172.84 | 23431.16 | 21600.06 | 19706.64 | 18054.73 | 503.6002 | 26526.59 | 8 | 2019
2019-08-29 | 16974.97 | 16070.61 | 15555.87 | 15388.09 | 15730.36 | 16783.57 | 17756.22 | 18336.71 | 19083 | 20049.17 | 21188.58 | 22212.52 | 23260.08 | 24240.28 | 24983.55 | 25551.21 | 25789.28 | 25393.74 | 24339.01 | 23568.55 | 22870.02 | 21180.54 | 19326.83 | 17713.24 | 493.346 | 25789.28 | 8 | 2019
2019-08-30 | 16709.33 | 15656.94 | 15174.28 | 15042.27 | 15430.91 | 16549.6 | 17547.57 | 18077.76 | 18707.02 | 19528.75 | 20499.57 | 21279.52 | 22028.37 | 22864.46 | 23511.8 | 24016.11 | 24243.47 | 23893.36 | 22945.66 | 22280.73 | 21696.58 | 20267.33 | 18506.23 | 16978.92 | 473.4365 | 24243.47 | 8 | 2019
2019-08-31 | 16111.55 | 14996.65 | 14475.54 | 14215.98 | 14229.48 | 14395.91 | 14489.92 | 15347.78 | 16547.56 | 17486.29 | 18307.47 | 19037.76 | 19733.7 | 20362.92 | 20941.23 | 21425.33 | 21723.4 | 21540.64 | 20871.66 | 20478.91 | 20093.07 | 18844.83 | 17340.97 | 16008.21 | 429.0068 | 21723.4 | 8 | 2019
2019-09-01 | 15684.94 | 14715.22 | 14255.35 | 14021.31 | 14046.3 | 14211.31 | 14345.69 | 15027.63 | 16150.1 | 17076.48 | 17885.71 | 18648.85 | 19332.42 | 19957.03 | 20632.94 | 21162.3 | 21333.57 | 20855.82 | 20110.65 | 19916.24 | 19152.98 | 17974.82 | 16631.5 | 15446.16 | 418.5753 | 21333.57 | 9 | 2019
2019-09-02 | 14804.63 | 15916.88 | 15335.97 | 15012.95 | 15045.77 | 15348.34 | 15600.21 | 16282.69 | 17707.39 | 19367.36 | 21270.25 | 22925.97 | 24063.21 | 24956.56 | 25623.67 | 26064.6 | 25997.46 | 25187.92 | 24088.57 | 23624.48 | 22422.7 | 20641.07 | 18932.28 | 17518.92 | 483.7398 | 26064.6 | 9 | 2019
2019-09-03 | 16712.59 | 17018.59 | 16472.63 | 16245.05 | 16512.64 | 17473.48 | 18460.67 | 19032.76 | 20029.87 | 21708.56 | 23581.7 | 25183.39 | 26456.27 | 27511.53 | 28175.9 | 28561.61 | 28489.95 | 27739.6 | 26612.41 | 25996.32 | 24659.56 | 22655.47 | 20370.53 | 18743.29 | 534.4044 | 28561.61 | 9 | 2019
2019-09-04 | 17642.07 | 16240.2 | 15751.87 | 15574.47 | 15885.01 | 16883.76 | 17883.96 | 18355.82 | 19160.98 | 20329.7 | 21916.39 | 23302.71 | 24459.88 | 25486.62 | 26191.99 | 26661.5 | 26680.26 | 26002.56 | 24956.95 | 24431.42 | 23172.52 | 21268.37 | 19291.52 | 17785.52 | 505.3161 | 26680.26 | 9 | 2019
2019-09-05 | 16848.52 | 15930.26 | 15465.4 | 15308.4 | 15637.91 | 16656.78 | 17667.68 | 18097.19 | 18822.85 | 19823.48 | 21244.64 | 22523.1 | 23603.92 | 24584.1 | 25272.41 | 25748.1 | 25789.07 | 25145.03 | 24152.72 | 23685.96 | 22474.14 | 20624.79 | 18821.72 | 17357.22 | 491.2854 | 25789.07 | 9 | 2019
2019-09-06 | 16492.66 | 15769.89 | 15317.94 | 15178.52 | 15537.05 | 16598.59 | 17627.47 | 18044.11 | 18727.23 | 19671.78 | 20947.25 | 22159.88 | 23199.81 | 24150.65 | 24827.79 | 25293.44 | 25339.54 | 24708.89 | 23735.22 | 23286.02 | 22068.18 | 20237.58 | 18539.16 | 17098.06 | 484.5567 | 25339.54 | 9 | 2019
2019-09-07 | 16246.52 | 15674.35 | 15146.51 | 14853.28 | 14829.7 | 14967.17 | 15131.65 | 15925.09 | 17271.1 | 18479.39 | 19568.43 | 20686.24 | 21723.81 | 22558.98 | 23196.8 | 23632.91 | 23717.68 | 23168.4 | 22311.37 | 22025.33 | 20920.03 | 19434.08 | 17995.12 | 16718.69 | 456.1826 | 23717.68 | 9 | 2019
2019-09-08 | 16048.37 | 16122.37 | 15559.82 | 15236.6 | 15182.44 | 15287.88 | 15447.8 | 16303.29 | 17773.65 | 19133.09 | 20466.93 | 21937.91 | 23173.48 | 24175.36 | 24927.95 | 25427.51 | 25526.62 | 24924.85 | 23930.92 | 23512.66 | 22275.93 | 20503.19 | 18876.19 | 17505.89 | 479.2607 | 25526.62 | 9 | 2019
2019-09-09 | 16625.89 | 16242.62 | 15757.28 | 15585.44 | 15922.34 | 16959.67 | 18003.04 | 18482.53 | 19298.66 | 20488.39 | 22092.53 | 23523.62 | 24750 | 25830.93 | 26584.59 | 27079.41 | 27121.92 | 26444.3 | 25354.56 | 24801.62 | 23464.03 | 21515.77 | 19475.5 | 17944.95 | 509.3496 | 27121.92 | 9 | 2019
2019-09-10 | 16892.28 | 15814.5 | 15359.1 | 15210.51 | 15545.58 | 16574.89 | 17614.66 | 18025.05 | 18726.95 | 19696.66 | 21068.02 | 22375.04 | 23522.92 | 24594.26 | 25373.6 | 25930.41 | 26036.14 | 25406.95 | 24369.99 | 23882.58 | 22611.31 | 20725.68 | 18882.55 | 17398.39 | 491.638 | 26036.14 | 9 | 2019
2019-09-11 | 16454.72 | 16597.73 | 16086.3 | 15888.78 | 16185.44 | 17189.65 | 18232.95 | 18737.18 | 19616.65 | 21021.68 | 22727.55 | 24204.04 | 25404.99 | 26431.6 | 27099.84 | 27515.86 | 27504.46 | 26814.89 | 25739.81 | 25212.31 | 23893.29 | 21937.83 | 19800.87 | 18271.24 | 518.5697 | 27515.86 | 9 | 2019
2019-09-12 | 17212.97 | 15995.46 | 15528.48 | 15369.75 | 15698.57 | 16730.73 | 17787.07 | 18214.12 | 18951.09 | 19967.09 | 21457.92 | 22790.46 | 23933.13 | 24973.49 | 25706.25 | 26213.65 | 26289.03 | 25654.27 | 24621.01 | 24146.08 | 22865.34 | 20969.68 | 19075.26 | 17589.44 | 497.7403 | 26289.03 | 9 | 2019
2019-09-13 | 16641.01 | 15479.78 | 15052.17 | 14934.05 | 15312.25 | 16405.3 | 17483.71 | 17851.84 | 18458.18 | 19308.49 | 20387.55 | 21541.17 | 22570.04 | 23545.19 | 24264.68 | 24783.52 | 24894.78 | 24307.66 | 23343.98 | 22939.21 | 21702.13 | 19916.41 | 18276.86 | 16855.27 | 476.2552 | 24894.78 | 9 | 2019
2019-09-14 | 15986.33 | 14895.44 | 14426.74 | 14185.28 | 14204.39 | 14387.88 | 14602.26 | 15288.96 | 16450.09 | 17426.13 | 18309.88 | 19178.38 | 19981.71 | 20899.32 | 21676.43 | 22275.89 | 22513.02 | 22043.7 | 21202.38 | 20971.03 | 19879.47 | 18618.37 | 17220.09 | 15981.26 | 432.6044 | 22513.02 | 9 | 2019
2019-09-15 | 15292.83 | 14655.89 | 14205.86 | 13980.64 | 14015.36 | 14216.5 | 14441.31 | 15094.02 | 16191.18 | 17088.89 | 17890.8 | 18685.57 | 19427.47 | 20162.3 | 20914.13 | 21508.81 | 21758.64 | 21317.67 | 20525.67 | 20348.49 | 19416.65 | 18194.34 | 16834.76 | 15632.95 | 421.8007 | 21758.64 | 9 | 2019
2019-09-16 | 14972.26 | 14365.82 | 14029.83 | 13987.57 | 14454.01 | 15642.46 | 16769.75 | 16976.07 | 17271.52 | 17744.38 | 18336.41 | 18809.64 | 19228.73 | 19658.55 | 20028.78 | 20378.36 | 20459.37 | 20018.36 | 19490.64 | 19457.83 | 18744.04 | 17573.71 | 16180.29 | 14992.28 | 419.5707 | 20459.37 | 9 | 2019
2019-09-17 | 14510.52 | 14233.83 | 13907.61 | 13870.99 | 14322.31 | 15495.16 | 16621.74 | 16792.88 | 17037.82 | 17454.9 | 17993.01 | 18410.17 | 18771.5 | 19172.22 | 19482.86 | 19773.83 | 19871.21 | 19514.03 | 19065.9 | 19082.52 | 18416.7 | 17281.51 | 15915.94 | 14761.51 | 411.7607 | 19871.21 | 9 | 2019
2019-09-18 | 14348.76 | 14778.79 | 14406.76 | 14330.55 | 14738.25 | 15860.38 | 16974.65 | 17228.43 | 17642.18 | 18261.85 | 19040.32 | 19727.31 | 20493 | 21308.67 | 21934.99 | 22435.88 | 22588.14 | 22097.54 | 21300.09 | 21090.17 | 20008.71 | 18693 | 17170.7 | 15864.97 | 442.3241 | 22588.14 | 9 | 2019
2019-09-19 | 15128.74 | 14862.38 | 14484.4 | 14403.06 | 14805.74 | 15925.17 | 17046.86 | 17310.15 | 17745.84 | 18392.48 | 19203.02 | 19935.64 | 20783.55 | 21636.12 | 22288.22 | 22804.49 | 22964.92 | 22467.6 | 21641.23 | 21408.96 | 20294.42 | 18898.03 | 17356.39 | 16031.98 | 447.8194 | 22964.92 | 9 | 2019
2019-09-20 | 15276.86 | 14509.66 | 14161.89 | 14112.97 | 14563.19 | 15749.35 | 16895.68 | 17113.83 | 17439.14 | 17949.94 | 18593.29 | 19133.8 | 19621.22 | 20202.21 | 20700.88 | 21105.62 | 21224.45 | 20774.52 | 20087.05 | 19988.06 | 19171.17 | 17943.74 | 16509.45 | 15285.2 | 428.1132 | 21224.45 | 9 | 2019
2019-09-21 | 14717.85 | 14135.3 | 13738.07 | 13558.99 | 13645.48 | 13919.64 | 14203.24 | 14758.35 | 15668.63 | 16343.09 | 16889.12 | 17409.33 | 17891.15 | 18337.83 | 18750.51 | 19108.81 | 19285.81 | 19016.2 | 18571.73 | 18633.23 | 17939.81 | 16873.7 | 15675.8 | 14630.03 | 393.7017 | 19285.81 | 9 | 2019
2019-09-22 | 14246.58 | 14309.38 | 13895.96 | 13702.55 | 13776.4 | 14042.1 | 14331.74 | 14911.29 | 15873.66 | 16613.59 | 17227.83 | 17808.48 | 18333.91 | 18807.93 | 19230.02 | 19584 | 19751.25 | 19465.11 | 18989.62 | 19025.48 | 18298.25 | 17198.88 | 15972.55 | 14899.35 | 400.2959 | 19751.25 | 9 | 2019
2019-09-23 | 14460.33 | 15355.97 | 14944.57 | 14837 | 15239.08 | 16371.35 | 17520.19 | 17855.51 | 18419.91 | 19222 | 20220.01 | 21310.94 | 22283.04 | 23187.72 | 23844.84 | 24319.71 | 24435.7 | 23891.21 | 22981.42 | 22670.53 | 21444.62 | 19743.81 | 18142.46 | 16754.28 | 469.4562 | 24435.7 | 9 | 2019
2019-09-24 | 15832.04 | 15284.15 | 14878.79 | 14773.45 | 15160.8 | 16284.11 | 17438.9 | 17742.58 | 18261.74 | 19017.88 | 19924.45 | 20902.8 | 21741.9 | 22526.23 | 23074.05 | 23478.67 | 23568.07 | 23055.06 | 22234.89 | 22025.88 | 20890.46 | 19354.42 | 17806.12 | 16476.01 | 461.7335 | 23568.07 | 9 | 2019
2019-09-25 | 15693.37 | 14950.65 | 14587.62 | 14520.07 | 14945.59 | 16111.16 | 17286.4 | 17523.4 | 17904.77 | 18491.72 | 19212.59 | 19800.97 | 20420.41 | 21040.9 | 21479.22 | 21831.1 | 21927.61 | 21489.48 | 20812.42 | 20746.34 | 19773.75 | 18533.89 | 17084.57 | 15850.32 | 442.0183 | 21927.61 | 9 | 2019
2019-09-26 | 15222.83 | 14286.4 | 13989.4 | 13980.25 | 14461.61 | 15684.43 | 16882.96 | 17011.88 | 17177.1 | 17496.97 | 17936.05 | 18265.84 | 18556.11 | 18898.11 | 19165.3 | 19429.43 | 19540.85 | 19273.29 | 18882.39 | 18982.12 | 18330.08 | 17228.52 | 15911.82 | 14805.39 | 411.3991 | 19540.85 | 9 | 2019
2019-09-27 | 14422.85 | 14299.53 | 14015.68 | 14025.14 | 14537.62 | 15806 | 17025.7 | 17149.38 | 17278.96 | 17550.56 | 17929.71 | 18203.21 | 18450.15 | 18749.99 | 18988.17 | 19225.67 | 19333.81 | 19082.9 | 18715.06 | 18832.24 | 18174.71 | 17088.51 | 15802.3 | 14722.44 | 409.4103 | 19333.81 | 9 | 2019
2019-09-28 | 14326.98 | 13622.03 | 13281.51 | 13152.46 | 13292.38 | 13640.54 | 13990.86 | 14444.71 | 15163.38 | 15606.57 | 15899.32 | 16167.62 | 16428.11 | 16686.11 | 16964.41 | 17250.57 | 17435.75 | 17253.97 | 16967.53 | 17209.08 | 16633.94 | 15702.91 | 14648.16 | 13740.52 | 369.5094 | 17435.75 | 9 | 2019
2019-09-29 | 13552.72 | 13881.91 | 13569.69 | 13468.54 | 13636.67 | 14014.14 | 14385.06 | 14818.59 | 15472.55 | 15832.02 | 16033.07 | 16210.26 | 16389.07 | 16576.17 | 16803.92 | 17069.25 | 17272.81 | 17147.06 | 16927.37 | 17228.2 | 16699.11 | 15813.2 | 14801.77 | 13938.04 | 371.5412 | 17272.81 | 9 | 2019
2019-09-30 | 13747.76 | 14569.1 | 14355.18 | 14427.83 | 15013.88 | 16353.3 | 17624.52 | 17683.55 | 17646.19 | 17704.5 | 17849.62 | 17889.49 | 17931.44 | 18040.69 | 18144.15 | 18319 | 18454.49 | 18326.46 | 18132.09 | 18410.8 | 17885.36 | 16929.11 | 15762.75 | 14799.13 | 406.0004 | 18454.49 | 9 | 2019
2019-10-01 | 14742.85 | 14030.52 | 13863.31 | 13946.13 | 14471.2 | 15601.87 | 16759.64 | 16972.16 | 17018.8 | 17112.54 | 17299.52 | 17361.49 | 17413.87 | 17579.34 | 17717.18 | 17901.49 | 17955.64 | 17831.01 | 18038.18 | 18125.5 | 17364.3 | 16442.73 | 15386.71 | 14516.79 | 395.4528 | 18125.5 | 10 | 2019
2019-10-02 | 14201.33 | 13947.75 | 13698.54 | 13704.02 | 14149.9 | 15201.58 | 16331.15 | 16627.53 | 16884.69 | 17353.76 | 18000.01 | 18542.24 | 19039.85 | 19595.36 | 20014.64 | 20346.07 | 20390.97 | 20072.16 | 19946.04 | 19736.1 | 18692.48 | 17264.65 | 15968.8 | 14923.88 | 414.6335 | 20390.97 | 10 | 2019
2019-10-03 | 14319.19 | 14242.06 | 13977.62 | 13970.24 | 14405.22 | 15449.23 | 16583.5 | 16909.59 | 17328.85 | 17922.93 | 18666.04 | 19287.78 | 19835.7 | 20413.84 | 20830.82 | 21145.19 | 21173.24 | 20838.73 | 20679.55 | 20437.7 | 19354.89 | 17884.68 | 16383.35 | 15312.98 | 427.3529 | 21173.24 | 10 | 2019
2019-10-04 | 14665.43 | 14779.67 | 14510.64 | 14510.02 | 14959.82 | 16027.48 | 17210.21 | 17734.46 | 18243.42 | 18902.42 | 19723.33 | 20452.48 | 21122.38 | 21812.4 | 22322.12 | 22697.79 | 22774.16 | 22444.85 | 22202.95 | 21863.95 | 20668.74 | 19108.15 | 17248.67 | 16076.5 | 452.062 | 22774.16 | 10 | 2019
2019-10-05 | 15263.35 | 14402.24 | 14061.12 | 13913.43 | 14006.09 | 14208.58 | 14550.36 | 15258.55 | 16233.86 | 16950.49 | 17734.76 | 18571.97 | 19343.06 | 20039.5 | 20628.07 | 21066.53 | 21225.28 | 20950.57 | 20751.77 | 20514.05 | 19372.57 | 17957.51 | 16550.87 | 15548.04 | 419.1026 | 21225.28 | 10 | 2019
2019-10-06 | 14866.3 | 14031.84 | 13709.67 | 13577.78 | 13686.12 | 13907.3 | 14258.27 | 14925.24 | 15827.28 | 16455.66 | 16958.95 | 17621.47 | 18291.86 | 18913.42 | 19458.07 | 19878.32 | 20040.28 | 19792.81 | 19661.2 | 19498.68 | 18419.82 | 17073.87 | 15971.02 | 15015.04 | 401.8403 | 20040.28 | 10 | 2019
2019-10-07 | 14409.17 | 13933.31 | 13704.34 | 13730.85 | 14220.63 | 15330.76 | 16507.89 | 16791.28 | 17006.95 | 17412.75 | 17965.36 | 18419.58 | 18849.01 | 19323.98 | 19683.65 | 19967.99 | 20013.83 | 19736.77 | 19666.65 | 19521.78 | 18487.48 | 17095.74 | 15892.73 | 14878.3 | 412.5508 | 20013.83 | 10 | 2019
2019-10-08 | 14270.61 | 13739.31 | 13547.74 | 13605.72 | 14108.96 | 15235.39 | 16424.9 | 16635.43 | 16711.73 | 16843.81 | 17104.93 | 17277.36 | 17426.09 | 17667.59 | 17848.24 | 18038.99 | 18077.3 | 17898.71 | 18026.23 | 18082.67 | 17232.78 | 16305.34 | 15220.24 | 14320.26 | 391.6503 | 18082.67 | 10 | 2019
2019-10-09 | 13922.67 | 13647.73 | 13428.6 | 13460.36 | 13936.4 | 15036.25 | 16217.89 | 16455.07 | 16605.77 | 16831.69 | 17236.31 | 17573.41 | 17879.9 | 18264.12 | 18551.24 | 18800.87 | 18840.93 | 18594.22 | 18602.73 | 18556.33 | 17605.24 | 16505.71 | 15359.73 | 14399.22 | 396.3124 | 18840.93 | 10 | 2019
2019-10-10 | 13901.26 | 13526.09 | 13310.61 | 13345.2 | 13824.65 | 14930.91 | 16118.96 | 16344.34 | 16476.74 | 16681.7 | 16992.76 | 17294.98 | 17569.22 | 17925.24 | 18191.11 | 18426.3 | 18461.16 | 18220 | 18249.11 | 18229.54 | 17295.57 | 16299.55 | 15169.55 | 14223.89 | 391.0084 | 18461.16 | 10 | 2019
2019-10-11 | 13773.66 | 13467.95 | 13256.52 | 13302.75 | 13805.43 | 14953.14 | 16160.95 | 16386.01 | 16498.94 | 16678.65 | 16936.89 | 17145.52 | 17377.79 | 17688.65 | 17920.16 | 18119.07 | 18141.42 | 17907.28 | 17955.43 | 17955.29 | 17012.02 | 16103.1 | 14997.04 | 14071.01 | 387.6147 | 18141.42 | 10 | 2019
2019-10-12 | 13636.68 | 13370.7 | 13090.21 | 12994.06 | 13140.59 | 13415.95 | 13812.78 | 14390.97 | 15134.98 | 15575 | 15872.15 | 16167.65 | 16458.35 | 16751.76 | 17048.13 | 17388.53 | 17547.99 | 17379.28 | 17418.4 | 17456.67 | 16651.42 | 15817.82 | 14845.09 | 14001.95 | 369.3671 | 17547.99 | 10 | 2019
2019-10-13 | 13578.62 | 13532.43 | 13269.16 | 13190.08 | 13353.94 | 13647.89 | 14059.19 | 14624.84 | 15329.45 | 15718.61 | 15960.26 | 16200.88 | 16442.51 | 16693.27 | 16950.27 | 17246.88 | 17423.03 | 17303.33 | 17399.14 | 17489.14 | 16700.14 | 15893.18 | 14946.72 | 14130.02 | 371.083 | 17489.14 | 10 | 2019
2019-10-14 | 13703.57 | 13720.81 | 13552.04 | 13634.12 | 14183.45 | 15371.06 | 16613.58 | 16807.63 | 16835.21 | 16902.19 | 17049.18 | 17132.49 | 17219.66 | 17393.54 | 17529.19 | 17687.32 | 17740.63 | 17610.75 | 17790.08 | 17911.46 | 17063.25 | 16212.62 | 15165.41 | 14293.86 | 389.1231 | 17911.46 | 10 | 2019
2019-10-15 | 13876.56 | 13821.39 | 13664.46 | 13755.85 | 14294.33 | 15470.37 | 16718.11 | 16884.77 | 16865.97 | 16880.86 | 16984.43 | 16990.28 | 16994.36 | 17114.1 | 17206.14 | 17356.59 | 17431.99 | 17351.87 | 17591.69 | 17781.35 | 16990.04 | 16184.55 | 15163.59 | 14325.4 | 387.699 | 17781.35 | 10 | 2019
2019-10-16 | 13950.21 | 14140.34 | 14002.19 | 14112.99 | 14670.71 | 15865.92 | 17195.95 | 17429.67 | 17363.86 | 17324.34 | 17375.81 | 17317.63 | 17266.3 | 17339.32 | 17399.02 | 17542.41 | 17647 | 17625.8 | 17916.76 | 18148.41 | 17384.48 | 16482.79 | 15479.9 | 14660.94 | 395.6427 | 18148.41 | 10 | 2019
2019-10-17 | 14269.52 | 14492.67 | 14381.22 | 14519.02 | 15103.58 | 16324.7 | 17867.79 | 18083.28 | 17940.99 | 17799.92 | 17740.94 | 17574.74 | 17427.25 | 17417.82 | 17419.67 | 17543.36 | 17678.81 | 17735.64 | 18108.98 | 18408.21 | 17698.78 | 16741.1 | 15771.77 | 14987.56 | 403.0373 | 18408.21 | 10 | 2019
2019-10-18 | 14634.48 | 15201.06 | 15114.78 | 15288.31 | 15918.08 | 17247.78 | 19104.54 | 19337.87 | 19149.22 | 18935.77 | 18794.19 | 18559.34 | 18361.7 | 18304.39 | 18275.5 | 18389.47 | 18572.94 | 18716.13 | 19138.14 | 19459.4 | 18741.15 | 17674.43 | 16527.08 | 15757.1 | 425.2029 | 19459.4 | 10 | 2019
2019-10-19 | 15327.81 | 14025.72 | 13832.72 | 13822.6 | 14057.4 | 14432.8 | 14913.16 | 15416.44 | 15948.64 | 16118.91 | 16120.44 | 16121.45 | 16147.14 | 16208.57 | 16327.59 | 16490.46 | 16655.62 | 16708.68 | 16947.97 | 17264.46 | 16650.36 | 15961.44 | 15135.38 | 14438.22 | 375.074 | 17264.46 | 10 | 2019
2019-10-20 | 14172.92 | 13692.1 | 13493.37 | 13476.11 | 13705.06 | 14080.25 | 14564.5 | 15054.9 | 15581.71 | 15750.24 | 15747.72 | 15740.82 | 15756.86 | 15807.86 | 15916.81 | 16066.41 | 16215.04 | 16251.28 | 16490.71 | 16732.2 | 16208.72 | 15528.05 | 14714.2 | 14026.96 | 364.7748 | 16732.2 | 10 | 2019
2019-10-21 | 13769.3 | 13996.01 | 13864.7 | 13983.86 | 14572.34 | 15812.97 | 17153.77 | 17376.15 | 17289.17 | 17222.41 | 17239.52 | 17153.58 | 17089.22 | 17130.89 | 17166.85 | 17278.94 | 17374.81 | 17359.34 | 17660.83 | 17919.44 | 17132.05 | 16312.78 | 15328.69 | 14518.88 | 391.7065 | 17919.44 | 10 | 2019
2019-10-22 | 14132.51 | 13628.71 | 13477.47 | 13573.58 | 14119.16 | 15317.87 | 16607.09 | 16748.88 | 16699.08 | 16680.76 | 16732.5 | 16694.11 | 16653.51 | 16709.52 | 16753.04 | 16842.38 | 16911.84 | 16853.85 | 17118.73 | 17370.09 | 16685.6 | 15905.12 | 14910.81 | 14096.15 | 381.2224 | 17370.09 | 10 | 2019
2019-10-23 | 13758.72 | 13808.02 | 13667.34 | 13774.35 | 14330.76 | 15540.13 | 16838.12 | 16987.58 | 16907.76 | 16863.55 | 16887.82 | 16823.63 | 16760.62 | 16797.62 | 16827.98 | 16935.6 | 17029.57 | 17002.28 | 17298.54 | 17573.54 | 16841.02 | 16071.32 | 15087.3 | 14283.6 | 384.6968 | 17573.54 | 10 | 2019
2019-10-24 | 13926.98 | 14337.35 | 14212.65 | 14337.68 | 14911.05 | 16135.46 | 17646.44 | 17860.89 | 17754.45 | 17665.22 | 17668.82 | 17572.93 | 17491.48 | 17538.42 | 17575.02 | 17710.7 | 17849.86 | 17883.35 | 18203.8 | 18489.92 | 17712.17 | 16717.98 | 15730.43 | 14925.73 | 401.8588 | 18489.92 | 10 | 2019
2019-10-25 | 14515.59 | 14912.43 | 14824.75 | 14995.94 | 15625.51 | 16919.49 | 18767.77 | 18970.3 | 18757.99 | 18524.58 | 18362.22 | 18107.58 | 17891.2 | 17814.87 | 17764.98 | 17856.79 | 18034.19 | 18176.85 | 18605.08 | 18971.6 | 18239.38 | 17177.86 | 16193.18 | 15437.77 | 415.4479 | 18971.6 | 10 | 2019
2019-10-26 | 15021.68 | 14366.13 | 14222.53 | 14261.14 | 14546.43 | 14985.33 | 15530.12 | 15986.01 | 16395.58 | 16411.48 | 16245.01 | 16080.23 | 15957.56 | 15888.63 | 15911.11 | 16029.28 | 16228.17 | 16383.64 | 16741.92 | 17152.95 | 16639.12 | 16028.21 | 15287.32 | 14673.83 | 376.9734 | 17152.95 | 10 | 2019
2019-10-27 | 14445.12 | 14262.86 | 14110.82 | 14140.91 | 14418.34 | 14851.9 | 15398.18 | 15857.21 | 16283.91 | 16323.03 | 16182.28 | 16043.41 | 15943.06 | 15892.94 | 15927.58 | 16049.19 | 16242.66 | 16382.53 | 16721.71 | 17106.73 | 16589.94 | 15965.34 | 15214.08 | 14589.77 | 374.9435 | 17106.73 | 10 | 2019
2019-10-28 | 14334.48 | 15537.37 | 15492.71 | 15702.38 | 16379.67 | 17986.38 | 19952.25 | 20137.7 | 19834.98 | 19474.96 | 19183.27 | 18810.9 | 18501.5 | 18335.84 | 18226.82 | 18309.09 | 18547.73 | 18811.5 | 19343.96 | 19798.68 | 19124.48 | 18116.44 | 16901.95 | 16176.37 | 433.0214 | 20137.7 | 10 | 2019
2019-10-29 | 15702.22 | 16167.61 | 16152.74 | 16391.55 | 17087.66 | 18991.6 | 20981.28 | 21144.74 | 20755.64 | 20283.46 | 19878.77 | 19396.2 | 18979.57 | 18741.77 | 18580.19 | 18667.19 | 18969.83 | 19345.83 | 19973.06 | 20509.89 | 19905.17 | 18947.29 | 17702.74 | 16823.62 | 450.0796 | 21144.74 | 10 | 2019
2019-10-30 | 16366.35 | 15928.46 | 15896.86 | 16118.45 | 16787.01 | 18564.17 | 20545.18 | 20717.54 | 20374.55 | 19964.49 | 19628.12 | 19213.64 | 18856.83 | 18670.43 | 18544.3 | 18642.72 | 18926.87 | 19254.54 | 19829.63 | 20327.52 | 19684.68 | 18693.81 | 17421.11 | 16602.8 | 445.5601 | 20717.54 | 10 | 2019
2019-10-31 | 16167.43 | 15300.37 | 15243.78 | 15438.35 | 16081.87 | 17544.48 | 19512.22 | 19676.77 | 19378.33 | 19035.86 | 18769.45 | 18417.58 | 18111.47 | 17966.08 | 17864.78 | 17956.3 | 18191.93 | 18437.45 | 18955.39 | 19423.4 | 18749.78 | 17737.04 | 16622.78 | 15900.89 | 426.4838 | 19676.77 | 10 | 2019
2019-11-01 | 15811.71 | 14443.79 | 14338.18 | 14462.52 | 14974.08 | 16134.54 | 17356 | 17697.27 | 17557.36 | 17377.39 | 17286.75 | 17154.06 | 17038.51 | 16966.68 | 16884.61 | 16985.22 | 17335.53 | 17868.58 | 17853.84 | 18315.85 | 17677.93 | 16871.45 | 15941.78 | 15170.45 | 399.5041 | 18315.85 | 11 | 2019
2019-11-02 | 14723.92 | 13333.71 | 13121.79 | 13070.55 | 13212.38 | 13535.05 | 13986.03 | 14522.97 | 15076.66 | 15287.73 | 15319.63 | 15380.92 | 15457.06 | 15503.93 | 15565.05 | 15752.91 | 16135.89 | 16426.25 | 16345.72 | 16602.83 | 16183.93 | 15512.15 | 14685.23 | 13965.82 | 358.7081 | 16602.83 | 11 | 2019
2019-11-03 | 13620.66 | 13868.05 | 13710 | 13697.28 | 13893.63 | 14246.19 | 14473.14 | 14905.01 | 15282.38 | 15359.82 | 15312.25 | 15312.54 | 15315.5 | 15302.71 | 15371.4 | 15560.05 | 16094.97 | 16833.67 | 16819.95 | 16524.07 | 15966.47 | 15314.56 | 14577.65 | 13956.36 | 361.3183 | 16833.67 | 11 | 2019
2019-11-04 | 13792.82 | 14606.69 | 14530.3 | 14663.83 | 15210.2 | 16376.45 | 17370.87 | 17575.67 | 17302.47 | 17139.15 | 17064.32 | 16969.79 | 16877.09 | 16817.88 | 16796.38 | 16919.39 | 17403.56 | 18617.26 | 18606.61 | 18040.25 | 17245.17 | 16522.94 | 15640.43 | 14919.28 | 397.0088 | 18617.26 | 11 | 2019
2019-11-05 | 14622.98 | 14303.71 | 14209.67 | 14322.47 | 14828.59 | 15955.32 | 16936.12 | 17049.87 | 16869.34 | 16734.35 | 16695.11 | 16629.16 | 16548.84 | 16516.97 | 16510.31 | 16646.51 | 17124.62 | 18149.03 | 18097.78 | 17518.75 | 16924.97 | 16195.64 | 15302.48 | 14575.97 | 389.2686 | 18149.03 | 11 | 2019
2019-11-06 | 14349.39 | 14783.08 | 14671.98 | 14771.44 | 15262.32 | 16370.77 | 17360.45 | 17644.44 | 17485.24 | 17413.83 | 17515.26 | 17582.43 | 17633 | 17755.86 | 17872.8 | 18191.3 | 19061.35 | 20260.57 | 20077.22 | 19364.43 | 18242.57 | 17116 | 16149.09 | 15352.36 | 412.2872 | 20260.57 | 11 | 2019
2019-11-07 | 14927.07 | 15429.01 | 15391.46 | 15563.69 | 16127.41 | 17308.2 | 19057.43 | 19250.4 | 18798.78 | 18348.68 | 18030.53 | 17675.27 | 17356.38 | 17237.02 | 17171.21 | 17300.94 | 18172.91 | 19618.7 | 19744.51 | 19297.84 | 18402.65 | 17328.2 | 16477.99 | 15798.88 | 419.8152 | 19744.51 | 11 | 2019
2019-11-08 | 15501.42 | 15820.35 | 15802.05 | 16001.3 | 16603.06 | 18125.02 | 19944.13 | 20140.23 | 19628.97 | 19093.41 | 18676.01 | 18228.98 | 17821.33 | 17542.67 | 17418.96 | 17565.7 | 18535.23 | 20053.42 | 20239.34 | 19830.28 | 18946.16 | 17767.23 | 16825.47 | 16167.54 | 432.2783 | 20239.34 | 11 | 2019
2019-11-09 | 15857.74 | 14977.3 | 14884.78 | 14939.97 | 15203.84 | 15627.01 | 15919.62 | 16328.64 | 16586.76 | 16503.25 | 16285.82 | 16127.86 | 15994.27 | 15865.56 | 15852.84 | 16022.49 | 16631.4 | 17524.04 | 17715.58 | 17443.9 | 16949.56 | 16360.98 | 15688.22 | 15134.53 | 386.426 | 17715.58 | 11 | 2019
2019-11-10 | 14996.09 | 14466.53 | 14347.5 | 14374.93 | 14612.29 | 15012.96 | 15293.09 | 15705.22 | 16006.82 | 15984.32 | 15832.05 | 15735.93 | 15655.23 | 15571.07 | 15588.03 | 15761.95 | 16341.91 | 17170.51 | 17232.44 | 17010.81 | 16484.9 | 15869.86 | 15175.57 | 14598.15 | 374.8282 | 17232.44 | 11 | 2019
2019-11-11 | 14461.59 | 15112.65 | 15053.64 | 15206.61 | 15772.57 | 16965.56 | 18444.2 | 18664.65 | 18304.66 | 17971.93 | 17779.73 | 17558.18 | 17413.64 | 17349.18 | 17323.34 | 17454.41 | 18329.82 | 19690.25 | 19710.18 | 19183.59 | 18182.38 | 17166.36 | 16285.06 | 15566.4 | 414.9506 | 19710.18 | 11 | 2019
2019-11-12 | 15203.76 | 14866.9 | 14807.28 | 14955.74 | 15498.11 | 16667.47 | 17962.41 | 18141.72 | 17736.02 | 17358.06 | 17199.81 | 17052.47 | 16902.15 | 16810.81 | 16761.08 | 16886.37 | 17412.51 | 18774.9 | 18835.35 | 18366.06 | 17440.57 | 16740.86 | 15882.73 | 15192.48 | 403.4556 | 18835.35 | 11 | 2019
2019-11-13 | 14930.94 | 15119.66 | 15073.46 | 15236.03 | 15792.15 | 16975.52 | 18515.76 | 18689.51 | 18244.42 | 17812.38 | 17514.38 | 17252.91 | 17076.92 | 16963.94 | 16899.2 | 17022 | 17674.53 | 19090.34 | 19193.48 | 18759.4 | 17836.49 | 16992.52 | 16145.71 | 15467.58 | 410.2792 | 19193.48 | 11 | 2019
2019-11-14 | 15178.9 | 15624.75 | 15604.93 | 15795.12 | 16378.12 | 17754.17 | 19605.74 | 19771.17 | 19250.35 | 18713.24 | 18304.56 | 17866.69 | 17462.09 | 17269.15 | 17175.38 | 17293.95 | 18197.43 | 19716.3 | 19903.82 | 19534.15 | 18655.73 | 17491.14 | 16665.87 | 16011.23 | 425.224 | 19903.82 | 11 | 2019
2019-11-15 | 15717.87 | 15539.28 | 15512.35 | 15702.39 | 16296.52 | 17602.95 | 19462.34 | 19639.82 | 19137.16 | 18622.41 | 18229.27 | 17807.67 | 17445.01 | 17292.86 | 17200.53 | 17303.08 | 18135.27 | 19627.45 | 19787.21 | 19391.77 | 18471.75 | 17368.3 | 16542.67 | 15883.52 | 423.7194 | 19787.21 | 11 | 2019
2019-11-16 | 15590.91 | 15543.78 | 15488.66 | 15582.51 | 15885.19 | 16353.89 | 16695.88 | 17085.78 | 17270.75 | 17090.87 | 16771.84 | 16519.08 | 16303.93 | 16105.24 | 16041.77 | 16196.32 | 16847.31 | 18045.89 | 18364.44 | 18169.99 | 17430.27 | 16878.61 | 16247.52 | 15736.33 | 398.2468 | 18364.44 | 11 | 2019
2019-11-17 | 15553.69 | 16669.82 | 16671.86 | 16825.85 | 17186.32 | 17890.38 | 18565.07 | 19233.23 | 19405.25 | 18868.17 | 18066.42 | 17414.94 | 17091.08 | 16801.12 | 16676.21 | 16823.12 | 17568.83 | 19465.39 | 19966.38 | 19904.39 | 19227.73 | 18361.12 | 17408.36 | 16946.21 | 428.5909 | 19966.38 | 11 | 2019
2019-11-18 | 16683.83 | 17091.63 | 17150.84 | 17426.45 | 18619.01 | 20882.57 | 22847.11 | 23001.59 | 22270.24 | 21433.89 | 20704.53 | 19974.07 | 19332.9 | 18845.95 | 18534.04 | 18698.63 | 19820.92 | 21632.27 | 22056.27 | 21857.98 | 21085.93 | 20019.87 | 18691.95 | 17665.02 | 476.3275 | 23001.59 | 11 | 2019
2019-11-19 | 17238.82 | 16236 | 16250.56 | 16476.97 | 17095.19 | 19056.15 | 20977.44 | 21122.52 | 20495.79 | 19815.78 | 19257.4 | 18681.66 | 18160.26 | 17790.2 | 17552.13 | 17734.64 | 18783.39 | 20440.81 | 20739.22 | 20469.88 | 19640.21 | 18515.67 | 17300 | 16678.49 | 446.5092 | 21122.52 | 11 | 2019
2019-11-20 | 16386.67 | 16352.52 | 16373.6 | 16606.57 | 17231.87 | 19305.53 | 21237.8 | 21379.94 | 20733.87 | 20027.47 | 19441.26 | 18840.84 | 18297.74 | 17909.72 | 17659.47 | 17839.75 | 18901.93 | 20584.51 | 20903.33 | 20650.63 | 19829.7 | 18714.54 | 17419.53 | 16804.64 | 449.4334 | 21379.94 | 11 | 2019
2019-11-21 | 16478.83 | 16457.68 | 16484.52 | 16723.57 | 17354.73 | 19527.62 | 21469.97 | 21609.38 | 20946.05 | 20216.26 | 19604.97 | 18981.6 | 18419.22 | 18014.95 | 17753.51 | 17931.34 | 19005.34 | 20710.71 | 21048.09 | 20811.1 | 19998.67 | 18892.11 | 17531.18 | 16918.51 | 452.8899 | 21609.38 | 11 | 2019
2019-11-22 | 16609.7 | 15968.86 | 15968.9 | 16187.17 | 16809.52 | 18547.78 | 20482.67 | 20635.76 | 20043.61 | 19411.85 | 18895.66 | 18362.93 | 17883.63 | 17541.63 | 17387.12 | 17484.16 | 18498.82 | 20102.01 | 20349.17 | 20045.84 | 19154.15 | 17996.09 | 16989.68 | 16360.03 | 437.7167 | 20635.76 | 11 | 2019
2019-11-23 | 16064.93 | 16373.4 | 16364.63 | 16507.32 | 16857.36 | 17377.51 | 18017.9 | 18673.56 | 18864.39 | 18360.73 | 17593.66 | 17160.29 | 16854.49 | 16578.82 | 16461.57 | 16603.38 | 17310.02 | 19032.32 | 19500.3 | 19438.31 | 18726.94 | 17840.83 | 17105.43 | 16639.52 | 420.3076 | 19500.3 | 11 | 2019
2019-11-24 | 16408.45 | 16250.38 | 16236.64 | 16373.85 | 16719.44 | 17237.44 | 17781.9 | 18434.72 | 18636.45 | 18149.85 | 17409.03 | 17058.41 | 16761.39 | 16493.2 | 16380.58 | 16521.73 | 17223.01 | 18864.83 | 19316.85 | 19249.15 | 18523.89 | 17629.01 | 16978.96 | 16510.55 | 417.1497 | 19316.85 | 11 | 2019
2019-11-25 | 16299.69 | 16064.48 | 16077.7 | 16304.64 | 16945.13 | 18818.7 | 20781.42 | 20925.62 | 20307.25 | 19638.87 | 19086.33 | 18525.11 | 18029.13 | 17662.4 | 17453.18 | 17587.56 | 18620.36 | 20258.94 | 20537.54 | 20266.33 | 19389.84 | 18248.34 | 17155.86 | 16530.36 | 441.5148 | 20925.62 | 11 | 2019
2019-11-26 | 16206.57 | 18334.8 | 18524.79 | 19104.08 | 20388.14 | 22717.1 | 24764.57 | 24880.16 | 23989.93 | 22945.68 | 22000.47 | 21067.22 | 20242.91 | 19618.39 | 19207.71 | 19362.67 | 20597.88 | 22614.01 | 23205.81 | 23162.87 | 22484.76 | 21499.87 | 20251.23 | 19314.25 | 506.4859 | 24880.16 | 11 | 2019
2019-11-27 | 18544.03 | 17718.96 | 17879.11 | 18426.98 | 19681.17 | 21985.63 | 24020.29 | 24136.97 | 23292.93 | 22314.72 | 21439.15 | 20571.54 | 19803.12 | 19225.3 | 18845.4 | 19002.38 | 20203.11 | 22152.78 | 22689.56 | 22611.12 | 21899.07 | 20886.82 | 19617.33 | 18656.59 | 495.6041 | 24136.97 | 11 | 2019
2019-11-28 | 17869.73 | 16651.52 | 16687.19 | 16883.95 | 17422 | 18686.81 | 19639.38 | 19926.79 | 19784.02 | 19402.65 | 18864.98 | 18149.2 | 17259.33 | 16823.17 | 16597.47 | 16721.85 | 17524.84 | 19363.46 | 19896.31 | 19980.47 | 19411.22 | 18627.5 | 17703.64 | 17103.2 | 436.9807 | 19980.47 | 11 | 2019
2019-11-29 | 16887.16 | 16480.81 | 16505.12 | 16697.26 | 17163.7 | 18359.41 | 19315.49 | 19615.79 | 19503.02 | 19160.83 | 18655.96 | 17972.78 | 17212.18 | 16793.55 | 16574.06 | 16682.62 | 17371.31 | 19166.61 | 19658.11 | 19706.9 | 19087.97 | 18276.96 | 17345.24 | 16884.07 | 431.0769 | 19706.9 | 11 | 2019
2019-11-30 | 16799.48 | 16502.37 | 16502.46 | 16654.34 | 17014.55 | 17618.28 | 18361.6 | 19004.99 | 19164.42 | 18622.15 | 17814.08 | 17267.14 | 16946.06 | 16657.75 | 16531.16 | 16667.9 | 17388.09 | 19211.15 | 19704.57 | 19680.28 | 18963.3 | 18082.88 | 17254.4 | 16799.81 | 425.2132 | 19704.57 | 11 | 2019
2019-12-01 | 15986.11 | 18963.95 | 18922.46 | 19121.02 | 19608.58 | 20279.13 | 21000.06 | 21782.75 | 22053.07 | 21425.89 | 20569.27 | 19790.99 | 19090.18 | 18527.59 | 18287.17 | 18626.18 | 20132.68 | 22071.48 | 22343.1 | 22270 | 21723.34 | 21000.15 | 20033.23 | 19184.42 | 482.7928 | 22343.1 | 12 | 2019
2019-12-02 | 18796.7 | 18963.28 | 18980.12 | 19337.07 | 20310.6 | 22271.91 | 24377.21 | 24707.35 | 24113.96 | 23252.23 | 22428.93 | 21569.7 | 20874.84 | 20369.68 | 20076.78 | 20335.24 | 21704.48 | 23682.27 | 23813.09 | 23554.93 | 22872.54 | 21833.55 | 20551.84 | 19479.73 | 518.258 | 24707.35 | 12 | 2019
2019-12-03 | 19026.95 | 18353.69 | 18339.36 | 18660.65 | 19578.89 | 21395.42 | 23471.68 | 23790.08 | 23239.34 | 22445.59 | 21699.52 | 20973.05 | 20317.45 | 19861.21 | 19599.05 | 19871.77 | 21211.59 | 23076.24 | 23154.46 | 22873.36 | 22178.7 | 21179.15 | 19896.7 | 18807.83 | 503.0017 | 23790.08 | 12 | 2019
2019-12-04 | 18417.79 | 17318.73 | 17252.91 | 17519.76 | 18386.53 | 20157.73 | 22036.78 | 22360.7 | 21903.03 | 21254.17 | 20723.41 | 20147.18 | 19588.92 | 19214.52 | 19007 | 19285.84 | 20565.82 | 22213.51 | 22183.36 | 21826.62 | 21132.75 | 20151.74 | 18830.42 | 17698.69 | 479.1779 | 22360.7 | 12 | 2019
2019-12-05 | 17365.28 | 19428.18 | 19460.38 | 19831.69 | 20797.42 | 22818.18 | 24934.45 | 25255.52 | 24630.18 | 23728.14 | 22869.69 | 21976.68 | 21189.26 | 20673.19 | 20372.43 | 20648.31 | 22116.62 | 24151.24 | 24317.82 | 24095.41 | 23442.95 | 22416.2 | 21068.95 | 20009.48 | 527.5977 | 25255.52 | 12 | 2019
2019-12-06 | 19484.48 | 21255.97 | 21385.98 | 21895.1 | 23133.2 | 25374.34 | 27567.43 | 27879.31 | 27069.93 | 25907.66 | 24765.49 | 23604.07 | 22549.85 | 21765.65 | 21327.9 | 21567.21 | 23256.11 | 25528.95 | 25899.59 | 25818.19 | 25263.79 | 24337.61 | 23012.15 | 21917.88 | 571.5678 | 27879.31 | 12 | 2019
2019-12-07 | 21313.9 | 20430.06 | 20465.52 | 20745.06 | 21310.86 | 22126.78 | 23017.15 | 23851.59 | 23975.71 | 23139 | 21949.59 | 20946.46 | 20097.85 | 19410.78 | 19085.56 | 19410.35 | 21007.85 | 23261.86 | 23695.56 | 23749.72 | 23286.02 | 22554.82 | 21545.88 | 20766.67 | 521.1446 | 23975.71 | 12 | 2019
2019-12-08 | 20470.74 | 19284.23 | 19265.13 | 19487.03 | 19997.88 | 20698.24 | 21455.32 | 22282.67 | 22501.43 | 21799.95 | 20843.33 | 20006.87 | 19257.2 | 18652.58 | 18381.53 | 18709.06 | 20241.26 | 22254.42 | 22576.24 | 22556.82 | 22028.23 | 21290.18 | 20350.98 | 19529.54 | 493.9209 | 22576.24 | 12 | 2019
2019-12-09 | 19292.96 | 18760.43 | 18772.19 | 19123.8 | 20092.84 | 22030.84 | 24159.25 | 24478.59 | 23885.37 | 23029.39 | 22211.52 | 21383.7 | 20695.95 | 20195.94 | 19904.44 | 20157.02 | 21515.3 | 23466.49 | 23587.65 | 23340.4 | 22640.45 | 21603.16 | 20345.05 | 19274.78 | 513.9475 | 24478.59 | 12 | 2019
2019-12-10 | 18855.72 | 15140.29 | 14966.6 | 15120.62 | 15879.12 | 17562.83 | 19326.26 | 19615.67 | 19379.4 | 19033.29 | 18757.96 | 18422.57 | 18071.55 | 17870.18 | 17776.52 | 18064.91 | 19223.71 | 20559.19 | 20332.52 | 19890.16 | 19097.14 | 18013.43 | 16613.49 | 15392.17 | 432.9653 | 20559.19 | 12 | 2019
2019-12-11 | 15204.95 | 16548.75 | 16447.85 | 16678.22 | 17510.15 | 19259.97 | 21069.04 | 21348.01 | 20992.13 | 20479.04 | 20026.27 | 19524.58 | 19031.95 | 18711.57 | 18537.91 | 18814.91 | 20056.81 | 21555.2 | 21465.19 | 21121.61 | 20406.82 | 19391.09 | 18049.95 | 16893.11 | 459.1251 | 21555.2 | 12 | 2019
2019-12-12 | 16489.59 | 15971.21 | 15841.78 | 16042.4 | 16845.39 | 18571.53 | 20368.02 | 20648.56 | 20337.41 | 19888.04 | 19502.4 | 19063.29 | 18624.82 | 18349.46 | 18205.39 | 18484.6 | 19693.84 | 21129.32 | 20986.75 | 20609.18 | 19862.64 | 18820.61 | 17458.87 | 16278.38 | 448.0735 | 21129.32 | 12 | 2019
2019-12-13 | 15968.63 | 16254.97 | 16138.48 | 16356.94 | 17191.21 | 18955.61 | 20764.91 | 21057.06 | 20730.06 | 20252.49 | 19830.99 | 19358.17 | 18893.93 | 18592.09 | 18429.46 | 18691.7 | 19904 | 21360.73 | 21232.63 | 20853.76 | 20093.82 | 19053.75 | 17705.28 | 16535.74 | 454.2064 | 21360.73 | 12 | 2019
2019-12-14 | 16175.55 | 18038.85 | 17960.03 | 18118.9 | 18570.37 | 19222.97 | 19957.37 | 20695.04 | 20978.72 | 20489.09 | 19707.76 | 19002.67 | 18364.45 | 17853.04 | 17643.18 | 17974.14 | 19437.66 | 21251.44 | 21425.68 | 21338.35 | 20797.89 | 20048.92 | 19068.98 | 18201.01 | 462.3221 | 21425.68 | 12 | 2019
2019-12-15 | 17886.68 | 18658.15 | 18611.09 | 18803.23 | 19287.1 | 19969.44 | 20726.15 | 21459.13 | 21716.37 | 21128.67 | 20270.63 | 19494.58 | 18795.8 | 18233.72 | 17989.79 | 18316.25 | 19817.1 | 21705.16 | 21968.52 | 21919.65 | 21382.43 | 20661.68 | 19707.03 | 18866.92 | 477.3753 | 21968.52 | 12 | 2019
2019-12-16 | 18573.88 | 17659.06 | 17617.48 | 17912.85 | 18828.86 | 20659.15 | 22652.19 | 22973.72 | 22473.95 | 21751.63 | 21123.8 | 20497.31 | 19909.35 | 19492.96 | 19256.78 | 19513.02 | 20809.72 | 22532.85 | 22542.3 | 22222.98 | 21475.88 | 20505.36 | 19210.22 | 18098.01 | 488.2933 | 22973.72 | 12 | 2019
2019-12-17 | 17720.64 | 16754.18 | 16666.39 | 16910.06 | 17756.14 | 19521.01 | 21345.35 | 21648.37 | 21237.76 | 20691.67 | 20203.37 | 19670.05 | 19149.38 | 18805.62 | 18615.84 | 18887.95 | 20144.5 | 21685.84 | 21610.99 | 21286.3 | 20581.55 | 19578.07 | 18251.57 | 17110.24 | 465.8328 | 21685.84 | 12 | 2019
2019-12-18 | 16782.09 | 15662.71 | 15521.09 | 15708.35 | 16499.96 | 18218.86 | 20015.99 | 20292.91 | 19996.73 | 19570.84 | 19209.39 | 18794.33 | 18374.98 | 18115.68 | 17981.68 | 18258.42 | 19452.47 | 20860.01 | 20696.1 | 20309.25 | 19546.23 | 18494.08 | 17128.39 | 15942.64 | 441.4332 | 20860.01 | 12 | 2019
2019-12-19 | 15652.49 | 14765.68 | 14578.46 | 14717.87 | 15463.25 | 17140.16 | 18906.93 | 19189.88 | 18967.73 | 18645.48 | 18393.51 | 18080.31 | 17747.64 | 17561 | 17475.88 | 17758.56 | 18899.13 | 20203.85 | 19955.57 | 19507.56 | 18697.79 | 17604.81 | 16203.64 | 14978.72 | 421.0959 | 20203.85 | 12 | 2019
2019-12-20 | 14730.7 | 18159.21 | 18140.13 | 18460.98 | 19394.19 | 21249.43 | 23342.16 | 23657.64 | 23107.76 | 22317.72 | 21568.16 | 20869.18 | 20219.26 | 19761.75 | 19494.62 | 19742.42 | 21068.91 | 22893.13 | 22952.56 | 22674.91 | 21925.92 | 20936.8 | 19666.32 | 18582.26 | 494.9161 | 23657.64 | 12 | 2019
2019-12-21 | 18046.21 | 20010 | 20030.29 | 20293.51 | 20845.22 | 21593.8 | 22495.85 | 23320.69 | 23462.28 | 22655.94 | 21499.63 | 20572.77 | 19746.56 | 19077.73 | 18763.04 | 19081.3 | 20660.33 | 22831.66 | 23236.31 | 23285.88 | 22795.05 | 22049.13 | 21097.46 | 20314.46 | 507.7651 | 23462.28 | 12 | 2019
2019-12-22 | 19928.56 | 17014.74 | 16886.42 | 16993.14 | 17395.37 | 18007.45 | 18720.93 | 19460.21 | 19820.19 | 19439.95 | 18773.56 | 18177.39 | 17631.71 | 17197.82 | 17039.33 | 17373.27 | 18779.59 | 20482.87 | 20565.68 | 20419.64 | 19821.7 | 19027.11 | 18013.28 | 17106.72 | 444.0766 | 20565.68 | 12 | 2019
2019-12-23 | 16998.65 | 17955.38 | 17929.33 | 18241.12 | 19173.08 | 21018.54 | 23073.4 | 23391.52 | 22862.1 | 22099.15 | 21391.72 | 20729.55 | 20111.65 | 19670.18 | 19417.33 | 19670.21 | 20985.1 | 22771.67 | 22813.83 | 22520.17 | 21766.75 | 20795.32 | 19513.99 | 18416.58 | 493.3163 | 23391.52 | 12 | 2019
2019-12-24 | 17800.15 | 18452.62 | 18437.13 | 18686.98 | 19309.75 | 20280.72 | 21219.27 | 21682.39 | 21687.64 | 21286.27 | 20726.25 | 19984.98 | 19065.67 | 18334.85 | 17982.35 | 18277.45 | 19689.78 | 21471.13 | 21716.32 | 21741.65 | 21293.08 | 20630.75 | 19728.29 | 18914.18 | 478.3997 | 21741.65 | 12 | 2019
2019-12-25 | 18536.76 | 19136.78 | 19154.66 | 19439.64 | 20095.97 | 21094.69 | 22150.07 | 22619.72 | 22566.01 | 22080.72 | 21360.72 | 20534.32 | 19552.36 | 18769.27 | 18382.46 | 18674.8 | 20125.66 | 22048.95 | 22363.81 | 22434.69 | 22010.62 | 21310.11 | 20431.69 | 19644.83 | 494.5193 | 22619.72 | 12 | 2019
2019-12-26 | 19436.65 | 20855.63 | 21042.76 | 21511.69 | 22505.8 | 24071.22 | 25517.87 | 25895.55 | 25791.98 | 25386.7 | 24818.6 | 24034.17 | 23130.79 | 22454.37 | 22147.63 | 22528.58 | 24249.98 | 26267.58 | 26373.39 | 26076.52 | 25301.81 | 24209.97 | 22800.11 | 21627.42 | 568.0368 | 26373.39 | 12 | 2019
2019-12-27 | 21026.38 | 22481.06 | 22699.19 | 23319.1 | 24628.33 | 26941.19 | 29199.9 | 29494.51 | 28565.86 | 27241.49 | 25925.07 | 24603.92 | 23415.47 | 22518.28 | 21965.19 | 22220.18 | 23997.55 | 26428.65 | 26928.27 | 26954.07 | 26459.87 | 25593.85 | 24331.31 | 23303.75 | 600.2424 | 29494.51 | 12 | 2019
2019-12-28 | 22622.67 | 19663.3 | 19652.36 | 19884.44 | 20405.7 | 21116.19 | 21939.3 | 22785.56 | 23003.36 | 22297.08 | 21279.27 | 20448.88 | 19708.74 | 19114.51 | 18853.23 | 19191.71 | 20748.66 | 22859.64 | 23182.71 | 23162.81 | 22614.53 | 21815.42 | 20847.45 | 20020.37 | 507.2179 | 23182.71 | 12 | 2019
2019-12-29 | 19781.47 | 17315.84 | 17201.69 | 17323.51 | 17740.02 | 18362.7 | 19079.95 | 19819.62 | 20158.04 | 19746.98 | 19046.89 | 18419.3 | 17847.15 | 17391.36 | 17219.17 | 17551.92 | 18974.22 | 20708.56 | 20817.56 | 20687.23 | 20105.43 | 19323.91 | 18320.39 | 17425.66 | 450.3686 | 20817.56 | 12 | 2019
2019-12-30 | 17298.61 | 16979.21 | 16903.69 | 17163.46 | 18045.78 | 19845.74 | 21708.16 | 22033.59 | 21594.83 | 21016.71 | 20502.92 | 19951.65 | 19427.63 | 19065.2 | 18865.97 | 19124.98 | 20381.82 | 21961.8 | 21899.98 | 21544 | 20826.13 | 19824.6 | 18505.56 | 17366.74 | 471.8388 | 22033.59 | 12 | 2019
2019-12-31 | 17000.31 | 15410.96 | 15254.34 | 15426.14 | 16202.52 | 17902.75 | 19678.54 | 19961.98 | 19693.13 | 19304.12 | 18979.79 | 18599.39 | 18209.58 | 17975.7 | 17860.83 | 18141.23 | 19316.51 | 20688.24 | 20496.21 | 20082.18 | 19306.75 | 18241.79 | 16862.67 | 15663.2 | 436.2589 | 20688.24 | 12 | 2019
2020-01-01 | 15564.78 | 17285.39 | 17222.42 | 17382.85 | 17850.9 | 18675.06 | 19566.15 | 19838 | 19880.46 | 19780.87 | 19505.23 | 19079.87 | 18462.14 | 17927.32 | 17659.23 | 17844.14 | 18624.57 | 20054.94 | 20409.6 | 20467.47 | 19995.02 | 19312.14 | 18460.21 | 17753.56 | 448.6023 | 20467.47 | 1 | 2020
2020-01-02 | 17525.3 | 19216.45 | 19257 | 19588.07 | 20411.55 | 22307.34 | 24837.43 | 25037.94 | 24251.23 | 23342.95 | 22463.33 | 21558.4 | 20967.93 | 20510.63 | 20214.03 | 20362.2 | 21206.26 | 23308.37 | 23900.88 | 23849.38 | 23044.61 | 21838.75 | 20714.19 | 19862.2 | 519.5764 | 25037.94 | 1 | 2020
2020-01-03 | 19343.24 | 16743.62 | 16662.01 | 16867.46 | 17584.89 | 19153.91 | 20842.23 | 20999.6 | 20644.37 | 20287.54 | 19962.8 | 19615.52 | 19258.1 | 18985.5 | 18810.38 | 18955.45 | 19643.62 | 20952.42 | 21136.35 | 20936.19 | 20231.81 | 19286.5 | 18106.51 | 17154.85 | 462.1649 | 21136.35 | 1 | 2020
2020-01-04 | 16867.48 | 14820.39 | 14597.6 | 14570.43 | 14787.32 | 15244.47 | 15899.11 | 16458.2 | 16907.94 | 16934.16 | 16715.3 | 16558.19 | 16383.13 | 16205.21 | 16174.13 | 16400.08 | 17102.44 | 18328.49 | 18451.42 | 18274.36 | 17572.7 | 16717.52 | 15720.07 | 14880.27 | 392.5704 | 18451.42 | 1 | 2020
2020-01-05 | 14785.05 | 17680.32 | 17599.49 | 17721.83 | 18081.54 | 18662.44 | 19395.28 | 19942.22 | 20166.41 | 19874.19 | 19317.8 | 18844.62 | 18401.53 | 17999.14 | 17818.92 | 18029.62 | 18896.95 | 20441.34 | 20826.97 | 20830.7 | 20282.22 | 19555.77 | 18664.41 | 17942.93 | 451.7617 | 20830.7 | 1 | 2020
2020-01-06 | 17578.9 | 19410.53 | 19463.97 | 19810.8 | 20670.28 | 22705.31 | 25238.67 | 25449.89 | 24643.08 | 23699.99 | 22777.21 | 21835.71 | 21176.18 | 20693.99 | 20382.98 | 20517.79 | 21360.2 | 23518.73 | 24137.33 | 24087.33 | 23287.33 | 22096.7 | 20908.52 | 20062.58 | 525.514 | 25449.89 | 1 | 2020
2020-01-07 | 19518.36 | 17931.6 | 17908.89 | 18172.84 | 18932.49 | 20523.07 | 22552.47 | 22764.49 | 22123.01 | 21430.35 | 20970.28 | 20496.18 | 20027.47 | 19666.24 | 19434.84 | 19589.63 | 20355.23 | 21875.1 | 22303.35 | 22128.01 | 21378.95 | 20499.05 | 19358.32 | 18455.58 | 488.3958 | 22764.49 | 1 | 2020
2020-01-08 | 18093.14 | 17462.94 | 17416.34 | 17654.9 | 18390.85 | 19959.01 | 21718.35 | 21935.61 | 21380.45 | 20946.45 | 20544.34 | 20125.1 | 19701.92 | 19379.31 | 19174.19 | 19332.85 | 20070.47 | 21461.15 | 21751.68 | 21570.04 | 20935.69 | 20034.08 | 18874.32 | 17951.22 | 475.8644 | 21935.61 | 1 | 2020
2020-01-09 | 17578.18 | 17159.74 | 17097.39 | 17319.32 | 18039.42 | 19592.24 | 21265.61 | 21416.28 | 21030.25 | 20632.54 | 20268.84 | 19885.55 | 19492.55 | 19195.45 | 19007.79 | 19169.14 | 19888.15 | 21242.8 | 21471.12 | 21299.49 | 20649.34 | 19733.63 | 18561.02 | 17624.11 | 468.62 | 21471.12 | 1 | 2020
2020-01-10 | 17277.75 | 18941.72 | 18965.69 | 19282.5 | 20105.83 | 21842.08 | 24331.93 | 24555.29 | 23815.98 | 22965.01 | 22139.15 | 21385.6 | 20830.81 | 20393.76 | 20111.74 | 20249.88 | 21059.28 | 23001.12 | 23543.14 | 23428.43 | 22588.94 | 21470.34 | 20364.21 | 19497.16 | 512.1473 | 24555.29 | 1 | 2020
2020-01-11 | 18996.54 | 16567.34 | 16427.51 | 16488.06 | 16787.78 | 17309.24 | 17990.66 | 18550.3 | 18873.88 | 18718.71 | 18306.7 | 17967.37 | 17637.71 | 17330.98 | 17216.66 | 17437.98 | 18235.15 | 19644.65 | 19920.56 | 19837.08 | 19232.51 | 18454.04 | 17513.42 | 16739.03 | 432.1839 | 19920.56 | 1 | 2020
2020-01-12 | 16597.93 | 15900.12 | 15726.46 | 15751.23 | 16017.11 | 16507.36 | 17165.96 | 17730.18 | 18108.76 | 18030.47 | 17700.06 | 17437.51 | 17172.19 | 16919.76 | 16842.14 | 17068.37 | 17825.95 | 19158.59 | 19371.38 | 19241.51 | 18601.27 | 17792.17 | 16825.05 | 16021.86 | 415.5134 | 19371.38 | 1 | 2020
2020-01-13 | 15853.58 | 17667.69 | 17629.41 | 17880.01 | 18646.44 | 20239.42 | 22087.87 | 22325.98 | 21740.34 | 21236.46 | 20822 | 20395.32 | 19976.92 | 19643.23 | 19434.23 | 19585.05 | 20318.64 | 21720.12 | 22093.7 | 21851.45 | 21168.32 | 20267.29 | 19106.96 | 18179.38 | 479.8698 | 22325.98 | 1 | 2020
2020-01-14 | 17706.33 | 19917.44 | 19989.63 | 20353.83 | 21208.37 | 23474.18 | 25979.93 | 26190.99 | 25340.56 | 24336 | 23351.32 | 22343.79 | 21450.37 | 20941.45 | 20614.23 | 20763.08 | 21643.29 | 24020.87 | 24700.46 | 24681.15 | 23949.88 | 22795.4 | 21397.66 | 20570.37 | 537.7206 | 26190.99 | 1 | 2020
2020-01-15 | 20017.93 | 23680.26 | 24013.25 | 24788.16 | 26294.59 | 28924.39 | 31550.29 | 31743.71 | 30535.82 | 29025.67 | 27505.48 | 25996.84 | 24629.01 | 23531.3 | 22818.94 | 23001.32 | 24517.54 | 27400.53 | 28497.43 | 28762.19 | 28275.53 | 27325.85 | 25943 | 24940.25 | 633.7193 | 31743.71 | 1 | 2020
2020-01-16 | 23953.16 | 22932.63 | 23227.31 | 23962.02 | 25429.62 | 28023.48 | 30622.3 | 30821.42 | 29676.2 | 28253.49 | 26825.66 | 25402.96 | 24108.13 | 23071.7 | 22400.78 | 22588.57 | 24059.74 | 26856.07 | 27881.97 | 28094.22 | 27568.78 | 26584.88 | 25171.77 | 24135.84 | 621.6527 | 30821.42 | 1 | 2020
2020-01-17 | 23391.01 | 21568.15 | 21718.11 | 22354.85 | 23762.95 | 26314.08 | 28873.24 | 29093.43 | 28075.31 | 26825.31 | 25575.45 | 24318.18 | 23167.55 | 22247.77 | 21664.58 | 21837.05 | 23210.22 | 25830.94 | 26707.29 | 26803.49 | 26171.55 | 25108.57 | 23639.54 | 22537.7 | 590.7963 | 29093.43 | 1 | 2020
2020-01-18 | 21860.73 | 20814.58 | 20881.71 | 21160.61 | 21672.02 | 22693.91 | 23818.28 | 24612.21 | 24618.04 | 23728.36 | 22431.69 | 21376.04 | 20657.73 | 20026.11 | 19698.2 | 19901.8 | 20937.88 | 23276.58 | 24218.81 | 24457.52 | 23931.28 | 23084.91 | 21945.74 | 21275.28 | 533.08 | 24618.04 | 1 | 2020
2020-01-19 | 20958.73 | 20317.12 | 20358.07 | 20609.48 | 21090.14 | 21826.34 | 22919.06 | 23720.64 | 23789.63 | 22987.16 | 21782.59 | 20983.86 | 20315.82 | 19726.58 | 19427.68 | 19636.01 | 20641.08 | 22763.75 | 23636.01 | 23819.84 | 23257.68 | 22378.07 | 21367.4 | 20738 | 519.0507 | 23819.84 | 1 | 2020
2020-01-20 | 20424.55 | 18827.94 | 18842.14 | 19148.18 | 19966.9 | 21614.64 | 24040.57 | 24287.52 | 23593.36 | 22795.89 | 22024.7 | 21342.16 | 20827.57 | 20414.52 | 20155.99 | 20307.87 | 21100.42 | 23007.59 | 23519 | 23347.35 | 22516.37 | 21423.49 | 20294.68 | 19405.55 | 513.2289 | 24287.52 | 1 | 2020
2020-01-21 | 19026.68 | 19605 | 19655.5 | 19997.17 | 20829.09 | 22883.64 | 25326.56 | 25558.79 | 24771.71 | 23848.48 | 22948.56 | 22017.47 | 21267.62 | 20797.24 | 20499.45 | 20658.45 | 21505.05 | 23753.88 | 24374.1 | 24285.22 | 23538.38 | 22359.01 | 21067.97 | 20216.17 | 530.7912 | 25558.79 | 1 | 2020
2020-01-22 | 19748.03 | 20922.32 | 21036.97 | 21446.56 | 22669.22 | 25134.61 | 27620.65 | 27848.11 | 26916.75 | 25788.39 | 24670.8 | 23535 | 22483.59 | 21652.32 | 21267.45 | 21420.58 | 22654.72 | 25161.97 | 25952.93 | 25976.82 | 25333.18 | 24238.24 | 22718.45 | 21623.61 | 567.8213 | 27848.11 | 1 | 2020
2020-01-23 | 21084.48 | 20519.9 | 20613.89 | 21001.61 | 22000.85 | 24437.95 | 26901.94 | 27134.24 | 26251.8 | 25191.52 | 24145.97 | 23077.57 | 22082.89 | 21386.19 | 21044.44 | 21200.92 | 22304.11 | 24743.71 | 25479.29 | 25461.36 | 24787.5 | 23665.9 | 22122.31 | 21190.19 | 557.8305 | 27134.24 | 1 | 2020
2020-01-24 | 20753.09 | 22181.78 | 22426.31 | 23112.87 | 24544.67 | 27097 | 29620.8 | 29858.8 | 28815.49 | 27521.12 | 26222.67 | 24916.24 | 23723.38 | 22769.93 | 22159.31 | 22351.67 | 23750.16 | 26420.79 | 27342.33 | 27438.84 | 26854.33 | 25818.11 | 24353.79 | 23262.63 | 603.3161 | 29858.8 | 1 | 2020
2020-01-25 | 22439.1 | 19727.28 | 19733.42 | 19948.39 | 20393.35 | 21018.72 | 21789.02 | 22611.54 | 22772.54 | 22092.66 | 21188.45 | 20532.85 | 19933.71 | 19403.38 | 19147.09 | 19366.27 | 20328.65 | 22196.09 | 22974.18 | 23067.35 | 22467.48 | 21600.54 | 20752.95 | 20088.75 | 505.5738 | 23067.35 | 1 | 2020
2020-01-26 | 19867.72 | 19951.39 | 19967.32 | 20192.7 | 20647.26 | 21278.36 | 22160.41 | 22985.61 | 23127.15 | 22418.04 | 21393.26 | 20716.87 | 20099.98 | 19555 | 19289.71 | 19509.51 | 20482.75 | 22447.75 | 23251.57 | 23356.4 | 22775.65 | 21867.2 | 20982.29 | 20324.74 | 508.6486 | 23356.4 | 1 | 2020
2020-01-27 | 20012.61 | 18713.52 | 18715.02 | 19008.35 | 19812.86 | 21414.62 | 23721.02 | 23990 | 23340.13 | 22596.23 | 21879.97 | 21274.85 | 20788.12 | 20399.43 | 20161.1 | 20322.63 | 21097.55 | 22955.19 | 23431.53 | 23204.48 | 22375.08 | 21317.35 | 20168.85 | 19261.49 | 509.962 | 23990 | 1 | 2020
2020-01-28 | 18886.87 | 15886.9 | 15743.3 | 15881.71 | 16516.22 | 17961.81 | 19504.88 | 19698.07 | 19468.07 | 19275.11 | 19125.3 | 18934.48 | 18705.89 | 18548.83 | 18464.16 | 18654.83 | 19273.13 | 20435.46 | 20510.88 | 20181.07 | 19479.45 | 18496.36 | 17237.35 | 16212.94 | 443.0831 | 20510.88 | 1 | 2020
2020-01-29 | 15999.08 | 18597.44 | 18581.84 | 18855.74 | 19619.64 | 21175.9 | 23362.46 | 23639.67 | 23035.73 | 22355.14 | 21712.81 | 21177.95 | 20721.09 | 20374.12 | 20164.76 | 20350.03 | 21124.47 | 22989.65 | 23421.51 | 23157.65 | 22320.96 | 21256.09 | 20082.84 | 19156.23 | 503.2328 | 23639.67 | 1 | 2020
2020-01-30 | 18635.94 | 19844.69 | 19897.15 | 20242.12 | 21073.51 | 23205.68 | 25580.17 | 25840.57 | 25070.22 | 24158.16 | 23267.34 | 22338.06 | 21493.76 | 21025.82 | 20734.99 | 20904.97 | 21803.14 | 24102.05 | 24726.24 | 24597.09 | 23884 | 22713.34 | 21304.41 | 20443.1 | 536.8865 | 25840.57 | 1 | 2020
2020-01-31 | 19964.37 | 19399.91 | 19427.33 | 19749.32 | 20572.67 | 22458.64 | 24811.58 | 25091.12 | 24386.14 | 23558.78 | 22753.32 | 21903.69 | 21269.18 | 20838.88 | 20572.61 | 20733.72 | 21539.29 | 23681.9 | 24228.87 | 24030.4 | 23253.53 | 22039.45 | 20812.99 | 19928.07 | 527.0058 | 25091.12 | 1 | 2020
2020-02-01 | 19953.03 | 19182.3 | 19225.69 | 19496 | 20005.91 | 20770.56 | 21661.86 | 22224.45 | 22208.16 | 21481.4 | 20614.66 | 19891.09 | 19247.43 | 18667.5 | 18328.51 | 18411.52 | 19078.95 | 20552.96 | 21509.36 | 21831.95 | 21352.67 | 20756.71 | 20007.15 | 19391.74 | 485.8516 | 22224.45 | 2 | 2020
2020-02-02 | 19195.3 | 19382.46 | 19434.39 | 19713.82 | 20232.06 | 21001.26 | 21945.34 | 22510.48 | 22479.95 | 21731.51 | 20797.78 | 20056.22 | 19397.19 | 18804.59 | 18457.91 | 18541.77 | 19218.62 | 20710.92 | 21724.52 | 22055.07 | 21561.21 | 20957.22 | 20211.89 | 19601.99 | 489.7235 | 22510.48 | 2 | 2020
2020-02-03 | 19371.83 | 21675.35 | 21932.11 | 22590.17 | 23914.98 | 26306.85 | 28644.46 | 28707.69 | 27652.63 | 26414.22 | 25215.39 | 24047.48 | 23004.72 | 22146.57 | 21539.98 | 21555.14 | 22393.22 | 24373.37 | 25667.75 | 25960.35 | 25463.29 | 24613.47 | 23435.22 | 22525.84 | 579.1521 | 28707.69 | 2 | 2020
2020-02-04 | 21834.73 | 22505.17 | 22792.62 | 23481.46 | 24815.32 | 27205.27 | 29544.37 | 29604.03 | 28500.71 | 27195.68 | 25932.9 | 24702.1 | 23597.32 | 22704.12 | 22074.74 | 22107.82 | 23000.85 | 25063.23 | 26417.98 | 26752.38 | 26306.79 | 25484.2 | 24318.14 | 23431.07 | 599.373 | 29604.03 | 2 | 2020
2020-02-05 | 22773.33 | 18215.4 | 18253.15 | 18601.06 | 19458.43 | 21196.85 | 23380.14 | 23448.04 | 22708.58 | 21922.51 | 21209.78 | 20636.03 | 20092.96 | 19661.09 | 19342.24 | 19380.47 | 19864.95 | 21087.22 | 21937.76 | 21982.66 | 21332.92 | 20519.09 | 19455.89 | 18593.56 | 495.0541 | 23448.04 | 2 | 2020
2020-02-06 | 18417.5 | 19054.28 | 19132.3 | 19522.94 | 20420.24 | 22417.67 | 24632.85 | 24699.6 | 23883.08 | 22986.82 | 22152.23 | 21313.43 | 20692.2 | 20197.15 | 19836.86 | 19872.08 | 20402.81 | 21787.74 | 22808.87 | 22912.91 | 22292.71 | 21353.74 | 20318.73 | 19488.23 | 510.597 | 24699.6 | 2 | 2020
2020-02-07 | 19136.14 | 18066.9 | 18090.84 | 18429.68 | 19288.78 | 21035.46 | 23143.86 | 23233.78 | 22532.37 | 21791.3 | 21156.91 | 20612.77 | 20099.95 | 19688.77 | 19384.2 | 19414.36 | 19874.16 | 21060.25 | 21847.89 | 21843.62 | 21191.59 | 20354.59 | 19277.88 | 18398.14 | 488.9542 | 23233.78 | 2 | 2020
2020-02-08 | 18105.86 | 17421.3 | 17367.54 | 17536.27 | 17946.78 | 18606.32 | 19331.36 | 19809.45 | 19966.6 | 19612.35 | 19018.73 | 18518.94 | 18063.94 | 17643.68 | 17416.12 | 17521.97 | 18072.88 | 19322.71 | 20097.48 | 20201.86 | 19701.33 | 19021.08 | 18184.05 | 17476.66 | 445.9653 | 20201.86 | 2 | 2020
2020-02-09 | 17350.76 | 19683.32 | 19740.61 | 20026.63 | 20548.48 | 21302.88 | 22265.72 | 22853.83 | 22830.36 | 22081.27 | 21079.07 | 20332.29 | 19668.33 | 19073.06 | 18729.64 | 18824.77 | 19504.62 | 21003.46 | 22096.93 | 22398.99 | 21936.83 | 21269.52 | 20513.88 | 19897.47 | 495.0127 | 22853.83 | 2 | 2020
2020-02-10 | 19590.93 | 20688.29 | 20843.92 | 21319.49 | 22544.14 | 24857.82 | 27101.08 | 27184.77 | 26236.25 | 25141.32 | 24091.03 | 23052.92 | 22117.03 | 21372.56 | 20937.68 | 20960.73 | 21585.05 | 23413.69 | 24600.2 | 24787.53 | 24260.6 | 23371.07 | 22141.05 | 21243.34 | 553.4425 | 27184.77 | 2 | 2020
2020-02-11 | 20783.93 | 18485.23 | 18527.68 | 18881.39 | 19742.02 | 21519.53 | 23665.22 | 23754.2 | 23021.35 | 22234.92 | 21516.28 | 20883.02 | 20335.26 | 19901.01 | 19585.22 | 19633.91 | 20120.87 | 21348.55 | 22270.34 | 22288.67 | 21639.75 | 20797.73 | 19725.12 | 18856.75 | 499.5179 | 23754.2 | 2 | 2020
2020-02-12 | 18609.69 | 18889.83 | 18950.97 | 19324.55 | 20203.72 | 22108.95 | 24259.16 | 24349.54 | 23582.28 | 22745.77 | 21973.93 | 21211.3 | 20628.86 | 20165.78 | 19831.57 | 19879.94 | 20388.17 | 21715.01 | 22695.66 | 22738.23 | 22117.97 | 21201.01 | 20140.37 | 19285.97 | 506.9982 | 24349.54 | 2 | 2020
2020-02-13 | 18939.55 | 17153.92 | 17126.98 | 17408.02 | 18198.22 | 19855.61 | 21599.21 | 21703.73 | 21133.04 | 20658.97 | 20251.72 | 19830.05 | 19414.79 | 19092.05 | 18852.13 | 18912.25 | 19317.45 | 20387.73 | 21014.73 | 20934.34 | 20348.23 | 19480.41 | 18351.23 | 17421.28 | 467.3856 | 21703.73 | 2 | 2020
2020-02-14 | 17225.01 | 16516.72 | 16454.97 | 16704.28 | 17475.83 | 19127.71 | 20785.24 | 20882.15 | 20467.39 | 20073.22 | 19745.09 | 19397.11 | 19048.38 | 18776.53 | 18569.71 | 18620.5 | 18976.32 | 19963.6 | 20517.22 | 20374.91 | 19726.11 | 18816.48 | 17662.74 | 16701.98 | 452.6092 | 20882.15 | 2 | 2020
2020-02-15 | 16470.07 | 17073.92 | 16993.2 | 17134.66 | 17516.4 | 18132.69 | 18795.88 | 19295.53 | 19509.59 | 19227.01 | 18709.07 | 18275.58 | 17875.83 | 17503.55 | 17312.98 | 17433.81 | 17950.22 | 19134.26 | 19857.9 | 19898.02 | 19389.36 | 18688.42 | 17817.09 | 17076.11 | 437.0712 | 19898.02 | 2 | 2020
2020-02-16 | 16925 | 19995.73 | 20059.31 | 20352.78 | 20879.7 | 21686.79 | 22607.13 | 23217.7 | 23198.57 | 22445.2 | 21374.94 | 20614.52 | 19942.58 | 19342.57 | 19001.07 | 19107.52 | 19791.46 | 21298.64 | 22475.06 | 22750.24 | 22321.05 | 21615.66 | 20824.53 | 20202.94 | 502.0307 | 23217.7 | 2 | 2020
2020-02-17 | 19870.23 | 21154.49 | 21323.96 | 21900.2 | 23175.34 | 25480.21 | 27676.1 | 27781.55 | 26822.67 | 25702.61 | 24625.42 | 23557.97 | 22594.96 | 21806.71 | 21301.31 | 21335.18 | 22065.02 | 23925 | 25141.29 | 25313.23 | 24828.54 | 23958.73 | 22724.59 | 21762.8 | 565.8281 | 27781.55 | 2 | 2020
2020-02-18 | 21249.37 | 19334.56 | 19409.71 | 19799.01 | 20690.87 | 22708 | 24819.59 | 24928.22 | 24147.68 | 23283.58 | 22481.87 | 21665.28 | 20989.96 | 20509.11 | 20167.27 | 20224.14 | 20746.02 | 22191.56 | 23203.27 | 23237.29 | 22657.09 | 21691.37 | 20590.65 | 19738.64 | 520.4641 | 24928.22 | 2 | 2020
2020-02-19 | 19462.75 | 15312.14 | 15185.12 | 15361.84 | 16049.71 | 17602.28 | 19177.77 | 19283.89 | 18980.02 | 18740.46 | 18581.32 | 18387.64 | 18165.24 | 18005.42 | 17878.23 | 17959.63 | 18245.63 | 19086.89 | 19527.75 | 19293.64 | 18618.45 | 17663.35 | 16446.87 | 15423.57 | 428.4396 | 19527.75 | 2 | 2020
2020-02-20 | 15366.15 | 14863.87 | 14712.95 | 14864.78 | 15528.19 | 17056.63 | 18611.18 | 18722.55 | 18458.97 | 18274.9 | 18174.35 | 18034.54 | 17857.98 | 17736.73 | 17635.98 | 17721.78 | 17979.44 | 18766.38 | 19162.98 | 18893.74 | 18196.55 | 17220.51 | 15983.9 | 14938.77 | 414.7638 | 19162.98 | 2 | 2020
2020-02-21 | 14787.38 | 15941.42 | 15840.65 | 16050.02 | 16780.63 | 18377.12 | 19962.32 | 20083.43 | 19745.85 | 19451.33 | 19228.37 | 18974.21 | 18703.83 | 18499.57 | 18343.28 | 18411.31 | 18718.35 | 19612.22 | 20092.23 | 19867.66 | 19199.14 | 18258.1 | 17060.03 | 16054.87 | 438.0433 | 20092.23 | 2 | 2020
2020-02-22 | 15785.42 | 17283.36 | 17202.83 | 17345.52 | 17725.98 | 18321.52 | 18935.02 | 19455.08 | 19683.72 | 19412.54 | 18906.43 | 18479.77 | 18084.21 | 17717.52 | 17536.21 | 17670.01 | 18183.33 | 19361.82 | 20084.25 | 20092.4 | 19605.52 | 18908.49 | 18022.38 | 17270.01 | 441.0733 | 20092.4 | 2 | 2020
2020-02-23 | 17091.16 | 16376.16 | 16248.91 | 16342.57 | 16675.73 | 17227.05 | 17806.52 | 18333.98 | 18639.33 | 18474.96 | 18081.94 | 17760.43 | 17453.88 | 17162.04 | 17031.39 | 17172.29 | 17630.72 | 18703.46 | 19339.19 | 19282.55 | 18748.88 | 18010.14 | 17086.67 | 16293.44 | 422.9734 | 19339.19 | 2 | 2020
2020-02-24 | 16229.15 | 15591.27 | 15472.83 | 15661.91 | 16379.38 | 17949 | 19502 | 19633.59 | 19337.21 | 19095.48 | 18929.04 | 18730.82 | 18514.46 | 18345.52 | 18218.07 | 18297.09 | 18578.63 | 19424.52 | 19869.01 | 19605.46 | 18930.57 | 17977.3 | 16754.66 | 15722.26 | 432.7492 | 19869.01 | 2 | 2020
2020-02-25 | 15524.51 | 17403.11 | 17371.7 | 17649.84 | 18432.79 | 20051.78 | 21737.79 | 21884.45 | 21333.49 | 20865.97 | 20489.4 | 20088.99 | 19689.88 | 19383.78 | 19164 | 19245.59 | 19639.95 | 20690.54 | 21306.96 | 21168.3 | 20613.36 | 19747.9 | 18590.87 | 17638.11 | 469.7131 | 21884.45 | 2 | 2020
2020-02-26 | 17304.12 | 18803.76 | 18840.79 | 19191.11 | 20042.79 | 21832.81 | 23846.41 | 23988.55 | 23304.59 | 22563.91 | 21891.3 | 21212.45 | 20684.61 | 20271 | 19980.48 | 20056.03 | 20529.51 | 21807.03 | 22729.39 | 22656.92 | 22056.47 | 21138.7 | 20031.38 | 19134.55 | 503.8987 | 23988.55 | 2 | 2020
2020-02-27 | 18767.34 | 17075.7 | 17025.05 | 17283.28 | 18046.37 | 19642.31 | 21204.74 | 21354.53 | 20918.16 | 20520.52 | 20192.71 | 19836.87 | 19475.48 | 19201.59 | 19005.05 | 19092.07 | 19462.9 | 20468.48 | 21049.05 | 20876.43 | 20306.99 | 19425.23 | 18249.92 | 17278.04 | 465.7588 | 21354.53 | 2 | 2020
2020-02-28 | 17105.04 | 16329.96 | 16238.42 | 16458.55 | 17196.8 | 18780.32 | 20320.83 | 20461.59 | 20124.14 | 19821 | 19587.28 | 19319.18 | 19036.15 | 18823.31 | 18667.25 | 18746.29 | 19060.33 | 19968.63 | 20464.5 | 20219.67 | 19582.26 | 18653.37 | 17448.22 | 16439.9 | 448.853 | 20464.5 | 2 | 2020
2020-02-29 | 16244.54 | 18600.54 | 18575.5 | 18777.79 | 19212.26 | 19835.54 | 20430.85 | 20966.23 | 21121.15 | 20737.39 | 20109.86 | 19565.47 | 19069.83 | 18621.16 | 18391.23 | 18530.43 | 19104.46 | 20401.43 | 21225.66 | 21273.48 | 20867.57 | 20224.73 | 19366.68 | 18649.96 | 469.9037 | 21273.48 | 2 | 2020
2020-03-01 | 18437.48 | 18505.64 | 18585.37 | 18871.78 | 19437.42 | 20359.36 | 21073.76 | 21599.17 | 21511.53 | 20814.78 | 19885.47 | 19098.75 | 18523.79 | 17979 | 17681.5 | 17718.87 | 18246.54 | 19325.17 | 20465.33 | 20952.48 | 20543.57 | 19842.89 | 18973.38 | 18397.38 | 466.8304 | 21599.17 | 3 | 2020
2020-03-02 | 18335.97 | 20019.19 | 20256.46 | 20859.19 | 22079.7 | 24297.76 | 26215.82 | 26271.64 | 25281.46 | 24205.08 | 23234.87 | 22292.41 | 21432.46 | 20698.41 | 20195.99 | 20157.41 | 20753.51 | 22081.86 | 23238.87 | 23659.41 | 23224.86 | 22384.85 | 21207.62 | 20330.89 | 532.7157 | 26271.64 | 3 | 2020
2020-03-03 | 19960.97 | 19365.81 | 19565.52 | 20127.5 | 21289.73 | 23448.18 | 25332.3 | 25380.58 | 24437.35 | 23434.05 | 22546.01 | 21675.62 | 20863.49 | 20187.67 | 19720.15 | 19698.39 | 20263.47 | 21522.98 | 22624.19 | 23013.06 | 22563.16 | 21700.01 | 20495.15 | 19596.07 | 518.8114 | 25380.58 | 3 | 2020
2020-03-04 | 19343.57 | 18289.25 | 18397.68 | 18794.18 | 19796.77 | 21893.36 | 23731.07 | 23789.18 | 22953.84 | 22101.22 | 21372.3 | 20650.14 | 19963.64 | 19393.5 | 19025.4 | 19016.25 | 19472.56 | 20582.66 | 21561.41 | 21859.79 | 21342.88 | 20420.54 | 19180.57 | 18400.03 | 491.3318 | 23789.18 | 3 | 2020
2020-03-05 | 18253.76 | 18069.88 | 18165.29 | 18548.35 | 19478.73 | 21555.95 | 23372.01 | 23436.82 | 22630.59 | 21816.89 | 21128.49 | 20443.33 | 19788.11 | 19244.73 | 18919.94 | 18914.58 | 19328.3 | 20401.02 | 21350.05 | 21619.9 | 21091.27 | 20155.42 | 18951.94 | 18158.35 | 484.8237 | 23436.82 | 3 | 2020
2020-03-06 | 18007.81 | 17680.89 | 17750.55 | 18117.18 | 18964.72 | 21011.86 | 22811.8 | 22895.43 | 22138.52 | 21391.37 | 20762.07 | 20136.5 | 19536.75 | 19065.34 | 18784.74 | 18767.22 | 19112.26 | 20094.58 | 20981.69 | 21193.71 | 20608.83 | 19636.78 | 18510.36 | 17698.11 | 475.6591 | 22895.43 | 3 | 2020
2020-03-07 | 17549.17 | 16553.9 | 16527.83 | 16704.1 | 17104.43 | 17736.97 | 18212.53 | 18666.48 | 18774.09 | 18456.82 | 17962.64 | 17566.3 | 17194.37 | 16821.83 | 16644.39 | 16703.03 | 17104.69 | 17927.83 | 18659.81 | 18890.89 | 18458.11 | 17796.22 | 16952.24 | 16279 | 421.2477 | 18890.89 | 3 | 2020
2020-03-08 | 16300.37 | 16362.69 | 16309.99 | 16480.04 | 16848.57 | 17479.28 | 18260.86 | 18828.87 | 19074.77 | 18805.11 | 18284.88 | 17842.8 | 17447.87 | 17046.86 | 16798.35 | 16819.25 | 17047.64 | 17386.35 | 18129.16 | 19149.78 | 18976.11 | 18354.22 | 17455.33 | 16708.37 | 422.1975 | 19149.78 | 3 | 2020
2020-03-09 | 16411.85 | 16919.19 | 16938.22 | 17264.86 | 18058.21 | 19863.23 | 22005.45 | 22241.59 | 21717.55 | 21130.74 | 20577.34 | 19999.69 | 19464.97 | 19029.24 | 18720.87 | 18678.62 | 18815.2 | 19080.65 | 19885.69 | 21004.94 | 20713.94 | 19757.46 | 18521.47 | 17595.53 | 464.3965 | 22241.59 | 3 | 2020
2020-03-10 | 17092.33 | 15821.29 | 15781.07 | 16044.1 | 16757.29 | 18326.81 | 20262.71 | 20495.04 | 20072.43 | 19635.42 | 19244.76 | 18854.15 | 18516.95 | 18224.74 | 17973.24 | 17949.64 | 18028.69 | 18175.72 | 18756.49 | 19715.39 | 19376.07 | 18522.84 | 17341.64 | 16376.03 | 437.3448 | 20495.04 | 3 | 2020
2020-03-11 | 15993.74 | 15757.14 | 15659.1 | 15867.84 | 16526.02 | 18034.2 | 19856.98 | 20170.77 | 19944.95 | 19753.87 | 19639.95 | 19494.31 | 19331.69 | 19198.17 | 19065.69 | 19112.03 | 19187.88 | 19246.51 | 19760.91 | 20616.74 | 20120.56 | 19005.91 | 17702.55 | 16616.79 | 445.6643 | 20616.74 | 3 | 2020
2020-03-12 | 16026.65 | 14356.99 | 14241.56 | 14425.88 | 15062.56 | 16558.68 | 18192.85 | 18393.12 | 18171.75 | 17987.95 | 17852.52 | 17678.8 | 17482.18 | 17308.24 | 17137.39 | 17124.24 | 17112.9 | 17088.48 | 17531.6 | 18279.39 | 17935.54 | 17057.32 | 15817.3 | 14786.85 | 403.6107 | 18393.12 | 3 | 2020
2020-03-13 | 14477.29 | 15526.46 | 15461.73 | 15710.05 | 16416.33 | 17987.89 | 19795.65 | 20055.3 | 19685.49 | 19316.43 | 18999.09 | 18707.04 | 18414.68 | 18153.1 | 17925.71 | 17893.79 | 17938.89 | 18028.32 | 18558.3 | 19393.74 | 19035.01 | 18191.74 | 16992.34 | 16005.62 | 428.67 | 20055.3 | 3 | 2020
2020-03-14 | 15549.13 | 14771.42 | 14631.08 | 14709.84 | 14989.14 | 15525.38 | 16215.9 | 16809.22 | 17200.63 | 17143.71 | 16840.37 | 16598.84 | 16372.9 | 16115.64 | 15968.2 | 16008.5 | 16131.95 | 16268.69 | 16848.45 | 17729.77 | 17479.15 | 16780.74 | 15805.37 | 14976.62 | 387.4706 | 17729.77 | 3 | 2020
2020-03-15 | 14760.61 | 15257.61 | 15140.06 | 15243.1 | 15545.08 | 16098.52 | 16795.32 | 17389.35 | 17746.29 | 17639.69 | 17283.22 | 16991.33 | 16722.74 | 16430.06 | 16259.89 | 16299.1 | 16448.61 | 16635.88 | 17257.87 | 18164.41 | 17941.33 | 17264.09 | 16304.26 | 15493.12 | 397.1115 | 18164.41 | 3 | 2020
2020-03-16 | 15217.15 | 16592.65 | 16587.44 | 16889.6 | 17657.17 | 19319.53 | 21381.97 | 21643.65 | 21181.06 | 20671.8 | 20196.35 | 19686.29 | 19206.57 | 18857.82 | 18582.11 | 18551.41 | 18653.47 | 18856.84 | 19558.74 | 20603.84 | 20311.4 | 19336.85 | 18150.42 | 17197.03 | 454.8912 | 21643.65 | 3 | 2020
2020-03-17 | 16697.46 | 15044.67 | 14955.79 | 15169.07 | 15831.46 | 17335.2 | 18947.38 | 19209.04 | 18907.86 | 18673.32 | 18482.06 | 18253.72 | 18010.08 | 17798.68 | 17607.72 | 17600.32 | 17617.34 | 17648.06 | 18139.63 | 18897.55 | 18597.67 | 17745.93 | 16516.3 | 15500.2 | 419.1865 | 19209.04 | 3 | 2020
2020-03-18 | 15170.08 | 13830.98 | 13680.84 | 13829.93 | 14430.14 | 15878.32 | 17451.7 | 17672.32 | 17518.04 | 17422.07 | 17377.08 | 17284.6 | 17156.91 | 17042.49 | 16916.45 | 16916.28 | 16861.48 | 16754.52 | 17133.16 | 17810.7 | 17447.81 | 16541.39 | 15264.85 | 14196.59 | 391.5887 | 17810.7 | 3 | 2020
2020-03-19 | 13896.16 | 14765.93 | 14658.98 | 14853.8 | 15497.78 | 16981 | 18572.83 | 18794.45 | 18575.84 | 18387.05 | 18244.21 | 18061.32 | 17856.82 | 17679.03 | 17512.2 | 17511.65 | 17509.18 | 17499.31 | 17955.14 | 18680.47 | 18362.85 | 17492.55 | 16243.67 | 15207.49 | 410.7997 | 18794.45 | 3 | 2020
2020-03-20 | 14809.3 | 16046.36 | 15998.42 | 16265.85 | 16987.08 | 18552 | 20436.61 | 20718.34 | 20331.38 | 19928.53 | 19557.4 | 19141.9 | 18815.42 | 18530.27 | 18293.31 | 18269.09 | 18328.34 | 18448.89 | 19011.16 | 19939.04 | 19605.33 | 18699.96 | 17502.4 | 16520.83 | 440.7372 | 20718.34 | 3 | 2020
2020-03-21 | 16056.58 | 17036.82 | 16997.91 | 17185.31 | 17564.98 | 18168.92 | 18866.86 | 19571.25 | 19871.1 | 19534.56 | 18911.99 | 18450.67 | 18038.58 | 17627.85 | 17384.83 | 17426.11 | 17664.95 | 18024.46 | 18790.87 | 19898.81 | 19759.34 | 19045.25 | 18132.32 | 17376.44 | 437.3868 | 19898.81 | 3 | 2020
2020-03-22 | 17034.64 | 15843.64 | 15744.95 | 15869.47 | 16188.72 | 16738.53 | 17398.61 | 18011.24 | 18352.25 | 18215.14 | 17823.43 | 17494.81 | 17195.23 | 16878.77 | 16698.88 | 16747.09 | 16915.54 | 17140.15 | 17796.35 | 18696.81 | 18514.41 | 17857.3 | 16899.02 | 16092.89 | 412.1479 | 18696.81 | 3 | 2020
2020-03-23 | 15869.65 | 14995.59 | 14895.7 | 15100.43 | 15770.91 | 17271.84 | 18845.6 | 19113.19 | 18890.45 | 18708.43 | 18566.55 | 18387.71 | 18200.5 | 18020.95 | 17861.69 | 17858.3 | 17851.2 | 17838.86 | 18291.26 | 18983.91 | 18660.97 | 17785.65 | 16529.2 | 15479.45 | 419.778 | 19113.19 | 3 | 2020
2020-03-24 | 15117.92 | 13603 | 13426.93 | 13550.91 | 14123.64 | 15529.47 | 17044.32 | 17291.69 | 17198.07 | 17177.87 | 17211.66 | 17191.49 | 17126.97 | 17068.33 | 16986.16 | 17005.18 | 16922.86 | 16755.95 | 17080.82 | 17690.01 | 17311.97 | 16377.88 | 15062.87 | 13956.09 | 387.8121 | 17690.01 | 3 | 2020
2020-03-25 | 13670.37 | 14934.43 | 14788.52 | 14948.59 | 15553.62 | 16977.52 | 18503.88 | 18789.46 | 18693.63 | 18652.8 | 18673.6 | 18656.48 | 18605.17 | 18564.02 | 18501.94 | 18562.05 | 18552.37 | 18471.42 | 18815.2 | 19465.97 | 19019.38 | 18063.54 | 16717.87 | 15587.73 | 421.7696 | 19465.97 | 3 | 2020
2020-03-26 | 15056.72 | 14343.43 | 14130.85 | 14225.58 | 14765.03 | 16122.65 | 17608.12 | 17941.37 | 17998.66 | 18156.1 | 18395.82 | 18598.51 | 18745.89 | 18877.34 | 18938.45 | 19051 | 19002.91 | 18792.35 | 18975.04 | 19488.36 | 18923.24 | 17856.25 | 16405.88 | 15169.59 | 417.5691 | 19488.36 | 3 | 2020
2020-03-27 | 14607.79 | 13528.93 | 13319.76 | 13422.53 | 13980.61 | 15379.71 | 16867.49 | 17160.7 | 17149.11 | 17230.23 | 17364.62 | 17450.84 | 17488.31 | 17511.08 | 17490.46 | 17525.86 | 17422.22 | 17190.68 | 17427.62 | 17940.25 | 17481.02 | 16480.32 | 15111.42 | 13949.28 | 390.4808 | 17940.25 | 3 | 2020
2020-03-28 | 13571.45 | 14067.38 | 13851.63 | 13856.66 | 14057.49 | 14481.52 | 15028.97 | 15692.73 | 16257.59 | 16419.49 | 16346.65 | 16321.09 | 16284.35 | 16193.47 | 16173.78 | 16268.71 | 16318.16 | 16285.14 | 16704.38 | 17397.97 | 17085.58 | 16299.2 | 15213.03 | 14273.26 | 374.4497 | 17397.97 | 3 | 2020
2020-03-29 | 14001.8 | 13781.36 | 13557.41 | 13553.21 | 13745.04 | 14159.87 | 14694.81 | 15354.13 | 15924.48 | 16096.52 | 16031.84 | 16009.78 | 15973.68 | 15882.34 | 15861.65 | 15949.69 | 15980.7 | 15924.33 | 16336.56 | 17026.02 | 16718.57 | 15936.29 | 14853.49 | 13915.61 | 367.2692 | 17026.02 | 3 | 2020
2020-03-30 | 13702.92 | 13479.86 | 13295.31 | 13412.63 | 13995.67 | 15400.39 | 16874.05 | 17150.68 | 17094.07 | 17112.3 | 17178.56 | 17188.93 | 17162.1 | 17118.81 | 17056.4 | 17071.57 | 16960.22 | 16751.52 | 17049.2 | 17603.7 | 17216.1 | 16270.85 | 14940.45 | 13810.92 | 384.8972 | 17603.7 | 3 | 2020
2020-03-31 | 13484.11 | 14960.21 | 14846.96 | 15037.39 | 15672.19 | 17112.76 | 18612.47 | 18869.2 | 18683.16 | 18526.63 | 18412.22 | 18248.63 | 18058.7 | 17897.03 | 17751.79 | 17769.37 | 17750.72 | 17715.01 | 18160.44 | 18824.56 | 18541.07 | 17674.7 | 16401.88 | 15344.87 | 414.3561 | 18869.2 | 3 | 2020
2020-04-01 | 14710.94 | 14000.03 | 13873.96 | 14026.97 | 14655.34 | 15940.89 | 17539.88 | 17911.12 | 17691.5 | 17509.98 | 17380.08 | 17149.83 | 16879.57 | 16741.31 | 16655.73 | 16752.25 | 16979.48 | 17066.05 | 17028.16 | 17718.93 | 17750.92 | 16584.05 | 15476.68 | 14546.91 | 392.5706 | 17911.12 | 4 | 2020
2020-04-02 | 14143.41 | 14965.64 | 14886.71 | 15089.23 | 15765.47 | 17369.19 | 19377.16 | 19744.96 | 19409.69 | 19063.61 | 18759.56 | 18367.24 | 17957.69 | 17703.78 | 17542.54 | 17633.45 | 17946.42 | 18197.26 | 18295.38 | 19074.55 | 19187.53 | 18032.16 | 16468.99 | 15577.92 | 420.5595 | 19744.96 | 4 | 2020
2020-04-03 | 15106.28 | 15700.9 | 15651.47 | 15896.8 | 16621.11 | 18761.08 | 20793.69 | 21174.95 | 20762.63 | 20304.65 | 19869.58 | 19359.87 | 18855.44 | 18513.81 | 18296.73 | 18368.3 | 18734.14 | 19093.87 | 19277.56 | 20097.98 | 20241.43 | 19122.39 | 17478.47 | 16320.74 | 444.4039 | 21174.95 | 4 | 2020
2020-04-04 | 15817.43 | 15696.93 | 15616.42 | 15750.59 | 16147.75 | 16676.83 | 17435.62 | 18325.02 | 18759.63 | 18515.12 | 17919.67 | 17369.23 | 16858.58 | 16529.47 | 16430.61 | 16528.27 | 16981.42 | 17514.53 | 17851.63 | 18854.94 | 19143.79 | 18267.1 | 16960.01 | 16141.65 | 412.0922 | 19143.79 | 4 | 2020
2020-04-05 | 15795.45 | 16099.5 | 16033.58 | 16183.97 | 16595.69 | 17387.25 | 18156.71 | 19054.79 | 19463.46 | 19177.92 | 18540.19 | 17952.29 | 17412.18 | 16979.52 | 16806.42 | 16976.99 | 17539.53 | 18127 | 18499.67 | 19517.86 | 19826.45 | 18961.92 | 17660.21 | 16594.79 | 425.3433 | 19826.45 | 4 | 2020
2020-04-06 | 16210.24 | 15284.61 | 15211.66 | 15424.06 | 16124.72 | 17932.63 | 19913.47 | 20325.35 | 20021.74 | 19699.45 | 19416.14 | 19048.66 | 18680.22 | 18445.54 | 18309.69 | 18412.97 | 18733.26 | 18987.79 | 19071.67 | 19797.56 | 19897.08 | 18722.2 | 17011.65 | 15988.97 | 436.6713 | 20325.35 | 4 | 2020
2020-04-07 | 15518.27 | 14599.15 | 14494.95 | 14672.32 | 15321.6 | 16614.9 | 18550.13 | 18942.73 | 18685 | 18439.88 | 18239.35 | 17939.04 | 17608.56 | 17422.7 | 17312.98 | 17419.26 | 17682.6 | 17839.77 | 17864.89 | 18562.39 | 18656.08 | 17469.12 | 16084.21 | 15164.62 | 411.1045 | 18942.73 | 4 | 2020
2020-04-08 | 14759.31 | 15430.21 | 15365.79 | 15585.05 | 16274.66 | 18162.53 | 20129.57 | 20519.99 | 20166.3 | 19784.26 | 19439.45 | 19005.7 | 18561.57 | 18281.31 | 18109.79 | 18212.84 | 18550.74 | 18847.97 | 18985.87 | 19757.45 | 19915.73 | 18782.43 | 17098.7 | 16060.97 | 435.7882 | 20519.99 | 4 | 2020
2020-04-09 | 15574.45 | 14263.63 | 14127.05 | 14272.14 | 14889.29 | 16143.17 | 17772.13 | 18199.58 | 18054 | 17954.41 | 17912.54 | 17768.19 | 17576.37 | 17510.05 | 17486.2 | 17626.69 | 17852.18 | 17905.12 | 17814.72 | 18407.04 | 18426.26 | 17165.62 | 15844.38 | 14877.7 | 405.4229 | 18426.26 | 4 | 2020
2020-04-10 | 14475.68 | 13522.26 | 13349.36 | 13467.4 | 14065.5 | 15320.46 | 16499.64 | 16847.14 | 16773.54 | 16778.27 | 16830.76 | 16773.51 | 16658.55 | 16650.76 | 16661.01 | 16775.19 | 16920.77 | 16845.58 | 16662.66 | 17183.31 | 17138.72 | 16136.33 | 14978.44 | 13994.77 | 381.3096 | 17183.31 | 4 | 2020
2020-04-11 | 13608.37 | 13395.62 | 13190.95 | 13196.32 | 13466.66 | 13867.65 | 14231.11 | 14826.09 | 15312.33 | 15447.61 | 15369.47 | 15302.72 | 15215.13 | 15156.59 | 15197.21 | 15318.3 | 15513.01 | 15571.31 | 15556.16 | 16002.39 | 16068.55 | 15401.75 | 14464.01 | 13646.47 | 354.3258 | 16068.55 | 4 | 2020
2020-04-12 | 13392.32 | 14547.56 | 14397.45 | 14460.71 | 14785.79 | 15233.33 | 15625.49 | 16218.87 | 16621.73 | 16638.01 | 16434.07 | 16250.02 | 16064.11 | 15923.53 | 15910.24 | 16028.37 | 16288.79 | 16470.76 | 16554.39 | 17297.24 | 17498.74 | 16569.12 | 15668.43 | 14892.86 | 379.7719 | 17498.74 | 4 | 2020
2020-04-13 | 14540.15 | 14381.68 | 14253.44 | 14408.96 | 15053.31 | 16329.6 | 18019.44 | 18469.23 | 18325.7 | 18216.99 | 18157.32 | 17996.19 | 17802.8 | 17718.28 | 17691.25 | 17822.59 | 18040.93 | 18095.14 | 18014.64 | 18584.21 | 18613.76 | 17360.88 | 15978.35 | 15006.68 | 408.8815 | 18613.76 | 4 | 2020
2020-04-14 | 14558.83 | 14317.76 | 14135.78 | 14239.26 | 14811.58 | 16007.58 | 17475.16 | 17999.47 | 18062.25 | 18218.63 | 18463.51 | 18613.61 | 18694.96 | 18869.62 | 19026.44 | 19267.24 | 19481.17 | 19407.02 | 19113.99 | 19493.86 | 19366.34 | 17950.29 | 16245.58 | 15176.97 | 418.9969 | 19493.86 | 4 | 2020
2020-04-15 | 14590.4 | 13657.83 | 13451.7 | 13528.86 | 14076.16 | 15249.66 | 16375.81 | 16770.12 | 16876.25 | 17099.45 | 17409.99 | 17613.33 | 17734.8 | 17941.04 | 18116.66 | 18344.2 | 18495.71 | 18326.86 | 17980.78 | 18328.51 | 18186.75 | 16759.89 | 15480.32 | 14403.85 | 396.7989 | 18495.71 | 4 | 2020
2020-04-16 | 13892.3 | 13528.6 | 13323.82 | 13401.36 | 13950.6 | 15127.39 | 16249.11 | 16566.47 | 16642.41 | 16840.91 | 17111.93 | 17254.83 | 17303.98 | 17434.3 | 17544.2 | 17719.12 | 17835.11 | 17665.33 | 17365.75 | 17757.05 | 17665.55 | 16430.09 | 15201.04 | 14149.8 | 387.9611 | 17835.11 | 4 | 2020
2020-04-17 | 13702.51 | 13526.94 | 13311.77 | 13390.73 | 13947.16 | 15144.69 | 16264.04 | 16602.03 | 16677.45 | 16913.42 | 17218.13 | 17409.03 | 17515.83 | 17694.27 | 17846.92 | 18036.22 | 18151.02 | 17951.94 | 17600.88 | 17933.18 | 17782.66 | 16472.1 | 15227.66 | 14159.1 | 390.4797 | 18151.02 | 4 | 2020
2020-04-18 | 13671.14 | 13537.48 | 13234.88 | 13149.86 | 13327.29 | 13618.65 | 13900.73 | 14623.45 | 15393.72 | 15881.45 | 16188.95 | 16504.12 | 16782.02 | 17129.93 | 17498.25 | 17846.89 | 18090.96 | 17921.68 | 17505.17 | 17817.77 | 17633.1 | 16416.54 | 15277.13 | 14261.87 | 377.213 | 18090.96 | 4 | 2020
2020-04-19 | 13748.91 | 13297.78 | 12999.07 | 12916.54 | 13095.31 | 13385.87 | 13660.15 | 14368.04 | 15115.72 | 15576.43 | 15856.89 | 16150.47 | 16386.2 | 16609.31 | 16932.91 | 17292.6 | 17537.84 | 17362.15 | 16953.62 | 17274.92 | 17109.29 | 16094.34 | 14966.22 | 13961 | 368.6516 | 17537.84 | 4 | 2020
2020-04-20 | 13473.69 | 13076.6 | 12858.18 | 12922.43 | 13475.59 | 14653.82 | 15749.99 | 16082.5 | 16166.81 | 16332.29 | 16543.39 | 16681.75 | 16801.73 | 16982.51 | 17142.12 | 17324.99 | 17397.3 | 17143.5 | 16781.88 | 17101.77 | 16981.09 | 15984.45 | 14741.89 | 13666.88 | 376.0672 | 17397.3 | 4 | 2020
2020-04-21 | 13219.13 | 13000.81 | 12782.39 | 12844.63 | 13376.89 | 14528.32 | 15608.96 | 15920.9 | 15980.77 | 16122.65 | 16312.41 | 16421.07 | 16459.65 | 16566.24 | 16705.24 | 16893.14 | 16969.27 | 16726.56 | 16468.3 | 16741.57 | 16663.63 | 15793.42 | 14561.54 | 13505.09 | 370.1726 | 16969.27 | 4 | 2020
2020-04-22 | 13110.62 | 13762.17 | 13501.68 | 13528.93 | 14022.59 | 15124.42 | 16185.35 | 16588.42 | 16946.25 | 17480.33 | 18138.78 | 18698.73 | 19150.13 | 19647.27 | 20041.65 | 20391.84 | 20529.4 | 20207.58 | 19617.7 | 19703.65 | 19388 | 17774.26 | 16005.17 | 14804.89 | 414.3498 | 20529.4 | 4 | 2020
2020-04-23 | 14098.73 | 14217.97 | 13929.87 | 13933.92 | 14402.02 | 15470.79 | 16516.47 | 17190.12 | 17718.56 | 18452.58 | 19343.92 | 20156.04 | 20847.61 | 21557.76 | 22111.58 | 22563.95 | 22736.99 | 22360.56 | 21607.8 | 21524.1 | 21059.39 | 19296.51 | 16976.49 | 15593.68 | 443.6674 | 22736.99 | 4 | 2020
2020-04-24 | 14724.09 | 13813.3 | 13536.19 | 13559.11 | 14054.52 | 15170.13 | 16221.42 | 16655.62 | 17061.4 | 17671.18 | 18401.8 | 19041.35 | 19572.18 | 20129.95 | 20571.52 | 20933.25 | 21058.84 | 20693.16 | 20035.92 | 20042.48 | 19657.96 | 17990.15 | 16110.65 | 14883.55 | 421.5897 | 21058.84 | 4 | 2020
2020-04-25 | 14143.64 | 13278.06 | 13051.22 | 13035.59 | 13281.07 | 13629.4 | 13902.06 | 14531.94 | 15076.15 | 15280.1 | 15270.11 | 15261.35 | 15222.34 | 15208.19 | 15288.38 | 15429.84 | 15593.22 | 15592.73 | 15535.53 | 15903.54 | 15979.49 | 15298.21 | 14323.65 | 13470.84 | 352.5867 | 15979.49 | 4 | 2020
2020-04-26 | 13251.97 | 13365.08 | 13141.86 | 13130.05 | 13378.97 | 13728.12 | 13997.08 | 14628.52 | 15168.21 | 15364.96 | 15346.99 | 15330.27 | 15284.3 | 15264.46 | 15341.5 | 15483.41 | 15650.08 | 15656.64 | 15606.35 | 15975.78 | 16058.38 | 15381.36 | 14408.5 | 13558.1 | 353.5009 | 16058.38 | 4 | 2020
2020-04-27 | 13318.27 | 13609.22 | 13416.17 | 13506.82 | 14083.92 | 15269.13 | 16341.66 | 16704.58 | 16778.14 | 16947.73 | 17179.19 | 17285.97 | 17323 | 17436.82 | 17558.69 | 17743.54 | 17849.19 | 17670.27 | 17387.03 | 17729.68 | 17684.41 | 16464.9 | 15238.41 | 14183.86 | 388.7106 | 17849.19 | 4 | 2020
2020-04-28 | 13741.24 | 13497.75 | 13250.24 | 13287.84 | 13791.75 | 14895.74 | 15928.34 | 16308.23 | 16484.92 | 16864.64 | 17401.44 | 17821.15 | 18136.18 | 18513.18 | 18822.78 | 19119.24 | 19219.14 | 18907.19 | 18407.96 | 18559.19 | 18355.59 | 16837.01 | 15453.43 | 14301.64 | 397.9058 | 19219.14 | 4 | 2020
2020-04-29 | 13750.88 | 13882.72 | 13592.77 | 13592.96 | 14057.03 | 15114.58 | 16127.76 | 16578.44 | 17073.3 | 17783.35 | 18638.03 | 19397.91 | 20034.3 | 20694.87 | 21214.28 | 21637.29 | 21766.8 | 21359.33 | 20634.61 | 20563.41 | 20158.76 | 18443.17 | 16360.28 | 15089.25 | 427.5461 | 21766.8 | 4 | 2020
2020-04-30 | 14283.63 | 13620.6 | 13388.76 | 13441.61 | 13960.53 | 15076.14 | 16107.73 | 16477.56 | 16639.72 | 16999.85 | 17452.06 | 17784.09 | 18018.36 | 18325.67 | 18586.8 | 18862.02 | 18969.69 | 18700.88 | 18265.37 | 18463.88 | 18315.84 | 16845.62 | 15483.78 | 14358.7 | 398.4289 | 18969.69 | 4 | 2020
2020-05-01 | 13494.94 | 13650.39 | 13401.72 | 13466.44 | 14030.9 | 15237.02 | 16434.9 | 16934.1 | 17107.93 | 17316.05 | 17559.84 | 17658.22 | 17720.04 | 17817.9 | 17931.93 | 18126.92 | 18286.82 | 18243.38 | 17949.42 | 17863.59 | 17937.76 | 17069.13 | 15689.28 | 14453.03 | 395.3817 | 18286.82 | 5 | 2020
2020-05-02 | 13831.79 | 13945.85 | 13698.6 | 13673.94 | 13907.69 | 14196.9 | 14507.09 | 15337.68 | 16029.74 | 16280.9 | 16288.39 | 16235.8 | 16186.63 | 16140.26 | 16226.74 | 16458.36 | 16753.11 | 16902.57 | 16809.22 | 16922.6 | 17159.68 | 16521.09 | 15437.27 | 14437.97 | 373.8899 | 17159.68 | 5 | 2020
2020-05-03 | 14028.76 | 13656.65 | 13394.12 | 13353.46 | 13571.47 | 13844.52 | 14139.43 | 14973.63 | 15691.48 | 15978.1 | 16022.65 | 16003.96 | 15983.53 | 15961.34 | 16064.59 | 16298.79 | 16574.7 | 16688.77 | 16567.52 | 16657.78 | 16881.93 | 16230.72 | 15134.24 | 14121.34 | 367.8235 | 16881.93 | 5 | 2020
2020-05-04 | 13744.22 | 12949.91 | 12692.35 | 12733.9 | 13288.57 | 14470.72 | 15642.93 | 16130.51 | 16320.53 | 16549.23 | 16817.04 | 16925.9 | 16999.75 | 17095.47 | 17210.44 | 17393.28 | 17509.64 | 17413.08 | 17110.48 | 17020.51 | 17121.47 | 16269.85 | 14896.64 | 13657.34 | 377.9638 | 17509.64 | 5 | 2020
2020-05-05 | 13173.22 | 13330.88 | 13016.48 | 13005.78 | 13486.59 | 14581.64 | 15715.17 | 16272.04 | 16626.64 | 17062.34 | 17572.94 | 17935.93 | 18233.16 | 18594.83 | 18938.56 | 19297.58 | 19475.2 | 19263.01 | 18667.77 | 18368.96 | 18338.7 | 17346.28 | 15827 | 14454.84 | 398.5855 | 19475.2 | 5 | 2020
2020-05-06 | 13714.76 | 13976.39 | 13609.55 | 13553.7 | 13986.6 | 15023.69 | 16132.02 | 16785.57 | 17329.6 | 17993.44 | 18848.67 | 19666.55 | 20377.3 | 21066.2 | 21618.84 | 22103.86 | 22313.92 | 22012.84 | 21191.24 | 20646.84 | 20386.8 | 18906.87 | 17156.34 | 15631.4 | 434.033 | 22313.92 | 5 | 2020
2020-05-07 | 14583 | 13675.18 | 13332.17 | 13296.66 | 13751.26 | 14812.09 | 15922.82 | 16533.45 | 16990.41 | 17549.2 | 18197.97 | 18778.81 | 19326.16 | 19869.25 | 20313.87 | 20731.41 | 20917.08 | 20654 | 19945.01 | 19507.92 | 19355.97 | 18102.13 | 16501.2 | 15050.93 | 417.6979 | 20917.08 | 5 | 2020
2020-05-08 | 14206.76 | 13935.59 | 13572.79 | 13532.57 | 13987.8 | 15063.89 | 16174.02 | 16828.68 | 17346.48 | 17978.15 | 18738.27 | 19490 | 20141.77 | 20766.54 | 21273.04 | 21713.47 | 21903.96 | 21608.41 | 20818.97 | 20292.6 | 20046.5 | 18594.44 | 16936.51 | 15441.08 | 430.3923 | 21903.96 | 5 | 2020
2020-05-09 | 14460.15 | 13443.97 | 13057.11 | 12899.14 | 12997.21 | 13136.08 | 13342.26 | 14315.71 | 15374.46 | 16087.9 | 16606.83 | 17069.28 | 17483.59 | 17838.23 | 18211.58 | 18599.23 | 18899.62 | 18765.12 | 18257.17 | 18031.21 | 18001.11 | 17095.23 | 15748.22 | 14488.93 | 384.2093 | 18899.62 | 5 | 2020
2020-05-10 | 13816.41 | 13188.52 | 12800.96 | 12640.9 | 12736.21 | 12870.76 | 13067.06 | 14029.83 | 15077.32 | 15778.48 | 16284.87 | 16737.09 | 17146.72 | 17502.08 | 17880.49 | 18251.27 | 18482.13 | 18364.51 | 17911.42 | 17685.77 | 17663.81 | 16766.66 | 15426.54 | 14173.16 | 376.283 | 18482.13 | 5 | 2020
2020-05-11 | 13526.45 | 13960.41 | 13615.2 | 13580.55 | 14053.88 | 15128.27 | 16226.77 | 16877.95 | 17380.99 | 17985.52 | 18719.71 | 19424.36 | 20035.37 | 20611.47 | 21086.19 | 21509.98 | 21690.57 | 21410.11 | 20666.26 | 20165.92 | 19978.32 | 18568.75 | 16939.71 | 15455.61 | 428.5983 | 21690.57 | 5 | 2020
2020-05-12 | 14486.7 | 13352.76 | 13039.55 | 13029.73 | 13510.39 | 14592.45 | 15687.94 | 16251.6 | 16605.01 | 17036.64 | 17536.91 | 17880.23 | 18154.31 | 18466.9 | 18791.46 | 19138.23 | 19296.01 | 19075.86 | 18500.9 | 18230.74 | 18233.88 | 17261.79 | 15749.22 | 14385.6 | 398.2948 | 19296.01 | 5 | 2020
2020-05-13 | 13702.33 | 13571.55 | 13285.41 | 13302.06 | 13808.64 | 14914.1 | 16019.25 | 16564.08 | 16855.34 | 17205.84 | 17617.8 | 17874.86 | 18073.93 | 18303.57 | 18559.43 | 18888.46 | 19068.67 | 18911.73 | 18414.35 | 18210.97 | 18261.14 | 17332.92 | 15859.59 | 14536.01 | 399.142 | 19068.67 | 5 | 2020
2020-05-14 | 13872.98 | 13740.03 | 13426.49 | 13418.54 | 13899.38 | 14974.33 | 16062.05 | 16648.95 | 17028.76 | 17487.39 | 18021.54 | 18405.75 | 18811.51 | 19236.03 | 19601.97 | 19984.02 | 20168.23 | 19957.77 | 19353.98 | 18987.42 | 18944.49 | 17849.01 | 16305.06 | 14913.06 | 411.0987 | 20168.23 | 5 | 2020
2020-05-15 | 14142.85 | 13735.21 | 13456 | 13492.15 | 14024 | 15168.1 | 16274.04 | 16828.47 | 17099.03 | 17421.07 | 17787.07 | 18003.29 | 18171.24 | 18364.07 | 18583.69 | 18885.74 | 19063.64 | 18924.08 | 18451.46 | 18247 | 18292.83 | 17374.11 | 15920.91 | 14616.64 | 402.3267 | 19063.64 | 5 | 2020
2020-05-16 | 13964.93 | 12955.52 | 12635.77 | 12537.21 | 12695.25 | 12888.08 | 13083.81 | 13960.38 | 14801.07 | 15245.07 | 15455.21 | 15590.15 | 15703.39 | 15796.8 | 15987.02 | 16253.49 | 16466.72 | 16448.35 | 16210.3 | 16171.58 | 16350.56 | 15640.28 | 14468.99 | 13382.13 | 354.6921 | 16466.72 | 5 | 2020
2020-05-17 | 13037.41 | 13426.19 | 13124.45 | 13045.35 | 13222.01 | 13429.08 | 13632.81 | 14514.1 | 15332.93 | 15743.42 | 15918.96 | 16023.11 | 16110.51 | 16182.69 | 16359.56 | 16629.02 | 16867.37 | 16891.77 | 16682.89 | 16659.5 | 16852.95 | 16152.98 | 14988.18 | 13910.31 | 364.7375 | 16891.77 | 5 | 2020
2020-05-18 | 13491.99 | 14158.34 | 13917.76 | 13981.49 | 14552.65 | 15715.15 | 16827.42 | 17374.3 | 17595.86 | 17842.87 | 18134.57 | 18274.47 | 18382.31 | 18530.53 | 18725.55 | 19017.22 | 19223.52 | 19159.08 | 18773.25 | 18573.82 | 18699.45 | 17785.12 | 16361.77 | 15083.08 | 410.1816 | 19223.52 | 5 | 2020
2020-05-19 | 14447.3 | 14181.59 | 13809.34 | 13748.82 | 14177.38 | 15190.77 | 16236.71 | 16916.91 | 17484.62 | 18174.07 | 19092.46 | 19885.78 | 20543.08 | 21162.86 | 21653.14 | 22086.39 | 22241.93 | 21923.26 | 21139.37 | 20583.25 | 20394.24 | 18952.29 | 17199.6 | 15686.31 | 436.9115 | 22241.93 | 5 | 2020
2020-05-20 | 14738.31 | 13901.01 | 13547.08 | 13502.15 | 13945.19 | 14972.12 | 16018.44 | 16664.74 | 17167.67 | 17777.55 | 18483.96 | 19179.18 | 19760.41 | 20327.53 | 20791.5 | 21219.33 | 21382.36 | 21087 | 20354.96 | 19850 | 19713.27 | 18375.07 | 16745.21 | 15270.51 | 424.7746 | 21382.36 | 5 | 2020
2020-05-21 | 14417.12 | 14198.51 | 13811.97 | 13738.31 | 14151.38 | 15142.64 | 16170.49 | 16871.55 | 17485.2 | 18229.55 | 19246.98 | 20141.68 | 20905.37 | 21629.48 | 22206.16 | 22698.08 | 22869.44 | 22514.87 | 21654.27 | 21019.33 | 20770.6 | 19270.04 | 17402.63 | 15842.79 | 442.3884 | 22869.44 | 5 | 2020
2020-05-22 | 14841.13 | 14475.53 | 14062.85 | 13978.44 | 14388.33 | 15394.18 | 16421.64 | 17172.94 | 17861.13 | 18735.25 | 19919.11 | 20914.68 | 21759.85 | 22528.94 | 23126.52 | 23601.86 | 23749 | 23353.89 | 22426.83 | 21717 | 21387.54 | 19820.72 | 17795.03 | 16197.54 | 455.6299 | 23749 | 5 | 2020
2020-05-23 | 15107.42 | 14011.3 | 13548.17 | 13321.57 | 13349.83 | 13393.46 | 13506.19 | 14607.95 | 15912.48 | 16925.15 | 17762.04 | 18521.55 | 19355.42 | 20052.17 | 20684.73 | 21214 | 21462.27 | 21174.68 | 20375.2 | 19827.48 | 19632.24 | 18340.26 | 16830.13 | 15415.83 | 414.3315 | 21462.27 | 5 | 2020
2020-05-24 | 14561.93 | 14239.06 | 13759.06 | 13517.87 | 13533.08 | 13564.57 | 13674.34 | 14805.75 | 16166.89 | 17249.75 | 18158.08 | 19095.51 | 19985.44 | 20711.23 | 21350.83 | 21871.06 | 22102.4 | 21792.38 | 20956.57 | 20371.54 | 20141.12 | 18759.25 | 17171.41 | 15728.97 | 423.2681 | 22102.4 | 5 | 2020
2020-05-25 | 14629.55 | 14006.73 | 13511.19 | 13274.64 | 13379.93 | 13624.01 | 13862.33 | 14806.11 | 16115.02 | 17507.37 | 18931.46 | 20215.2 | 21065.06 | 21748.64 | 22367.03 | 22879.36 | 22981.36 | 22459.15 | 21470.65 | 20821.71 | 20573.54 | 19142.66 | 17399.19 | 15891.94 | 432.6638 | 22981.36 | 5 | 2020
2020-05-26 | 14998.71 | 15222.26 | 14754.9 | 14611.02 | 14958 | 15877.39 | 16867.81 | 17713.42 | 18636.36 | 20007.82 | 21529.29 | 22819.43 | 23880.37 | 24803.26 | 25474.83 | 25974.78 | 26085.74 | 25609.84 | 24541.67 | 23683.46 | 23250.7 | 21544.72 | 19153.52 | 17322.61 | 489.3219 | 26085.74 | 5 | 2020
2020-05-27 | 16027.71 | 14637.75 | 14213.12 | 14106.34 | 14484.09 | 15427.33 | 16418.91 | 17191.67 | 17941 | 18951.64 | 20260.24 | 21393.43 | 22374.67 | 23286.29 | 23999.59 | 24571.62 | 24752.46 | 24327.36 | 23315.04 | 22514.34 | 22140.6 | 20507.56 | 18270.63 | 16606.91 | 467.7203 | 24752.46 | 5 | 2020
2020-05-28 | 15443.88 | 14534.93 | 14117.82 | 14017.51 | 14400.87 | 15348.08 | 16337.58 | 17097.74 | 17822.07 | 18761.58 | 20029.74 | 21128.7 | 22086.81 | 22986.11 | 23697.48 | 24274.73 | 24462.54 | 24046.21 | 23049.88 | 22263.43 | 21907.29 | 20292.54 | 18113.57 | 16462.1 | 462.6832 | 24462.54 | 5 | 2020
2020-05-29 | 15333.8 | 14991.44 | 14536.77 | 14415.96 | 14788.23 | 15744.77 | 16736.27 | 17566.79 | 18403.64 | 19647.62 | 21081.35 | 22324.68 | 23386.34 | 24333.51 | 25053.65 | 25594.17 | 25740.08 | 25271.51 | 24193.73 | 23318.1 | 22863.21 | 21161.11 | 18785.81 | 17039.26 | 482.3118 | 25740.08 | 5 | 2020
2020-05-30 | 15787.39 | 15049.84 | 14506.07 | 14209.55 | 14171.08 | 14139.73 | 14210.9 | 15459.1 | 17040.06 | 18391.26 | 19854.35 | 21231.51 | 22384.81 | 23302.04 | 24050.45 | 24605.41 | 24802.83 | 24392.2 | 23372.87 | 22587.44 | 22198.81 | 20641.74 | 18516.92 | 16940.77 | 461.8471 | 24802.83 | 5 | 2020
2020-05-31 | 15772.6 | 13337.5 | 12944.46 | 12779.4 | 12867.02 | 12963.54 | 13071.12 | 14063.95 | 15138.15 | 15865.58 | 16389.64 | 16841.43 | 17239.91 | 17580.55 | 17951.57 | 18316.93 | 18523.13 | 18374.93 | 17929.21 | 17661.56 | 17688.3 | 16810.91 | 15460.86 | 14202.66 | 379.7749 | 18523.13 | 5 | 2020
2020-06-01 | 13507.2 | 14333.75 | 13898.75 | 13814.71 | 14209.87 | 15013.74 | 15967.21 | 16869.17 | 17501.64 | 18172.74 | 18891.81 | 19343.27 | 19721.28 | 20113.82 | 20437.07 | 20760.43 | 20890.43 | 20608.11 | 20060.7 | 19468.26 | 19254.37 | 18462.52 | 16924.23 | 15500.07 | 423.7252 | 20890.43 | 6 | 2020
2020-06-02 | 14682.44 | 14742.95 | 14270.73 | 14151.63 | 14492.65 | 15235.9 | 16163.47 | 17114.48 | 17857.78 | 18669.66 | 19545.96 | 20143.07 | 20652.5 | 21316.28 | 21830.58 | 22260.1 | 22389.96 | 22053.62 | 21213.29 | 20383.58 | 20113.66 | 19246.41 | 17627.05 | 16131.59 | 442.2893 | 22389.96 | 6 | 2020
2020-06-03 | 15219.83 | 15042.53 | 14544.73 | 14403.44 | 14722.44 | 15441.97 | 16361.93 | 17357.49 | 18188.98 | 19108.62 | 20103.33 | 20873.91 | 21682.31 | 22453.22 | 23037.21 | 23500.4 | 23629.88 | 23251.25 | 22317.58 | 21320.29 | 20831.19 | 19876.08 | 18193.18 | 16636.49 | 458.0983 | 23629.88 | 6 | 2020
2020-06-04 | 15614.68 | 14873.6 | 14387.73 | 14256.61 | 14585.64 | 15315.12 | 16235.17 | 17209 | 17997.69 | 18865.14 | 19801.92 | 20457.91 | 21137.32 | 21854.08 | 22402.84 | 22848.21 | 22974.59 | 22613.49 | 21725.93 | 20772.88 | 20432.12 | 19532.66 | 17881.48 | 16355.42 | 450.1312 | 22974.59 | 6 | 2020
2020-06-05 | 15423.48 | 14538.22 | 14078.06 | 13975.3 | 14343.37 | 15124.88 | 16057.83 | 16994.8 | 17691.97 | 18444.64 | 19247.39 | 19772.3 | 20201.25 | 20645.25 | 21114.92 | 21508.26 | 21622.6 | 21296.78 | 20526.71 | 19880.87 | 19624.11 | 18786.82 | 17208.28 | 15749.15 | 433.8572 | 21622.6 | 6 | 2020
2020-06-06 | 14945.59 | 14651.85 | 14092.53 | 13814.27 | 13762.59 | 13552.34 | 13576.37 | 14944.63 | 16414.5 | 17543.32 | 18494.52 | 19276.5 | 19972 | 20600.42 | 21329.33 | 21942.94 | 22224.65 | 21926.01 | 21010.87 | 20230.73 | 19898.93 | 19060.95 | 17561.27 | 16126.94 | 426.9541 | 22224.65 | 6 | 2020
2020-06-07 | 15204.17 | 15245.76 | 14640.73 | 14322.87 | 14234.05 | 13984.84 | 13992.48 | 15442.43 | 17068.05 | 18388.39 | 19539.8 | 20501.42 | 21534.82 | 22502.72 | 23319.3 | 23939.67 | 24188.93 | 23820.28 | 22779.27 | 21711.65 | 21130.53 | 20109.7 | 18517.2 | 16994.11 | 453.1132 | 24188.93 | 6 | 2020
2020-06-08 | 15890.08 | 15236.98 | 14722.88 | 14569.92 | 14896.49 | 15620.83 | 16531.93 | 17573.58 | 18477.11 | 19478.73 | 20556.96 | 21560.89 | 22476.03 | 23316.31 | 23949.23 | 24424.23 | 24537.35 | 24115.86 | 23110.27 | 22025.12 | 21463.69 | 20308.94 | 18580.91 | 16974.85 | 470.3992 | 24537.35 | 6 | 2020
2020-06-09 | 15903.13 | 15810.94 | 15251.88 | 15057.37 | 15326.05 | 15990.12 | 16880.12 | 17985.23 | 19024.43 | 20199.12 | 21695.99 | 22994.18 | 24043.68 | 24978.06 | 25643.08 | 26117.47 | 26201.06 | 25724.67 | 24622.64 | 23443.99 | 22806.59 | 21365.72 | 19429.93 | 17754.9 | 494.2504 | 26201.06 | 6 | 2020
2020-06-10 | 16554.32 | 16037.64 | 15461.43 | 15252.1 | 15507.21 | 16158.15 | 17044.71 | 18179.99 | 19277.16 | 20523.5 | 22225.71 | 23610.62 | 24723.53 | 25697.89 | 26379.06 | 26850.93 | 26920.47 | 26419.25 | 25273.19 | 24049.7 | 23370.2 | 21883.73 | 19786.51 | 18080.07 | 505.2671 | 26920.47 | 6 | 2020
2020-06-11 | 16839.47 | 16228.32 | 15638.01 | 15416.45 | 15661.13 | 16303.14 | 17187.85 | 18347.47 | 19490.79 | 20807.22 | 22661.87 | 24105.12 | 25251.55 | 26236.88 | 26910.56 | 27363.3 | 27411.53 | 26891.7 | 25722.19 | 24474.12 | 23771.28 | 22256.88 | 20047.2 | 18321.94 | 513.346 | 27411.53 | 6 | 2020
2020-06-12 | 17077.76 | 16437.55 | 15830.92 | 15601.53 | 15849.51 | 16505.1 | 17391.04 | 18589.51 | 19788.76 | 21256.26 | 23195.82 | 24722.24 | 25942.38 | 26978.63 | 27683.4 | 28136.06 | 28171.11 | 27619.8 | 26389.74 | 25073.06 | 24296.72 | 22723.87 | 20363.2 | 18603.9 | 524.2279 | 28171.11 | 6 | 2020
2020-06-13 | 17278.51 | 15914.55 | 15259.18 | 14897.66 | 14770.29 | 14484.09 | 14477.22 | 16015.62 | 17808.03 | 19335.6 | 20694.24 | 22165.35 | 23435.77 | 24470.88 | 25288.72 | 25864.2 | 26048.1 | 25608.11 | 24467.35 | 23292.21 | 22618.06 | 21246.24 | 19472.79 | 17873.53 | 482.7863 | 26048.1 | 6 | 2020
2020-06-14 | 16696.3 | 15055.28 | 14465.22 | 14160.11 | 14085.27 | 13850.16 | 13854.32 | 15277.71 | 16847.39 | 18100.4 | 19170.28 | 20038.01 | 20795.37 | 21648.59 | 22377.62 | 22940.38 | 23163.74 | 22819.46 | 21863.7 | 20873.85 | 20476.51 | 19602.3 | 18064.09 | 16593.95 | 442.82 | 23163.74 | 6 | 2020
2020-06-15 | 15665.06 | 15640.42 | 15095.18 | 14915.24 | 15216.51 | 15912.6 | 16807.27 | 17905.3 | 18914.63 | 20046.16 | 21401.07 | 22651.85 | 23684.14 | 24601.03 | 25269.13 | 25745.01 | 25831.77 | 25361.1 | 24273.68 | 23098.77 | 22465.87 | 21045.4 | 19211.86 | 17547.46 | 488.3065 | 25831.77 | 6 | 2020
2020-06-16 | 16354.87 | 15389.69 | 14862.52 | 14695.55 | 14989.89 | 15677.36 | 16567.89 | 17617.45 | 18547.54 | 19587.57 | 20705.86 | 21817.11 | 22729.91 | 23568.97 | 24185.6 | 24649.95 | 24748.65 | 24317.62 | 23309.81 | 22222.24 | 21678.33 | 20461.13 | 18721.65 | 17111.82 | 474.519 | 24748.65 | 6 | 2020
2020-06-17 | 16052.97 | 15665.64 | 15118.34 | 14933.8 | 15214.13 | 15890.33 | 16776.45 | 17860.6 | 18854.4 | 19974.94 | 21307.91 | 22494.13 | 23426.08 | 24247.47 | 24822.46 | 25234.23 | 25286.75 | 24830.62 | 23808.94 | 22702.87 | 22145.23 | 20793.89 | 19036.88 | 17410.75 | 483.8898 | 25286.75 | 6 | 2020
2020-06-18 | 16323.42 | 15851.78 | 15288.71 | 15090.83 | 15354.7 | 16009.37 | 16889.86 | 18003.88 | 19059.61 | 20252.96 | 21800.31 | 23142.19 | 24241.06 | 25226.66 | 25936.65 | 26444.76 | 26542.05 | 26053.91 | 24917.35 | 23700.75 | 23036.37 | 21568.87 | 19560.91 | 17865.29 | 498.1622 | 26542.05 | 6 | 2020
2020-06-19 | 16664.02 | 16275.58 | 15682.46 | 15464.61 | 15726.21 | 16398.4 | 17287.61 | 18460.93 | 19608.31 | 20935.98 | 22773.48 | 24177.34 | 25269.98 | 26184.03 | 26790.92 | 27175.73 | 27180.63 | 26655.05 | 25512.43 | 24279.89 | 23585.43 | 22089.15 | 19941.45 | 18235.98 | 512.3556 | 27180.63 | 6 | 2020
2020-06-20 | 17013.2 | 16095.14 | 15428.69 | 15057.3 | 14927.08 | 14646.42 | 14642.05 | 16196.64 | 18014 | 19577.84 | 20973.29 | 22452.7 | 23608.92 | 24487.76 | 25144.21 | 25576.98 | 25669.86 | 25227.51 | 24164.31 | 23060.24 | 22454.72 | 21134 | 19426.65 | 17865.35 | 482.8449 | 25669.86 | 6 | 2020
2020-06-21 | 16783.26 | 15813.54 | 15168.46 | 14815.48 | 14702.52 | 14438.2 | 14435.49 | 15952.67 | 17696.81 | 19170.42 | 20444.8 | 21665.95 | 22729.2 | 23542.28 | 24164.21 | 24588.45 | 24690.86 | 24279.48 | 23280.55 | 22239.22 | 21696.67 | 20539.91 | 18951.52 | 17434.42 | 469.2244 | 24690.86 | 6 | 2020
2020-06-22 | 16451.61 | 16961.87 | 16321.22 | 16058.19 | 16294.31 | 16943.09 | 17829.66 | 19089.41 | 20399.41 | 22267.62 | 24349.26 | 25893.09 | 27006.45 | 27826.33 | 28282.1 | 28495.73 | 28361.1 | 27777.24 | 26630.94 | 25383.54 | 24683.17 | 23149.54 | 20715.34 | 18978.15 | 536.1484 | 28495.73 | 6 | 2020
2020-06-23 | 17721.95 | 17236.68 | 16571.7 | 16285.38 | 16475 | 17068.14 | 17936.92 | 19226.19 | 20613.05 | 22704.17 | 24954.03 | 26696.54 | 28007.45 | 29036.62 | 29658.61 | 30000.54 | 29927.89 | 29308.14 | 28022.88 | 26648.59 | 25833.93 | 24180.15 | 21556.32 | 19571.99 | 555.2429 | 30000.54 | 6 | 2020
2020-06-24 | 18180.92 | 17495.74 | 16812.39 | 16510.03 | 16687.84 | 17273.92 | 18142.72 | 19462.59 | 20945.24 | 23190.22 | 25524.27 | 27310.9 | 28619.64 | 29609.1 | 30170.11 | 30444.99 | 30320.5 | 29680.93 | 28396.55 | 27020.48 | 26203.21 | 24536.59 | 21901.98 | 19824.5 | 564.2654 | 30444.99 | 6 | 2020
2020-06-25 | 18422.77 | 16836.72 | 16202.09 | 15942.03 | 16155.8 | 16772.31 | 17647.16 | 18882.99 | 20167.08 | 21943.18 | 24017.6 | 25605.39 | 26802.23 | 27758.52 | 28349.99 | 28694.78 | 28646.09 | 28070.45 | 26864.23 | 25570.5 | 24831.25 | 23259.03 | 20758.71 | 18994.73 | 537.1956 | 28694.78 | 6 | 2020
2020-06-26 | 17742.27 | 16668.84 | 16046.72 | 15803.87 | 16043.88 | 16697.84 | 17585.76 | 18808.9 | 20051.93 | 21684.3 | 23680.88 | 25213.27 | 26386.6 | 27336.64 | 27940.32 | 28295.64 | 28263.69 | 27699.98 | 26500.94 | 25212.44 | 24460.36 | 22899.55 | 20505.75 | 18757.48 | 530.2878 | 28295.64 | 6 | 2020
2020-06-27 | 17495.84 | 16558.58 | 15857.85 | 15456.88 | 15300.96 | 14998.21 | 14991.58 | 16605.25 | 18535.98 | 20241.2 | 22043.87 | 23677.3 | 24931.98 | 25857.06 | 26513.29 | 26914.17 | 26964.94 | 26476.99 | 25345.02 | 24172.34 | 23497.32 | 22098.92 | 20097.68 | 18484.55 | 503.1178 | 26964.94 | 6 | 2020
2020-06-28 | 17330.34 | 16500.27 | 15801.08 | 15401.83 | 15240.78 | 14922.81 | 14907.75 | 16522.71 | 18461.47 | 20170.61 | 21989.58 | 23729.47 | 25142.65 | 26257.59 | 27095.77 | 27647.74 | 27785.99 | 27284.42 | 26043.79 | 24766.81 | 23995.97 | 22517.31 | 20351.84 | 18679.84 | 508.5484 | 27785.99 | 6 | 2020
2020-06-29 | 17389.64 | 16881.51 | 16244.44 | 15985.15 | 16217.74 | 16854.86 | 17741.99 | 18998.37 | 20310.66 | 22142.88 | 24261.73 | 25917.33 | 27202.56 | 28230.81 | 28886.84 | 29267.95 | 29235.66 | 28643 | 27378.91 | 26025.77 | 25215 | 23592.76 | 21007.94 | 19185.75 | 542.8193 | 29267.95 | 6 | 2020
2020-06-30 | 17768.04 | 15132.94 | 14625.88 | 14476.6 | 14787.45 | 15492.54 | 16393.03 | 17406.29 | 18268.26 | 19224.51 | 20257.01 | 21122.2 | 21964.31 | 22760.07 | 23360.16 | 23829.13 | 23947.96 | 23548.34 | 22589.19 | 21556.46 | 21054.39 | 20029.24 | 18327.52 | 16753.89 | 464.6754 | 23947.96 | 6 | 2020
2020-07-01 | 16023.4 | 16121.54 | 15603.29 | 15413.48 | 15676.4 | 16347.58 | 17012.67 | 17876.51 | 18719.77 | 19691.29 | 20748.05 | 21689.59 | 22710.47 | 23685.09 | 24449.32 | 25042.07 | 25194.4 | 24750.22 | 23676.91 | 22506.87 | 21956.73 | 20810.24 | 19197.59 | 17689.78 | 482.5933 | 25194.4 | 7 | 2020
2020-07-02 | 16704.52 | 16941.1 | 16361.95 | 16119.22 | 16335.41 | 16965.56 | 17624.19 | 18593.58 | 19639.7 | 20863.69 | 22517 | 24050.35 | 25269.38 | 26342.89 | 27116 | 27654.83 | 27728.95 | 27194.74 | 25983.58 | 24673.66 | 23987.11 | 22374.34 | 20398.02 | 18795.02 | 520.2348 | 27728.95 | 7 | 2020
2020-07-03 | 17493.45 | 16748.37 | 16066.39 | 15677.87 | 15607.77 | 15561.65 | 15497.53 | 16681.16 | 18347.5 | 20145.32 | 22042.14 | 23894.45 | 25083.03 | 25999.46 | 26712.48 | 27193.49 | 27165.36 | 26479.53 | 25201.94 | 23960.23 | 23320.87 | 21836.31 | 20127.87 | 18621.75 | 505.4659 | 27193.49 | 7 | 2020
2020-07-04 | 17676.86 | 16488.56 | 15860.49 | 15494.7 | 15368.66 | 15128.97 | 14943.69 | 16250.92 | 17873.5 | 19258.14 | 20469.28 | 21523.3 | 22771.35 | 23806.9 | 24660.03 | 25278.94 | 25481.6 | 25057.22 | 23945.73 | 22778.6 | 22180.61 | 20998.3 | 19510.15 | 18070.52 | 480.877 | 25481.6 | 7 | 2020
2020-07-05 | 17106.81 | 16095.37 | 15496.65 | 15156.41 | 15053.07 | 14833.88 | 14653.26 | 15909.34 | 17433.97 | 18696.85 | 19785.28 | 20702.71 | 21541.37 | 22527.65 | 23374.67 | 24017.98 | 24258.1 | 23877.87 | 22833.62 | 21735.87 | 21260.69 | 20372.58 | 18933.03 | 17539.82 | 463.1968 | 24258.1 | 7 | 2020
2020-07-06 | 16654.15 | 16648.56 | 16093.58 | 15873.85 | 16129.96 | 16804.09 | 17481.8 | 18428.24 | 19416.85 | 20562.4 | 21928.71 | 23378.91 | 24568.22 | 25626.74 | 26418.62 | 26978.37 | 27081.12 | 26568.81 | 25382.28 | 24096.32 | 23418.02 | 21836.28 | 20059.54 | 18475.06 | 509.9105 | 27081.12 | 7 | 2020
2020-07-07 | 17378.07 | 18164.92 | 17497.26 | 17177.5 | 17330.99 | 17915.74 | 18576.17 | 19695.2 | 21025.88 | 23126.06 | 25529.25 | 27410.8 | 28784.97 | 29844.97 | 30481.04 | 30817.91 | 30709.87 | 30059.76 | 28739.32 | 27317.52 | 26509.53 | 24740.84 | 22100.24 | 20244.77 | 571.1786 | 30817.91 | 7 | 2020
2020-07-08 | 18953.86 | 18339.07 | 17658.42 | 17327.43 | 17470.59 | 18046.25 | 18707.04 | 19848.54 | 21223.52 | 23489.77 | 25976.22 | 27933.04 | 29364.38 | 30462.6 | 31116.27 | 31454.39 | 31338.02 | 30668.32 | 29308.29 | 27848.74 | 27000.79 | 25190.97 | 22512.24 | 20504.97 | 581.7437 | 31454.39 | 7 | 2020
2020-07-09 | 19202.84 | 17834.48 | 17190.49 | 16891.51 | 17060.68 | 17656.06 | 18319.57 | 19398.62 | 20656.09 | 22456.68 | 24741.39 | 26559.77 | 27934.49 | 29046.75 | 29764.41 | 30191.9 | 30155.97 | 29535.22 | 28215.18 | 26799.96 | 25994.66 | 24244.17 | 21620.47 | 19923.06 | 561.3944 | 30191.9 | 7 | 2020
2020-07-10 | 18709.08 | 17537.4 | 16913.13 | 16642.29 | 16844.66 | 17488.74 | 18166.44 | 19217.42 | 20400.73 | 21907.46 | 24045.55 | 25754.32 | 27070.49 | 28154.9 | 28880.98 | 29324.24 | 29318.83 | 28724.94 | 27436.35 | 26051.11 | 25255.12 | 23542.99 | 21154.04 | 19503.37 | 548.0446 | 29324.24 | 7 | 2020
2020-07-11 | 18306.56 | 16819.87 | 16168.78 | 15783.26 | 15641.68 | 15395.9 | 15226.81 | 16570.62 | 18267.38 | 19746.49 | 21049.95 | 22462.28 | 23763.07 | 24807.09 | 25632.48 | 26204.34 | 26369.93 | 25921.25 | 24773.05 | 23581.37 | 22932.09 | 21482.57 | 19966.61 | 18499.99 | 495.3734 | 26369.93 | 7 | 2020
2020-07-12 | 17480.48 | 15512.82 | 14958.61 | 14657.46 | 14589.24 | 14407.29 | 14251.59 | 15427.53 | 16804.16 | 17883.92 | 18791.41 | 19565.42 | 20244.59 | 20874.02 | 21555.7 | 22246.67 | 22557.93 | 22250.92 | 21295.87 | 20603.59 | 20320.21 | 19499.57 | 18129.08 | 16801.09 | 440.7092 | 22557.93 | 7 | 2020
2020-07-13 | 16033.34 | 16258.42 | 15734.45 | 15542.04 | 15824.59 | 16531.7 | 17237.36 | 18125.73 | 19008.09 | 20024.07 | 21120.96 | 22241.93 | 23306.2 | 24282.19 | 25034.1 | 25590.69 | 25726.11 | 25272.12 | 24172.66 | 22992.18 | 22380.48 | 21082.25 | 19460.29 | 17934.4 | 490.9163 | 25726.11 | 7 | 2020
2020-07-14 | 16898.19 | 17110.93 | 16521.34 | 16270.03 | 16480.79 | 17116.68 | 17802.37 | 18785.12 | 19863.66 | 21130.64 | 22963.07 | 24542.43 | 25782.35 | 26853.06 | 27603.23 | 28111 | 28171.39 | 27634.93 | 26409.35 | 25105.6 | 24382.84 | 22741.38 | 20643.01 | 19030.34 | 527.9537 | 28171.39 | 7 | 2020
2020-07-15 | 17843.69 | 17264.86 | 16664.43 | 16403.7 | 16607.32 | 17239.46 | 17927.87 | 18928.39 | 20040.88 | 21351.25 | 23338.92 | 24953.71 | 26201.97 | 27258.15 | 27978.89 | 28451.42 | 28484.36 | 27935.6 | 26703.99 | 25395.11 | 24662.49 | 23006.78 | 20818.92 | 19198.81 | 534.661 | 28484.36 | 7 | 2020
2020-07-16 | 18028.9 | 17360.28 | 16753.06 | 16486.52 | 16685.1 | 17314.53 | 18007.82 | 19019.33 | 20154.7 | 21516.12 | 23587.87 | 25241.93 | 26519.18 | 27593.53 | 28320.77 | 28791.42 | 28820.61 | 28263.68 | 27012.1 | 25687.67 | 24931.32 | 23253.06 | 20976.61 | 19343.92 | 539.67 | 28820.61 | 7 | 2020
2020-07-17 | 18163.93 | 17244.58 | 16644.88 | 16395.65 | 16621.36 | 17298.7 | 18005.85 | 19008.84 | 20103.48 | 21393.99 | 23295.63 | 24832.05 | 25992.39 | 26943.81 | 27573.17 | 27960.16 | 27951.9 | 27411.66 | 26231.04 | 24970.36 | 24258.18 | 22639.19 | 20597.94 | 19013.65 | 530.5524 | 27960.16 | 7 | 2020
2020-07-18 | 17921.84 | 17176.34 | 16502.67 | 16097.62 | 15946.03 | 15708.3 | 15565.22 | 16941.27 | 18700.29 | 20263.97 | 21679.02 | 23304.53 | 24520.5 | 25411.44 | 26055.95 | 26455.08 | 26513.53 | 26055.73 | 24965.24 | 23842.3 | 23222.98 | 21787.28 | 20201.95 | 18756.33 | 503.5954 | 26513.53 | 7 | 2020
2020-07-19 | 17798.56 | 17427.76 | 16734.73 | 16313 | 16144.77 | 15890.03 | 15744.46 | 17154.91 | 18982.3 | 20629.43 | 22338.33 | 24097.27 | 25429.26 | 26413.75 | 27119.5 | 27549.4 | 27611.3 | 27120.68 | 25950.04 | 24749.32 | 24052.9 | 22540.57 | 20673.41 | 19179.36 | 517.645 | 27611.3 | 7 | 2020
2020-07-20 | 18121.43 | 18322.77 | 17649.68 | 17327.57 | 17504.41 | 18136.42 | 18850.69 | 19990.5 | 21353.01 | 23618.68 | 26054.45 | 27932.76 | 29271.51 | 30239.13 | 30772.4 | 30998.42 | 30835.13 | 30187.23 | 28894.91 | 27522.03 | 26693.48 | 24923.03 | 22310.88 | 20406.62 | 577.9171 | 30998.42 | 7 | 2020
2020-07-21 | 19103.4 | 16602.55 | 16053.04 | 15836.96 | 16081.45 | 16758.17 | 17476.51 | 18384.86 | 19326.62 | 20426.43 | 21700.13 | 23064.88 | 24147.94 | 25118.07 | 25822.99 | 26332.15 | 26436.44 | 25973.47 | 24857.17 | 23684.04 | 23046.99 | 21512.64 | 19869.04 | 18330.18 | 505.9461 | 26436.44 | 7 | 2020
2020-07-22 | 17337.92 | 16831.13 | 16265.45 | 16035.36 | 16268.89 | 16939.69 | 17663.18 | 18598.03 | 19591.18 | 20756.39 | 22265.35 | 23690.81 | 24797.33 | 25758.5 | 26431.24 | 26897.35 | 26966.85 | 26485.14 | 25352.36 | 24165.55 | 23505.99 | 21942.56 | 20152.43 | 18598.76 | 513.2974 | 26966.85 | 7 | 2020
2020-07-23 | 17521.71 | 17066.31 | 16483.45 | 16238.44 | 16459.25 | 17120.16 | 17844.47 | 18808.57 | 19858.26 | 21094.29 | 22854.06 | 24359.54 | 25513.77 | 26492.81 | 27158.06 | 27600.59 | 27644.22 | 27138.87 | 25972.84 | 24753.72 | 24058.97 | 22455.8 | 20482.92 | 18905.39 | 523.8865 | 27644.22 | 7 | 2020
2020-07-24 | 17819.09 | 18041.38 | 17384.41 | 17085.82 | 17269.9 | 17920.48 | 18647.46 | 19745.36 | 21028.57 | 23003.36 | 25315 | 27130.01 | 28463.67 | 29488.68 | 30102.66 | 30417.85 | 30335.08 | 29722.34 | 28421.45 | 27057.46 | 26206.26 | 24441.7 | 21847.41 | 20092.67 | 566.9881 | 30417.85 | 7 | 2020
2020-07-25 | 18808.65 | 17472.97 | 16778.36 | 16355.64 | 16188.13 | 15943.1 | 15822.51 | 17231.65 | 19062.94 | 20716.99 | 22475.13 | 24242.78 | 25576.99 | 26556.57 | 27250.14 | 27666.87 | 27730.97 | 27249.06 | 26077.28 | 24894.28 | 24177.64 | 22654.65 | 20753.78 | 19260.09 | 520.9472 | 27730.97 | 7 | 2020
2020-07-26 | 18209.12 | 17560.37 | 16859.38 | 16431.19 | 16258.82 | 16010.24 | 15891.55 | 17311.39 | 19164.12 | 20844.92 | 22699.61 | 24502.56 | 25862.23 | 26857.28 | 27556.04 | 27970.46 | 28029.51 | 27538.93 | 26349.53 | 25150.96 | 24415.1 | 22872.74 | 20893.04 | 19387.96 | 524.627 | 28029.51 | 7 | 2020
2020-07-27 | 18280.62 | 17494.37 | 16883.73 | 16616.62 | 16840.44 | 17520.3 | 18271.18 | 19299.35 | 20459.38 | 21964.12 | 24055.13 | 25693.16 | 26924 | 27896.89 | 28514.8 | 28871.04 | 28845.94 | 28296.04 | 27080.37 | 25814.94 | 25043.03 | 23369.35 | 21088.13 | 19470.27 | 544.5932 | 28871.04 | 7 | 2020
2020-07-28 | 18295.82 | 17596.56 | 16975.43 | 16697.51 | 16889.82 | 17531.91 | 18271.39 | 19298.98 | 20476.41 | 22062.42 | 24213.07 | 25922.11 | 27216.63 | 28273.12 | 28954.22 | 29370.06 | 29377.4 | 28822.56 | 27559.47 | 26257.57 | 25452.84 | 23738.81 | 21305.59 | 19664.24 | 550.2239 | 29377.4 | 7 | 2020
2020-07-29 | 18451.08 | 18579.06 | 17886.81 | 17546.88 | 17689.11 | 18294.52 | 19031.95 | 20180.08 | 21633.04 | 24077.52 | 26618.75 | 28594.66 | 29996.07 | 31021.48 | 31574.2 | 31813 | 31663.62 | 31015.47 | 29676.77 | 28293.26 | 27405.11 | 25576.43 | 22917.16 | 20796.44 | 590.3325 | 31813 | 7 | 2020
2020-07-30 | 19452.08 | 18386.3 | 17708.18 | 17380.7 | 17532.68 | 18146.54 | 18890.38 | 20013.89 | 21374.75 | 23693.05 | 26163.1 | 28099.96 | 29499.05 | 30551.79 | 31148.58 | 31437.38 | 31330.62 | 30702.15 | 29365.63 | 27991.22 | 27103.11 | 25285.23 | 22638.13 | 20610.72 | 584.5052 | 31437.38 | 7 | 2020
2020-07-31 | 19314.17 | 17919.54 | 17274.45 | 16986.78 | 17182.38 | 17855.28 | 18618.52 | 19690.67 | 20933.42 | 22796.99 | 25041.8 | 26805.71 | 28106.01 | 29112.02 | 29716.89 | 30034.36 | 29977.72 | 29397.51 | 28120.71 | 26807.78 | 25954.1 | 24205.04 | 21641.7 | 19969.45 | 563.463 | 30034.36 | 7 | 2020
2020-08-01 | 19048.79 | 18252.67 | 17465.43 | 16986.92 | 16813.25 | 16746.54 | 16613.2 | 17959 | 20013.01 | 21976.85 | 23987.59 | 25747.39 | 27121.31 | 28126.12 | 28828.84 | 29235.46 | 29274.69 | 28715.02 | 27525.16 | 26549.16 | 25790.84 | 23890.14 | 21762.44 | 20017.94 | 548.4478 | 29274.69 | 8 | 2020
2020-08-02 | 18928.42 | 18112.66 | 17335.5 | 16865.73 | 16699.31 | 16638.41 | 16506.03 | 17834.41 | 19855.72 | 21778.5 | 23716.6 | 25443.71 | 26801.66 | 27805.07 | 28517.53 | 28940.13 | 28994.8 | 28445.94 | 27267.24 | 26303.33 | 25556.52 | 23670.73 | 21582.13 | 19849.2 | 543.4493 | 28994.8 | 8 | 2020
2020-08-03 | 18790.01 | 18922.7 | 18181.6 | 17836.22 | 18068.46 | 19007.49 | 19838.92 | 20837.55 | 22294.59 | 24364.37 | 26632.13 | 28443.78 | 29820.04 | 30849.32 | 31461.22 | 31756.85 | 31652.92 | 30978.47 | 29683.94 | 28561.28 | 27692.19 | 25584.22 | 23047.5 | 21048.55 | 595.3543 | 31756.85 | 8 | 2020
2020-08-04 | 19728.07 | 18397.28 | 17693.35 | 17378.01 | 17614.9 | 18551.84 | 19384.15 | 20300.06 | 21618.2 | 23414.54 | 25504.43 | 27181.95 | 28477.5 | 29502.56 | 30148.45 | 30516.88 | 30485.58 | 29865.69 | 28624.93 | 27571.07 | 26766.13 | 24723.51 | 22283.74 | 20393.32 | 576.1261 | 30516.88 | 8 | 2020
2020-08-05 | 19189.19 | 18014.79 | 17339.44 | 17049.03 | 17307.05 | 18263.68 | 19106.04 | 19971.82 | 21197.23 | 22802.7 | 24765.63 | 26350.48 | 27599.48 | 28617.92 | 29287.52 | 29697.74 | 29710.81 | 29124.44 | 27916.57 | 26902.08 | 26126.59 | 24124.91 | 21794.32 | 19937.55 | 562.197 | 29710.81 | 8 | 2020
2020-08-06 | 18752.21 | 16760.64 | 16178.93 | 15969.73 | 16298.4 | 17318.62 | 18178.17 | 18881.02 | 19797.6 | 20970.2 | 22305.28 | 23532.13 | 24566.53 | 25492.58 | 26176.16 | 26671.99 | 26794.41 | 26317.22 | 25259.41 | 24402.97 | 23772.88 | 22010.34 | 20022.46 | 18301.92 | 514.7318 | 26794.41 | 8 | 2020
2020-08-07 | 17395.75 | 17336.66 | 16710.31 | 16470.97 | 16781.66 | 17799.64 | 18664.53 | 19454.1 | 20519.93 | 21873.97 | 23521.42 | 24958.19 | 26157.51 | 27196.22 | 27941.02 | 28439.82 | 28539.39 | 28001.62 | 26819.82 | 25836.74 | 25065.76 | 23110.28 | 20955.81 | 19146.19 | 538.6973 | 28539.39 | 8 | 2020
2020-08-08 | 17997.47 | 17458.12 | 16732.12 | 16307.34 | 16181.75 | 16169.93 | 16083.15 | 17316.93 | 19168.65 | 20882.6 | 22467.24 | 24009.19 | 25259.62 | 26219.41 | 26939.8 | 27407.57 | 27533.72 | 27056.04 | 25953.23 | 25091.71 | 24397.23 | 22590.47 | 20712.25 | 19052.08 | 518.9876 | 27533.72 | 8 | 2020
2020-08-09 | 18056.95 | 17738.43 | 16991.35 | 16548.42 | 16406.25 | 16379.33 | 16291.59 | 17561.99 | 19485.12 | 21287.42 | 23028.99 | 24670.07 | 25991.02 | 26997.29 | 27738.15 | 28205.83 | 28319.81 | 27816.87 | 26665.08 | 25755.94 | 25012.71 | 23154.85 | 21165.68 | 19465.39 | 530.7345 | 28319.81 | 8 | 2020
2020-08-10 | 18370.92 | 17078.42 | 16474.97 | 16249.89 | 16582.96 | 17616.31 | 18502.26 | 19259.09 | 20272.29 | 21557.62 | 23093.77 | 24484.12 | 25671.09 | 26708.73 | 27471.52 | 27998.24 | 28127.88 | 27614.32 | 26454.37 | 25503.36 | 24750.06 | 22819.16 | 20723.92 | 18927.41 | 532.3127 | 28127.88 | 8 | 2020
2020-08-11 | 17799.06 | 16614.42 | 16047.43 | 15851.26 | 16197.04 | 17250 | 18148.51 | 18818.44 | 19677.22 | 20783.86 | 22038 | 23118.38 | 24036.34 | 24846.36 | 25430.72 | 25855.1 | 25956.92 | 25515.42 | 24538.44 | 23780.45 | 23205.46 | 21566.52 | 19641.91 | 17981.38 | 504.6986 | 25956.92 | 8 | 2020
2020-08-12 | 17101.65 | 16381.72 | 15834.26 | 15655.24 | 16016.5 | 17085.82 | 17994.68 | 18630.65 | 19425.63 | 20453.2 | 21628.33 | 22578.49 | 23449.29 | 24235.75 | 24817.52 | 25254.94 | 25379.51 | 24964.11 | 24020.57 | 23300.89 | 22753.86 | 21200.87 | 19307.36 | 17676.37 | 495.1472 | 25379.51 | 8 | 2020
2020-08-13 | 16845.91 | 17239.56 | 16625.76 | 16389.34 | 16698.57 | 17719.37 | 18618.65 | 19369.39 | 20386.39 | 21689.11 | 23256.58 | 24591.6 | 25664.34 | 26575.1 | 27202.08 | 27623.83 | 27698.18 | 27201.69 | 26117.26 | 25256.41 | 24572.75 | 22690.54 | 20650.64 | 18902.01 | 529.5851 | 27698.18 | 8 | 2020
2020-08-14 | 17852.68 | 17607.98 | 16966.25 | 16714.01 | 17020.62 | 18057.49 | 18968.38 | 19775.1 | 20880.45 | 22291.34 | 24041.77 | 25472.07 | 26609.66 | 27543.77 | 28165.61 | 28549.04 | 28587.54 | 28055.7 | 26916.45 | 25997.58 | 25236.84 | 23292.18 | 21140.55 | 19354.27 | 545.0973 | 28587.54 | 8 | 2020
2020-08-15 | 18230.27 | 17033.16 | 16341.52 | 15947.29 | 15850.02 | 15878.05 | 15840.91 | 17008.34 | 18746.38 | 20321.35 | 21773.05 | 23106.96 | 24297.31 | 25239.63 | 25973.23 | 26476.8 | 26660.89 | 26236.55 | 25176.68 | 24387.97 | 23709.87 | 22010.95 | 20194.88 | 18579.64 | 505.0217 | 26660.89 | 8 | 2020
2020-08-16 | 17632.58 | 17093.38 | 16396.36 | 15997.67 | 15894.07 | 15913.41 | 15875.47 | 17053.3 | 18814.24 | 20415.56 | 21904.82 | 23316.48 | 24575.63 | 25589.4 | 26384.23 | 26933.68 | 27141.77 | 26706.96 | 25599.76 | 24766.97 | 24044.06 | 22269.16 | 20419.79 | 18772.16 | 509.5109 | 27141.77 | 8 | 2020
2020-08-17 | 17734.07 | 17642.57 | 17001.34 | 16744.1 | 17054.68 | 18088.8 | 19018.51 | 19831.93 | 20962.12 | 22399.45 | 24214.67 | 25710.61 | 26927.71 | 27930.11 | 28610.61 | 29037.43 | 29101.88 | 28565.71 | 27384.68 | 26435.99 | 25631.06 | 23648.04 | 21424.28 | 19601 | 550.7013 | 29101.88 | 8 | 2020
2020-08-18 | 18404.28 | 18684.31 | 17965.57 | 17638.72 | 17872.24 | 18839.82 | 19759.82 | 20686.54 | 22046.49 | 23971.39 | 26126.53 | 27846.48 | 29146.21 | 30139.67 | 30724.62 | 31026.8 | 30978.59 | 30374.31 | 29131.59 | 28126.43 | 27265.42 | 25188.23 | 22708.15 | 20799.72 | 585.4519 | 31026.8 | 8 | 2020
2020-08-19 | 19472.47 | 17808.44 | 17154.13 | 16883.39 | 17163.01 | 18168.95 | 19101.51 | 19917.18 | 21070.36 | 22562.52 | 24437.09 | 25961.3 | 27176.18 | 28179.56 | 28842.97 | 29260.38 | 29321.15 | 28787.5 | 27605.02 | 26669.96 | 25868.24 | 23875.29 | 21610.93 | 19784.78 | 556.6823 | 29321.15 | 8 | 2020
2020-08-20 | 18616.15 | 18066.96 | 17394.66 | 17108.26 | 17376.89 | 18378.22 | 19314.77 | 20159.65 | 21367.22 | 22981.19 | 24924.35 | 26481.01 | 27687 | 28648.49 | 29252.02 | 29605.78 | 29620.03 | 29071.66 | 27894.77 | 26965.01 | 26163.31 | 24162.2 | 21858.28 | 20028.31 | 563.1262 | 29620.03 | 8 | 2020
2020-08-21 | 18836.82 | 17528.55 | 16895.28 | 16651.24 | 16966.04 | 18024.72 | 18983.75 | 19769.07 | 20847.85 | 22227.82 | 23944.64 | 25374.87 | 26531.78 | 27497.06 | 28149.3 | 28561.95 | 28639.43 | 28130.31 | 26978.83 | 26078.56 | 25279.25 | 23317.49 | 21163.72 | 19376.19 | 545.7545 | 28639.43 | 8 | 2020
2020-08-22 | 18234.71 | 16804.62 | 16132.8 | 15756.52 | 15676.82 | 15735.55 | 15746.17 | 16872.36 | 18544.26 | 20039.72 | 21416.8 | 22641.14 | 23800.57 | 24734.78 | 25474.57 | 25996.67 | 26219.62 | 25832.23 | 24794.88 | 24057.54 | 23375.45 | 21732.71 | 19945.34 | 18355.76 | 497.9216 | 26219.62 | 8 | 2020
2020-08-23 | 17410.13 | 16591.81 | 15936.2 | 15574 | 15506.99 | 15578.56 | 15595.39 | 16692.77 | 18310.58 | 19739.11 | 21048.66 | 22187.08 | 23274.77 | 24186.29 | 24921.67 | 25452.82 | 25692.4 | 25325.41 | 24317.74 | 23613.07 | 22957.7 | 21393.98 | 19634.08 | 18070.65 | 489.0119 | 25692.4 | 8 | 2020
2020-08-24 | 17139.5 | 16659.25 | 16092.91 | 15901.49 | 16268.47 | 17363.24 | 18345.26 | 19023.57 | 19911.42 | 21047.06 | 22363.03 | 23619.1 | 24735.4 | 25742.04 | 26500.49 | 27048.48 | 27245.25 | 26804.12 | 25695.18 | 24852.34 | 24095.96 | 22241.09 | 20243.07 | 18500.63 | 517.4384 | 27245.25 | 8 | 2020
2020-08-25 | 17366.37 | 16743.57 | 16170.12 | 15970.11 | 16310.38 | 17379.71 | 18362.22 | 19032.96 | 19924.59 | 21072.36 | 22407.45 | 23682.99 | 24782.35 | 25782.78 | 26524.18 | 27067.65 | 27266 | 26833.06 | 25733.1 | 24912.58 | 24171.38 | 22307.17 | 20307.89 | 18571.71 | 518.6827 | 27266 | 8 | 2020
2020-08-26 | 17439.95 | 16570.6 | 16010.19 | 15821.55 | 16171.29 | 17250.14 | 18240.56 | 18888.09 | 19738.34 | 20834.2 | 22118 | 23322.12 | 24410.02 | 25418.25 | 26179.94 | 26750.05 | 26974.24 | 26556.89 | 25465.38 | 24658.79 | 23922.83 | 22100.35 | 20113.27 | 18388.54 | 513.3436 | 26974.24 | 8 | 2020
2020-08-27 | 17269.28 | 16336.27 | 15794.17 | 15621.3 | 15986.28 | 17082 | 18080.39 | 18694.84 | 19482.19 | 20501.06 | 21703 | 22762.61 | 23781.32 | 24738.72 | 25471.51 | 26032.2 | 26263.75 | 25871.28 | 24827.94 | 24072.07 | 23379.36 | 21664.7 | 19718.08 | 18032.31 | 503.1666 | 26263.75 | 8 | 2020
2020-08-28 | 16992.49 | 15901.81 | 15393.43 | 15257.82 | 15670.46 | 16833.44 | 17858.01 | 18419.06 | 19083.54 | 19950.97 | 20976.37 | 21803.43 | 22580.18 | 23396.58 | 24035.59 | 24534.01 | 24754.97 | 24406.64 | 23467.55 | 22814.32 | 22215.65 | 20708.24 | 18858.62 | 17263.45 | 483.1766 | 24754.97 | 8 | 2020
2020-08-29 | 16367.61 | 15207.84 | 14659.46 | 14390.14 | 14408.33 | 14574.39 | 14655.34 | 15558.65 | 16819.4 | 17807.34 | 18674.16 | 19447.26 | 20176.07 | 20837.56 | 21449.88 | 21962.36 | 22279.47 | 22077.99 | 21365.96 | 20951.58 | 20529.72 | 19213.54 | 17635.25 | 16245.38 | 437.2947 | 22279.47 | 8 | 2020
2020-08-30 | 15561.46 | 15074.57 | 14537.75 | 14278.23 | 14308.31 | 14491.18 | 14581.47 | 15462.33 | 16678.89 | 17614.82 | 18417.1 | 19112.99 | 19761.66 | 20345.13 | 20894.04 | 21362.38 | 21656.36 | 21478.43 | 20821.93 | 20464.05 | 20090.96 | 18822.29 | 17291.28 | 15947.23 | 429.0548 | 21656.36 | 8 | 2020
2020-08-31 | 15363.94 | 17363.67 | 16751.33 | 16519.77 | 16859.64 | 17955.47 | 18986.54 | 19734.83 | 20766.19 | 22088.06 | 23729.2 | 25116.24 | 26250.84 | 27190.87 | 27826.38 | 28234.14 | 28338.45 | 27869.26 | 26748.29 | 25917.33 | 25112.4 | 23167.19 | 21063.42 | 19297.01 | 538.2505 | 28338.45 | 8 | 2020
2020-09-01 | 18248.33 | 17286.7 | 16711.5 | 16476.2 | 16764.08 | 17767.13 | 18786.01 | 19391.21 | 20436.79 | 22089.89 | 23937.15 | 25514.32 | 26760.28 | 27797.66 | 28456.58 | 28841.13 | 28770.47 | 28027.86 | 26907.65 | 26300.14 | 24973.08 | 23000.59 | 20755.15 | 19074.58 | 543.0745 | 28841.13 | 9 | 2020
2020-09-02 | 17976.97 | 16473.27 | 15958.09 | 15775.01 | 16107.22 | 17148.23 | 18177.34 | 18678.67 | 19528.55 | 20735.23 | 22302.87 | 23669.89 | 24803.49 | 25814.13 | 26514.74 | 26982.67 | 27000.02 | 26327.08 | 25286 | 24764.36 | 23514.97 | 21640.59 | 19647.08 | 18070.96 | 512.8974 | 27000.02 | 9 | 2020
2020-09-03 | 17103.47 | 16148.09 | 15657.56 | 15495.9 | 15847.95 | 16910.09 | 17950.47 | 18407.3 | 19173.77 | 20229.27 | 21642.07 | 22902.99 | 23961.52 | 24926.32 | 25610.15 | 26084.17 | 26123.38 | 25483.55 | 24494.9 | 24031.06 | 22827.98 | 21007.55 | 19154.05 | 17621.52 | 498.7951 | 26123.38 | 9 | 2020
2020-09-04 | 16725.76 | 15975.36 | 15499.08 | 15355.97 | 15738.34 | 16845.62 | 17908.07 | 18349.29 | 19069.16 | 20063.68 | 21347.96 | 22542.37 | 23559.31 | 24493.84 | 25165.2 | 25628.17 | 25673.14 | 25048.1 | 24078.69 | 23634.97 | 22424.33 | 20622.38 | 18855.52 | 17348.69 | 491.953 | 25673.14 | 9 | 2020
2020-09-05 | 16466.39 | 15876.77 | 15320.32 | 15015.51 | 14995.03 | 15131.56 | 15286.52 | 16124.11 | 17540.07 | 18811.48 | 19960.18 | 21094.18 | 22109.12 | 22929.74 | 23562.45 | 23996.4 | 24079.45 | 23534.51 | 22679.8 | 22396.6 | 21296.13 | 19797.45 | 18285.18 | 16951.25 | 463.2402 | 24079.45 | 9 | 2020
2020-09-06 | 16257.44 | 16349.9 | 15756.48 | 15419.77 | 15366.72 | 15467.83 | 15614.42 | 16518.59 | 18066.74 | 19498.58 | 20880.54 | 22331.09 | 23542.2 | 24528.21 | 25275.18 | 25772.41 | 25868.55 | 25270.22 | 24279.76 | 23863.35 | 22634.59 | 20888.54 | 19212.33 | 17778.69 | 486.4421 | 25868.55 | 9 | 2020
2020-09-07 | 16691.55 | 15551.29 | 14984.35 | 14688.88 | 14761.77 | 15112.82 | 15409.28 | 16045.27 | 17399.02 | 18966.46 | 20552.03 | 22064.25 | 23142.96 | 24052.47 | 24785.4 | 25317.68 | 25349.9 | 24611.31 | 23544.33 | 23146.44 | 21952.24 | 20244.03 | 18654.52 | 17216.72 | 474.245 | 25349.9 | 9 | 2020
2020-09-08 | 16429.38 | 16023.29 | 15543.14 | 15390.76 | 15749.27 | 16824.12 | 17898.26 | 18333.7 | 19073.46 | 20094.61 | 21464.64 | 22751.89 | 23874.88 | 24927.97 | 25699.96 | 26252.83 | 26356.7 | 25733.24 | 24701.78 | 24220.8 | 22958.29 | 21102.35 | 19215.34 | 17663.18 | 498.2838 | 26356.7 | 9 | 2020
2020-09-09 | 16657.24 | 16845.14 | 16306.16 | 16102.43 | 16420.76 | 17469.3 | 18547.1 | 19081.08 | 20007.18 | 21414.23 | 23096.97 | 24550.99 | 25726.21 | 26735.39 | 27398.1 | 27812.47 | 27801.09 | 27118.25 | 26049.3 | 25528.91 | 24219.33 | 22294.7 | 20179.06 | 18579.18 | 525.9406 | 27812.47 | 9 | 2020
2020-09-10 | 17478.16 | 16216.45 | 15723.65 | 15560.2 | 15911.57 | 16987.61 | 18075.64 | 18529.97 | 19308.26 | 20379.86 | 21851.95 | 23166.06 | 24285.4 | 25309.41 | 26036.96 | 26542.17 | 26615.2 | 25984.49 | 24955.56 | 24483.68 | 23212.84 | 21346.81 | 19420.12 | 17865.13 | 505.2472 | 26615.2 | 9 | 2020
2020-09-11 | 16881.22 | 15674.27 | 15222.99 | 15101.83 | 15504.2 | 16642.69 | 17753.58 | 18145.34 | 18786.33 | 19683.86 | 20801.31 | 21939.37 | 22946.82 | 23906.64 | 24621.04 | 25137.26 | 25245.36 | 24661.37 | 23700.65 | 23297.44 | 22068.96 | 20307.24 | 18582.82 | 17095.3 | 483.7079 | 25245.36 | 9 | 2020
2020-09-12 | 16195.75 | 15062.52 | 14567.69 | 14316.77 | 14340.41 | 14523.45 | 14727.36 | 15454.23 | 16677.87 | 17707.39 | 18642.37 | 19560.91 | 20402.63 | 21305.65 | 22076.69 | 22672.22 | 22904.17 | 22436.07 | 21595.74 | 21363.15 | 20276.21 | 18945.04 | 17474.31 | 16178.77 | 439.4074 | 22904.17 | 9 | 2020
2020-09-13 | 15467.76 | 14811.22 | 14336 | 14102.11 | 14142.09 | 14343.65 | 14558.56 | 15249.71 | 16406.24 | 17353.57 | 18202.64 | 19043.8 | 19823.61 | 20580.64 | 21326.81 | 21917.65 | 22162.11 | 21721.91 | 20930.06 | 20750.76 | 19790.52 | 18500 | 17069.93 | 15813.28 | 428.4046 | 22162.11 | 9 | 2020
2020-09-14 | 15132.57 | 14504.44 | 14149.64 | 14108.53 | 14603.44 | 15844.04 | 17009.94 | 17230.22 | 17543.13 | 18042.73 | 18669.27 | 19171.44 | 19611.05 | 20064.1 | 20444.71 | 20793.66 | 20873.08 | 20434.56 | 19884.23 | 19846.83 | 19080.33 | 17843.13 | 16378.55 | 15137.93 | 426.4015 | 20873.08 | 9 | 2020
2020-09-15 | 14644.88 | 14368.63 | 14023.74 | 13988.36 | 14467.88 | 15691.62 | 16853.74 | 17039.15 | 17301.26 | 17744.51 | 18316.25 | 18761.23 | 19142.13 | 19565.67 | 19898.87 | 20207.43 | 20302.26 | 19930.01 | 19447.33 | 19458.33 | 18742.1 | 17541.12 | 16104.65 | 14897.82 | 418.439 | 20302.26 | 9 | 2020
2020-09-16 | 14475.84 | 14940.05 | 14547 | 14470.12 | 14904.03 | 16074.52 | 17223.54 | 17495.84 | 17935 | 18590.76 | 19414.79 | 20142.94 | 20901.46 | 21704.35 | 22327.18 | 22826.05 | 22974.78 | 22485.83 | 21688.84 | 21477.59 | 20402.78 | 19022.46 | 17421.39 | 16055.58 | 449.5027 | 22974.78 | 9 | 2020
2020-09-17 | 15294.92 | 15027.72 | 14628.41 | 14546.15 | 14974.82 | 16142.46 | 17299.26 | 17581.56 | 18043.72 | 18727.77 | 19585.46 | 20357.76 | 21187.28 | 22026.48 | 22674.67 | 23188.65 | 23345.41 | 22849.85 | 22024.42 | 21791.18 | 20683.85 | 19237.62 | 17616.27 | 16230.82 | 455.0665 | 23345.41 | 9 | 2020
2020-09-18 | 15450.33 | 14656.76 | 14289.36 | 14240.77 | 14718.49 | 15954.71 | 17137.09 | 17371.29 | 17717.43 | 18258.78 | 18941.27 | 19515.77 | 20028.91 | 20618.12 | 21115.33 | 21519.41 | 21635.03 | 21185.94 | 20496.91 | 20394.41 | 19533.96 | 18236.84 | 16728.08 | 15447.83 | 435.1928 | 21635.03 | 9 | 2020
2020-09-19 | 14864.91 | 14262.08 | 13842.84 | 13657.79 | 13752.55 | 14032.58 | 14312.87 | 14900.07 | 15858.81 | 16570.05 | 17148.69 | 17700.22 | 18205.55 | 18676.31 | 19115.52 | 19496.46 | 19682.02 | 19395.5 | 18917.94 | 18980.13 | 18236.81 | 17110.23 | 15851.18 | 14759.58 | 399.3307 | 19682.02 | 9 | 2020
2020-09-20 | 14367.69 | 14448.03 | 14011.26 | 13810.75 | 13891.67 | 14160.97 | 14444.02 | 15058.34 | 16073.47 | 16855.31 | 17507.35 | 18123.74 | 18676.05 | 19176.64 | 19626.91 | 20004.14 | 20178.69 | 19873.31 | 19362.23 | 19394.79 | 18616.92 | 17455.23 | 16165.17 | 15043.58 | 406.3263 | 20178.69 | 9 | 2020
2020-09-21 | 14593.13 | 15543.12 | 15108.97 | 14999.44 | 15427.03 | 16608.55 | 17796.72 | 18152.75 | 18747.77 | 19592.8 | 20632.48 | 21707.32 | 22657.76 | 23546.87 | 24198.61 | 24670.71 | 24784.45 | 24244.18 | 23337.6 | 23029.86 | 21811.38 | 20120.59 | 18437.76 | 16986.68 | 476.7365 | 24784.45 | 9 | 2020
2020-09-22 | 16031.12 | 15470.45 | 15042.34 | 14934.91 | 15347.54 | 16519.22 | 17710.7 | 18035.49 | 18585.24 | 19384.23 | 20342.72 | 21309.09 | 22129.93 | 22902.05 | 23447.7 | 23851.87 | 23938.77 | 23427.78 | 22608.42 | 22398.06 | 21270.19 | 19716.6 | 18088.28 | 16696.78 | 469.1895 | 23938.77 | 9 | 2020
2020-09-23 | 15888.17 | 15120.81 | 14737.17 | 14669.39 | 15121.97 | 16338.03 | 17551.06 | 17805.78 | 18210.97 | 18832.45 | 19595.99 | 20220.59 | 20829.95 | 21440.88 | 21878.83 | 22231.16 | 22325.09 | 21887.74 | 21209.14 | 21139.34 | 20166.24 | 18855.52 | 17331.17 | 16040.37 | 449.4278 | 22325.09 | 9 | 2020
2020-09-24 | 15395.13 | 14420.76 | 14107.03 | 14100.92 | 14612.57 | 15890.57 | 17131.76 | 17271.46 | 17448.13 | 17787.47 | 18253.41 | 18605.17 | 18910.16 | 19270.91 | 19557.33 | 19838.71 | 19955.1 | 19670.66 | 19249.01 | 19349.99 | 18647.37 | 17481.83 | 16097.94 | 14942.6 | 417.996 | 19955.1 | 9 | 2020
2020-09-25 | 14552.25 | 14436.89 | 14136.61 | 14149.3 | 14692.23 | 16014.75 | 17274.24 | 17409.23 | 17549.99 | 17840.36 | 18245.49 | 18539.67 | 18800.1 | 19118.02 | 19375.34 | 19630.32 | 19742.87 | 19474.83 | 19077.02 | 19194.5 | 18488.55 | 17339.44 | 15986.26 | 14857.65 | 415.9259 | 19742.87 | 9 | 2020
2020-09-26 | 14455.29 | 13727.26 | 13367.06 | 13234.06 | 13384.14 | 13739.99 | 14086.88 | 14569.17 | 15328.59 | 15799.09 | 16113.66 | 16402.19 | 16676.07 | 16950.08 | 17249.46 | 17555.35 | 17748.57 | 17552.81 | 17240.19 | 17488.73 | 16870.52 | 15885.24 | 14775.43 | 13827.74 | 374.0276 | 17748.57 | 9 | 2020
2020-09-27 | 13642.4 | 13997.01 | 13667.06 | 13563.78 | 13744.06 | 14132.53 | 14504.62 | 14964.11 | 15653.9 | 16034.61 | 16251.09 | 16442.54 | 16629.44 | 16827.86 | 17072.97 | 17356.17 | 17569.47 | 17434.06 | 17192.49 | 17505.98 | 16935.21 | 15997.49 | 14934.34 | 14033.93 | 376.0871 | 17569.47 | 9 | 2020
2020-09-28 | 13845.73 | 14719.24 | 14492.55 | 14572.1 | 15192.36 | 16591.36 | 17908.39 | 17974.11 | 17937.75 | 18002.36 | 18159.63 | 18206.77 | 18249.95 | 18366.63 | 18481.14 | 18669.29 | 18811.34 | 18673.9 | 18458.98 | 18748.67 | 18180.07 | 17167.18 | 15941.28 | 14936.19 | 412.287 | 18811.34 | 9 | 2020
2020-09-29 | 14631.51 | 14524.44 | 14280.04 | 14339.13 | 14918.37 | 16275.67 | 17577.51 | 17636.5 | 17622.06 | 17722.9 | 17925.46 | 18011.85 | 18077.93 | 18230.95 | 18367.47 | 18574.77 | 18716.08 | 18556.1 | 18316.51 | 18598.26 | 18029.07 | 17002.27 | 15757.84 | 14740.16 | 408.4329 | 18716.08 | 9 | 2020
2020-09-30 | 14490.67 | 14427.02 | 14089.09 | 14060.42 | 14550.13 | 15817.49 | 17086.7 | 17247.73 | 17494.28 | 17922.7 | 18496.58 | 18971.51 | 19396.35 | 19865.42 | 20242.71 | 20624.56 | 20779.69 | 20408.42 | 19862.71 | 19904.4 | 19106.81 | 17863.09 | 16416.69 | 15199.54 | 424.3247 | 20779.69 | 9 | 2020
2020-10-01 | 14940.17 | 14431.72 | 14163.4 | 14158.36 | 14599.97 | 15641.51 | 16762.54 | 17095.13 | 17530.94 | 18130.57 | 18881.88 | 19509.18 | 20054.69 | 20634.22 | 21058.79 | 21379.66 | 21406.27 | 21064.91 | 20891.79 | 20644.62 | 19546.98 | 18071.6 | 16556.78 | 15485.97 | 432.6416 | 21406.27 | 10 | 2020
2020-10-02 | 14867.78 | 14968.93 | 14696.4 | 14698.58 | 15155.48 | 16222.33 | 17405.97 | 17934.87 | 18445.96 | 19108.19 | 19934.96 | 20667.93 | 21334.07 | 22023.99 | 22539.84 | 22921 | 22997.04 | 22662.73 | 22408.05 | 22067.09 | 20855.91 | 19290.46 | 17430.87 | 16252.25 | 456.8907 | 22997.04 | 10 | 2020
2020-10-03 | 15446.94 | 14592.51 | 14247.08 | 14100.84 | 14197.75 | 14392.79 | 14716.83 | 15433.43 | 16417.08 | 17141.49 | 17949.01 | 18791.67 | 19560.34 | 20258.3 | 20854.59 | 21299.62 | 21457.13 | 21175.66 | 20963.02 | 20719.81 | 19563.67 | 18143.75 | 16724.78 | 15722.02 | 423.8701 | 21457.13 | 10 | 2020
2020-10-04 | 15047.87 | 14220.12 | 13893.74 | 13763.39 | 13876.05 | 14089.88 | 14423.19 | 15098.32 | 16008.31 | 16644 | 17155.64 | 17840.9 | 18508.84 | 19131.91 | 19684.26 | 20111.08 | 20271.79 | 20017.58 | 19872.14 | 19704.16 | 18610.65 | 17259.86 | 16141.79 | 15186.15 | 406.5616 | 20271.79 | 10 | 2020
2020-10-05 | 14588.14 | 14118.03 | 13885.91 | 13915.27 | 14412.28 | 15521.77 | 16689.01 | 16977.26 | 17197.55 | 17617.95 | 18176.5 | 18634.4 | 19059.92 | 19534.78 | 19900.59 | 20190.43 | 20235.89 | 19953.81 | 19870.99 | 19724.26 | 18674.18 | 17277.6 | 16060.95 | 15047.51 | 417.265 | 20235.89 | 10 | 2020
2020-10-06 | 14447.41 | 13926.14 | 13731.18 | 13791.8 | 14302.03 | 15426.53 | 16603.23 | 16819.49 | 16899.38 | 17036.12 | 17320.24 | 17498.19 | 17644.52 | 17887.32 | 18075.45 | 18272.63 | 18309.47 | 18124.08 | 18237.76 | 18289 | 17424.21 | 16479.39 | 15387.34 | 14487.99 | 396.4209 | 18309.47 | 10 | 2020
2020-10-07 | 14099.24 | 13833.84 | 13611.23 | 13645.47 | 14128.39 | 15226.24 | 16395.11 | 16638.06 | 16792.76 | 17023.78 | 17451.59 | 17794.31 | 18098.58 | 18484.13 | 18778.69 | 19034.76 | 19073.33 | 18819.79 | 18814.45 | 18762.85 | 17796.72 | 16680.86 | 15527.48 | 14567.37 | 401.079 | 19073.33 | 10 | 2020
2020-10-08 | 14077.77 | 13708.7 | 13490.18 | 13527.65 | 14014.54 | 15120.4 | 16298.79 | 16528.68 | 16663.45 | 16871.76 | 17203.99 | 17509.98 | 17780.41 | 18136.31 | 18408.18 | 18648.83 | 18683.23 | 18437.1 | 18453.54 | 18432.11 | 17482.07 | 16470.25 | 15334.04 | 14389.8 | 395.6718 | 18683.23 | 10 | 2020
2020-10-09 | 13947.43 | 13652.81 | 13437.88 | 13486.72 | 13996.23 | 15142.08 | 16337.17 | 16567.84 | 16684.47 | 16869.05 | 17134.38 | 17365.87 | 17595.94 | 17908.05 | 18146.99 | 18352.29 | 18373.23 | 18132.25 | 18166.57 | 18161.25 | 17202.99 | 16275.83 | 15162.61 | 14237.27 | 392.3372 | 18373.23 | 10 | 2020
2020-10-10 | 13811.46 | 13555.08 | 13270.77 | 13176.27 | 13327.35 | 13595.82 | 13975.44 | 14561.07 | 15312.19 | 15758.41 | 16062.86 | 16363.95 | 16654.73 | 16950.76 | 17273.75 | 17620.66 | 17778.84 | 17603.39 | 17628.76 | 17661.69 | 16830.05 | 15988.61 | 15009.63 | 14167.67 | 373.9392 | 17778.84 | 10 | 2020
2020-10-11 | 13753.19 | 13717.7 | 13450.7 | 13373.37 | 13541.87 | 13829.04 | 14223.21 | 14796.23 | 15507.74 | 15902.83 | 16151.47 | 16397.39 | 16638.82 | 16891.97 | 17155.63 | 17478.97 | 17653.84 | 17527.42 | 17609.5 | 17694.17 | 16879.06 | 16064.4 | 15111.82 | 14296.45 | 375.6468 | 17694.17 | 10 | 2020
2020-10-12 | 13878.78 | 13904.27 | 13732.75 | 13817.94 | 14374.84 | 15562.31 | 16795.4 | 16993.7 | 17023.06 | 17092.6 | 17259.98 | 17346.94 | 17430.22 | 17603.91 | 17745.59 | 17909.15 | 17962.07 | 17827.2 | 17993.92 | 18113.55 | 17249.48 | 16382.58 | 15329.66 | 14460 | 393.7899 | 18113.55 | 10 | 2020
2020-10-13 | 14051.23 | 14008.51 | 13848.45 | 13942.63 | 14488.32 | 15662.78 | 16898.13 | 17070.16 | 17054.44 | 17073.3 | 17199.64 | 17211.02 | 17212.78 | 17333.78 | 17433.21 | 17590.07 | 17663.99 | 17577.09 | 17803.12 | 17987.64 | 17181.35 | 16358.01 | 15330.33 | 14493.23 | 392.4732 | 17987.64 | 10 | 2020
2020-10-14 | 14127.01 | 14329.22 | 14188.04 | 14301.73 | 14866.76 | 16060.5 | 17387.63 | 17627.47 | 17565.83 | 17531.58 | 17591.13 | 17538.46 | 17484.79 | 17559.07 | 17626.15 | 17775.94 | 17879.06 | 17851.09 | 18128.28 | 18354.81 | 17575.89 | 16657.89 | 15648.37 | 14830.6 | 400.4873 | 18354.81 | 10 | 2020
2020-10-15 | 14448.18 | 14683.48 | 14569.15 | 14709.99 | 15302.01 | 16521.8 | 18059.66 | 18281.26 | 18143.12 | 18007.28 | 17956.35 | 17795.64 | 17645.79 | 17637.58 | 17646.8 | 17776.89 | 17910.88 | 17960.97 | 18320.56 | 18614.68 | 17890.28 | 16917.62 | 15941.86 | 15159.03 | 407.9009 | 18614.68 | 10 | 2020
2020-10-16 | 14814.81 | 15392.62 | 15303.94 | 15481.16 | 16118.98 | 17466.61 | 19300.9 | 19538.65 | 19351.93 | 19141.41 | 19005.46 | 18774.25 | 18572.73 | 18515.12 | 18492.16 | 18611.52 | 18794.64 | 18932.97 | 19342.42 | 19661.94 | 18927.71 | 17856.35 | 16698.83 | 15931.36 | 430.0285 | 19661.94 | 10 | 2020
2020-10-17 | 15510.18 | 14210.9 | 14014.98 | 14007.37 | 14247.73 | 14618.35 | 15085.05 | 15594.14 | 16130.79 | 16304.14 | 16309.75 | 16313.45 | 16336.63 | 16398.41 | 16522.32 | 16690.01 | 16855.86 | 16905.8 | 17142.27 | 17465.57 | 16825.59 | 16129.75 | 15299.34 | 14605.11 | 379.5235 | 17465.57 | 10 | 2020
2020-10-18 | 14348.91 | 13878.31 | 13676.22 | 13661.03 | 13894.96 | 14263.8 | 14731.35 | 15228.69 | 15761.44 | 15934.71 | 15937.85 | 15934.91 | 15949.51 | 16001.83 | 16116.63 | 16271.67 | 16420.17 | 16451.88 | 16682.85 | 16921.81 | 16385.04 | 15697.34 | 14878.1 | 14192.9 | 369.2219 | 16921.81 | 10 | 2020
2020-10-19 | 13944.82 | 14183.84 | 14049.58 | 14171.65 | 14767.37 | 16006.58 | 17345 | 17573.48 | 17490.68 | 17429.18 | 17454.37 | 17373.87 | 17307.14 | 17350.02 | 17393.42 | 17511.91 | 17606.37 | 17584.08 | 17871.83 | 18125.39 | 17323.19 | 16486.64 | 15496.09 | 14687.56 | 396.5341 | 18125.39 | 10 | 2020
2020-10-20 | 14310.45 | 13817.63 | 13662.88 | 13761.4 | 14313.7 | 15509.38 | 16783.37 | 16931.59 | 16886.23 | 16873.36 | 16932.78 | 16899.69 | 16858.63 | 16916.89 | 16966.87 | 17078.55 | 17153.92 | 17084.97 | 17337.23 | 17580.13 | 16869.08 | 16080.4 | 15078.41 | 14264.02 | 385.9516 | 17580.13 | 10 | 2020
2020-10-21 | 13936.37 | 13992.24 | 13848.93 | 13959.22 | 14523.46 | 15733 | 17021.95 | 17187.98 | 17101.54 | 17054.68 | 17084.39 | 17021.61 | 16955.78 | 16992.88 | 17032.47 | 17157.71 | 17251.24 | 17219.04 | 17502.7 | 17775.93 | 17018.39 | 16240.83 | 15251.4 | 14449.92 | 389.3137 | 17775.93 | 10 | 2020
2020-10-22 | 14101.98 | 14524.45 | 14397.22 | 14525.62 | 15106.91 | 16331.58 | 17842.66 | 18061.54 | 17957.12 | 17870.82 | 17880.22 | 17788 | 17702.64 | 17749.39 | 17791.92 | 17933.03 | 18071.76 | 18100.36 | 18408.21 | 18692.56 | 17898.79 | 16891.01 | 15898.04 | 15095.54 | 406.6214 | 18692.56 | 10 | 2020
2020-10-23 | 14693.36 | 15102.42 | 15012.32 | 15187.19 | 15824.81 | 17119.31 | 18964.04 | 19170.98 | 18960.6 | 18730.11 | 18573.38 | 18322.37 | 18102.09 | 18025.46 | 17981.49 | 18078.69 | 18255.75 | 18393.54 | 18809.22 | 19174 | 18425.8 | 17359.65 | 16363.12 | 15610.29 | 420.24 | 19174 | 10 | 2020
2020-10-24 | 15202.31 | 14553.21 | 14406.97 | 14448.35 | 14739.46 | 15173.93 | 15705.42 | 16166.86 | 16580.2 | 16598.36 | 16435.05 | 16272.07 | 16146.07 | 16076.78 | 16103.62 | 16226.37 | 16426.13 | 16579.05 | 16930.34 | 17354.05 | 16814.34 | 16196.91 | 15452.14 | 14842.06 | 381.43 | 17354.05 | 10 | 2020
2020-10-25 | 14622.59 | 14449.38 | 14294.64 | 14327.45 | 14610.66 | 15039.76 | 15572.75 | 16037.35 | 16467.92 | 16509.42 | 16371.97 | 16235.03 | 16131.48 | 16081.11 | 16120.17 | 16246.37 | 16440.68 | 16577.92 | 16910.01 | 17307.8 | 16764.88 | 16133.69 | 15378.5 | 14757.53 | 379.3891 | 17307.8 | 10 | 2020
2020-10-26 | 14511.24 | 15730.8 | 15684.08 | 15897.55 | 16583.11 | 18205.23 | 20148.71 | 20338.57 | 20037.82 | 19680.64 | 19394.68 | 19025.84 | 18712.43 | 18546.48 | 18443.42 | 18531.11 | 18769.41 | 19028.31 | 19548.26 | 20001.33 | 19311.3 | 18298.62 | 17075.72 | 16352.85 | 437.8575 | 20338.57 | 10 | 2020
2020-10-27 | 15886.8 | 16367.59 | 16350.38 | 16592.78 | 17318.3 | 19211.06 | 21174.05 | 21343.6 | 20958.58 | 20491.54 | 20094.8 | 19617.64 | 19198.56 | 18961.92 | 18807.67 | 18901.05 | 19202.29 | 19571.64 | 20185.19 | 20716.98 | 20097.31 | 19134.59 | 17888.39 | 17005.14 | 455.0778 | 21343.6 | 10 | 2020
2020-10-28 | 16556.34 | 16124.29 | 16090.66 | 16316.15 | 16993.16 | 18783.6 | 20742.23 | 20919 | 20577.96 | 20170.74 | 19840.08 | 19429.18 | 19068.38 | 18881.72 | 18761.48 | 18865.32 | 19149.09 | 19471.95 | 20034.52 | 20530.69 | 19871.86 | 18876.34 | 17603.54 | 16781.82 | 450.4401 | 20919 | 10 | 2020
2020-10-29 | 16354.62 | 15492.77 | 15434.01 | 15632.34 | 16284.16 | 17763.6 | 19708.97 | 19877.93 | 19581.45 | 19241.84 | 18981.16 | 18632.89 | 18322.8 | 18177.16 | 18081.76 | 18178.7 | 18413.93 | 18654.61 | 19160.02 | 19626.3 | 18936.69 | 17919.3 | 16795.29 | 16076.07 | 431.3284 | 19877.93 | 10 | 2020
2020-10-30 | 15725.27 | 14544.55 | 14435.14 | 14589.04 | 15208.93 | 16502.19 | 18134.97 | 18321.36 | 18135.95 | 17950.6 | 17843.82 | 17642.28 | 17463.13 | 17419.01 | 17390.17 | 17476.46 | 17624.5 | 17707.67 | 18076.26 | 18442.54 | 17646.12 | 16729.6 | 15785.62 | 15026.49 | 405.8217 | 18442.54 | 10 | 2020
2020-10-31 | 14701.09 | 13332.73 | 13107.63 | 13068.69 | 13282.78 | 13660.02 | 14185.95 | 14666.67 | 15226.34 | 15445.65 | 15503.44 | 15560.45 | 15629.18 | 15726.3 | 15864.45 | 16017.56 | 16156.02 | 16151.73 | 16331.61 | 16574.35 | 15970.52 | 15242.55 | 14411.93 | 13709.67 | 359.5273 | 16574.35 | 10 | 2020
2020-11-01 | 13273.15 | 13383.9 | 13206.1 | 13196.88 | 13423.75 | 13809.26 | 14048.59 | 14535.03 | 14959.53 | 15047.57 | 14996.25 | 14993.72 | 14989.53 | 14975.31 | 15055.58 | 15270.37 | 15867.32 | 16687.44 | 16662.51 | 16331.63 | 15701.17 | 14970.39 | 14147.25 | 13460.31 | 352.9925 | 16687.44 | 11 | 2020
2020-11-02 | 13299.88 | 14208.66 | 14122.27 | 14277.01 | 14897.32 | 16191.8 | 17286.44 | 17430.9 | 17216.33 | 17035.97 | 16953.48 | 16845.23 | 16734.69 | 16668.36 | 16647.68 | 16789.19 | 17330.13 | 18415.19 | 18388.43 | 17779.09 | 17126.85 | 16314.34 | 15328.14 | 14530.31 | 391.8177 | 18415.19 | 11 | 2020
2020-11-03 | 14214.29 | 13869.52 | 13763.71 | 13895.88 | 14474.18 | 15727.83 | 16808.41 | 16940.04 | 16742.66 | 16594.53 | 16551.79 | 16476.07 | 16381.28 | 16345.13 | 16341.08 | 16495.92 | 17028.86 | 17919 | 17848.08 | 17410.94 | 16772.97 | 15951.63 | 14953.52 | 14148.87 | 383.6562 | 17919 | 11 | 2020
2020-11-04 | 13906.33 | 14403.03 | 14278.12 | 14395.52 | 14957.12 | 16190.39 | 17271.88 | 17453.24 | 17344.14 | 17299.67 | 17379.47 | 17440.38 | 17475.85 | 17557.51 | 17640.81 | 17969.6 | 18901.69 | 20180.7 | 19968.27 | 19200.82 | 17977.52 | 16977.15 | 15896.71 | 15013.6 | 407.0795 | 20180.7 | 11 | 2020
2020-11-05 | 14552.41 | 15125.02 | 15082.25 | 15280.72 | 15923.37 | 17237.36 | 18874.13 | 19087.04 | 18606.81 | 18127.99 | 17791.9 | 17493.77 | 17282.26 | 17148.47 | 17078.45 | 17226.1 | 17950.83 | 19494.11 | 19612.95 | 19130.69 | 18150.18 | 17215.18 | 16264.99 | 15513.29 | 415.2503 | 19612.95 | 11 | 2020
2020-11-06 | 15191.12 | 15561.78 | 15540.27 | 15767.92 | 16450.51 | 17895.49 | 19813.27 | 20030.6 | 19488.63 | 18920.76 | 18481.29 | 18005.8 | 17632.62 | 17453 | 17351.46 | 17477.62 | 18346.55 | 19965.75 | 20148.46 | 19703.75 | 18738.59 | 17582.14 | 16656.17 | 15927.24 | 428.1308 | 20148.46 | 11 | 2020
2020-11-07 | 15594.25 | 14624.78 | 14519.71 | 14585.85 | 14887.52 | 15350.24 | 15659.74 | 16121.88 | 16414.9 | 16325.04 | 16085.82 | 15908.1 | 15752.64 | 15610.15 | 15600.63 | 15794.91 | 16473.68 | 17457.82 | 17573 | 17361.16 | 16801.99 | 16141.68 | 15388.99 | 14776.56 | 380.811 | 17573 | 11 | 2020
2020-11-08 | 14632.8 | 14052.01 | 13917.77 | 13953.35 | 14225.96 | 14665.17 | 14963.86 | 15428.25 | 15768.22 | 15744.76 | 15576.59 | 15466.47 | 15368.91 | 15275.05 | 15297.58 | 15495.91 | 16143.1 | 17063.57 | 17123.08 | 16875.08 | 16280 | 15590.35 | 14814.77 | 14176.79 | 367.8994 | 17123.08 | 11 | 2020
2020-11-09 | 14034.22 | 14772.78 | 14705.77 | 14882.24 | 15524.52 | 16848.86 | 18212.24 | 18453.7 | 18070.98 | 17717.5 | 17577.18 | 17452.66 | 17332.7 | 17260.4 | 17234.82 | 17385.4 | 18112.38 | 19564.74 | 19570.77 | 19004.06 | 17911.7 | 17031.81 | 16046.96 | 15251.89 | 409.9603 | 19570.77 | 11 | 2020
2020-11-10 | 14861.57 | 14495.21 | 14428.23 | 14600.6 | 15219.9 | 16522.73 | 17706.01 | 17902.24 | 17501.94 | 17256.34 | 17112.21 | 16944.31 | 16770.25 | 16666.68 | 16613.52 | 16755.47 | 17335.96 | 18579.77 | 18629.99 | 18127.55 | 17344.9 | 16556.77 | 15598.87 | 14835.66 | 398.3667 | 18629.99 | 11 | 2020
2020-11-11 | 14555.15 | 14780.06 | 14727.65 | 14915.35 | 15549.47 | 16866.34 | 18293.71 | 18486.01 | 18012.8 | 17553.36 | 17372.56 | 17172.17 | 16970.61 | 16843.95 | 16775.1 | 16914.99 | 17512.92 | 18927.93 | 19022.49 | 18553.73 | 17616.37 | 16840.88 | 15894.5 | 15143.87 | 405.302 | 19022.49 | 11 | 2020
2020-11-12 | 14833.53 | 15343.64 | 15320.66 | 15539.18 | 16203.32 | 17548.66 | 19461.93 | 19645.31 | 19090.93 | 18518.86 | 18085.73 | 17617.69 | 17358.78 | 17184.53 | 17083.29 | 17218.48 | 17977.22 | 19598.83 | 19783.82 | 19384.09 | 18421.58 | 17397.23 | 16474.88 | 15750.47 | 420.8426 | 19783.82 | 11 | 2020
2020-11-13 | 15432.52 | 15242.18 | 15211.89 | 15430.06 | 16105.25 | 17477.52 | 19307.46 | 19500.78 | 18962.85 | 18411.68 | 17992.75 | 17609.77 | 17363.9 | 17192.96 | 17092.67 | 17211.11 | 17893.16 | 19488.95 | 19646.44 | 19224.38 | 18218.23 | 17257.81 | 16335.88 | 15607.52 | 419.2177 | 19646.44 | 11 | 2020
2020-11-14 | 15292.6 | 15253.95 | 15191.04 | 15300.7 | 15646.24 | 16161.38 | 16529.18 | 16968.73 | 17178.58 | 16979.5 | 16625.29 | 16340.54 | 16092.89 | 15871.31 | 15804.15 | 15980.88 | 16707.35 | 17801.03 | 18126.92 | 17916.61 | 17334.82 | 16715.8 | 16010.74 | 15446.74 | 393.277 | 18126.92 | 11 | 2020
2020-11-15 | 15252.38 | 16510.16 | 16511.05 | 16687.78 | 17097.88 | 17671.78 | 18339.48 | 19061.55 | 19249.36 | 18676.79 | 17822.82 | 17340.09 | 16971.11 | 16647.71 | 16512.03 | 16680.3 | 17481.58 | 19322.39 | 19843.78 | 19775.39 | 19033.12 | 18099.14 | 17305.72 | 16796.51 | 424.6899 | 19843.78 | 11 | 2020
2020-11-16 | 16513.94 | 16980.89 | 17045.84 | 17359.07 | 18437.98 | 20852.42 | 22931.2 | 23101.91 | 22321.22 | 21428.01 | 20651.17 | 19869.29 | 19174.54 | 18652.29 | 18324.61 | 18507.85 | 19710.97 | 21646.56 | 22085.58 | 21870.63 | 21023.64 | 19873.93 | 18450.25 | 17540.64 | 474.3544 | 23101.91 | 11 | 2020
2020-11-17 | 17132.09 | 16025.25 | 16040.65 | 16299.53 | 17003.05 | 18898.74 | 20931.87 | 21093.42 | 20425.52 | 19700.27 | 19106.72 | 18491.01 | 17925.82 | 17572.61 | 17425.72 | 17551.03 | 18605.19 | 20375.26 | 20679.06 | 20386.78 | 19476.4 | 18263.47 | 17181.93 | 16494.56 | 443.086 | 21093.42 | 11 | 2020
2020-11-18 | 16181.53 | 16155.61 | 16178.23 | 16444.42 | 17155.76 | 19166.13 | 21211.07 | 21369.42 | 20680.9 | 19927.39 | 19304.55 | 18662.63 | 18074.21 | 17657.76 | 17495.26 | 17619.44 | 18733.47 | 20530.58 | 20856.09 | 20581.68 | 19680.89 | 18478.01 | 17316.44 | 16636.08 | 446.0976 | 21369.42 | 11 | 2020
2020-11-19 | 16284.29 | 16269.98 | 16299.45 | 16572.82 | 17291.26 | 19404.24 | 21465.19 | 21618.59 | 20908.99 | 20127.6 | 19475.19 | 18806.48 | 18195.51 | 17759.9 | 17548.42 | 17680.12 | 18832.02 | 20655.8 | 21002.6 | 20749.04 | 19856.11 | 18662.69 | 17434.91 | 16761.79 | 449.663 | 21618.59 | 11 | 2020
2020-11-20 | 16425.98 | 15724.17 | 15723.5 | 15972.68 | 16678.83 | 18348.39 | 20395.54 | 20564.68 | 19933.54 | 19259.76 | 18712.32 | 18143.16 | 17668.18 | 17446.43 | 17309.18 | 17416.96 | 18296.43 | 20008.99 | 20258.49 | 19931.07 | 18956.64 | 17728.18 | 16837.53 | 16140.75 | 433.8814 | 20564.68 | 11 | 2020
2020-11-21 | 15822.97 | 16176.2 | 16165.38 | 16329.83 | 16728.83 | 17303.08 | 17758.15 | 18464.72 | 18670.23 | 18130.7 | 17459.61 | 17052.69 | 16702.78 | 16394.3 | 16265.89 | 16428.25 | 17217.72 | 18849.5 | 19336.66 | 19272.25 | 18491.68 | 17621.64 | 16966.04 | 16453.17 | 416.0623 | 19336.66 | 11 | 2020
2020-11-22 | 16205.18 | 16045.05 | 16027.81 | 16185.3 | 16578.17 | 17146.84 | 17572.32 | 18202.25 | 18424.73 | 17909.09 | 17340.4 | 16948.61 | 16610.82 | 16312.74 | 16191.36 | 16354.71 | 17136.8 | 18691.47 | 19158.55 | 19079.97 | 18287.24 | 17491.09 | 16830.61 | 16312.63 | 413.0437 | 19158.55 | 11 | 2020
2020-11-23 | 16087.93 | 15835.05 | 15848.56 | 16107.39 | 16832.74 | 18640.39 | 20717.3 | 20876.88 | 20217.54 | 19504.39 | 18918.32 | 18318.4 | 17779.35 | 17527.51 | 17382.31 | 17489.64 | 18426.85 | 20177.41 | 20460.2 | 20167.1 | 19208.66 | 17978.08 | 17020.57 | 16328.71 | 437.8513 | 20876.88 | 11 | 2020
2020-11-24 | 15979.54 | 18112.6 | 18314.32 | 18942.36 | 20332.85 | 22822.14 | 24995.82 | 25123.65 | 24170.86 | 23052.4 | 22042.27 | 21041.72 | 20150.02 | 19478.4 | 19042.96 | 19214.35 | 20539.07 | 22695.85 | 23315.17 | 23269.46 | 22520.29 | 21457.19 | 20119.77 | 19128.2 | 505.8613 | 25123.65 | 11 | 2020
2020-11-25 | 18320.69 | 17580.33 | 17679.05 | 18216.78 | 19575.23 | 22038.25 | 24198.19 | 24327.2 | 23423.92 | 22376.25 | 21440.78 | 20510.57 | 19678.77 | 19057.2 | 18654.71 | 18828.27 | 20116.05 | 22201.61 | 22761.98 | 22678.23 | 21892.75 | 20800.34 | 19440.55 | 18423.48 | 494.2212 | 24327.2 | 11 | 2020
2020-11-26 | 17611.49 | 16508.25 | 16547.24 | 16775.03 | 17298.18 | 18512.12 | 19507.77 | 19821.31 | 19671.07 | 19266.76 | 18697.74 | 17932.08 | 17182.35 | 16704.22 | 16458.51 | 16599.43 | 17357 | 19233.91 | 19789.63 | 19875.73 | 19246.7 | 18400.95 | 17466.59 | 16997.35 | 433.4614 | 19875.73 | 11 | 2020
2020-11-27 | 16757.26 | 16311.69 | 16338.61 | 16561.07 | 17090.44 | 18155.84 | 19159.84 | 19484.23 | 19363.15 | 18997.75 | 18461.46 | 17728.7 | 17120.36 | 16653.23 | 16413.78 | 16538.21 | 17274.45 | 19008.35 | 19521.99 | 19575.48 | 18894.16 | 18020.29 | 17229.42 | 16752.43 | 427.4122 | 19575.48 | 11 | 2020
2020-11-28 | 16641.2 | 16320.25 | 16319.3 | 16494 | 16904.32 | 17496.46 | 18126.59 | 18820 | 18991.89 | 18410.96 | 17600.75 | 17172.47 | 16805.55 | 16482.92 | 16343.93 | 16500.83 | 17305.49 | 19041.59 | 19555.97 | 19531.99 | 18745.49 | 17796.95 | 17132.87 | 16632.4 | 421.1742 | 19555.97 | 11 | 2020
2020-11-29 | 16394.32 | 17922.7 | 18053.59 | 18492 | 19320.66 | 20414.06 | 21269.15 | 21946.75 | 21908.54 | 21033.11 | 19858.04 | 18829.47 | 17947.38 | 17425.43 | 17202.12 | 17347.96 | 18563.62 | 20885.93 | 21641.65 | 21789.45 | 21140.62 | 20310.72 | 19338.32 | 18614.63 | 467.6502 | 21946.75 | 11 | 2020
2020-11-30 | 18026.28 | 17921.34 | 18122.69 | 18752.15 | 20166.71 | 22695.65 | 24910.96 | 25038.97 | 24089.53 | 22975.1 | 21962.63 | 20968.88 | 20095.36 | 19420.84 | 18983.24 | 19133.09 | 20446.19 | 22592.74 | 23199.5 | 23155.32 | 22364.03 | 21287.39 | 19959.23 | 18967.32 | 505.2351 | 25038.97 | 11 | 2020
2020-12-01 | 18465.28 | 18514.07 | 18498.02 | 18784.65 | 19602.79 | 21705.17 | 24284.74 | 24691.06 | 24004.62 | 23017.26 | 22077.91 | 21072.81 | 20243.17 | 19834.94 | 19604.86 | 19855.18 | 21377.67 | 23760.1 | 23839.08 | 23486.4 | 22587.8 | 21247.82 | 19863.74 | 18897.12 | 509.3163 | 24691.06 | 12 | 2020
2020-12-02 | 18528.77 | 17585.53 | 17523.31 | 17761.07 | 18533.16 | 20108.81 | 22489.96 | 22903.24 | 22333.33 | 21510.21 | 20745 | 20093.59 | 19589.65 | 19254.85 | 19073.82 | 19329.71 | 20480.9 | 22680.73 | 22624.3 | 22177.26 | 21200.13 | 20088.52 | 18907.01 | 17902.03 | 483.4249 | 22903.24 | 12 | 2020
2020-12-03 | 17615.11 | 19478.03 | 19503.7 | 19835.21 | 20844.42 | 23490.07 | 26114.45 | 26524.12 | 25744.2 | 24621.14 | 23541.23 | 22410.3 | 21362.6 | 20618.85 | 20298.67 | 20587.46 | 22567.29 | 25104.88 | 25294.31 | 25014.87 | 24168.78 | 22872.23 | 21086.93 | 19975.11 | 538.674 | 26524.12 | 12 | 2020
2020-12-04 | 19520.17 | 21398.48 | 21585.34 | 22286.73 | 23869.42 | 26669.86 | 29388.31 | 29783.15 | 28771.36 | 27321.76 | 25887.59 | 24421.77 | 23089.24 | 22100.5 | 21509.86 | 21856.49 | 23975.99 | 26813.45 | 27260.96 | 27162.13 | 26445.93 | 25278.07 | 23618.26 | 22267.02 | 592.2818 | 29783.15 | 12 | 2020
2020-12-05 | 21473.01 | 20376.52 | 20405.54 | 20707.54 | 21544.43 | 22599.01 | 23689.05 | 24740.28 | 24896.88 | 23853.76 | 22361.12 | 20983.71 | 20062.43 | 19446.37 | 19159.33 | 19454.87 | 21042.18 | 23964.72 | 24489.99 | 24561.65 | 23965.65 | 23047.79 | 21768.85 | 20684.62 | 529.2793 | 24896.88 | 12 | 2020
2020-12-06 | 20401.36 | 19348.81 | 19328.91 | 19527.77 | 19985.99 | 20673 | 21723.69 | 22777.26 | 23052.38 | 22178.61 | 20864.36 | 19981.75 | 19308.43 | 18766.32 | 18527.89 | 18825.92 | 20202.37 | 22704.33 | 23089.64 | 23069.38 | 22392.46 | 21408.09 | 20270.07 | 19542.72 | 497.9515 | 23089.64 | 12 | 2020
2020-12-07 | 19344.95 | 18878.77 | 18886.26 | 19200.61 | 20066.98 | 22491.21 | 25128.39 | 25532.66 | 24790.93 | 23724.32 | 22695.49 | 21614.58 | 20617.58 | 20147 | 19890.61 | 20121.52 | 21772.42 | 24228.87 | 24363.58 | 24057.28 | 23158.05 | 21839.18 | 20268.4 | 19317.75 | 522.1374 | 25532.66 | 12 | 2020
2020-12-08 | 18952.63 | 15632.21 | 15473.3 | 15609.89 | 16284.93 | 17782.15 | 19345.09 | 19604.96 | 19391.17 | 19078.77 | 18839.41 | 18547.11 | 18228.96 | 18049.34 | 17970.47 | 18234.85 | 19277.38 | 20474.04 | 20261.4 | 19867.19 | 19143.36 | 18170.89 | 16918.98 | 15833.8 | 436.9723 | 20474.04 | 12 | 2020
2020-12-09 | 15679.79 | 16895.44 | 16801.79 | 17006.88 | 17747.69 | 19304.15 | 21220.62 | 21626.78 | 21127.61 | 20410.07 | 19976.88 | 19535.29 | 19090.19 | 18803.82 | 18653.17 | 18907.28 | 20024.28 | 21854.82 | 21706.56 | 21216.89 | 20317.99 | 19406.53 | 18207.36 | 17179.94 | 462.7018 | 21854.82 | 12 | 2020
2020-12-10 | 16831.65 | 16377.73 | 16258.5 | 16436.93 | 17151.78 | 18687 | 20279.54 | 20634.61 | 20250.57 | 19845.61 | 19507.25 | 19121.73 | 18725.18 | 18479.17 | 18355.06 | 18611.11 | 19698.83 | 21251.06 | 21028.16 | 20512.09 | 19830.14 | 18895.12 | 17677.49 | 16628.87 | 451.0752 | 21251.06 | 12 | 2020
2020-12-11 | 16366.62 | 16627.63 | 16521.04 | 16716.85 | 17463.01 | 19039.39 | 20767.25 | 21181.95 | 20714.94 | 20180.37 | 19805.29 | 19385.89 | 18963.62 | 18690.98 | 18547.39 | 18784.77 | 19875.87 | 21527.86 | 21333.88 | 20811.14 | 20028.45 | 19094.24 | 17891.75 | 16855.3 | 457.1755 | 21527.86 | 12 | 2020
2020-12-12 | 16545.25 | 18231.68 | 18158.25 | 18300.56 | 18705.64 | 19282.23 | 19922.62 | 20656.34 | 21061.29 | 20397.88 | 19704.29 | 19080.97 | 18507.54 | 18049.06 | 17865.58 | 18166.68 | 19481.58 | 21378.37 | 21607.39 | 21489.27 | 20714.09 | 19995.96 | 19119.89 | 18350.95 | 464.7734 | 21607.39 | 12 | 2020
2020-12-13 | 18083.84 | 18787 | 18742.05 | 18914.19 | 19348.31 | 19951.56 | 20691.34 | 21739.54 | 22070.79 | 21280.54 | 20208.97 | 19521.99 | 18894.28 | 18390.35 | 18176.34 | 18473.38 | 19821.73 | 22018.13 | 22330.3 | 22273.41 | 21542.95 | 20545.37 | 19691.99 | 18948.04 | 480.4464 | 22330.3 | 12 | 2020
2020-12-14 | 18699.52 | 17883.56 | 17844.32 | 18109.24 | 18929.52 | 20638.93 | 23255.69 | 23657.92 | 23027.08 | 22121.19 | 21262.31 | 20406.85 | 19875.16 | 19499.83 | 19290.62 | 19522.87 | 20743.59 | 23036.8 | 23035.21 | 22648.51 | 21659.79 | 20399.06 | 19244.12 | 18258.58 | 493.0503 | 23657.92 | 12 | 2020
2020-12-15 | 17930.28 | 17075.67 | 16994.31 | 17211.82 | 17966.06 | 19538.01 | 21619.88 | 22015.55 | 21478.04 | 20710.49 | 20131.63 | 19660.07 | 19188.41 | 18879.79 | 18713.45 | 18962.28 | 20093.35 | 22010.17 | 21899.19 | 21446.92 | 20469.63 | 19569.32 | 18384.76 | 17372.54 | 469.3216 | 22015.55 | 12 | 2020
2020-12-16 | 17090.84 | 16100.62 | 15970.47 | 16136.89 | 16841.63 | 18370.38 | 19963.5 | 20212.2 | 19944.67 | 19560.72 | 19243.97 | 18880.12 | 18500.71 | 18269.13 | 18154.13 | 18407.97 | 19482.07 | 20871.21 | 20618.16 | 20242.62 | 19545.69 | 18601.54 | 17380.46 | 16327.24 | 444.7169 | 20871.21 | 12 | 2020
2020-12-17 | 16080.09 | 15288.93 | 15118.97 | 15243.5 | 15908.2 | 17403.27 | 18976.96 | 19228.05 | 19022.94 | 18727.7 | 18504.73 | 18228.79 | 17924.24 | 17755.23 | 17681.57 | 17938.82 | 18966.8 | 20139.19 | 19909.42 | 19516.18 | 18775.28 | 17794.89 | 16545.03 | 15459.3 | 426.1381 | 20139.19 | 12 | 2020
2020-12-18 | 15252.7 | 18342.68 | 18322.36 | 18608.99 | 19442.42 | 21466.33 | 24101.37 | 24500.71 | 23813.95 | 22830.4 | 21888.34 | 20885.26 | 20165.84 | 19756.19 | 19521.41 | 19747.64 | 21148.42 | 23516.77 | 23574.79 | 23230.77 | 22272.03 | 20910.09 | 19656.5 | 18694.13 | 501.6501 | 24500.71 | 12 | 2020
2020-12-19 | 18227.11 | 19992.38 | 20008.89 | 20245.85 | 20879.1 | 21932.76 | 23049.75 | 24084.13 | 24256.6 | 23244.92 | 21784.08 | 20477.8 | 19732.99 | 19130.7 | 18850.71 | 19138.34 | 20558.55 | 23403.66 | 23895.84 | 23971.44 | 23338.86 | 22403.21 | 21126.66 | 20242.92 | 513.9773 | 24256.6 | 12 | 2020
2020-12-20 | 19909.67 | 17313.04 | 17195.24 | 17290.77 | 17651.78 | 18192.06 | 18813.7 | 19477.47 | 19799.02 | 19456.82 | 18866.17 | 18340.6 | 17850.13 | 17461.2 | 17323.86 | 17627.61 | 18891.22 | 20417.49 | 20481.66 | 20351.17 | 19796.24 | 19079.05 | 18172.68 | 17369.29 | 447.1279 | 20481.66 | 12 | 2020
2020-12-21 | 17287.02 | 18149.34 | 18124.03 | 18403.69 | 19238.26 | 21148.08 | 23782.67 | 24180.62 | 23512.71 | 22555.95 | 21642.4 | 20672.45 | 20056.43 | 19658.6 | 19434.47 | 19663.63 | 20993.32 | 23336.38 | 23375.57 | 23020.93 | 22052.29 | 20683.86 | 19516.46 | 18544.24 | 499.0334 | 24180.62 | 12 | 2020
2020-12-22 | 18154.12 | 19597.63 | 19641.86 | 19992.01 | 21123.48 | 23814.8 | 26498.75 | 26875.52 | 26020.74 | 24806.38 | 23625.26 | 22399.47 | 21268.27 | 20454.65 | 20155.93 | 20389.53 | 22341.39 | 24943.71 | 25200.16 | 25003.6 | 24182.12 | 22923.74 | 21192.72 | 20073.76 | 540.6796 | 26875.52 | 12 | 2020
2020-12-23 | 19622.14 | 20204 | 20279.21 | 20726.19 | 22231.72 | 24968.69 | 27686.54 | 28056.28 | 27121.49 | 25795.43 | 24496.18 | 23160.86 | 21936.32 | 21041.9 | 20511.51 | 20867.28 | 22929.43 | 25642.24 | 25989.27 | 25859.22 | 25086.96 | 23872.22 | 22179.96 | 20791.7 | 561.0567 | 28056.28 | 12 | 2020
2020-12-24 | 20115.4 | 20649.85 | 20787.36 | 21339.82 | 22424.15 | 23938.96 | 25341.52 | 25922.22 | 25676.87 | 24830.19 | 23667.19 | 22242.48 | 20620.01 | 19696.82 | 19278.34 | 19538.15 | 21255 | 24110.23 | 24691.13 | 24921.61 | 24482.87 | 23681.3 | 22520.27 | 21521.38 | 543.2531 | 25922.22 | 12 | 2020
2020-12-25 | 20904.43 | 21487.84 | 21666.34 | 22266.34 | 23410.45 | 24992.08 | 26433.36 | 27020.67 | 26713.6 | 25775.18 | 24509.41 | 22989.27 | 21289.81 | 20114.16 | 19663.99 | 19904.9 | 21823.99 | 24765.78 | 25412.06 | 25682.05 | 25254.33 | 24477.39 | 23351.6 | 22387.17 | 562.2962 | 27020.67 | 12 | 2020
2020-12-26 | 21923.01 | 18852.12 | 18861.79 | 19035.22 | 19303.3 | 19386.82 | 19446.22 | 20187.62 | 21271.41 | 21451.06 | 20966.99 | 20415.37 | 19927.87 | 19525.34 | 19459.82 | 19851.43 | 21580.16 | 23933.38 | 23889.65 | 23500.21 | 22451.59 | 21187.97 | 20028.12 | 19199.07 | 495.6355 | 23933.38 | 12 | 2020
2020-12-27 | 18964.17 | 17583.1 | 17478.01 | 17587.09 | 17960.89 | 18510.67 | 19135.67 | 19799.81 | 20102.01 | 19732.19 | 19111.24 | 18557.42 | 18043.22 | 17634.64 | 17485.03 | 17787.66 | 19065.58 | 20619.7 | 20747.74 | 20591.02 | 20050.57 | 19345.11 | 18448.05 | 17655.29 | 451.9959 | 20747.74 | 12 | 2020
2020-12-28 | 17524.32 | 17273.64 | 17203.99 | 17436.98 | 18227.12 | 19835.44 | 22074.77 | 22481.87 | 21927.52 | 21130.1 | 20406.09 | 19917.15 | 19442.76 | 19115.85 | 18939.86 | 19174.54 | 20305.5 | 22323.6 | 22232.73 | 21784.06 | 20742.03 | 19787.9 | 18611.67 | 17602.42 | 475.5019 | 22481.87 | 12 | 2020
2020-12-29 | 17281.54 | 15867.53 | 15725.02 | 15878.6 | 16571.09 | 18087.06 | 19668.83 | 19920.37 | 19673.37 | 19318.27 | 19030.29 | 18694.02 | 18338.22 | 18126.85 | 18026.56 | 18281.68 | 19340.75 | 20604.74 | 20393.94 | 20031.18 | 19321.06 | 18365.8 | 17135.81 | 16072.96 | 439.7555 | 20604.74 | 12 | 2020
2020-12-30 | 15852.08 | 14885.18 | 14688.87 | 14786.54 | 15424.68 | 16891.07 | 18438.64 | 18701.12 | 18546.1 | 18318.2 | 18165.63 | 17957.11 | 17711.5 | 17593.04 | 17555.86 | 17822.53 | 18823.02 | 19936.75 | 19653.84 | 19214.26 | 18443.27 | 17434.08 | 16156.67 | 15042.36 | 418.0424 | 19936.75 | 12 | 2020
2020-12-31 | 14822.34 | 18871.58 | 18878.15 | 19188.81 | 20031.31 | 22428.65 | 25066.29 | 25453.54 | 24697.14 | 23619.75 | 22582.3 | 21490.36 | 20472.9 | 20011.19 | 19754.24 | 19993.35 | 21645.78 | 24112.58 | 24258.41 | 23977.9 | 23096.73 | 21785.28 | 20228.46 | 19289.9 | 515.7569 | 25453.54 | 12 | 2020
2021-01-01 | 18556.57 | 15897.94 | 15753.85 | 15843.54 | 16268.29 | 17062.71 | 17923.01 | 18220.39 | 18392.03 | 18467.36 | 18371.84 | 18108.95 | 17620.79 | 17193.44 | 17002.56 | 17188.64 | 17885.25 | 19160.55 | 19357.24 | 19302.13 | 18691.3 | 17908.77 | 16986.16 | 16209.85 | 423.3732 | 19357.24 | 1 | 2021
2021-01-02 | 16184.8 | 14921.04 | 14693 | 14670.41 | 14901.11 | 15366.2 | 16025.28 | 16594.99 | 17049.88 | 17072.62 | 16848.13 | 16683.94 | 16496.05 | 16310.04 | 16279.53 | 16511.94 | 17230.83 | 18482.19 | 18599.31 | 18425.76 | 17694.35 | 16819.35 | 15806.53 | 14962.38 | 394.6297 | 18599.31 | 1 | 2021
2021-01-03 | 14844.75 | 17838.36 | 17755.14 | 17885.05 | 18261.5 | 18852.85 | 19591.71 | 20149 | 20373.78 | 20071.64 | 19502.85 | 19016.3 | 18554.99 | 18140 | 17957.37 | 18174.27 | 19061.47 | 20637.56 | 21022.65 | 21033.46 | 20458.21 | 19714.5 | 18809.89 | 18086.49 | 455.7938 | 21033.46 | 1 | 2021
2021-01-04 | 17723.24 | 19603.26 | 19657.12 | 20016.28 | 20903.41 | 22965.59 | 25503.01 | 25714.7 | 24896.83 | 23942.1 | 23011.7 | 22060.37 | 21387.43 | 20890.81 | 20574.66 | 20714.06 | 21575.82 | 23745.67 | 24356.71 | 24316.6 | 23487.81 | 22284.72 | 21098.38 | 20248 | 530.6783 | 25714.7 | 1 | 2021
2021-01-05 | 19704.02 | 18094.65 | 18070.81 | 18345.51 | 19131.4 | 20753.73 | 22799.72 | 23012.29 | 22360.9 | 21662.8 | 21192.27 | 20705.14 | 20218.28 | 19845.03 | 19610.05 | 19769.6 | 20552.73 | 22092.11 | 22511.47 | 22345.04 | 21578.47 | 20677.03 | 19517.68 | 18609.17 | 493.1599 | 23012.29 | 1 | 2021
2021-01-06 | 18250.36 | 17616.63 | 17568.42 | 17817.23 | 18578.91 | 20178.38 | 21960.07 | 22177.93 | 21615.79 | 21169.23 | 20757.83 | 20326.63 | 19886.22 | 19552.36 | 19344.17 | 19507.65 | 20262.22 | 21681.38 | 21956.13 | 21790.68 | 21126.37 | 20202.8 | 19024.04 | 18094.73 | 480.4462 | 22177.93 | 1 | 2021
2021-01-07 | 17725.08 | 17307.36 | 17243.07 | 17474.93 | 18220.43 | 19804.25 | 21502.72 | 21656.04 | 21258.58 | 20849.04 | 20476.81 | 20082.26 | 19672.65 | 19364.8 | 19174.43 | 19340.64 | 20076.23 | 21458.63 | 21683.02 | 21514.7 | 20834.3 | 19896.34 | 18704.47 | 17761.08 | 473.0819 | 21683.02 | 1 | 2021
2021-01-08 | 17417.94 | 19124.41 | 19148.15 | 19476.78 | 20327.24 | 22096.57 | 24590.16 | 24814.07 | 24064.11 | 23202.17 | 22369.24 | 21610.16 | 21035.5 | 20584.89 | 20298.33 | 20441.16 | 21269.25 | 23224.85 | 23758.83 | 23653.55 | 22784.98 | 21667.81 | 20543.77 | 19671.78 | 517.1757 | 24814.07 | 1 | 2021
2021-01-09 | 19172.04 | 16703.04 | 16559.63 | 16626.52 | 16941.75 | 17472.46 | 18158.86 | 18729.12 | 19055.3 | 18892.98 | 18471.46 | 18121.43 | 17775.83 | 17458.42 | 17343.01 | 17570.72 | 18386.34 | 19824.83 | 20098 | 20019.88 | 19387.45 | 18590.68 | 17635.83 | 16858.44 | 435.854 | 20098 | 1 | 2021
2021-01-10 | 16725.22 | 16022.47 | 15844.55 | 15874.95 | 16155.64 | 16654.49 | 17317.61 | 17892.54 | 18274.85 | 18190.97 | 17852.69 | 17580.94 | 17300.98 | 17038.95 | 16960.97 | 17193.67 | 17968.9 | 19328.99 | 19537.78 | 19412.35 | 18743.6 | 17915.59 | 16933.7 | 16126.92 | 418.8493 | 19537.78 | 1 | 2021
2021-01-11 | 15965.72 | 17821.94 | 17782.74 | 18044.25 | 18837.07 | 20463.21 | 22336.91 | 22573.57 | 21975.66 | 21461.53 | 21035.51 | 20594.88 | 20157.54 | 19811.12 | 19597.73 | 19752.59 | 20504.23 | 21932.16 | 22290.48 | 22061.07 | 21358.51 | 20435.84 | 19257.96 | 18325.42 | 484.3776 | 22573.57 | 1 | 2021
2021-01-12 | 17853.4 | 20120.34 | 20193.31 | 20570.27 | 21452.99 | 23740.14 | 26249.85 | 26461.46 | 25599.72 | 24583.13 | 23590.43 | 22572.78 | 21669.76 | 21145.86 | 20813.14 | 20966.65 | 21860.7 | 24252.12 | 24924.47 | 24915.07 | 24155.15 | 22988.39 | 21597.91 | 20766.39 | 543.0434 | 26461.46 | 1 | 2021
2021-01-13 | 20213.36 | 23926.59 | 24261.42 | 25049.14 | 26579.2 | 29226.56 | 31862.62 | 32054.37 | 30830.03 | 29301.56 | 27766.71 | 26242.25 | 24851.76 | 23738.82 | 23021.91 | 23207.02 | 24737.85 | 27643.13 | 28737.1 | 29017.81 | 28502.67 | 27542.32 | 26158.87 | 25169 | 639.6421 | 32054.37 | 1 | 2021
2021-01-14 | 24189.91 | 23174.02 | 23470.28 | 24217.54 | 25708.52 | 28319.69 | 30928.49 | 31125.98 | 29964.73 | 28524.29 | 27082.4 | 25644.45 | 24327.43 | 23276.18 | 22600.98 | 22791.54 | 24277.02 | 27095.06 | 28117.55 | 28345.43 | 27791.25 | 26796.46 | 25382.55 | 24359.29 | 627.511 | 31125.98 | 1 | 2021
2021-01-15 | 23623.76 | 21803.52 | 21955.78 | 22603 | 24032.94 | 26598.17 | 29161.52 | 29382.23 | 28351.6 | 27087.95 | 25828.23 | 24559.24 | 23389.41 | 22457.33 | 21882.38 | 22048.77 | 23434.48 | 26073.47 | 26943.97 | 27050.97 | 26391.25 | 25316.74 | 23844.42 | 22753.05 | 596.5742 | 29382.23 | 1 | 2021
2021-01-16 | 22086.86 | 21035.5 | 21103.24 | 21392.82 | 21927.66 | 22953.17 | 24072.21 | 24870.32 | 24870.32 | 23969.28 | 22662.46 | 21598.59 | 20856.5 | 20207.7 | 19874.43 | 20084.12 | 21143.51 | 23500.91 | 24437.77 | 24688.13 | 24135.33 | 23279.41 | 22139.37 | 21485.71 | 538.3753 | 24870.32 | 1 | 2021
2021-01-17 | 21173.4 | 20524.53 | 20566.09 | 20828.15 | 21328.71 | 22080.01 | 23172.6 | 23976.32 | 24037.16 | 23220.99 | 22003.79 | 21192.96 | 20500.75 | 19893.9 | 19589.04 | 19802.52 | 20831.14 | 22973.61 | 23841.61 | 24040.93 | 23450.6 | 22561.5 | 21563.97 | 20935.88 | 524.0902 | 24040.93 | 1 | 2021
2021-01-18 | 20626.43 | 19009.04 | 19022.87 | 19340.43 | 20185.94 | 21867.69 | 24296.97 | 24544.64 | 23840.19 | 23032.04 | 22254.25 | 21565.96 | 21031.87 | 20605.77 | 20343.14 | 20499.94 | 21310.81 | 23231.15 | 23734.29 | 23571.73 | 22711.81 | 21619.46 | 20472.33 | 19577.86 | 518.2966 | 24544.64 | 1 | 2021
2021-01-19 | 19202.5 | 19801.67 | 19852.51 | 20206.49 | 21066.12 | 23145.68 | 25592.15 | 25825.06 | 25027.11 | 24092.4 | 23185.03 | 22244.32 | 21483.38 | 20998.78 | 20696.08 | 20859.94 | 21725.7 | 23983.37 | 24595.96 | 24516.55 | 23740.97 | 22549.16 | 21261.68 | 20405.13 | 536.0577 | 25825.06 | 1 | 2021
2021-01-20 | 19938.24 | 21141.84 | 21258.67 | 21682.42 | 22929.85 | 25411.7 | 27906.98 | 28133 | 27187.04 | 26042.92 | 24913.35 | 23764.16 | 22692.18 | 21847.43 | 21470.06 | 21626.94 | 22862.7 | 25389.76 | 26175.75 | 26214.04 | 25540.93 | 24434.37 | 22913.07 | 21838.99 | 573.3164 | 28133 | 1 | 2021
2021-01-21 | 21299.51 | 20734.91 | 20830.13 | 21231.07 | 22259.66 | 24710.28 | 27177.96 | 27410.93 | 26516.98 | 25444.31 | 24390.35 | 23311.45 | 22298.58 | 21599.57 | 21252.03 | 21413.33 | 22523.15 | 24979.79 | 25708.5 | 25700.49 | 24998.35 | 23864.7 | 22317.28 | 21398.69 | 563.372 | 27410.93 | 1 | 2021
2021-01-22 | 20962.78 | 22417.91 | 22663.63 | 23362.48 | 24817.23 | 27386.42 | 29919.58 | 30156.13 | 29097.39 | 27786.16 | 26474.44 | 25153.55 | 23939.23 | 22971.44 | 22356.94 | 22552.19 | 23964.65 | 26656.2 | 27573.74 | 27685.24 | 27071.9 | 26024.58 | 24559.13 | 23480.33 | 609.0333 | 30156.13 | 1 | 2021
2021-01-23 | 22666.01 | 19926.43 | 19931.94 | 20156.32 | 20619.76 | 21256.48 | 22029.51 | 22856.41 | 23012.63 | 22322.79 | 21411.08 | 20738.51 | 20117.99 | 19572.51 | 19312.27 | 19537.84 | 20522.03 | 22413.28 | 23184.93 | 23288.8 | 22661.92 | 21800.36 | 20940.39 | 20275.43 | 510.5556 | 23288.8 | 1 | 2021
2021-01-24 | 20060.38 | 20151.5 | 20167.53 | 20403.05 | 20876.97 | 21521.46 | 22408.91 | 23236.41 | 23370.31 | 22648.11 | 21616.19 | 20920.64 | 20280.62 | 19718.92 | 19448.32 | 19673.51 | 20669.64 | 22655.55 | 23454.65 | 23574.46 | 22965.45 | 22047.32 | 21171.21 | 20514.37 | 513.5555 | 23574.46 | 1 | 2021
2021-01-25 | 20206.18 | 18892.31 | 18893.18 | 19197.77 | 20028.8 | 21661.95 | 23975.32 | 24245.14 | 23585.28 | 22831.06 | 22108.58 | 21497.32 | 20991.65 | 20590.4 | 20348.36 | 20515.02 | 21307.92 | 23178.46 | 23646.29 | 23427.97 | 22569.63 | 21511.19 | 20343.98 | 19430.9 | 514.9847 | 24245.14 | 1 | 2021
2021-01-26 | 19059.83 | 16005.36 | 15858.71 | 16005.88 | 16664.76 | 18141.11 | 19710.47 | 19905.7 | 19665.46 | 19462.72 | 19306.47 | 19106.51 | 18863.21 | 18696.96 | 18610.45 | 18805.57 | 19439.29 | 20627.14 | 20696.66 | 20369.94 | 19636.03 | 18629.53 | 17351.07 | 16319.73 | 446.9386 | 20696.66 | 1 | 2021
2021-01-27 | 16111.82 | 18773.83 | 18757.23 | 19042.08 | 19832.32 | 21419.66 | 23615.05 | 23893.25 | 23279.65 | 22589.19 | 21941.14 | 21400.61 | 20925.85 | 20567.14 | 20354.63 | 20545.3 | 21337.46 | 23214.14 | 23637.12 | 23381.57 | 22515.57 | 21449.29 | 20256.74 | 19323.87 | 508.1645 | 23893.25 | 1 | 2021
2021-01-28 | 18803.69 | 20042.56 | 20095.94 | 20453.78 | 21313.57 | 23470.02 | 25853.01 | 26112.19 | 25328.31 | 24401.92 | 23500.64 | 22559.35 | 21707.08 | 21223.71 | 20926.92 | 21100.99 | 22005.56 | 24322.89 | 24941.02 | 24825.25 | 24082.25 | 22899.47 | 21499.67 | 20634.76 | 542.1045 | 26112.19 | 1 | 2021
2021-01-29 | 20156.19 | 19588.27 | 19616.06 | 19950.49 | 20801.64 | 22717.37 | 25078.54 | 25356.9 | 24638.77 | 23797.67 | 22982.24 | 22121.13 | 21475.75 | 21030.76 | 20759.08 | 20924.35 | 21749.4 | 23899.21 | 24439.69 | 24254.31 | 23447.41 | 22221.06 | 20998.48 | 20109.58 | 532.1143 | 25356.9 | 1 | 2021
2021-01-30 | 19701.12 | 19379.79 | 19350.15 | 19538.31 | 19964.69 | 20553.93 | 21206.76 | 21806.23 | 22055.15 | 21587.34 | 20918.28 | 20329.11 | 19779.36 | 19294.25 | 19078.59 | 19317.41 | 20257.52 | 21938.07 | 22596.01 | 22600.55 | 21952.92 | 21266.8 | 20368.85 | 19665.73 | 494.5069 | 22600.55 | 1 | 2021
2021-01-31 | 19402.08 | 19574.72 | 19554.1 | 19751.81 | 20187.13 | 20782.81 | 21437.26 | 22130.23 | 22363.96 | 21785.73 | 21095.96 | 20487.14 | 19920.74 | 19421.79 | 19197.35 | 19435.95 | 20386.24 | 22128.58 | 22830.18 | 22847.93 | 22207.23 | 21460.79 | 20568.65 | 19872.36 | 498.8307 | 22847.93 | 1 | 2021
2021-02-01 | 20016.94 | 21897.94 | 22156.27 | 22825.91 | 24171.65 | 26580.74 | 28929.3 | 28990.23 | 27919.38 | 26664.24 | 25451.97 | 24270.21 | 23207.69 | 22336.17 | 21725.34 | 21742.14 | 22590.76 | 24588.84 | 25884.26 | 26191.91 | 25669.04 | 24809.27 | 23629.9 | 22731.27 | 584.9814 | 28990.23 | 2 | 2021
2021-02-02 | 22067.63 | 22733.89 | 23023.18 | 23723.87 | 25078.86 | 27486.2 | 29836.32 | 29893.74 | 28774.35 | 27452.12 | 26175.4 | 24930.29 | 23805.36 | 22898.5 | 22264.73 | 22299.5 | 23203.41 | 25284.26 | 26640.47 | 26990.12 | 26519 | 25686.61 | 24519.54 | 23643.35 | 604.9307 | 29893.74 | 2 | 2021
2021-02-03 | 22995.37 | 18368.39 | 18406.28 | 18767.05 | 19653.58 | 21429.44 | 23620.81 | 23688.4 | 22938.05 | 22141.3 | 21423.37 | 20833.55 | 20269.61 | 19823.4 | 19498.82 | 19539.77 | 20037.26 | 21287.36 | 22135.25 | 22189.49 | 21519.87 | 20684.42 | 19602.03 | 18733.73 | 499.5866 | 23688.4 | 2 | 2021
2021-02-04 | 18564.62 | 19222.11 | 19301.71 | 19706.7 | 20634.75 | 22662.61 | 24887.87 | 24952.45 | 24122.01 | 23211.63 | 22366.32 | 21517.15 | 20874.75 | 20362.65 | 19994.53 | 20031.32 | 20576.96 | 21984.15 | 23004.23 | 23121.79 | 22474.75 | 21532.46 | 20480.56 | 19646.23 | 515.2343 | 24952.45 | 2 | 2021
2021-02-05 | 19296.54 | 18212.36 | 18236.73 | 18588.66 | 19477.34 | 21263.05 | 23387.16 | 23474.98 | 22760.5 | 22006.43 | 21363.23 | 20801.86 | 20267.33 | 19841.05 | 19529.95 | 19561.88 | 20035.21 | 21250.14 | 22035.73 | 22044.3 | 21370.11 | 20511.41 | 19416.83 | 18532.18 | 493.265 | 23474.98 | 2 | 2021
2021-02-06 | 18243.97 | 17553.1 | 17497.94 | 17675.88 | 18105.44 | 18779.85 | 19515.84 | 20002.6 | 20156.77 | 19788.47 | 19177.9 | 18661.76 | 18186.08 | 17750.51 | 17518.06 | 17627.23 | 18193.55 | 19473.48 | 20258.43 | 20375.78 | 19846.71 | 19148.68 | 18299.17 | 17590.77 | 449.428 | 20375.78 | 2 | 2021
2021-02-07 | 17471.88 | 19865.07 | 19923.44 | 20221.26 | 20764.64 | 21536.03 | 22502.57 | 23092.42 | 23060.99 | 22298.84 | 21283.76 | 20515.19 | 19825.92 | 19211.49 | 18860.63 | 18958.86 | 19656.97 | 21191.4 | 22286.59 | 22603.88 | 22116.28 | 21446.74 | 20680.42 | 20065.05 | 499.4403 | 23092.42 | 2 | 2021
2021-02-08 | 19761.77 | 20892.31 | 21051.24 | 21542.91 | 22790.44 | 25120.79 | 27374.34 | 27455.83 | 26492.32 | 25381.72 | 24319.08 | 23268.11 | 22313.33 | 21561.96 | 21117.56 | 21142.14 | 21776.44 | 23621.87 | 24808.64 | 25010.23 | 24457.2 | 23557.47 | 22325.91 | 21439.85 | 558.5835 | 27455.83 | 2 | 2021
2021-02-09 | 20981.15 | 18636.7 | 18680.55 | 19048.28 | 19939.55 | 21757.81 | 23917.98 | 24002.96 | 23254.41 | 22452.04 | 21721.03 | 21074.7 | 20503.22 | 20051.93 | 19727.93 | 19777.54 | 20279.35 | 21538.33 | 22453.58 | 22488.57 | 21811.31 | 20959.88 | 19870.88 | 18999.2 | 503.9289 | 24002.96 | 2 | 2021
2021-02-10 | 18756.11 | 19046.59 | 19110.1 | 19498.67 | 20409.6 | 22351.82 | 24521.32 | 24605.87 | 23820.2 | 22964.76 | 22177.29 | 21404.37 | 20795.98 | 20313.93 | 19969.9 | 20018.09 | 20542.51 | 21891.4 | 22873.44 | 22936.59 | 22286.94 | 21367.08 | 20291.99 | 19436 | 511.3906 | 24605.87 | 2 | 2021
2021-02-11 | 19090.94 | 17272.29 | 17245.77 | 17539.76 | 18359.74 | 20058.83 | 21841.37 | 21940.15 | 21351.9 | 20856.99 | 20432.27 | 19992.52 | 19555.03 | 19216.42 | 18968.75 | 19028.94 | 19448.05 | 20547.83 | 21183.9 | 21118.04 | 20498.34 | 19608.42 | 18463.28 | 17530.07 | 471.1496 | 21940.15 | 2 | 2021
2021-02-12 | 17337.89 | 16624.21 | 16561.6 | 16822.55 | 17622.43 | 19313.26 | 21006.12 | 21101.47 | 20668.99 | 20257.82 | 19916.1 | 19553.34 | 19185.16 | 18899.97 | 18687.56 | 18739.42 | 19107.31 | 20120.71 | 20680.95 | 20549.09 | 19866.92 | 18934.27 | 17762.61 | 16796.65 | 456.1164 | 21101.47 | 2 | 2021
2021-02-13 | 16569.06 | 17194.36 | 17112.22 | 17262.82 | 17663.67 | 18295.86 | 18972.54 | 19479.83 | 19690.14 | 19392.98 | 18857.28 | 18407.02 | 17986.37 | 17598.54 | 17402.71 | 17526.05 | 18057.96 | 19272.31 | 20006.21 | 20060.95 | 19522.49 | 18803.53 | 17920.67 | 17179.4 | 440.235 | 20060.95 | 2 | 2021
2021-02-14 | 17034.01 | 20180.77 | 20246.13 | 20552.12 | 21101.38 | 21925.96 | 22851.52 | 23462.14 | 23432.62 | 22663.55 | 21577.97 | 20797.72 | 20098.85 | 19478.25 | 19128.16 | 19236.82 | 19939.98 | 21484.61 | 22658.85 | 22952.79 | 22497.15 | 21783.24 | 20994.59 | 20375.39 | 506.4546 | 23462.14 | 2 | 2021
2021-02-15 | 20044.63 | 21365.22 | 21538.87 | 22127.57 | 23424.13 | 25748.05 | 27958.65 | 28060.23 | 27083.8 | 25945.28 | 24852.63 | 23769.86 | 22785.99 | 21983.28 | 21479.35 | 21513.84 | 22247.82 | 24126.87 | 25345.09 | 25534.92 | 25023.17 | 24143.57 | 22909.86 | 21960.23 | 570.9729 | 28060.23 | 2 | 2021
2021-02-16 | 21454.2 | 19504.84 | 19582.13 | 19986.28 | 20909.49 | 22955.28 | 25081.01 | 25185.87 | 24389.2 | 23508.6 | 22693.5 | 21863.47 | 21171.66 | 20672.76 | 20322.31 | 20380.04 | 20917.48 | 22380.78 | 23392.82 | 23443.61 | 22835.52 | 21859.23 | 20755 | 19900.26 | 525.1453 | 25185.87 | 2 | 2021
2021-02-17 | 19628.38 | 15397.12 | 15267.19 | 15453.52 | 16167.49 | 17755.41 | 19360.66 | 19467.19 | 19150.18 | 18899.24 | 18732.51 | 18529.25 | 18291.72 | 18122.26 | 17992.39 | 18076.25 | 18371.69 | 19234.01 | 19677.6 | 19448.51 | 18739.8 | 17760.25 | 16522.88 | 15491.62 | 431.5371 | 19677.6 | 2 | 2021
2021-02-18 | 15443.2 | 14938.9 | 14784.55 | 14945.44 | 15634.41 | 17197.66 | 18781.5 | 18893.39 | 18617.57 | 18423.36 | 18316.5 | 18168.29 | 17977.63 | 17847.59 | 17744.76 | 17833.11 | 18099.57 | 18906.36 | 19304.72 | 19039.72 | 18308.53 | 17307.57 | 16049.64 | 14996.07 | 417.56 | 19304.72 | 2 | 2021
2021-02-19 | 14851.28 | 16039.82 | 15936.78 | 16156.37 | 16913.71 | 18545.94 | 20160.95 | 20282.54 | 19930.95 | 19623.75 | 19391.86 | 19126.82 | 18840.17 | 18625.38 | 18465.85 | 18536.36 | 18853.49 | 19769.73 | 20253.59 | 20034.6 | 19333.3 | 18368.35 | 17149.77 | 16137.07 | 441.3284 | 20282.54 | 2 | 2021
2021-02-20 | 15871.98 | 17412.08 | 17329.6 | 17480.93 | 17879.77 | 18488.78 | 19110.75 | 19640.4 | 19867.62 | 19584.22 | 19062.94 | 18621.47 | 18206.57 | 17825.76 | 17640.63 | 17778.26 | 18306.11 | 19513.11 | 20244.63 | 20263.63 | 19748.44 | 19033.3 | 18133.72 | 17379.46 | 444.4242 | 20263.63 | 2 | 2021
2021-02-21 | 17206.76 | 16484.82 | 16354.58 | 16455.8 | 16806.28 | 17370.09 | 17957.27 | 18494.49 | 18800.12 | 18625.9 | 18220.21 | 17886.19 | 17562.28 | 17257.97 | 17124.62 | 17269.49 | 17741.24 | 18840.14 | 19483.06 | 19435.85 | 18872.84 | 18115.07 | 17177.3 | 16381.28 | 425.9237 | 19483.06 | 2 | 2021
2021-02-22 | 16325.69 | 15678.86 | 15558.24 | 15757.6 | 16502.04 | 18108.88 | 19694.93 | 19825.65 | 19514.13 | 19258.73 | 19082.42 | 18872.75 | 18639.73 | 18459.69 | 18328.2 | 18408.95 | 18700.95 | 19569.86 | 20018.43 | 19762.64 | 19053.65 | 18076.38 | 16834.1 | 15794.98 | 435.8275 | 20018.43 | 2 | 2021
2021-02-23 | 15602.82 | 17530.71 | 17499.03 | 17789.51 | 18601.35 | 20259.2 | 21976.01 | 22119.12 | 21553.89 | 21070.23 | 20679.47 | 20263.38 | 19843.82 | 19523.53 | 19297.61 | 19380.97 | 19788.15 | 20866.15 | 21490.16 | 21361.65 | 20774.95 | 19887.21 | 18711.81 | 17753.72 | 473.6244 | 22119.12 | 2 | 2021
2021-02-24 | 17421.7 | 18962.33 | 19000.61 | 19364.86 | 20246.98 | 22073.43 | 24100.49 | 24239.05 | 23539.81 | 22783.56 | 22099.15 | 21411.71 | 20860.57 | 20430.39 | 20132.18 | 20209.36 | 20697.42 | 21994.72 | 22916.53 | 22860.01 | 22231.7 | 21308.75 | 20184.16 | 19283.26 | 508.3527 | 24239.05 | 2 | 2021
2021-02-25 | 18917.55 | 17199.69 | 17147.83 | 17417.44 | 18208.29 | 19840.57 | 21432.51 | 21582.17 | 21131.24 | 20718.72 | 20379.86 | 20011.01 | 19631.45 | 19345.39 | 19144.54 | 19234.32 | 19616.52 | 20646.81 | 21233.11 | 21066.85 | 20466.28 | 19561.68 | 18366.18 | 17387.34 | 469.6874 | 21582.17 | 2 | 2021
2021-02-26 | 17220.35 | 16436.95 | 16343.33 | 16573.89 | 17339.02 | 18958.02 | 20527.39 | 20669.03 | 20317.64 | 20001.63 | 19759.04 | 19479.9 | 19180.36 | 18956.8 | 18797.39 | 18879.34 | 19203.67 | 20134.69 | 20634.66 | 20394.94 | 19725.52 | 18773 | 17546.93 | 16530.84 | 452.3843 | 20669.03 | 2 | 2021
2021-02-27 | 16341.29 | 18758.35 | 18732.57 | 18944.79 | 19398.84 | 20036.23 | 20639.65 | 21184.92 | 21336.84 | 20938.37 | 20293.3 | 19731.68 | 19214.52 | 18749.91 | 18514.97 | 18658.33 | 19248.3 | 20576.41 | 21411.87 | 21471.4 | 21039.02 | 20379.25 | 19508.1 | 18790.12 | 473.899 | 21471.4 | 2 | 2021
2021-02-28 | 18559.6 | 19203.94 | 19198.9 | 19433.13 | 19907.78 | 20560.35 | 21168.38 | 21754.33 | 21900.78 | 21392.34 | 20699.35 | 20092.32 | 19536.64 | 19040.05 | 18784.71 | 18927.37 | 19540.9 | 20914.67 | 21798.02 | 21898.36 | 21462.95 | 20822.52 | 19965.07 | 19262.94 | 485.8254 | 21900.78 | 2 | 2021
2021-03-01 | 19102.27 | 20219.91 | 20459 | 21072.73 | 22312.41 | 24547.27 | 26477.2 | 26528.75 | 25522.02 | 24428.57 | 23445.09 | 22489.71 | 21611.09 | 20864.29 | 20356.87 | 20318.78 | 20924.38 | 22266.8 | 23425.07 | 23864.06 | 23404.67 | 22555.64 | 21378.99 | 20513.97 | 538.0895 | 26528.75 | 3 | 2021
2021-03-02 | 20174.69 | 19565.67 | 19766.44 | 20338.6 | 21518.92 | 23691.68 | 25583.02 | 25628.87 | 24671.79 | 23654.41 | 22756.04 | 21875.08 | 21046.33 | 20359.59 | 19888.9 | 19868.62 | 20441.9 | 21712.87 | 22813.67 | 23217.18 | 22743.44 | 21870.82 | 20664.8 | 19775.84 | 523.6292 | 25628.87 | 3 | 2021
2021-03-03 | 19535.12 | 18471.7 | 18581.87 | 18991.06 | 20015.49 | 22125.95 | 23970.57 | 24026.3 | 23177.88 | 22312.23 | 21574.09 | 20842.41 | 20140.17 | 19559.86 | 19194.45 | 19186.42 | 19645.45 | 20765.96 | 21743.44 | 22055.84 | 21514.61 | 20582.37 | 19347.5 | 18566.4 | 495.9271 | 24026.3 | 3 | 2021
2021-03-04 | 18427.3 | 18244.9 | 18342.31 | 18738.29 | 19693.02 | 21786.28 | 23613.59 | 23674.33 | 22852.97 | 22024.09 | 21324.4 | 20628.06 | 19955.69 | 19400.83 | 19078.24 | 19073.23 | 19489.5 | 20574.33 | 21523.1 | 21810.24 | 21256.13 | 20310.51 | 19112.02 | 18318.77 | 489.2521 | 23674.33 | 3 | 2021
2021-03-05 | 18174.45 | 17848.53 | 17919.92 | 18298.9 | 19171.99 | 21237.86 | 23048.94 | 23128.47 | 22356.79 | 21594.8 | 20954.88 | 20318.54 | 19701.91 | 19226.24 | 18939.11 | 18922.12 | 19278.07 | 20265.58 | 21152.11 | 21381.2 | 20770.7 | 19788.7 | 18662.97 | 17850.58 | 479.9934 | 23128.47 | 3 | 2021
2021-03-06 | 17708.06 | 16705.15 | 16678.24 | 16863.04 | 17279.74 | 17923.55 | 18403.31 | 18863.48 | 18967.24 | 18638.14 | 18131.56 | 17723.53 | 17335.02 | 16950.51 | 16769.55 | 16830.75 | 17243.3 | 18083.33 | 18822.02 | 19067.87 | 18610.54 | 17933.43 | 17079.84 | 16407.84 | 425.019 | 19067.87 | 3 | 2021
2021-03-07 | 16478.14 | 17079.71 | 17070.79 | 17274.6 | 17709.27 | 18367.48 | 18854.13 | 19328.15 | 19422.15 | 19021.38 | 18472.68 | 18024.93 | 17602.8 | 17190.21 | 16990.95 | 17050.88 | 17484.06 | 18364.05 | 19135.96 | 19402.83 | 18966.19 | 18305.65 | 17464.67 | 16807.05 | 431.8687 | 19422.15 | 3 | 2021
2021-03-08 | 16808.13 | 17650.18 | 17713.71 | 18076.56 | 18943.35 | 20936.27 | 22714.51 | 22809.27 | 22082.07 | 21371.34 | 20790.69 | 20209.05 | 19648.19 | 19215.11 | 18956.18 | 18952.71 | 19291.78 | 20236.88 | 21091.16 | 21279.79 | 20668.32 | 19672.76 | 18551.52 | 17710.67 | 475.3802 | 22809.27 | 3 | 2021
2021-03-09 | 17521.54 | 16535.05 | 16537.9 | 16835.59 | 17620.49 | 19239.77 | 20955.09 | 21047.9 | 20425.21 | 19867.79 | 19453.4 | 19064.87 | 18704.31 | 18405.04 | 18205.35 | 18221.44 | 18500.91 | 19182.57 | 19877.52 | 19985.22 | 19340.32 | 18483.88 | 17353.11 | 16470.6 | 447.8349 | 21047.9 | 3 | 2021
2021-03-10 | 16406.4 | 16466.13 | 16410.59 | 16653.5 | 17383.06 | 18933.3 | 20551.04 | 20724.14 | 20297.36 | 19985.15 | 19847.07 | 19700.39 | 19514.33 | 19378.03 | 19308.54 | 19399.59 | 19728.47 | 20428.74 | 20965.49 | 20888.76 | 20070.69 | 18971.57 | 17717.73 | 16714 | 456.4441 | 20965.49 | 3 | 2021
2021-03-11 | 16438.26 | 15040.59 | 14967.37 | 15185.4 | 15893.02 | 17430.97 | 18781.84 | 18868.62 | 18476.84 | 18191.61 | 18036.25 | 17863.05 | 17644.31 | 17464.23 | 17345.42 | 17371.31 | 17559.62 | 18068.3 | 18534.02 | 18519.37 | 17909.63 | 16987.61 | 15798.26 | 14850.88 | 413.2268 | 18868.62 | 3 | 2021
2021-03-12 | 14860.32 | 16234.57 | 16212.66 | 16495.11 | 17272.74 | 18884.92 | 20484.26 | 20604.42 | 20034.9 | 19545.8 | 19205.66 | 18913.55 | 18598.5 | 18330.62 | 18155.52 | 18163.52 | 18408.51 | 19031.73 | 19623.37 | 19661.47 | 19033.86 | 18147.48 | 16998.04 | 16093.92 | 438.9954 | 20604.42 | 3 | 2021
2021-03-13 | 15954.64 | 15463.09 | 15364.37 | 15474.78 | 15817.91 | 16377.94 | 16768.06 | 17255.24 | 17487.45 | 17331.31 | 17005.38 | 16763.33 | 16514.49 | 16249.52 | 16154.47 | 16234.99 | 16560.46 | 17233.21 | 17838.09 | 17960.23 | 17446.26 | 16707.53 | 15787.46 | 15045.31 | 396.7955 | 17960.23 | 3 | 2021
2021-03-14 | 15110.48 | 15382.2 | 15262.67 | 15373.46 | 15690.51 | 16255.63 | 16964.27 | 17565.67 | 17921.26 | 17804.75 | 17436.68 | 17133.8 | 16849.3 | 16544.7 | 16370.41 | 16410.43 | 16566.84 | 16761.58 | 17389.18 | 18325.44 | 18081.09 | 17388.52 | 16418.34 | 15606.68 | 400.6139 | 18325.44 | 3 | 2021
2021-03-15 | 15355.1 | 16745.21 | 16739.55 | 17052.65 | 17843.38 | 19534.22 | 21605.03 | 21865.63 | 21392.33 | 20872.43 | 20389.63 | 19871.73 | 19378.06 | 19023.27 | 18742.72 | 18712.45 | 18819.89 | 19029.74 | 19727.08 | 20791.43 | 20476.34 | 19491.64 | 18299.36 | 17342.01 | 459.1009 | 21865.63 | 3 | 2021
2021-03-16 | 16844.71 | 15164.88 | 15074.68 | 15297.84 | 15982.47 | 17515.76 | 19156.39 | 19417.03 | 19104.6 | 18857.9 | 18657.67 | 18419.3 | 18160.47 | 17938.68 | 17743.29 | 17735.64 | 17757.22 | 17792.6 | 18287.37 | 19071.49 | 18748.07 | 17877.64 | 16632.92 | 15612.73 | 422.8513 | 19417.03 | 3 | 2021
2021-03-17 | 15285.8 | 13929 | 13776.43 | 13934.23 | 14555.54 | 16032.25 | 17633.37 | 17854.36 | 17689.38 | 17583.78 | 17532.49 | 17432.46 | 17291.7 | 17168.67 | 17039.38 | 17039.09 | 16987.54 | 16882.73 | 17262.5 | 17964.77 | 17577.19 | 16651.09 | 15358.61 | 14285.29 | 394.7476 | 17964.77 | 3 | 2021
2021-03-18 | 13988.35 | 14884.46 | 14775.37 | 14979.25 | 15644.5 | 17155.01 | 18771.2 | 18994.66 | 18766 | 18567.88 | 18418.9 | 18228.39 | 18010.76 | 17824.44 | 17654.85 | 17655.02 | 17655.87 | 17648.32 | 18105.69 | 18853.75 | 18513.16 | 17623.67 | 16358 | 15316.22 | 414.3937 | 18994.66 | 3 | 2021
2021-03-19 | 14920.14 | 16184.52 | 16136.2 | 16414.24 | 17158.58 | 18753.46 | 20657.24 | 20936.25 | 20537.05 | 20121.8 | 19741.95 | 19318.44 | 18978.8 | 18682.12 | 18439.94 | 18415.56 | 18480.22 | 18607.27 | 19174.29 | 20118.04 | 19760.59 | 18849.76 | 17637.56 | 16652.41 | 444.6764 | 20936.25 | 3 | 2021
2021-03-20 | 16188.73 | 17193.76 | 17154.32 | 17351 | 17747.18 | 18363.74 | 19073.58 | 19782.14 | 20074.63 | 19726.26 | 19095.11 | 18619.74 | 18189.16 | 17764.35 | 17515.87 | 17558.02 | 17805.37 | 18175.48 | 18950.13 | 20078.51 | 19916.58 | 19202.12 | 18279.66 | 17524.31 | 441.3297 | 20078.51 | 3 | 2021
2021-03-21 | 17184.77 | 15985.89 | 15884.5 | 16016.23 | 16349.57 | 16907.13 | 17570.88 | 18194.22 | 18537.27 | 18393.74 | 17993.65 | 17656.48 | 17343.01 | 17016.68 | 16835.02 | 16885.9 | 17059.85 | 17289.41 | 17949.8 | 18874.09 | 18673.04 | 18000.52 | 17029.35 | 16220.42 | 415.8514 | 18874.09 | 3 | 2021
2021-03-22 | 16003.09 | 15115.49 | 15013.95 | 15228.3 | 15920.81 | 17450.72 | 19052.03 | 19320.2 | 19085.61 | 18892.26 | 18742.31 | 18554.37 | 18352.75 | 18163.51 | 18000.28 | 17996.99 | 17994.14 | 17985.94 | 18440.99 | 19158.9 | 18812.18 | 17917.94 | 16645.79 | 15591.49 | 423.44 | 19320.2 | 3 | 2021
2021-03-23 | 15232.63 | 13696.76 | 13517.8 | 13650.02 | 14243.36 | 15676.97 | 17218.5 | 17466.7 | 17363.48 | 17335.02 | 17363.97 | 17337.58 | 17261.19 | 17194.96 | 17110.32 | 17129.59 | 17050.01 | 16884.13 | 17209.17 | 17841.83 | 17438.79 | 16484.56 | 15152.85 | 14040.34 | 390.9005 | 17841.83 | 3 | 2021
2021-03-24 | 13758.13 | 15052.34 | 14904.08 | 15073.07 | 15699.34 | 17151.35 | 18704.6 | 18991.7 | 18886.21 | 18836.7 | 18852.39 | 18829.09 | 18766.18 | 18717.71 | 18653.54 | 18714.65 | 18709.06 | 18630.72 | 18975.01 | 19641.41 | 19177.18 | 18200.84 | 16837.92 | 15701.62 | 425.4648 | 19641.41 | 3 | 2021
2021-03-25 | 15169.65 | 14450.37 | 14234.21 | 14336.68 | 14896.19 | 16280.72 | 17792.3 | 18127.97 | 18178.35 | 18330.69 | 18569.29 | 18769.8 | 18909.23 | 19036.48 | 19097.72 | 19212.26 | 19167.58 | 18957.25 | 19137.52 | 19663.84 | 19079.05 | 17989.59 | 16520.04 | 15275.64 | 421.1824 | 19663.84 | 3 | 2021
2021-03-26 | 14712.72 | 13624.36 | 13411.38 | 13521.26 | 14098.85 | 15523.01 | 17033.19 | 17329.21 | 17311.32 | 17387.84 | 17521.46 | 17605 | 17633.65 | 17651.73 | 17631.06 | 17668.22 | 17566.15 | 17333.08 | 17567.84 | 18099.69 | 17615.49 | 16593.49 | 15205.45 | 14035.3 | 393.6808 | 18099.69 | 3 | 2021
2021-03-27 | 13660.3 | 14170.05 | 13950.55 | 13961.54 | 14175.62 | 14608.99 | 15165.59 | 15837.95 | 16405.24 | 16562.09 | 16482.84 | 16451.17 | 16402.85 | 16303.7 | 16282.61 | 16379.37 | 16433.89 | 16404.32 | 16825.47 | 17544.91 | 17209.57 | 16405.95 | 15307.04 | 14364.45 | 377.2961 | 17544.91 | 3 | 2021
2021-03-28 | 14096.49 | 13878.82 | 13650.98 | 13652.55 | 13857.46 | 14281.48 | 14825.35 | 15493.17 | 16066.07 | 16233.25 | 16162.32 | 16134.22 | 16086.55 | 15986.95 | 15964.83 | 16054.58 | 16090.31 | 16036.96 | 16450.98 | 17166.21 | 16835.89 | 16036.44 | 14940.96 | 14000.3 | 369.9831 | 17166.21 | 3 | 2021
2021-03-29 | 13792.4 | 13575.43 | 13387.2 | 13512.06 | 14114.89 | 15544.96 | 17040.67 | 17319.79 | 17255.86 | 17268.42 | 17332.36 | 17338.7 | 17301.78 | 17252.52 | 17189.14 | 17205.57 | 17095.68 | 16885.93 | 17182.42 | 17756.8 | 17345.1 | 16379.51 | 15030.68 | 13894.03 | 388.0019 | 17756.8 | 3 | 2021
2021-03-30 | 13570.91 | 15078.79 | 14963.82 | 15163.7 | 15820.24 | 17289.25 | 18815.41 | 19073.1 | 18875.78 | 18708.49 | 18586.53 | 18414.13 | 18210.05 | 18038.9 | 17890.03 | 17907.82 | 17893.06 | 17860.79 | 18308.59 | 18997.21 | 18690.42 | 17805.15 | 16516.39 | 15454.59 | 417.9332 | 19073.1 | 3 | 2021
2021-03-31 | 15046.64 | 14611.81 | 14471.99 | 14646.12 | 15277.16 | 16721.23 | 18226.05 | 18489.1 | 18333.41 | 18223.69 | 18162.06 | 18045.06 | 17888.45 | 17757.23 | 17635.81 | 17657.75 | 17613.52 | 17524.98 | 17927.03 | 18579.66 | 18250.02 | 17342.98 | 16033.81 | 14949.51 | 409.4151 | 18579.66 | 3 | 2021
2021-04-01 | 14450.83 | 15075.75 | 14996.06 | 15204.73 | 15894.06 | 17536.16 | 19580.75 | 19953.53 | 19603.46 | 19242.44 | 18927.92 | 18522.51 | 18092.87 | 17826.32 | 17661.58 | 17756.35 | 18079.95 | 18339.11 | 18430.06 | 19238.97 | 19330.68 | 18146.47 | 16566.88 | 15678.79 | 424.1362 | 19953.53 | 4 | 2021
2021-04-02 | 15222.82 | 15814.55 | 15765.04 | 16017.28 | 16755.47 | 18956.23 | 21030.77 | 21415.09 | 20983.74 | 20505.68 | 20054.83 | 19527.45 | 18999.03 | 18641.32 | 18417.96 | 18492.19 | 18871.19 | 19243.86 | 19423.82 | 20279.08 | 20401.37 | 19254.76 | 17585.09 | 16427.06 | 448.0857 | 21415.09 | 4 | 2021
2021-04-03 | 15927.77 | 15810.74 | 15729.84 | 15869.83 | 16277.62 | 16821.14 | 17600.85 | 18504.36 | 18937.98 | 18677.87 | 18063.29 | 17494.18 | 16959.05 | 16624.67 | 16523.87 | 16623.02 | 17080.42 | 17630.01 | 17966.52 | 19008.69 | 19280.01 | 18381.38 | 17055.87 | 16246.4 | 415.0954 | 19280.01 | 4 | 2021
2021-04-04 | 15904.62 | 16219.83 | 16153.24 | 16309.19 | 16731.14 | 17552.47 | 18332.16 | 19246.48 | 19656.06 | 19356.71 | 18701.55 | 18096.32 | 17532.91 | 17083.92 | 16907.13 | 17083.53 | 17662.15 | 18265.12 | 18636.6 | 19690.11 | 19982.76 | 19096.32 | 17774.51 | 16704.95 | 428.6798 | 19982.76 | 4 | 2021
2021-04-05 | 16324.89 | 15394.58 | 15321.33 | 15540.34 | 16254.61 | 18110.43 | 20132.07 | 20547.66 | 20227.25 | 19887.71 | 19591.78 | 19209.55 | 18819.75 | 18571.24 | 18430.77 | 18537.34 | 18869.85 | 19135.06 | 19212.98 | 19971.64 | 20048.85 | 18845.12 | 17107.43 | 16092.01 | 440.1842 | 20547.66 | 4 | 2021
2021-04-06 | 15624.96 | 14703 | 14598.23 | 14781.93 | 15444.59 | 16765.84 | 18741.11 | 19137.29 | 18863.94 | 18603.35 | 18391.97 | 18078.43 | 17727.74 | 17529.04 | 17415.26 | 17524.62 | 17798.72 | 17964.34 | 17982.08 | 18711.41 | 18782.21 | 17565.98 | 16176.29 | 15260.38 | 414.1727 | 19137.29 | 4 | 2021
2021-04-07 | 14859.01 | 15544.52 | 15479.48 | 15705.03 | 16407.85 | 18346.33 | 20349.13 | 20745.01 | 20376.12 | 19978.36 | 19622.23 | 19174.53 | 18709.57 | 18416.12 | 18240.88 | 18348.06 | 18697.13 | 19003.65 | 19135.23 | 19936.37 | 20074.32 | 18912.65 | 17200.57 | 16166.21 | 439.4284 | 20745.01 | 4 | 2021
2021-04-08 | 15683.39 | 14364.42 | 14226.97 | 14378.09 | 15008.34 | 16275.08 | 17946.51 | 18378.28 | 18219.46 | 18107.48 | 18058.12 | 17903.84 | 17694.78 | 17618.15 | 17592.05 | 17736.35 | 17971.81 | 18030.98 | 17930.74 | 18552.67 | 18547.44 | 17255.98 | 15934.27 | 14970.83 | 408.386 | 18552.67 | 4 | 2021
2021-04-09 | 14572.63 | 13616.04 | 13441.92 | 13565.72 | 14176.57 | 15444.14 | 16633.17 | 16994.99 | 16909.57 | 16904.07 | 16951.19 | 16885.9 | 16759.63 | 16747.39 | 16756.68 | 16865.07 | 17019.12 | 16947.6 | 16753.13 | 17302.23 | 17232.48 | 16223.1 | 15060.43 | 14079.88 | 383.8426 | 17302.23 | 4 | 2021
2021-04-10 | 13697.59 | 13491.37 | 13284.76 | 13294.39 | 13573.66 | 13977.8 | 14340.62 | 14939.11 | 15424.88 | 15556.54 | 15475.28 | 15404.97 | 15309.23 | 15245.7 | 15286.69 | 15410.18 | 15609.28 | 15670.01 | 15648.98 | 16107.77 | 16160.23 | 15485.22 | 14543.67 | 13729.82 | 356.6677 | 16160.23 | 4 | 2021
2021-04-11 | 13481.37 | 14653.75 | 14502.21 | 14570.25 | 14904.76 | 15355.88 | 15747.67 | 16344.54 | 16746.17 | 16757.74 | 16549.54 | 16360.87 | 16165.92 | 16019.61 | 16006.2 | 16126.71 | 16392.11 | 16577.63 | 16656.27 | 17422.19 | 17605.47 | 16663.17 | 15759.01 | 14987.52 | 382.3566 | 17605.47 | 4 | 2021
2021-04-12 | 14639.72 | 14483.48 | 14354.44 | 14516.04 | 15173.48 | 16462.58 | 18197.77 | 18652.07 | 18495.16 | 18373.76 | 18306.22 | 18134.7 | 17923.69 | 17828.53 | 17799.18 | 17934.39 | 18162.76 | 18223.4 | 18133.47 | 18732.5 | 18738.29 | 17454.92 | 16069.23 | 15100.82 | 411.8906 | 18738.29 | 4 | 2021
2021-04-13 | 14656.62 | 14418.92 | 14235.66 | 14344.8 | 14929.83 | 16138.16 | 17642.97 | 18173.68 | 18227.61 | 18376.98 | 18620.46 | 18766.86 | 18836.84 | 19006.26 | 19164.66 | 19411.45 | 19635.13 | 19564.5 | 19257.33 | 19662.28 | 19507.18 | 18057.09 | 16339 | 15272.7 | 422.247 | 19662.28 | 4 | 2021
2021-04-14 | 14688.46 | 13755.9 | 13547.86 | 13630.03 | 14189.26 | 15373.29 | 16505.76 | 16915.05 | 17015.73 | 17236.04 | 17549.19 | 17752.09 | 17864.84 | 18068.18 | 18247.45 | 18481.79 | 18640.53 | 18471.04 | 18108.35 | 18476.64 | 18308.19 | 16846.81 | 15569.08 | 14493.88 | 399.7354 | 18640.53 | 4 | 2021
2021-04-15 | 13985.84 | 13622.64 | 13416.37 | 13499.34 | 14061.06 | 15250 | 16381.13 | 16702.97 | 16777.66 | 16970.1 | 17240.29 | 17379.36 | 17416.44 | 17540.59 | 17651.09 | 17830.57 | 17954.2 | 17785.91 | 17472.04 | 17888.67 | 17770.36 | 16519.48 | 15285.02 | 14236.25 | 390.6374 | 17954.2 | 4 | 2021
2021-04-16 | 13792.31 | 13620.68 | 13403.91 | 13488.28 | 14057.08 | 15266.72 | 16395.36 | 16733.24 | 16811.24 | 17041.86 | 17346.54 | 17534.66 | 17630.56 | 17803.94 | 17958.16 | 18152.66 | 18275.3 | 18077.24 | 17711.06 | 18067.82 | 17889.89 | 16561.85 | 15311.83 | 14245.62 | 393.1778 | 18275.3 | 4 | 2021
2021-04-17 | 13760.62 | 13631.42 | 13326.4 | 13245.23 | 13431.32 | 13726.44 | 14010.24 | 14736.43 | 15507.22 | 15992.78 | 16299 | 16612.71 | 16880.15 | 17226.58 | 17601.02 | 17958.2 | 18212.81 | 18045.05 | 17611.93 | 17948.7 | 17736.48 | 16505.62 | 15361.68 | 14349.26 | 379.7173 | 18212.81 | 4 | 2021
2021-04-18 | 13839.17 | 13392.45 | 13090.94 | 13011.87 | 13198.78 | 13491.49 | 13764.29 | 14476.73 | 15226.28 | 15686.29 | 15966.86 | 16260.12 | 16490.69 | 16711.31 | 17035.59 | 17405.17 | 17659.78 | 17483.33 | 17057.01 | 17398.83 | 17207.24 | 16183.92 | 15050.25 | 14046.99 | 371.1354 | 17659.78 | 4 | 2021
2021-04-19 | 13563.44 | 13169.37 | 12948.91 | 13018.01 | 13582.89 | 14771.44 | 15873.57 | 16207.13 | 16287.29 | 16449.43 | 16660.01 | 16798.83 | 16909.71 | 17087.13 | 17250.04 | 17439 | 17517.06 | 17260.98 | 16882.6 | 17222.8 | 17076.36 | 16072.96 | 14823.74 | 13750.09 | 378.6228 | 17517.06 | 4 | 2021
2021-04-20 | 13306.69 | 13090.07 | 12870.05 | 12937.56 | 13482.14 | 14645.49 | 15735.18 | 16046.88 | 16100.91 | 16237.6 | 16425.02 | 16530.45 | 16561.09 | 16663.06 | 16794.41 | 16987.13 | 17070.03 | 16827.26 | 16565.19 | 16851.68 | 16754.03 | 15877.05 | 14639.73 | 13585.7 | 372.5844 | 17070.03 | 4 | 2021
2021-04-21 | 13195.11 | 13858.43 | 13595.83 | 13628.11 | 14133.75 | 15246.94 | 16316.57 | 16729.88 | 17087.66 | 17622.81 | 18288.59 | 18853.43 | 19301.22 | 19799.92 | 20201.02 | 20559.57 | 20705.31 | 20381.74 | 19771.39 | 19876.13 | 19529.08 | 17877.04 | 16096.41 | 14897.07 | 417.553 | 20705.31 | 4 | 2021
2021-04-22 | 14191.98 | 14318.26 | 14027.8 | 14036.67 | 14516.55 | 15596.38 | 16650.59 | 17346.76 | 17876.14 | 18615.41 | 19519 | 20341.33 | 21034.45 | 21750.64 | 22314.54 | 22777.47 | 22959.51 | 22580.15 | 21803.47 | 21734.96 | 21235.7 | 19431.43 | 17071.42 | 15692.91 | 447.4235 | 22959.51 | 4 | 2021
2021-04-23 | 14822.94 | 13912.61 | 13632.81 | 13660.29 | 14166.98 | 15292.24 | 16348.92 | 16785.27 | 17202.36 | 17817.38 | 18559.55 | 19207.84 | 19738.49 | 20300.85 | 20751.85 | 21123.65 | 21256.21 | 20885.86 | 20205.64 | 20225.83 | 19810.31 | 18103.08 | 16205.06 | 14977.73 | 424.9938 | 21256.21 | 4 | 2021
2021-04-24 | 14239.6 | 13372.99 | 13143.92 | 13132.39 | 13386.54 | 13737.43 | 14008.5 | 14642.35 | 15186.63 | 15387.65 | 15375.11 | 15363.22 | 15316.35 | 15297.62 | 15378.63 | 15522.7 | 15690.2 | 15691.61 | 15628.12 | 16007.93 | 16070.44 | 15380.68 | 14402.13 | 13552.55 | 354.9153 | 16070.44 | 4 | 2021
2021-04-25 | 13339.9 | 13460.81 | 13235.38 | 13227.71 | 13485.33 | 13837.05 | 14104.38 | 14739.81 | 15279.52 | 15473.28 | 15452.7 | 15432.77 | 15378.87 | 15354.41 | 15432.23 | 15576.76 | 15747.58 | 15756.11 | 15699.58 | 16080.84 | 16150.05 | 15464.59 | 14487.76 | 13640.61 | 355.838 | 16150.05 | 4 | 2021
2021-04-26 | 13406.75 | 13707.11 | 13512.15 | 13607.94 | 14196.95 | 15392.42 | 16470.57 | 16846.73 | 16913.98 | 17079.54 | 17311.88 | 17415.99 | 17441.97 | 17551.03 | 17675.48 | 17866.49 | 17978.62 | 17799.02 | 17500.66 | 17864.07 | 17794.81 | 16557.75 | 15324.91 | 14271.75 | 391.4886 | 17978.62 | 4 | 2021
2021-04-27 | 13833.48 | 13594.57 | 13344.65 | 13386.96 | 13902.38 | 15016.16 | 16054.09 | 16435.74 | 16609.18 | 16996.23 | 17540.39 | 17964.17 | 18274.46 | 18652.18 | 18968.35 | 19273.12 | 19379.19 | 19063.56 | 18544.43 | 18712 | 18480.55 | 16925.4 | 15542 | 14390.64 | 400.8839 | 19379.19 | 4 | 2021
2021-04-28 | 13843.05 | 13985.78 | 13692.62 | 13696.78 | 14171.5 | 15236.81 | 16251.99 | 16706.31 | 17215.89 | 17936.06 | 18807.44 | 19580.68 | 20221.03 | 20889.93 | 21422.01 | 21857.18 | 21992.37 | 21577.03 | 20826.29 | 20762.85 | 20327.31 | 18570.82 | 16459.22 | 15186.56 | 431.2175 | 21992.37 | 4 | 2021
2021-04-29 | 14382.7 | 13718.57 | 13484.47 | 13542.16 | 14072.72 | 15198.23 | 16235.14 | 16606.65 | 16774.18 | 17134.4 | 17592.19 | 17926.43 | 18154.23 | 18460.79 | 18727.47 | 19010.53 | 19124.53 | 18852.95 | 18398.9 | 18614.75 | 18440.06 | 16934.26 | 15572.66 | 14448.26 | 401.4072 | 19124.53 | 4 | 2021
2021-04-30 | 13933.16 | 13850.9 | 13648.53 | 13747.61 | 14326.86 | 15516.87 | 16572.16 | 17005.41 | 17077.2 | 17249.8 | 17482.43 | 17588.56 | 17610.77 | 17728.98 | 17861.46 | 18061.41 | 18176.83 | 17995.47 | 17688.69 | 18024.61 | 17952.62 | 16639.54 | 15401.53 | 14350.99 | 395.4924 | 18176.83 | 4 | 2021
2021-05-01 | 13590.26 | 14069.56 | 13826.2 | 13806.63 | 14044.26 | 14327.87 | 14627.81 | 15442.31 | 16117.5 | 16359.3 | 16363.8 | 16308.54 | 16252 | 16201.28 | 16286.47 | 16515.73 | 16808.67 | 16957.73 | 16859.68 | 16979.97 | 17197.69 | 16567.73 | 15507.42 | 14536.75 | 375.5552 | 17197.69 | 5 | 2021
2021-05-02 | 14135.44 | 13785.16 | 13526.77 | 13491.47 | 13713.63 | 13981.34 | 14266.25 | 15084.31 | 15784.86 | 16061.52 | 16102.47 | 16080.53 | 16052.28 | 16025.33 | 16127.01 | 16358.81 | 16633.22 | 16747.49 | 16621.99 | 16719.55 | 16924.55 | 16282.17 | 15209.42 | 14225.37 | 369.9409 | 16924.55 | 5 | 2021
2021-05-03 | 13863.09 | 13090.07 | 12836.55 | 12881.98 | 13434.73 | 14596.28 | 15744.11 | 16221.54 | 16403.12 | 16622.81 | 16883.58 | 16987.16 | 17051.57 | 17140.56 | 17253.83 | 17435.15 | 17552.55 | 17459.54 | 17155.67 | 17076.34 | 17160.95 | 16321.89 | 14977.03 | 13770.18 | 379.9203 | 17552.55 | 5 | 2021
2021-05-04 | 13303.14 | 13465.48 | 13156 | 13149.95 | 13629.62 | 14705.03 | 15814.7 | 16360.01 | 16703.32 | 17126.56 | 17626.1 | 17979.58 | 18263.28 | 18627.53 | 18981.07 | 19351.03 | 19537.47 | 19322.13 | 18701.81 | 18402.1 | 18357.92 | 17380.44 | 15891.91 | 14554.57 | 400.3907 | 19537.47 | 5 | 2021
2021-05-05 | 13836.09 | 14100.57 | 13739.53 | 13689.04 | 14121.54 | 15139.96 | 16224.88 | 16865.25 | 17394.91 | 18042.58 | 18907.57 | 19744.55 | 20464.91 | 21166.83 | 21735.06 | 22234.6 | 22454.48 | 22147.76 | 21294.81 | 20746.78 | 20457.3 | 18931.51 | 17199.49 | 15711.93 | 436.3519 | 22454.48 | 5 | 2021
2021-05-06 | 14689.72 | 13804.22 | 13466.6 | 13436.14 | 13890.01 | 14931.76 | 16019.03 | 16617.2 | 17061.21 | 17605.52 | 18240.97 | 18832.51 | 19384.88 | 19937 | 20394.22 | 20824.36 | 21019.13 | 20751.46 | 20014.25 | 19576.51 | 19398.11 | 18123.9 | 16555.07 | 15140.94 | 419.7147 | 21019.13 | 5 | 2021
2021-05-07 | 14320.07 | 14060.73 | 13703.54 | 13668.59 | 14123.27 | 15180.61 | 16267.42 | 16909.11 | 17413.01 | 18029.12 | 18791.57 | 19560.61 | 20220.21 | 20856.39 | 21377.28 | 21831.45 | 22031.44 | 21730.64 | 20911.08 | 20382.1 | 20107.83 | 18611.01 | 16982.85 | 15524.35 | 432.5943 | 22031.44 | 5 | 2021
2021-05-08 | 14568.38 | 13576.38 | 13195.76 | 13045.06 | 13149.19 | 13284.95 | 13482.67 | 14437.63 | 15473.5 | 16170 | 16677.5 | 17128.8 | 17528 | 17871.73 | 18239.05 | 18630.19 | 18942.97 | 18807.5 | 18284.16 | 18070.74 | 18025.68 | 17132.73 | 15813.6 | 14587.3 | 386.1235 | 18942.97 | 5 | 2021
2021-05-09 | 13935.31 | 13325.14 | 12943.83 | 12791.08 | 12892.5 | 13024.01 | 13212.02 | 14156.47 | 15181.26 | 15865.67 | 16360.84 | 16802.07 | 17196.67 | 17541.1 | 17913.4 | 18279.47 | 18509.51 | 18395.94 | 17944.09 | 17730.98 | 17693.93 | 16809.58 | 15497.23 | 14276.73 | 378.2788 | 18509.51 | 5 | 2021
2021-05-10 | 13650.16 | 14084.23 | 13744.54 | 13714.99 | 14187.66 | 15243.24 | 16318.66 | 16956.92 | 17446.43 | 18035.84 | 18773.01 | 19493.49 | 20110.8 | 20696.91 | 21185.01 | 21621.94 | 21811.77 | 21526.5 | 20753.68 | 20251.39 | 20036.93 | 18583.09 | 16986.65 | 15539.1 | 430.7529 | 21811.77 | 5 | 2021
2021-05-11 | 14594.79 | 13486.96 | 13178.66 | 13173.47 | 13653.01 | 14715.64 | 15787.89 | 16339.88 | 16682.02 | 17101.23 | 17590.62 | 17924.74 | 18185.68 | 18496.15 | 18829.99 | 19187.35 | 19353.39 | 19129.87 | 18530.38 | 18266.12 | 18254.8 | 17297.33 | 15815.39 | 14486.45 | 400.0618 | 19353.39 | 5 | 2021
2021-05-12 | 13823.4 | 13702.06 | 13420.37 | 13441.21 | 13946.25 | 15031.9 | 16113.64 | 16647.12 | 16928.13 | 17267.55 | 17670.08 | 17919.36 | 18106.55 | 18327.36 | 18591.68 | 18930.8 | 19119.87 | 18961.33 | 18441.58 | 18246.6 | 18281.52 | 17367.21 | 15923.87 | 14634.29 | 400.8437 | 19119.87 | 5 | 2021
2021-05-13 | 13991.36 | 13867.87 | 13559.23 | 13555.88 | 14035.58 | 15091.22 | 16155.84 | 16730.68 | 17098.8 | 17544.59 | 18067.3 | 18447.83 | 18856.2 | 19286.5 | 19662.87 | 20056.5 | 20249.73 | 20036.16 | 19407.06 | 19041.82 | 18975.45 | 17874.86 | 16362.07 | 15005.22 | 412.9606 | 20249.73 | 5 | 2021
2021-05-14 | 14256.78 | 13863.32 | 13588.32 | 13628.5 | 14158.61 | 15282.82 | 16365.45 | 16908.61 | 17169.3 | 17480.82 | 17837.97 | 18047.07 | 18203.77 | 18388.25 | 18614.19 | 18926.04 | 19112.97 | 18972.53 | 18478.57 | 18282.27 | 18312.38 | 17407.2 | 15983.72 | 14713.18 | 403.9826 | 19112.97 | 5 | 2021
2021-05-15 | 14081.02 | 13098.84 | 12783.73 | 12691.06 | 12853.64 | 13040.73 | 13224.73 | 14085.78 | 14908.81 | 15342.08 | 15547.65 | 15678.25 | 15782.67 | 15870.54 | 16058.89 | 16323.18 | 16535.13 | 16517.7 | 16276.42 | 16244.51 | 16405.9 | 15705.26 | 14557.72 | 13499.9 | 357.1141 | 16535.13 | 5 | 2021
2021-05-16 | 13170.91 | 13558.57 | 13261.63 | 13188.53 | 13370 | 13572.84 | 13768.1 | 14632.46 | 15432.31 | 15830.81 | 16000.57 | 16099.45 | 16177.22 | 16243.09 | 16417.17 | 16683.64 | 16921.1 | 16947.19 | 16735.51 | 16721.31 | 16896.12 | 16205.77 | 15065.82 | 14017.9 | 366.918 | 16947.19 | 5 | 2021
2021-05-17 | 13615.95 | 14278.51 | 14041.7 | 14108.92 | 14677.87 | 15820.09 | 16909 | 17444.74 | 17657.36 | 17895.09 | 18179.36 | 18313.49 | 18411.31 | 18559.12 | 18759.77 | 19060.81 | 19276.97 | 19213.75 | 18808.9 | 18615.89 | 18723.31 | 17812.09 | 16417.92 | 15172.35 | 411.7743 | 19276.97 | 5 | 2021
2021-05-18 | 14556.47 | 14305.46 | 13938.64 | 13883.13 | 14310.78 | 15304.16 | 16324.33 | 16992.23 | 17546.86 | 18221.53 | 19162.43 | 19976.09 | 20643.14 | 21275.54 | 21781.18 | 22228.51 | 22391.26 | 22064.52 | 21249.1 | 20685.54 | 20470.14 | 18983.16 | 17244.47 | 15767.32 | 439.306 | 22391.26 | 5 | 2021
2021-05-19 | 14844.53 | 14029.45 | 13680.65 | 13640.48 | 14082.38 | 15089.07 | 16109.61 | 16744.17 | 17235.08 | 17831.47 | 18537.2 | 19250.08 | 19838.91 | 20417.22 | 20895.84 | 21337.58 | 21508 | 21205.21 | 20443.09 | 19932.11 | 19770.43 | 18396.02 | 16797.52 | 15358.32 | 426.9744 | 21508 | 5 | 2021
2021-05-20 | 14528.95 | 14319.03 | 13938.62 | 13870.62 | 14283.62 | 15256.96 | 16262.74 | 16949.83 | 17547.97 | 18274.81 | 19316.9 | 20232.83 | 21007.61 | 21745.7 | 22338.64 | 22845.28 | 23025.39 | 22663.68 | 21770.65 | 21129.56 | 20851.71 | 19304.73 | 17441.73 | 15919.86 | 444.8274 | 23025.39 | 5 | 2021
2021-05-21 | 14944.23 | 14591.88 | 14185.65 | 14107.23 | 14517.28 | 15505.54 | 16511.09 | 17247.79 | 17919.3 | 18791.69 | 20004.85 | 21024.47 | 21882.91 | 22667.34 | 23281.82 | 23771.91 | 23927.39 | 23524.25 | 22563.26 | 21845.72 | 21485.8 | 19871.13 | 17827.3 | 16268.46 | 458.2683 | 23927.39 | 5 | 2021
2021-05-22 | 15205.24 | 14134.56 | 13678.95 | 13460.74 | 13496.15 | 13538.25 | 13644.12 | 14725.23 | 16002.87 | 16993.7 | 17813.92 | 18560.84 | 19411.12 | 20121.2 | 20771.59 | 21316.98 | 21576.27 | 21283.44 | 20453.39 | 19902.76 | 19681.57 | 18357.37 | 16877.84 | 15499.12 | 416.5072 | 21576.27 | 5 | 2021
2021-05-23 | 14668.94 | 14361.74 | 13889.08 | 13656.09 | 13678.07 | 13706.49 | 13806.07 | 14917.65 | 16252.66 | 17314.37 | 18206.63 | 19160.63 | 20066.25 | 20807.64 | 21466.76 | 22003.9 | 22244.73 | 21926.89 | 21058.29 | 20465.82 | 20209.56 | 18785.39 | 17215.99 | 15808.57 | 425.6782 | 22244.73 | 5 | 2021
2021-05-24 | 14909.93 | 15034.26 | 14599.07 | 14484.91 | 14874.38 | 15825.3 | 16813.5 | 17618.17 | 18423.34 | 19674.16 | 21108.86 | 22316.65 | 23317.84 | 24182.53 | 24831.65 | 25316.38 | 25431.81 | 24968.8 | 23922.28 | 23106.7 | 22682.32 | 20981.55 | 18603.64 | 16968.94 | 479.997 | 25431.81 | 5 | 2021
2021-05-25 | 15798.31 | 15329.25 | 14868.93 | 14731.4 | 15078.74 | 15979.67 | 16945.32 | 17775.84 | 18698.76 | 20103.8 | 21666.08 | 22990.28 | 24072.32 | 25016.07 | 25707.99 | 26223.98 | 26341.02 | 25852.66 | 24745.08 | 23871.04 | 23405.17 | 21647.05 | 19194.33 | 17376.92 | 493.42 | 26341.02 | 5 | 2021
2021-05-26 | 16138.44 | 14751.16 | 14333.31 | 14232.72 | 14610.94 | 15537.05 | 16507.22 | 17264.78 | 17996.39 | 19016.74 | 20357.89 | 21518.89 | 22517.34 | 23448.08 | 24181.41 | 24770.44 | 24960.34 | 24526.14 | 23477.18 | 22665.72 | 22259.41 | 20576.39 | 18295.52 | 16671.5 | 470.615 | 24960.34 | 5 | 2021
2021-05-27 | 15538.85 | 14650.02 | 14239.55 | 14145.33 | 14529.08 | 15459.1 | 16427.21 | 17172.38 | 17879.4 | 18821.46 | 20121.05 | 21246.88 | 22221.55 | 23139.63 | 23870.99 | 24465.37 | 24662.44 | 24237.25 | 23204.72 | 22407.91 | 22019.69 | 20355.44 | 18141.02 | 16529.06 | 465.4854 | 24662.44 | 5 | 2021
2021-05-28 | 15429.09 | 15105.69 | 14657.27 | 14542.16 | 14914 | 15850.3 | 16813.73 | 17630.96 | 18452.08 | 19732.64 | 21207.3 | 22485.37 | 23569.65 | 24540.04 | 25283.48 | 25842.64 | 25994.78 | 25512.22 | 24393.89 | 23498.95 | 23012.31 | 21258.28 | 18820.18 | 17099.28 | 485.6463 | 25994.78 | 5 | 2021
2021-05-29 | 15878.38 | 15156.2 | 14621.31 | 14334.31 | 14304.02 | 14272.38 | 14337.44 | 15562.53 | 17112.09 | 18435.92 | 19937.61 | 21349.2 | 22523.98 | 23460.5 | 24229.92 | 24801.8 | 25008.91 | 24589.61 | 23533.63 | 22738.68 | 22318.78 | 20714.91 | 18536.99 | 16999.14 | 464.7582 | 25008.91 | 5 | 2021
2021-05-30 | 15859.2 | 13474.75 | 13087.6 | 12929.5 | 13022.77 | 13115.15 | 13212.51 | 14187.85 | 15240.59 | 15952.65 | 16466.97 | 16909.22 | 17294.08 | 17625.17 | 17991.33 | 18352.83 | 18566.86 | 18412.72 | 17967.21 | 17710.17 | 17721.82 | 16856.75 | 15533.41 | 14307.13 | 381.7982 | 18566.86 | 5 | 2021
2021-05-31 | 13610.87 | 12983.21 | 12589.54 | 12442.48 | 12629.94 | 12937.64 | 13164.02 | 13932.41 | 14897.89 | 15870.17 | 16737.93 | 17334.94 | 17675.76 | 17970.48 | 18323.55 | 18807.33 | 18952.7 | 18555.3 | 17940.46 | 17651.53 | 17662.27 | 16774.19 | 15429.04 | 14153.18 | 379.0268 | 18952.7 | 5 | 2021
2021-06-01 | 13614.54 | 14947.36 | 14496.49 | 14387.29 | 14717.83 | 15423.84 | 16302.39 | 17206.05 | 17907.68 | 18675.49 | 19508.1 | 20070.12 | 20581.73 | 21263.45 | 21796.85 | 22243 | 22381.61 | 22035.92 | 21156.42 | 20294.57 | 20028.58 | 19204.26 | 17667.36 | 16254.77 | 442.1657 | 22381.61 | 6 | 2021
2021-06-02 | 15347.11 | 15239.16 | 14763.06 | 14631.85 | 14940.2 | 15620.31 | 16485.23 | 17433.82 | 18222.78 | 19096.85 | 20045.74 | 20831.88 | 21664.16 | 22459.93 | 23068.6 | 23551.77 | 23687.82 | 23294.26 | 22315.55 | 21286.12 | 20755.79 | 19811.68 | 18211.91 | 16739.04 | 459.5046 | 23687.82 | 6 | 2021
2021-06-03 | 15770.8 | 15075.01 | 14610.71 | 14489.62 | 14808.13 | 15499.37 | 16367.57 | 17294.21 | 18040.75 | 18863.29 | 19755.25 | 20374.79 | 21091.79 | 21829.93 | 22400.56 | 22864.21 | 22998.13 | 22624.75 | 21695.07 | 20715.08 | 20335.96 | 19480.72 | 17912.34 | 16469.62 | 451.3677 | 22998.13 | 6 | 2021
2021-06-04 | 15590.85 | 14756.2 | 14316.32 | 14222.5 | 14579.07 | 15321.18 | 16202.02 | 17094.16 | 17753.66 | 18466.87 | 19230.93 | 19725.39 | 20124.28 | 20575.01 | 21063.84 | 21474.11 | 21595.81 | 21259.26 | 20427.97 | 19819.64 | 19565.6 | 18769.19 | 17270.11 | 15891.08 | 435.095 | 21595.81 | 6 | 2021
2021-06-05 | 15135.22 | 14863.76 | 14329.68 | 14068.91 | 14026.88 | 13824.36 | 13838.88 | 15141.54 | 16537.55 | 17609.57 | 18515.08 | 19255.04 | 19908.63 | 20503.01 | 21283.96 | 21922.36 | 22217.38 | 21908.76 | 20950.75 | 20156.17 | 19829.3 | 19030.88 | 17606.58 | 16251.15 | 428.7154 | 22217.38 | 6 | 2021
2021-06-06 | 15382.3 | 15427.29 | 14850.12 | 14551.97 | 14474.99 | 14236.98 | 14239.22 | 15618.4 | 17161.36 | 18414.31 | 19508.98 | 20418.87 | 21490.12 | 22486.86 | 23333.37 | 23977.78 | 24240.38 | 23861.24 | 22774.14 | 21679.99 | 21054.2 | 20027.35 | 18515.77 | 17076.8 | 454.8028 | 24240.38 | 6 | 2021
2021-06-07 | 16033.33 | 15421.38 | 14930.29 | 14788.58 | 15105.8 | 15793.4 | 16653.6 | 17645.4 | 18501.87 | 19452.62 | 20479.45 | 21533.85 | 22474.41 | 23340.53 | 23998.25 | 24493.06 | 24613.64 | 24177.98 | 23126.35 | 22010.07 | 21404.47 | 20221.91 | 18580.28 | 17061.06 | 471.8416 | 24613.64 | 6 | 2021
2021-06-08 | 16048.71 | 15969.14 | 15435.14 | 15253.57 | 15514.36 | 16143.26 | 16983 | 18034.63 | 19020.11 | 20135.69 | 21675.66 | 23020.98 | 24101.4 | 25064.77 | 25755.78 | 26249.57 | 26339.28 | 25846.47 | 24694.67 | 23480.99 | 22795.99 | 21296.8 | 19388.89 | 17804.3 | 496.0532 | 26339.28 | 6 | 2021
2021-06-09 | 16669.57 | 16185.38 | 15635.05 | 15439.34 | 15687.15 | 16303.54 | 17140.03 | 18220.39 | 19261.17 | 20445.07 | 22224.16 | 23659.27 | 24805.41 | 25810.15 | 26517.86 | 27009.08 | 27084.26 | 26565.72 | 25368.32 | 24108.21 | 23379.61 | 21833.24 | 19728.91 | 18114.41 | 507.1953 | 27084.26 | 6 | 2021
2021-06-10 | 16941.53 | 16370.21 | 15806.02 | 15598.23 | 15835.51 | 16441.73 | 17273.26 | 18378.06 | 19464.45 | 20758.11 | 22680.16 | 24177.68 | 25360.25 | 26377.89 | 27079.39 | 27551.85 | 27603.87 | 27064.03 | 25841.07 | 24551.87 | 23800.23 | 22224.75 | 19979.84 | 18346.43 | 515.5064 | 27603.87 | 6 | 2021
2021-06-11 | 17171.69 | 16568 | 15988.64 | 15773.98 | 16015.69 | 16637.79 | 17474.16 | 18615.29 | 19753.7 | 21217.68 | 23225.36 | 24807.07 | 26064.2 | 27133.14 | 27865.37 | 28337.27 | 28377.08 | 27806.92 | 26522.95 | 25166.91 | 24339.09 | 22703.77 | 20278.55 | 18613.64 | 526.4579 | 28377.08 | 6 | 2021
2021-06-12 | 17359.77 | 16071.1 | 15445.13 | 15104.49 | 14989.53 | 14712.97 | 14695.02 | 16160.95 | 17866.2 | 19320.24 | 20615.85 | 22164.46 | 23474.75 | 24544.13 | 25395.02 | 25995.07 | 26187.81 | 25730.73 | 24537.79 | 23325.01 | 22605.16 | 21178.64 | 19431.66 | 17918.17 | 484.8296 | 26187.81 | 6 | 2021
2021-06-13 | 16805.7 | 15248.47 | 14685.12 | 14398.72 | 14334.57 | 14108.35 | 14103.99 | 15459.15 | 16950.35 | 18140.78 | 19159.42 | 19981.15 | 20732.51 | 21612.08 | 22369.48 | 22955.22 | 23189.85 | 22833.94 | 21833.86 | 20816.64 | 20380.08 | 19547.04 | 18086.02 | 16696.49 | 444.429 | 23189.85 | 6 | 2021
2021-06-14 | 15821.41 | 15806.2 | 15285.45 | 15117.99 | 15411.01 | 16071.69 | 16916.32 | 17961.79 | 18919.17 | 19993.82 | 21367.46 | 22663.5 | 23725.46 | 24670.85 | 25365 | 25860.75 | 25954.07 | 25467.46 | 24331.08 | 23121.83 | 22442.22 | 20964.4 | 19181.93 | 17607.14 | 490.028 | 25954.07 | 6 | 2021
2021-06-15 | 16478.77 | 15570.28 | 15066.21 | 14910.51 | 15195.29 | 15844.85 | 16681.78 | 17681.79 | 18564.79 | 19553.66 | 20642.39 | 21808.55 | 22749.01 | 23615.3 | 24257.76 | 24742.18 | 24846.36 | 24398.53 | 23343.04 | 22220.08 | 21633 | 20369.52 | 18715.84 | 17192.35 | 476.0818 | 24846.36 | 6 | 2021
2021-06-16 | 16193.18 | 15830.42 | 15307.61 | 15135.57 | 15407.52 | 16047.98 | 16883.97 | 17915.66 | 18857.82 | 19921.72 | 21273.94 | 22503.31 | 23461.93 | 24308.31 | 24906.07 | 25334.98 | 25392.46 | 24920.64 | 23852.06 | 22713.58 | 22111.17 | 20686.56 | 19014.07 | 17476.05 | 485.4566 | 25392.46 | 6 | 2021
2021-06-17 | 16449.54 | 16011.12 | 15472.87 | 15287.67 | 15543.3 | 16161.6 | 16989.06 | 18050.44 | 19053.29 | 20188.4 | 21787.98 | 23180.53 | 24313.8 | 25331.79 | 26070.93 | 26600.73 | 26703.52 | 26196.51 | 25007.68 | 23751.07 | 23039.24 | 21512.27 | 19516.14 | 17910.95 | 500.1304 | 26703.52 | 6 | 2021
2021-06-18 | 16777.15 | 16416.36 | 15849.43 | 15645.38 | 15899.57 | 16535.84 | 17372.05 | 18490.5 | 19581.02 | 20888.06 | 22792.51 | 24249.31 | 25376.02 | 26319.99 | 26952.41 | 27355.05 | 27362.49 | 26816.96 | 25622.28 | 24349.77 | 23607.87 | 22051.58 | 19878.7 | 18264.08 | 514.4544 | 27362.49 | 6 | 2021
2021-06-19 | 17108.79 | 16243.11 | 15606.58 | 15256.54 | 15138.88 | 14867.61 | 14852.02 | 16333.38 | 18062.39 | 19550.97 | 20927.43 | 22462.22 | 23654.21 | 24561.71 | 25245.42 | 25697.63 | 25796.08 | 25336.55 | 24223.95 | 23084.79 | 22436.03 | 21062.43 | 19387.62 | 17910.29 | 484.8066 | 25796.08 | 6 | 2021
2021-06-20 | 16889.29 | 15971.51 | 15355.75 | 15023.7 | 14923.11 | 14669.05 | 14658.23 | 16102.71 | 17760.28 | 19161.05 | 20374.63 | 21641.26 | 22735.2 | 23573.08 | 24219.49 | 24661.78 | 24771.17 | 24345.76 | 23300.99 | 22230.44 | 21645.76 | 20441.03 | 18932.2 | 17497.96 | 470.8854 | 24771.17 | 6 | 2021
2021-06-21 | 16571.94 | 17066.23 | 16454.61 | 16207.9 | 16438.66 | 17054.25 | 17891.29 | 19090.79 | 20334.88 | 22265.92 | 24420.58 | 26020.06 | 27166.1 | 28010.81 | 28484.93 | 28709.09 | 28573.18 | 27969.31 | 26771.97 | 25487.65 | 24738.22 | 23143.4 | 20615.51 | 18971.43 | 538.4587 | 28709.09 | 6 | 2021
2021-06-22 | 17783.43 | 17334.83 | 16699.1 | 16429.11 | 16613.18 | 17171.19 | 17984.45 | 19213.96 | 20534.22 | 22724.27 | 25058.08 | 26867.49 | 28222.23 | 29286.68 | 29936.14 | 30294.94 | 30220.72 | 29575.33 | 28231.25 | 26807.68 | 25941.41 | 24221.52 | 21504.97 | 19539.87 | 558.1961 | 30294.94 | 6 | 2021
2021-06-23 | 18224.73 | 17578.85 | 16926.05 | 16641.18 | 16814.52 | 17367.44 | 18183.98 | 19441.39 | 20902.11 | 23225.75 | 25644.31 | 27497.39 | 28848.21 | 29869.91 | 30454.64 | 30742.94 | 30616.15 | 29952.25 | 28610.36 | 27188.57 | 26318.48 | 24585.55 | 21859.52 | 19779.3 | 567.2736 | 30742.94 | 6 | 2021
2021-06-24 | 18452.82 | 16950.34 | 16343.94 | 16099.43 | 16307.17 | 16889.09 | 17711.29 | 18888.67 | 20109.29 | 21934.46 | 24084.12 | 25731.31 | 26966.15 | 27953.61 | 28569.93 | 28930.6 | 28882.27 | 28284.6 | 27023.65 | 25687.14 | 24897.82 | 23262.55 | 20658.26 | 18987.99 | 539.6065 | 28930.6 | 6 | 2021
2021-06-25 | 17805.15 | 16794.41 | 16199.43 | 15971.11 | 16204.09 | 16821.34 | 17653.15 | 18820.31 | 20003.65 | 21664.79 | 23736.46 | 25328.35 | 26540.38 | 27523.12 | 28153.76 | 28526.93 | 28495.12 | 27908.07 | 26653.69 | 25319.6 | 24519.16 | 22895.88 | 20419.13 | 18762.77 | 532.7198 | 28526.93 | 6 | 2021
2021-06-26 | 17571.15 | 16688.1 | 16018.49 | 15639.81 | 15497.01 | 15203.03 | 15182.15 | 16721.02 | 18559.76 | 20184.91 | 22040.34 | 23736.62 | 25032.34 | 25989.22 | 26674.24 | 27094.51 | 27148.26 | 26639.47 | 25454.39 | 24240.54 | 23520.93 | 22066.76 | 20029.82 | 18502.16 | 505.435 | 27148.26 | 6 | 2021
2021-06-27 | 17413.75 | 16629.76 | 15962.06 | 15585.42 | 15438.24 | 15131.41 | 15105.75 | 16644.57 | 18489.4 | 20116.61 | 21979.53 | 23784.06 | 25242.3 | 26394.25 | 27266.19 | 27841.94 | 27987.46 | 27466.58 | 26170.21 | 24851.94 | 24031.97 | 22494.92 | 20269.89 | 18687.13 | 510.9853 | 27987.46 | 6 | 2021
2021-06-28 | 17468.14 | 16995.84 | 16386.78 | 16142.78 | 16369.01 | 16970.19 | 17801.35 | 19000.13 | 20249.66 | 22140.24 | 24338.34 | 26057.55 | 27385.06 | 28448.72 | 29133.41 | 29533.19 | 29501.08 | 28884.05 | 27562.18 | 26161.07 | 25299.54 | 23612.54 | 20936.39 | 19172.22 | 545.5495 | 29533.19 | 6 | 2021
2021-06-29 | 17828.98 | 15325.39 | 14840.47 | 14701.64 | 15002.21 | 15668.56 | 16514.95 | 17480.39 | 18298.42 | 19207.39 | 20192.3 | 21088.99 | 21956.19 | 22777.68 | 23403.03 | 23892.21 | 24017.22 | 23601.91 | 22596.83 | 21530.67 | 20986.91 | 19957.71 | 18340.01 | 16851 | 466.0611 | 24017.22 | 6 | 2021
2021-06-30 | 15957.48 | 15652.56 | 15142.24 | 14981.46 | 15260.51 | 15904.04 | 16743.61 | 17754.49 | 18661.2 | 19678.52 | 20873.74 | 22103.13 | 23109.08 | 24038 | 24730.19 | 25248.97 | 25370.55 | 24911.63 | 23810.55 | 22648.06 | 22014.4 | 20605.12 | 18925.87 | 17377.72 | 481.5031 | 25370.55 | 6 | 2021
2021-07-01 | 16465.26 | 17018.82 | 16445.1 | 16208.37 | 16427.04 | 17043.3 | 17679.36 | 18638.39 | 19670.94 | 20879.82 | 22559.86 | 24140.71 | 25390.57 | 26492.68 | 27293 | 27851.62 | 27928.81 | 27376.19 | 26117.68 | 24771.87 | 24042.84 | 22377.01 | 20403.53 | 18829.22 | 522.052 | 27928.81 | 7 | 2021
2021-07-02 | 17713.78 | 17689.49 | 17064.19 | 16793.63 | 16992.68 | 17613.83 | 18255.76 | 19309.36 | 20500.5 | 22082.96 | 24325.2 | 26115.63 | 27481.75 | 28600.59 | 29350.6 | 29803.41 | 29783.22 | 29153.85 | 27804.58 | 26359.66 | 25517.27 | 23739.75 | 21246.91 | 19616.16 | 552.9148 | 29803.41 | 7 | 2021
2021-07-03 | 18391.82 | 16571.46 | 15949.52 | 15591.38 | 15472.51 | 15230.16 | 15032.78 | 16325.32 | 17927.13 | 19294.69 | 20492.71 | 21539.29 | 22818.33 | 23881.66 | 24764.34 | 25405.65 | 25615.2 | 25175.57 | 24019.76 | 22821.35 | 22185.12 | 20993.17 | 19525.67 | 18112.8 | 483.1374 | 25615.2 | 7 | 2021
2021-07-04 | 17195.9 | 16180.13 | 15587.61 | 15255.11 | 15159.24 | 14938.77 | 14749.17 | 15989.96 | 17493.43 | 18739.01 | 19814.16 | 20718.83 | 21546.07 | 22557.21 | 23432.01 | 24097.29 | 24346.45 | 23954.31 | 22868.9 | 21745.55 | 21250.58 | 20371.69 | 18953.34 | 17587.29 | 464.532 | 24346.45 | 7 | 2021
2021-07-05 | 16549.38 | 15863.57 | 15264.16 | 14940.45 | 14936.53 | 14926.2 | 14864.79 | 15917.22 | 17345.5 | 18843.42 | 20250.63 | 21306.28 | 22375.23 | 23282.53 | 24089.9 | 24715.82 | 24816.95 | 24210.28 | 23001.92 | 21854.55 | 21297.28 | 20381.74 | 18953.43 | 17550.5 | 467.5383 | 24816.95 | 7 | 2021
2021-07-06 | 16781.09 | 18227.56 | 17566.46 | 17253.65 | 17410.35 | 17981.78 | 18619.65 | 19726.43 | 21040.04 | 23180.8 | 25655.32 | 27593.94 | 29003.37 | 30091.42 | 30750.81 | 31101.91 | 30991.96 | 30320.19 | 28949.39 | 27488.6 | 26634.8 | 24808.93 | 22095.83 | 20261.11 | 573.5354 | 31101.91 | 7 | 2021
2021-07-07 | 18972.85 | 18399.59 | 17725.65 | 17401.75 | 17548.24 | 18110.68 | 18748.93 | 19877.89 | 21235.26 | 23554.5 | 26114.59 | 28130.57 | 29598.77 | 30726.07 | 31403.54 | 31755.94 | 31637.45 | 30945.54 | 29534.06 | 28034.47 | 27139.61 | 25271.49 | 22519.21 | 20518.12 | 584.9048 | 31755.94 | 7 | 2021
2021-07-08 | 19240.74 | 17898.25 | 17260.95 | 16969.08 | 17141.83 | 17725.38 | 18369.49 | 19435.55 | 20675.26 | 22490.95 | 24841.16 | 26712.81 | 28121.03 | 29261.21 | 30002.87 | 30446.02 | 30411.32 | 29771.82 | 28402.74 | 26952.45 | 26100.25 | 24293.26 | 21599.29 | 19942.03 | 564.0657 | 30446.02 | 7 | 2021
2021-07-09 | 18753.02 | 17607.93 | 16989.51 | 16725.21 | 16930.3 | 17560.79 | 18215.74 | 19255.51 | 20423.56 | 21925.4 | 24127.53 | 25888.67 | 27238.37 | 28351.68 | 29103.7 | 29564.57 | 29560.38 | 28946.64 | 27608.9 | 26186.2 | 25345.62 | 23578.14 | 21149.76 | 19528.49 | 550.5656 | 29564.57 | 7 | 2021
2021-07-10 | 18356.89 | 16901.66 | 16256.57 | 15878.51 | 15743.73 | 15493.73 | 15309.15 | 16639.05 | 18315.72 | 19778.32 | 21069.19 | 22510.72 | 23845.76 | 24919.35 | 25775.11 | 26369.17 | 26539.5 | 26072.8 | 24877.95 | 23650.56 | 22962.8 | 21474.94 | 19978.83 | 18538.33 | 497.2583 | 26539.5 | 7 | 2021
2021-07-11 | 17542.76 | 15607.71 | 15058.7 | 14764.4 | 14702.68 | 14517.35 | 14349.14 | 15512.05 | 16870.93 | 17937.37 | 18835.5 | 19599.89 | 20265.33 | 20884.97 | 21574.41 | 22289.72 | 22610.81 | 22291.84 | 21296.79 | 20616.17 | 20325.31 | 19512.94 | 18161.63 | 16858.99 | 441.9874 | 22610.81 | 7 | 2021
2021-07-12 | 16111.86 | 16346.89 | 15827.32 | 15639.95 | 15923.84 | 16614.8 | 17294.21 | 18174.67 | 19047.21 | 20052.44 | 21139.6 | 22286.09 | 23378.06 | 24381.74 | 25161.91 | 25740.18 | 25879.49 | 25407.46 | 24262.7 | 23046.68 | 22396.46 | 21080.67 | 19479.81 | 17980.54 | 492.6546 | 25879.49 | 7 | 2021
2021-07-13 | 16968.61 | 17186.56 | 16602.54 | 16357.34 | 16570.64 | 17192.57 | 17855.35 | 18827.57 | 19892.14 | 21143.49 | 23018.23 | 24646.34 | 25917.69 | 27016.9 | 27793.62 | 28320.33 | 28383.43 | 27828.49 | 26555.17 | 25215.71 | 24449.47 | 22754.19 | 20645.5 | 19061.64 | 530.2035 | 28383.43 | 7 | 2021
2021-07-14 | 17900.52 | 17338.59 | 16743.87 | 16489.36 | 16695.6 | 17313.83 | 17979.31 | 18969.07 | 20067.18 | 21361.37 | 23404.47 | 25068.99 | 26348.92 | 27433.17 | 28179.65 | 28670.13 | 28705.03 | 28137.44 | 26857.92 | 25513.2 | 24736.83 | 23026.92 | 20819.24 | 19228.04 | 536.9886 | 28705.03 | 7 | 2021
2021-07-15 | 18083.38 | 17435.81 | 16833.95 | 16573.29 | 16773.99 | 17387.9 | 18055 | 19056.86 | 20179.16 | 21528.34 | 23664.76 | 25371.69 | 26683.19 | 27787.71 | 28542.47 | 29032.13 | 29062.02 | 28483.95 | 27182.6 | 25818.15 | 25018.55 | 23285.25 | 20977.32 | 19372.71 | 542.1902 | 29062.02 | 7 | 2021
2021-07-16 | 18218.54 | 17318.68 | 16724.51 | 16481.56 | 16709.73 | 17373.06 | 18057.08 | 19049.46 | 20129.93 | 21404.6 | 23357.02 | 24941.05 | 26130.53 | 27107.2 | 27759.83 | 28162.82 | 28155.67 | 27597.08 | 26370.31 | 25075.64 | 24321.18 | 22649.37 | 20600.51 | 19044.78 | 532.7401 | 28162.82 | 7 | 2021
2021-07-17 | 17977.25 | 17253.7 | 16586.31 | 16188.97 | 16044.3 | 15802.25 | 15643.35 | 17005.09 | 18743.24 | 20289.37 | 21699.01 | 23376.35 | 24624.21 | 25540.44 | 26210.25 | 26626.77 | 26686.98 | 26210.9 | 25075.39 | 23918.66 | 23261.7 | 21778.9 | 20211.26 | 18791.5 | 505.5462 | 26686.98 | 7 | 2021
2021-07-18 | 17857.37 | 17499.09 | 16813.03 | 16399.61 | 16239.05 | 15981.84 | 15823.7 | 17218.15 | 19022.25 | 20649.07 | 22371.95 | 24184.34 | 25549.73 | 26560.43 | 27291.57 | 27738.65 | 27803.59 | 27295.87 | 26079.29 | 24846.36 | 24109.01 | 22547.74 | 20674.58 | 19207.99 | 519.7643 | 27803.59 | 7 | 2021
2021-07-19 | 18174.33 | 18385.82 | 17719.03 | 17403.54 | 17582.95 | 18199.75 | 18887.72 | 20016.44 | 21363.24 | 23686.35 | 26196.88 | 28134.04 | 29508.32 | 30503.08 | 31058.41 | 31296.99 | 31129.44 | 30458.06 | 29115.13 | 27701.38 | 26828.36 | 25000.69 | 22315.13 | 20422.33 | 581.0874 | 31296.99 | 7 | 2021
2021-07-20 | 19146.09 | 16684.42 | 16139.97 | 15929.57 | 16176.2 | 16838.45 | 17533.45 | 18432.22 | 19361.69 | 20447.92 | 21720.49 | 23128.07 | 24238.13 | 25234.04 | 25964.28 | 26492.38 | 26600.54 | 26121.16 | 24960.15 | 23754.95 | 23076.77 | 21502.23 | 19881.08 | 18370.09 | 507.7343 | 26600.54 | 7 | 2021
2021-07-21 | 17400.98 | 16913.14 | 16352.3 | 16127.64 | 16362.89 | 17017.65 | 17714.55 | 18640.72 | 19622.56 | 20775.1 | 22305.81 | 23777.83 | 24913.79 | 25902.07 | 26600.84 | 27085.78 | 27157.05 | 26656.32 | 25477.05 | 24254.05 | 23553.9 | 21938.53 | 20163.3 | 18636.71 | 515.3506 | 27157.05 | 7 | 2021
2021-07-22 | 17584.34 | 17145.44 | 16567.62 | 16328.23 | 16550.9 | 17195.91 | 17893.62 | 18848.68 | 19886.35 | 21108.84 | 22910.76 | 24465 | 25650.02 | 26656.62 | 27347.69 | 27808.42 | 27853.12 | 27328.08 | 26114.65 | 24858.44 | 24122.13 | 22465.96 | 20489.72 | 18939.57 | 526.1201 | 27853.12 | 7 | 2021
2021-07-23 | 17878.35 | 18105.7 | 17455 | 17163.28 | 17350.29 | 17987.2 | 18690.83 | 19776.92 | 21043.65 | 23051.57 | 25432.06 | 27302.35 | 28670.07 | 29722.24 | 30359.01 | 30688.26 | 30604.6 | 29971.47 | 28621.12 | 27220.27 | 26322.96 | 24501.68 | 21836.14 | 20110.53 | 569.8656 | 30688.26 | 7 | 2021
2021-07-24 | 18853.08 | 17546.71 | 16858.65 | 16443.85 | 16283.44 | 16034.18 | 15897.51 | 17291.92 | 19101.46 | 20736.85 | 22516.99 | 24340.39 | 25709.83 | 26717.1 | 27437.32 | 27871.95 | 27938.01 | 27437.15 | 26218.09 | 24999.63 | 24242.66 | 22670.22 | 20756.29 | 19289.07 | 523.1924 | 27938.01 | 7 | 2021
2021-07-25 | 18262.84 | 17630.08 | 16936.16 | 16516.36 | 16351.71 | 16100.57 | 15968.98 | 17372.71 | 19201.84 | 20861.92 | 22743.17 | 24600.77 | 25994.64 | 27016.17 | 27740.11 | 28171.29 | 28233.32 | 27725.64 | 26489.78 | 25259.06 | 24481.18 | 22889.07 | 20891.51 | 19414.03 | 526.8529 | 28233.32 | 7 | 2021
2021-07-26 | 18331.34 | 17567.63 | 16962.5 | 16701.34 | 16927.18 | 17591.23 | 18315.33 | 19333.82 | 20480.62 | 21986.1 | 24142.31 | 25832.57 | 27095.85 | 28096.15 | 28738.51 | 29110.92 | 29085.34 | 28514.71 | 27250.53 | 25947.23 | 25132.39 | 23404.05 | 21087.57 | 19497.52 | 547.1327 | 29110.92 | 7 | 2021
2021-07-27 | 18348.93 | 17669.19 | 17053.59 | 16781.69 | 16976.19 | 17602.6 | 18315.33 | 19333.07 | 20496.92 | 22089.7 | 24307.2 | 26070.62 | 27399.88 | 28486.01 | 29193.33 | 29626.66 | 29634.12 | 29058.2 | 27745.03 | 26403.74 | 25554.42 | 23784.42 | 21302.25 | 19689.09 | 552.9222 | 29634.12 | 7 | 2021
2021-07-28 | 18502.53 | 18636.62 | 17951.24 | 17618.5 | 17764.06 | 18355.88 | 19069.81 | 20205.31 | 21645.07 | 24158.5 | 26774.87 | 28810.44 | 30247.9 | 31300.32 | 31874.01 | 32124.34 | 31971.93 | 31302.17 | 29912.62 | 28491.2 | 27555.03 | 25667.57 | 22935.29 | 20806 | 593.6812 | 32124.34 | 7 | 2021
2021-07-29 | 19489.12 | 18449.21 | 17777.34 | 17456.49 | 17611.13 | 18209.66 | 18926.71 | 20039.16 | 21384.18 | 23765.33 | 26311.09 | 28308.6 | 29745.42 | 30827.57 | 31448.18 | 31750.98 | 31641.22 | 30989.6 | 29600.98 | 28185.16 | 27250.19 | 25373.58 | 22652.06 | 20623.92 | 587.8169 | 31750.98 | 7 | 2021
2021-07-30 | 19354.64 | 17988.33 | 17348.92 | 17067.57 | 17265.41 | 17922.73 | 18658.95 | 19720.87 | 20949.23 | 22841.45 | 25155.79 | 26975.63 | 28310.79 | 29345.07 | 29974.11 | 30306.78 | 30248.82 | 29647.03 | 28320.13 | 26968.01 | 26069.31 | 24263.72 | 21628.25 | 19990.17 | 566.3217 | 30306.78 | 7 | 2021
2021-07-31 | 18798.78 | 17894.45 | 17183.39 | 16749.09 | 16574.33 | 16325.72 | 16220.8 | 17649.37 | 19532.25 | 21262.36 | 23444.82 | 25373.1 | 26794.42 | 27804.17 | 28486.08 | 28863.05 | 28892.63 | 28373.79 | 27119.14 | 25889.48 | 25069.52 | 23439.1 | 21243.09 | 19750.91 | 538.7338 | 28892.63 | 7 | 2021
2021-08-01 | 19015.19 | 18251.41 | 17464.91 | 16993.91 | 16831.36 | 16761.73 | 16608.83 | 17953.06 | 19994.53 | 21937.35 | 23902.59 | 25658.17 | 27031.87 | 28049.57 | 28778.01 | 29212.05 | 29267.14 | 28705.73 | 27498.17 | 26518.36 | 25744.89 | 23828.19 | 21719.81 | 19979.39 | 547.7062 | 29267.14 | 8 | 2021
2021-08-02 | 18914.11 | 19068.91 | 18318.8 | 17973.33 | 18213.21 | 19152.65 | 19972.23 | 20983.48 | 22455.38 | 24553.38 | 26858.44 | 28699.63 | 30091.91 | 31135.9 | 31762.33 | 32067.64 | 31962.05 | 31273.48 | 29948.53 | 28807.41 | 27909.47 | 25767.39 | 23195.02 | 21189.05 | 600.2737 | 32067.64 | 8 | 2021
2021-08-03 | 19868.73 | 18538.39 | 17825.86 | 17510.75 | 17755.45 | 18693.02 | 19513.59 | 20441.47 | 21773.33 | 23591.3 | 25716.02 | 27421.24 | 28731.86 | 29771.54 | 30432.51 | 30811.44 | 30779.39 | 30145.97 | 28875.44 | 27803.9 | 26970.82 | 24894.85 | 22427.19 | 20527.92 | 580.822 | 30811.44 | 8 | 2021
2021-08-04 | 19325.63 | 18152.45 | 17468.76 | 17178.8 | 17444.81 | 18402.26 | 19232.98 | 20110.27 | 21348.55 | 22970.98 | 24966.97 | 26578.23 | 27841.64 | 28874.63 | 29559.65 | 29980.95 | 29993.87 | 29394.44 | 28157.27 | 27125.64 | 26322.41 | 24287.95 | 21933.34 | 20068.04 | 566.7205 | 29993.87 | 8 | 2021
2021-08-05 | 18884.93 | 16886.99 | 16297.81 | 16089.79 | 16427.06 | 17448.68 | 18296.77 | 19009.62 | 19936.29 | 21122.16 | 22474.26 | 23720.83 | 24766.58 | 25705.96 | 26405.19 | 26913.27 | 27037.02 | 26548.32 | 25463.28 | 24591.91 | 23936.1 | 22151.36 | 20145.44 | 18417.63 | 518.6772 | 27037.02 | 8 | 2021
2021-08-06 | 17515.86 | 17468.07 | 16833.93 | 16595.38 | 16914.45 | 17933.48 | 18786.91 | 19587.16 | 20664.43 | 22033.29 | 23704.38 | 25165.52 | 26378.43 | 27432.12 | 28193.45 | 28704.82 | 28805.5 | 28255.49 | 27044.91 | 26045.38 | 25247.14 | 23259.63 | 21087.52 | 19269.74 | 542.927 | 28805.5 | 8 | 2021
2021-08-07 | 18123.35 | 17590.96 | 16856.1 | 16430.48 | 16309.12 | 16289.02 | 16182.16 | 17430.9 | 19301.26 | 21033.35 | 22637.48 | 24203.75 | 25468.4 | 26441.91 | 27178.41 | 27658.22 | 27785.78 | 27296.56 | 26165.94 | 25289.95 | 24569.53 | 22732.93 | 20842.05 | 19175.06 | 522.9927 | 27785.78 | 8 | 2021
2021-08-08 | 18183.27 | 17870.4 | 17114.75 | 16671.3 | 16533.85 | 16500.39 | 16396.22 | 17680.5 | 19621.08 | 21440.34 | 23201.52 | 24868.07 | 26202.72 | 27221.94 | 27977.77 | 28456.56 | 28572.79 | 28059.78 | 26880.63 | 25959.61 | 25188.77 | 23300.56 | 21296.92 | 19590.56 | 534.7903 | 28572.79 | 8 | 2021
2021-08-09 | 18498.3 | 17207.96 | 16596.76 | 16372.68 | 16714.26 | 17748.89 | 18623.52 | 19390.73 | 20414.78 | 21714.34 | 23270.95 | 24685 | 25885.29 | 26937.86 | 27717.33 | 28256.92 | 28388.13 | 27862.71 | 26674.2 | 25707.13 | 24926.57 | 22963.92 | 20853.16 | 19048.74 | 536.4601 | 28388.13 | 8 | 2021
2021-08-10 | 17922.97 | 16739.47 | 16165.14 | 15970.27 | 16324.81 | 17379.46 | 18266.88 | 18946.51 | 19814.85 | 20934.17 | 22204.59 | 23301.38 | 24229.05 | 25050.79 | 25649.42 | 26085.03 | 26187.89 | 25735.38 | 24732.29 | 23960.75 | 23360.81 | 21703.52 | 19761.45 | 18094.2 | 508.5211 | 26187.89 | 8 | 2021
2021-08-11 | 17219.31 | 16504.67 | 15950.06 | 15772.49 | 16142.65 | 17213.8 | 18111.67 | 18757.03 | 19561 | 20600.52 | 21791.22 | 22754.01 | 23633.85 | 24431.72 | 25027.72 | 25476.56 | 25602.47 | 25176.42 | 24207.24 | 23474.56 | 22902.95 | 21334.56 | 19423.87 | 17786.44 | 498.8568 | 25602.47 | 8 | 2021
2021-08-12 | 16961.06 | 17370.23 | 16748.66 | 16513.18 | 16830.85 | 17853.05 | 18741.22 | 19502.42 | 20530.41 | 21847.57 | 23437.02 | 24794.98 | 25879.64 | 26803.47 | 27445.31 | 27878.27 | 27953.3 | 27445.02 | 26332.99 | 25457.16 | 24747.04 | 22833.64 | 20779.31 | 19023.14 | 533.7089 | 27953.3 | 8 | 2021
2021-08-13 | 17976.96 | 17741.86 | 17092.2 | 16840.63 | 17155.59 | 18193.68 | 19093.54 | 19911.1 | 21028.23 | 22454.46 | 24231.99 | 25686.56 | 26836.88 | 27784.5 | 28421.14 | 28815.52 | 28854.28 | 28310.29 | 27142.85 | 26208.44 | 25420.59 | 23444.06 | 21273.93 | 19479.7 | 549.399 | 28854.28 | 8 | 2021
2021-08-14 | 18358.4 | 17165.54 | 16464.87 | 16069.61 | 15976.18 | 15994.42 | 15933.98 | 17117.21 | 18874.67 | 20468.5 | 21940.39 | 23294.69 | 24499.93 | 25457.16 | 26208.46 | 26725.52 | 26910.82 | 26473.86 | 25385.65 | 24580.22 | 23877.41 | 22156.62 | 20322.65 | 18699.89 | 508.9567 | 26910.82 | 8 | 2021
2021-08-15 | 17757.33 | 17222.9 | 16517.28 | 16118 | 16018.82 | 16030.17 | 15972.59 | 17164.87 | 18943.62 | 20562.06 | 22069.93 | 23501.38 | 24774.86 | 25803.13 | 26615.11 | 27177.75 | 27388.39 | 26942.64 | 25807.57 | 24960.7 | 24211.45 | 22413.18 | 20546.93 | 18892.61 | 513.4133 | 27388.39 | 8 | 2021
2021-08-16 | 17857.85 | 17780.59 | 17130.78 | 16873.77 | 17192.03 | 18225.58 | 19140.68 | 19966.44 | 21110.36 | 22565.27 | 24411.32 | 25934.21 | 27166.59 | 28184.8 | 28882.22 | 29321.47 | 29385.59 | 28835.42 | 27624.42 | 26656.44 | 25824.54 | 23808.88 | 21562.52 | 19729.95 | 555.1717 | 29385.59 | 8 | 2021
2021-08-17 | 18535.64 | 18828.01 | 18100.53 | 17773.8 | 18015.12 | 18983.61 | 19892.67 | 20831.46 | 22205.5 | 24155.86 | 26346.74 | 28094.96 | 29409.84 | 30417.45 | 31016.62 | 31328.39 | 31279.19 | 30661.59 | 29389.08 | 28366.93 | 27477.01 | 25366.01 | 22851.12 | 20937.99 | 590.2651 | 31328.39 | 8 | 2021
2021-08-18 | 19611.7 | 17944.22 | 17281.76 | 17011.65 | 17299.46 | 18306.67 | 19228.41 | 20055.14 | 21220.53 | 22727.45 | 24633.84 | 26183.62 | 27412.43 | 28430.14 | 29108.89 | 29537.49 | 29598.78 | 29052.81 | 27841.36 | 26890.29 | 26060.47 | 24034.83 | 21748.28 | 19913.87 | 561.1341 | 29598.78 | 8 | 2021
2021-08-19 | 18747.38 | 18205.09 | 17524.47 | 17238.56 | 17515.29 | 18517.84 | 19443.61 | 20299.81 | 21520.09 | 23151.94 | 25127.89 | 26710.55 | 27930.36 | 28905.59 | 29523.61 | 29887.66 | 29901.78 | 29340.89 | 28135.13 | 27189.41 | 26359.63 | 24325.74 | 21997.87 | 20159.61 | 567.6598 | 29901.78 | 8 | 2021
2021-08-20 | 18970.16 | 17665.09 | 17023.46 | 16779.7 | 17102.28 | 18160.51 | 19105.29 | 19902.68 | 20994.82 | 22391.82 | 24137.38 | 25593.67 | 26765.12 | 27745.74 | 28414.61 | 28839.57 | 28916.87 | 28394.09 | 27213.11 | 26294.3 | 25468.35 | 23474.28 | 21299.98 | 19503.35 | 550.1562 | 28916.87 | 8 | 2021
2021-08-21 | 18365.09 | 16934.93 | 16254.26 | 15877.1 | 15801.41 | 15850.62 | 15838.4 | 16980 | 18670.72 | 20184.31 | 21580.91 | 22822.39 | 23996.27 | 24945.28 | 25702.87 | 26238.71 | 26463.4 | 26063.93 | 24998.55 | 24245.2 | 23538.35 | 21875.86 | 20070.86 | 18473.98 | 501.7734 | 26463.4 | 8 | 2021
2021-08-22 | 17533.01 | 16713.42 | 16050.08 | 15688.09 | 15626.47 | 15692.4 | 15693.77 | 16803.44 | 18435.94 | 19878.05 | 21202.65 | 22353.38 | 23448.72 | 24371.92 | 25122.23 | 25665.35 | 25908.9 | 25533.75 | 24500.74 | 23787.05 | 23105.26 | 21526.09 | 19751.44 | 18183.22 | 492.5754 | 25908.9 | 8 | 2021
2021-08-23 | 17255.77 | 16784.99 | 16211.24 | 16021.12 | 16396.92 | 17493.53 | 18465.13 | 19153.09 | 20050.65 | 21199.15 | 22531.97 | 23807.96 | 24936.56 | 25957.72 | 26732.8 | 27293.96 | 27493.22 | 27041.24 | 25904.47 | 25047.08 | 24263.39 | 22384.15 | 20367.95 | 18618.1 | 521.4122 | 27493.22 | 8 | 2021
2021-08-24 | 17486.28 | 16873.47 | 16291.98 | 16092.84 | 16441.15 | 17510.28 | 18478.6 | 19160.7 | 20064.01 | 21226.88 | 22580.07 | 23879.39 | 24992.3 | 26008.51 | 26767.89 | 27325.27 | 27525.07 | 27079.42 | 25950.47 | 25112.21 | 24344.99 | 22454.77 | 20436.26 | 18691.31 | 522.7741 | 27525.07 | 8 | 2021
2021-08-25 | 17562.84 | 16698.94 | 16130.61 | 15942.94 | 16300.8 | 17379.54 | 18355.84 | 19014.52 | 19876.07 | 20986.56 | 22288.77 | 23513.5 | 24614.8 | 25638.92 | 26418.87 | 27003.27 | 27229.26 | 26799.42 | 25679.04 | 24854.91 | 24092.99 | 22246.07 | 20239.87 | 18506.49 | 517.3748 | 27229.26 | 8 | 2021
2021-08-26 | 17390.72 | 16458.94 | 15909.66 | 15738.33 | 16112.22 | 17209.94 | 18198.05 | 18821.8 | 19618.07 | 20648.85 | 21866.56 | 22940.55 | 23970.26 | 24941.44 | 25690.64 | 26264.51 | 26498.95 | 26096.15 | 25025.76 | 24256.34 | 23537.16 | 21802.53 | 19838.37 | 18145.53 | 506.9813 | 26498.95 | 8 | 2021
2021-08-27 | 17109.31 | 16020.48 | 15505.32 | 15371.47 | 15793.36 | 16958.63 | 17973.13 | 18542.87 | 19215.15 | 20093.06 | 21132.78 | 21970.72 | 22751.29 | 23579.64 | 24233.8 | 24744.76 | 24968.5 | 24610.61 | 23646.1 | 22981.01 | 22362.82 | 20837.75 | 18971.43 | 17369.95 | 486.7439 | 24968.5 | 8 | 2021
2021-08-28 | 16479.01 | 15324.14 | 14767.89 | 14498.74 | 14521.73 | 14679.08 | 14737.66 | 15654.56 | 16930.42 | 17932.02 | 18813.64 | 19598.74 | 20332.14 | 21001.15 | 21625.64 | 22148.38 | 22468.55 | 22258.13 | 21527.76 | 21104.64 | 20666.18 | 19333.77 | 17740.02 | 16344.48 | 440.4885 | 22468.55 | 8 | 2021
2021-08-29 | 15667.64 | 15186.31 | 14642.21 | 14383.43 | 14419.04 | 14595.22 | 14666.9 | 15559.72 | 16789.17 | 17736.31 | 18550.89 | 19256.51 | 19907.7 | 20496.75 | 21056.02 | 21533.39 | 21829.75 | 21646.03 | 20972.68 | 20609.42 | 20219.29 | 18934.99 | 17390.28 | 16042.1 | 432.0917 | 21829.75 | 8 | 2021
2021-08-30 | 15465.99 | 17496 | 16875.74 | 16645.16 | 16993.59 | 18091.17 | 19112.14 | 19870.87 | 20913.24 | 22249.72 | 23915.3 | 25325.89 | 26472.92 | 27426.5 | 28076.97 | 28495.97 | 28601.52 | 28121.1 | 26972.11 | 26126.74 | 25293.97 | 23316.71 | 21195.82 | 19421.64 | 542.4768 | 28601.52 | 8 | 2021
2021-08-31 | 18165.45 | 17735.33 | 17095.83 | 16846.15 | 17158.42 | 18221.03 | 19237.12 | 20009.7 | 21095.59 | 22493.6 | 24280.85 | 25740.94 | 26897.99 | 27856.93 | 28488.83 | 28892.49 | 28984.52 | 28496.93 | 27337.8 | 26492.93 | 25658.89 | 23663.27 | 21476.37 | 19690.93 | 552.0179 | 28984.52 | 8 | 2021
2021-09-01 | 18689.48 | 16610.33 | 16086.07 | 15903.77 | 16246.1 | 17293.46 | 18317.5 | 18829.39 | 19692.36 | 21085.31 | 22861.17 | 24414.59 | 25700.98 | 26843.93 | 27642.81 | 28176.43 | 28195.43 | 27431.65 | 26240.87 | 25645.7 | 24204.32 | 22071.17 | 19794.72 | 18205.26 | 526.1828 | 28195.43 | 9 | 2021
2021-09-02 | 17256.08 | 16280.76 | 15781.55 | 15620.91 | 15983.35 | 17052.17 | 18087.72 | 18554.42 | 19332.89 | 20479.98 | 22116.45 | 23550.34 | 24751.94 | 25843.39 | 26623.38 | 27163.75 | 27207.28 | 26480.88 | 25349.23 | 24819.3 | 23430.03 | 21357.54 | 19295.14 | 17749.94 | 510.1684 | 27207.28 | 9 | 2021
2021-09-03 | 16855.84 | 16108.83 | 15623.55 | 15481.21 | 15873.51 | 16985.84 | 18040.05 | 18492.21 | 19225.15 | 20237.25 | 21775.94 | 23137 | 24292.76 | 25352.22 | 26120.16 | 26651.07 | 26701.3 | 25990.67 | 24880.99 | 24372.52 | 22979.92 | 20929.45 | 18995.39 | 17475.1 | 502.5779 | 26701.3 | 9 | 2021
2021-09-04 | 16594.09 | 16009.33 | 15442.72 | 15136.43 | 15120.06 | 15248.55 | 15383.23 | 16237.15 | 17675.43 | 18968.07 | 20138.6 | 21499.84 | 22651.11 | 23582.24 | 24306.45 | 24804.27 | 24897.05 | 24276.1 | 23295.35 | 22968.76 | 21704.08 | 19951.17 | 18417.63 | 17072.56 | 471.3803 | 24897.05 | 9 | 2021
2021-09-05 | 16382.11 | 16485.22 | 15881.67 | 15543.52 | 15494.8 | 15589.25 | 15719.02 | 16638.97 | 18209.41 | 19662.64 | 21240.13 | 22886.93 | 24258.29 | 25374.06 | 26225.5 | 26793.93 | 26902.86 | 26223.6 | 25091 | 24617.69 | 23207.2 | 21223.81 | 19354.36 | 17909.4 | 496.9154 | 26902.86 | 9 | 2021
2021-09-06 | 16822.3 | 15681.58 | 15104.37 | 14807.89 | 14886.11 | 15231.75 | 15509.79 | 16159.23 | 17534.19 | 19126.92 | 20895.78 | 22613.56 | 23835.27 | 24867.15 | 25707.41 | 26314.74 | 26352.54 | 25513.63 | 24295.44 | 23837.78 | 22466.92 | 20515.29 | 18794.18 | 17344.04 | 484.2179 | 26352.54 | 9 | 2021
2021-09-07 | 16556.3 | 16157.67 | 15668.44 | 15516.79 | 15885.14 | 16964.98 | 18031.14 | 18477.63 | 19230.78 | 20302.28 | 21920.21 | 23385.66 | 24661.56 | 25854.17 | 26735.27 | 27365.74 | 27481.22 | 26771.31 | 25590.07 | 25037.18 | 23582.11 | 21469.27 | 19359.85 | 17793.59 | 509.7984 | 27481.22 | 9 | 2021
2021-09-08 | 16787.13 | 16990.35 | 16441.49 | 16237.82 | 16565.48 | 17618.67 | 18688.51 | 19234.87 | 20176.81 | 21852.43 | 23760.46 | 25413.79 | 26748.87 | 27891.44 | 28649.04 | 29123.38 | 29109.04 | 28332.06 | 27108.62 | 26511.3 | 25003.29 | 22813.45 | 20344.43 | 18721.64 | 540.1244 | 29123.38 | 9 | 2021
2021-09-09 | 17619.15 | 16353.39 | 15851.33 | 15688.46 | 16049.58 | 17130.64 | 18210.86 | 18676.49 | 19468.69 | 20680.36 | 22356.92 | 23852.6 | 25124.4 | 26284.08 | 27115 | 27691.71 | 27772.45 | 27054.35 | 25875.99 | 25333.38 | 23868.97 | 21744.83 | 19567.33 | 17998.2 | 517.3692 | 27772.45 | 9 | 2021
2021-09-10 | 17014.08 | 15800.38 | 15340.96 | 15221.29 | 15634.48 | 16780.29 | 17887.17 | 18287.77 | 18939.03 | 19850.92 | 21155.13 | 22450.69 | 23593.99 | 24680.55 | 25495.59 | 26085.52 | 26208.06 | 25545.75 | 24447.12 | 23987.94 | 22574.06 | 20535.07 | 18716.48 | 17216.9 | 493.4492 | 26208.06 | 9 | 2021
2021-09-11 | 16317.84 | 15181.08 | 14677.39 | 14426.16 | 14455.08 | 14632.49 | 14820.3 | 15560.65 | 16802.32 | 17847.99 | 18800.1 | 19734.23 | 20718.66 | 21741.61 | 22620.6 | 23299.65 | 23561.4 | 23029.23 | 22065.85 | 21799.9 | 20526.23 | 19083.68 | 17593.5 | 16288.42 | 445.5844 | 23561.4 | 9 | 2021
2021-09-12 | 15580.15 | 14929.75 | 14445.46 | 14211.03 | 14255.88 | 14450.26 | 14645.71 | 15351.23 | 16526.66 | 17490.95 | 18357.87 | 19215.1 | 20003.86 | 20933.99 | 21786.52 | 22461.23 | 22735.89 | 22233.22 | 21323.27 | 21113.87 | 19948.83 | 18636.6 | 17186.36 | 15919.61 | 433.7433 | 22735.89 | 9 | 2021
2021-09-13 | 15242.92 | 14619.16 | 14256.94 | 14217.94 | 14724.07 | 15971.49 | 17130.57 | 17358.83 | 17679.43 | 18190.12 | 18831.5 | 19345.27 | 19789.3 | 20315.28 | 20798.55 | 21199.77 | 21288.22 | 20788.22 | 20076.97 | 20019.01 | 19229.38 | 17970.73 | 16485.45 | 15235.01 | 430.7641 | 21288.22 | 9 | 2021
2021-09-14 | 14748.68 | 14478.21 | 14126.54 | 14093.85 | 14585.32 | 15817.82 | 16976.74 | 17168.45 | 17435.95 | 17887.72 | 18471.73 | 18926.13 | 19309.59 | 19738.97 | 20137.59 | 20539.74 | 20645.17 | 20175.78 | 19613.8 | 19622.94 | 18883.1 | 17661.19 | 16205.66 | 14990.46 | 422.2411 | 20645.17 | 9 | 2021
2021-09-15 | 14575.01 | 15056.9 | 14656.46 | 14581.72 | 15027.04 | 16205.64 | 17351.32 | 17631.02 | 18077.88 | 18744.88 | 19584.54 | 20406.53 | 21302.03 | 22211.56 | 22923.07 | 23491.15 | 23657.85 | 23101.83 | 22186.28 | 21941.35 | 20696.73 | 19162.07 | 17539.67 | 16163.42 | 456.2759 | 23657.85 | 9 | 2021
2021-09-16 | 15404.92 | 15149.09 | 14741.78 | 14661.17 | 15100.55 | 16274.41 | 17424.36 | 17715.66 | 18187.57 | 18885.17 | 19760.76 | 20687.82 | 21631.91 | 22583.88 | 23325.58 | 23911.82 | 24086.56 | 23521.08 | 22572.18 | 22298.84 | 21018.76 | 19383.87 | 17739.73 | 16342.41 | 462.4099 | 24086.56 | 9 | 2021
2021-09-17 | 15564.36 | 14769.74 | 14395.27 | 14349.15 | 14838.6 | 16083.38 | 17262.68 | 17503.67 | 17856.22 | 18407.32 | 19103.59 | 19689.22 | 20247.27 | 20974.36 | 21544.65 | 22007.61 | 22138.1 | 21628.15 | 20835.93 | 20716.04 | 19685.32 | 18366.19 | 16837.39 | 15547.78 | 440.352 | 22138.1 | 9 | 2021
2021-09-18 | 14969.61 | 14373.51 | 13945.95 | 13760.99 | 13861.3 | 14135.19 | 14396.92 | 14997.09 | 15972.15 | 16697.26 | 17290.18 | 17853.96 | 18364.52 | 18842.98 | 19294.46 | 19685.81 | 19872.79 | 19577.15 | 19081.76 | 19140.35 | 18374.7 | 17228.52 | 15951.59 | 14852.1 | 402.5208 | 19872.79 | 9 | 2021
2021-09-19 | 14467.68 | 14561.89 | 14116.55 | 13915.94 | 14002.24 | 14265.25 | 14529.77 | 15157.43 | 16189.61 | 16986.25 | 17653.54 | 18283.03 | 18841.22 | 19349.88 | 19812.56 | 20246.27 | 20476.41 | 20066.96 | 19531.89 | 19560.45 | 18759.79 | 17578.06 | 16269.71 | 15139.82 | 409.7622 | 20476.41 | 9 | 2021
2021-09-20 | 14695.91 | 15667.98 | 15225.85 | 15117.98 | 15556.6 | 16746.01 | 17931.18 | 18295.6 | 18900.24 | 19758.92 | 20966.69 | 22189.89 | 23266.89 | 24273.6 | 25017.52 | 25557.2 | 25686.15 | 25073.22 | 24035.26 | 23683.64 | 22280.26 | 20277.11 | 18569.14 | 17106.55 | 485.8794 | 25686.15 | 9 | 2021
2021-09-21 | 16150.97 | 15597.68 | 15161.16 | 15055.05 | 15478.2 | 16656.15 | 17841.23 | 18175.6 | 18736.25 | 19550.3 | 20649.35 | 21760.36 | 22694.68 | 23570.71 | 24196.61 | 24659.01 | 24755.03 | 24172.13 | 23230.14 | 22982.63 | 21679.52 | 19869.16 | 18217.96 | 16814.5 | 477.6544 | 24755.03 | 9 | 2021
2021-09-22 | 16008.27 | 15243.51 | 14852.08 | 14786.13 | 15249.73 | 16472.64 | 17679.59 | 17942.93 | 18357.13 | 18991.35 | 19771.54 | 20517.97 | 21229.75 | 21924.28 | 22428.77 | 22832.46 | 22936.14 | 22436.38 | 21653.17 | 21564.27 | 20398.73 | 18996.75 | 17450.91 | 16149.51 | 455.874 | 22936.14 | 9 | 2021
2021-09-23 | 15509.03 | 14534.35 | 14213.77 | 14210.3 | 14733.7 | 16019.37 | 17254.89 | 17401.66 | 17584.35 | 17932.72 | 18411.37 | 18772.82 | 19080.61 | 19447.55 | 19744.18 | 20074.01 | 20223.82 | 19857.62 | 19418.76 | 19516.34 | 18791.16 | 17604.97 | 16201.48 | 15037.35 | 421.5762 | 20223.82 | 9 | 2021
2021-09-24 | 14654.63 | 14547.13 | 14240.69 | 14256.65 | 14812.14 | 16144.34 | 17401.82 | 17542.26 | 17686.74 | 17983.56 | 18398.79 | 18700.41 | 18961.73 | 19284.14 | 19550.13 | 19813.06 | 19926.89 | 19651.56 | 19237.97 | 19355.23 | 18626.22 | 17457 | 16085.87 | 14949.94 | 419.2689 | 19926.89 | 9 | 2021
2021-09-25 | 14554.73 | 13828.37 | 13461.17 | 13329.38 | 13486.32 | 13838.9 | 14171.74 | 14664.12 | 15435.5 | 15914.79 | 16238.31 | 16534.16 | 16808.95 | 17086.91 | 17395.5 | 17709.97 | 17905.5 | 17703.36 | 17376.06 | 17626.22 | 16986.41 | 15983.57 | 14859.09 | 13906.6 | 376.8056 | 17905.5 | 9 | 2021
2021-09-26 | 13730.97 | 14105.15 | 13768.08 | 13665.97 | 13852.88 | 14236.65 | 14591.44 | 15062.18 | 15764.75 | 16155 | 16380.95 | 16579.89 | 16767.73 | 16970.29 | 17225.1 | 17517.38 | 17732.43 | 17589.92 | 17333.65 | 17646.88 | 17056.07 | 16101.17 | 15022.79 | 14117.04 | 378.9744 | 17732.43 | 9 | 2021
2021-09-27 | 13939.21 | 14837.1 | 14604.71 | 14687.96 | 15321.05 | 16728.96 | 18041.23 | 18112.85 | 18079.58 | 18149.55 | 18315.43 | 18368.15 | 18410.39 | 18530.08 | 18652.52 | 18848.45 | 18991.32 | 18846.81 | 18617.55 | 18906.56 | 18317.48 | 17286.01 | 16042.63 | 15030.87 | 415.6664 | 18991.32 | 9 | 2021
2021-09-28 | 14735.36 | 14636.19 | 14386.4 | 14449.41 | 15041.9 | 16409.78 | 17710.37 | 17773.88 | 17761.2 | 17866.02 | 18075.97 | 18167.06 | 18231.54 | 18386.84 | 18530.37 | 18744.75 | 18887.56 | 18721.62 | 18468.2 | 18751.71 | 18160.8 | 17115.37 | 15854.39 | 14830.94 | 411.6976 | 18887.56 | 9 | 2021
2021-09-29 | 14590.3 | 14540.61 | 14195.5 | 14169.17 | 14670.36 | 15945.25 | 17209.14 | 17377.54 | 17631.01 | 18069.64 | 18657.65 | 19143.88 | 19573.14 | 20086.58 | 20584.52 | 21021.36 | 21193.91 | 20768.78 | 20071.11 | 20109.23 | 19256.59 | 17991.21 | 16524.38 | 15297.6 | 428.6785 | 21193.91 | 9 | 2021
2021-09-30 | 14750.61 | 14875.8 | 14513.58 | 14472.93 | 14962.36 | 16230.24 | 17502.96 | 17704.29 | 18019.57 | 18535.02 | 19200.58 | 19750.61 | 20296.62 | 20954.45 | 21448.3 | 21865.86 | 22021.49 | 21581.5 | 20849.66 | 20857.16 | 19795.82 | 18495.63 | 16998.87 | 15743.79 | 441.4277 | 22021.49 | 9 | 2021
2021-10-01 | 15474.65 | 15149.55 | 14861.84 | 14867.63 | 15352.41 | 16465.57 | 17674.42 | 18201.4 | 18708.14 | 19365.45 | 20187.85 | 20915.17 | 21568.65 | 22250.02 | 22765.79 | 23147.48 | 23222.1 | 22886.82 | 22622.51 | 22283.81 | 21072.21 | 19521.83 | 17685.54 | 16475.87 | 462.7267 | 23222.1 | 10 | 2021
2021-10-02 | 15662.59 | 14759.14 | 14394.2 | 14243.45 | 14348.11 | 14544.39 | 14864.53 | 15621.88 | 16657.16 | 17420.8 | 18229.08 | 19066.52 | 19822.92 | 20513.8 | 21110.54 | 21556.41 | 21710.62 | 21425.87 | 21202.07 | 20956.43 | 19800.03 | 18393.18 | 16969.35 | 15921.62 | 429.1947 | 21710.62 | 10 | 2021
2021-10-03 | 15226.45 | 14365.66 | 14021.23 | 13887.49 | 14009.18 | 14226.9 | 14560.13 | 15272.57 | 16229.06 | 16897.95 | 17438.82 | 18121.27 | 18776.76 | 19392.18 | 19944.03 | 20370.93 | 20529.32 | 20273.33 | 20117.11 | 19949.12 | 18853.46 | 17515.24 | 16355.69 | 15358.52 | 411.6924 | 20529.32 | 10 | 2021
2021-10-04 | 14741.69 | 14262.44 | 14016.57 | 14050.36 | 14576.02 | 15732.25 | 16936.83 | 17244.28 | 17476.92 | 17894.26 | 18454.04 | 18911.4 | 19328.85 | 19799.17 | 20168.2 | 20460.73 | 20504.13 | 20218.57 | 20122.97 | 19972.94 | 18921.75 | 17538.12 | 16271.7 | 15213.01 | 422.8172 | 20504.13 | 10 | 2021
2021-10-05 | 14595.91 | 14061.34 | 13854.59 | 13921.36 | 14462.06 | 15635.49 | 16850.63 | 17083.13 | 17171 | 17318.94 | 17606.98 | 17787.72 | 17929.19 | 18170.26 | 18363.68 | 18564.85 | 18599.86 | 18409.97 | 18508.61 | 18554.34 | 17686.38 | 16714.23 | 15566.84 | 14627.54 | 402.0449 | 18599.86 | 10 | 2021
2021-10-06 | 14230.23 | 13961.01 | 13725.73 | 13765.24 | 14277.94 | 15425.14 | 16635.31 | 16894.49 | 17059.16 | 17304.14 | 17732.86 | 18074.66 | 18370.74 | 18751.43 | 19048.53 | 19306.88 | 19344.58 | 19089.2 | 19071.42 | 19018.87 | 18049.64 | 16921.78 | 15711.08 | 14709.1 | 406.4792 | 19344.58 | 10 | 2021
2021-10-07 | 14205.96 | 13832.61 | 13601.27 | 13643.71 | 14160.01 | 15314.06 | 16531.11 | 16777.71 | 16923.11 | 17145.97 | 17492.08 | 17799.46 | 18063.79 | 18416.59 | 18692.63 | 18936.7 | 18969.25 | 18719.35 | 18721.95 | 18695.94 | 17743.51 | 16704.47 | 15510.5 | 14524.31 | 401.126 | 18969.25 | 10 | 2021
2021-10-08 | 14070.06 | 13772.74 | 13545.24 | 13599.37 | 14138.52 | 15333.05 | 16567.17 | 16813.92 | 16940.01 | 17137.84 | 17422.04 | 17658.03 | 17882.56 | 18191.99 | 18435.45 | 18644.36 | 18663.55 | 18418.63 | 18438.74 | 18428.42 | 17467.5 | 16501.09 | 15331.14 | 14364.86 | 397.7663 | 18663.55 | 10 | 2021
2021-10-09 | 13928.55 | 13668.52 | 13368.33 | 13272.12 | 13433.96 | 13709.06 | 14091.11 | 14709.47 | 15499.48 | 15969.75 | 16293.38 | 16613.02 | 16916.38 | 17227.02 | 17562.23 | 17910.2 | 18066.09 | 17887.91 | 17900.49 | 17931.02 | 17083.67 | 16196.11 | 15168.64 | 14290.9 | 378.6974 | 18066.09 | 10 | 2021
2021-10-10 | 13865.63 | 13839.25 | 13557.23 | 13479.02 | 13659.12 | 13953.83 | 14351.17 | 14956.29 | 15704.75 | 16121.4 | 16386.5 | 16648.28 | 16899.85 | 17165.53 | 17446.12 | 17770.17 | 17942.56 | 17812.82 | 17881.41 | 17963.06 | 17135.24 | 16275.74 | 15275.97 | 14426.14 | 380.5171 | 17963.06 | 10 | 2021
2021-10-11 | 13998.16 | 14038.62 | 13856.52 | 13948.76 | 14537.1 | 15775.3 | 17049.3 | 17262.08 | 17296.52 | 17373.62 | 17548.09 | 17639.08 | 17718.7 | 17891.41 | 18038.87 | 18206.63 | 18257.4 | 18117.26 | 18268.25 | 18381.44 | 17513.79 | 16611.71 | 15505.18 | 14597.63 | 399.4314 | 18381.44 | 10 | 2021
2021-10-12 | 14180.52 | 14147.66 | 13977.68 | 14079.58 | 14657.46 | 15883.48 | 17160.38 | 17346.23 | 17333.85 | 17358.09 | 17487.57 | 17503.88 | 17502.79 | 17623.5 | 17729.17 | 17890.47 | 17962.08 | 17869.48 | 18079.16 | 18256.63 | 17446.22 | 16587.24 | 15507.15 | 14633.4 | 398.2037 | 18256.63 | 10 | 2021
2021-10-13 | 14260.11 | 14481.19 | 14331.46 | 14454.24 | 15052.97 | 16300.86 | 17655.1 | 17896.1 | 17836.89 | 17805.79 | 17870.38 | 17821.59 | 17764.2 | 17837.32 | 17909.61 | 18062.98 | 18164.44 | 18131.91 | 18393.29 | 18615.55 | 17831.17 | 16898.4 | 15838.53 | 14986.05 | 406.2001 | 18615.55 | 10 | 2021
2021-10-14 | 14595.31 | 14852.99 | 14731.44 | 14882.69 | 15509.71 | 16784.92 | 18319 | 18541.98 | 18407.19 | 18275.72 | 18231.16 | 18075.63 | 17923.2 | 17914.83 | 17929.95 | 18063.85 | 18195.83 | 18240.41 | 18583.19 | 18872.24 | 18141.72 | 17171.02 | 16146.57 | 15330.76 | 413.7213 | 18872.24 | 10 | 2021
2021-10-15 | 14978.63 | 15598.48 | 15503.47 | 15692.26 | 16365.95 | 17756.86 | 19541.83 | 19782.6 | 19601.96 | 19399.1 | 19272.61 | 19049.24 | 18847.4 | 18791.54 | 18776.24 | 18900.27 | 19079.7 | 19209.51 | 19600.25 | 19910.85 | 19171.27 | 18109.2 | 16943.32 | 16142.71 | 436.0253 | 19910.85 | 10 | 2021
2021-10-16 | 15711.52 | 14360.19 | 14152.34 | 14146.81 | 14401.63 | 14782.26 | 15252.55 | 15791.81 | 16358.53 | 16544.42 | 16556.3 | 16565.44 | 16589.12 | 16655.24 | 16790.33 | 16971.5 | 17144.72 | 17192.49 | 17426.7 | 17740.82 | 17083.52 | 16348.35 | 15475.6 | 14751.93 | 384.7941 | 17740.82 | 10 | 2021
2021-10-17 | 14493.34 | 14008.39 | 13794.5 | 13781.43 | 14030.03 | 14410.44 | 14884.87 | 15410.52 | 15971.59 | 16155.7 | 16163.31 | 16164.13 | 16177.62 | 16232.76 | 16357.25 | 16524.41 | 16680.15 | 16710.18 | 16943.24 | 17192.62 | 16617.83 | 15891.31 | 15031.44 | 14318.25 | 373.9453 | 17192.62 | 10 | 2021
2021-10-18 | 14067.76 | 14329.16 | 14186.6 | 14317.93 | 14947.52 | 16241.65 | 17613.44 | 17843.39 | 17763.41 | 17705.45 | 17736.1 | 17659.83 | 17589.71 | 17631.74 | 17680.69 | 17802.97 | 17895.79 | 17868.71 | 18140.43 | 18389.24 | 17581.7 | 16717.6 | 15677.67 | 14835.28 | 402.2238 | 18389.24 | 10 | 2021
2021-10-19 | 14450.67 | 13944.51 | 13780.54 | 13887.41 | 14472.76 | 15722.68 | 17043.36 | 17202.96 | 17157.91 | 17147.15 | 17213.55 | 17183.15 | 17139.35 | 17200.42 | 17256.74 | 17373.95 | 17448.02 | 17374.99 | 17611.74 | 17850.18 | 17127.13 | 16292.58 | 15240.61 | 14391.69 | 391.514 | 17850.18 | 10 | 2021
2021-10-20 | 14058.23 | 14130.71 | 13978.31 | 14097.1 | 14694.42 | 15957.24 | 17290.4 | 17459.2 | 17378.51 | 17338.71 | 17374.44 | 17315.45 | 17246.83 | 17286.79 | 17333.19 | 17463.27 | 17554.25 | 17515.7 | 17782.31 | 18047.42 | 17287.46 | 16464.43 | 15424.47 | 14588.11 | 395.0669 | 18047.42 | 10 | 2021
2021-10-21 | 14233.69 | 14688.93 | 14553.38 | 14691.18 | 15306.44 | 16585.13 | 18100.31 | 18322.27 | 18222.91 | 18142.68 | 18159.97 | 18073.93 | 17986.76 | 18034.11 | 18083.56 | 18229.31 | 18364.95 | 18386.46 | 18676.98 | 18953.07 | 18155.03 | 17146.4 | 16102.72 | 15265.28 | 412.4655 | 18953.07 | 10 | 2021
2021-10-22 | 14853.25 | 15294.01 | 15197.51 | 15383.83 | 16057.31 | 17407.8 | 19209.04 | 19419.38 | 19215.35 | 18992.75 | 18845.73 | 18602.79 | 18382.43 | 18307.77 | 18271.71 | 18373.84 | 18547.29 | 18676.57 | 19073.46 | 19428.79 | 18675.41 | 17618.5 | 16591.09 | 15805.86 | 426.2315 | 19428.79 | 10 | 2021
2021-10-23 | 15388.91 | 14716.61 | 14561.33 | 14607.59 | 14916.15 | 15365.43 | 15906.98 | 16394.94 | 16830.77 | 16852.18 | 16685.2 | 16518.17 | 16384.11 | 16311.74 | 16343.95 | 16477.22 | 16686.73 | 16843.93 | 17203.2 | 17626.71 | 17068.45 | 16415.58 | 15633.85 | 14999.49 | 386.7392 | 17626.71 | 10 | 2021
2021-10-24 | 14778.72 | 14607.66 | 14443.47 | 14480.75 | 14781.03 | 15224.66 | 15767.78 | 16259.06 | 16712.96 | 16758.84 | 16618.97 | 16479.25 | 16368.75 | 16316.2 | 16361.24 | 16498.12 | 16701.91 | 16842.67 | 17181.81 | 17581.03 | 17016.54 | 16349.25 | 15556.59 | 14910.8 | 384.5981 | 17581.03 | 10 | 2021
2021-10-25 | 14661.79 | 15952.04 | 15901.32 | 16128.52 | 16852.41 | 18486.23 | 20383.39 | 20575.19 | 20279.88 | 19929.81 | 19653.06 | 19291.9 | 18978.08 | 18813.8 | 18718.04 | 18809.89 | 19044.82 | 19295.55 | 19796.68 | 20242.6 | 19545.9 | 18542.04 | 17334.78 | 16582.28 | 443.8 | 20575.19 | 10 | 2021
2021-10-26 | 16104.35 | 16619.67 | 16600.01 | 16857.79 | 17619.78 | 19479.6 | 21395.91 | 21567.48 | 21188.77 | 20730.09 | 20343.89 | 19875.7 | 19457.3 | 19223.25 | 19076.85 | 19174.49 | 19471.7 | 19831.71 | 20425.4 | 20949.25 | 20322.23 | 19367.84 | 18137.19 | 17267.4 | 461.0877 | 21567.48 | 10 | 2021
2021-10-27 | 16806.86 | 16364.45 | 16327.56 | 16567.62 | 17283.87 | 19057.26 | 20969.27 | 21147.97 | 20812.72 | 20413.15 | 20092.24 | 19689.52 | 19328.7 | 19144.02 | 19031.25 | 19139.21 | 19419.15 | 19733.23 | 20276.55 | 20765.21 | 20099.48 | 19112.67 | 17855.75 | 17033.14 | 456.4708 | 21147.97 | 10 | 2021
2021-10-28 | 16595.4 | 15702.04 | 15638.8 | 15850.36 | 16540.14 | 18049.51 | 19948.42 | 20119.4 | 19828.18 | 19495.39 | 19243.62 | 18902.78 | 18592.06 | 18447.91 | 18359.67 | 18460.83 | 18692.81 | 18925.7 | 19412.54 | 19871.67 | 19175.52 | 18167.11 | 17041.93 | 16292.87 | 437.3547 | 20119.4 | 10 | 2021
2021-10-29 | 15934 | 14705.85 | 14589.52 | 14754.26 | 15409.67 | 16760.51 | 18394.28 | 18582.66 | 18401.18 | 18220.89 | 18120.99 | 17925.11 | 17743.83 | 17699.87 | 17677.35 | 17767.74 | 17913.53 | 17990.68 | 18342.2 | 18702.3 | 17900.25 | 16974.21 | 15982.99 | 15192.13 | 411.686 | 18702.3 | 10 | 2021
2021-10-30 | 14860.68 | 13435.85 | 13197.82 | 13159.85 | 13387.65 | 13776.87 | 14312.54 | 14820.77 | 15410.05 | 15642.42 | 15707.35 | 15771.04 | 15841.34 | 15943.46 | 16092.42 | 16257.56 | 16402.81 | 16395.07 | 16574.53 | 16827.88 | 16182.75 | 15414.02 | 14542.21 | 13811.11 | 363.7681 | 16827.88 | 10 | 2021
2021-10-31 | 13563.67 | 13539.64 | 13324.75 | 13309.12 | 13559.7 | 13973.95 | 14526.64 | 15012.22 | 15541.41 | 15697.92 | 15678.45 | 15656.07 | 15648.26 | 15681.74 | 15780.97 | 15922.02 | 16076.37 | 16111.8 | 16352.02 | 16662.36 | 16062.52 | 15338.69 | 14510.74 | 13823 | 361.354 | 16662.36 | 10 | 2021
2021-11-01 | 13291.66 | 13766.24 | 13642.98 | 13775.65 | 14347.01 | 15596.71 | 16910.19 | 17147.73 | 17072.46 | 16971.69 | 16902.75 | 16787.03 | 16682.53 | 16616.25 | 16547.46 | 16663.4 | 17033.62 | 17385.84 | 17346.37 | 17642.5 | 17202.06 | 16426.55 | 15407.16 | 14566.74 | 385.7326 | 17642.5 | 11 | 2021
2021-11-02 | 14017.15 | 13434.44 | 13292.16 | 13402.63 | 13932.25 | 15141.33 | 16440.82 | 16665.5 | 16606.82 | 16537.44 | 16507.38 | 16423.32 | 16333.86 | 16297.16 | 16244.66 | 16373.92 | 16736.62 | 17060.84 | 16998.9 | 17293.1 | 16855.14 | 16071.2 | 15040.19 | 14193.27 | 377.9001 | 17293.1 | 11 | 2021
2021-11-03 | 13705.52 | 13959.33 | 13797.97 | 13893.57 | 14406.26 | 15593.84 | 16891.21 | 17165.68 | 17194.94 | 17228.67 | 17320.1 | 17371.04 | 17410.04 | 17489.66 | 17523.65 | 17781.88 | 18459.31 | 19020.97 | 18750.21 | 19090.91 | 18156.32 | 17077.77 | 15965.16 | 15040.58 | 400.2946 | 19090.91 | 11 | 2021
2021-11-04 | 14338.01 | 14665.17 | 14584.13 | 14759.05 | 15351.05 | 16617.58 | 18267.21 | 18664.43 | 18396.37 | 18036.99 | 17717.38 | 17422.8 | 17220.3 | 17089.14 | 16973.14 | 17096.06 | 17532.94 | 18305.83 | 18380.44 | 19018.45 | 18336.93 | 17310.31 | 16325.07 | 15528.97 | 407.9377 | 19018.45 | 11 | 2021
2021-11-05 | 14963.25 | 15090.17 | 15030.36 | 15234.27 | 15866.37 | 17184.17 | 19248.87 | 19648.07 | 19312.77 | 18857.47 | 18427.49 | 17930.88 | 17560.42 | 17383.35 | 17235.43 | 17336.3 | 17865.93 | 18784.96 | 18928.12 | 19610.23 | 18944.67 | 17665.86 | 16705.45 | 15932.47 | 420.7473 | 19648.07 | 11 | 2021
2021-11-06 | 15355.1 | 14173.22 | 14031.75 | 14077.92 | 14338.24 | 14774.72 | 15320.2 | 15868.28 | 16289.41 | 16277.2 | 16054.96 | 15871.37 | 15723.04 | 15582.15 | 15524.21 | 15691.74 | 16196.82 | 16710.6 | 16798.88 | 17246.83 | 16884.58 | 16257.19 | 15466.01 | 14806.92 | 375.3213 | 17246.83 | 11 | 2021
2021-11-07 | 14453.97 | 14095.51 | 13962.17 | 13999.1 | 14269.64 | 14692.38 | 14967.32 | 15424.19 | 15757.26 | 15736.16 | 15576.08 | 15471.87 | 15374.41 | 15282.22 | 15308.65 | 15506.44 | 16139.17 | 17036.11 | 17085.39 | 16841.52 | 16247.97 | 15570.89 | 14813.21 | 14196.84 | 367.8085 | 17085.39 | 11 | 2021
2021-11-08 | 14051.29 | 14800.51 | 14732.86 | 14907.4 | 15538.87 | 16827.02 | 18155.82 | 18412.82 | 18016.22 | 17650.81 | 17532.01 | 17413.65 | 17294.17 | 17223.21 | 17202.65 | 17353.75 | 18077.4 | 19585.82 | 19576.18 | 18982.84 | 17823.96 | 16981.23 | 16019.05 | 15249.04 | 409.4086 | 19585.82 | 11 | 2021
2021-11-09 | 14876.08 | 14528.79 | 14461.15 | 14631.57 | 15239.94 | 16506.36 | 17630.18 | 17840.52 | 17449.65 | 17211.12 | 17074.58 | 16913.63 | 16740.9 | 16639.39 | 16591.88 | 16734.84 | 17302.57 | 18561.92 | 18598.02 | 18071.08 | 17288.36 | 16515.88 | 15580.11 | 14841.4 | 397.8299 | 18598.02 | 11 | 2021
2021-11-10 | 14577.69 | 14807.39 | 14754 | 14939.41 | 15562.26 | 16842.41 | 18242.93 | 18449.18 | 17958.63 | 17500.01 | 17329.21 | 17136.49 | 16936.86 | 16812.76 | 16749.91 | 16890.86 | 17475.64 | 18924.93 | 19007.25 | 18515.42 | 17553.86 | 16793.76 | 15869.25 | 15142.84 | 404.773 | 19007.25 | 11 | 2021
2021-11-11 | 14850.06 | 15358.57 | 15333.96 | 15549.51 | 16201.72 | 17509.71 | 19460.98 | 19657.92 | 19082.74 | 18489.67 | 18043.78 | 17571.51 | 17316.47 | 17145.84 | 17051.31 | 17187.65 | 17939.92 | 19624.45 | 19801.07 | 19381.2 | 18356.87 | 17337.87 | 16436.85 | 15736.1 | 420.4257 | 19801.07 | 11 | 2021
2021-11-12 | 15436.52 | 15260.1 | 15228.37 | 15443.65 | 16107.14 | 17442.12 | 19296.71 | 19503.5 | 18945.31 | 18373.85 | 17943.05 | 17567.21 | 17324.28 | 17156.83 | 17063.15 | 17182.77 | 17849.78 | 19507.7 | 19656.12 | 19213.68 | 18145.1 | 17201.61 | 16301.03 | 15596.31 | 418.7459 | 19656.12 | 11 | 2021
2021-11-13 | 15299.11 | 15271 | 15207.42 | 15316.81 | 15658.66 | 16155.66 | 16498.17 | 16930.75 | 17136.56 | 16943.72 | 16601.68 | 16326.66 | 16082.43 | 15865.3 | 15804 | 15980.67 | 16690.93 | 17746.3 | 18070.01 | 17848.76 | 17279.58 | 16671.59 | 15982.88 | 15438.84 | 392.8075 | 18070.01 | 11 | 2021
2021-11-14 | 15259.85 | 16499.61 | 16498.43 | 16673.41 | 17078.39 | 17632.84 | 18287.04 | 19045.68 | 19244.18 | 18650.3 | 17766.03 | 17304.22 | 16941.33 | 16624.63 | 16496.31 | 16664.69 | 17448.11 | 19332.54 | 19860.07 | 19786.77 | 18994.42 | 18015.57 | 17249.41 | 16758.94 | 424.1128 | 19860.07 | 11 | 2021
2021-11-15 | 16493.61 | 16957.18 | 17018.99 | 17327.7 | 18429.38 | 20937.37 | 23081.62 | 23262.71 | 22448.49 | 21517.42 | 20710.3 | 19895.15 | 19162.06 | 18615.26 | 18278.94 | 18475.78 | 19731.57 | 21746.14 | 22189.37 | 21966.93 | 21062.46 | 19857.83 | 18375.69 | 17486.11 | 475.0281 | 23262.71 | 11 | 2021
2021-11-16 | 17096.22 | 16025.25 | 16038.17 | 16293.21 | 16983.91 | 18901.87 | 20993.5 | 21167.67 | 20474.12 | 19721.32 | 19108.18 | 18468.79 | 17873.5 | 17525.41 | 17386.23 | 17512.89 | 18594.66 | 20433.96 | 20734.42 | 20426.55 | 19456.51 | 18185.4 | 17128.44 | 16463.88 | 442.9941 | 21167.67 | 11 | 2021
2021-11-17 | 16168.26 | 16149.85 | 16170.24 | 16432.82 | 17131.72 | 19180.89 | 21290.25 | 21458.98 | 20741.24 | 19956.05 | 19309.52 | 18640.44 | 18018.97 | 17594.83 | 17446.89 | 17571.77 | 18715.56 | 20585.41 | 20910 | 20624.98 | 19663.68 | 18403.32 | 17257.69 | 16600.94 | 446.0243 | 21458.98 | 11 | 2021
2021-11-18 | 16267.28 | 16264.56 | 16291.2 | 16560.36 | 17265.64 | 19428.95 | 21549.62 | 21715.25 | 20978.33 | 20167 | 19493.04 | 18798.64 | 18155.66 | 17700.85 | 17506.88 | 17631.54 | 18832.34 | 20727.7 | 21072.82 | 20805.32 | 19853.67 | 18602.9 | 17376.48 | 16725.55 | 449.7716 | 21715.25 | 11 | 2021
2021-11-19 | 16408.43 | 15731.55 | 15728.7 | 15974.23 | 16667.94 | 18325.07 | 20431.08 | 20612.55 | 19957.39 | 19258.09 | 18694.41 | 18104.19 | 17623.6 | 17406.45 | 17276.25 | 17386.08 | 18272.54 | 20052.29 | 20296.26 | 19952.44 | 18917.22 | 17663.82 | 16793.05 | 16118.59 | 433.6522 | 20612.55 | 11 | 2021
2021-11-20 | 15818.32 | 16175.92 | 16162.79 | 16325.29 | 16718.81 | 17272.1 | 17675.21 | 18419.7 | 18639.58 | 18083.06 | 17421.69 | 17028.98 | 16685.93 | 16384.83 | 16264.28 | 16428.21 | 17199.51 | 18852.42 | 19342.4 | 19268.98 | 18438.32 | 17563.09 | 16920.85 | 16425.24 | 415.5155 | 19342.4 | 11 | 2021
2021-11-21 | 16193.61 | 16041.92 | 16023.37 | 16179.89 | 16568.53 | 17119.47 | 17521.5 | 18153.07 | 18385.15 | 17847.71 | 17298.81 | 16918.02 | 16584.56 | 16291.59 | 16176.05 | 16339.26 | 17104.72 | 18665.51 | 19137.68 | 19057.94 | 18211.88 | 17427.6 | 16783.2 | 16284.79 | 412.3158 | 19137.68 | 11 | 2021
2021-11-22 | 16075.43 | 15839.37 | 15850.43 | 16105.48 | 16818.17 | 18630.85 | 20767.77 | 20939.32 | 20254.46 | 19514.07 | 18909.35 | 18286.52 | 17717.8 | 17485.13 | 17347.39 | 17456.52 | 18406.89 | 20226.28 | 20504.94 | 20196.83 | 19177.7 | 17888.48 | 16971.88 | 16302.46 | 437.6735 | 20939.32 | 11 | 2021
2021-11-23 | 15971.16 | 18078.89 | 18286.18 | 18946.81 | 20407.88 | 22992.33 | 25230.58 | 25369.52 | 24379.05 | 23216.25 | 22169.46 | 21129.28 | 20193.58 | 19492.73 | 19045.74 | 19231.41 | 20612.45 | 22854.96 | 23484.13 | 23433.25 | 22631.4 | 21516.45 | 20121.8 | 19100.15 | 507.8954 | 25369.52 | 11 | 2021
2021-11-24 | 18277.66 | 17543.37 | 17638.14 | 18186.76 | 19615.35 | 22175.18 | 24404.53 | 24542.58 | 23601.05 | 22509.13 | 21537.38 | 20568.2 | 19693 | 19042.51 | 18628.05 | 18814.77 | 20158.59 | 22329.2 | 22898.37 | 22812.06 | 21971.07 | 20825.84 | 19409.79 | 18363.18 | 495.5458 | 24542.58 | 11 | 2021
2021-11-25 | 17561.02 | 16490.72 | 16527.04 | 16751.56 | 17267.07 | 18503.84 | 19519.6 | 19849.87 | 19692.99 | 19272.41 | 18683.67 | 17885.94 | 17136.82 | 16667.69 | 16429.99 | 16571.83 | 17313.21 | 19241.64 | 19806.46 | 19897.16 | 19220.57 | 18333.57 | 17399.78 | 16948.77 | 432.9732 | 19897.16 | 11 | 2021
2021-11-26 | 16726.22 | 16302.08 | 16326.21 | 16545.19 | 17066.73 | 18129.34 | 19148.08 | 19491.25 | 19367.31 | 18990.05 | 18438.6 | 17677.58 | 17084.26 | 16626.87 | 16396.23 | 16522.29 | 17241.77 | 19014.87 | 19534.81 | 19588.02 | 18859.47 | 17943.39 | 17170.16 | 16710.55 | 426.9013 | 19588.02 | 11 | 2021
2021-11-27 | 16618.13 | 16311.09 | 16308.47 | 16481.83 | 16887.52 | 17461.41 | 18070.53 | 18797.1 | 18976.47 | 18370.94 | 17553.45 | 17136.98 | 16775.03 | 16458.04 | 16325.29 | 16482.18 | 17269.71 | 19030.95 | 19552.37 | 19529.54 | 18690.02 | 17705.7 | 17078.84 | 16597.56 | 420.4692 | 19552.37 | 11 | 2021
2021-11-28 | 16375.1 | 17876.5 | 18010.43 | 18473.56 | 19347.72 | 20478.04 | 21346.96 | 22057.03 | 22017.33 | 21104.72 | 19883.68 | 18811.91 | 17883.4 | 17379.84 | 17164.6 | 17310.66 | 18536.51 | 20953.99 | 21726.99 | 21883.2 | 21187.13 | 20316.98 | 19304.88 | 18564.13 | 467.9953 | 22057.03 | 11 | 2021
2021-11-29 | 17968.39 | 17875.37 | 18082.84 | 18745.47 | 20231.58 | 22859.02 | 25145.71 | 25282.2 | 24292.19 | 23130.46 | 22078.55 | 21042.99 | 20123.57 | 19417.99 | 18966.76 | 19129.36 | 20499.98 | 22734.58 | 23352.38 | 23307.94 | 22461.76 | 21333.27 | 19950.06 | 18929.89 | 506.9423 | 25282.2 | 11 | 2021
2021-11-30 | 18219.99 | 17392.3 | 17483.63 | 17907.61 | 19331.51 | 21900.22 | 24160.34 | 24285 | 23342.42 | 22256.02 | 21288.91 | 20327.92 | 19460.49 | 18815.69 | 18401.96 | 18579.66 | 19918.56 | 22079.18 | 22637.93 | 22566.19 | 21702.2 | 20548.28 | 19139.61 | 18097.14 | 489.8428 | 24285 | 11 | 2021
2021-12-01 | 17892.04 | 17537.96 | 17468.01 | 17742.22 | 18620.42 | 20371.48 | 22418.28 | 22804.67 | 22273.26 | 21506.85 | 20909.7 | 20338.62 | 19770.42 | 19393.58 | 19195.65 | 19483.23 | 20761.64 | 22616.7 | 22549.51 | 22136.56 | 21268.26 | 20282.47 | 18968.67 | 17862.65 | 484.1729 | 22804.67 | 12 | 2021
2021-12-02 | 17523.44 | 19641.89 | 19669.7 | 20048.11 | 21024.98 | 23374.63 | 25789 | 26172.05 | 25445.41 | 24400.19 | 23403.73 | 22358.73 | 21378.15 | 20848.45 | 20557.51 | 20842.14 | 22514.03 | 24871 | 25032.52 | 24775.57 | 23968.65 | 22759.87 | 21201.36 | 20167.4 | 537.7685 | 26172.05 | 12 | 2021
2021-12-03 | 19669.57 | 21465.03 | 21615.32 | 22269.95 | 23744.58 | 26336.68 | 28839.1 | 29209.28 | 28267.47 | 26918.86 | 25592.78 | 24236.1 | 22990.87 | 22070.52 | 21527.58 | 21855.95 | 23828.74 | 26464.07 | 26864.79 | 26774.64 | 26086.5 | 24996.58 | 23456.94 | 22214.97 | 587.2969 | 29209.28 | 12 | 2021
2021-12-04 | 21496.66 | 20641.16 | 20672.23 | 20959.2 | 21583.97 | 22553.39 | 23541.13 | 24521.02 | 24665.62 | 23695.26 | 22314.62 | 21137 | 20279.38 | 19590.6 | 19275.22 | 19608.55 | 21203.52 | 23818.58 | 24291.92 | 24360.06 | 23781.76 | 22922.57 | 21736.45 | 20922.63 | 529.5725 | 24665.62 | 12 | 2021
2021-12-05 | 20655.91 | 19498.33 | 19474.99 | 19704.45 | 20228.01 | 20911.28 | 21713.53 | 22695.6 | 22950.38 | 22137.45 | 21030.41 | 20199.88 | 19440.94 | 18834.4 | 18573.04 | 18909.12 | 20438.95 | 22646.5 | 22989.69 | 22972.32 | 22318.69 | 21418.19 | 20485.38 | 19688.74 | 499.9162 | 22989.69 | 12 | 2021
2021-12-06 | 19481.27 | 18975.93 | 18983.33 | 19342.09 | 20322.42 | 22449.59 | 24876.53 | 25255.45 | 24564.88 | 23572.49 | 22623.44 | 21625.32 | 20875.14 | 20373.02 | 20091.3 | 20352.67 | 21780.8 | 24061.8 | 24171.84 | 23888.73 | 23030.65 | 21800.6 | 20479.51 | 19434.74 | 522.4135 | 25255.45 | 12 | 2021
2021-12-07 | 19045.14 | 15365.22 | 15187.69 | 15349.36 | 16119.57 | 17783.38 | 19504.16 | 19797.71 | 19561.18 | 19216.66 | 18949.42 | 18618.56 | 18257.07 | 18052.8 | 17968.42 | 18265.55 | 19423.1 | 20749.33 | 20500.08 | 20061.91 | 19238.02 | 18149.8 | 16757.57 | 15562.19 | 437.4839 | 20749.33 | 12 | 2021
2021-12-08 | 15403.92 | 16770 | 16665.06 | 16902.88 | 17746.33 | 19476.06 | 21242.37 | 21618 | 21169.69 | 20658.62 | 20214.41 | 19717.68 | 19214.95 | 18891.99 | 18727.81 | 19013.58 | 20254.01 | 21848.55 | 21696.04 | 21290.14 | 20544.29 | 19523.87 | 18190.28 | 17059.2 | 463.8397 | 21848.55 | 12 | 2021
2021-12-09 | 16685.2 | 16193.96 | 16060.58 | 16268.73 | 17083.31 | 18789.43 | 20543.17 | 20827.88 | 20516.68 | 20069.17 | 19691.92 | 19257.61 | 18808.89 | 18530.84 | 18396.17 | 18684.14 | 19892 | 21317.96 | 21152.6 | 20779.06 | 20001.54 | 18954.9 | 17600.75 | 16446.08 | 452.5526 | 21317.96 | 12 | 2021
2021-12-10 | 16165.52 | 16469.1 | 16349.83 | 16576.89 | 17424.27 | 19173.05 | 20948.29 | 21241.26 | 20909.91 | 20429.59 | 20011.76 | 19539.96 | 19062.36 | 18755.01 | 18599.03 | 18867.91 | 20080.77 | 21548.94 | 21383.11 | 21014.94 | 20221.76 | 19177.42 | 17839.86 | 16698.92 | 458.4895 | 21548.94 | 12 | 2021
2021-12-11 | 16366.79 | 18252.21 | 18169.88 | 18337.04 | 18802.12 | 19439.98 | 20138.84 | 20877.91 | 21157.91 | 20667.96 | 19893.82 | 19192.48 | 18543.1 | 18028.08 | 17826.31 | 18164.84 | 19627.21 | 21432.31 | 21601.6 | 21503.31 | 20929.96 | 20175.49 | 19203.59 | 18361.87 | 466.6946 | 21601.6 | 12 | 2021
2021-12-12 | 18075.79 | 18873.89 | 18822.67 | 19022.45 | 19519.09 | 20184.4 | 20901.17 | 21730.47 | 22037.41 | 21307.61 | 20459.23 | 19688.97 | 18980.79 | 18416.67 | 18182.36 | 18517.39 | 20015.96 | 22008.13 | 22283.31 | 22231.81 | 21528.26 | 20791.37 | 19843.13 | 19027.86 | 482.4502 | 22283.31 | 12 | 2021
2021-12-13 | 18763.71 | 17869.42 | 17824.81 | 18128.62 | 19057.58 | 20872.1 | 23135.02 | 23512.04 | 22924.54 | 22081.56 | 21301.11 | 20676.11 | 20075.23 | 19653.62 | 19424.27 | 19687.17 | 20984.21 | 22953.07 | 22936.36 | 22578.42 | 21636.97 | 20625.36 | 19340.97 | 18257.21 | 494.2995 | 23512.04 | 12 | 2021
2021-12-14 | 17907.65 | 16966.86 | 16876.19 | 17128.43 | 17987.51 | 19736.67 | 21615.13 | 21982.96 | 21478.72 | 20867.19 | 20382.69 | 19850.57 | 19316.71 | 18967.53 | 18784.47 | 19063.25 | 20320.3 | 21980.92 | 21864.74 | 21451.37 | 20708.11 | 19700.33 | 18384.68 | 17271.92 | 470.5949 | 21982.96 | 12 | 2021
2021-12-15 | 16971.47 | 15882.26 | 15737.3 | 15932.68 | 16736.67 | 18437.79 | 20196.51 | 20475.91 | 20177.49 | 19751.06 | 19395.67 | 18983.51 | 18552.29 | 18288.8 | 18162.73 | 18447.27 | 19641.01 | 21040.99 | 20855.52 | 20476.07 | 19681.07 | 18624.53 | 17268 | 16109.41 | 445.826 | 21040.99 | 12 | 2021
2021-12-16 | 15847.2 | 14983.56 | 14793.72 | 14941.97 | 15700.62 | 17362.05 | 19094.81 | 19378.57 | 19151.76 | 18826.35 | 18577.57 | 18265 | 17918.65 | 17726.18 | 17647.51 | 17936.82 | 19078.2 | 20377.49 | 20109.13 | 19672.06 | 18829.29 | 17732.24 | 16342.11 | 15145.98 | 425.4388 | 20377.49 | 12 | 2021
2021-12-17 | 14925.68 | 18372.38 | 18349.64 | 18678.25 | 19623.54 | 21498.07 | 23928.69 | 24300.82 | 23658.31 | 22739.91 | 21868.2 | 21053.4 | 20392.2 | 19931.04 | 19672.17 | 19927.82 | 21253.58 | 23387.02 | 23427.14 | 23113.32 | 22198 | 21060.94 | 19799.36 | 18742.14 | 501.9016 | 24300.82 | 12 | 2021
2021-12-18 | 18234.66 | 20214.18 | 20231.3 | 20503.13 | 21068.95 | 21933.76 | 22946.56 | 23910.79 | 24070.09 | 23128.94 | 21777.66 | 20752.12 | 19913.67 | 19240.19 | 18932.51 | 19257.21 | 20835.78 | 23296.32 | 23738.95 | 23810.72 | 23198.28 | 22322.54 | 21223.24 | 20467.77 | 515.0093 | 24070.09 | 12 | 2021
2021-12-19 | 20109.66 | 17226.76 | 17095.66 | 17211.4 | 17628.15 | 18227.79 | 18910.1 | 19649.1 | 20002.99 | 19619.8 | 18957.73 | 18363.04 | 17804.37 | 17365.23 | 17213.32 | 17553.68 | 18960 | 20656.73 | 20718.53 | 20582.63 | 19950.81 | 19151.05 | 18147.13 | 17268.43 | 448.3741 | 20718.53 | 12 | 2021
2021-12-20 | 17187.27 | 18160.95 | 18132.41 | 18453.17 | 19398.79 | 21230.65 | 23630.94 | 24001.75 | 23376.92 | 22483.56 | 21638.52 | 20901.9 | 20269.58 | 19821.51 | 19574.08 | 19832.66 | 21148.87 | 23220.31 | 23243.13 | 22919.46 | 21995.29 | 20909.89 | 19640.81 | 18573.14 | 499.7456 | 24001.75 | 12 | 2021
2021-12-21 | 18152.64 | 19767 | 19816.63 | 20216.85 | 21217.22 | 23676.87 | 26158.03 | 26506.09 | 25704 | 24567.69 | 23470.48 | 22332.04 | 21282.31 | 20710.16 | 20378.48 | 20639.57 | 22275.38 | 24697.45 | 24924.6 | 24753.63 | 23966.7 | 22794.01 | 21267.31 | 20273.7 | 539.5488 | 26506.09 | 12 | 2021
2021-12-22 | 19783.27 | 20445.37 | 20528.85 | 20964.67 | 22215.63 | 24749.69 | 27256.64 | 27600.37 | 26726.81 | 25489.74 | 24285.99 | 23048.25 | 21901.16 | 21134.54 | 20767.2 | 21024.56 | 22836.35 | 25358.72 | 25668.46 | 25554.89 | 24815.22 | 23682.86 | 22115.18 | 21000.61 | 558.955 | 27600.37 | 12 | 2021
2021-12-23 | 20522.51 | 22134.1 | 22349.53 | 23047.4 | 24552.14 | 27175.41 | 29740.56 | 30074.63 | 29039.57 | 27574.98 | 26129.98 | 24666.89 | 23328.54 | 22334.06 | 21739.01 | 22063.97 | 24103.24 | 26852.55 | 27349.44 | 27366.09 | 26734.08 | 25693.12 | 24201.94 | 23012.76 | 601.7865 | 30074.63 | 12 | 2021
2021-12-24 | 22131.36 | 21517.08 | 21679.24 | 22238.41 | 23307.33 | 24768.07 | 26082.29 | 26632.04 | 26346.69 | 25472.66 | 24301.43 | 22894.34 | 21309.72 | 20352.51 | 19858.57 | 20130.43 | 21816.34 | 24548.73 | 25133.46 | 25386.8 | 24964.87 | 24236.49 | 23193.01 | 22309.96 | 560.6118 | 26632.04 | 12 | 2021
2021-12-25 | 21762.43 | 18757.61 | 18675.97 | 18775.46 | 18947.85 | 18731.09 | 18510.77 | 19410.83 | 20204.73 | 20078.83 | 19428.36 | 18705.44 | 17819.59 | 17055.91 | 16786.25 | 17170.74 | 18720.21 | 20618.47 | 20903.88 | 21059.25 | 20679.41 | 20180.6 | 19560.25 | 18969.25 | 461.5132 | 21762.43 | 12 | 2021
2021-12-26 | 19056.79 | 16604.41 | 16510.97 | 16602.2 | 16809.77 | 16809.36 | 16800.6 | 17623.42 | 18644.29 | 18980.34 | 18875.52 | 18658.25 | 18273.63 | 17960.34 | 17980 | 18414.73 | 19810.45 | 21230.01 | 21012.75 | 20626.48 | 19768.45 | 18797.68 | 17696.21 | 16718.67 | 440.2653 | 21230.01 | 12 | 2021
2021-12-27 | 16578.83 | 17187.33 | 17109.46 | 17378.33 | 18274.44 | 20060.93 | 22042.68 | 22422 | 21902.73 | 21190.03 | 20677.87 | 20126.06 | 19587.38 | 19218.14 | 19024.18 | 19288.89 | 20547.2 | 22278.39 | 22180.24 | 21769.08 | 20947.37 | 19941.72 | 18635.03 | 17526.05 | 475.8944 | 22422 | 12 | 2021
2021-12-28 | 17151.23 | 15619.13 | 15461 | 15642.69 | 16433.78 | 18122.88 | 19873.29 | 20154.18 | 19876.43 | 19479.76 | 19153.97 | 18770.53 | 18364.01 | 18121.53 | 18010.39 | 18295.3 | 19473.31 | 20843.16 | 20633.35 | 20236.9 | 19426.22 | 18357.54 | 16992.75 | 15824.82 | 440.3181 | 20843.16 | 12 | 2021
2021-12-29 | 15584.67 | 18959.42 | 18967.15 | 19323.45 | 20281.58 | 22387.43 | 24825.58 | 25183.38 | 24472.76 | 23463.79 | 22500.12 | 21486.17 | 20721.61 | 20216.95 | 19931.65 | 20198.88 | 21628.09 | 23924.11 | 24048.44 | 23799.34 | 22956.86 | 21734.83 | 20431.51 | 19401.96 | 516.4297 | 25183.38 | 12 | 2021
2021-12-30 | 18885.06 | 18061.9 | 18024.59 | 18333.91 | 19246.08 | 21039.92 | 23369.05 | 23732.71 | 23117.17 | 22242.28 | 21419.99 | 20723.32 | 20088.75 | 19654.97 | 19416.75 | 19688.56 | 21006.76 | 23047.1 | 23062.06 | 22737.44 | 21833.19 | 20782.36 | 19507.65 | 18439.9 | 497.4615 | 23732.71 | 12 | 2021
2021-12-31 | 18115.82 | 19207.66 | 19220.76 | 19588.31 | 20569.39 | 22782.2 | 25229.01 | 25606.85 | 24898.09 | 23882.69 | 22907.14 | 21882.71 | 21047.12 | 20537.15 | 20248.23 | 20505.04 | 22008.35 | 24317.76 | 24440.23 | 24174.18 | 23306.3 | 22072.63 | 20687.01 | 19653.91 | 526.8885 | 25606.85 | 12 | 2021
2022-01-01 | 19168.51 | 16453.48 | 16271.06 | 16250.94 | 16293.51 | 16040.76 | 15898.28 | 16634.21 | 17483.65 | 17695.49 | 17414.99 | 17061.62 | 16496.08 | 15946.7 | 15772.88 | 16044.82 | 16944.25 | 18481.42 | 18843.02 | 18974.79 | 18448.58 | 17828.41 | 17147.43 | 16564.23 | 410.1591 | 19168.51 | 1 | 2022
2022-01-02 | 16678.68 | 16023.89 | 15831.26 | 15865.44 | 16171.36 | 16705.99 | 17419.85 | 18019.3 | 18419.27 | 18328.32 | 17972.32 | 17683.38 | 17380.26 | 17100.45 | 17017.86 | 17261.13 | 18081.88 | 19517.13 | 19723.16 | 19607.85 | 18871.58 | 17987.3 | 16956.22 | 16116.91 | 420.7408 | 19723.16 | 1 | 2022
2022-01-03 | 15952.9 | 15437.86 | 15263.79 | 15408.45 | 16128.66 | 17743.21 | 19491.65 | 19675.64 | 19432.05 | 19242.69 | 19106.35 | 18932.9 | 18714.61 | 18556.2 | 18471.54 | 18651.81 | 19302.88 | 20524.36 | 20542.62 | 20219.63 | 19333.85 | 18225.68 | 16883.83 | 15798.1 | 437.0413 | 20542.62 | 1 | 2022
2022-01-04 | 15463.33 | 19579.46 | 19613.75 | 19974.31 | 20881.52 | 22780.85 | 25234.22 | 25434.49 | 24661.3 | 23774.84 | 22924.11 | 22101.12 | 21462.34 | 20966.75 | 20655.63 | 20819.07 | 21720.05 | 23744.55 | 24292 | 24240.1 | 23398.29 | 22264.59 | 21086.96 | 20188.85 | 527.2625 | 25434.49 | 1 | 2022
2022-01-05 | 19582.56 | 18746.89 | 18738.67 | 19054.93 | 19918.6 | 21651.86 | 23874.41 | 24082.2 | 23400.08 | 22641.17 | 21998.04 | 21437.53 | 20879.57 | 20451.38 | 20185.47 | 20354.08 | 21205.09 | 22939.39 | 23383.72 | 23257.47 | 22382.54 | 21439.71 | 20229.06 | 19294.1 | 511.1285 | 24082.2 | 1 | 2022
2022-01-06 | 18885.11 | 19789.92 | 19829.27 | 20196.21 | 21107.78 | 23078.23 | 25525.79 | 25734.81 | 24959.97 | 24067.33 | 23210.35 | 22322.83 | 21674.77 | 21178.39 | 20868.24 | 21036.72 | 21946.87 | 24060.14 | 24615.36 | 24560.05 | 23724.49 | 22520.74 | 21332.89 | 20431.99 | 536.6582 | 25734.81 | 1 | 2022
2022-01-07 | 19939.15 | 17118.4 | 17025.78 | 17257 | 18052.47 | 19734.22 | 21514.43 | 21692.33 | 21312.96 | 20932.16 | 20591.24 | 20217.44 | 19820.84 | 19523.97 | 19345.16 | 19511.24 | 20253.85 | 21658.05 | 21832.29 | 21612.34 | 20822.41 | 19792.35 | 18518.37 | 17509.94 | 475.5884 | 21832.29 | 1 | 2022
2022-01-08 | 17231.89 | 15044.46 | 14799.09 | 14778.31 | 15030.18 | 15510.21 | 16174.74 | 16786.94 | 17276.74 | 17309.18 | 17082.75 | 16913.13 | 16711.76 | 16517.64 | 16494.4 | 16747.64 | 17505.32 | 18819.89 | 18928.09 | 18733.24 | 17948.9 | 17018.63 | 15942.67 | 15055.18 | 400.361 | 18928.09 | 1 | 2022
2022-01-09 | 14979.59 | 18128.29 | 18036.78 | 18177.89 | 18584.83 | 19200.61 | 19953.67 | 20551.13 | 20795.33 | 20481.66 | 19888.67 | 19376.3 | 18884.01 | 18446.21 | 18260.65 | 18496.62 | 19433.47 | 21093.45 | 21486.32 | 21489.62 | 20869.43 | 20078.26 | 19118.3 | 18359.94 | 464.171 | 21489.62 | 1 | 2022
2022-01-10 | 17993.67 | 20000.05 | 20053.25 | 20436.89 | 21385.2 | 23472.42 | 25923.3 | 26143.03 | 25348.38 | 24421.33 | 23521.61 | 22597.86 | 21890.78 | 21367.65 | 21041.97 | 21196.84 | 22106.05 | 24268.64 | 24849.62 | 24795.72 | 23964.82 | 22776.07 | 21541.24 | 20647.4 | 541.7438 | 26143.03 | 1 | 2022
2022-01-11 | 20090.12 | 18403.14 | 18374.16 | 18668.68 | 19511.2 | 21218.28 | 23263.13 | 23483.54 | 22852.52 | 22174.17 | 21687.12 | 21176.32 | 20659.62 | 20266.94 | 20027.13 | 20202.67 | 21028.03 | 22640.83 | 23033.38 | 22855.46 | 22061.49 | 21101.04 | 19869.55 | 18913.75 | 503.5623 | 23483.54 | 1 | 2022
2022-01-12 | 18551.51 | 17897.41 | 17842.63 | 18109.77 | 18926.61 | 20609.47 | 22437.11 | 22662.72 | 22115.91 | 21651.96 | 21227.48 | 20775.78 | 20308.27 | 19957.25 | 19745.79 | 19925.45 | 20720.56 | 22212.65 | 22487.06 | 22299.85 | 21583.21 | 20599.36 | 19347.33 | 18369.49 | 490.3646 | 22662.72 | 1 | 2022
2022-01-13 | 17995.56 | 17570.15 | 17498.35 | 17747.56 | 18547.25 | 20213.54 | 21978.35 | 22149.97 | 21737.88 | 21313.13 | 20930.11 | 20517.17 | 20082.25 | 19758.77 | 19566.15 | 19748.69 | 20523.7 | 21976.9 | 22198.22 | 22007.79 | 21274.16 | 20275.09 | 19009.18 | 18016.41 | 482.6363 | 22198.22 | 1 | 2022
2022-01-14 | 17668.75 | 19491.61 | 19513.02 | 19864.43 | 20774.36 | 22617.89 | 25025.62 | 25257.38 | 24529.49 | 23693.68 | 22889.8 | 22128.67 | 21518.92 | 21044.51 | 20750.3 | 20908.95 | 21782.52 | 23756.02 | 24261.14 | 24143.11 | 23272.95 | 22150.09 | 20955.86 | 20038.86 | 528.0379 | 25257.38 | 1 | 2022
2022-01-15 | 19527.59 | 16934.19 | 16777.86 | 16851.22 | 17191.9 | 17739.36 | 18428.82 | 19043.14 | 19398.75 | 19237.45 | 18804.86 | 18440.51 | 18073.67 | 17741.84 | 17630.01 | 17879.39 | 18738.57 | 20249.46 | 20521.61 | 20424.55 | 19745.92 | 18898.21 | 17881.96 | 17063.78 | 443.2246 | 20521.61 | 1 | 2022
2022-01-16 | 16940.13 | 16214.05 | 16021.18 | 16055.93 | 16360.01 | 16873.74 | 17538.54 | 18157.81 | 18572.84 | 18494.59 | 18150.09 | 17868.51 | 17571.16 | 17297.93 | 17225.7 | 17480.33 | 18296.73 | 19724.67 | 19928.71 | 19781.64 | 19064.65 | 18183.91 | 17139.04 | 16289.72 | 425.2316 | 19928.71 | 1 | 2022
2022-01-17 | 16136.09 | 18122.31 | 18075.89 | 18355.13 | 19202.13 | 20907.59 | 22797.86 | 23046.28 | 22473.35 | 21959.5 | 21524.05 | 21065.65 | 20603.4 | 20241.94 | 20027.6 | 20200.77 | 20991.51 | 22498.53 | 22835.36 | 22586.95 | 21836.79 | 20853.91 | 19599.74 | 18616.24 | 494.5586 | 23046.28 | 1 | 2022
2022-01-18 | 18135.85 | 20554.54 | 20626.94 | 21028.61 | 21972.27 | 24233.28 | 26646.1 | 26869.69 | 26037.11 | 25054.89 | 24099.74 | 23115.32 | 22210.2 | 21660.78 | 21320.17 | 21491.34 | 22449.07 | 24786.86 | 25425.32 | 25393.62 | 24633.48 | 23480.08 | 22077.36 | 21200.47 | 554.5031 | 26869.69 | 1 | 2022
2022-01-19 | 20633.62 | 24453.81 | 24775.35 | 25550.16 | 27055.95 | 29630.17 | 32161.95 | 32368.07 | 31181.51 | 29698.65 | 28213.24 | 26732.64 | 25371.66 | 24287.44 | 23600.39 | 23797.1 | 25295.23 | 28133.5 | 29185.19 | 29434.78 | 28916.85 | 27966.25 | 26594.45 | 25623.39 | 650.6613 | 32368.07 | 1 | 2022
2022-01-20 | 24685.9 | 23713.5 | 23997.1 | 24732.09 | 26199.44 | 28738.07 | 31243.04 | 31454.81 | 30330.3 | 28934.03 | 27540.08 | 26144.57 | 24855.87 | 23832.34 | 23186.32 | 23388.39 | 24841.91 | 27594.36 | 28575.75 | 28773.34 | 28217.02 | 27232.52 | 25830.76 | 24826.86 | 638.8684 | 31454.81 | 1 | 2022
2022-01-21 | 24129.43 | 22338.13 | 22493.94 | 23144.28 | 24551.86 | 27045.74 | 29506.13 | 29740.93 | 28745 | 27522.68 | 26307.88 | 25078.58 | 23934.69 | 23028.34 | 22460.08 | 22658.95 | 24014.18 | 26590.39 | 27422.06 | 27500.47 | 26839.83 | 25776.72 | 24317.53 | 23246.63 | 608.3945 | 29740.93 | 1 | 2022
2022-01-22 | 22617.12 | 21526.96 | 21593.04 | 21900.98 | 22481.14 | 23460.55 | 24500.06 | 25302.63 | 25320.5 | 24454.92 | 23193.76 | 22132.17 | 21348.55 | 20668.7 | 20328.98 | 20561.35 | 21676.73 | 24060.52 | 24957.56 | 25176.93 | 24621 | 23772.52 | 22640.05 | 21964.67 | 550.2614 | 25320.5 | 1 | 2022
2022-01-23 | 21653.3 | 20986.18 | 21024.55 | 21303.37 | 21838.94 | 22601.62 | 23615.11 | 24423.2 | 24500.91 | 23718.82 | 22545.81 | 21702.85 | 20972.03 | 20336.58 | 20026.91 | 20263.28 | 21346.09 | 23541.81 | 24371.11 | 24540.26 | 23947.41 | 23066.29 | 22045.45 | 21382.76 | 535.7546 | 24540.26 | 1 | 2022
2022-01-24 | 21074.9 | 19382.6 | 19391.76 | 19729.79 | 20631.86 | 22391.9 | 24720.46 | 24981.76 | 24306.73 | 23532.5 | 22791.84 | 22099.41 | 21536.23 | 21091.77 | 20826.58 | 21002.86 | 21855.4 | 23794.68 | 24264.99 | 24078.21 | 23220.65 | 22111.64 | 20888.41 | 19943.82 | 529.6508 | 24981.76 | 1 | 2022
2022-01-25 | 19566.95 | 20221.15 | 20269.57 | 20646.38 | 21564.85 | 23648.31 | 25993.62 | 26240.22 | 25473.08 | 24574.28 | 23706.14 | 22799.85 | 22020.35 | 21513.87 | 21206.28 | 21389.42 | 22299.47 | 24533.42 | 25111.55 | 25006.82 | 24232.62 | 23054.31 | 21724.92 | 20820.13 | 547.6176 | 26240.22 | 1 | 2022
2022-01-26 | 20345.55 | 21643.12 | 21760.82 | 22210.91 | 23468.57 | 25877.3 | 28265.3 | 28507.17 | 27597.15 | 26495.23 | 25411.57 | 24302.58 | 23256.86 | 22438.25 | 22035.41 | 22212.3 | 23463.88 | 25927.81 | 26675 | 26681.94 | 26009.94 | 24915.23 | 23405.69 | 22339.38 | 585.247 | 28507.17 | 1 | 2022
2022-01-27 | 21789.09 | 21212.54 | 21307.37 | 21733.33 | 22809.26 | 25187.27 | 27548.12 | 27796.84 | 26937.98 | 25906.33 | 24897.07 | 23857.23 | 22869.66 | 22158.43 | 21804.66 | 21986.2 | 23129.88 | 25524.53 | 26215.35 | 26176.74 | 25476.17 | 24354.8 | 22819.57 | 21873.49 | 575.3719 | 27796.84 | 1 | 2022
2022-01-28 | 21431.11 | 22975.03 | 23208.17 | 23894.88 | 25325.92 | 27820.99 | 30246.37 | 30498.8 | 29477.94 | 28211.68 | 26948.8 | 25670.85 | 24485.15 | 23545.46 | 22960.78 | 23168.61 | 24548.92 | 27174.56 | 28050.97 | 28129.68 | 27516.02 | 26479.41 | 25024.85 | 23964.5 | 620.7594 | 30498.8 | 1 | 2022
2022-01-29 | 23190.22 | 20357.08 | 20356.72 | 20595.13 | 21090.66 | 21744.2 | 22485.14 | 23318.08 | 23492.32 | 22837.37 | 21927.95 | 21227.75 | 20574.31 | 20005.15 | 19743.96 | 19994.15 | 21028.98 | 23001.56 | 23734.53 | 23805.63 | 23178.16 | 22309.44 | 21388.9 | 20685.78 | 522.0732 | 23805.63 | 1 | 2022
2022-01-30 | 20477.98 | 20595.28 | 20606.06 | 20856.26 | 21362.88 | 22024.66 | 22858.36 | 23691.89 | 23844.16 | 23157.39 | 22145.03 | 21420.53 | 20746.44 | 20160.11 | 19887.96 | 20137.75 | 21185.23 | 23239.87 | 23999.85 | 24086.64 | 23476.75 | 22566.8 | 21633.19 | 20938.66 | 525.0997 | 24086.64 | 1 | 2022
2022-01-31 | 20632.69 | 19262.74 | 19257.62 | 19581.39 | 20467.4 | 22176.19 | 24398.6 | 24683.75 | 24055.29 | 23336.97 | 22653.8 | 22032.55 | 21500.94 | 21084.14 | 20842.03 | 21029.8 | 21862.38 | 23753.81 | 24187.86 | 23942.08 | 23087.45 | 22001.85 | 20755.72 | 19790.07 | 526.3771 | 24683.75 | 1 | 2022
2022-02-01 | 19409.59 | 15951.87 | 15870.98 | 16101.91 | 16846.33 | 18461.83 | 20137.63 | 20192.72 | 19777.66 | 19403.47 | 19107.06 | 18794.29 | 18462.36 | 18211.21 | 18019.98 | 18072.62 | 18423.24 | 19374.94 | 19883.69 | 19796.1 | 19097.11 | 18179.49 | 17052.96 | 16128.98 | 440.758 | 20192.72 | 2 | 2022
2022-02-02 | 16019.17 | 18713.52 | 18762.35 | 19130.62 | 20006.1 | 21868.3 | 24202.97 | 24279.9 | 23462.63 | 22586.39 | 21790.35 | 21082.89 | 20520.05 | 20076.92 | 19759.98 | 19808.24 | 20316.92 | 21586.73 | 22576.64 | 22658.02 | 21892.54 | 20992.44 | 19951.57 | 19125.77 | 501.171 | 24279.9 | 2 | 2022
2022-02-03 | 18689.99 | 19979.04 | 20097.67 | 20538.76 | 21504.17 | 23922.4 | 26304.85 | 26363.94 | 25386.77 | 24288.96 | 23255.08 | 22221.45 | 21299.35 | 20731.88 | 20330.87 | 20362.58 | 20943.73 | 22627.92 | 23801.14 | 24013.87 | 23364.03 | 22372.34 | 21191.35 | 20433.36 | 534.0255 | 26363.94 | 2 | 2022
2022-02-04 | 20037.5 | 19525.3 | 19617.93 | 20036.03 | 20971.76 | 23218.49 | 25580.76 | 25658.5 | 24743.08 | 23725.66 | 22771.79 | 21813.6 | 21067.17 | 20537.71 | 20161.87 | 20184.71 | 20726.6 | 22232.13 | 23331.7 | 23478.06 | 22766.5 | 21733.19 | 20690.21 | 19908.64 | 524.5189 | 25658.5 | 2 | 2022
2022-02-05 | 19582.64 | 19316.38 | 19352.34 | 19624.07 | 20136.27 | 20866.82 | 21702.33 | 22320.23 | 22316.88 | 21559.9 | 20712.46 | 20010.88 | 19373.24 | 18804.35 | 18484.43 | 18580.6 | 19237 | 20679.94 | 21601.92 | 21925.48 | 21404.71 | 20807.29 | 20060.72 | 19464.5 | 487.9254 | 22320.23 | 2 | 2022
2022-02-06 | 19284.44 | 19514.35 | 19558.77 | 19839.51 | 20359.95 | 21095 | 22004.14 | 22624.76 | 22606.26 | 21826.18 | 20893.59 | 20174.21 | 19521.37 | 18939.94 | 18612.42 | 18709.43 | 19375.14 | 20836.17 | 21830.95 | 22162.98 | 21607.35 | 21005.62 | 20263.23 | 19672.45 | 492.3182 | 22624.76 | 2 | 2022
2022-02-07 | 19473.75 | 21807.52 | 22072.05 | 22779.3 | 24207.51 | 26724.89 | 29138.83 | 29224.32 | 28114.63 | 26812.88 | 25560.65 | 24330.12 | 23213.89 | 22304.68 | 21678.75 | 21712.72 | 22599.63 | 24688.35 | 26030.97 | 26322.18 | 25760.99 | 24844.4 | 23581.58 | 22631.64 | 585.6162 | 29224.32 | 2 | 2022
2022-02-08 | 21936.11 | 22685.82 | 22983.81 | 23724.83 | 25165.09 | 27684.64 | 30105.76 | 30186.3 | 29023.12 | 27648.01 | 26324.65 | 25025.15 | 23841.93 | 22893.54 | 22241.83 | 22292.87 | 23238.81 | 25416.78 | 26824.65 | 27163.29 | 26654.17 | 25766.33 | 24518.62 | 23593.75 | 606.9399 | 30186.3 | 2 | 2022
2022-02-09 | 22934.09 | 18360.25 | 18390.53 | 18738.86 | 19594.02 | 21287.12 | 23537.75 | 23629.1 | 22856.01 | 22036.36 | 21299.36 | 20745.78 | 20207.22 | 19784.89 | 19485.01 | 19537.08 | 20012.71 | 21206.74 | 22063.91 | 22090.53 | 21384.64 | 20572.18 | 19515.66 | 18675.19 | 497.945 | 23629.1 | 2 | 2022
2022-02-10 | 18531.04 | 19190.1 | 19260.16 | 19650.79 | 20545.4 | 22587.34 | 24871.32 | 24961.5 | 24106.35 | 23169.37 | 22304.89 | 21424.86 | 20799.87 | 20315.05 | 19974.21 | 20023.3 | 20544.67 | 21940.03 | 22991.24 | 23080.75 | 22387.35 | 21397.74 | 20369.16 | 19560.11 | 513.9866 | 24961.5 | 2 | 2022
2022-02-11 | 19242.2 | 18213.89 | 18230.43 | 18569.85 | 19426.87 | 21128.34 | 23280.96 | 23395.1 | 22662.18 | 21890.27 | 21248.32 | 20723.91 | 20215.16 | 19813.3 | 19527.58 | 19571.54 | 20022.64 | 21180.8 | 21964.95 | 21940.2 | 21245.05 | 20409.42 | 19339.67 | 18481.82 | 491.7244 | 23395.1 | 2 | 2022
2022-02-12 | 18222.81 | 17574.94 | 17514.67 | 17685.99 | 18099.85 | 18726.27 | 19386.74 | 19872.92 | 20039.23 | 19702.02 | 19134.07 | 18653.72 | 18202.43 | 17791.47 | 17581.9 | 17700.71 | 18241.91 | 19463.13 | 20202.25 | 20290.39 | 19771.49 | 19090.49 | 18257.64 | 17570.22 | 448.7773 | 20290.39 | 2 | 2022
2022-02-13 | 17475.99 | 19812.31 | 19861.87 | 20149.22 | 20673.16 | 21393.41 | 22345.06 | 22990.37 | 22979.34 | 22198.67 | 21171.97 | 20447.28 | 19789.32 | 19205.27 | 18881.09 | 18989.28 | 19657.99 | 21125.51 | 22227.1 | 22528.71 | 22006.98 | 21314.45 | 20562.1 | 19964.65 | 497.7511 | 22990.37 | 2 | 2022
2022-02-14 | 19691.71 | 20806.33 | 20953.11 | 21427.81 | 22748.25 | 25182.2 | 27495.48 | 27602.99 | 26606.73 | 25457.9 | 24363.63 | 23271.08 | 22268.39 | 21478.85 | 21064.25 | 21101.19 | 21738.9 | 23666.31 | 24894.1 | 25073.18 | 24480.4 | 23521.33 | 22203.73 | 21296.27 | 558.3941 | 27602.99 | 2 | 2022
2022-02-15 | 20871.73 | 18627.33 | 18662.17 | 19016.28 | 19874.63 | 21631.3 | 23841.23 | 23955.13 | 23189.04 | 22369.05 | 21627.88 | 20990.09 | 20446.76 | 20022.08 | 19725.29 | 19787.72 | 20265.82 | 21465.21 | 22417.72 | 22416.02 | 21692.15 | 20847.75 | 19782.05 | 18935.48 | 502.4599 | 23955.13 | 2 | 2022
2022-02-16 | 18721.25 | 19027.52 | 19080.84 | 19454.61 | 20331.29 | 22258.82 | 24473.57 | 24588.97 | 23786.24 | 22912.9 | 22115.07 | 21314.78 | 20737.15 | 20283.97 | 19968.95 | 20031.07 | 20530.2 | 21862.34 | 22870.51 | 22894.61 | 22201.2 | 21246.64 | 20192.78 | 19360.02 | 510.2453 | 24588.97 | 2 | 2022
2022-02-17 | 19047.48 | 17310.53 | 17276.74 | 17558.98 | 18347.68 | 19960.55 | 21641.52 | 21771.97 | 21191.22 | 20735.41 | 20351.82 | 19948.6 | 19536.33 | 19221.95 | 19000.2 | 19073.95 | 19471.19 | 20514.9 | 21107.97 | 21013.56 | 20410.75 | 19544.78 | 18423.13 | 17515.67 | 469.9769 | 21771.97 | 2 | 2022
2022-02-18 | 17351.97 | 16684.21 | 16615.45 | 16865.84 | 17635.61 | 19241.33 | 20820.27 | 20930.98 | 20533.46 | 20158.78 | 19855.44 | 19526.68 | 19181.54 | 18918.76 | 18731.03 | 18796.28 | 19143.65 | 20103.54 | 20622.88 | 20464.06 | 19799.87 | 18892.17 | 17744.91 | 16805.71 | 455.4244 | 20930.98 | 2 | 2022
2022-02-19 | 16607.2 | 17234.97 | 17147.48 | 17291.35 | 17676.08 | 18257.74 | 18853.17 | 19362.23 | 19586.72 | 19322.48 | 18831.36 | 18418.19 | 18022.85 | 17660.64 | 17488.95 | 17623.45 | 18129.63 | 19284.13 | 19971.64 | 19993.25 | 19467.28 | 18765.58 | 17897.49 | 17175.62 | 440.0695 | 19993.25 | 2 | 2022
2022-02-20 | 17057.27 | 20121.3 | 20177.08 | 20471.8 | 21000.76 | 21803.41 | 22708.69 | 23377.91 | 23371.47 | 22586.23 | 21470.89 | 20726.44 | 20060.58 | 19471.84 | 19149.55 | 19268.94 | 19941.71 | 21417.47 | 22629.48 | 22902.48 | 22415.82 | 21654.53 | 20869.36 | 20266.79 | 504.9218 | 23377.91 | 2 | 2022
2022-02-21 | 19968.27 | 21270.95 | 21430.89 | 22048.57 | 23422.91 | 25844.9 | 28102.68 | 28235.31 | 27230.58 | 26057.73 | 24937.64 | 23816.09 | 22786.41 | 21953.34 | 21433.43 | 21482.15 | 22262.44 | 24221.03 | 25479.13 | 25637.91 | 25091.38 | 24153.1 | 22829.13 | 21821.6 | 571.5176 | 28235.31 | 2 | 2022
2022-02-22 | 21334.54 | 19470.94 | 19537.58 | 19926.38 | 20814.92 | 22896.42 | 25065 | 25201.76 | 24387.45 | 23487.48 | 22660.71 | 21806.51 | 21101.41 | 20631.92 | 20310.51 | 20382.1 | 20893.88 | 22380 | 23419.79 | 23430.8 | 22781.27 | 21740.43 | 20641.36 | 19809.61 | 524.1128 | 25201.76 | 2 | 2022
2022-02-23 | 19567.5 | 15492.38 | 15359.06 | 15537.59 | 16224.41 | 17731.69 | 19229.44 | 19349.05 | 19061.2 | 18839.38 | 18703.53 | 18527.64 | 18307.52 | 18155.54 | 18046.46 | 18142.33 | 18420.83 | 19236.4 | 19644.22 | 19394.78 | 18704.87 | 17752.37 | 16542.74 | 15541.58 | 431.5125 | 19644.22 | 2 | 2022
2022-02-24 | 15515.52 | 15048.99 | 14892.06 | 15046 | 15708.65 | 17192.04 | 18669.06 | 18793.88 | 18545.82 | 18378.88 | 18300.64 | 18177.86 | 18003.06 | 17889.24 | 17806.43 | 17906.45 | 18156.85 | 18918.66 | 19282.82 | 18998.65 | 18286.87 | 17313.68 | 16084.39 | 15061.84 | 417.9783 | 19282.82 | 2 | 2022
2022-02-25 | 14943.22 | 16115.08 | 16007.79 | 16218.68 | 16947.99 | 18498.96 | 20006.37 | 20141 | 19819.75 | 19543.58 | 19343.95 | 19107.88 | 18840.25 | 18644.33 | 18506.67 | 18588.77 | 18887.82 | 19755.29 | 20201.94 | 19961.78 | 19277.93 | 18339.21 | 17148.3 | 16165.44 | 441.012 | 20201.94 | 2 | 2022
2022-02-26 | 15929.89 | 17442 | 17354.8 | 17499.92 | 17883.43 | 18444.58 | 18990.84 | 19520.1 | 19758.87 | 19505.87 | 19025.81 | 18619.09 | 18227.92 | 17871.24 | 17708.91 | 17855.81 | 18358.82 | 19507.77 | 20194.32 | 20184.34 | 19679.65 | 18981.89 | 18099.64 | 17366.96 | 444.0125 | 20194.32 | 2 | 2022
2022-02-27 | 17221.28 | 16548.21 | 16414.3 | 16510.47 | 16846.56 | 17362 | 17870.78 | 18408.87 | 18725.34 | 18580.02 | 18213.49 | 17912.23 | 17610.46 | 17329.09 | 17218.26 | 17372.83 | 17820.6 | 18863.28 | 19463.15 | 19386.15 | 18835.97 | 18096.78 | 17176.45 | 16402.39 | 426.189 | 19463.15 | 2 | 2022
2022-02-28 | 16370.77 | 15768.25 | 15643.6 | 15834.52 | 16551.02 | 18075.4 | 19550.93 | 19695.96 | 19415.27 | 19191.32 | 19046.6 | 18865.5 | 18651.51 | 18490.52 | 18381.72 | 18474.08 | 18747.75 | 19567.69 | 19979.58 | 19700.9 | 19010.43 | 18059.78 | 16845.23 | 15836.05 | 435.7544 | 19979.58 | 2 | 2022
2022-03-01 | 15605.81 | 16799.87 | 16843.09 | 17159.71 | 17918.56 | 19809.07 | 21839.71 | 21902.37 | 21075.82 | 20284.14 | 19648.81 | 19000.87 | 18507.73 | 18155.96 | 17919.62 | 17918.36 | 18226.62 | 18992.88 | 19922.66 | 20184.97 | 19453.51 | 18527.74 | 17542.81 | 16792.81 | 450.0335 | 21902.37 | 3 | 2022
2022-03-02 | 16631.56 | 18035.19 | 18138.68 | 18519 | 19609.87 | 21992.32 | 24065.24 | 24123.2 | 23156.25 | 22165.13 | 21318.17 | 20472.04 | 19657.24 | 18990.94 | 18639.49 | 18632.83 | 19089.99 | 20357.94 | 21453.25 | 21824.71 | 21192.47 | 20141.29 | 18813.28 | 18112.44 | 485.1325 | 24123.2 | 3 | 2022
2022-03-03 | 17904.03 | 16514.54 | 16540.24 | 16838.9 | 17579.64 | 19272.83 | 21265.03 | 21339.94 | 20561.63 | 19834.01 | 19265.15 | 18708.73 | 18324.32 | 18002.1 | 17787.5 | 17791.81 | 18078.56 | 18763.24 | 19593.33 | 19807.28 | 19058.28 | 18246.78 | 17244.69 | 16476.65 | 444.7992 | 21339.94 | 3 | 2022
2022-03-04 | 16438.35 | 15858.08 | 15844.86 | 16112.98 | 16832.38 | 18333.06 | 20083.92 | 20180.54 | 19492.7 | 18889.24 | 18550.38 | 18261.08 | 17947.67 | 17677.1 | 17498.16 | 17491.66 | 17728.48 | 18325.28 | 18841.5 | 18930.77 | 18362.14 | 17555.29 | 16528.31 | 15730.16 | 427.4941 | 20180.54 | 3 | 2022
2022-03-05 | 15671.26 | 17850.11 | 17899.87 | 18150.9 | 18608.59 | 19491.01 | 20215.39 | 20828.99 | 20786.94 | 20075.27 | 19110.49 | 18466.35 | 17966.87 | 17491.36 | 17248.28 | 17295.84 | 17762.57 | 18703.9 | 19782 | 20283.08 | 19761.65 | 18932.6 | 18210.16 | 17668.98 | 448.2625 | 20828.99 | 3 | 2022
2022-03-06 | 17584.38 | 18231.37 | 18299.51 | 18569.97 | 19149.06 | 20162.45 | 20897.86 | 21510.75 | 21426.52 | 20654.6 | 19625.79 | 18772.86 | 18239 | 17734.75 | 17472.9 | 17519.05 | 18006.88 | 19002.54 | 20255.97 | 20789.19 | 20298.74 | 19494.74 | 18602.01 | 18075.55 | 460.3764 | 21510.75 | 3 | 2022
2022-03-07 | 18029.05 | 19791.45 | 20049.24 | 20738.43 | 22141.17 | 24617.35 | 26706.06 | 26788.37 | 25686.11 | 24488.06 | 23414.05 | 22356.43 | 21375.01 | 20553.44 | 20005.29 | 19981.36 | 20651.22 | 22128.28 | 23399.73 | 23851.6 | 23328.08 | 22363.54 | 21026.41 | 20053.9 | 533.5236 | 26788.37 | 3 | 2022
2022-03-08 | 19676.61 | 19055.27 | 19270.39 | 19913.57 | 21252.46 | 23662.19 | 25708.7 | 25786.27 | 24740.84 | 23628.85 | 22650.36 | 21676.7 | 20753.28 | 19998.68 | 19492.09 | 19486.68 | 20119.16 | 21515.01 | 22721.06 | 23131.32 | 22589.63 | 21597.61 | 20227.75 | 19227.32 | 517.8818 | 25786.27 | 3 | 2022
2022-03-09 | 18984.67 | 18036.38 | 18130 | 18501.5 | 19566.09 | 21905.91 | 23899.97 | 23988.63 | 23065.12 | 22123.4 | 21324.67 | 20518.32 | 19736.88 | 19101.62 | 18733.82 | 18738.97 | 19225.64 | 20452.75 | 21520.53 | 21828.67 | 21211.42 | 20152.59 | 18801.73 | 18082.49 | 487.6318 | 23988.63 | 3 | 2022
2022-03-10 | 17975.18 | 17831.63 | 17913.1 | 18272.05 | 19206.83 | 21524.78 | 23494.38 | 23590.61 | 22699.98 | 21802.23 | 21049.27 | 20284.7 | 19538.65 | 18933.62 | 18635.39 | 18644.1 | 19062.67 | 20247.56 | 21281.78 | 21557.72 | 20927.25 | 19853.2 | 18588.33 | 17856.91 | 480.7719 | 23590.61 | 3 | 2022
2022-03-11 | 17746.93 | 17470.18 | 17527.55 | 17871.39 | 18660.54 | 20901.42 | 22851.91 | 22967.67 | 22132.33 | 21309.13 | 20624.07 | 19926.88 | 19242.86 | 18759.06 | 18515.39 | 18511.82 | 18827.49 | 19894.97 | 20860.87 | 21073.9 | 20384.03 | 19270.74 | 18175.55 | 17426.62 | 470.9333 | 22967.67 | 3 | 2022
2022-03-12 | 17316.73 | 16412.87 | 16381.83 | 16549.02 | 16924.06 | 17486.62 | 17874.53 | 18311.45 | 18422.29 | 18140.81 | 17698.32 | 17347.28 | 17004.05 | 16661.71 | 16513.09 | 16579.93 | 16949.41 | 17703.97 | 18362 | 18560.45 | 18134.94 | 17510.05 | 16717.97 | 16099.78 | 415.6632 | 18560.45 | 3 | 2022
2022-03-13 | 16147.49 | 16232.91 | 16176.9 | 16338.32 | 16684.38 | 17245.59 | 17919.5 | 18462.69 | 18697.8 | 18466.12 | 17998.51 | 17602.98 | 17238.19 | 16869.76 | 16652.88 | 16686.31 | 16895.2 | 17195.78 | 17864.29 | 18800.48 | 18615.69 | 18028.34 | 17184.58 | 16498.91 | 416.5036 | 18800.48 | 3 | 2022
2022-03-14 | 16251.42 | 16755.57 | 16765.76 | 17072.36 | 17812.25 | 19609.28 | 21945.21 | 22233.69 | 21659.09 | 21017.48 | 20418.44 | 19777.89 | 19166.09 | 18724.18 | 18452.9 | 18428.25 | 18550.47 | 18780.98 | 19625.19 | 20860.91 | 20503.42 | 19406.82 | 18185.09 | 17331.01 | 459.3338 | 22233.69 | 3 | 2022
2022-03-15 | 16889.03 | 15731.45 | 15686.26 | 15933.17 | 16596.65 | 18029.5 | 19982.52 | 20268.35 | 19809.65 | 19338 | 18922.91 | 18542.84 | 18231.49 | 17966.24 | 17748.01 | 17741.57 | 17810.83 | 17931.26 | 18448.1 | 19409.7 | 18995.48 | 18190.1 | 17082.36 | 16191.79 | 431.4773 | 20268.35 | 3 | 2022
2022-03-16 | 15864.67 | 15668.78 | 15570.21 | 15766.78 | 16379.42 | 17756.86 | 19528.34 | 19904.22 | 19665.01 | 19468.06 | 19362.8 | 19208.25 | 19017.74 | 18872.59 | 18760.7 | 18818.67 | 18891.92 | 18937.17 | 19481.35 | 20421.7 | 19829.17 | 18637.79 | 17417.15 | 16415.72 | 439.6451 | 20421.7 | 3 | 2022
2022-03-17 | 15892.43 | 14361.47 | 14246.65 | 14420.5 | 15013.25 | 16379.44 | 17848.82 | 18048.53 | 17852.69 | 17695 | 17586.83 | 17441.34 | 17260.06 | 17104.05 | 16959.9 | 16962.47 | 16948.2 | 16910.06 | 17299.37 | 17982.26 | 17642.56 | 16818.63 | 15657.09 | 14707.22 | 399.0388 | 18048.53 | 3 | 2022
2022-03-18 | 14448.01 | 15454.48 | 15386.87 | 15620.68 | 16279.44 | 17717.84 | 19450.66 | 19763.49 | 19361.49 | 18963.19 | 18663.34 | 18407.29 | 18136.83 | 17898.86 | 17701.76 | 17685.84 | 17723.55 | 17791.18 | 18260.76 | 19039.67 | 18668.73 | 17876.57 | 16753.07 | 15843.89 | 422.8975 | 19763.49 | 3 | 2022
2022-03-19 | 15446.03 | 14750.97 | 14612.64 | 14688.43 | 14950.69 | 15421.94 | 16007.39 | 16575.65 | 16953.79 | 16916.87 | 16653.43 | 16446.59 | 16240.53 | 16007.43 | 15886.13 | 15938.5 | 16048.74 | 16159.34 | 16674.68 | 17478.1 | 17222.28 | 16563.16 | 15646.96 | 14883.86 | 384.1741 | 17478.1 | 3 | 2022
2022-03-20 | 14712.37 | 15204.78 | 15087.72 | 15186.17 | 15469.58 | 15956.86 | 16548.16 | 17117.09 | 17463.08 | 17379.81 | 17066.79 | 16812.9 | 16567.04 | 16300.88 | 16158.35 | 16209.69 | 16344.23 | 16502 | 17056.77 | 17883.75 | 17653.69 | 17014.34 | 16112.65 | 15365.96 | 393.1747 | 17883.75 | 3 | 2022
2022-03-21 | 15138.45 | 16447.3 | 16435.4 | 16719.54 | 17436.04 | 18995.49 | 21246.54 | 21561.64 | 21053.99 | 20497.2 | 19983.65 | 19417.33 | 18871.47 | 18557.21 | 18315.23 | 18300.62 | 18391.45 | 18565.46 | 19247.79 | 20403.81 | 20043.34 | 18928.17 | 17836 | 16957.5 | 449.3506 | 21561.64 | 3 | 2022
2022-03-22 | 16518.45 | 15003.27 | 14913.2 | 15114.08 | 15730.81 | 17104.09 | 18552.93 | 18818.7 | 18539.65 | 18334.62 | 18174.35 | 17977.85 | 17752.68 | 17561.71 | 17398.8 | 17406.72 | 17418.9 | 17432.24 | 17866.76 | 18559.12 | 18260.5 | 17461.27 | 16309.45 | 15372.94 | 413.5831 | 18818.7 | 3 | 2022
2022-03-23 | 15093.07 | 13874 | 13726.23 | 13866.81 | 14424.91 | 15744.52 | 17153.66 | 17373.83 | 17242.29 | 17168.44 | 17146.41 | 17078.09 | 16962.2 | 16862.88 | 16761.76 | 16777.22 | 16721.61 | 16605.01 | 16933.19 | 17547.85 | 17191.35 | 16340.81 | 15144.14 | 14157.79 | 387.8981 | 17547.85 | 3 | 2022
2022-03-24 | 13906.47 | 14749.64 | 14641.71 | 14824.52 | 15422.87 | 16773.44 | 18196.39 | 18418.83 | 18228.95 | 18070.34 | 17958.78 | 17807.54 | 17621.2 | 17463.89 | 17325.84 | 17341.7 | 17334.11 | 17306.64 | 17705.93 | 18362.57 | 18049.14 | 17232.14 | 16060.05 | 15102.59 | 405.9053 | 18418.83 | 3 | 2022
2022-03-25 | 14762.1 | 15939.83 | 15887.87 | 16139.54 | 16812.21 | 18244.38 | 20174.59 | 20512.23 | 20090.88 | 19654.33 | 19259.88 | 18809.75 | 18510.82 | 18250.83 | 18044.8 | 18036.04 | 18086.94 | 18183.64 | 18683.38 | 19655.61 | 19250.25 | 18351.02 | 17229.26 | 16324.82 | 434.895 | 20512.23 | 3 | 2022
2022-03-26 | 15920.21 | 16862.14 | 16818.97 | 16996.6 | 17353.02 | 17889.21 | 18485.05 | 19217.56 | 19572.15 | 19210.29 | 18583.82 | 18170.27 | 17789.43 | 17411.92 | 17200.18 | 17252.61 | 17471.25 | 17791.26 | 18481.8 | 19607.08 | 19424.25 | 18673.27 | 17816.46 | 17122.41 | 431.1212 | 19607.08 | 3 | 2022
2022-03-27 | 16832.56 | 15755.02 | 15655.08 | 15773.16 | 16072.05 | 16554.18 | 17107.79 | 17695.43 | 18028.25 | 17918.38 | 17574.23 | 17287.42 | 17013.87 | 16726.63 | 16576.15 | 16636.63 | 16788.02 | 16979.2 | 17564.99 | 18383.72 | 18192.55 | 17571.83 | 16670.39 | 15927.27 | 407.2848 | 18383.72 | 3 | 2022
2022-03-28 | 15749.19 | 14960.31 | 14859.51 | 15052.31 | 15677.62 | 17048.26 | 18458.38 | 18705.77 | 18528.32 | 18374.55 | 18262.14 | 18113.66 | 17943.38 | 17783.15 | 17651.07 | 17662.76 | 17650.94 | 17622.19 | 18018.66 | 18646.37 | 18325.62 | 17503.59 | 16325.61 | 15356.03 | 414.2794 | 18705.77 | 3 | 2022
2022-03-29 | 15046.72 | 13658.08 | 13486.64 | 13604.19 | 14137.24 | 15419.15 | 16777.17 | 17020.86 | 16944.25 | 16939.25 | 16989 | 16986.76 | 16928.7 | 16880.3 | 16818.92 | 16851.5 | 16770.98 | 16599.9 | 16878.86 | 17432.41 | 17060.85 | 16184.75 | 14953.27 | 13932.13 | 384.3019 | 17432.41 | 3 | 2022
2022-03-30 | 13694.55 | 14901.08 | 14757.81 | 14909.01 | 15472.06 | 16770.82 | 18139.65 | 18418.95 | 18340.42 | 18316.32 | 18353.99 | 18354.65 | 18308.85 | 18276.89 | 18234.3 | 18305.13 | 18292.31 | 18201.47 | 18498.05 | 19121.97 | 18654.91 | 17758.36 | 16498.29 | 15455.36 | 416.0352 | 19121.97 | 3 | 2022
2022-03-31 | 14988.65 | 14350.08 | 14144.61 | 14234.8 | 14736.55 | 15973.45 | 17304.2 | 17627.96 | 17692.42 | 17853.46 | 18095.5 | 18301.39 | 18440.91 | 18570.15 | 18642.56 | 18762.28 | 18713.52 | 18501.75 | 18647.97 | 19145.71 | 18565.89 | 17565.44 | 16207.68 | 15065.74 | 412.1327 | 19145.71 | 3 | 2022
2022-04-01 | 14719.32 | 13393.62 | 13184.98 | 13297.94 | 13935.37 | 15285.91 | 16587.47 | 16885.44 | 16867.62 | 16924.54 | 17028.97 | 17067.54 | 17042.74 | 17088.84 | 17138.68 | 17263.5 | 17410.3 | 17289.34 | 17044.31 | 17512.33 | 17324.08 | 16325.61 | 15057.06 | 13987.49 | 385.663 | 17512.33 | 4 | 2022
2022-04-02 | 13538.69 | 13879.59 | 13667.12 | 13690.29 | 14003.12 | 14460.17 | 14901.39 | 15535.6 | 16044.85 | 16173.73 | 16085.89 | 16019.7 | 15926.51 | 15868.36 | 15918.48 | 16061.74 | 16308 | 16407.43 | 16374.98 | 16892.08 | 16896.08 | 16151.25 | 15143.38 | 14279.03 | 370.2275 | 16896.08 | 4 | 2022
2022-04-03 | 13918.47 | 13617.11 | 13397.1 | 13411.81 | 13716.41 | 14165.01 | 14594.71 | 15224.88 | 15739.13 | 15877.28 | 15796.9 | 15733.87 | 15641.25 | 15582.65 | 15631.84 | 15768.81 | 15998.18 | 16076.2 | 16037.32 | 16550.63 | 16559.2 | 15818.16 | 14813.42 | 13950.77 | 363.6211 | 16559.2 | 4 | 2022
2022-04-04 | 13641.53 | 13339.54 | 13155.65 | 13281.61 | 13943.51 | 15300.06 | 16592.6 | 16874 | 16814.18 | 16811.26 | 16853.07 | 16820.69 | 16736.6 | 16721.29 | 16732.46 | 16802.41 | 16900.13 | 16836.88 | 16692.33 | 17084.73 | 17023.73 | 16133.86 | 14901.56 | 13861.56 | 379.8552 | 17084.73 | 4 | 2022
2022-04-05 | 13445.77 | 14704.87 | 14585.14 | 14777.3 | 15484.36 | 16869.44 | 18672.27 | 19054.42 | 18801.29 | 18568.79 | 18389.75 | 18109.63 | 17780.68 | 17600.79 | 17503.82 | 17612.81 | 17868.6 | 18004.21 | 17989.58 | 18693.91 | 18728.17 | 17535.56 | 16243.63 | 15269.66 | 412.2944 | 19054.42 | 4 | 2022
2022-04-06 | 14778.89 | 14280.96 | 14139.38 | 14308.74 | 14993.44 | 16357.85 | 17911.99 | 18299.04 | 18097.58 | 17937.15 | 17833.97 | 17623.87 | 17354.99 | 17225.34 | 17162.31 | 17275.6 | 17494.24 | 17558.84 | 17486.13 | 18147.49 | 18150.71 | 17004.7 | 15806.45 | 14813.35 | 402.043 | 18299.04 | 4 | 2022
2022-04-07 | 14393.27 | 15321.49 | 15230.71 | 15453.42 | 16189.7 | 17819.48 | 19731.09 | 20114.74 | 19798.77 | 19475.42 | 19199.8 | 18829.23 | 18422.44 | 18178.29 | 18040.35 | 18148.08 | 18451.62 | 18678.86 | 18740.81 | 19489.69 | 19573.11 | 18418.9 | 16875.76 | 15924.37 | 430.4994 | 20114.74 | 4 | 2022
2022-04-08 | 15442.01 | 16111.76 | 16052.92 | 16321.39 | 17108.24 | 19198.12 | 21134.1 | 21531.26 | 21138.91 | 20704.9 | 20299.2 | 19812.4 | 19311.82 | 18980.63 | 18787.39 | 18875.66 | 19231.62 | 19566.53 | 19713.06 | 20502.56 | 20615.79 | 19497.43 | 17862.74 | 16725.5 | 454.5259 | 21531.26 | 4 | 2022
2022-04-09 | 16211.63 | 16113.22 | 16019.83 | 16167.57 | 16598.58 | 17143.19 | 17803.43 | 18705.27 | 19153.86 | 18933.77 | 18371.67 | 17846.21 | 17341.03 | 17010.85 | 16920.02 | 17039.74 | 17506.65 | 18011.4 | 18308.74 | 19275.05 | 19533.41 | 18654.8 | 17352.19 | 16535.11 | 422.5572 | 19533.41 | 4 | 2022
2022-04-10 | 16189.69 | 16543.38 | 16466.27 | 16631.86 | 17079.22 | 17837.35 | 18522.44 | 19430.86 | 19851.38 | 19588 | 18981.55 | 18417.02 | 17881.1 | 17460.09 | 17310.54 | 17497.01 | 18047.89 | 18608.55 | 18942.44 | 19927.25 | 20203.85 | 19337.64 | 18041.93 | 17021.75 | 435.8191 | 20203.85 | 4 | 2022
2022-04-11 | 16634.79 | 15665.18 | 15580.68 | 15813.65 | 16574.46 | 18377.15 | 20261.98 | 20689.47 | 20404.99 | 20105.26 | 19850.19 | 19504.14 | 19138.23 | 18913.02 | 18800.38 | 18920.18 | 19230.99 | 19461.68 | 19509.51 | 20205.57 | 20275.8 | 19102.17 | 17401.5 | 16365.35 | 446.7863 | 20689.47 | 4 | 2022
2022-04-12 | 15888.51 | 14926.34 | 14808.34 | 15003.93 | 15711.2 | 17079.22 | 18912.26 | 19320.5 | 19081.3 | 18857.92 | 18684.79 | 18405.3 | 18076.75 | 17899.98 | 17813.07 | 17936.01 | 18190.42 | 18324.93 | 18314.6 | 18982.62 | 19046.98 | 17861.47 | 16460.89 | 15478.81 | 421.0661 | 19320.5 | 4 | 2022
2022-04-13 | 15070.64 | 15825.12 | 15749.44 | 15989.78 | 16739.9 | 18604.98 | 20471.09 | 20879.21 | 20547.39 | 20191.1 | 19877.6 | 19467.95 | 19028.44 | 18759.83 | 18613.42 | 18734.27 | 19061.39 | 19332.49 | 19432.51 | 20170.1 | 20299.74 | 19166.98 | 17491.2 | 16445.95 | 445.9505 | 20879.21 | 4 | 2022
2022-04-14 | 15950.88 | 14564.97 | 14411.97 | 14572.86 | 15245.5 | 16575.7 | 18141.86 | 18584.77 | 18456.63 | 18377.42 | 18361.34 | 18236.19 | 18044.75 | 17986.36 | 17984.55 | 18141.4 | 18358.36 | 18389.66 | 18264.92 | 18828.75 | 18819.54 | 17560.91 | 16202.5 | 15169.48 | 415.2313 | 18828.75 | 4 | 2022
2022-04-15 | 14763.63 | 13764.06 | 13572.17 | 13703.5 | 14354.37 | 15683.65 | 16902.34 | 17246.26 | 17189.29 | 17213.43 | 17290.47 | 17251.65 | 17139.94 | 17137.32 | 17164.7 | 17298.33 | 17436.2 | 17340.49 | 17126.27 | 17616.71 | 17543.79 | 16523.09 | 15270.17 | 14219.08 | 390.7509 | 17616.71 | 4 | 2022
2022-04-16 | 13831.55 | 13630.34 | 13403.73 | 13413.09 | 13708.02 | 14116.43 | 14456.77 | 15111.89 | 15647.21 | 15806.09 | 15739.63 | 15678.64 | 15583.28 | 15524.98 | 15583.19 | 15727.34 | 15931.74 | 15979.73 | 15939.21 | 16405.4 | 16458.17 | 15732.36 | 14717.31 | 13845.4 | 361.9715 | 16458.17 | 4 | 2022
2022-04-17 | 13598.39 | 14874.51 | 14706.15 | 14777.47 | 15130.84 | 15587.62 | 15955.44 | 16610.28 | 17057.39 | 17089.87 | 16889.58 | 16703.66 | 16503.39 | 16357.84 | 16359.19 | 16500.98 | 16775.45 | 16955.21 | 17020.15 | 17732.77 | 17904.69 | 16993.32 | 16017.16 | 15189.34 | 389.2907 | 17904.69 | 4 | 2022
2022-04-18 | 14837.43 | 14692.87 | 14548.71 | 14720.47 | 15420.5 | 16772.73 | 18386.48 | 18851.68 | 18725.72 | 18637.55 | 18603.86 | 18462.03 | 18269.22 | 18192.72 | 18187.93 | 18335.55 | 18545.43 | 18577.78 | 18462.81 | 19004.03 | 19005.17 | 17754.13 | 16345.1 | 15307.3 | 418.6472 | 19005.17 | 4 | 2022
2022-04-19 | 14853.53 | 14622.09 | 14420.25 | 14536.31 | 15160.87 | 16428.85 | 17848.04 | 18386.72 | 18464.9 | 18639.1 | 18907 | 19073.47 | 19152.63 | 19332.86 | 19509.88 | 19766 | 19971.48 | 19876.95 | 19551.59 | 19905.11 | 19750.45 | 18338.04 | 16633.66 | 15490.95 | 428.6207 | 19971.48 | 4 | 2022
2022-04-20 | 14887.79 | 13911.28 | 13683.44 | 13771.12 | 14368.66 | 15612.4 | 16774.51 | 17169.47 | 17290.56 | 17530.93 | 17863.83 | 18083.01 | 18201.89 | 18413.38 | 18609.02 | 18852.02 | 18995.69 | 18807.39 | 18429.52 | 18751.21 | 18582.46 | 17167.15 | 15809.42 | 14658.22 | 406.2244 | 18995.69 | 4 | 2022
2022-04-21 | 14135.85 | 13772.54 | 13546.05 | 13634.18 | 14233.72 | 15480.87 | 16638.12 | 16994.56 | 17060.97 | 17275.05 | 17568.75 | 17728 | 17775.11 | 17911.42 | 18042.07 | 18233.01 | 18341.54 | 18152.33 | 17820.47 | 18185.25 | 18066.44 | 16838.13 | 15508.86 | 14384.73 | 397.328 | 18341.54 | 4 | 2022
2022-04-22 | 13929.63 | 13768.42 | 13530.98 | 13620.24 | 14226.34 | 15493.78 | 16647.93 | 17025.47 | 17114.64 | 17347.42 | 17674.18 | 17881.05 | 17985.57 | 18169.33 | 18342.21 | 18547.06 | 18654.45 | 18436.07 | 18053.11 | 18359.3 | 18181.53 | 16884.21 | 15537.98 | 14395.42 | 399.8063 | 18654.45 | 4 | 2022
2022-04-23 | 13897.05 | 13778.1 | 13446.46 | 13358.93 | 13554.73 | 13846.88 | 14102.75 | 14894.18 | 15733.49 | 16269.78 | 16616.91 | 16965.77 | 17249.35 | 17599.64 | 17984.52 | 18346.18 | 18582.84 | 18396.28 | 17950.07 | 18240 | 18026.93 | 16820.41 | 15589.02 | 14505.15 | 385.7554 | 18582.84 | 4 | 2022
2022-04-24 | 13979.13 | 13519.76 | 13192.44 | 13107.52 | 13304.76 | 13596.16 | 13843.81 | 14619.07 | 15434.08 | 15941.26 | 16259.33 | 16585.07 | 16837.52 | 17081.14 | 17424.77 | 17797.36 | 18035.15 | 17842.23 | 17403.96 | 17702.54 | 17508.17 | 16473.54 | 15254.15 | 14181.26 | 376.9242 | 18035.15 | 4 | 2022
2022-04-25 | 13683.9 | 13285.35 | 13044.44 | 13117.69 | 13719.64 | 14966.69 | 16096.22 | 16467.35 | 16569.31 | 16760.5 | 17005.25 | 17161.72 | 17278.74 | 17464.87 | 17644.58 | 17843.11 | 17908.31 | 17635.65 | 17242.43 | 17536.59 | 17388.35 | 16356.64 | 15012.14 | 13863.6 | 385.0531 | 17908.31 | 4 | 2022
2022-04-26 | 13410.65 | 13203.03 | 12962.29 | 13033.7 | 13615.03 | 14835.33 | 15948.93 | 16298.84 | 16375.16 | 16541.37 | 16763.2 | 16891.94 | 16934.82 | 17053.83 | 17211.6 | 17415.3 | 17484.27 | 17222.82 | 16929.32 | 17180.06 | 17096.2 | 16152.65 | 14819.62 | 13690.54 | 379.0705 | 17484.27 | 4 | 2022
2022-04-27 | 13291.96 | 14021.89 | 13735.75 | 13769.6 | 14309.67 | 15476.55 | 16568.64 | 17016.89 | 17359.84 | 17907.85 | 18585.37 | 19157.93 | 19603.96 | 20103.46 | 20515.48 | 20879.83 | 21009.6 | 20669.82 | 20050.62 | 20113.22 | 19771.82 | 18164.03 | 16373.5 | 15089.32 | 423.5466 | 21009.6 | 4 | 2022
2022-04-28 | 14355.51 | 14508.99 | 14193.5 | 14202.86 | 14716.18 | 15849.15 | 16927.99 | 17588.43 | 18125.34 | 18868.75 | 19774.36 | 20594.56 | 21276.63 | 21985.47 | 22553.75 | 23018.16 | 23184.2 | 22792.42 | 22013.24 | 21911.59 | 21421.43 | 19666.17 | 17363.25 | 15936.73 | 452.8287 | 23184.2 | 4 | 2022
2022-04-29 | 15026.72 | 14071.73 | 13768.26 | 13797.53 | 14338.88 | 15520.11 | 16604.45 | 17083.99 | 17475.12 | 18095.61 | 18841.71 | 19491.05 | 20014.14 | 20571.89 | 21028.99 | 21403.39 | 21522.52 | 21141.25 | 20456.49 | 20443.99 | 20032.89 | 18371.66 | 16485.18 | 15173.18 | 430.7607 | 21522.52 | 4 | 2022
2022-04-30 | 14406.19 | 13502.81 | 13252.67 | 13239.23 | 13507.48 | 13859.53 | 14102.48 | 14794.67 | 15392.47 | 15625.11 | 15632.24 | 15634.02 | 15591.6 | 15581.09 | 15681.67 | 15847.68 | 16018.23 | 16002.85 | 15917.1 | 16299.14 | 16361.92 | 15620.98 | 14565.7 | 13656.3 | 360.0932 | 16361.92 | 4 | 2022
2022-05-01 | 13050.46 | 13509.86 | 13192.16 | 13135.16 | 13375.54 | 13665.5 | 13979.22 | 14918.79 | 15746.19 | 16100.31 | 16189.13 | 16203.47 | 16194.64 | 16188.69 | 16323.81 | 16588.74 | 16881.13 | 16968.89 | 16782.98 | 16885.06 | 17084.38 | 16324.98 | 15085.98 | 13956.68 | 368.3317 | 17084.38 | 5 | 2022
2022-05-02 | 13546.53 | 13812.55 | 13533.65 | 13607.44 | 14266.61 | 15611.45 | 16936.62 | 17503.3 | 17708.37 | 17951.39 | 18247.36 | 18373.86 | 18449.8 | 18561.07 | 18701.5 | 18927.98 | 19101.74 | 19039.36 | 18689 | 18599.09 | 18660.21 | 17671.41 | 16114 | 14730.37 | 408.3447 | 19101.74 | 5 | 2022
2022-05-03 | 14078.47 | 13666.49 | 13319.64 | 13327.94 | 13900.89 | 15149.7 | 16426.4 | 17047.66 | 17416.22 | 17871.38 | 18412.43 | 18789.33 | 19083.44 | 19412.15 | 19720.03 | 20056.25 | 20236.98 | 20060.25 | 19506.49 | 19258.42 | 19196.27 | 18077.32 | 16385.69 | 14877.98 | 415.2778 | 20236.98 | 5 | 2022
2022-05-04 | 14086.59 | 14150.5 | 13749.58 | 13710.61 | 14233.51 | 15421.96 | 16669.76 | 17381.83 | 17935.14 | 18614.03 | 19412.93 | 20105.41 | 20692.94 | 21280.35 | 21768.28 | 22212.71 | 22417.17 | 22157.5 | 21410.71 | 20962.69 | 20722.78 | 19373.23 | 17525.03 | 15865.86 | 441.8611 | 22417.17 | 5 | 2022
2022-05-05 | 14764.8 | 13825.39 | 13497.76 | 13524.69 | 14115.72 | 15377.15 | 16648.77 | 17258.87 | 17583.44 | 17980.59 | 18455.76 | 18763.87 | 18994.72 | 19263.86 | 19528.34 | 19847.49 | 20033.93 | 19892.08 | 19391.41 | 19184.53 | 19167.95 | 18087.8 | 16427.54 | 14952.28 | 416.5687 | 20033.93 | 5 | 2022
2022-05-06 | 14204.99 | 13987.22 | 13699.86 | 13776.97 | 14425.15 | 15760.83 | 17054.09 | 17633.67 | 17842.64 | 18093.19 | 18389.08 | 18517.41 | 18588.42 | 18707.66 | 18854.31 | 19087.53 | 19263.24 | 19198.03 | 18838.72 | 18723.37 | 18779.74 | 17785.04 | 16219.12 | 14835.97 | 412.2662 | 19263.24 | 5 | 2022
2022-05-07 | 14177.93 | 14323.41 | 14036.63 | 14012.91 | 14283.48 | 14585.12 | 14880.89 | 15834.99 | 16627.24 | 16924.32 | 16951.91 | 16908.1 | 16850.22 | 16805.01 | 16919.01 | 17192.09 | 17520.35 | 17673.73 | 17541.01 | 17655.55 | 17898.41 | 17165.82 | 15936.2 | 14822.06 | 387.5264 | 17898.41 | 5 | 2022
2022-05-08 | 14388.65 | 13996.84 | 13692.79 | 13651.01 | 13903.8 | 14187.17 | 14465.69 | 15423.87 | 16245.26 | 16582.39 | 16651.83 | 16646.28 | 16620.88 | 16602.97 | 16735.91 | 17011.9 | 17318.87 | 17432.3 | 17268.06 | 17356.51 | 17584.78 | 16837.92 | 15594.02 | 14464.52 | 380.6642 | 17584.78 | 5 | 2022
2022-05-09 | 14067.46 | 13202.8 | 12904.08 | 12955.46 | 13591.17 | 14900.4 | 16164.31 | 16730.76 | 16957.23 | 17231.16 | 17552.93 | 17692.53 | 17775.36 | 17892.01 | 18038.99 | 18257.78 | 18384.4 | 18259.38 | 17889.6 | 17769.09 | 17853.7 | 16877.41 | 15319.3 | 13934.1 | 392.2014 | 18384.4 | 5 | 2022
2022-05-10 | 13417.9 | 13623.93 | 13262 | 13255.68 | 13812.04 | 15028.58 | 16253.73 | 16898.8 | 17310.04 | 17815.83 | 18409.55 | 18834.63 | 19171.03 | 19544.79 | 19885.8 | 20239.92 | 20403.25 | 20186.92 | 19597.44 | 19290.8 | 19224.29 | 18088.82 | 16367.33 | 14832.11 | 414.7552 | 20403.25 | 5 | 2022
2022-05-11 | 14024.48 | 14347.08 | 13926.32 | 13869.7 | 14373.13 | 15526.24 | 16726.43 | 17479.4 | 18102.08 | 18862.77 | 19769.31 | 20550.59 | 21215.25 | 21867.7 | 22404.32 | 22876.13 | 23070.83 | 22772.52 | 21970.74 | 21445.56 | 21177.15 | 19777.24 | 17863.33 | 16156.57 | 450.1549 | 23070.83 | 5 | 2022
2022-05-12 | 15004.12 | 14008.04 | 13614.25 | 13580.52 | 14108.2 | 15288.1 | 16491.21 | 17195.58 | 17720.22 | 18362.58 | 19110.15 | 19712.91 | 20223.65 | 20738.52 | 21173.28 | 21581.56 | 21753.37 | 21490.86 | 20795.26 | 20371.23 | 20204.77 | 18937 | 17124.67 | 15502.34 | 434.0924 | 21753.37 | 5 | 2022
2022-05-13 | 14576.41 | 14302.36 | 13886.45 | 13845.83 | 14372.04 | 15562.88 | 16760.38 | 17514.33 | 18109.03 | 18834.93 | 19674.73 | 20395.26 | 21006.06 | 21599.15 | 22093.45 | 22523.22 | 22697.95 | 22402.59 | 21629.29 | 21116.82 | 20860.69 | 19486.73 | 17621.22 | 15946.26 | 446.8181 | 22697.95 | 5 | 2022
2022-05-14 | 14871.23 | 13753.68 | 13309.07 | 13135.05 | 13253 | 13384.87 | 13562.67 | 14678.4 | 15884.09 | 16702.47 | 17307.25 | 17844.47 | 18310.51 | 18717.38 | 19155.08 | 19589 | 19867.7 | 19724.53 | 19171.73 | 18903.11 | 18844.58 | 17811.12 | 16284.22 | 14876.19 | 398.9414 | 19867.7 | 5 | 2022
2022-05-15 | 14144.52 | 13458.23 | 13013.9 | 12838.5 | 12954.62 | 13085.58 | 13260.07 | 14360.67 | 15549.83 | 16350.22 | 16936.8 | 17459.2 | 17917.09 | 18322.23 | 18763.09 | 19191.92 | 19450.3 | 19305.37 | 18768.65 | 18506.41 | 18455.18 | 17431.86 | 15915.54 | 14516.6 | 389.9564 | 19450.3 | 5 | 2022
2022-05-16 | 13812.31 | 14329.76 | 13933.43 | 13900.57 | 14447.22 | 15640.75 | 16832.51 | 17579.49 | 18152.83 | 18843.93 | 19648.47 | 20321.55 | 20891.83 | 21436.31 | 21898.17 | 22310.65 | 22478 | 22200.41 | 21472.54 | 20991.12 | 20788.68 | 19457.3 | 17614.41 | 15956.02 | 444.9383 | 22478 | 5 | 2022
2022-05-17 | 14894.53 | 13645.31 | 13285.27 | 13280.42 | 13837.22 | 15041.08 | 16227.21 | 16878.4 | 17286.44 | 17785.59 | 18365.65 | 18766.9 | 19075.71 | 19415.5 | 19737.04 | 20078.7 | 20224.35 | 20002.3 | 19433.06 | 19131.62 | 19101.88 | 17989.46 | 16276.95 | 14752.6 | 414.5132 | 20224.35 | 5 | 2022
2022-05-18 | 14011.42 | 13892.87 | 13563.41 | 13588.42 | 14174.41 | 15404.69 | 16601.81 | 17231.69 | 17569.63 | 17977.27 | 18457.65 | 18761.57 | 18985.6 | 19250.01 | 19517.93 | 19842.91 | 20009.72 | 19847.24 | 19351.51 | 19109.97 | 19133.29 | 18070.28 | 16402.1 | 14923 | 415.6784 | 20009.72 | 5 | 2022
2022-05-19 | 14203.05 | 14078.57 | 13718.64 | 13716.46 | 14274.26 | 15472.08 | 16653.24 | 17329.22 | 17765 | 18292.41 | 18908.6 | 19354.26 | 19730.79 | 20132.4 | 20491.59 | 20865.54 | 21037.03 | 20825.9 | 20230.6 | 19876.27 | 19811.62 | 18647.86 | 16901.31 | 15346.05 | 427.6628 | 21037.03 | 5 | 2022
2022-05-20 | 14505.22 | 14071.66 | 13751.35 | 13797.75 | 14411.24 | 15682.84 | 16883.86 | 17521.32 | 17833.59 | 18206.36 | 18634.06 | 18890.37 | 19077.08 | 19299.51 | 19536.34 | 19834.01 | 19999.05 | 19854.26 | 19382.73 | 19145.09 | 19166.7 | 18116.19 | 16471.61 | 15015.18 | 419.0874 | 19999.05 | 5 | 2022
2022-05-21 | 14310.36 | 13197.52 | 12829.89 | 12723.74 | 12910.18 | 13106.94 | 13281.18 | 14284.21 | 15240.4 | 15751.03 | 16003.36 | 16167.94 | 16290.72 | 16400.69 | 16629.23 | 16939.94 | 17178 | 17145.22 | 16851.19 | 16800.02 | 16975.45 | 16162.35 | 14836.76 | 13626.07 | 365.6424 | 17178 | 5 | 2022
2022-05-22 | 13262.57 | 13729.01 | 13381.71 | 13297.55 | 13505.05 | 13717.89 | 13901.15 | 14909.51 | 15840.99 | 16313.73 | 16526.96 | 16656.74 | 16750.34 | 16836.31 | 17049.75 | 17363.85 | 17630.31 | 17645.82 | 17384.76 | 17350.91 | 17542.7 | 16741.29 | 15423.01 | 14222.48 | 376.9844 | 17645.82 | 5 | 2022
2022-05-23 | 13776.43 | 14552.48 | 14275 | 14353.52 | 15010.74 | 16305.73 | 17517.39 | 18144.82 | 18398.98 | 18684.95 | 19025.38 | 19193.19 | 19308.89 | 19464.02 | 19660.75 | 19947.97 | 20140.75 | 20068.52 | 19679.3 | 19484.73 | 19576.67 | 18571.04 | 16961.91 | 15536.95 | 427.6401 | 20140.75 | 5 | 2022
2022-05-24 | 14844.78 | 14575.49 | 14149.16 | 14087.75 | 14586.9 | 15715.23 | 16848.89 | 17630.41 | 18277.96 | 19065.56 | 19995.06 | 20751.4 | 21364.2 | 21950.09 | 22426.56 | 22848.66 | 22992.97 | 22679.87 | 21914.75 | 21381.73 | 21179.3 | 19815.42 | 17909.64 | 16217.25 | 453.209 | 22992.97 | 5 | 2022
2022-05-25 | 15176.55 | 14259.33 | 13853.72 | 13809.86 | 14325.2 | 15468.8 | 16603.02 | 17346.19 | 17920.76 | 18618.68 | 19421.01 | 20084.81 | 20625.97 | 21162.13 | 21613.76 | 22030.8 | 22182.23 | 21891.09 | 21174.88 | 20690.09 | 20536.96 | 19240.84 | 17397.24 | 15748.5 | 441.1824 | 22182.23 | 5 | 2022
2022-05-26 | 14812.31 | 14590.47 | 14148.49 | 14072.8 | 14555.25 | 15660.57 | 16777.61 | 17581.22 | 18278.6 | 19125.95 | 20137.26 | 20987.44 | 21698.97 | 22381.89 | 22938.42 | 23414.86 | 23575.03 | 23229.87 | 22393.56 | 21789.45 | 21529.71 | 20110.69 | 18135.54 | 16391.73 | 458.3177 | 23575.03 | 5 | 2022
2022-05-27 | 15286.25 | 14899.98 | 14429.22 | 14340.33 | 14817.66 | 15935.17 | 17050.74 | 17909.41 | 18690.4 | 19648.48 | 20777.23 | 21722.43 | 22510.91 | 23236.06 | 23812.14 | 24271.93 | 24408.64 | 24024.81 | 23125.11 | 22449.32 | 22111.56 | 20629.22 | 18580.8 | 16794.05 | 471.4618 | 24408.64 | 5 | 2022
2022-05-28 | 15592.35 | 14381.5 | 13852.21 | 13602.37 | 13643.97 | 13674.27 | 13757.85 | 15014.13 | 16491.09 | 17640.54 | 18597.97 | 19465.25 | 20246.18 | 20903 | 21512.1 | 22022.97 | 22255.32 | 21973.25 | 21194.14 | 20670.72 | 20457.71 | 19202.25 | 17495.3 | 15915.61 | 429.5621 | 22255.32 | 5 | 2022
2022-05-29 | 14975.53 | 14638.18 | 14089.81 | 13823.54 | 13850.53 | 13867.11 | 13947.26 | 15237.08 | 16777.84 | 18006.41 | 19044.44 | 20008.64 | 20840.41 | 21524.67 | 22140.44 | 22642.76 | 22859.1 | 22555.89 | 21742.52 | 21183.93 | 20937.73 | 19628.21 | 17880.13 | 16268.62 | 438.4708 | 22859.1 | 5 | 2022
2022-05-30 | 15074.68 | 14397.52 | 13831.73 | 13573.8 | 13702.38 | 13956.69 | 14181.42 | 15257.02 | 16736.23 | 18316.05 | 19837.39 | 21055.05 | 21849.76 | 22493.96 | 23088.44 | 23583.99 | 23677.32 | 23173.8 | 22215.56 | 21597.51 | 21334.99 | 19979.18 | 18158.82 | 16476.11 | 447.5494 | 23677.32 | 5 | 2022
2022-05-31 | 15463.36 | 15740.39 | 15207.53 | 15053.26 | 15462.34 | 16488.51 | 17566.72 | 18532.32 | 19543.2 | 20841.33 | 22286.53 | 23507.93 | 24497.94 | 25367.19 | 26011.9 | 26494.81 | 26598.81 | 26141.12 | 25110.19 | 24298.81 | 23864.46 | 22251.59 | 20000.04 | 18058.2 | 504.3885 | 26598.81 | 5 | 2022
2022-06-01 | 16456.95 | 15838.26 | 15312.29 | 15162.75 | 15487.29 | 16197.53 | 17113.77 | 18159.26 | 19061.69 | 20065.69 | 21168 | 22223.9 | 23136.63 | 24017.14 | 24701.42 | 25236.17 | 25399.91 | 24998.99 | 23968.05 | 22912.76 | 22309.76 | 21062.55 | 19287.01 | 17656.82 | 486.9346 | 25399.91 | 6 | 2022
2022-06-02 | 16522.67 | 15735.25 | 15216.82 | 15073.76 | 15403.91 | 16118.13 | 17032.3 | 18065.14 | 18942.53 | 19915.2 | 20985.53 | 21956.46 | 22845.78 | 23713.86 | 24396.2 | 24936.21 | 25106.99 | 24714.94 | 23700.14 | 22659.26 | 22074.05 | 20892.44 | 19129.6 | 17511.72 | 482.6489 | 25106.99 | 6 | 2022
2022-06-03 | 16441.04 | 16198.03 | 15644.69 | 15477.63 | 15797.75 | 16514.69 | 17428.1 | 18531.77 | 19525.27 | 20638.59 | 21970.41 | 23173.25 | 24166.86 | 25086.99 | 25779.49 | 26286.25 | 26412.16 | 25966.85 | 24869.99 | 23737.28 | 23056.29 | 21648.25 | 19773.05 | 18099.73 | 502.2244 | 26412.16 | 6 | 2022
2022-06-04 | 16907.49 | 16262.17 | 15615.36 | 15275.24 | 15180.81 | 14911.93 | 14907.02 | 16432.44 | 18169.74 | 19618.96 | 20887.17 | 22080.19 | 23165.16 | 24049.39 | 24767.57 | 25286.54 | 25464.68 | 25077.94 | 24038.78 | 23007.75 | 22394.56 | 21186.66 | 19555.02 | 18009.51 | 482.2521 | 25464.68 | 6 | 2022
2022-06-05 | 16893.09 | 14543.69 | 14048.55 | 13840.62 | 13872.98 | 13734.08 | 13769.32 | 15037.31 | 16265.12 | 17087.4 | 17683.83 | 18081.34 | 18405.33 | 18709.52 | 19047.6 | 19378.37 | 19563.15 | 19444.55 | 18992.65 | 18548.5 | 18417.84 | 17789.6 | 16489.99 | 15264.45 | 404.9089 | 19563.15 | 6 | 2022
2022-06-06 | 14779.46 | 14970.06 | 14521.33 | 14441.24 | 14855.71 | 15661.86 | 16599.33 | 17528.08 | 18177.83 | 18868.47 | 19612.37 | 20080.98 | 20461.86 | 20863.1 | 21213.58 | 21601.66 | 21728.49 | 21439.41 | 20798.78 | 20189.58 | 19943.44 | 19125.82 | 17553.94 | 16114.46 | 441.1308 | 21728.49 | 6 | 2022
2022-06-07 | 15330.71 | 15384.55 | 14898.29 | 14782.92 | 15143.16 | 15889.68 | 16804.29 | 17782.1 | 18543.54 | 19376.28 | 20279.05 | 20895.14 | 21463.86 | 22112.44 | 22627.58 | 23059.45 | 23187.4 | 22849.59 | 22000.52 | 21122.76 | 20818.13 | 19923.53 | 18270.03 | 16758.55 | 459.3036 | 23187.4 | 6 | 2022
2022-06-08 | 15852.6 | 15693.84 | 15180.95 | 15042.46 | 15379.63 | 16100.13 | 17003.48 | 18028.19 | 18881.47 | 19826.17 | 20851.79 | 21698.99 | 22481.88 | 23237.08 | 23822.06 | 24287.94 | 24414.44 | 24033.23 | 23091.39 | 22110.09 | 21600.59 | 20570.76 | 18851.06 | 17275.94 | 475.3162 | 24414.44 | 6 | 2022
2022-06-09 | 16256.18 | 15518.03 | 15017.81 | 14890.16 | 15238.17 | 15970.6 | 16877.52 | 17878.66 | 18686.49 | 19576 | 20540.59 | 21224.31 | 21939.55 | 22640.12 | 23189.06 | 23636.47 | 23761.01 | 23398.9 | 22503.5 | 21569.03 | 21143.56 | 20216.05 | 18530.02 | 16987.27 | 467.1891 | 23761.01 | 6 | 2022
2022-06-10 | 16058.49 | 15174.93 | 14701.07 | 14602.27 | 14989.87 | 15774.88 | 16694.85 | 17658.05 | 18372.29 | 19144.44 | 19972.17 | 20514.51 | 20946.51 | 21456.11 | 21927.38 | 22323.49 | 22436 | 22108.36 | 21301.77 | 20608.53 | 20317.96 | 19454.2 | 17842.38 | 16368.05 | 450.7486 | 22436 | 6 | 2022
2022-06-11 | 15570.28 | 15291.58 | 14716.16 | 14437.87 | 14395.68 | 14166.76 | 14157.71 | 15561.94 | 17065.87 | 18222.38 | 19201.88 | 20006.8 | 20710.94 | 21384.99 | 22138.81 | 22751.03 | 23027.79 | 22726.96 | 21804.36 | 20964.9 | 20598.28 | 19734.41 | 18203.35 | 16754.38 | 443.5951 | 23027.79 | 6 | 2022
2022-06-12 | 15834.26 | 15895.23 | 15273.54 | 14955.25 | 14875.75 | 14608.77 | 14586.39 | 16072.8 | 17734.15 | 19084.49 | 20266.79 | 21253.81 | 22325.17 | 23270.58 | 24080.73 | 24698.55 | 24944.49 | 24576.9 | 23532.02 | 22488.2 | 21885.18 | 20802.41 | 19177.7 | 17639.05 | 469.8622 | 24944.49 | 6 | 2022
2022-06-13 | 16533.65 | 15886.5 | 15357.83 | 15208.23 | 15553.89 | 16282.29 | 17183.28 | 18252.17 | 19175.45 | 20200.09 | 21307.41 | 22363.09 | 23247.75 | 24068 | 24698.02 | 25173.25 | 25285.55 | 24865.98 | 23855.81 | 22794.84 | 22211.74 | 21005.21 | 19241.87 | 17618.55 | 487.3705 | 25285.55 | 6 | 2022
2022-06-14 | 16546.09 | 16469.39 | 15895.26 | 15703.74 | 15991.35 | 16660.46 | 17543.52 | 18676.19 | 19736.56 | 20936.29 | 22488.31 | 23761.37 | 24775.88 | 25687.07 | 26347.14 | 26820.96 | 26905.55 | 26434.2 | 25330.8 | 24181.89 | 23523.7 | 22104.53 | 20107.37 | 18414.43 | 511.042 | 26905.55 | 6 | 2022
2022-06-15 | 17209.6 | 16704.24 | 16112.11 | 15905 | 16178.15 | 16832.08 | 17708.15 | 18873.02 | 19994.34 | 21269.14 | 23012.17 | 24372.21 | 25450.51 | 26402.44 | 27079.82 | 27552.17 | 27621.9 | 27124.29 | 25976.48 | 24780.16 | 24081.72 | 22617.58 | 20474.28 | 18748.16 | 522.0797 | 27621.9 | 6 | 2022
2022-06-16 | 17502.94 | 16899.08 | 16292.54 | 16072.94 | 16335.45 | 16980.25 | 17854.41 | 19044.17 | 20212.64 | 21613.87 | 23440.12 | 24857.4 | 25968.56 | 26931.27 | 27601.31 | 28054.89 | 28103.7 | 27587.83 | 26417.02 | 25196.59 | 24475.24 | 22983.69 | 20740.68 | 18995.33 | 530.1619 | 28103.7 | 6 | 2022
2022-06-17 | 17746.14 | 17109.23 | 16486.54 | 16259.26 | 16525.49 | 17185.34 | 18064.03 | 19291.92 | 20515.74 | 22054.89 | 23962.06 | 25459 | 26640.89 | 27652.03 | 28351.03 | 28803.21 | 28839.9 | 28294.92 | 27065.69 | 25781.02 | 24985.91 | 23436.96 | 21061.39 | 19282.29 | 540.8549 | 28839.9 | 6 | 2022
2022-06-18 | 17950.04 | 16575.43 | 15902.74 | 15540.28 | 15422.04 | 15119.01 | 15085.22 | 16660.71 | 18490.79 | 20051.02 | 21448.8 | 22951.07 | 24182.62 | 25192.56 | 26002.48 | 26575.23 | 26758.07 | 26322.43 | 25180.89 | 24035.02 | 23339.66 | 21987.46 | 20151.72 | 18536.25 | 499.4615 | 26758.07 | 6 | 2022
2022-06-19 | 17355.18 | 15694.25 | 15088.8 | 14784.42 | 14720.38 | 14471.34 | 14452.34 | 15908.89 | 17509.66 | 18787.48 | 19882.84 | 20770.95 | 21584.4 | 22414.32 | 23135.62 | 23694.95 | 23917.62 | 23577.77 | 22618.92 | 21658.26 | 21176.73 | 20276.36 | 18709.64 | 17227.25 | 459.4184 | 23917.62 | 6 | 2022
2022-06-20 | 16299.03 | 16292.35 | 15732.76 | 15556.5 | 15877.52 | 16580.57 | 17471.68 | 18595.52 | 19623.46 | 20777.12 | 22196.76 | 23421.52 | 24417.84 | 25310.33 | 25971.91 | 26445.99 | 26534.51 | 26070.54 | 24982.48 | 23840.34 | 23184.98 | 21785.9 | 19881.62 | 18200.76 | 505.052 | 26534.51 | 6 | 2022
2022-06-21 | 17003.67 | 16035.77 | 15494.71 | 15331.78 | 15646.18 | 16340.98 | 17228.06 | 18302.59 | 19249.74 | 20310.01 | 21500.91 | 22600.42 | 23479.27 | 24295.42 | 24906.51 | 25369.54 | 25470.02 | 25045.08 | 24035.31 | 22979.19 | 22411.65 | 21153.61 | 19381.06 | 17755.85 | 491.3273 | 25470.02 | 6 | 2022
2022-06-22 | 16694.97 | 16317.77 | 15756.13 | 15575.25 | 15875.34 | 16558.62 | 17441.18 | 18551.07 | 19563.34 | 20705.88 | 22103.34 | 23264.65 | 24162.27 | 24961.11 | 25531.37 | 25942.81 | 25997.98 | 25548.42 | 24525.04 | 23450.77 | 22869.76 | 21521.54 | 19703.2 | 18061.32 | 500.6831 | 25997.98 | 6 | 2022
2022-06-23 | 16971.26 | 16507.9 | 15930.14 | 15735.63 | 16018.93 | 16680.2 | 17556.99 | 18697.43 | 19772.96 | 20989.89 | 22586.6 | 23900.62 | 24961.94 | 25921.91 | 26624.6 | 27130.51 | 27229.57 | 26748.62 | 25612.54 | 24429.84 | 23744.12 | 22299.03 | 20238.7 | 18525.78 | 514.8157 | 27229.57 | 6 | 2022
2022-06-24 | 17318.98 | 16940.58 | 16332.16 | 16117.13 | 16397.85 | 17076.43 | 17961.95 | 19162.76 | 20331.87 | 21738.75 | 23543.48 | 24918.28 | 25973.52 | 26863.26 | 27464.76 | 27849.42 | 27857.62 | 27339.79 | 26197.53 | 24998.84 | 24282.98 | 22809.4 | 20627.89 | 18904.89 | 529.0101 | 27857.62 | 6 | 2022
2022-06-25 | 17676.54 | 16756.85 | 16073.31 | 15701.2 | 15580.64 | 15285.04 | 15257.26 | 16847.96 | 18701.83 | 20297.27 | 21777.75 | 23226.86 | 24344.8 | 25199.95 | 25850.09 | 26281.87 | 26376.49 | 25940.46 | 24876.19 | 23803.47 | 23174.37 | 21872.51 | 20102.08 | 18526.47 | 499.5313 | 26376.49 | 6 | 2022
2022-06-26 | 17441.6 | 16465.93 | 15804.69 | 15451.85 | 15349.49 | 15072.36 | 15049.77 | 16600.86 | 18378.19 | 19879.58 | 21182.11 | 22448.9 | 23474.05 | 24263.18 | 24877.96 | 25300.4 | 25405.44 | 25001.7 | 24001.69 | 22993.95 | 22425.56 | 21230.79 | 19614.02 | 18084.67 | 485.7987 | 25405.44 | 6 | 2022
2022-06-27 | 17100.36 | 17636.37 | 16980.17 | 16719.89 | 16975.61 | 17633.85 | 18523.52 | 19810.01 | 21141.77 | 23041.39 | 25081 | 26589.51 | 27662.09 | 28456.57 | 28906.96 | 29121.76 | 28995.17 | 28424.01 | 27280.56 | 26074.16 | 25350.45 | 23840.67 | 21413.04 | 19659.88 | 552.4188 | 29121.76 | 6 | 2022
2022-06-28 | 18396.02 | 17919.9 | 17238.41 | 16953.98 | 17162.08 | 17762.23 | 18630.44 | 19948.7 | 21368.53 | 23469.74 | 25676.72 | 27381.94 | 28649.57 | 29650.94 | 30265.87 | 30607.72 | 30541.06 | 29932.94 | 28652.16 | 27318.2 | 26483.95 | 24856.18 | 22292.21 | 20268.37 | 571.4279 | 30607.72 | 6 | 2022
2022-06-29 | 18867.03 | 18184.65 | 17484.38 | 17183.56 | 17379.6 | 17972.53 | 18840.75 | 20190.31 | 21750.98 | 23946.59 | 26236.16 | 27984.67 | 29250.17 | 30212.6 | 30767.74 | 31043.81 | 30926.29 | 30298.72 | 29018.8 | 27683.09 | 26846.27 | 25205.88 | 22631.34 | 20526.41 | 580.4323 | 31043.81 | 6 | 2022
2022-06-30 | 19114.56 | 17508.02 | 16858.02 | 16600.87 | 16834.23 | 17460.03 | 18337.92 | 19600.2 | 20905.65 | 22721.25 | 24753.79 | 26305.31 | 27459.47 | 28387.82 | 28971.33 | 29315.01 | 29272.94 | 28709.98 | 27507.95 | 26256.45 | 25495.12 | 23947.63 | 21462.22 | 19677.03 | 553.4628 | 29315.01 | 6 | 2022
2022-07-01 | 18385.2 | 17734.43 | 17072.97 | 16804.48 | 17055.81 | 17759.32 | 18460.51 | 19576.04 | 20792.85 | 22225.35 | 24252.73 | 25865.17 | 27092.17 | 28121.67 | 28837.04 | 29292.34 | 29297.62 | 28717.73 | 27452.93 | 26110.7 | 25338.08 | 23663.7 | 21418.22 | 19676.65 | 551.0037 | 29297.62 | 7 | 2022
2022-07-02 | 18466.48 | 17611.41 | 16871.54 | 16434.93 | 16271.74 | 15972.48 | 15741.12 | 17260.89 | 19195.72 | 20915.66 | 22508.32 | 24220.48 | 25529.04 | 26534.55 | 27304.93 | 27808.17 | 27902.26 | 27405.41 | 26214.4 | 24992.5 | 24301.87 | 22803.99 | 20981.03 | 19382.53 | 522.6315 | 27902.26 | 7 | 2022
2022-07-03 | 18306.97 | 17550.4 | 16812.16 | 16377.34 | 16208.77 | 15893.59 | 15653.42 | 17174.53 | 19117.76 | 20841.8 | 22451.02 | 24275.4 | 25751.05 | 26956.7 | 27918.89 | 28581.41 | 28767.73 | 28256.53 | 26950.97 | 25619.12 | 24827.48 | 23244.99 | 21246.89 | 19586.81 | 528.3717 | 28767.73 | 7 | 2022
2022-07-04 | 18191.1 | 17007.65 | 16280.08 | 15873.03 | 15824.52 | 15765.53 | 15679.53 | 16955.74 | 18743.99 | 20666.38 | 22632.3 | 24485.05 | 25679.56 | 26613.96 | 27371.76 | 27899.14 | 27898.89 | 27214.17 | 25907.22 | 24672.58 | 24001.04 | 22503.22 | 20713.47 | 19087.43 | 517.6673 | 27899.14 | 7 | 2022
2022-07-05 | 18043.69 | 16126.99 | 15588.82 | 15416.1 | 15743.67 | 16499.21 | 17217.9 | 18111.78 | 18929.43 | 19866.26 | 20890.93 | 21664.47 | 22425.46 | 23292.57 | 24002.28 | 24577.88 | 24741.73 | 24337.89 | 23327.96 | 22259.79 | 21837.14 | 20832.31 | 19144.25 | 17584.2 | 482.4627 | 24741.73 | 7 | 2022
2022-07-06 | 16693.42 | 16482.44 | 15916.84 | 15720.53 | 16025.16 | 16757.47 | 17472.15 | 18414.56 | 19327.69 | 20381.44 | 21533.52 | 22576.99 | 23590.83 | 24565.74 | 25341.91 | 25946.53 | 26107.97 | 25661.82 | 24555.48 | 23392.96 | 22791 | 21538.7 | 19784.34 | 18160.42 | 498.7399 | 26107.97 | 7 | 2022
2022-07-07 | 17116.97 | 17375.75 | 16743.58 | 16489.63 | 16743.58 | 17431.11 | 18138.47 | 19196.28 | 20330.52 | 21659.5 | 23419.59 | 24967.15 | 26181.68 | 27256.65 | 28041.79 | 28591.84 | 28674.13 | 28136.81 | 26890.89 | 25586.74 | 24846.67 | 23203.87 | 21093.32 | 19365.34 | 537.4819 | 28674.13 | 7 | 2022
2022-07-08 | 18153.01 | 18113.53 | 17424.61 | 17132.69 | 17363.59 | 18053.27 | 18766.02 | 19927.1 | 21235.86 | 22960.66 | 25160.19 | 26914.25 | 28243.41 | 29334.74 | 30070.29 | 30515.74 | 30502 | 29888.91 | 28553.36 | 27151.25 | 26298.97 | 24545.88 | 22025.8 | 20235.29 | 568.5704 | 30515.74 | 7 | 2022
2022-07-09 | 18892.41 | 16882.65 | 16196.62 | 15807.16 | 15682.5 | 15416.68 | 15202.45 | 16628.61 | 18391.58 | 19895.31 | 21216.38 | 22404.44 | 23647.97 | 24684.77 | 25551.1 | 26182.43 | 26395.23 | 25969.29 | 24824.54 | 23664.9 | 23015.46 | 21744.49 | 20126.6 | 18577.27 | 497.0008 | 26395.23 | 7 | 2022
2022-07-10 | 17569.9 | 16450.8 | 15797.33 | 15436.16 | 15336.74 | 15095.11 | 14889.62 | 16258.48 | 17912.92 | 19282.02 | 20467.37 | 21471.35 | 22394.46 | 23379.81 | 24238.37 | 24893.33 | 25145.17 | 24766 | 23690.62 | 22604.92 | 22041.64 | 21058.25 | 19494.71 | 17997.23 | 477.6723 | 25145.17 | 7 | 2022
2022-07-11 | 17048.9 | 17054.53 | 16449.03 | 16220.17 | 16515.87 | 17250.57 | 17981.42 | 19011.55 | 20080.51 | 21321.56 | 22817.96 | 24279.12 | 25461.58 | 26519.77 | 27322.42 | 27892.69 | 28005.3 | 27492.2 | 26272.64 | 24996.73 | 24264.42 | 22653.33 | 20719.65 | 19013.7 | 526.6456 | 28005.3 | 7 | 2022
2022-07-12 | 17833.02 | 18706.8 | 17978.37 | 17640.94 | 17827.49 | 18467.28 | 19179.82 | 20399.83 | 21842.52 | 24038.87 | 26465.01 | 28363.06 | 29733 | 30792.62 | 31437.37 | 31781.89 | 31680.9 | 31028.27 | 29673 | 28259.25 | 27395.1 | 25594.75 | 22935.27 | 20944.49 | 589.9989 | 31781.89 | 7 | 2022
2022-07-13 | 19552.94 | 18899.86 | 18156.74 | 17806.63 | 17981.36 | 18609.43 | 19318.76 | 20564.71 | 22057.45 | 24409.02 | 26921.96 | 28898.25 | 30327.81 | 31427.71 | 32091.87 | 32438.73 | 32328.19 | 31653.66 | 30257.02 | 28801.36 | 27897.89 | 26055.67 | 23355.88 | 21229.63 | 601.0425 | 32438.73 | 7 | 2022
2022-07-14 | 19827.7 | 18343.12 | 17641.03 | 17326.72 | 17530.91 | 18184.11 | 18903.61 | 20078.55 | 21439.65 | 23359.21 | 25662.89 | 27494.94 | 28863.7 | 29974.66 | 30700.45 | 31135.64 | 31108.8 | 30487.96 | 29134.39 | 27730.99 | 26868.41 | 25086.69 | 22446.05 | 20592.2 | 579.9224 | 31135.64 | 7 | 2022
2022-07-15 | 19283.25 | 18016.92 | 17336.58 | 17052.48 | 17291.26 | 17994.88 | 18729.14 | 19872.15 | 21151.88 | 22801.59 | 24956.6 | 26677.73 | 27987.27 | 29069.96 | 29804.31 | 30255.55 | 30259.85 | 29666.27 | 28344.66 | 26971.81 | 26119.04 | 24376.3 | 21913.38 | 20135.53 | 566.0684 | 30259.85 | 7 | 2022
2022-07-16 | 18847.24 | 17240.53 | 16529.81 | 16119.32 | 15978.45 | 15707.79 | 15514.67 | 16979.46 | 18821.5 | 20426.32 | 21846.24 | 23348.68 | 24643.89 | 25687.64 | 26524.29 | 27106.92 | 27283.33 | 26834.83 | 25654.21 | 24473.4 | 23770.9 | 22290.61 | 20621.75 | 19044 | 511.2958 | 27283.33 | 7 | 2022
2022-07-17 | 17950.14 | 15812.47 | 15208.13 | 14890 | 14829.31 | 14630.13 | 14455.57 | 15735.44 | 17226.78 | 18394.32 | 19380.4 | 20226.51 | 20957.51 | 21636.89 | 22385.38 | 23087.51 | 23412.49 | 23109.52 | 22125.75 | 21364.79 | 21012.21 | 20102.3 | 18615.45 | 17190.34 | 453.7393 | 23412.49 | 7 | 2022
2022-07-18 | 16367.59 | 16626.03 | 16054.91 | 15856.27 | 16181.26 | 16953.78 | 17718.83 | 18684.09 | 19635.47 | 20733.36 | 21925.44 | 23121.52 | 24175.62 | 25148.69 | 25909.28 | 26475.28 | 26622.08 | 26170.1 | 25040 | 23874.56 | 23208.55 | 21825.57 | 20063.62 | 18422.78 | 506.7947 | 26622.08 | 7 | 2022
2022-07-19 | 17308.52 | 17554.3 | 16911.67 | 16649.29 | 16898.62 | 17596.05 | 18339.97 | 19409.64 | 20575.67 | 21947.69 | 23862.39 | 25452.45 | 26684.69 | 27753.63 | 28512.35 | 29028.81 | 29099.47 | 28563.99 | 27306.06 | 26015.53 | 25236.51 | 23565.14 | 21355.29 | 19618.91 | 545.2466 | 29099.47 | 7 | 2022
2022-07-20 | 18340.55 | 17718.88 | 17064.88 | 16792.69 | 17034.89 | 17730.03 | 18480.43 | 19568.14 | 20769.43 | 22197.12 | 24238.51 | 25862.42 | 27101.37 | 28153.99 | 28881.33 | 29361.03 | 29405.04 | 28859.15 | 27596.41 | 26304.39 | 25514.24 | 23828.67 | 21544.55 | 19801.12 | 552.1493 | 29405.04 | 7 | 2022
2022-07-21 | 18540.45 | 17826.13 | 17164.22 | 16885.26 | 17121.38 | 17811.76 | 18563.91 | 19665.02 | 20893.01 | 22406.93 | 24494.98 | 26160.67 | 27430.71 | 28503.32 | 29238.82 | 29717.71 | 29756.78 | 29200.57 | 27916.31 | 26604.85 | 25791.83 | 24083.2 | 21719.06 | 19960.79 | 557.4577 | 29756.78 | 7 | 2022
2022-07-22 | 18688.52 | 17694.66 | 17041.64 | 16781.53 | 17046.25 | 17787.98 | 18558.06 | 19647.21 | 20828.56 | 22224.03 | 24192.95 | 25737.55 | 26887.54 | 27834.02 | 28468.85 | 28862.03 | 28864.56 | 28327.36 | 27116.37 | 25873.34 | 25104.26 | 23456.05 | 21304.43 | 19600.21 | 547.928 | 28864.56 | 7 | 2022
2022-07-23 | 18424.74 | 17626.22 | 16891.31 | 16459.98 | 16308.84 | 16048.8 | 15887.57 | 17386.2 | 19294.4 | 20989.58 | 22558.62 | 24195.02 | 25402.63 | 26289.78 | 26941.66 | 27348.33 | 27417.39 | 26961.72 | 25840.82 | 24733.31 | 24060 | 22597.92 | 20875.86 | 19322.12 | 519.8628 | 27417.39 | 7 | 2022
2022-07-24 | 18291.33 | 17896.83 | 17141.23 | 16692.2 | 16523.66 | 16246.85 | 16086.34 | 17621.21 | 19602.15 | 21386.35 | 23221.71 | 24991.16 | 26314.53 | 27294.79 | 28007.08 | 28443.85 | 28517.55 | 28030.71 | 26829.95 | 25647.36 | 24894.85 | 23355.43 | 21387.36 | 19781.76 | 534.2062 | 28517.55 | 7 | 2022
2022-07-25 | 18641.24 | 18873.46 | 18139.83 | 17800.33 | 18011.26 | 18703.63 | 19481.04 | 20719.8 | 22192.86 | 24532.23 | 26986.36 | 28876.87 | 30207.26 | 31170.12 | 31707.69 | 31937.92 | 31783.48 | 31137.18 | 29813.11 | 28456.55 | 27569.86 | 25768.27 | 23141.14 | 21116.7 | 596.7682 | 31937.92 | 7 | 2022
2022-07-26 | 19715.15 | 16996.93 | 16398.58 | 16175.04 | 16461.59 | 17205.38 | 17988.67 | 18975.63 | 19990.8 | 21178.66 | 22579.3 | 23950.05 | 25021.7 | 25987.25 | 26698.57 | 27215.35 | 27331.57 | 26872.56 | 25726.57 | 24572 | 23878.62 | 22314.22 | 20508.75 | 18854.11 | 522.597 | 27331.57 | 7 | 2022
2022-07-27 | 17787.11 | 17246.15 | 16630.13 | 16391.32 | 16665.98 | 17403.32 | 18192.17 | 19208.09 | 20279.3 | 21538.46 | 23151.58 | 24583.79 | 25679.2 | 26635.66 | 27314.39 | 27787.59 | 27868.59 | 27390.61 | 26227.93 | 25059.5 | 24343.33 | 22751.16 | 20817.77 | 19146.94 | 530.1001 | 27868.59 | 7 | 2022
2022-07-28 | 17987.27 | 17502.52 | 16867.71 | 16612.65 | 16873.52 | 17600.07 | 18389.74 | 19437.64 | 20570.47 | 21906.84 | 23747.62 | 25260.85 | 26404.58 | 27379.11 | 28050.26 | 28499.59 | 28554.41 | 28052.49 | 26856.14 | 25655 | 24903.2 | 23270.81 | 21178.15 | 19481.24 | 541.0419 | 28554.41 | 7 | 2022
2022-07-29 | 18308.05 | 18559.87 | 17844.74 | 17531.32 | 17751.54 | 18465.88 | 19260.89 | 20452.44 | 21837.55 | 23907.33 | 26233.07 | 28057.68 | 29381.48 | 30400.81 | 31018.46 | 31337.9 | 31266.14 | 30657.58 | 29326.12 | 27982.17 | 27071.2 | 25275.89 | 22668.51 | 20775.06 | 585.3717 | 31337.9 | 7 | 2022
2022-07-30 | 19389.77 | 17942.8 | 17185.94 | 16736.3 | 16569.18 | 16304.78 | 16175.07 | 17707.15 | 19690.55 | 21480.37 | 23355.79 | 25132.03 | 26455.93 | 27429.61 | 28127.98 | 28550.35 | 28627.41 | 28151.43 | 26950.81 | 25789.86 | 25015.74 | 23465.76 | 21472.4 | 19868.27 | 537.5753 | 28627.41 | 7 | 2022
2022-07-31 | 18734.85 | 18038.04 | 17274.21 | 16818.61 | 16646.24 | 16377.96 | 16250.29 | 17794.07 | 19800.83 | 21619.81 | 23583.07 | 25395.04 | 26744.73 | 27734.07 | 28437.69 | 28857.72 | 28929.67 | 28444.92 | 27226.46 | 26049.74 | 25256.15 | 23686.57 | 21624.25 | 20007.67 | 541.3327 | 28929.67 | 7 | 2022
2022-08-01 | 17866.55 | 17167.42 | 16423.24 | 16121.01 | 16458.36 | 17545.64 | 18445.78 | 19417.11 | 20762.56 | 22466.7 | 24460.24 | 26118.77 | 27424.5 | 28480.99 | 29196.14 | 29630.35 | 29632.2 | 28994.38 | 27697.07 | 26608.53 | 25752.34 | 23620.22 | 21220.41 | 19179.6 | 550.6901 | 29632.2 | 8 | 2022
2022-08-02 | 17925.86 | 17279.53 | 16524.46 | 16210.72 | 16515.15 | 17565.05 | 18457.82 | 19430.74 | 20798.88 | 22535.47 | 24597.38 | 26320.36 | 27684.34 | 28818.11 | 29592.44 | 30082.15 | 30116.79 | 29475.62 | 28135.33 | 27016.93 | 26131.68 | 23961.83 | 21492.48 | 19421.24 | 556.0904 | 30116.79 | 8 | 2022
2022-08-03 | 18122.75 | 18502.36 | 17658.55 | 17268 | 17511.31 | 18517.39 | 19410.95 | 20533.66 | 22183.76 | 24391.14 | 26868.7 | 28842.25 | 30305.57 | 31408.69 | 32060.23 | 32381.47 | 32268.83 | 31541.4 | 30130.79 | 28938.66 | 27973.4 | 25695.08 | 22988.53 | 20832.85 | 596.3363 | 32381.47 | 8 | 2022
2022-08-04 | 19376.04 | 18265.27 | 17438.63 | 17063.1 | 17317.79 | 18332.37 | 19230 | 20323.4 | 21920.45 | 24029.29 | 26441.87 | 28380.39 | 29843.14 | 30973.55 | 31668.24 | 32037.76 | 31964.39 | 31253.63 | 29843.89 | 28656.91 | 27692.78 | 25424.5 | 22750.14 | 20602.64 | 590.8302 | 32037.76 | 8 | 2022
2022-08-05 | 19206.43 | 17678.51 | 16896.01 | 16566.76 | 16872.73 | 17951.09 | 18871.93 | 19896.88 | 21346.27 | 23187.96 | 25389.4 | 27164.01 | 28532.67 | 29619.61 | 30321.66 | 30718.58 | 30691.28 | 30026.25 | 28672.8 | 27543.51 | 26611.09 | 24407.55 | 21891.14 | 19809.45 | 569.8736 | 30718.58 | 8 | 2022
2022-08-06 | 18511.99 | 17571.96 | 16693.56 | 16171.22 | 15995.48 | 15925.62 | 15781.98 | 17277.93 | 19556.91 | 21734.59 | 23825.69 | 25703.11 | 27153.28 | 28215.41 | 28965.39 | 29402.41 | 29455.24 | 28865.94 | 27578.03 | 26564.06 | 25701.48 | 23654.83 | 21436.08 | 19516.26 | 541.2584 | 29455.24 | 8 | 2022
2022-08-07 | 18325.03 | 17408.22 | 16542.18 | 16030.65 | 15864.36 | 15805.14 | 15670.74 | 17144.04 | 19382.5 | 21509.98 | 23527.29 | 25365.92 | 26795.72 | 27853.42 | 28610.88 | 29063.01 | 29134.48 | 28560.59 | 27287.05 | 26292.92 | 25440.53 | 23410.22 | 21228.93 | 19324.57 | 535.5784 | 29134.48 | 8 | 2022
2022-08-08 | 18155.27 | 18316.97 | 17490.85 | 17118.54 | 17399.93 | 18457 | 19394.26 | 20499.12 | 22108.14 | 24240.16 | 26654.32 | 28585.09 | 30036.35 | 31123.18 | 31774.13 | 32091.32 | 31992.4 | 31282.74 | 29884.16 | 28715.43 | 27730.61 | 25460.82 | 22800.63 | 20660 | 591.9714 | 32091.32 | 8 | 2022
2022-08-09 | 19203.81 | 17728.8 | 16944.71 | 16606.48 | 16895.65 | 17953.71 | 18893.34 | 19907.23 | 21362.42 | 23229.04 | 25452.72 | 27240.15 | 28605.99 | 29688.19 | 30375.81 | 30770.01 | 30748.14 | 30096.22 | 28754.6 | 27658.45 | 26740.92 | 24540.36 | 22011.88 | 19930.26 | 571.3389 | 30770.01 | 8 | 2022
2022-08-10 | 18602.41 | 17302.01 | 16549.89 | 16239.46 | 16552.09 | 17632.16 | 18583.14 | 19540.94 | 20892.66 | 22615.04 | 24661.67 | 26349.89 | 27665.77 | 28741.02 | 29454.08 | 29893.01 | 29918.62 | 29302.62 | 27996.22 | 26942.24 | 26056.21 | 23899.38 | 21465.65 | 19421.71 | 556.2779 | 29918.62 | 8 | 2022
2022-08-11 | 18117.21 | 15899.16 | 15252.38 | 15033.02 | 15424.74 | 16577.92 | 17552.61 | 18326.49 | 19331.66 | 20622.45 | 22099.13 | 23326.49 | 24410.56 | 25385.76 | 26112.49 | 26641.96 | 26785.53 | 26288.48 | 25143.97 | 24262.75 | 23531.29 | 21692.91 | 19485.26 | 17595.03 | 504.8992 | 26785.53 | 8 | 2022
2022-08-12 | 16594.79 | 16542.48 | 15845.63 | 15591.34 | 15960.79 | 17105.71 | 18081.15 | 18952.06 | 20125.15 | 21619.92 | 23322.58 | 24852.36 | 26114.55 | 27212.16 | 28006.11 | 28541.13 | 28659.9 | 28096.63 | 26819.01 | 25800 | 24921 | 22841.09 | 20531.38 | 18540.1 | 530.677 | 28659.9 | 8 | 2022
2022-08-13 | 17272.52 | 16681.65 | 15872.31 | 15410.43 | 15288.8 | 15282.36 | 15195.07 | 16564.09 | 18615.34 | 20511.93 | 22270.53 | 23836.01 | 25152.09 | 26164.76 | 26932.28 | 27433.71 | 27580.59 | 27081.09 | 25887.6 | 24999.72 | 24204.38 | 22332.66 | 20261.02 | 18436.83 | 509.2678 | 27580.59 | 8 | 2022
2022-08-14 | 17338.21 | 16990.49 | 16158.1 | 15676.52 | 15537.22 | 15515.97 | 15431.56 | 16840 | 18968.86 | 20961.82 | 22821.5 | 24537.45 | 25927.55 | 26988.42 | 27776.34 | 28276.74 | 28411.71 | 27887.05 | 26642.31 | 25706.86 | 24858.27 | 22880.88 | 20764.08 | 18896.24 | 521.7942 | 28411.71 | 8 | 2022
2022-08-15 | 17689.83 | 16258.88 | 15586.76 | 15348.64 | 15742.03 | 16904.47 | 17903.21 | 18737.52 | 19851.26 | 21269.27 | 22886.2 | 24345.29 | 25593.42 | 26689.79 | 27502.63 | 28067.2 | 28218.27 | 27681.05 | 26426.53 | 25441.67 | 24580.7 | 22556.55 | 20268.74 | 18293.1 | 523.843 | 28218.27 | 8 | 2022
2022-08-16 | 17052.49 | 15740.08 | 15109.23 | 14903.87 | 15313.88 | 16501.57 | 17515.85 | 18254.47 | 19197.2 | 20416.62 | 21805.06 | 22890.68 | 23850.62 | 24703.07 | 25325 | 25778.85 | 25899.23 | 25438.51 | 24379.38 | 23600.2 | 22935.68 | 21201.94 | 19063.55 | 17239.18 | 494.1162 | 25899.23 | 8 | 2022
2022-08-17 | 16273.73 | 15480.52 | 14871.52 | 14685.28 | 15112.49 | 16318.45 | 17344.38 | 18044.99 | 18916.54 | 20047.73 | 21347.94 | 22361.99 | 23222.03 | 24049.33 | 24668.5 | 25136.29 | 25281 | 24848.25 | 23824.93 | 23086.81 | 22493.45 | 20793.82 | 18690.19 | 16898.9 | 483.7991 | 25281 | 8 | 2022
2022-08-18 | 15985.29 | 16433.47 | 15750.78 | 15501.08 | 15871.29 | 17025.13 | 18044.06 | 18871.56 | 19988.74 | 21424.68 | 23042 | 24460.81 | 25586.06 | 26544.7 | 27210.72 | 27660.87 | 27753.03 | 27235.29 | 26062.29 | 25176.38 | 24387.57 | 22425.49 | 20186.3 | 18264.59 | 520.8922 | 27753.03 | 8 | 2022
2022-08-19 | 17105.16 | 16841.73 | 16128.23 | 15860.07 | 16225.72 | 17393.82 | 18424.71 | 19313.23 | 20528.39 | 22084.46 | 23875.85 | 25396.76 | 26591.2 | 27575.19 | 28235.86 | 28646.27 | 28700.68 | 28145.69 | 26914.88 | 25968.14 | 25099.07 | 23014.8 | 20734.62 | 18770.66 | 537.5752 | 28700.68 | 8 | 2022
2022-08-20 | 17531.19 | 16207.38 | 15436.48 | 15008.69 | 14918.56 | 14956.65 | 14924.95 | 16219.76 | 18144.11 | 19885.57 | 21495.68 | 22884.54 | 24121.55 | 25115.62 | 25897.33 | 26437.08 | 26645.98 | 26203.64 | 25056.14 | 24246.27 | 23468.43 | 21700.48 | 19683.54 | 17909.63 | 494.0992 | 26645.98 | 8 | 2022
2022-08-21 | 16865.01 | 16270.54 | 15494.15 | 15061.94 | 14965.51 | 14995.97 | 14967.39 | 16272.27 | 18220.09 | 19988.72 | 21638.61 | 23088 | 24411.78 | 25480.87 | 26326.69 | 26914.63 | 27150.35 | 26698.71 | 25501.71 | 24648.06 | 23821.16 | 21984.23 | 19931.54 | 18122.64 | 498.8206 | 27150.35 | 8 | 2022
2022-08-22 | 16976.69 | 16888.36 | 16173.98 | 15900 | 16268.47 | 17431.8 | 18479.27 | 19376.92 | 20621.16 | 22208.77 | 24065.76 | 25658.49 | 26939 | 27997.42 | 28722.01 | 29179.61 | 29260.93 | 28699.46 | 27422.41 | 26440.06 | 25523.84 | 23387.49 | 21050.34 | 19044.7 | 543.7169 | 29260.93 | 8 | 2022
2022-08-23 | 17723.24 | 18048.92 | 17248.24 | 16897.2 | 17182.76 | 18275.08 | 19312.61 | 20338.65 | 21840.39 | 23825.19 | 26118.73 | 27951.54 | 29321.91 | 30370.13 | 30992.41 | 31315.66 | 31275.74 | 30640.53 | 29296.85 | 28252.91 | 27275.34 | 25037.88 | 22467.74 | 20383.67 | 581.3933 | 31315.66 | 8 | 2022
2022-08-24 | 18919.19 | 17067.78 | 16339.72 | 16051.79 | 16389.24 | 17526.49 | 18582.38 | 19482.58 | 20751.58 | 22378.23 | 24305.62 | 25926.98 | 27204.67 | 28262.31 | 28967.27 | 29412.9 | 29490.66 | 28933.08 | 27655.08 | 26689.67 | 25774.46 | 23627.15 | 21257.9 | 19249.44 | 550.2462 | 29490.66 | 8 | 2022
2022-08-25 | 17959.17 | 17352.46 | 16604.9 | 16299.99 | 16625.95 | 17760.21 | 18824.65 | 19755.83 | 21083.53 | 22786.45 | 24823.28 | 26477.52 | 27744.23 | 28755.42 | 29394.65 | 29771.07 | 29800.06 | 29228.61 | 27957.85 | 27001.59 | 26085.26 | 23929.59 | 21530.96 | 19519.56 | 557.0728 | 29800.06 | 8 | 2022
2022-08-26 | 18202.5 | 16756.23 | 16051.77 | 15792.2 | 16166.36 | 17356.93 | 18437.73 | 19303.7 | 20491.17 | 22014.72 | 23775.63 | 25298.47 | 26515.48 | 27534.31 | 28228.94 | 28671.63 | 28766.75 | 28234.16 | 26989.08 | 26058.9 | 25149.33 | 23044.09 | 20763.19 | 18796.78 | 538.4001 | 28766.75 | 8 | 2022
2022-08-27 | 17538.71 | 15947.79 | 15199.89 | 14792.53 | 14722.77 | 14797.55 | 14823.72 | 16070.39 | 17918.87 | 19569.17 | 21093.91 | 22422.9 | 23582.35 | 24566.26 | 25352.92 | 25911.42 | 26162.93 | 25762.1 | 24639.99 | 23888.72 | 23105.06 | 21385.57 | 19401.73 | 17658.18 | 486.3154 | 26162.93 | 8 | 2022
2022-08-28 | 16615.41 | 15706.47 | 14977.32 | 14586.16 | 14531.21 | 14622.49 | 14659.83 | 15872.57 | 17658.7 | 19232.08 | 20679.31 | 21944.13 | 23011.82 | 23970.01 | 24750.42 | 25317.57 | 25587.89 | 25210.84 | 24121.74 | 23408.95 | 22685.61 | 21003.11 | 19051.32 | 17338.4 | 476.5434 | 25587.89 | 8 | 2022
2022-08-29 | 16311.53 | 15786.17 | 15156.53 | 14956.31 | 15388.31 | 16621.94 | 17732.77 | 18477.03 | 19448.81 | 20697.18 | 22152.56 | 23412.9 | 24584.33 | 25646.06 | 26452.46 | 27038.68 | 27262.58 | 26804.86 | 25606.29 | 24740.96 | 23874.91 | 21948.34 | 19728.56 | 17815.29 | 507.6454 | 27262.58 | 8 | 2022
2022-08-30 | 16564.74 | 15882.36 | 15244.56 | 15034.85 | 15439.09 | 16645.46 | 17753.85 | 18492.97 | 19472.12 | 20736.92 | 22211.78 | 23493.45 | 24649.37 | 25705.62 | 26495.49 | 27076.98 | 27300.85 | 26849.27 | 25658.49 | 24812.47 | 23962.52 | 22028.55 | 19806.16 | 17897.65 | 509.2156 | 27300.85 | 8 | 2022
2022-08-31 | 16649.79 | 15685.39 | 15062.79 | 14866.27 | 15281.76 | 16500.9 | 17622.31 | 18333.8 | 19264.74 | 20469.37 | 21888.85 | 23100.99 | 24243.11 | 25306.27 | 26116.35 | 26725.36 | 26977.93 | 26544.98 | 25364.46 | 24536.84 | 23691.31 | 21793.3 | 19585.91 | 17691.56 | 503.3043 | 26977.93 | 8 | 2022
2022-09-01 | 17196.61 | 15796.31 | 15315.52 | 15167.93 | 15526.42 | 16552.17 | 17533.17 | 17980.17 | 18720.81 | 19741.08 | 21196.43 | 22649.29 | 23895.5 | 25059.86 | 25925.72 | 26544 | 26632.83 | 25904.34 | 24726.26 | 24159.96 | 22729.85 | 20637.57 | 18789.64 | 17280.03 | 495.6615 | 26632.83 | 9 | 2022
2022-09-02 | 16389.07 | 15389.55 | 14941.51 | 14828.43 | 15234.31 | 16324.38 | 17330.96 | 17728.65 | 18354.49 | 19231.7 | 20270.83 | 21493.27 | 22555.82 | 23565.01 | 24326.87 | 24878.04 | 24954.99 | 24276.77 | 23215.84 | 22765.42 | 21419.82 | 19655.28 | 17982.31 | 16556.81 | 473.6701 | 24954.99 | 9 | 2022
2022-09-03 | 15781.64 | 14735.63 | 14248.74 | 14011.46 | 14047.98 | 14200.91 | 14318.02 | 15038.49 | 16225.46 | 17216.96 | 18106.86 | 18961.08 | 19720.86 | 20504.66 | 21335.72 | 21983.65 | 22208.14 | 21665.76 | 20743.55 | 20492.4 | 19523.74 | 18251.01 | 16832.01 | 15599.46 | 425.7542 | 22208.14 | 9 | 2022
2022-09-04 | 15020.39 | 14606.56 | 14130.97 | 13903.41 | 13951.81 | 14122.3 | 14251.54 | 14949.59 | 16093.14 | 17033.7 | 17860.96 | 18640.88 | 19323.97 | 19944.27 | 20621.92 | 21212.72 | 21415.65 | 20898.31 | 20068.28 | 19940.36 | 19106 | 17878.31 | 16505.1 | 15316.69 | 416.7968 | 21415.65 | 9 | 2022
2022-09-05 | 14663.65 | 15857.11 | 15255.89 | 14936.87 | 14992.89 | 15303.2 | 15550.2 | 16249.58 | 17706.29 | 19407.45 | 21397.7 | 23222.26 | 24454.04 | 25426.83 | 26170.05 | 26663.03 | 26603.41 | 25717.27 | 24475.29 | 23995.82 | 22595.35 | 20606.71 | 18891.91 | 17467.17 | 487.61 | 26663.03 | 9 | 2022
2022-09-06 | 16649.78 | 16986.47 | 16422 | 16201.57 | 16502.72 | 17497.37 | 18508.18 | 19092.63 | 20102.36 | 21884.33 | 23944.75 | 25708.52 | 27092.56 | 28241.61 | 28977.4 | 29408.39 | 29342.58 | 28523.17 | 27249.19 | 26603.8 | 25047.08 | 22808.85 | 20318.14 | 18723.25 | 541.8367 | 29408.39 | 9 | 2022
2022-09-07 | 17611.17 | 16182.22 | 15677.31 | 15508.75 | 15854.18 | 16887.96 | 17912.24 | 18393.1 | 19208.39 | 20359.81 | 22103.28 | 23628.87 | 24884.46 | 26002.38 | 26783.77 | 27307.38 | 27341.43 | 26602.5 | 25418.71 | 24873.51 | 23402.93 | 21274.72 | 19253.53 | 17733.43 | 510.206 | 27341.43 | 9 | 2022
2022-09-08 | 16790.85 | 15861.83 | 15381.25 | 15233.76 | 15598.76 | 16653.41 | 17688.85 | 18125.81 | 18858.96 | 19876.3 | 21360.55 | 22766.92 | 23937.94 | 25004.5 | 25767.04 | 26297.39 | 26355.9 | 25654.24 | 24529.43 | 24049.3 | 22630.69 | 20562.98 | 18767.94 | 17290.84 | 495.0454 | 26355.9 | 9 | 2022
2022-09-09 | 16422.36 | 15695.28 | 15228.17 | 15098.59 | 15493.02 | 16590.7 | 17644.5 | 18067.65 | 18756.66 | 19715.87 | 21020.68 | 22354.43 | 23479.73 | 24514.4 | 25264.97 | 25785.89 | 25851.12 | 25165.18 | 24062.29 | 23603.58 | 22181.68 | 20177.77 | 18476.3 | 17023.38 | 487.6742 | 25851.12 | 9 | 2022
2022-09-10 | 16168.81 | 15597.72 | 15051.78 | 14763.09 | 14761.41 | 14903.41 | 15063.62 | 15877.07 | 17251.59 | 18483.5 | 19599.98 | 20722.03 | 21842.89 | 22749.54 | 23456.44 | 23944.28 | 24051.81 | 23455.23 | 22480.89 | 22203.51 | 20909.1 | 19386.49 | 17914.43 | 16631.73 | 457.2703 | 24051.81 | 9 | 2022
2022-09-11 | 15963.28 | 16060.4 | 15478.59 | 15158.9 | 15125.72 | 15234.65 | 15390.14 | 16267.71 | 17770.72 | 19158.75 | 20486.7 | 22105.4 | 23445.79 | 24536.6 | 25370.41 | 25928.67 | 26052.31 | 25397.58 | 24271.78 | 23848.06 | 22408.24 | 20429.34 | 18824.94 | 17445.2 | 482.1599 | 26052.31 | 9 | 2022
2022-09-12 | 16560.83 | 16188.23 | 15685.81 | 15522.4 | 15893.66 | 16964.59 | 18029.69 | 18519.32 | 19347.28 | 20527.14 | 22292.24 | 23868.7 | 25200.8 | 26380.51 | 27216.83 | 27770.89 | 27831.38 | 27091.47 | 25858.56 | 25281.26 | 23727.3 | 21550.97 | 19445.48 | 17899.15 | 514.6545 | 27831.38 | 9 | 2022
2022-09-13 | 16838.07 | 15742.23 | 15271.36 | 15132.6 | 15503.34 | 16568.7 | 17633.91 | 18051.21 | 18759.77 | 19745.16 | 21164.79 | 22602.63 | 23847.77 | 25015.23 | 25878.63 | 26498.84 | 26629.11 | 25943.91 | 24769.63 | 24266.6 | 22782.36 | 20674.4 | 18830.84 | 17333.3 | 495.4844 | 26629.11 | 9 | 2022
2022-09-14 | 16383.07 | 16551.58 | 16022.8 | 15833.45 | 16164.6 | 17204.06 | 18272.9 | 18787.2 | 19679.27 | 21124.88 | 23000.18 | 24625.41 | 25929.58 | 27047.12 | 27787.33 | 28251.81 | 28252.6 | 27500.51 | 26284.16 | 25736.81 | 24199.77 | 22015.03 | 19779.9 | 18235.39 | 524.6694 | 28252.6 | 9 | 2022
2022-09-15 | 17167.59 | 15932.45 | 15449.13 | 15299.46 | 15663.16 | 16729.71 | 17808.6 | 18244.48 | 18990.99 | 20026.06 | 21600.35 | 23068.35 | 24309.39 | 25444.01 | 26257.35 | 26823.94 | 26919.56 | 26226.19 | 25054.79 | 24562.01 | 23068.46 | 20949.24 | 19032.5 | 17532.18 | 502.16 | 26919.56 | 9 | 2022
2022-09-16 | 16577.94 | 15395.46 | 14953.49 | 14845.95 | 15260.68 | 16390.92 | 17495.9 | 17868.94 | 18478.57 | 19340.38 | 20401.49 | 21669.91 | 22782.8 | 23844.49 | 24642.04 | 25221.83 | 25359.17 | 24721.44 | 23629.57 | 23220.02 | 21776.89 | 19884.91 | 18205.2 | 16772.43 | 478.7404 | 25359.17 | 9 | 2022
2022-09-17 | 15900.34 | 14795.84 | 14310.59 | 14074.97 | 14116.75 | 14304.56 | 14512.97 | 15217.39 | 16402.52 | 17396.21 | 18302.24 | 19192.46 | 19994.98 | 20923.22 | 21786.05 | 22455.67 | 22730.65 | 22220.62 | 21262.34 | 21041.88 | 19860.65 | 18547.07 | 17115.89 | 15871 | 432.3369 | 22730.65 | 9 | 2022
2022-09-18 | 15185.36 | 14548.34 | 14082.4 | 13863.55 | 13921.44 | 14127.49 | 14346.72 | 15015.97 | 16135.01 | 17047.76 | 17869.19 | 18683.19 | 19427.77 | 20121.79 | 20943.19 | 21607.43 | 21896.38 | 21417.77 | 20514.03 | 20353.54 | 19382.34 | 18108.81 | 16717.66 | 15511.05 | 420.8282 | 21896.38 | 9 | 2022
2022-09-19 | 14855.1 | 14246.03 | 13898.61 | 13869.49 | 14374.94 | 15603.89 | 16759.51 | 16965.15 | 17253.41 | 17725.21 | 18327.63 | 18807.82 | 19217.39 | 19647.56 | 19989.82 | 20348.94 | 20452.27 | 19998.43 | 19477.08 | 19472.39 | 18682.98 | 17462.47 | 16037.42 | 14846.51 | 418.32 | 20452.27 | 9 | 2022
2022-09-20 | 14375.15 | 14109.39 | 13772.15 | 13749.06 | 14239.67 | 15453.41 | 16608.6 | 16778.42 | 17014.84 | 17429.23 | 17975.89 | 18398.21 | 18748.47 | 19148.47 | 19469.62 | 19763.49 | 19855.45 | 19522.49 | 19040.32 | 19086.13 | 18345.66 | 17161.08 | 15764.94 | 14608.45 | 410.4186 | 19855.45 | 9 | 2022
2022-09-21 | 14206.86 | 14672.08 | 14287.48 | 14223.49 | 14669.15 | 15830.51 | 16972.92 | 17228.18 | 17638.98 | 18262.63 | 19057.76 | 19759 | 20497.15 | 21382.29 | 22076.53 | 22634.5 | 22815.84 | 22284.13 | 21374.85 | 21178.98 | 19974.15 | 18619.91 | 17061.62 | 15748.69 | 442.4577 | 22815.84 | 9 | 2022
2022-09-22 | 15013.36 | 14761.71 | 14370.44 | 14300.74 | 14740.62 | 15897.37 | 17043.95 | 17310.47 | 17745.63 | 18399.02 | 19229.08 | 19968.62 | 20826.16 | 21753.62 | 22477.97 | 23054.05 | 23243.42 | 22702.28 | 21759.73 | 21535.52 | 20225.79 | 18835.49 | 17256.07 | 15922.68 | 448.3738 | 23243.42 | 9 | 2022
2022-09-23 | 15168.44 | 14393.43 | 14034 | 13997.97 | 14486.94 | 15713.37 | 16888.65 | 17106.63 | 17425.88 | 17936.93 | 18592.59 | 19142.45 | 19622.98 | 20148.15 | 20701.57 | 21154.71 | 21299.97 | 20814.2 | 20036.94 | 19988.47 | 19125.45 | 17846 | 16378.7 | 15149.94 | 427.1544 | 21299.97 | 9 | 2022
2022-09-24 | 14589.62 | 14007.45 | 13596.62 | 13425.88 | 13537.76 | 13821.09 | 14104.67 | 14671.58 | 15595.82 | 16276.04 | 16831.18 | 17359.96 | 17834.31 | 18281.88 | 18708.53 | 19082.18 | 19275.03 | 19004.38 | 18526.19 | 18619.39 | 17852.22 | 16740.19 | 15517.42 | 14473.32 | 391.7327 | 19275.03 | 9 | 2022
2022-09-25 | 14102 | 14190.58 | 13762.5 | 13576.53 | 13674.77 | 13947.53 | 14233.85 | 14827.46 | 15807.22 | 16556.97 | 17184.39 | 17777.05 | 18297.66 | 18774.62 | 19212.16 | 19582.16 | 19764.15 | 19474.93 | 18963.74 | 19027.76 | 18226.55 | 17079.94 | 15826.63 | 14753.02 | 398.6242 | 19764.15 | 9 | 2022
2022-09-26 | 14324.17 | 15265.71 | 14840.7 | 14744.59 | 15184.3 | 16356.88 | 17537.99 | 17875.83 | 18440.25 | 19250.36 | 20235.32 | 21409.72 | 22456.52 | 23438.57 | 24165.17 | 24694.83 | 24838.56 | 24250.09 | 23218.75 | 22916.51 | 21483.89 | 19701.59 | 18062.78 | 16665.81 | 471.3589 | 24838.56 | 9 | 2022
2022-09-27 | 15738.45 | 15197.69 | 14778.07 | 14683.57 | 15107.65 | 16268.39 | 17449.13 | 17757.47 | 18278.89 | 19045.47 | 19974.79 | 20981.69 | 21886.13 | 22737.84 | 23346.69 | 23799.25 | 23910.1 | 23351.58 | 22415.94 | 22217.49 | 20884.79 | 19307.18 | 17720.9 | 16381.56 | 463.2207 | 23910.1 | 9 | 2022
2022-09-28 | 15599.48 | 14853.3 | 14477.48 | 14422.02 | 14885.47 | 16089.91 | 17291.86 | 17531.21 | 17910.26 | 18502.02 | 19239.36 | 19840.06 | 20425.1 | 21095.79 | 21583.55 | 21977.54 | 22096.03 | 21620.44 | 20843.16 | 20802.91 | 19752.03 | 18459.2 | 16975.28 | 15735.1 | 442.0086 | 22096.03 | 9 | 2022
2022-09-29 | 15113.91 | 14163.82 | 13856.82 | 13862.12 | 14383.78 | 15649.21 | 16878.85 | 17004.97 | 17158.97 | 17472.86 | 17917.14 | 18249.14 | 18525.93 | 18865.22 | 19141.45 | 19417.29 | 19542.2 | 19273.72 | 18850.72 | 18982.49 | 18256.22 | 17106.4 | 15760.79 | 14653.96 | 410.088 | 19542.2 | 9 | 2022
2022-09-30 | 14284.08 | 14176.79 | 13883.45 | 13907.76 | 14461 | 15772.4 | 17023.6 | 17143.9 | 17260.88 | 17524.75 | 17907.28 | 18181.1 | 18412.84 | 18708.76 | 18955.16 | 19204.07 | 19325.91 | 19074.93 | 18676.18 | 18826.62 | 18095.86 | 16962.23 | 15648.1 | 14568.66 | 407.9863 | 19325.91 | 9 | 2022
2022-10-01 | 15056.75 | 13648.12 | 13343.25 | 13262.22 | 13457.86 | 13751.07 | 14105.86 | 14758.13 | 15547.8 | 15973.92 | 16226.37 | 16460.99 | 16677.56 | 16917 | 17193.43 | 17444.62 | 17551.9 | 17422.71 | 17500 | 17569.54 | 16866.21 | 15977.32 | 14924.65 | 14038.42 | 375.6757 | 17569.54 | 10 | 2022
2022-10-02 | 13765.39 | 13921.29 | 13646.2 | 13594.46 | 13819.72 | 14143.75 | 14520.24 | 15151.1 | 15872.79 | 16210.95 | 16367.05 | 16505.99 | 16636.73 | 16801.7 | 17025.01 | 17254.28 | 17380.84 | 17310.54 | 17457.98 | 17589.82 | 16934.84 | 16093.34 | 15086.16 | 14246.14 | 377.3363 | 17589.82 | 10 | 2022
2022-10-03 | 13946 | 14642.81 | 14471.22 | 14602.45 | 15267.32 | 16602.86 | 17946.22 | 18237.86 | 18235.41 | 18263.1 | 18382.46 | 18382.79 | 18372.98 | 18474.08 | 18584.3 | 18749.42 | 18817.57 | 18730.97 | 18943.68 | 19078 | 18277.91 | 17272.54 | 16101.62 | 15155.3 | 415.5389 | 19078 | 10 | 2022
2022-10-04 | 14737.32 | 14447.27 | 14258.38 | 14369.94 | 14995.4 | 16292.59 | 17607.89 | 17853.45 | 17875.17 | 17943.53 | 18113.61 | 18159.61 | 18177.63 | 18319.83 | 18453.24 | 18637.43 | 18703.69 | 18592.19 | 18774.79 | 18901.92 | 18091.91 | 17101.58 | 15913.94 | 14957.6 | 411.2799 | 18901.92 | 10 | 2022
2022-10-05 | 14592.51 | 14356.62 | 14073.15 | 14096.02 | 14630.71 | 15834.31 | 17109.92 | 17443.91 | 17722.86 | 18184.99 | 18811.74 | 19334.23 | 19793.56 | 20322.72 | 20736.15 | 21067.07 | 21122.19 | 20815.83 | 20667.94 | 20495.76 | 19409.79 | 17995.36 | 16578.76 | 15420.57 | 430.6167 | 21122.19 | 10 | 2022
2022-10-06 | 14752.97 | 14691.06 | 14390.21 | 14398.49 | 14920.95 | 16115.82 | 17396.63 | 17764.55 | 18179.8 | 18745.51 | 19467.65 | 20068.44 | 20577.31 | 21128.77 | 21539.93 | 21854.05 | 21892.56 | 21570.74 | 21390.29 | 21186.7 | 20062.13 | 18605.94 | 17050.06 | 15862.81 | 443.6134 | 21892.56 | 10 | 2022
2022-10-07 | 15144.67 | 15291.74 | 14986.8 | 15003.11 | 15541.48 | 16762.75 | 18100.39 | 18605.52 | 19082.54 | 19707.73 | 20501.74 | 21204.76 | 21830.93 | 22489.54 | 22989.09 | 23361.3 | 23449.36 | 23136.17 | 22876.39 | 22583.47 | 21345.6 | 19800.76 | 17992.3 | 16729.38 | 468.5175 | 23449.36 | 10 | 2022
2022-10-08 | 15825.7 | 14869.76 | 14481.18 | 14328.53 | 14454.36 | 14686.83 | 15067.8 | 15869.23 | 16962.77 | 17760.26 | 18546.36 | 19357.23 | 20084.34 | 20751.02 | 21329.88 | 21765.09 | 21933.48 | 21672.48 | 21454.2 | 21257.2 | 20073.32 | 18671.49 | 17239.83 | 16130.81 | 434.5731 | 21933.48 | 10 | 2022
2022-10-09 | 15376.7 | 14452.38 | 14084.89 | 13949.73 | 14092.55 | 14344.43 | 14732.48 | 15488.32 | 16500.41 | 17199.63 | 17764.28 | 18426.9 | 19056.3 | 19650.65 | 20187.73 | 20606 | 20776.57 | 20540.56 | 20387.28 | 20261.01 | 19139.93 | 17812.62 | 16583.21 | 15526.45 | 416.941 | 20776.57 | 10 | 2022
2022-10-10 | 14860.81 | 14339.23 | 14078.77 | 14125.42 | 14706.78 | 15974.31 | 17305.83 | 17622.16 | 17852.63 | 18242.18 | 18774.43 | 19208.23 | 19598.79 | 20047.14 | 20400.73 | 20684.2 | 20741.24 | 20477.61 | 20385.87 | 20280.83 | 19203.32 | 17833.78 | 16487.13 | 15365.44 | 428.5969 | 20741.24 | 10 | 2022
2022-10-11 | 14701.68 | 14119.22 | 13901.67 | 13984.72 | 14584.71 | 15874.82 | 17222.14 | 17457.29 | 17529.09 | 17663.41 | 17926.37 | 18082.66 | 18196.52 | 18415.06 | 18592.3 | 18783.86 | 18833.59 | 18667.15 | 18770.09 | 18863.39 | 17967.6 | 16947.94 | 15726.61 | 14734.27 | 407.5462 | 18863.39 | 10 | 2022
2022-10-12 | 14304.06 | 14013.92 | 13764.91 | 13818.2 | 14387.42 | 15647.27 | 16985.46 | 17251.05 | 17407.36 | 17648.28 | 18055.89 | 18374.33 | 18643.52 | 19002.61 | 19284.69 | 19534.2 | 19585.64 | 19352.12 | 19337.89 | 19329.93 | 18334.48 | 17175.09 | 15884.4 | 14823.03 | 411.9458 | 19585.64 | 10 | 2022
2022-10-13 | 14280.08 | 13878.89 | 13633.59 | 13689.62 | 14262.05 | 15527.43 | 16869.49 | 17122.97 | 17260.23 | 17479.26 | 17819.98 | 18105.88 | 18344.85 | 18677.57 | 18940.15 | 19176.4 | 19221.72 | 18991.84 | 18996.74 | 19011.91 | 18034.34 | 16944.39 | 15670.65 | 14625.15 | 406.5652 | 19221.72 | 10 | 2022
2022-10-14 | 14134.06 | 13809.15 | 13568.68 | 13637.3 | 14233.64 | 15542.03 | 16905.34 | 17156.51 | 17270.8 | 17460.65 | 17746.26 | 17959.47 | 18157.28 | 18445.34 | 18674.04 | 18874.26 | 18907.26 | 18684.13 | 18707.59 | 18741.61 | 17757.08 | 16722.33 | 15475.55 | 14452.65 | 403.023 | 18907.26 | 10 | 2022
2022-10-15 | 13981.13 | 13698.78 | 13379.19 | 13285.06 | 13471.41 | 13786.57 | 14230.52 | 14883.92 | 15714.84 | 16198.38 | 16526.69 | 16855.41 | 17163.77 | 17482.79 | 17808.22 | 18142.96 | 18312.15 | 18155.52 | 18171.49 | 18246.15 | 17355.3 | 16393.29 | 15300.91 | 14373.69 | 382.9181 | 18312.15 | 10 | 2022
2022-10-16 | 13913.3 | 13883.3 | 13583.33 | 13508.63 | 13714.65 | 14050.99 | 14511.46 | 15150.55 | 15936.66 | 16362.37 | 16627.49 | 16893.78 | 17146.19 | 17416.72 | 17707.38 | 18003.43 | 18189.06 | 18080.69 | 18152.47 | 18278.07 | 17411.23 | 16479.47 | 15417 | 14519.92 | 384.9381 | 18278.07 | 10 | 2022
2022-10-17 | 14057.92 | 14099.73 | 13907.88 | 14017.66 | 14666.3 | 16021.97 | 17428.26 | 17642.74 | 17657.87 | 17717.36 | 17872.03 | 17940.52 | 17994 | 18145.85 | 18278.91 | 18438.15 | 18502.6 | 18383.87 | 18537.76 | 18694.85 | 17800.7 | 16839.46 | 15661.38 | 14702.5 | 405.0103 | 18694.85 | 10 | 2022
2022-10-18 | 14253.68 | 14216.68 | 14038.14 | 14158.74 | 14798.1 | 16142.94 | 17553.24 | 17739.69 | 17705.09 | 17708.01 | 17811.54 | 17805.6 | 17778.59 | 17878.64 | 17970.05 | 18122.89 | 18208.13 | 18136.81 | 18349.19 | 18570.37 | 17737.95 | 16814.97 | 15665.44 | 14742.48 | 403.907 | 18570.37 | 10 | 2022
2022-10-19 | 14339.71 | 14580.05 | 14422.91 | 14565.61 | 15226.86 | 16593.54 | 18076.04 | 18298.77 | 18213.97 | 18155.93 | 18196.88 | 18127.9 | 18046.33 | 18100.38 | 18159.95 | 18305.83 | 18419.82 | 18406.51 | 18669.25 | 18931.78 | 18121.64 | 17154.75 | 16025.81 | 15124.75 | 412.265 | 18931.78 | 10 | 2022
2022-10-20 | 14703.87 | 14978.45 | 14852.21 | 15026.08 | 15718.45 | 17116.41 | 18741.85 | 18944.97 | 18782.76 | 18622.42 | 18552.4 | 18375.25 | 18197.46 | 18168.9 | 18170.09 | 18295.63 | 18441.02 | 18506.38 | 18851.37 | 19183.73 | 18426.25 | 17445.52 | 16356.07 | 15495.69 | 419.9532 | 19183.73 | 10 | 2022
2022-10-21 | 15113.86 | 15781.02 | 15683.64 | 15897.58 | 16639.06 | 18145.78 | 19960.45 | 20181.34 | 19973.45 | 19742 | 19590.31 | 19345.57 | 19118.57 | 19042.67 | 19013.56 | 19129.2 | 19321.86 | 19472.09 | 19864.82 | 20218.6 | 19451.99 | 18392.89 | 17216.89 | 16372.94 | 442.6701 | 20218.6 | 10 | 2022
2022-10-22 | 15907.38 | 14446.6 | 14226.76 | 14230.46 | 14516.98 | 14946.08 | 15485.47 | 16053.36 | 16643.46 | 16820.24 | 16812.09 | 16805.79 | 16812.03 | 16867.33 | 17000.99 | 17190.85 | 17389.6 | 17458.94 | 17713.5 | 18056.6 | 17356.61 | 16558.78 | 15633.47 | 14872.68 | 389.806 | 18056.6 | 10 | 2022
2022-10-23 | 14592.38 | 14070.2 | 13843.39 | 13838.47 | 14117.63 | 14544.7 | 15085.12 | 15639.66 | 16225.43 | 16402.22 | 16391.33 | 16377.57 | 16374.04 | 16418.71 | 16542.09 | 16717.58 | 16896.6 | 16945.3 | 17199.05 | 17502.19 | 16858.07 | 16069.35 | 15156.7 | 14406.16 | 378.2139 | 17502.19 | 10 | 2022
2022-10-24 | 14135.63 | 14420.22 | 14270.14 | 14421.2 | 15113.09 | 16525.59 | 18030.29 | 18243.71 | 18140.36 | 18057.84 | 18067.21 | 17972.67 | 17880.03 | 17904.52 | 17942.26 | 18058.08 | 18162.43 | 18152.69 | 18424.56 | 18710.2 | 17877.97 | 16961.74 | 15853.07 | 14962.42 | 408.2879 | 18710.2 | 10 | 2022
2022-10-25 | 14549.83 | 13997.5 | 13825.47 | 13951.42 | 14598.8 | 15969.45 | 17427.05 | 17585.15 | 17515.3 | 17480.48 | 17530.65 | 17482.15 | 17417.14 | 17466.67 | 17515.17 | 17620.08 | 17695.95 | 17648.8 | 17883.47 | 18165.4 | 17405.12 | 16497.01 | 15377.84 | 14481.71 | 397.0876 | 18165.4 | 10 | 2022
2022-10-26 | 14122.12 | 14198.57 | 14039.03 | 14177.85 | 14838.15 | 16222.73 | 17693.8 | 17866.15 | 17756.93 | 17687.35 | 17704.4 | 17625.04 | 17533.23 | 17559.97 | 17592.3 | 17697.24 | 17801.79 | 17784.32 | 18053.42 | 18361.92 | 17578.27 | 16682.59 | 15576.39 | 14693.81 | 400.8474 | 18361.92 | 10 | 2022
2022-10-27 | 14310.99 | 14800.97 | 14659.62 | 14818.98 | 15498.72 | 16900.44 | 18523.97 | 18726.07 | 18599.17 | 18489.88 | 18481.48 | 18373.57 | 18260.8 | 18287.76 | 18323.15 | 18460.5 | 18609.54 | 18651.91 | 18944.82 | 19264.27 | 18439.52 | 17418.57 | 16308.36 | 15424.61 | 418.5777 | 19264.27 | 10 | 2022
2022-10-28 | 14978.41 | 15452.27 | 15353.3 | 15564.55 | 16305.78 | 17782.57 | 19628.87 | 19819.44 | 19588.25 | 19337.13 | 19164.99 | 18900.75 | 18655.29 | 18560.66 | 18510.86 | 18604.69 | 18791.39 | 18941.1 | 19339.96 | 19738.29 | 18957.94 | 17903.98 | 16836.57 | 16009.26 | 432.7263 | 19819.44 | 10 | 2022
2022-10-29 | 15559.62 | 14835.06 | 14671.55 | 14730.65 | 15074.51 | 15575.94 | 16188.89 | 16702.7 | 17153.33 | 17154.54 | 16955.2 | 16760.34 | 16597.44 | 16504.55 | 16528.35 | 16667.22 | 16904.23 | 17090.23 | 17480.2 | 17946.69 | 17344.94 | 16635.61 | 15807.32 | 15141.95 | 392.0111 | 17946.69 | 10 | 2022
2022-10-30 | 14902.83 | 14717.44 | 14544.3 | 14593.72 | 14928.64 | 15423.97 | 16038.59 | 16556 | 17026.12 | 17053.73 | 16883.65 | 16718.21 | 16580.77 | 16509.24 | 16546.87 | 16689.64 | 16920.5 | 17088.74 | 17457.01 | 17901.18 | 17288.87 | 16564.01 | 15723.92 | 15046.19 | 389.7041 | 17901.18 | 10 | 2022
2022-10-31 | 14776.77 | 16168.88 | 16118.44 | 16373.43 | 17167.79 | 18872.24 | 20794.46 | 20968.21 | 20648.22 | 20272.37 | 19973.23 | 19593.03 | 19256.04 | 19073.55 | 18965.7 | 19050.25 | 19297.19 | 19566.08 | 20067.67 | 20552.99 | 19830.19 | 18828.91 | 17639.32 | 16846.87 | 450.7018 | 20968.21 | 10 | 2022
2022-11-01 | 16410.48 | 16593.37 | 16570.58 | 16804.74 | 17444.68 | 19236.37 | 21426.31 | 21785.92 | 21387.95 | 20843.67 | 20326.21 | 19750.56 | 19219.88 | 18842.47 | 18571.53 | 18740.8 | 19539.38 | 20508.06 | 20745.76 | 21447.22 | 20924.19 | 19806.86 | 18286.26 | 17478.48 | 462.6917 | 21785.92 | 11 | 2022
2022-11-02 | 16904.75 | 16355.65 | 16316.82 | 16534.47 | 17159 | 18745.03 | 20929.9 | 21297.84 | 20950.4 | 20474.87 | 20033.32 | 19533.66 | 19070.03 | 18749.97 | 18518.08 | 18699.34 | 19477.86 | 20393.13 | 20572.29 | 21232.9 | 20665.02 | 19510.12 | 17999.58 | 17260.27 | 457.3843 | 21297.84 | 11 | 2022
2022-11-03 | 16697.46 | 15741.53 | 15677.76 | 15868.48 | 16467.9 | 17713.18 | 19737.3 | 20098.19 | 19804.53 | 19409.48 | 19051.01 | 18625.39 | 18221.84 | 17950.63 | 17811.13 | 17932.02 | 18644.77 | 19463.47 | 19575.6 | 20198.09 | 19596.12 | 18415.8 | 17324.71 | 16572.14 | 436.5985 | 20198.09 | 11 | 2022
2022-11-04 | 16084.78 | 14816.16 | 14703.62 | 14850.26 | 15418.91 | 16654.22 | 17945.02 | 18291.67 | 18125.09 | 17934.89 | 17830.19 | 17679.35 | 17532.98 | 17443.12 | 17357.66 | 17466.94 | 17848.06 | 18365.08 | 18322.37 | 18833.4 | 18114.64 | 17318.48 | 16340.59 | 15548.45 | 410.8259 | 18833.4 | 11 | 2022
2022-11-05 | 15085.74 | 13634.07 | 13407.56 | 13366.62 | 13538.76 | 13880.07 | 14349.57 | 14918.05 | 15494.37 | 15705.55 | 15731.7 | 15787.32 | 15844.38 | 15881.03 | 15948.15 | 16150.27 | 16565.95 | 16882.79 | 16779.58 | 17077.5 | 16592.45 | 15869.13 | 15001.26 | 14264.57 | 367.7564 | 17077.5 | 11 | 2022
2022-11-06 | 13917.33 | 14202.63 | 14033.51 | 14033.58 | 14264.48 | 14638.01 | 14869.05 | 15325.25 | 15714.34 | 15782.8 | 15723.46 | 15712.45 | 15691.26 | 15664.86 | 15738.19 | 15942.94 | 16521.69 | 17314.79 | 17283.15 | 16992.19 | 16358.04 | 15656 | 14883.74 | 14253.06 | 370.5168 | 17314.79 | 11 | 2022
2022-11-07 | 14102.28 | 14990.85 | 14908.98 | 15065.45 | 15671.31 | 16913.28 | 17962.23 | 18168.05 | 17870.31 | 17682.1 | 17593.09 | 17480.89 | 17357.86 | 17281.87 | 17258.81 | 17393.52 | 17918.52 | 19128.12 | 19089.56 | 18551.22 | 17720.5 | 16941.75 | 16013.92 | 15277.15 | 408.3416 | 19128.12 | 11 | 2022
2022-11-08 | 14986.51 | 14666.63 | 14566.13 | 14700.8 | 15265.29 | 16466.91 | 17501.98 | 17618.86 | 17413.22 | 17255.57 | 17204.55 | 17123.16 | 17014.46 | 16967.43 | 16960.3 | 17108.3 | 17626.21 | 18651.32 | 18571.19 | 18019.66 | 17380.72 | 16593.9 | 15654.74 | 14911.78 | 400.2296 | 18651.32 | 11 | 2022
2022-11-09 | 14693.75 | 15179.93 | 15060.8 | 15180.92 | 15728.79 | 16909.4 | 17952.6 | 18235.86 | 18052.26 | 17959.16 | 18052.58 | 18108.54 | 18125.55 | 18231.37 | 18353.04 | 18684.6 | 19584.76 | 20815.64 | 20599.37 | 19907.48 | 18695.12 | 17578 | 16559.09 | 15740.24 | 423.9888 | 20815.64 | 11 | 2022
2022-11-10 | 15312.51 | 15869.54 | 15828.9 | 16026.56 | 16652 | 17909.76 | 19684.72 | 19875.08 | 19393.08 | 18913.53 | 18578.77 | 18203.62 | 17880.86 | 17741.51 | 17672.31 | 17814.1 | 18678.34 | 20160.87 | 20260.11 | 19839.82 | 18858.77 | 17805.01 | 16910.58 | 16217.28 | 432.0876 | 20260.11 | 11 | 2022
2022-11-11 | 15924.12 | 16282.74 | 16263.24 | 16489.71 | 17155.26 | 18757.42 | 20593.46 | 20784.83 | 20239.46 | 19669.94 | 19231.46 | 18760.56 | 18307.99 | 18025.18 | 17923.7 | 18042.92 | 19035.42 | 20594.15 | 20756.31 | 20378.57 | 19408.21 | 18193.86 | 17280.02 | 16610.2 | 444.7087 | 20784.83 | 11 | 2022
2022-11-12 | 16304.64 | 15385.87 | 15286.66 | 15359.14 | 15662.07 | 16110.92 | 16412.02 | 16843.82 | 17105.75 | 17002.54 | 16762.02 | 16582.26 | 16415.4 | 16265.39 | 16251.88 | 16436.36 | 17094.02 | 18045.2 | 18179.92 | 17973.45 | 17406.74 | 16772.22 | 16068.38 | 15509.82 | 397.2365 | 18179.92 | 11 | 2022
2022-11-13 | 15385.5 | 14841.13 | 14713.64 | 14756.52 | 15031.15 | 15456.01 | 15743.78 | 16178.91 | 16487.2 | 16449.07 | 16278.05 | 16164.2 | 16053.77 | 15951.26 | 15969.4 | 16158.42 | 16785.2 | 17674.2 | 17723.27 | 17511.52 | 16911.17 | 16248.46 | 15521.65 | 14937.77 | 384.9313 | 17723.27 | 11 | 2022
2022-11-14 | 14815.41 | 15533.02 | 15469.28 | 15646.11 | 16272.41 | 17541.38 | 19058.11 | 19276.29 | 18887.6 | 18527.74 | 18321.48 | 18082.72 | 17934.91 | 17854.26 | 17827.54 | 17971.56 | 18837.12 | 20232.72 | 20224.04 | 19722.45 | 18633.49 | 17631 | 16703.38 | 15968.34 | 426.9724 | 20232.72 | 11 | 2022
2022-11-15 | 15607.87 | 15270.18 | 15206 | 15378.31 | 15980.95 | 17226.51 | 18567.18 | 18743.6 | 18308.46 | 17902.55 | 17745.72 | 17578.79 | 17396.51 | 17287.05 | 17234.99 | 17372.01 | 17933.94 | 19299.71 | 19332.25 | 18888.89 | 17934.15 | 17178.77 | 16275.9 | 15570.69 | 415.221 | 19332.25 | 11 | 2022
2022-11-16 | 15316.9 | 15539.72 | 15489.86 | 15677.22 | 16294.52 | 17555.04 | 19131.93 | 19302.66 | 18827.33 | 18366.23 | 18052.01 | 17792.55 | 17582.9 | 17450.35 | 17382.29 | 17516.67 | 18169.72 | 19621.65 | 19697.76 | 19290.31 | 18280.99 | 17447.12 | 16556.33 | 15864.07 | 422.2061 | 19697.76 | 11 | 2022
2022-11-17 | 15581.34 | 16078.43 | 16056.7 | 16273.51 | 16919.51 | 18380.05 | 20244.37 | 20406.61 | 19853.99 | 19285.64 | 18858.47 | 18399.02 | 17953.92 | 17775.89 | 17676.86 | 17806.74 | 18703.4 | 20260.51 | 20422.74 | 20081.04 | 19117.1 | 17978.93 | 17111.1 | 16443.9 | 437.6698 | 20422.74 | 11 | 2022
2022-11-18 | 16155 | 15985.63 | 15956.54 | 16172.79 | 16829.69 | 18224.45 | 20096.64 | 20270.95 | 19736.81 | 19191.2 | 18780.08 | 18337.26 | 17969.12 | 17795.13 | 17697.83 | 17811.69 | 18638.97 | 20168.99 | 20303.12 | 19935.44 | 18929.63 | 17848.9 | 16980.48 | 16308.44 | 436.1248 | 20303.12 | 11 | 2022
2022-11-19 | 16021.78 | 15992.82 | 15933.1 | 16046.42 | 16390.22 | 16886.12 | 17236.92 | 17649.48 | 17834.88 | 17630.5 | 17283.21 | 17003.67 | 16750.89 | 16527.26 | 16460.64 | 16629.69 | 17331.53 | 18554.43 | 18850.45 | 18688.19 | 17922.85 | 17327.54 | 16667.07 | 16152.94 | 409.7726 | 18850.45 | 11 | 2022
2022-11-20 | 15981.67 | 17196.44 | 17197.34 | 17374.43 | 17779.43 | 18517.58 | 19175.85 | 19853.24 | 20010.05 | 19444.28 | 18618.29 | 17962.38 | 17594.68 | 17274.73 | 17143.79 | 17305.08 | 18077.62 | 20011.67 | 20492.71 | 20461.81 | 19705.87 | 18810.12 | 17906.52 | 17444.13 | 441.3397 | 20492.71 | 11 | 2022
2022-11-21 | 17188.97 | 17643.67 | 17706.12 | 18013.8 | 19268.15 | 21572.44 | 23551.8 | 23702.73 | 22934.84 | 22060.98 | 21305.47 | 20546.84 | 19857.41 | 19341 | 19025.29 | 19199.36 | 20356.92 | 22212.63 | 22616.67 | 22450.15 | 21594.7 | 20495.24 | 19162.43 | 18167.12 | 489.9747 | 23702.73 | 11 | 2022
2022-11-22 | 17777.91 | 16732.86 | 16747.52 | 17002.69 | 17685.85 | 19708.87 | 21639.28 | 21782.83 | 21124.26 | 20412.72 | 19833.83 | 19235.02 | 18669.93 | 18274.4 | 18035.97 | 18228.87 | 19309.97 | 21006.2 | 21280.77 | 21037.65 | 20124.16 | 18964.67 | 17787.33 | 17155.5 | 459.5591 | 21782.83 | 11 | 2022
2022-11-23 | 16870.77 | 16857.32 | 16878.93 | 17141.11 | 17831.79 | 19963.43 | 21905.05 | 22045.6 | 21367.29 | 20628.83 | 20021.54 | 19397.55 | 18810.32 | 18396.45 | 18145.56 | 18336.21 | 19431.01 | 21152.93 | 21448.33 | 21222.21 | 20317.66 | 19167.74 | 17915.08 | 17290.28 | 462.543 | 22045.6 | 11 | 2022
2022-11-24 | 16796.42 | 16147.43 | 16128.42 | 16293.86 | 16748.77 | 17466.08 | 18092.71 | 18404.94 | 18399.62 | 18210.61 | 17885.02 | 17527.78 | 17080.28 | 16704.14 | 16530.33 | 16679.06 | 17342.75 | 18704.02 | 19045.14 | 19019.61 | 18290.22 | 17581.13 | 16976.61 | 16499.52 | 418.5545 | 19045.14 | 11 | 2022
2022-11-25 | 16315.08 | 15627.16 | 15579.37 | 15721.85 | 16165.87 | 16889.62 | 17387.73 | 17588.83 | 17630.07 | 17572.99 | 17435.42 | 17187.93 | 16794.02 | 16455.86 | 16306.51 | 16441.21 | 17063.56 | 18091.6 | 18339.51 | 18242.76 | 17598.63 | 17026.63 | 16405.68 | 15905.85 | 405.7737 | 18339.51 | 11 | 2022
2022-11-26 | 15887.8 | 16880.08 | 16869.51 | 17034.62 | 17428.54 | 17977.73 | 18617.39 | 19282.12 | 19457.93 | 18926.27 | 18134.75 | 17689.34 | 17340.85 | 17036.16 | 16913.7 | 17069.03 | 17829.31 | 19567.63 | 20015.29 | 19984.4 | 19192.75 | 18277.12 | 17582.12 | 17116.25 | 432.1107 | 20015.29 | 11 | 2022
2022-11-27 | 16870.68 | 16749.04 | 16733.17 | 16892.43 | 17281.59 | 17828.48 | 18376.58 | 19038.41 | 19225.35 | 18711.09 | 17964.07 | 17580.84 | 17241.72 | 16944.99 | 16827.43 | 16982.08 | 17736.64 | 19396.75 | 19828.13 | 19791.42 | 18985.61 | 18063.39 | 17447.49 | 16978.9 | 429.4763 | 19828.13 | 11 | 2022
2022-11-28 | 16777.79 | 16553.83 | 16566.4 | 16821.37 | 17526.15 | 19465.83 | 21433.43 | 21577.72 | 20930.09 | 20233 | 19663.3 | 19081.68 | 18544.04 | 18153.63 | 17979.8 | 18091.52 | 19155.41 | 20830.53 | 21083.45 | 20834.84 | 19875.25 | 18698.32 | 17635.61 | 16998.59 | 454.5116 | 21577.72 | 11 | 2022
2022-11-29 | 16679.84 | 18930.71 | 19122.26 | 19733.21 | 21076.14 | 23445.15 | 25504.36 | 25617.8 | 24690.32 | 23607.03 | 22633.47 | 21669.91 | 20795.68 | 20140.45 | 19725.81 | 19890.71 | 21162.13 | 23224.45 | 23798.39 | 23786.31 | 23027.5 | 22010.51 | 20757.15 | 19852.21 | 520.8815 | 25617.8 | 11 | 2022
2022-11-30 | 19108.7 | 18302.21 | 18463.31 | 19042.19 | 20354.63 | 22698.62 | 24744.77 | 24859.31 | 23978.98 | 22963.09 | 22060.63 | 21164.06 | 20346.88 | 19739.31 | 19356.07 | 19523.04 | 20759.28 | 22753.78 | 23271.56 | 23223.25 | 22429.82 | 21384.91 | 20110.26 | 19181.04 | 509.8197 | 24859.31 | 11 | 2022
2022-12-01 | 18226.17 | 18616.75 | 18590.59 | 18922.87 | 19868.78 | 21679.03 | 23794.47 | 24141.33 | 23564.59 | 22737.63 | 21969.6 | 21258.54 | 20587.93 | 20129.18 | 19882.67 | 20171.95 | 21522.21 | 23443.86 | 23472.62 | 23173.77 | 22365.83 | 21348.69 | 20055.86 | 18986.72 | 508.5116 | 24141.33 | 12 | 2022
2022-12-02 | 18619.5 | 18336.39 | 18294.92 | 18615.84 | 19564.32 | 21390.92 | 23440.67 | 23800.21 | 23256.29 | 22470.76 | 21766.49 | 21112.17 | 20471.16 | 20031.82 | 19796.57 | 20071.25 | 21393.75 | 23231.46 | 23216.79 | 22881.49 | 22022.99 | 21035.9 | 19735.49 | 18653 | 503.2101 | 23800.21 | 12 | 2022
2022-12-03 | 18301.55 | 17178.42 | 17024.29 | 17126.68 | 17536.41 | 18106.1 | 18736.18 | 19505.51 | 19908.61 | 19576.1 | 18969.27 | 18421.91 | 17895.78 | 17488.89 | 17369.24 | 17733.95 | 19138.17 | 20808.8 | 20819.65 | 20633.36 | 19967.82 | 19135.1 | 18089.19 | 17181.07 | 446.652 | 20819.65 | 12 | 2022
2022-12-04 | 17053.22 | 19333.57 | 19288.89 | 19506.33 | 20026.38 | 20694.45 | 21391.37 | 22194.41 | 22464.45 | 21791.89 | 20921.18 | 20126.82 | 19390.94 | 18808.01 | 18570.44 | 18920.29 | 20450.92 | 22421.58 | 22676.63 | 22629.4 | 21992.22 | 21259.84 | 20299.53 | 19485.81 | 491.6986 | 22676.63 | 12 | 2022
2022-12-05 | 19170.46 | 19332.94 | 19347.23 | 19724.79 | 20736.21 | 22755.91 | 24953.53 | 25301.39 | 24654.25 | 23724.81 | 22842.67 | 21924.27 | 21194.68 | 20669.72 | 20379.1 | 20647.54 | 22032.75 | 24133.78 | 24239.46 | 23995.53 | 23202.73 | 22086.42 | 20823.21 | 19783.86 | 527.6572 | 25301.39 | 12 | 2022
2022-12-06 | 19367.84 | 18720.95 | 18703.14 | 19044.13 | 19999.16 | 21824.14 | 23990.81 | 24328.98 | 23730.33 | 22876.23 | 22079.18 | 21329.04 | 20640.68 | 20166.61 | 19908.42 | 20192.32 | 21553.45 | 23506.28 | 23554.03 | 23280.65 | 22474.66 | 21446.07 | 20165.02 | 19107.12 | 511.9892 | 24328.98 | 12 | 2022
2022-12-07 | 18751.94 | 17671.09 | 17601.86 | 17888.43 | 18792.22 | 20572.9 | 22472.95 | 22814.98 | 22312.51 | 21619.67 | 21078.2 | 20488.07 | 19896.45 | 19503.61 | 19299.26 | 19588.16 | 20889.82 | 22579.56 | 22513.83 | 22164.28 | 21404.26 | 20402.49 | 19083.99 | 17984.3 | 487.3748 | 22814.98 | 12 | 2022
2022-12-08 | 17685.52 | 19802.63 | 19832.46 | 20224.59 | 21228.39 | 23339.12 | 25548.99 | 25888 | 25207.45 | 24235.51 | 23316.11 | 22355.7 | 21513.58 | 20977.58 | 20679.02 | 20964.94 | 22474.79 | 24636.66 | 24779.72 | 24572.66 | 23810.04 | 22706.26 | 21345.95 | 20319.3 | 537.445 | 25888 | 12 | 2022
2022-12-09 | 19826.64 | 21649.35 | 21778.03 | 22326.66 | 23678.75 | 26048.28 | 28339.21 | 28667.63 | 27791.3 | 26542.86 | 25322.42 | 24077.28 | 22924.29 | 22073.53 | 21643.54 | 21892.68 | 23680.3 | 26095.52 | 26455.9 | 26399.58 | 25742.84 | 24746.54 | 23358.21 | 22249.06 | 583.3104 | 28667.63 | 12 | 2022
2022-12-10 | 21675.81 | 20819.14 | 20851.59 | 21150.26 | 21748.62 | 22598.43 | 23501.51 | 24387.34 | 24504.81 | 23604.6 | 22337.22 | 21300.89 | 20417.27 | 19710.02 | 19388.13 | 19724.8 | 21346.4 | 23696.39 | 24121.92 | 24205.65 | 23648.25 | 22860.21 | 21831.66 | 21086.74 | 530.5177 | 24504.81 | 12 | 2022
2022-12-11 | 20826.41 | 19661.27 | 19638.6 | 19879.01 | 20421.84 | 21117.8 | 21846.89 | 22721.7 | 22939.68 | 22183.07 | 21202.53 | 20351.43 | 19567.8 | 18943.86 | 18676.71 | 19016.14 | 20571.75 | 22626.87 | 22933.62 | 22939.28 | 22313.05 | 21558.35 | 20624.23 | 19836.61 | 502.3985 | 22939.68 | 12 | 2022
2022-12-12 | 19636.41 | 19132.01 | 19140.53 | 19512.11 | 20518.21 | 22499.65 | 24716.62 | 25055 | 24410.73 | 23490.22 | 22617.02 | 21743 | 21021.98 | 20503.7 | 20215.86 | 20479.55 | 21859.45 | 23915.71 | 24009.54 | 23773.11 | 22962.99 | 21874.29 | 20617.84 | 19578.8 | 523.2843 | 25055 | 12 | 2022
2022-12-13 | 19194.47 | 15473.77 | 15294.95 | 15466.93 | 16260.54 | 17950.57 | 19696.58 | 19988.46 | 19737.36 | 19377.16 | 19096.14 | 18751.26 | 18370.68 | 18154.15 | 18066.32 | 18365.87 | 19544.03 | 20893.83 | 20635.68 | 20210.26 | 19352.23 | 18246.48 | 16846.93 | 15655.35 | 440.63 | 20893.83 | 12 | 2022
2022-12-14 | 15505.35 | 16901.1 | 16795.22 | 17043.75 | 17910.8 | 19665.41 | 21453.17 | 21736.19 | 21366.46 | 20839.89 | 20382.19 | 19871.31 | 19349.23 | 19013.92 | 18846.61 | 19135.83 | 20396.98 | 21909.53 | 21788.18 | 21459.15 | 20681.31 | 19644.03 | 18302.07 | 17174.13 | 467.1718 | 21909.53 | 12 | 2022
2022-12-15 | 16806.14 | 16317.45 | 16182.75 | 16401.22 | 17239.02 | 18969.7 | 20744.75 | 21029.35 | 20704.84 | 20242.65 | 19852.79 | 19405.15 | 18937.81 | 18648 | 18510.59 | 18802.04 | 20030.19 | 21479.16 | 21304.69 | 20941.32 | 20131.39 | 19067.54 | 17704.75 | 16552.9 | 456.0062 | 21479.16 | 12 | 2022
2022-12-16 | 16279.44 | 16599.88 | 16478.86 | 16715.92 | 17585.92 | 19357.2 | 21149.47 | 21443.98 | 21101.13 | 20608.05 | 20179.36 | 19695.64 | 19200.62 | 18882.61 | 18725.12 | 18998.4 | 20230.75 | 21703.15 | 21544.72 | 21183.63 | 20359.35 | 19297.82 | 17950.25 | 16811.01 | 462.0823 | 21703.15 | 12 | 2022
2022-12-17 | 16486.37 | 18406.89 | 18323.27 | 18499.43 | 18981.48 | 19626.93 | 20328.71 | 21075.23 | 21351.74 | 20848.79 | 20059.14 | 19342.66 | 18673.24 | 18144.96 | 17941.11 | 18284.99 | 19770.15 | 21601.41 | 21747.16 | 21677.29 | 21076.21 | 20308.88 | 19332 | 18496 | 470.384 | 21747.16 | 12 | 2022
2022-12-18 | 18218 | 19032.71 | 18981.19 | 19190.97 | 19705.76 | 20381.27 | 21105.59 | 21847.36 | 22105.67 | 21495.11 | 20627.94 | 19839.76 | 19109.14 | 18529.65 | 18291.37 | 18630.71 | 20153.59 | 22057.21 | 22297.42 | 22267.81 | 21666.91 | 20928.1 | 19976.77 | 19168.92 | 485.6089 | 22297.42 | 12 | 2022
2022-12-19 | 18912.63 | 18023.15 | 17977.19 | 18291.36 | 19243.1 | 21078.74 | 23111.38 | 23454.12 | 22911.69 | 22135.93 | 21490.32 | 20853.27 | 20234.68 | 19802.38 | 19571.89 | 19840.27 | 21156.91 | 22934.82 | 22908.65 | 22591.69 | 21761.32 | 20769.79 | 19474.33 | 18391.55 | 496.9212 | 23454.12 | 12 | 2022
2022-12-20 | 18050.36 | 17108.73 | 17016.1 | 17278.08 | 18159.42 | 19929.24 | 21732.43 | 22051.99 | 21614.72 | 21054.8 | 20561.2 | 20018.36 | 19467.95 | 19109.01 | 18925.4 | 19209.69 | 20485.64 | 22040.69 | 21931.59 | 21625.63 | 20857.95 | 19833.05 | 18505.88 | 17393.59 | 473.9615 | 22051.99 | 12 | 2022
2022-12-21 | 17102.16 | 16013.9 | 15865.66 | 16069.48 | 16894.23 | 18613.13 | 20380.05 | 20664.39 | 20359.44 | 19925.72 | 19565.24 | 19145.81 | 18701 | 18430.34 | 18305.94 | 18597.06 | 19807.81 | 21224.8 | 21026.28 | 20646.72 | 19822.36 | 18747.84 | 17377.68 | 16217.6 | 449.5046 | 21224.8 | 12 | 2022
2022-12-22 | 15965.66 | 15099.3 | 14906.19 | 15062.81 | 15842.39 | 17523.32 | 19268.33 | 19555.37 | 19320.79 | 18987.07 | 18732.3 | 18411.89 | 18051.46 | 17851.29 | 17773.44 | 18068.41 | 19227.16 | 20544.01 | 20262.72 | 19828.18 | 18954.38 | 17839.04 | 16436.41 | 15239.64 | 428.7516 | 20544.01 | 12 | 2022
2022-12-23 | 15029.1 | 18536.33 | 18511.93 | 18850.69 | 19818.37 | 21674.75 | 23831.95 | 24172.29 | 23582.05 | 22740.15 | 21948.33 | 21241.41 | 20563.57 | 20092.65 | 19833.76 | 20095.82 | 21440.53 | 23339.42 | 23363.51 | 23082.7 | 22224.81 | 21216.3 | 19942.31 | 18885.03 | 504.0178 | 24172.29 | 12 | 2022
2022-12-24 | 18215.6 | 19279.8 | 19227.25 | 19365.36 | 19579.55 | 19385.53 | 19168.27 | 20062.04 | 20795.31 | 20576.72 | 19820.18 | 18988.19 | 17995.12 | 17142.64 | 16819.28 | 17191.35 | 18785.29 | 20771.34 | 21123.09 | 21347.49 | 20996.56 | 20535.93 | 19955.91 | 19415.83 | 466.5436 | 21347.49 | 12 | 2022
2022-12-25 | 19207.81 | 16261.22 | 16057.29 | 16036.11 | 16097.69 | 15768.38 | 15459.87 | 16369.78 | 17345.89 | 17468.85 | 17073.97 | 16580.03 | 15873.65 | 15261.53 | 15098.81 | 15488.89 | 16906.26 | 18551.79 | 18623.19 | 18649.83 | 18138.74 | 17541.46 | 16846.16 | 16178.32 | 402.8855 | 19207.81 | 12 | 2022
2022-12-26 | 16407.91 | 17391.81 | 17384.79 | 17674.89 | 18415.63 | 19645.67 | 20784.82 | 21155.33 | 21371.88 | 21443.32 | 21405.62 | 21148.56 | 20704.4 | 20397.87 | 20339.67 | 20702.46 | 22009.56 | 23618.54 | 23257.64 | 22643.02 | 21574.03 | 20409.62 | 19017.26 | 17836 | 486.7403 | 23618.54 | 12 | 2022
2022-12-27 | 17384.82 | 19953.8 | 20002.12 | 20412.86 | 21435.84 | 23614.03 | 25853.48 | 26172.76 | 25439.04 | 24400.87 | 23406.49 | 22374.45 | 21475.01 | 20893.1 | 20561.76 | 20830.33 | 22332.35 | 24540.09 | 24734.38 | 24581.45 | 23844.78 | 22772.46 | 21433.14 | 20438.73 | 538.8881 | 26172.76 | 12 | 2022
2022-12-28 | 19921.32 | 20645.16 | 20727.19 | 21173.43 | 22297.26 | 24592.78 | 26850.52 | 27167.9 | 26371.58 | 25244.3 | 24155.46 | 23035.01 | 21984.64 | 21332.09 | 20966.09 | 21231.86 | 22856.56 | 25153.57 | 25421.82 | 25317.23 | 24624.99 | 23589.22 | 22161.54 | 21177.06 | 557.9986 | 27167.9 | 12 | 2022
2022-12-29 | 20705.43 | 22228.23 | 22420.46 | 23057.77 | 24429.41 | 26806.3 | 29117.09 | 29425.68 | 28482.02 | 27147.19 | 25838.2 | 24511.97 | 23287.1 | 22381.22 | 21856.13 | 22150.22 | 24012.41 | 26516.54 | 26955.62 | 26969.94 | 26376.09 | 25423.77 | 24065.91 | 22993.48 | 597.1582 | 29425.68 | 12 | 2022
2022-12-30 | 22363.32 | 22948.25 | 23174.39 | 23851.97 | 25275.96 | 27711.04 | 30050.8 | 30368.95 | 29376.55 | 27967.25 | 26573.67 | 25168.44 | 23880.57 | 22916.86 | 22342.49 | 22627.4 | 24518.94 | 27093.18 | 27584.5 | 27625.69 | 27038.04 | 26104.55 | 24774.83 | 23729.59 | 615.0672 | 30368.95 | 12 | 2022
2022-12-31 | 23098.6 | 20056.53 | 20040.3 | 20289.27 | 20840.31 | 21539.8 | 22341.14 | 23245.61 | 23470.44 | 22717.15 | 21655.64 | 20816.48 | 20047.28 | 19438.23 | 19185.24 | 19538.92 | 21116.46 | 23300.84 | 23604.52 | 23597.52 | 22954.37 | 22093.54 | 21135.96 | 20338.38 | 516.4625 | 23604.52 | 12 | 2022
2023-01-01 | 20074.78 | 15482.62 | 15241.24 | 15152.13 | 15127.61 | 14823.48 | 14635.83 | 15333.38 | 16237.67 | 16589.28 | 16489.96 | 16315.95 | 15913.3 | 15504.28 | 15415.53 | 15682.63 | 16447.13 | 17734.12 | 17936.92 | 17977.16 | 17391.35 | 16742.4 | 16054.79 | 15460.53 | 389.7641 | 20074.78 | 1 | 2023
2023-01-02 | 15722.02 | 15911.45 | 15746.97 | 15885.52 | 16562.82 | 18070.06 | 19700.23 | 19872.02 | 19638.73 | 19458 | 19329.72 | 19169.67 | 18960.13 | 18808.9 | 18731.89 | 18903.98 | 19517 | 20663.27 | 20672.79 | 20377.33 | 19530.3 | 18489.72 | 17236.48 | 16230.42 | 443.1894 | 20672.79 | 1 | 2023
2023-01-03 | 15907.7 | 19796.41 | 19827.26 | 20168.09 | 21019.06 | 22923.48 | 25411.41 | 25614.61 | 24820.85 | 23911.85 | 23042.96 | 22140.45 | 21530.39 | 21062.98 | 20773.53 | 20930.43 | 21778.46 | 23866.89 | 24413.13 | 24370.13 | 23488.23 | 22276.78 | 21177.62 | 20347.85 | 530.6005 | 25614.61 | 1 | 2023
2023-01-04 | 19788.41 | 19015.7 | 19006.68 | 19305.97 | 20116.1 | 21732.96 | 24025.38 | 24236.25 | 23535.32 | 22756.33 | 22036.77 | 21513.01 | 20983.9 | 20579.7 | 20332.64 | 20494.37 | 21295.54 | 23046.21 | 23487.34 | 23368.55 | 22429.44 | 21503.29 | 20373.17 | 19508.83 | 514.4719 | 24236.25 | 1 | 2023
2023-01-05 | 19136.03 | 19994.17 | 20029.77 | 20376.61 | 21231.59 | 23226.45 | 25708.47 | 25920.58 | 25125.14 | 24209.85 | 23334.58 | 22426.3 | 21729.87 | 21261.7 | 20973.12 | 21134.7 | 21991.29 | 24188.48 | 24742.61 | 24696.12 | 23820.57 | 22588.95 | 21408.72 | 20576.29 | 539.832 | 25920.58 | 1 | 2023
2023-01-06 | 20125.31 | 17489.66 | 17401.5 | 17621.16 | 18368.45 | 19938.63 | 21598.55 | 21764.66 | 21403.95 | 21043.54 | 20723.28 | 20374.65 | 19996.97 | 19715.82 | 19550.3 | 19708.86 | 20407.73 | 21725.35 | 21881.07 | 21682.29 | 20925.03 | 19957.46 | 18768.05 | 17834.72 | 480.007 | 21881.07 | 1 | 2023
2023-01-07 | 17584.35 | 15542.46 | 15311.31 | 15295.19 | 15534.96 | 15978.86 | 16592 | 17164.92 | 17619.35 | 17646.75 | 17433.76 | 17277.45 | 17084.08 | 16898.98 | 16879.37 | 17119.87 | 17833.12 | 19066.96 | 19160.91 | 18985.51 | 18231.53 | 17355.79 | 16351.44 | 15531.42 | 409.4803 | 19160.91 | 1 | 2023
2023-01-08 | 15472.68 | 18435.11 | 18348.23 | 18484 | 18869.1 | 19440.26 | 20136.39 | 20695.5 | 20919.63 | 20622.49 | 20065.7 | 19587.73 | 19121.56 | 18707.88 | 18535.97 | 18760.2 | 19641.43 | 21199.29 | 21560.29 | 21570.88 | 20971.05 | 20225.83 | 19330.28 | 18631.28 | 469.3328 | 21570.88 | 1 | 2023
2023-01-09 | 18299.49 | 20190.72 | 20239.37 | 20602.13 | 21493.19 | 23627.46 | 26112.69 | 26335.5 | 25519.71 | 24569.26 | 23650.43 | 22705.12 | 21939.15 | 21445.79 | 21142.64 | 21290.82 | 22145.88 | 24399.8 | 24980.36 | 24935.57 | 24065.16 | 22848.99 | 21605.2 | 20778.99 | 544.9234 | 26335.5 | 1 | 2023
2023-01-10 | 20265.72 | 18693.09 | 18664.61 | 18943.49 | 19733.81 | 21326.14 | 23402.41 | 23626.14 | 22977.29 | 22267.31 | 21744.98 | 21267.91 | 20777.51 | 20406.63 | 20184.07 | 20352.33 | 21129.45 | 22741.94 | 23130.3 | 22958.86 | 22086.9 | 21185.41 | 20035.74 | 19151.89 | 507.0539 | 23626.14 | 1 | 2023
2023-01-11 | 18822.55 | 18218.51 | 18165.84 | 18419.02 | 19185.32 | 20754.95 | 22560.59 | 22789.62 | 22197.62 | 21712.23 | 21313.67 | 20892.14 | 20447.84 | 20116.07 | 19920.12 | 20092.29 | 20841.06 | 22249.93 | 22573.53 | 22353.58 | 21638.06 | 20714.58 | 19545.65 | 18641.16 | 494.1659 | 22789.62 | 1 | 2023
2023-01-12 | 18301.07 | 17911.48 | 17842.85 | 18079.2 | 18829.44 | 20383.53 | 22028.45 | 22243.99 | 21796.15 | 21394.35 | 21034.68 | 20649.55 | 20235.82 | 19929.87 | 19751.61 | 19926.5 | 20656.42 | 22020.39 | 22220.91 | 22050.82 | 21348.09 | 20410.33 | 19228.39 | 18309.92 | 486.5838 | 22243.99 | 1 | 2023
2023-01-13 | 17996.43 | 19715.61 | 19734.39 | 20066.79 | 20921.36 | 22756.14 | 25197.43 | 25432.5 | 24684.82 | 23827.38 | 23006.32 | 22167.19 | 21589.62 | 21141.95 | 20868.16 | 21019.72 | 21841.37 | 23877.6 | 24380.9 | 24270.79 | 23360.52 | 22168.97 | 21054.35 | 20206.71 | 531.287 | 25432.5 | 1 | 2023
2023-01-14 | 19737.45 | 17311.53 | 17164.4 | 17237.11 | 17560.78 | 18069.81 | 18710.08 | 19283.54 | 19610.2 | 19453.9 | 19045.3 | 18704.5 | 18354.57 | 18039.02 | 17935.11 | 18170.94 | 18980.22 | 20399.83 | 20648.7 | 20568.05 | 19912.36 | 19114.28 | 18167.48 | 17413.72 | 449.5929 | 20648.7 | 1 | 2023
2023-01-15 | 17308.56 | 16639.39 | 16457.47 | 16493.43 | 16782.16 | 17257.65 | 17871.04 | 18450.59 | 18834.9 | 18758.51 | 18434.8 | 18173.47 | 17890.09 | 17630.79 | 17565.23 | 17807.02 | 18575.34 | 19915.51 | 20099.35 | 19968.78 | 19277.99 | 18448.71 | 17473.51 | 16689.27 | 432.8036 | 20099.35 | 1 | 2023
2023-01-16 | 16556.95 | 18429.33 | 18384.56 | 18649.37 | 19445.49 | 21037.97 | 22927.22 | 23179.27 | 22589.46 | 22006.19 | 21597.37 | 21169.94 | 20731.62 | 20389.91 | 20191.23 | 20356.63 | 21100.62 | 22595.65 | 22927.38 | 22684.37 | 21877.97 | 20954.97 | 19783.95 | 18873.71 | 498.4411 | 23179.27 | 1 | 2023
2023-01-17 | 18433.35 | 20711.1 | 20777.69 | 21157.08 | 22042.19 | 24403.78 | 26850.4 | 27077.37 | 26223.07 | 25216.47 | 24241.14 | 23234.08 | 22265.15 | 21713.98 | 21396.84 | 21560.96 | 22545.54 | 24929.21 | 25568.2 | 25545.76 | 24747.09 | 23566.8 | 22106.74 | 21296.82 | 557.6108 | 27077.37 | 1 | 2023
2023-01-18 | 20776.33 | 24607.09 | 24934.52 | 25732.17 | 27280.54 | 29904.48 | 32477.78 | 32684.84 | 31467.01 | 29947.19 | 28428.3 | 26913.11 | 25512.35 | 24399.3 | 23699.24 | 23901.28 | 25432.96 | 28329.03 | 29390.73 | 29659.18 | 29105.93 | 28132.59 | 26743.07 | 25772.96 | 655.232 | 32684.84 | 1 | 2023
2023-01-19 | 24832.29 | 23852.58 | 24141.31 | 24898.37 | 26407.53 | 28995.22 | 31541.2 | 31754 | 30599.47 | 29167.92 | 27742.49 | 26314.15 | 24987.08 | 23935.88 | 23277.55 | 23485.21 | 24971.46 | 27780.09 | 28770.05 | 28985.51 | 28393.21 | 27385.32 | 25965.06 | 24961.31 | 643.1443 | 31754 | 1 | 2023
2023-01-20 | 24264.51 | 22382.59 | 22595.18 | 23276.05 | 24724.96 | 27269.29 | 29775.11 | 30009.07 | 28982.74 | 27725.49 | 26479.63 | 25218.25 | 24036.73 | 23103.24 | 22522.48 | 22725.77 | 24113.25 | 26744.71 | 27583.85 | 27682.36 | 26982.89 | 25895.34 | 24418.65 | 23348.43 | 611.8606 | 30009.07 | 1 | 2023
2023-01-21 | 22720.37 | 21616.07 | 21678.01 | 21971.3 | 22614.33 | 23615.02 | 24672.81 | 25485.75 | 25492.77 | 24599.09 | 23306.01 | 22161.93 | 21419.8 | 20776.52 | 20457.52 | 20676.43 | 21726.83 | 24165.76 | 25071.41 | 25313.71 | 24721.34 | 23852.83 | 22709.23 | 22009.2 | 552.834 | 25492.77 | 1 | 2023
2023-01-22 | 21727 | 21112.32 | 21147.74 | 21413.2 | 21919.47 | 22739.44 | 23765.29 | 24585.94 | 24656.72 | 23851.06 | 22650.94 | 21764.79 | 21073.56 | 20473.2 | 20183.57 | 20407.27 | 21426.26 | 23648.19 | 24483.24 | 24670.14 | 24041.52 | 23139.48 | 22073.33 | 21465.12 | 538.4188 | 24670.14 | 1 | 2023
2023-01-23 | 21186.06 | 19604.29 | 19612.67 | 19933.62 | 20782.7 | 22526.56 | 24897.95 | 25158.92 | 24459.6 | 23659.04 | 22896.32 | 22128.8 | 21593.08 | 21170.99 | 20922.16 | 21088.63 | 21892.33 | 23895.04 | 24365.86 | 24194.1 | 23293.84 | 22125.85 | 20986.74 | 20115.44 | 532.4906 | 25158.92 | 1 | 2023
2023-01-24 | 19770.58 | 20394.72 | 20439.33 | 20795.89 | 21658.06 | 23807.76 | 26190.98 | 26439.29 | 25648.99 | 24724.49 | 23834.95 | 22905.17 | 22047.27 | 21568.38 | 21280.95 | 21455.51 | 22353.79 | 24660.31 | 25239.3 | 25146.66 | 24332.36 | 23126.95 | 21773.25 | 20938.34 | 550.5333 | 26439.29 | 1 | 2023
2023-01-25 | 20503.16 | 21725.2 | 21835.3 | 22261.14 | 23621.64 | 26079.67 | 28511.83 | 28753.22 | 27814.55 | 26680.08 | 25567.77 | 24428.96 | 23347.56 | 22503.4 | 22049.31 | 22219.12 | 23553.46 | 26070.34 | 26823.19 | 26848.56 | 26137.01 | 25017.06 | 23489.13 | 22369.81 | 588.2105 | 28753.22 | 1 | 2023
2023-01-26 | 21854.6 | 21321.2 | 21409.86 | 21813.04 | 22949.71 | 25376.42 | 27780.91 | 28029.29 | 27142.74 | 26079.91 | 25043.41 | 23975.06 | 22952.92 | 22164.8 | 21832.85 | 22004.87 | 23213.02 | 25659.31 | 26354.71 | 26333.68 | 25593.01 | 24445.9 | 22891.79 | 21924.7 | 578.1477 | 28029.29 | 1 | 2023
2023-01-27 | 21520.6 | 23094.49 | 23332.58 | 24041.06 | 25513.89 | 28059.43 | 30529.58 | 30781.5 | 29729.75 | 28427.72 | 27132.83 | 25821.86 | 24597.72 | 23630.24 | 23032.77 | 23245.17 | 24658.21 | 27340.04 | 28224.79 | 28323.59 | 27671.99 | 26611.45 | 25139.5 | 24080.06 | 624.5408 | 30781.5 | 1 | 2023
2023-01-28 | 23304.44 | 20518.54 | 20518.17 | 20746.22 | 21215.66 | 21826.1 | 22619.24 | 23463.12 | 23629.52 | 22950.52 | 21971.16 | 21313.62 | 20693.56 | 20154.12 | 19908.8 | 20144.51 | 21119.39 | 23086.39 | 23824.84 | 23916.05 | 23250.77 | 22309.96 | 21454.24 | 20809.44 | 524.7484 | 23916.05 | 1 | 2023
2023-01-29 | 20624.57 | 20745.49 | 20755.04 | 20993.62 | 21472.8 | 22089.03 | 22994.05 | 23840.64 | 23987.4 | 23278.9 | 22180.3 | 21499.97 | 20861.94 | 20307.67 | 20053.24 | 20289.58 | 21275.46 | 23340.39 | 24104.8 | 24207.77 | 23561.8 | 22630.38 | 21686.48 | 21048.42 | 527.8297 | 24207.77 | 1 | 2023
2023-01-30 | 20771.4 | 19491.92 | 19486.91 | 19794.48 | 20628.5 | 22264.95 | 24569.88 | 24855.17 | 24203.29 | 23459.73 | 22755.57 | 22066.2 | 21560.08 | 21163.93 | 20936.72 | 21113.98 | 21898.97 | 23853.28 | 24287.15 | 24055.26 | 23157.97 | 22023.03 | 20862.41 | 19971.32 | 529.2321 | 24855.17 | 1 | 2023
2023-01-31 | 19631.42 | 16629.5 | 16477.53 | 16628.26 | 17290.49 | 18732.16 | 20237.59 | 20443.04 | 20213.12 | 20022.77 | 19884.23 | 19697.51 | 19453.07 | 19291.47 | 19219.85 | 19426.48 | 20052.69 | 21218.68 | 21262.12 | 20925.95 | 20173.07 | 19166.7 | 17894.11 | 16884.39 | 460.8562 | 21262.12 | 1 | 2023
2023-02-01 | 16584.45 | 18838.33 | 18886.87 | 19260.37 | 20144.25 | 22020.69 | 24391.31 | 24467.01 | 23626.4 | 22726.14 | 21910.72 | 21193.74 | 20621.64 | 20173.11 | 19856.46 | 19905.91 | 20417.95 | 21685 | 22683.6 | 22780.01 | 21976.33 | 21078.9 | 20044.23 | 19232.21 | 504.5056 | 24467.01 | 2 | 2023
2023-02-02 | 18821.05 | 20103.93 | 20222.26 | 20668.58 | 21649.26 | 24112.46 | 26531.74 | 26589.26 | 25585.82 | 24459.92 | 23402.3 | 22343.54 | 21400.99 | 20828.11 | 20427.38 | 20460.28 | 21044.8 | 22745.33 | 23930.59 | 24160.74 | 23474.77 | 22460.62 | 21284.08 | 20539.87 | 537.2477 | 26589.26 | 2 | 2023
2023-02-03 | 20155.26 | 19650.16 | 19742.49 | 20165.82 | 21109.95 | 23394.44 | 25793.02 | 25869.33 | 24928.67 | 23884.58 | 22908.46 | 21926.52 | 21168.78 | 20633.92 | 20258.36 | 20282.39 | 20827.65 | 22341.19 | 23451.67 | 23614.55 | 22866.3 | 21809.99 | 20782.91 | 20015.12 | 527.5815 | 25869.33 | 2 | 2023
2023-02-04 | 19699.31 | 19441.21 | 19476.87 | 19753.83 | 20274.41 | 21004.17 | 21843 | 22469.57 | 22457.74 | 21678.8 | 20826.98 | 20121.64 | 19474.74 | 18900.45 | 18580.81 | 18678.17 | 19337.95 | 20783.29 | 21695.13 | 22032.55 | 21493.89 | 20893.71 | 20153.36 | 19570.93 | 490.6425 | 22469.57 | 2 | 2023
2023-02-05 | 19401 | 19639.2 | 19683.31 | 19969.28 | 20498.1 | 21232.36 | 22150.35 | 22779.68 | 22752.42 | 21949.96 | 21008.12 | 20284.98 | 19622.88 | 19036.05 | 18708.81 | 18807.01 | 19476.1 | 20939.53 | 21922.4 | 22274.4 | 21685.42 | 21092.05 | 20355.88 | 19778.9 | 495.0482 | 22779.68 | 2 | 2023
2023-02-06 | 19590.31 | 21937.66 | 22206.72 | 22934.24 | 24401.77 | 26965.46 | 29416.65 | 29500.85 | 28362.3 | 27028.61 | 25748.6 | 24489.21 | 23338.91 | 22405.26 | 21768.03 | 21804.15 | 22711.8 | 24842.12 | 26200.05 | 26510.39 | 25915.1 | 24977.56 | 23699.58 | 22751.28 | 589.5066 | 29500.85 | 2 | 2023
2023-02-07 | 22056.89 | 22831.82 | 23135.05 | 23897 | 25377.28 | 27943.69 | 30402.4 | 30481.72 | 29288.83 | 27880.48 | 26528.06 | 25198.59 | 23980.43 | 23006.83 | 22343.33 | 22396.62 | 23364.2 | 25585.29 | 27009.52 | 27367.88 | 26825.12 | 25916.78 | 24654.12 | 23731.29 | 611.2032 | 30481.72 | 2 | 2023
2023-02-08 | 23073.53 | 18484.96 | 18514.97 | 18868.52 | 19732.09 | 21424.48 | 23713.97 | 23804.3 | 23008.69 | 22166.04 | 21413.91 | 20856.62 | 20308.86 | 19881.13 | 19581.5 | 19634.76 | 20113.74 | 21310.16 | 22161.49 | 22202.16 | 21473.83 | 20658.65 | 19608.27 | 18781.62 | 500.7783 | 23804.3 | 2 | 2023
2023-02-09 | 18647.57 | 19314.85 | 19384.65 | 19780.49 | 20683.52 | 22752.92 | 25071.97 | 25161.1 | 24281.92 | 23319.78 | 22434.65 | 21532.3 | 20901.54 | 20411.32 | 20070.73 | 20121.01 | 20645.73 | 22044.76 | 23105.8 | 23210.49 | 22480.14 | 21484.25 | 20461.81 | 19666.59 | 516.9699 | 25161.1 | 2 | 2023
2023-02-10 | 19358.76 | 18338.58 | 18354.85 | 18699.49 | 19564.92 | 21265.69 | 23450.99 | 23564.31 | 22809.49 | 22015.4 | 21362.85 | 20834.74 | 20316.79 | 19909.53 | 19624.07 | 19669.21 | 20123.66 | 21284.21 | 22059.76 | 22048.4 | 21334.22 | 20495.86 | 19432.25 | 18588.23 | 494.5063 | 23564.31 | 2 | 2023
2023-02-11 | 18339.3 | 17699.59 | 17639.05 | 17815.57 | 18237.82 | 18863.48 | 19518.75 | 20002.72 | 20162.91 | 19819.84 | 19248.47 | 18764.41 | 18303.93 | 17887.58 | 17678.26 | 17798.26 | 18342.82 | 19566.43 | 20298.67 | 20397 | 19860.56 | 19176.84 | 18350.15 | 17676.57 | 451.449 | 20397 | 2 | 2023
2023-02-12 | 17592.45 | 19937.08 | 19986.38 | 20278.93 | 20811.27 | 21530.77 | 22497.54 | 23151.95 | 23132.29 | 22329.2 | 21286.48 | 20558.07 | 19890.91 | 19301.45 | 18977.52 | 19086.9 | 19758.98 | 21228.9 | 22325.77 | 22646.79 | 22092.24 | 21400.93 | 20654.74 | 20071.13 | 500.5287 | 23151.95 | 2 | 2023
2023-02-13 | 19808.29 | 20931.15 | 21077.68 | 21557.59 | 22915.69 | 25394.45 | 27743.18 | 27849.74 | 26826.71 | 25648.73 | 24529.57 | 23410.71 | 22376.11 | 21575.17 | 21160.82 | 21198.95 | 21835.24 | 23801.29 | 25042.3 | 25238.47 | 24610.95 | 23630.2 | 22296.39 | 21402.85 | 561.8622 | 27849.74 | 2 | 2023
2023-02-14 | 20988.39 | 18752.05 | 18786.62 | 19145.95 | 20012.71 | 21779.38 | 24023.02 | 24136.32 | 23347.83 | 22504.82 | 21745.24 | 21100.94 | 20548.42 | 20118.34 | 19821.8 | 19885.43 | 20366.87 | 21568.65 | 22521.74 | 22533.57 | 21772.19 | 20934.24 | 19874.67 | 19041.93 | 505.3111 | 24136.32 | 2 | 2023
2023-02-15 | 18837.79 | 19152.26 | 19205.32 | 19584.3 | 20469.4 | 22418.42 | 24666.96 | 24781.77 | 23955.97 | 23058.64 | 22241.35 | 21425.66 | 20838.83 | 20380.24 | 20065.48 | 20128.79 | 20631.27 | 21965.59 | 22982.83 | 23020.92 | 22290.55 | 21333.15 | 20285.42 | 19466.5 | 513.1874 | 24781.77 | 2 | 2023
2023-02-16 | 19164.04 | 17435.18 | 17401.12 | 17688.57 | 18485.68 | 20097.84 | 21782.95 | 21913.1 | 21314.98 | 20853.3 | 20466.32 | 20059.4 | 19637.94 | 19318.17 | 19096.67 | 19171.62 | 19572.2 | 20618.29 | 21204.48 | 21120.26 | 20499.9 | 19631.2 | 18515.68 | 17622.04 | 472.6709 | 21913.1 | 2 | 2023
2023-02-17 | 17468.43 | 16808.82 | 16739.79 | 16995.38 | 17773.56 | 19378.57 | 20952.37 | 21060.84 | 20657.18 | 20276.64 | 19969.9 | 19637.45 | 19283.12 | 19014.95 | 18827.48 | 18893.92 | 19244.64 | 20206.9 | 20719.34 | 20570.71 | 19888.98 | 18978.54 | 17837.41 | 16912.04 | 458.097 | 21060.84 | 2 | 2023
2023-02-18 | 16723.56 | 17355.98 | 17268.78 | 17418.32 | 17812.11 | 18394.99 | 18989.09 | 19494.38 | 19710.87 | 19438.69 | 18942.18 | 18523.71 | 18117.87 | 17748.99 | 17576.25 | 17711.08 | 18221.51 | 19380.04 | 20061.7 | 20096.48 | 19551.99 | 18847.81 | 17987.18 | 17280.37 | 442.6539 | 20096.48 | 2 | 2023
2023-02-19 | 17171.44 | 20246.09 | 20301.61 | 20601.53 | 21138.89 | 21952.85 | 22867.88 | 23546.64 | 23531.65 | 22723.89 | 21583.33 | 20837.25 | 20162.19 | 19568.05 | 19246.01 | 19366.59 | 20042.72 | 21520.89 | 22735.49 | 23027.39 | 22508.53 | 21729.74 | 20962.03 | 20373.29 | 507.746 | 23546.64 | 2 | 2023
2023-02-20 | 20084.56 | 21392.27 | 21552.49 | 22186.72 | 23600.31 | 26069.53 | 28366.89 | 28497.05 | 27462.74 | 26257.49 | 25108.94 | 23958.14 | 22894.14 | 22036.3 | 21520.51 | 21569.35 | 22355.32 | 24355.34 | 25628.76 | 25808.29 | 25226.52 | 24267.2 | 22929.06 | 21924.01 | 575.0519 | 28497.05 | 2 | 2023
2023-02-21 | 21448.79 | 19592.17 | 19659.09 | 20053.63 | 20951.26 | 23067.86 | 25274.54 | 25409.12 | 24568.88 | 23641.62 | 22791.77 | 21913.3 | 21196.02 | 20719.85 | 20397.54 | 20469.26 | 20985.24 | 22481.88 | 23532.85 | 23561.63 | 22874.57 | 21810.7 | 20730.84 | 19914.27 | 527.0467 | 25409.12 | 2 | 2023
2023-02-22 | 19681.53 | 15613.39 | 15480.34 | 15664.59 | 16360.5 | 17868.99 | 19365.38 | 19481.29 | 19185.35 | 18955.62 | 18814.05 | 18632.68 | 18401.97 | 18243.35 | 18133.37 | 18229.37 | 18512.06 | 19331.61 | 19733.67 | 19497.39 | 18788.91 | 17833.87 | 16631.98 | 15646.01 | 434.0873 | 19733.67 | 2 | 2023
2023-02-23 | 15629.62 | 15173.52 | 15016.3 | 15175.4 | 15846.43 | 17329.14 | 18801.03 | 18923.58 | 18669.45 | 18496.67 | 18415.39 | 18289.1 | 18105.14 | 17985.94 | 17903.27 | 18004.7 | 18258.49 | 19022.7 | 19379.84 | 19105.85 | 18376.62 | 17400.67 | 16177.25 | 15168.31 | 420.6544 | 19379.84 | 2 | 2023
2023-02-24 | 15059.54 | 16239.66 | 16132.07 | 16348.14 | 17085.84 | 18636.12 | 20138.42 | 20270.77 | 19943.45 | 19661.43 | 19458.75 | 19219.15 | 18942.38 | 18741.06 | 18603.55 | 18687.04 | 18989.5 | 19859.36 | 20299 | 20069.02 | 19367.72 | 18426.24 | 17241.21 | 16271.97 | 443.6914 | 20299 | 2 | 2023
2023-02-25 | 16046.38 | 17566.65 | 17479.15 | 17629.44 | 18021.33 | 18581.73 | 19122.83 | 19649.83 | 19882.56 | 19623.7 | 19140.57 | 18730.32 | 18329.99 | 17967.91 | 17805.73 | 17954.03 | 18460.45 | 19611.82 | 20291.36 | 20291.57 | 19769.43 | 19068.95 | 18192.58 | 17473.54 | 446.6919 | 20291.57 | 2 | 2023
2023-02-26 | 17337.81 | 16669.29 | 16535.6 | 16637.42 | 16982.54 | 17499.18 | 18006.6 | 18540.95 | 18849.49 | 18696.27 | 18324.68 | 18018.27 | 17705.95 | 17417.91 | 17305.96 | 17461.08 | 17913.16 | 18959.89 | 19553.79 | 19489.92 | 18921.39 | 18179.64 | 17266.58 | 16507.32 | 428.7807 | 19553.79 | 2 | 2023
2023-02-27 | 16484.98 | 15889.29 | 15764.85 | 15961.44 | 16686.98 | 18212.61 | 19686.84 | 19828.11 | 19539.45 | 19307.6 | 19157.84 | 18971.59 | 18747.07 | 18579.42 | 18469.5 | 18562.4 | 18840.38 | 19664.35 | 20070.26 | 19804.72 | 19095.89 | 18142.67 | 16935.37 | 15940.96 | 438.3446 | 20070.26 | 2 | 2023
2023-02-28 | 15785.92 | 17685.17 | 17646.25 | 17930.42 | 18719.74 | 20291.92 | 21927.97 | 22105.91 | 21516.97 | 21059.53 | 20703.9 | 20319.13 | 19914.94 | 19612.92 | 19412.96 | 19509.39 | 19898.18 | 20923.05 | 21498.09 | 21353.3 | 20764.4 | 19897.89 | 18754.2 | 17837.42 | 475.0696 | 22105.91 | 2 | 2023
2023-03-01 | 17405.92 | 18277.59 | 18381.39 | 18768.24 | 19898.76 | 22273.82 | 24334.46 | 24389.2 | 23416.83 | 22420.61 | 21572.02 | 20723.75 | 19899.24 | 19227.57 | 18860.8 | 18855.32 | 19332.77 | 20600.51 | 21683.63 | 22067.65 | 21414.03 | 20362.21 | 19031.06 | 18339.21 | 491.5366 | 24389.2 | 3 | 2023
2023-03-02 | 18155.56 | 16746.56 | 16772.67 | 17077.92 | 17830.97 | 19561.6 | 21546.76 | 21616.45 | 20829.73 | 20093.61 | 19519.73 | 18939 | 18543.23 | 18213.45 | 17996.62 | 18001.39 | 18293.33 | 18984.71 | 19820.2 | 20051.02 | 19279.74 | 18453.08 | 17452.55 | 16694.23 | 450.4741 | 21616.45 | 3 | 2023
2023-03-03 | 16665.16 | 16086.82 | 16073.8 | 16348.37 | 17079.87 | 18589.15 | 20368.88 | 20460.26 | 19763.75 | 19151.48 | 18784.26 | 18488.64 | 18164.21 | 17886.32 | 17705.34 | 17699.29 | 17941.14 | 18544.26 | 19057.6 | 19176.71 | 18571.25 | 17758.23 | 16732.7 | 15944.15 | 433.0416 | 20460.26 | 3 | 2023
2023-03-04 | 15893.17 | 18091.54 | 18141.36 | 18398.24 | 18866.04 | 19779.14 | 20494.75 | 21103.61 | 21053.69 | 20336.2 | 19369.99 | 18699.16 | 18188.9 | 17706.3 | 17462.05 | 17511.09 | 17983.13 | 18930.94 | 20016.7 | 20529.83 | 19986.59 | 19156.29 | 18424.97 | 17893.59 | 454.0173 | 21103.61 | 3 | 2023
2023-03-05 | 17817.31 | 18474.62 | 18542.89 | 18819.29 | 19439.14 | 20448.82 | 21175.43 | 21783.58 | 21691.59 | 20914 | 19883.94 | 19007.13 | 18462.32 | 17950.85 | 17687.73 | 17735.37 | 18228.61 | 19248.6 | 20489.43 | 21034.61 | 20522.27 | 19716.95 | 18818.68 | 18302.09 | 466.1952 | 21783.58 | 3 | 2023
2023-03-06 | 18264.12 | 20057.81 | 20315.29 | 21010.07 | 22420.81 | 24891.98 | 26973.43 | 27050.53 | 25940.74 | 24735.45 | 23657.76 | 22596.4 | 21603.94 | 20775.7 | 20227.55 | 20204.35 | 20878.01 | 22356.45 | 23616.6 | 24084.69 | 23538.33 | 22573.14 | 21249.06 | 20298.7 | 539.3209 | 27050.53 | 3 | 2023
2023-03-07 | 19934.64 | 19323.8 | 19538.7 | 20187.57 | 21534.6 | 23939.43 | 25978.75 | 26051.1 | 24997.94 | 23878.47 | 22896.05 | 21918.43 | 20983.75 | 20222.33 | 19715.6 | 19710.9 | 20347.29 | 21744.78 | 22939.71 | 23366.32 | 22801.81 | 21809.24 | 20452.5 | 19474.31 | 523.748 | 26051.1 | 3 | 2023
2023-03-08 | 19244.41 | 18278.78 | 18372.67 | 18750.67 | 19855.11 | 22187.64 | 24169.62 | 24255 | 23325.95 | 22379.01 | 21578.5 | 20769.91 | 19978.67 | 19337.96 | 18955.58 | 18961.96 | 19468.06 | 20695.07 | 21750.73 | 22071.59 | 21432.94 | 20373.49 | 19019.47 | 18309.12 | 493.5219 | 24255 | 3 | 2023
2023-03-09 | 18210 | 18069.91 | 18152.04 | 18517.88 | 19494.34 | 21807.63 | 23770.25 | 23861.2 | 22962.45 | 22056.66 | 21299.17 | 20530.1 | 19772.31 | 19160.07 | 18848.54 | 18857.73 | 19293.57 | 20480.66 | 21504.21 | 21796.84 | 21143.8 | 20069.4 | 18802.57 | 18081.04 | 486.5424 | 23861.2 | 3 | 2023
2023-03-10 | 17978.61 | 17706.59 | 17764.48 | 18115.14 | 18916.73 | 21186.02 | 23129.58 | 23240.06 | 22396.43 | 21565.01 | 20875.16 | 20173.3 | 19477.42 | 18973.42 | 18727.41 | 18724.31 | 19045.38 | 20128.98 | 21084.36 | 21314.2 | 20601.82 | 19488.25 | 18387.76 | 17648.67 | 476.6491 | 23240.06 | 3 | 2023
2023-03-11 | 17546.39 | 16647.49 | 16616.1 | 16788.77 | 17173.51 | 17738.37 | 18123.7 | 18560.58 | 18666.6 | 18378.45 | 17931.05 | 17574.77 | 17221.5 | 16872.71 | 16723.36 | 16791.78 | 17166.1 | 17926.25 | 18581.16 | 18789.73 | 18346.57 | 17716.36 | 16925.7 | 16316.94 | 421.1239 | 18789.73 | 3 | 2023
2023-03-12 | 16373.71 | 16463.64 | 16407.64 | 16574.93 | 16931.1 | 17496.33 | 18172.39 | 18714.73 | 18945.7 | 18703.91 | 18229.56 | 17827.26 | 17451.1 | 17074.91 | 16855.99 | 16889.92 | 17103.62 | 17409.26 | 18075.58 | 19027.98 | 18825.95 | 18233.61 | 17392.29 | 16716.66 | 421.8978 | 19027.98 | 3 | 2023
2023-03-13 | 16476.18 | 16988.76 | 16999.29 | 17312.5 | 18064.51 | 19897.07 | 22225.09 | 22507.82 | 21924.33 | 21274 | 20670 | 20024.57 | 19400.73 | 18938.46 | 18664.86 | 18640.44 | 18767.04 | 19002.27 | 19851.9 | 21101.8 | 20721 | 19624.1 | 18397.52 | 17552.66 | 465.0269 | 22507.82 | 3 | 2023
2023-03-14 | 17116.87 | 15963.04 | 15917.45 | 16170.28 | 16845.05 | 18284.51 | 20262.47 | 20544.49 | 20079.05 | 19600.94 | 19183.04 | 18777.13 | 18456 | 18184.56 | 17965.39 | 17959.97 | 18032.5 | 18155.63 | 18668.58 | 19658.92 | 19222.73 | 18400.03 | 17292.18 | 16409.57 | 437.1504 | 20544.49 | 3 | 2023
2023-03-15 | 16089.62 | 15900.24 | 15800.94 | 16003.23 | 16626.9 | 18010.59 | 19809.44 | 20181.4 | 19934.88 | 19730.81 | 19621.89 | 19463.27 | 19261.22 | 19109.36 | 18982.74 | 19044.71 | 19135.21 | 19183.42 | 19716.83 | 20668.22 | 20054.32 | 18849.76 | 17628.61 | 16634.48 | 445.4421 | 20668.22 | 3 | 2023
2023-03-16 | 16117.64 | 14583.4 | 14468.31 | 14648.16 | 15252.46 | 16626.69 | 18102.04 | 18299.33 | 18095.51 | 17929.96 | 17816.78 | 17665.78 | 17474.1 | 17311.28 | 17165.4 | 17168.26 | 17157.66 | 17122.95 | 17508.69 | 18206.55 | 17848.61 | 17018.35 | 15857.67 | 14916.52 | 404.3621 | 18299.33 | 3 | 2023
2023-03-17 | 14664.2 | 15684.59 | 15616.47 | 15856.13 | 16526.05 | 17970.98 | 19732.12 | 20041.1 | 19632.2 | 19227.27 | 18900.98 | 18640.36 | 18360.32 | 18116.29 | 17918.37 | 17903.48 | 17944.36 | 18014.47 | 18479.99 | 19289.75 | 18883.4 | 18084.95 | 16961.26 | 16059.99 | 428.5091 | 20041.1 | 3 | 2023
2023-03-18 | 15668.94 | 14974.67 | 14835.96 | 14917.22 | 15189.19 | 15664.02 | 16251.19 | 16818.72 | 17191.56 | 17147.32 | 16878.11 | 16665.38 | 16448.71 | 16208.49 | 16085.6 | 16138.56 | 16253.12 | 16367.89 | 16880.31 | 17699.31 | 17425.93 | 16761.49 | 15847.39 | 15093.95 | 389.413 | 17699.31 | 3 | 2023
2023-03-19 | 14929.86 | 15430.64 | 15313.29 | 15417.32 | 15710.54 | 16201.48 | 16794.53 | 17362.74 | 17703.27 | 17612.46 | 17293.42 | 17033.43 | 16776.77 | 16503.33 | 16359.11 | 16411.04 | 16550.02 | 16712.18 | 17264.23 | 18106.89 | 17859.39 | 17214.81 | 16315.29 | 15578.33 | 398.4544 | 18106.89 | 3 | 2023
2023-03-20 | 15357.87 | 16682.2 | 16670.07 | 16960.27 | 17688.19 | 19284.76 | 21523.09 | 21834.35 | 21320.12 | 20757.11 | 20241.01 | 19671.76 | 19110.2 | 18777.7 | 18534.68 | 18521.11 | 18615.36 | 18792.35 | 19483.89 | 20650.39 | 20267.84 | 19150.83 | 18049.27 | 17178.81 | 455.1232 | 21834.35 | 3 | 2023
2023-03-21 | 16746.51 | 15228.25 | 15138.03 | 15345.05 | 15973.44 | 17354.79 | 18809.5 | 19101.84 | 18785.74 | 18572.62 | 18407.1 | 18204.84 | 17969.06 | 17771.12 | 17606.39 | 17614.63 | 17630.61 | 17647.61 | 18078.78 | 18786.15 | 18469.49 | 17664.04 | 16513.12 | 15585.4 | 419.0041 | 19101.84 | 3 | 2023
2023-03-22 | 15312.45 | 14093.61 | 13945.42 | 14091.85 | 14661.33 | 15988.75 | 17403.57 | 17621.43 | 17482.21 | 17400.9 | 17374.27 | 17300.8 | 17174.82 | 17068.97 | 16966.32 | 16982.14 | 16930 | 16816.45 | 17140.77 | 17770.07 | 17395.26 | 16538.26 | 15342.27 | 14364.47 | 393.1664 | 17770.07 | 3 | 2023
2023-03-23 | 14120.09 | 14973.42 | 14865.25 | 15054.11 | 15664.04 | 17022.57 | 18451.26 | 18671.4 | 18473.56 | 18307.09 | 18190.5 | 18033.72 | 17836.95 | 17672.83 | 17533.08 | 17549.3 | 17545.41 | 17521.42 | 17917.18 | 18588.66 | 18257.13 | 17433.82 | 16262.54 | 15313.76 | 411.2591 | 18671.4 | 3 | 2023
2023-03-24 | 14979.62 | 16169.09 | 16117.15 | 16375.2 | 17059.69 | 18500.1 | 20459.29 | 20791.07 | 20360.36 | 19914.58 | 19514.55 | 19050.43 | 18730.22 | 18462.94 | 18254.9 | 18246.44 | 18301.39 | 18402.18 | 18898.92 | 19899.58 | 19470.93 | 18557.93 | 17437.23 | 16541.77 | 440.4956 | 20791.07 | 3 | 2023
2023-03-25 | 16143.36 | 17099.01 | 17055.45 | 17238.6 | 17604.59 | 18142.93 | 18737.13 | 19496.41 | 19842.1 | 19473.5 | 18820.82 | 18401.87 | 18010.81 | 17626.64 | 17414.02 | 17467.82 | 17690.5 | 18014.19 | 18701.72 | 19855.53 | 19650 | 18885.31 | 18029.65 | 17344.55 | 436.7465 | 19855.53 | 3 | 2023
2023-03-26 | 17062.04 | 15983.48 | 15883.34 | 16007.1 | 16315.88 | 16801.64 | 17356.81 | 17943.82 | 18271.12 | 18153.58 | 17803.28 | 17510.2 | 17225.71 | 16931.1 | 16778.9 | 16840.01 | 16995.92 | 17191.64 | 17774.86 | 18609.23 | 18400.8 | 17774.93 | 16875.66 | 16142.3 | 412.6333 | 18609.23 | 3 | 2023
2023-03-27 | 15971.58 | 15184.98 | 15083.99 | 15282.86 | 15919.75 | 17298.29 | 18714.06 | 18982.94 | 18773.83 | 18612.19 | 18494.75 | 18340.7 | 18160 | 17992.95 | 17859.22 | 17871.3 | 17863.23 | 17837.96 | 18230.95 | 18873.45 | 18534.72 | 17706.4 | 16529.22 | 15568.3 | 419.6876 | 18982.94 | 3 | 2023
2023-03-28 | 15265.85 | 13883.19 | 13710.21 | 13832.65 | 14375.75 | 15661.71 | 17018.23 | 17262.51 | 17181.88 | 17173.48 | 17222.51 | 17218.27 | 17152.72 | 17100.32 | 17039.95 | 17074.53 | 16995.76 | 16824.53 | 17097.52 | 17660.1 | 17271.94 | 16388.8 | 15155.54 | 14140.55 | 389.7085 | 17660.1 | 3 | 2023
2023-03-29 | 13911.15 | 15125.54 | 14981.86 | 15138.96 | 15713.43 | 17019.89 | 18394.21 | 18671.48 | 18585.51 | 18554.18 | 18587.53 | 18583.36 | 18527.81 | 18489.62 | 18445.79 | 18517.25 | 18508.11 | 18420.44 | 18713.01 | 19367.47 | 18865.71 | 17962.49 | 16702.81 | 15668.16 | 421.4558 | 19367.47 | 3 | 2023
2023-03-30 | 15207.53 | 14571.88 | 14365.71 | 14461.51 | 14974.4 | 16218.71 | 17554.76 | 17876.7 | 17934.39 | 18089.08 | 18327.76 | 18529.78 | 18660.44 | 18784.21 | 18855.92 | 18976.5 | 18931.27 | 18722.09 | 18863.58 | 19391.18 | 18776.21 | 17768.62 | 16410.78 | 15276.64 | 417.5297 | 19391.18 | 3 | 2023
2023-03-31 | 14786.85 | 13815.51 | 13611.4 | 13714.18 | 14244.46 | 15525.82 | 16857.55 | 17145.54 | 17142.21 | 17229.06 | 17372.26 | 17467.73 | 17497.91 | 17521.73 | 17518.94 | 17567.93 | 17468.52 | 17236.25 | 17426.05 | 17897.02 | 17430.82 | 16484.33 | 15200.69 | 14133.75 | 392.2965 | 17897.02 | 3 | 2023
2023-04-01 | 13878.96 | 14002.33 | 13784.8 | 13813.1 | 14139.58 | 14606.57 | 15053.89 | 15701.04 | 16216.87 | 16343.47 | 16250.97 | 16179.67 | 16076.06 | 16011.64 | 16062.88 | 16211.13 | 16465.83 | 16569.63 | 16530.14 | 17068.66 | 17057.63 | 16293.18 | 15267.27 | 14394.63 | 373.9799 | 17068.66 | 4 | 2023
2023-04-02 | 14047.79 | 13730.36 | 13505.69 | 13525.72 | 13844.4 | 14304.6 | 14743.7 | 15385.21 | 15904.48 | 16038.65 | 15952.05 | 15882.63 | 15778.54 | 15712.51 | 15761.58 | 15902.6 | 16140.79 | 16224.15 | 16179.03 | 16716.36 | 16709.02 | 15948.74 | 14927.09 | 14057.39 | 366.9231 | 16716.36 | 4 | 2023
2023-04-03 | 13750.35 | 13449.53 | 13261.45 | 13395.07 | 14079.46 | 15467.28 | 16785.69 | 17071.52 | 17005.08 | 16996.81 | 17036.93 | 17000.41 | 16906.4 | 16885.68 | 16896.91 | 16970.07 | 17072.79 | 17010.2 | 16856.04 | 17266.93 | 17188.34 | 16274.75 | 15018.82 | 13966.67 | 383.6132 | 17266.93 | 4 | 2023
2023-04-04 | 13550.72 | 14843.28 | 14721.33 | 14923.23 | 15655.03 | 17074.42 | 18908.6 | 19289.97 | 19024.4 | 18779.52 | 18592.39 | 18302.94 | 17957.59 | 17767.22 | 17667.64 | 17778.44 | 18041.97 | 18183.99 | 18161.44 | 18889.68 | 18900.31 | 17691.99 | 16390.14 | 15406.43 | 416.5027 | 19289.97 | 4 | 2023
2023-04-05 | 14912.88 | 14412.94 | 14268.05 | 14446.23 | 15154.53 | 16550.9 | 18135.52 | 18523.9 | 18312.93 | 18143.56 | 18035.55 | 17818.82 | 17535.74 | 17397.76 | 17334.17 | 17450.43 | 17675.31 | 17743.5 | 17660.95 | 18341.97 | 18322.57 | 17166.35 | 15945.4 | 14940.89 | 406.2309 | 18523.9 | 4 | 2023
2023-04-06 | 14520.21 | 15477.4 | 15384.61 | 15617.33 | 16378.44 | 18048.38 | 19973.22 | 20358 | 20031.37 | 19697.34 | 19415.19 | 19036.45 | 18614.22 | 18360.56 | 18221.22 | 18331.84 | 18642.45 | 18874.94 | 18928.44 | 19697.91 | 19759.37 | 18589.61 | 17039.47 | 16077.8 | 435.0758 | 20358 | 4 | 2023
2023-04-07 | 15592.86 | 16282.25 | 16222.61 | 16502.53 | 17315.6 | 19440.42 | 21394.61 | 21791.04 | 21384.75 | 20936.32 | 20520.13 | 20021.94 | 19503.23 | 19159.98 | 18963.19 | 19053.17 | 19418.03 | 19761.43 | 19901.79 | 20716.22 | 20806.91 | 19673.72 | 18031.43 | 16896.31 | 459.2905 | 21791.04 | 4 | 2023
2023-04-08 | 16379.03 | 16284.45 | 16189.36 | 16345.49 | 16793.53 | 17351.99 | 18029.41 | 18935.63 | 19378.81 | 19146.37 | 18572.21 | 18034.73 | 17511.08 | 17173.98 | 17079.78 | 17203.16 | 17674.48 | 18189.45 | 18482.16 | 19475.09 | 19712.79 | 18822.25 | 17515.62 | 16701.78 | 426.9826 | 19712.79 | 4 | 2023
2023-04-09 | 16356.5 | 16731.11 | 16651.66 | 16825.2 | 17288.77 | 18064.94 | 18745.69 | 19662.51 | 20082.14 | 19811.28 | 19197.38 | 18624.5 | 18073.14 | 17642.6 | 17493.32 | 17684.75 | 18244.25 | 18811.5 | 19138.48 | 20142.52 | 20401.12 | 19522.5 | 18219.51 | 17202.47 | 440.6178 | 20401.12 | 4 | 2023
2023-04-10 | 16815.84 | 15825.85 | 15739.94 | 15983.47 | 16769.72 | 18611.09 | 20513.65 | 20940.72 | 20643.41 | 20330.55 | 20066.61 | 19710.48 | 19327.6 | 19091.44 | 18976.07 | 19097.91 | 19417.17 | 19655.25 | 19695.87 | 20415.92 | 20463.19 | 19274.1 | 17565.2 | 16526.99 | 451.458 | 20940.72 | 4 | 2023
2023-04-11 | 16048.31 | 15069.84 | 14949.66 | 15155.07 | 15887.1 | 17294.11 | 19151.02 | 19558.75 | 19307.25 | 19071.59 | 18890.41 | 18601.61 | 18256.66 | 18069.44 | 17980.02 | 18104.93 | 18367.07 | 18507.98 | 18489.77 | 19181.32 | 19222.35 | 18021.2 | 16612.39 | 15620.4 | 425.4183 | 19558.75 | 4 | 2023
2023-04-12 | 15211.24 | 15992.65 | 15915.32 | 16166.06 | 16941.35 | 18841.87 | 20720.73 | 21130.23 | 20787.59 | 20420.28 | 20099.86 | 19681.65 | 19226.37 | 18948 | 18800.1 | 18923.99 | 19258.42 | 19535.22 | 19627.16 | 20385.23 | 20493.36 | 19345.26 | 17659.71 | 16611.42 | 450.7231 | 21130.23 | 4 | 2023
2023-04-13 | 16113.94 | 14703.21 | 14546.75 | 14716.22 | 15412.22 | 16773.71 | 18367.79 | 18812.45 | 18675.54 | 18588.13 | 18568.15 | 18437.32 | 18232.63 | 18166.62 | 18164.79 | 18325.03 | 18548.19 | 18582.74 | 18447.65 | 19030.19 | 18998.09 | 17722.85 | 16350.47 | 15305.27 | 419.5899 | 19030.19 | 4 | 2023
2023-04-14 | 14898.69 | 13879.95 | 13684.17 | 13823.77 | 14497.7 | 15859.38 | 17105.64 | 17462.42 | 17394.92 | 17409.31 | 17480.77 | 17435.1 | 17313.5 | 17304.63 | 17329.45 | 17459.76 | 17604.32 | 17512.72 | 17294.82 | 17800.97 | 17703.64 | 16670.04 | 15394.17 | 14331.6 | 394.6514 | 17800.97 | 4 | 2023
2023-04-15 | 13943.7 | 13743.94 | 13512.53 | 13527.07 | 13835.84 | 14254.94 | 14602.61 | 15269.64 | 15810.48 | 15965.87 | 15893.52 | 15826.2 | 15719.32 | 15653.61 | 15711.91 | 15860.26 | 16072.89 | 16125.52 | 16078.74 | 16567.84 | 16605.71 | 15861.01 | 14828.8 | 13949.64 | 365.2216 | 16605.71 | 4 | 2023
2023-04-16 | 13704.94 | 15020.06 | 14847.8 | 14925.28 | 15293.29 | 15760.15 | 16132.52 | 16800.59 | 17252.85 | 17280.74 | 17073.25 | 16879.6 | 16666.6 | 16512.76 | 16514.04 | 16660.76 | 16944.29 | 17130.27 | 17190.44 | 17921.44 | 18072.99 | 17154.84 | 16161.19 | 15326.12 | 393.2268 | 18072.99 | 4 | 2023
2023-04-17 | 14974.81 | 14834.22 | 14686.79 | 14867.27 | 15590.7 | 16974.11 | 18614.1 | 19081.19 | 18946.43 | 18849.92 | 18812.15 | 18664.36 | 18458.1 | 18373.78 | 18368.98 | 18520.01 | 18736.14 | 18771.77 | 18646.64 | 19206.51 | 19185.19 | 17917.68 | 16495.81 | 15445.91 | 423.0226 | 19206.51 | 4 | 2023
2023-04-18 | 14990.82 | 14758.22 | 14552.25 | 14676.29 | 15323.76 | 16623.33 | 18075.85 | 18615.37 | 18684.45 | 18850.39 | 19114.71 | 19276.37 | 19343.29 | 19516.66 | 19693.85 | 19953.31 | 20166.04 | 20075.57 | 19739.15 | 20113 | 19932.81 | 18502.49 | 16788.87 | 15632.47 | 432.9993 | 20166.04 | 4 | 2023
2023-04-19 | 15023.96 | 14030.98 | 13798.4 | 13893.41 | 14513.2 | 15787.96 | 16976.52 | 17385.76 | 17498.2 | 17730.98 | 18060.97 | 18275.87 | 18382.91 | 18587.87 | 18783.88 | 19030.07 | 19180.36 | 18995.17 | 18605.69 | 18947.39 | 18752.98 | 17328.66 | 15945.56 | 14780.49 | 410.2972 | 19180.36 | 4 | 2023
2023-04-20 | 14254.52 | 13889.09 | 13657.89 | 13753.35 | 14375.17 | 15653.43 | 16837.03 | 17198.58 | 17264.38 | 17472.53 | 17762.93 | 17917.3 | 17951.83 | 18080.86 | 18211.21 | 18404.81 | 18519.6 | 18333.49 | 17990.49 | 18375.73 | 18231.75 | 16992.07 | 15638.1 | 14500.73 | 401.2669 | 18519.6 | 4 | 2023
2023-04-21 | 14042.99 | 13887.64 | 13644.68 | 13740.85 | 14368.39 | 15664.93 | 16841.57 | 17225.94 | 17311.94 | 17546.67 | 17872.89 | 18077.37 | 18171.5 | 18350.06 | 18524.82 | 18733.7 | 18846.35 | 18628.74 | 18232.87 | 18555.26 | 18353.36 | 17043.02 | 15670.6 | 14513.21 | 403.8493 | 18846.35 | 4 | 2023
2023-04-22 | 14012.08 | 13898.05 | 13558.58 | 13473.63 | 13680.45 | 13978.73 | 14236.33 | 15044.38 | 15897.84 | 16441.19 | 16793.72 | 17147.04 | 17426.33 | 17773.24 | 18162.19 | 18529.52 | 18772.79 | 18587.32 | 18127.6 | 18433.46 | 18196.32 | 16977.45 | 15722.82 | 14625.52 | 389.4966 | 18772.79 | 4 | 2023
2023-04-23 | 14096.27 | 13633.78 | 13298.72 | 13216.44 | 13424.72 | 13722.23 | 13971.42 | 14762.92 | 15591.55 | 16105.13 | 16427.92 | 16757.6 | 17007.73 | 17251.99 | 17596.8 | 17975.16 | 18219.57 | 18027.68 | 17575.96 | 17890.58 | 17672.32 | 16622.59 | 15380.23 | 14294.18 | 380.5235 | 18219.57 | 4 | 2023
2023-04-24 | 13794.5 | 13391.04 | 13144.96 | 13225.15 | 13848.79 | 15126.19 | 16281.07 | 16657.54 | 16754.91 | 16943.46 | 17189.39 | 17344.53 | 17448.97 | 17628.34 | 17808.37 | 18009.76 | 18080.92 | 17810.55 | 17405.62 | 17719.66 | 17546.46 | 16498.8 | 15129.45 | 13967.12 | 388.7555 | 18080.92 | 4 | 2023
2023-04-25 | 13512.69 | 13306.68 | 13060.81 | 13139.21 | 13742.34 | 14993 | 16131.81 | 16486.83 | 16558.15 | 16721.27 | 16943.77 | 17070.71 | 17105.66 | 17221.18 | 17372.29 | 17578.79 | 17653.64 | 17394.57 | 17094.35 | 17360.27 | 17259.32 | 16290.68 | 14933.05 | 13790.46 | 382.7215 | 17653.64 | 4 | 2023
2023-04-26 | 13390.58 | 14144.14 | 13851.77 | 13891.78 | 14452.79 | 15648.79 | 16765.52 | 17221.2 | 17568.13 | 18111.73 | 18789.78 | 19361.54 | 19798.89 | 20294.77 | 20709.43 | 21078.25 | 21214.55 | 20876.34 | 20243.06 | 20323 | 19954.35 | 18326.56 | 16522.55 | 15221.21 | 427.7607 | 21214.55 | 4 | 2023
2023-04-27 | 14478.5 | 14642.28 | 14319.87 | 14334.84 | 14868.54 | 16029.86 | 17132.97 | 17808.88 | 18341.3 | 19082.26 | 19990.7 | 20812.6 | 21488.41 | 22195.73 | 22768.22 | 23238.14 | 23411.09 | 23020.36 | 22225.47 | 22139.49 | 21620.59 | 19843.86 | 17526.71 | 16087.99 | 457.4087 | 23411.09 | 4 | 2023
2023-04-28 | 15165.11 | 14197.61 | 13887.06 | 13921.89 | 14483.24 | 15691.59 | 16796.73 | 17285.5 | 17682.83 | 18302.27 | 19052.06 | 19703.48 | 20220.47 | 20776.78 | 21238.63 | 21618.81 | 21743.34 | 21361.17 | 20660.45 | 20660.92 | 20223.32 | 18541.45 | 16639.37 | 15308.58 | 435.1627 | 21743.34 | 4 | 2023
2023-04-29 | 14533.67 | 13616.86 | 13360.8 | 13351.63 | 13632.48 | 13992.04 | 14236.5 | 14942.96 | 15549.43 | 15782.21 | 15786.9 | 15785.18 | 15733.53 | 15717.88 | 15820.75 | 15992.27 | 16169.48 | 16155.8 | 16061.77 | 16462.09 | 16511.19 | 15750.7 | 14676.25 | 13757.53 | 363.3799 | 16511.19 | 4 | 2023
2023-04-30 | 13552.64 | 13712.82 | 13460.75 | 13455.79 | 13740.43 | 14100.89 | 14341.27 | 15049.46 | 15650.94 | 15875.78 | 15871.68 | 15861.2 | 15801.85 | 15779.94 | 15879.33 | 16051.35 | 16232.19 | 16226.28 | 16139.87 | 16541.76 | 16598.19 | 15842.39 | 14769.82 | 13853.76 | 364.3904 | 16598.19 | 4 | 2023
2023-05-01 | 13203.35 | 13873.36 | 13601.39 | 13678.34 | 14328.61 | 15637.56 | 16922.88 | 17472.2 | 17665.76 | 17896.5 | 18181.56 | 18300.48 | 18365.01 | 18467.71 | 18604.67 | 18827.11 | 18999.82 | 18941.32 | 18593.1 | 18515.62 | 18559 | 17594.64 | 16083.95 | 14749.66 | 407.0636 | 18999.82 | 5 | 2023
2023-05-02 | 14115.31 | 13731.37 | 13393.2 | 13406.22 | 13971.72 | 15186.4 | 16424.29 | 17026.45 | 17379.15 | 17816.5 | 18340.35 | 18703.07 | 18979.64 | 19297.21 | 19620.95 | 19974.44 | 20168.15 | 19985.12 | 19395.16 | 19156.76 | 19080.73 | 17989.67 | 16348.28 | 14893.32 | 414.3835 | 20168.15 | 5 | 2023
2023-05-03 | 14132.2 | 14203.27 | 13812.46 | 13779.38 | 14296.03 | 15451.9 | 16661.71 | 17352.29 | 17885.07 | 18540.49 | 19315.25 | 20039.23 | 20647.08 | 21258.63 | 21771.49 | 22238.78 | 22457.56 | 22187.36 | 21394.65 | 20934.56 | 20659.83 | 19252.56 | 17458.64 | 15856.17 | 441.5866 | 22457.56 | 5 | 2023
2023-05-04 | 14793.05 | 13886.11 | 13566.66 | 13597.83 | 14180.95 | 15407.94 | 16640.86 | 17232.15 | 17541.98 | 17922.8 | 18382.47 | 18678.15 | 18893.1 | 19149.7 | 19419.84 | 19755.37 | 19955.05 | 19808.67 | 19274.49 | 19084.66 | 19053.04 | 17999.8 | 16388.97 | 14965.62 | 415.5793 | 19955.05 | 5 | 2023
2023-05-05 | 14248.14 | 14044.31 | 13764.11 | 13844.23 | 14483.54 | 15783.52 | 17037.77 | 17599.66 | 17797.01 | 18035.01 | 18320.02 | 18440.46 | 18499.73 | 18610.21 | 18753.18 | 18982.13 | 19156.73 | 19095.43 | 18738.42 | 18636.18 | 18674.85 | 17704.6 | 16185.69 | 14851.96 | 411.2869 | 19156.73 | 5 | 2023
2023-05-06 | 14220.88 | 14370.93 | 14091.36 | 14073.57 | 14346.11 | 14639.14 | 14921.46 | 15848.15 | 16613.77 | 16897.21 | 16920.75 | 16873.82 | 16808.15 | 16758.17 | 16869.27 | 17137.06 | 17460.31 | 17612.03 | 17475.82 | 17597.54 | 17817.05 | 17101.33 | 15909.73 | 14837.98 | 387.2016 | 17817.05 | 5 | 2023
2023-05-07 | 14426.16 | 14052.76 | 13756.38 | 13720.99 | 13976.21 | 14251.44 | 14516.96 | 15447.62 | 16241.63 | 16564.08 | 16628.4 | 16618.75 | 16584.72 | 16561.33 | 16690.89 | 16961.51 | 17264.03 | 17376.82 | 17209.9 | 17306.2 | 17511.5 | 16781.88 | 15576.36 | 14489.64 | 380.5162 | 17511.5 | 5 | 2023
2023-05-08 | 14113.26 | 13275.74 | 12984.97 | 13040.59 | 13668.67 | 14944.88 | 16174.29 | 16721.92 | 16934.42 | 17193.2 | 17501.4 | 17631.43 | 17701.31 | 17807.95 | 17950.02 | 18164.12 | 18291.82 | 18173.94 | 17807.83 | 17703.49 | 17768.86 | 16816.9 | 15306.89 | 13972.23 | 391.6501 | 18291.82 | 5 | 2023
2023-05-09 | 13478.81 | 13689.94 | 13337.08 | 13335.84 | 13885.17 | 15068.42 | 16256.09 | 16881.44 | 17275.73 | 17762.41 | 18337.58 | 18747.24 | 19065 | 19436.49 | 19795.03 | 20167.35 | 20342.78 | 20118.13 | 19490.65 | 19188.34 | 19108.06 | 18000.9 | 16330.42 | 14848.66 | 413.9476 | 20342.78 | 5 | 2023
2023-05-10 | 14072.42 | 14394.87 | 13984.73 | 13934.46 | 14432.13 | 15553.56 | 16717 | 17447.41 | 18047.81 | 18782.94 | 19689.28 | 20506.64 | 21195.56 | 21875.39 | 22439.39 | 22935.47 | 23144.03 | 22833.23 | 21982.75 | 21441.59 | 21136.95 | 19660.8 | 17788.33 | 16139.49 | 450.1362 | 23144.03 | 5 | 2023
2023-05-11 | 15026.63 | 14064.36 | 13680.48 | 13652.52 | 14173.86 | 15321.4 | 16487.64 | 17170.74 | 17675.56 | 18295.36 | 19020.44 | 19627.32 | 20154.44 | 20689.85 | 21146.86 | 21576.14 | 21760.56 | 21487.38 | 20748.44 | 20313.54 | 20115.95 | 18827.44 | 17068.47 | 15501.88 | 433.5873 | 21760.56 | 5 | 2023
2023-05-12 | 14610.77 | 14351.97 | 13946.57 | 13911.93 | 14432.28 | 15591.15 | 16752.22 | 17483.92 | 18057.21 | 18758.48 | 19585.78 | 20339.4 | 20971.37 | 21589.28 | 22108.96 | 22561.84 | 22749.69 | 22442.5 | 21622.61 | 21095.79 | 20805.7 | 19363.1 | 17552.34 | 15934.39 | 446.6193 | 22749.69 | 5 | 2023
2023-05-13 | 14896.99 | 13816.45 | 13383.16 | 13218.88 | 13342.61 | 13470.25 | 13637.75 | 14721.82 | 15890.36 | 16681.82 | 17267.75 | 17787.01 | 18231.65 | 18622.26 | 19048.77 | 19479.73 | 19776.42 | 19628.63 | 19065.38 | 18813.81 | 18739.63 | 17730.59 | 16249.38 | 14891.37 | 398.3925 | 19776.42 | 5 | 2023
2023-05-14 | 14188.96 | 13528.57 | 13095.54 | 12929.93 | 13051.89 | 13178.63 | 13342.9 | 14412.25 | 15564.67 | 16338.59 | 16906.78 | 17411.58 | 17848.29 | 18237.2 | 18666.78 | 19086.24 | 19341.33 | 19202.44 | 18672.61 | 18427.26 | 18360.19 | 17361.05 | 15890.15 | 14540.99 | 389.5848 | 19341.33 | 5 | 2023
2023-05-15 | 13865.58 | 14377.83 | 13991.49 | 13964.48 | 14504.99 | 15666.54 | 16821.98 | 17546.89 | 18099.37 | 18766.81 | 19559.22 | 20262.78 | 20851.54 | 21418.24 | 21903.47 | 22337.87 | 22518.04 | 22229.63 | 21457.18 | 20962.74 | 20728.14 | 19335.11 | 17546.31 | 15944.41 | 444.6606 | 22518.04 | 5 | 2023
2023-05-16 | 14919.53 | 13710.71 | 13359.69 | 13359.89 | 13909.67 | 15080.56 | 16230.21 | 16861.53 | 17252.68 | 17732.88 | 18294.74 | 18681.16 | 18972.05 | 19300.85 | 19638.95 | 19998.16 | 20154.99 | 19924.33 | 19318.11 | 19033.18 | 18988.73 | 17904.05 | 16242.31 | 14771.14 | 413.6401 | 20154.99 | 5 | 2023
2023-05-17 | 14059.15 | 13955.31 | 13633.57 | 13662.38 | 14239.95 | 15434.65 | 16591.19 | 17203.24 | 17527.97 | 17921.03 | 18387.76 | 18680.97 | 18890.66 | 19143.91 | 19419.44 | 19762.07 | 19940.07 | 19770.15 | 19243.04 | 19015.36 | 19023.52 | 17986.81 | 16366.9 | 14938.64 | 414.7977 | 19940.07 | 5 | 2023
2023-05-18 | 14248.28 | 14132.9 | 13781.99 | 13784.79 | 14335.52 | 15500.52 | 16645.35 | 17300.8 | 17719.01 | 18226.76 | 18823.83 | 19253.56 | 19637.19 | 20053.7 | 20431.34 | 20824.5 | 21008.52 | 20789.34 | 20155.75 | 19794.07 | 19703.41 | 18545.57 | 16850.68 | 15349.41 | 426.8968 | 21008.52 | 5 | 2023
2023-05-19 | 14540.88 | 14126.68 | 13814.38 | 13864.57 | 14470.08 | 15707.63 | 16872.03 | 17490.3 | 17788.31 | 18145.41 | 18558.83 | 18803.97 | 18975.96 | 19187 | 19424.46 | 19738.39 | 19915.88 | 19766.91 | 19268.57 | 19047.18 | 19051.99 | 18027.32 | 16431.79 | 15026.68 | 418.0452 | 19915.88 | 5 | 2023
2023-05-20 | 14349.99 | 13277.61 | 12918.78 | 12820.19 | 13010.1 | 13199.02 | 13359.17 | 14334.99 | 15262.22 | 15755.76 | 16000.24 | 16157.97 | 16269.66 | 16372.15 | 16596.11 | 16901.4 | 17135.88 | 17104.59 | 16810.2 | 16767.54 | 16922.26 | 16127.9 | 14841.43 | 13674.47 | 365.9696 | 17135.88 | 5 | 2023
2023-05-21 | 13331.52 | 13795.42 | 13456.39 | 13379.23 | 13589.64 | 13794.23 | 13963.16 | 14944.18 | 15847.33 | 16303.98 | 16510.38 | 16634.2 | 16717.47 | 16796.58 | 17005.83 | 17314.43 | 17576.56 | 17592.33 | 17330.04 | 17304.25 | 17474.91 | 16691.93 | 15412.59 | 14255.52 | 377.0221 | 17592.33 | 5 | 2023
2023-05-22 | 13832.4 | 14597.78 | 14326.68 | 14407.74 | 15055.43 | 16313.9 | 17484.84 | 18094.81 | 18338.1 | 18612.75 | 18943.13 | 19103.94 | 19208.56 | 19356.99 | 19565.2 | 19868.81 | 20074.49 | 19999.99 | 19582.11 | 19385.66 | 19461.28 | 18475.26 | 16912.81 | 15537.1 | 426.5398 | 20074.49 | 5 | 2023
2023-05-23 | 14874.01 | 14617.35 | 14201.77 | 14146.84 | 14640.35 | 15737.64 | 16836.26 | 17594.49 | 18219.1 | 18980.43 | 19926.64 | 20717.81 | 21352.23 | 21962.16 | 22462.96 | 22906.8 | 23062.39 | 22736.06 | 21924.09 | 21374.69 | 21139.35 | 19701.03 | 17833.39 | 16198.56 | 453.1464 | 23062.39 | 5 | 2023
2023-05-24 | 15194.84 | 14312.71 | 13916.81 | 13878.49 | 14387.14 | 15497.38 | 16592.72 | 17315.08 | 17870.45 | 18546.42 | 19327.96 | 20023.82 | 20584.5 | 21143.71 | 21619.89 | 22059.35 | 22221.34 | 21916.21 | 21154.43 | 20652.33 | 20469.81 | 19127.61 | 17336.81 | 15743.32 | 440.8931 | 22221.34 | 5 | 2023
2023-05-25 | 14842.38 | 14632.04 | 14201.23 | 14132.37 | 14609.58 | 15684.46 | 16766.91 | 17546.65 | 18219.83 | 19039.4 | 20075.72 | 20965.44 | 21703.64 | 22415.44 | 23000.35 | 23501.31 | 23673.6 | 23313.58 | 22426.83 | 21802.74 | 21507.21 | 20011.03 | 18053.57 | 16368.65 | 458.494 | 23673.6 | 5 | 2023
2023-05-26 | 15302.82 | 14937.96 | 14478.63 | 14396.45 | 14868.46 | 15953.94 | 17031.45 | 17866.61 | 18623.35 | 19562.85 | 20747.32 | 21738.74 | 22559.05 | 23317.02 | 23924.02 | 24409.49 | 24556.45 | 24154.42 | 23200.59 | 22498.82 | 22124.08 | 20561.9 | 18490.23 | 16762.23 | 472.0669 | 24556.45 | 5 | 2023
2023-05-27 | 15602.27 | 14428.48 | 13912.72 | 13674.55 | 13723.8 | 13752.47 | 13828.26 | 15049.22 | 16482.13 | 17596.24 | 18525.79 | 19366.69 | 20173.2 | 20857.63 | 21497.68 | 22035.51 | 22283.64 | 21989.89 | 21163.43 | 20626.05 | 20382.65 | 19086.28 | 17429.68 | 15904.47 | 429.3727 | 22283.64 | 5 | 2023
2023-05-28 | 14999.41 | 14682.16 | 14147.3 | 13892.63 | 13926.95 | 13940.33 | 14009 | 15264.1 | 16761.08 | 17954.34 | 18964.42 | 19939.54 | 20804.65 | 21519.3 | 22167.78 | 22697.63 | 22927.95 | 22610.11 | 21746.5 | 21168.8 | 20891.59 | 19511.75 | 17807.46 | 16250.1 | 438.5849 | 22927.95 | 5 | 2023
2023-05-29 | 15093.95 | 14440.14 | 13888.7 | 13641.98 | 13775.99 | 14023.38 | 14236.67 | 15281.95 | 16717.63 | 18250.82 | 19765.14 | 21040.64 | 21864.61 | 22536.15 | 23161.88 | 23682.92 | 23785.89 | 23259.89 | 22246.06 | 21608.22 | 21312.16 | 19884.11 | 18071.58 | 16445.66 | 448.0161 | 23785.89 | 5 | 2023
2023-05-30 | 15475.19 | 15756.34 | 15236.51 | 15090.55 | 15495.51 | 16491.34 | 17532.25 | 18471.23 | 19460.95 | 20820.06 | 22336.27 | 23617.67 | 24650.18 | 25558.92 | 26237.82 | 26746.7 | 26859.12 | 26378.97 | 25286.64 | 24441.44 | 23963.63 | 22263.93 | 19903.25 | 17994.37 | 506.0688 | 26859.12 | 5 | 2023
2023-05-31 | 16608.51 | 15114.16 | 14641.39 | 14536.18 | 14974.78 | 15996.84 | 17039.19 | 17897.93 | 18720.09 | 19773.97 | 21079.37 | 22205.3 | 23158.91 | 24056.45 | 24776.66 | 25356.94 | 25538.58 | 25108.73 | 24071.72 | 23283.47 | 22864.12 | 21236.71 | 19007.33 | 17208.02 | 484.2553 | 25538.58 | 5 | 2023
2023-06-01 | 15943.36 | 15816.48 | 15300.63 | 15162.74 | 15497.46 | 16204.28 | 17104.15 | 18129.47 | 18997.16 | 19959.96 | 21022.31 | 22007 | 22913.57 | 23801.09 | 24504.28 | 25061.53 | 25239.95 | 24837.75 | 23785.02 | 22723 | 22098.5 | 20905.88 | 19158.98 | 17563.07 | 483.7376 | 25239.95 | 6 | 2023
2023-06-02 | 16484.17 | 16276.38 | 15725.81 | 15564.1 | 15888.93 | 16598.63 | 17497.79 | 18593.53 | 19576.59 | 20679.16 | 22018.17 | 23254.19 | 24267.88 | 25208.92 | 25922.61 | 26446.14 | 26578.78 | 26122.06 | 24985.34 | 23829.45 | 23107.39 | 21654.89 | 19798.1 | 18147.14 | 504.2262 | 26578.78 | 6 | 2023
2023-06-03 | 16970.52 | 16339.87 | 15696.52 | 15362.92 | 15276.15 | 15006.57 | 14993.41 | 16508.05 | 18230.04 | 19666.32 | 20925.19 | 22130.17 | 23237.3 | 24141.47 | 24881.52 | 25417.54 | 25603.77 | 25207.08 | 24129.55 | 23078.27 | 22426.63 | 21197.96 | 19581.37 | 18057.37 | 484.0656 | 25603.77 | 6 | 2023
2023-06-04 | 16957.83 | 14635.65 | 14142.5 | 13939.79 | 13978.44 | 13836.22 | 13859.47 | 15119.74 | 16337.25 | 17152.5 | 17745.78 | 18139.86 | 18455.53 | 18754.97 | 19093.23 | 19424.64 | 19609.62 | 19490.96 | 19033.86 | 18596.65 | 18453.3 | 17826.74 | 16538.76 | 15331.55 | 406.4548 | 19609.62 | 6 | 2023
2023-06-05 | 14860.25 | 15056.04 | 14609.43 | 14534.12 | 14952.77 | 15751.08 | 16674.13 | 17596.11 | 18237.68 | 18920.31 | 19658.36 | 20121.63 | 20492.55 | 20887.27 | 21231.96 | 21633.32 | 21766.78 | 21470.61 | 20822.25 | 20223.83 | 19965.21 | 19150.85 | 17593.65 | 16174.91 | 442.3851 | 21766.78 | 6 | 2023
2023-06-06 | 15406.23 | 15468.03 | 14984.12 | 14873.74 | 15238.38 | 15977.28 | 16877.57 | 17848.23 | 18600.73 | 19424.49 | 20320.38 | 20930.13 | 21494.03 | 22156.09 | 22687.5 | 23133.58 | 23267.93 | 22921.47 | 22039.02 | 21150.73 | 20834.08 | 19943.27 | 18304.98 | 16814.78 | 460.6968 | 23267.93 | 6 | 2023
2023-06-07 | 15924.59 | 15772.14 | 15262.25 | 15129.34 | 15471.65 | 16186.46 | 17079.01 | 18094.91 | 18936.94 | 19870.1 | 20886.22 | 21736.47 | 22532 | 23302.04 | 23903.67 | 24383.7 | 24517.68 | 24128.59 | 23152.05 | 22154.79 | 21606.98 | 20582.55 | 18879.75 | 17327.37 | 476.8212 | 24517.68 | 6 | 2023
2023-06-08 | 16323.53 | 15603.83 | 15105.6 | 14982.56 | 15334.45 | 16057.61 | 16946.82 | 17941.99 | 18742.28 | 19624.31 | 20583.41 | 21261.22 | 21990.51 | 22707.49 | 23275.15 | 23738.23 | 23868 | 23494.61 | 22563.32 | 21607.12 | 21161.3 | 20237.62 | 18565.79 | 17043.46 | 468.7602 | 23868 | 6 | 2023
2023-06-09 | 16131.08 | 15259.87 | 14788.26 | 14694.38 | 15086.26 | 15863.59 | 16769.24 | 17725.45 | 18431.05 | 19194.66 | 20015.94 | 20552.41 | 20974.02 | 21479.13 | 21965.55 | 22375.28 | 22494.03 | 22158.24 | 21319.75 | 20639.93 | 20337.08 | 19476.84 | 17879.98 | 16426.69 | 452.0387 | 22494.03 | 6 | 2023
2023-06-10 | 15644.15 | 15378.75 | 14805.86 | 14533.25 | 14497.8 | 14266.15 | 14245.43 | 15641.03 | 17132.87 | 18280.19 | 19254.04 | 20052.88 | 20746.18 | 21413.74 | 22191.98 | 22824.78 | 23111.19 | 22800.83 | 21841.81 | 20997.35 | 20619.59 | 19758.9 | 18241 | 16811.84 | 445.0916 | 23111.19 | 6 | 2023
2023-06-11 | 15908.38 | 15975.33 | 15356.93 | 15045.01 | 14973.08 | 14705.38 | 14674.86 | 16150.76 | 17797.3 | 19135.34 | 20308.86 | 21287.14 | 22374.31 | 23341.39 | 24175.97 | 24813.54 | 25069.43 | 24692.43 | 23609 | 22544.58 | 21903.37 | 20816.21 | 19206.51 | 17689.33 | 471.5544 | 25069.43 | 6 | 2023
2023-06-12 | 16601.16 | 15969.75 | 15443.28 | 15298.46 | 15648.12 | 16367.43 | 17250.83 | 18313.36 | 19228.4 | 20244.71 | 21345.62 | 22428.34 | 23331.31 | 24171.29 | 24822.22 | 25314.25 | 25431.8 | 24999.57 | 23950.6 | 22864.87 | 22244.3 | 21021.74 | 19273.11 | 17670.69 | 489.2352 | 25431.8 | 6 | 2023
2023-06-13 | 16615.75 | 16549.03 | 15977.39 | 15790.9 | 16082.76 | 16743.01 | 17608.55 | 18734.37 | 19785.56 | 20975.79 | 22557.3 | 23867.35 | 24904.26 | 25837.52 | 26519.3 | 27009.61 | 27098.42 | 26612.77 | 25467.77 | 24291.22 | 23592.85 | 22128.41 | 20132.88 | 18461.36 | 513.3441 | 27098.42 | 6 | 2023
2023-06-14 | 17274.97 | 16779.18 | 16190.12 | 15988.59 | 16266.68 | 16913.6 | 17775.63 | 18932.1 | 20042.14 | 21305.1 | 23091.21 | 24488.67 | 25589.49 | 26563.05 | 27261.1 | 27748.88 | 27823.53 | 27312.85 | 26123.47 | 24901.73 | 24160.93 | 22650.53 | 20494.9 | 18791.48 | 524.4699 | 27823.53 | 6 | 2023
2023-06-15 | 17564.42 | 16975.94 | 16372.1 | 16157.71 | 16424.62 | 17060.72 | 17917.42 | 19099.96 | 20258.55 | 21657.54 | 23535.05 | 24993.26 | 26129.53 | 27115.65 | 27807.67 | 28277.19 | 28329.29 | 27797.88 | 26583.63 | 25333.59 | 24570.35 | 23031.59 | 20762.07 | 19038.49 | 532.7942 | 28329.29 | 6 | 2023
2023-06-16 | 17808.06 | 17184.84 | 16564.92 | 16342.95 | 16613.62 | 17264.85 | 18126.09 | 19346.57 | 20560.17 | 22107.64 | 24068.37 | 25608.46 | 26817.35 | 27853.3 | 28575.15 | 29043.67 | 29083.63 | 28522.51 | 27248.56 | 25933 | 25094.8 | 23497.44 | 21080.56 | 19323.46 | 543.67 | 29083.63 | 6 | 2023
2023-06-17 | 18010.47 | 16654.29 | 15984.76 | 15628.53 | 15517.5 | 15212.23 | 15166.95 | 16732.68 | 18548.56 | 20096.98 | 21485.55 | 23030.9 | 24290.33 | 25325.14 | 26160.97 | 26753.31 | 26943.32 | 26494.42 | 25310.45 | 24137.64 | 23402.68 | 22008.13 | 20176.69 | 18582.14 | 501.6546 | 26943.32 | 6 | 2023
2023-06-18 | 17419.4 | 15778.8 | 15176.07 | 14877.54 | 14820.38 | 14568.75 | 14538.15 | 15985.72 | 17573.78 | 18841.62 | 19930.57 | 20812.05 | 21621.19 | 22471.17 | 23215.97 | 23794.45 | 24025.31 | 23674.85 | 22678.58 | 21696.07 | 21194.27 | 20297.32 | 18743.99 | 17281.63 | 461.0176 | 24025.31 | 6 | 2023
2023-06-19 | 16370.19 | 16372.96 | 15815.79 | 15644.48 | 15969.66 | 16663.79 | 17537.37 | 18654.48 | 19673.51 | 20818 | 22255.31 | 23515.6 | 24533.36 | 25447.49 | 26130.84 | 26621.71 | 26714.87 | 26237 | 25108.01 | 23938.87 | 23244.08 | 21800.46 | 19908.69 | 18249.13 | 507.2257 | 26714.87 | 6 | 2023
2023-06-20 | 17070.36 | 16118.22 | 15579.42 | 15421.34 | 15739.82 | 16425.59 | 17295.11 | 18363.18 | 19301.89 | 20353.57 | 21543.03 | 22674.8 | 23572.26 | 24407.93 | 25039.42 | 25518.59 | 25623.7 | 25185.74 | 24136.94 | 23055.73 | 22450.49 | 21169.08 | 19411.29 | 17807.05 | 493.2645 | 25623.7 | 6 | 2023
2023-06-21 | 16763.68 | 16395.2 | 15836.43 | 15660.95 | 15965.81 | 16641.9 | 17510.37 | 18612.22 | 19613.92 | 20745.48 | 22157.71 | 23351.02 | 24266.14 | 25082.46 | 25670.46 | 26095.6 | 26155.25 | 25693.96 | 24632.41 | 23536.09 | 22915.92 | 21524.54 | 19728.84 | 18109.09 | 502.6655 | 26155.25 | 6 | 2023
2023-06-22 | 17036.24 | 16590.48 | 16014.76 | 15824.86 | 16111.84 | 16762.55 | 17618.42 | 18753.3 | 19821.26 | 21030.44 | 22662.44 | 24016.53 | 25103.2 | 26088.08 | 26815.19 | 27339.5 | 27442.12 | 26944.62 | 25764.82 | 24550.02 | 23824.45 | 22333.17 | 20265.86 | 18573.43 | 517.2876 | 27442.12 | 6 | 2023
2023-06-23 | 17385.74 | 17020.45 | 16414.24 | 16204 | 16488.47 | 17156.55 | 18021.13 | 19216.06 | 20377 | 21784.83 | 23642.7 | 25059.26 | 26139.63 | 27052.41 | 27675.6 | 28075.73 | 28085.3 | 27550.12 | 26364.3 | 25133.55 | 24377.88 | 22857.69 | 20652.38 | 18949.95 | 531.685 | 28085.3 | 6 | 2023
2023-06-24 | 17740.91 | 16834.51 | 16154.2 | 15788.38 | 15675.05 | 15377.17 | 15337.86 | 16918.68 | 18758.2 | 20341.6 | 21823.65 | 23314.37 | 24457.05 | 25332.83 | 26004.46 | 26451.92 | 26551.28 | 26101.96 | 24997.41 | 23899.76 | 23232.88 | 21890.06 | 20127.37 | 18572.41 | 501.684 | 26551.28 | 6 | 2023
2023-06-25 | 17505.45 | 16545.46 | 15887.31 | 15540.64 | 15445.4 | 15165.86 | 15131.69 | 16673.18 | 18436.66 | 19926.61 | 21221.38 | 22515.24 | 23562.54 | 24370.52 | 25005.84 | 25443.68 | 25553.71 | 25137.58 | 24099.05 | 23068.17 | 22463.66 | 21245.54 | 19642.48 | 18133.48 | 487.7211 | 25553.71 | 6 | 2023
2023-06-26 | 17166.41 | 17711.42 | 17057.8 | 16802.58 | 17062.27 | 17710.12 | 18578.86 | 19858.88 | 21181.46 | 23123.54 | 25222.66 | 26776.36 | 27874.22 | 28689.01 | 29156.79 | 29382.32 | 29253.42 | 28663.43 | 27476.33 | 26237.65 | 25473.76 | 23916.34 | 21432.64 | 19700.21 | 555.5085 | 29382.32 | 6 | 2023
2023-06-27 | 18455.81 | 17990.13 | 17311.84 | 17033.04 | 17245.89 | 17837.63 | 18688.43 | 19998.61 | 21406.68 | 23564.02 | 25832.7 | 27586.7 | 28883.82 | 29909.54 | 30544.87 | 30899.64 | 30833.17 | 30206.94 | 28879.72 | 27513.03 | 26633.82 | 24955.26 | 22323.76 | 20303.26 | 574.8383 | 30899.64 | 6 | 2023
2023-06-28 | 18921.82 | 18253.16 | 17556.2 | 17261.12 | 17461.98 | 18046.56 | 18897.37 | 20238.64 | 21799.59 | 24053.93 | 26407.47 | 28205.93 | 29500.87 | 30486.54 | 31060.43 | 31347.61 | 31228.89 | 30582.68 | 29256.35 | 27887.87 | 27006.03 | 25314.52 | 22672.15 | 20559.62 | 584.0073 | 31347.61 | 6 | 2023
2023-06-29 | 19167.58 | 17584.1 | 16936.62 | 16684.49 | 16921.83 | 17537.3 | 18394.28 | 19650.19 | 20946.58 | 22797.01 | 24888.86 | 26486.91 | 27669.05 | 28621.31 | 29225.91 | 29583.55 | 29541.22 | 28959.45 | 27711.9 | 26426.41 | 25623.2 | 24026.83 | 21476.95 | 19717.2 | 556.5787 | 29583.55 | 6 | 2023
2023-06-30 | 18476.35 | 17413.33 | 16778.6 | 16543.86 | 16807.63 | 17460.71 | 18330.84 | 19573.69 | 20828.32 | 22535.41 | 24548.84 | 26091.06 | 27249.46 | 28195.46 | 28812.37 | 29180.73 | 29155.32 | 28585.65 | 27345.42 | 26065.33 | 25249.4 | 23664.61 | 21220.29 | 19476.51 | 549.5892 | 29180.73 | 6 | 2023
2023-07-01 | 18247.05 | 17744.72 | 17002.12 | 16568.38 | 16410.86 | 16104.99 | 15857.79 | 17381.73 | 19318.84 | 21041.46 | 22646.5 | 24393.54 | 25721.39 | 26744 | 27534.05 | 28051.71 | 28148.64 | 27639.25 | 26413.12 | 25169.99 | 24446.16 | 22915 | 21087.25 | 19495.97 | 526.0845 | 28148.64 | 7 | 2023
2023-07-02 | 18414.81 | 17680.34 | 16939.84 | 16508.36 | 16346.08 | 16026.07 | 15773.6 | 17297.49 | 19241.24 | 20966.06 | 22583.52 | 24442.77 | 25939.03 | 27163.84 | 28147.6 | 28826.39 | 29018.41 | 28496.5 | 27155.03 | 25803.69 | 24975.83 | 23358.77 | 21350.89 | 19699.03 | 532.1552 | 29018.41 | 7 | 2023
2023-07-03 | 18486.9 | 18080.6 | 17405.24 | 17120.78 | 17371.63 | 18051.53 | 18742.24 | 19894.8 | 21186.01 | 22828.33 | 25041.4 | 26815.22 | 28177.08 | 29307.42 | 30097.29 | 30593.55 | 30600.35 | 29976.68 | 28607.99 | 27177.89 | 26310.17 | 24532.93 | 22029.59 | 20240.03 | 568.6756 | 30600.35 | 7 | 2023
2023-07-04 | 18721.86 | 15314.82 | 14719.75 | 14431.1 | 14472.13 | 14479.13 | 14394.5 | 15417.79 | 16733.54 | 18077.12 | 19316.91 | 20177.13 | 20689.5 | 21188.78 | 21698.04 | 22305.99 | 22469.29 | 21979.75 | 21189.75 | 20540.38 | 20300.52 | 19464.62 | 18035.53 | 16654.54 | 442.7725 | 22469.29 | 7 | 2023
2023-07-05 | 16109.02 | 16614.3 | 16046.2 | 15853.1 | 16164.1 | 16891.23 | 17591.37 | 18537.17 | 19451.21 | 20506.75 | 21663.16 | 22722.36 | 23750.36 | 24741.86 | 25537.83 | 26158.44 | 26323.8 | 25866.01 | 24725.96 | 23542.79 | 22908.14 | 21644.08 | 19889.04 | 18272.28 | 501.5106 | 26323.8 | 7 | 2023
2023-07-06 | 17214.37 | 17508.8 | 16874.05 | 16623.22 | 16883.47 | 17565.78 | 18258.58 | 19319.94 | 20455.38 | 21786.52 | 23576.53 | 25156.04 | 26388.46 | 27481.78 | 28286.85 | 28851.92 | 28936.72 | 28386.09 | 27103.91 | 25776.5 | 25001.23 | 23321.83 | 21199.78 | 19478.82 | 541.4366 | 28936.72 | 7 | 2023
2023-07-07 | 18274.5 | 18250.79 | 17558.72 | 17269.43 | 17505.95 | 18188.58 | 18883.22 | 20049.35 | 21361.29 | 23104.79 | 25351.55 | 27143.4 | 28494.29 | 29605.92 | 30362.14 | 30822.11 | 30808.17 | 30178.42 | 28803.89 | 27373.3 | 26485.53 | 24693.89 | 22136.05 | 20351.39 | 573.0567 | 30822.11 | 7 | 2023
2023-07-08 | 19018.78 | 17011.7 | 16323.49 | 15937.42 | 15819.11 | 15548.53 | 15322.03 | 16750.84 | 18514.1 | 20018.31 | 21342.05 | 22537.8 | 23797.63 | 24850.54 | 25736.7 | 26383.7 | 26602.65 | 26167.57 | 24989.86 | 23813.88 | 23130.82 | 21846.18 | 20229.1 | 18688.14 | 500.3809 | 26602.65 | 7 | 2023
2023-07-09 | 17690.57 | 16582.56 | 15926.48 | 15568.27 | 15474.61 | 15226.44 | 15005.15 | 16377.97 | 18034.32 | 19405.62 | 20595.32 | 21602.01 | 22529.58 | 23531.76 | 24411.65 | 25083.78 | 25341.31 | 24951.78 | 23843.38 | 22738.95 | 22150.79 | 21162.88 | 19598.94 | 18108.8 | 480.9429 | 25341.31 | 7 | 2023
2023-07-10 | 17170.73 | 17187.09 | 16579.04 | 16353.35 | 16655.36 | 17384.87 | 18101.19 | 19134.8 | 20204.87 | 21447.95 | 22962.37 | 24453.81 | 25653.26 | 26729.57 | 27552.45 | 28138.34 | 28254.19 | 27728.39 | 26473.22 | 25174.85 | 24407.88 | 22760.9 | 20825.57 | 19126.67 | 530.4607 | 28254.19 | 7 | 2023
2023-07-11 | 17956.03 | 18841.63 | 18110.49 | 17776.08 | 17968.84 | 18603.34 | 19301.33 | 20525.1 | 21969.41 | 24202.64 | 26677.5 | 28613.86 | 30004.62 | 31082.19 | 31744.25 | 32100.04 | 31998.26 | 31330.18 | 29936.66 | 28497.65 | 27596.06 | 25756.34 | 23049.62 | 21060.08 | 594.7022 | 32100.04 | 7 | 2023
2023-07-12 | 19678.26 | 19031.67 | 18286.29 | 17939.64 | 18121.18 | 18745.75 | 19444.07 | 20692.45 | 22185.11 | 24577.56 | 27138.25 | 29152.21 | 30601.94 | 31718.89 | 32399.09 | 32756.19 | 32645.84 | 31957.55 | 30523.23 | 29045.28 | 28102.5 | 26220.4 | 23474.36 | 21344.12 | 605.7818 | 32756.19 | 7 | 2023
2023-07-13 | 19951.38 | 18480.74 | 17775.49 | 17463.77 | 17673.59 | 18319.7 | 19021.12 | 20201.15 | 21565.51 | 23512.52 | 25865.21 | 27736.45 | 29127.75 | 30259.25 | 31005.47 | 31454.7 | 31427.26 | 30789.46 | 29396.35 | 27964.11 | 27065.28 | 25244.28 | 22555 | 20708.81 | 584.5644 | 31454.7 | 7 | 2023
2023-07-14 | 19410.21 | 18150.78 | 17467.77 | 17186.76 | 17431.8 | 18130.19 | 18849.91 | 19996.57 | 21277.68 | 22940.87 | 25139.74 | 26896 | 28225.14 | 29326.35 | 30079.73 | 30544.51 | 30550.08 | 29942.31 | 28583.28 | 27186.26 | 26296.81 | 24515.94 | 22020.9 | 20250.01 | 570.3996 | 30550.08 | 7 | 2023
2023-07-15 | 18971.74 | 17373.34 | 16659.92 | 16252.34 | 16117.18 | 15839.94 | 15631.04 | 17099.92 | 18944.12 | 20551.45 | 21976.04 | 23505.8 | 24820.04 | 25881.63 | 26739.17 | 27337.67 | 27518.42 | 27058.28 | 25842.72 | 24641.44 | 23905.5 | 22392.24 | 20727.5 | 19156.98 | 514.9444 | 27518.42 | 7 | 2023
2023-07-16 | 18073.41 | 15946.65 | 15339.28 | 15023.72 | 14968.22 | 14760.76 | 14566.9 | 15851.99 | 17346.78 | 18518.16 | 19510.18 | 20360.3 | 21088.96 | 21769.03 | 22536.48 | 23257.71 | 23588.54 | 23274.53 | 22258.1 | 21489.93 | 21124.01 | 20209.49 | 18721.07 | 17302.33 | 456.8865 | 23588.54 | 7 | 2023
2023-07-17 | 16490.76 | 16761.3 | 16187.2 | 15991.3 | 16322.04 | 17087.6 | 17834.61 | 18804.67 | 19758.75 | 20860.4 | 22058.71 | 23281.72 | 24352.17 | 25343.47 | 26125.15 | 26707.75 | 26857.25 | 26391.6 | 25226.2 | 24036.59 | 23338.28 | 21935.14 | 20171.24 | 18536.45 | 510.4604 | 26857.25 | 7 | 2023
2023-07-18 | 17433.12 | 17690.86 | 17045.16 | 16785.44 | 17040.45 | 17730.85 | 18456.72 | 19531.34 | 20700.37 | 22076.52 | 24031.89 | 25656.74 | 26908.97 | 27997.75 | 28777.52 | 29309.49 | 29381.3 | 28830.44 | 27534.72 | 26217.43 | 25403.67 | 23694.96 | 21464.68 | 19734.21 | 549.4346 | 29381.3 | 7 | 2023
2023-07-19 | 18466.56 | 17855.67 | 17198.57 | 16929.03 | 17176.9 | 17865.02 | 18597.37 | 19690.06 | 20894.4 | 22329.28 | 24414.88 | 26074.18 | 27333.26 | 28405.41 | 29153.22 | 29647.75 | 29692.43 | 29130.97 | 27830.35 | 26511.54 | 25686.45 | 23963.3 | 21654.19 | 19916.66 | 556.4174 | 29692.43 | 7 | 2023
2023-07-20 | 18666.73 | 17963.06 | 17298.05 | 17021.72 | 17263.51 | 17946.85 | 18680.97 | 19787.06 | 21018.14 | 22542.9 | 24676.01 | 26377.86 | 27668.61 | 28761.09 | 29517.21 | 30010.92 | 30050.58 | 29478.61 | 28156.07 | 26817.47 | 25969.09 | 24222.47 | 21828.94 | 20076.55 | 561.8005 | 30050.58 | 7 | 2023
2023-07-21 | 18814.96 | 17831.36 | 17175.25 | 16917.81 | 17188.2 | 17922.94 | 18674.98 | 19769.09 | 20953.45 | 22353.08 | 24366.74 | 25945.31 | 27113.71 | 28077.86 | 28731.52 | 29138.24 | 29140.83 | 28588.39 | 27340.69 | 26072.11 | 25269.06 | 23584.17 | 21413.71 | 19715.46 | 552.0989 | 29140.83 | 7 | 2023
2023-07-22 | 18550.77 | 17759.55 | 17021.92 | 16593.47 | 16448.02 | 16181.41 | 16004.44 | 17507.21 | 19417.66 | 21115.48 | 22697.77 | 24367.65 | 25592.69 | 26494.76 | 27164.14 | 27583.44 | 27654.87 | 27187.42 | 26032.7 | 24906.06 | 24199.86 | 22705.16 | 20981.95 | 19435.47 | 523.6039 | 27654.87 | 7 | 2023
2023-07-23 | 18415.11 | 18033.8 | 17274.97 | 16828.33 | 16664.85 | 16379.64 | 16199.84 | 17740.29 | 19725.33 | 21514.2 | 23377.38 | 25184.82 | 26529.52 | 27528.01 | 28260.51 | 28711.58 | 28786.61 | 28285.3 | 27047.94 | 25841.09 | 25055.41 | 23481.76 | 21496.71 | 19897.22 | 538.2602 | 28786.61 | 7 | 2023
2023-07-24 | 18767.45 | 19011.73 | 18274.91 | 17937.96 | 18154.49 | 18839.8 | 19599.19 | 20843.11 | 22319.58 | 24705.43 | 27211.32 | 29141.99 | 30493.92 | 31474.62 | 32029.1 | 32269.84 | 32112.65 | 31449.1 | 30086.2 | 28701.97 | 27778.99 | 25937.94 | 23262.4 | 21233.98 | 601.6377 | 32269.84 | 7 | 2023
2023-07-25 | 19843.01 | 17129.47 | 16528.58 | 16308.22 | 16601.11 | 17339.75 | 18108.58 | 19098.99 | 20115.21 | 21305.04 | 22720.96 | 24120.42 | 25207.32 | 26189.23 | 26919.13 | 27450.31 | 27569.64 | 27098.77 | 25918.35 | 24743.27 | 24015.54 | 22415.94 | 20614.42 | 18966.9 | 526.3282 | 27569.64 | 7 | 2023
2023-07-26 | 17910.27 | 17382.3 | 16763.24 | 16527.13 | 16807.51 | 17537.87 | 18308.73 | 19329.52 | 20403.61 | 21666.75 | 23308.17 | 24772.28 | 25885.15 | 26859.41 | 27557.74 | 28045.63 | 28127.95 | 27635.65 | 26436.92 | 25243.98 | 24494.21 | 22866.12 | 20926.44 | 19261.61 | 534.0582 | 28127.95 | 7 | 2023
2023-07-27 | 18112.65 | 17635.73 | 16998.34 | 16746.41 | 17013.59 | 17734.96 | 18510.19 | 19561.63 | 20695.66 | 22034.2 | 23910.57 | 25455.1 | 26615.44 | 27606.45 | 28295.43 | 28757.93 | 28814.75 | 28300.17 | 27068.48 | 25845.98 | 25058.77 | 23389.98 | 21284.73 | 19594.87 | 545.042 | 28814.75 | 7 | 2023
2023-07-28 | 18431.83 | 18697.73 | 17979.41 | 17668.59 | 17894.43 | 18601.74 | 19378.75 | 20575.4 | 21963.79 | 24068.73 | 26444 | 28307.68 | 29653.13 | 30691.39 | 31327.51 | 31659.17 | 31586.17 | 30961.03 | 29590.67 | 28219.32 | 27271.8 | 25437.2 | 22781.73 | 20891.88 | 590.0831 | 31659.17 | 7 | 2023
2023-07-29 | 19517.04 | 18079.83 | 17319.73 | 16872.49 | 16710.43 | 16437.65 | 16288.69 | 17826.34 | 19813.85 | 21608.34 | 23513.89 | 25328.23 | 26673.49 | 27665.27 | 28383.59 | 28819.98 | 28898.44 | 28408.21 | 27170.99 | 25986.18 | 25178.49 | 23594.09 | 21581.86 | 19983.84 | 541.6609 | 28898.44 | 7 | 2023
2023-07-30 | 18861.33 | 18175.2 | 17408.13 | 16954.91 | 16787.59 | 16510.93 | 16364.01 | 17913.37 | 19924.28 | 21747.97 | 23745.3 | 25596.03 | 26967.55 | 27975.26 | 28698.93 | 29132.95 | 29206.22 | 28707.05 | 27451.65 | 26250.78 | 25423.28 | 23818.93 | 21733.91 | 20123.43 | 545.479 | 29206.22 | 7 | 2023
2023-07-31 | 18940.74 | 18107.23 | 17438.75 | 17161.82 | 17429.45 | 18167.04 | 18966.68 | 20088.42 | 21343.8 | 22999.69 | 25150.1 | 26833.08 | 28073.65 | 29059.92 | 29701.72 | 30076.71 | 30061.95 | 29499.47 | 28215.59 | 26942.16 | 26077.54 | 24336.14 | 21946.1 | 20211.69 | 566.8294 | 30076.71 | 7 | 2023
2023-08-01 | 18064.41 | 17466.51 | 16686.59 | 16367.23 | 16687.91 | 17760.84 | 18658.95 | 19665.38 | 21076.85 | 22868.67 | 24942.75 | 26660.24 | 28012.91 | 29140.69 | 29917.29 | 30410.19 | 30444.47 | 29801.62 | 28454.99 | 27340.28 | 26444.15 | 24281.54 | 21768.25 | 19644.22 | 562.5669 | 30444.47 | 8 | 2023
2023-08-02 | 18310.56 | 18725.42 | 17854.07 | 17455.65 | 17713.48 | 18741.29 | 19640.15 | 20800.88 | 22502.62 | 24732.03 | 27203.03 | 29169.89 | 30621.38 | 31718.7 | 32373.13 | 32698.37 | 32586.08 | 31857.4 | 30440.78 | 29252.7 | 28276.95 | 26006.36 | 23308.48 | 21097.44 | 603.0868 | 32698.37 | 8 | 2023
2023-08-03 | 19610.8 | 18477.43 | 17624.35 | 17241.94 | 17512.2 | 18550.9 | 19458.13 | 20587.04 | 22232.09 | 24370.16 | 26774.18 | 28704.28 | 30153.61 | 31276.6 | 31972.48 | 32344.77 | 32272.62 | 31562.43 | 30147.89 | 28968.36 | 27992.66 | 25732.29 | 23060 | 20858.69 | 597.4859 | 32344.77 | 8 | 2023
2023-08-04 | 19434.27 | 17876.61 | 17068.54 | 16733.03 | 17054.89 | 18156.22 | 19082.99 | 20142.61 | 21637.61 | 23535.36 | 25731.62 | 27500.47 | 28857.79 | 29938.98 | 30643.64 | 31044.13 | 31016.69 | 30350.06 | 28990.27 | 27864.63 | 26921.39 | 24725.18 | 22179.13 | 20044.3 | 576.5304 | 31044.13 | 8 | 2023
2023-08-05 | 18722.35 | 17767.86 | 16860.74 | 16326.25 | 16150.98 | 16069.61 | 15900.3 | 17445.34 | 19794.61 | 22040.4 | 24175.75 | 26047.01 | 27485.51 | 28541.97 | 29294.32 | 29734.72 | 29787.04 | 29195.78 | 27901.22 | 26890.36 | 26016.51 | 23976.28 | 21711.02 | 19742.93 | 547.5789 | 29787.04 | 8 | 2023
2023-08-06 | 18530.06 | 17603.16 | 16708.22 | 16184.3 | 16018.03 | 15945.48 | 15781.52 | 17304.84 | 19614.48 | 21810.84 | 23882.91 | 25717.45 | 27137.29 | 28190.83 | 28952.09 | 29408.52 | 29478.33 | 28900.51 | 27619.04 | 26624.5 | 25761.85 | 23737.66 | 21500.8 | 19547.34 | 541.9601 | 29478.33 | 8 | 2023
2023-08-07 | 18357.67 | 18538.97 | 17685.19 | 17304.88 | 17600.47 | 18677.83 | 19617.21 | 20760.81 | 22422.06 | 24584.23 | 26994.46 | 28920.67 | 30361.84 | 31444.41 | 32099.7 | 32421.85 | 32322.09 | 31609.13 | 30203.24 | 29034.91 | 28040.56 | 25778.21 | 23117.49 | 20920.91 | 598.8188 | 32421.85 | 8 | 2023
2023-08-08 | 19437.24 | 17932.91 | 17122.52 | 16777.42 | 17081.69 | 18160.89 | 19103.05 | 20153.32 | 21656.49 | 23577.34 | 25798.03 | 27581.56 | 28937.67 | 30015.63 | 30707.43 | 31106.28 | 31083.28 | 30427.81 | 29078.66 | 27982.66 | 27055.46 | 24862.06 | 22306.02 | 20170.01 | 578.1154 | 31106.28 | 8 | 2023
2023-08-09 | 18818.09 | 17493.54 | 16716.09 | 16399.6 | 16727.99 | 17829.86 | 18783.74 | 19776.22 | 21172.87 | 22952.3 | 25010.83 | 26695.62 | 28002.03 | 29073.06 | 29790.16 | 30233.53 | 30257.78 | 29638.05 | 28323.95 | 27269.92 | 26374.08 | 24224.21 | 21743.66 | 19646.47 | 562.9537 | 30257.78 | 8 | 2023
2023-08-10 | 18319.15 | 16049.4 | 15380.47 | 15157.72 | 15567.43 | 16744.58 | 17722.98 | 18525.99 | 19565.9 | 20901.02 | 22429.85 | 23686.87 | 24762.64 | 25734.07 | 26464.76 | 26998.24 | 27139.89 | 26638.53 | 25485.53 | 24603.4 | 23861.38 | 21980.88 | 19704.81 | 17765.97 | 511.1915 | 27139.89 | 8 | 2023
2023-08-11 | 16750.33 | 16710.92 | 15990.52 | 15731.63 | 16118.04 | 17285.79 | 18264.67 | 19167.25 | 20379.87 | 21924.84 | 23678.94 | 25206.06 | 26459.04 | 27552.3 | 28349.87 | 28888.79 | 29005.67 | 28438.38 | 27152.86 | 26133.53 | 25244.52 | 23163.5 | 20782.24 | 18739.27 | 537.1188 | 29005.67 | 8 | 2023
2023-08-12 | 17449.06 | 16851.31 | 16015.34 | 15543.08 | 15423.46 | 15407.39 | 15296.18 | 16710.46 | 18825.28 | 20781.69 | 22598.89 | 24188.97 | 25494.06 | 26501.28 | 27271.07 | 27775.57 | 27921.5 | 27419.59 | 26218.99 | 25333.61 | 24526.67 | 22635.65 | 20501.26 | 18631.68 | 515.322 | 27921.5 | 8 | 2023
2023-08-13 | 17514.02 | 17169.21 | 16309.5 | 15816.96 | 15679.17 | 15647.87 | 15539.59 | 16994.48 | 19189.2 | 21244.81 | 23166.07 | 24887.01 | 26265.76 | 27320.95 | 28111.05 | 28614.52 | 28748.58 | 28221.64 | 26970.04 | 26037.32 | 25177.39 | 23200.06 | 21019.16 | 19104.62 | 527.949 | 28748.58 | 8 | 2023
2023-08-14 | 17876.68 | 16412.43 | 15718.42 | 15477.32 | 15889.54 | 17079.68 | 18090.87 | 18952.49 | 20099.71 | 21561.11 | 23229.94 | 24689.47 | 25925.33 | 27014.37 | 27827.79 | 28394.13 | 28545.26 | 28007.72 | 26747.59 | 25769.09 | 24895.88 | 22860.37 | 20504.75 | 18480.71 | 530.0507 | 28545.26 | 8 | 2023
2023-08-15 | 17217.64 | 15881.85 | 15229.89 | 15022.09 | 15451.32 | 16666.15 | 17689.54 | 18454.58 | 19428.14 | 20687.54 | 22123.33 | 23247.51 | 24197.81 | 25045.61 | 25670.53 | 26127.77 | 26247.41 | 25784.11 | 24717.26 | 23940.11 | 23263.37 | 21470.84 | 19267.62 | 17397.9 | 500.2299 | 26247.41 | 8 | 2023
2023-08-16 | 16418.11 | 15614.65 | 14985.21 | 14797.09 | 15244 | 16477.64 | 17513.05 | 18238.95 | 19139.23 | 20307.8 | 21652.74 | 22703.24 | 23572.27 | 24395.03 | 25017.21 | 25488.33 | 25632.18 | 25196.7 | 24165.5 | 23429.2 | 22808.1 | 21050.67 | 18883.25 | 17047.59 | 489.7777 | 25632.18 | 8 | 2023
2023-08-17 | 16120.58 | 16595.58 | 15890.22 | 15636.78 | 16025.11 | 17205.08 | 18233.2 | 19089.82 | 20242.94 | 21725.23 | 23394.89 | 24809.7 | 25924.82 | 26878.31 | 27547.12 | 28000.67 | 28092.21 | 27572.17 | 26392.02 | 25508.65 | 24708.5 | 22730.54 | 20423.5 | 18453.5 | 527.2011 | 28092.21 | 8 | 2023
2023-08-18 | 17273.24 | 17019.05 | 16281.5 | 16008.33 | 16390.84 | 17582.46 | 18618.43 | 19539.15 | 20795.1 | 22403.17 | 24229.5 | 25747.79 | 26933.37 | 27913.57 | 28578.52 | 28993.44 | 29046.27 | 28487.22 | 27248.28 | 26300.86 | 25421.73 | 23342.34 | 20991.49 | 18976.65 | 544.1223 | 29046.27 | 8 | 2023
2023-08-19 | 17715.56 | 16366.91 | 15569.98 | 15132.26 | 15044.32 | 15071.98 | 15013.86 | 16353.33 | 18339.59 | 20138.53 | 21805.02 | 23243.09 | 24476.13 | 25466.32 | 26251.71 | 26795.34 | 27001.93 | 26554.99 | 25398.95 | 24587.77 | 23799.31 | 21989.32 | 19909.76 | 18090.69 | 500.1167 | 27001.93 | 8 | 2023
2023-08-20 | 17029.46 | 16428 | 15625.97 | 15184.25 | 15090.57 | 15112.5 | 15061.77 | 16409.98 | 18418.31 | 20242.96 | 21948.21 | 23444.61 | 24757.36 | 25820.73 | 26668.43 | 27259.02 | 27493.34 | 27039.07 | 25834.97 | 24983.65 | 24145.31 | 22276.9 | 20162.02 | 18308.2 | 504.7456 | 27493.34 | 8 | 2023
2023-08-21 | 17142.07 | 17060.46 | 16322.91 | 16044.91 | 16431.52 | 17622.58 | 18683.91 | 19610.8 | 20892.35 | 22528.34 | 24410.27 | 25996.3 | 27264.36 | 28315.67 | 29041.27 | 29501.17 | 29582.87 | 29021.21 | 27738.66 | 26762.65 | 25834.45 | 23705.35 | 21309.42 | 19254.46 | 550.078 | 29582.87 | 8 | 2023
2023-08-22 | 17907.11 | 18258.56 | 17431.64 | 17073.91 | 17375.22 | 18491.84 | 19538.98 | 20600.14 | 22149.14 | 24168.83 | 26456.71 | 28283.51 | 29642.53 | 30685.2 | 31310.5 | 31637.76 | 31597.83 | 30960.91 | 29610.91 | 28570.28 | 27582.28 | 25352.36 | 22772.28 | 20635.01 | 588.0934 | 31637.76 | 8 | 2023
2023-08-23 | 19141.61 | 17252.34 | 16499.68 | 16206.37 | 16560.3 | 17721.06 | 18782.98 | 19716.15 | 21027.62 | 22708.47 | 24656.52 | 26274.78 | 27543.19 | 28596.69 | 29305.74 | 29755.77 | 29831.92 | 29270.32 | 27984.48 | 27018.58 | 26093.7 | 23953.31 | 21529.75 | 19469.09 | 556.9004 | 29831.92 | 8 | 2023
2023-08-24 | 18155.44 | 17545.63 | 16772.8 | 16462.04 | 16804.14 | 17961.74 | 19032.37 | 19997.55 | 21369.46 | 23128.87 | 25171.72 | 26822.64 | 28080 | 29087.3 | 29731 | 30112.18 | 30139.8 | 29564.42 | 28285.77 | 27328.94 | 26403.05 | 24254.24 | 21810.96 | 19747.16 | 563.7692 | 30139.8 | 8 | 2023
2023-08-25 | 18405.9 | 16927.29 | 16199.53 | 15935.78 | 16327.77 | 17544.58 | 18636.04 | 19532.03 | 20757.36 | 22329.74 | 24125.75 | 25644.01 | 26850.32 | 27863.72 | 28561.04 | 29007.1 | 29101.51 | 28566.67 | 27314.71 | 26387.16 | 25466.79 | 23367.88 | 21017.92 | 19001.73 | 544.8723 | 29101.51 | 8 | 2023
2023-08-26 | 17721.08 | 16100.02 | 15326.62 | 14910 | 14842.98 | 14908.25 | 14909.55 | 16199.66 | 18107.81 | 19812.99 | 21391.51 | 22767.79 | 23939.33 | 24919.42 | 25709.84 | 26272.18 | 26521.19 | 26115.58 | 24984.77 | 24231.84 | 23437.82 | 21665 | 19619.77 | 17831.75 | 492.2468 | 26521.19 | 8 | 2023
2023-08-27 | 16772.68 | 15851.61 | 15097.52 | 14697.58 | 14645.78 | 14728.05 | 14740.86 | 15996.02 | 17839.98 | 19465.98 | 20964.69 | 22274.91 | 23371.58 | 24326.06 | 25110.27 | 25681.21 | 25948.95 | 25566.99 | 24469.03 | 23754.39 | 23010.29 | 21271.24 | 19259.02 | 17502.55 | 482.3472 | 25948.95 | 8 | 2023
2023-08-28 | 16460.06 | 15929.99 | 15279.03 | 15076.47 | 15527.65 | 16788.8 | 17911.06 | 18681.8 | 19684.93 | 20974.03 | 22478.63 | 23767.62 | 24928.53 | 25984.6 | 26793.19 | 27382.11 | 27604.69 | 27144.37 | 25938.68 | 25075.63 | 24198.65 | 22238.61 | 19951.8 | 17990.48 | 513.7914 | 27604.69 | 8 | 2023
2023-08-29 | 16717.6 | 16028.3 | 15369.08 | 15156.88 | 15580.2 | 16814.17 | 17934.31 | 18700.04 | 19711.03 | 21017.15 | 22541.85 | 23847.08 | 24992.61 | 26043.23 | 26835.33 | 27419.59 | 27642.21 | 27188.01 | 25990.15 | 25146.45 | 24285.57 | 22321.78 | 20032.18 | 18075.65 | 515.3905 | 27642.21 | 8 | 2023
2023-08-30 | 16805.2 | 15829.57 | 15185.37 | 14986.23 | 15420.37 | 16665.28 | 17794.56 | 18533.57 | 19497.01 | 20743.49 | 22213.32 | 23462.53 | 24595.81 | 25654.79 | 26468.54 | 27081.2 | 27331.35 | 26893.77 | 25704.91 | 24876.07 | 24020.76 | 22084.08 | 19808.55 | 17865.21 | 509.5215 | 27331.35 | 8 | 2023
2023-08-31 | 16609.76 | 15556.78 | 14934.25 | 14753.73 | 15205.97 | 16472.41 | 17615.16 | 18314.41 | 19203.56 | 20359.39 | 21732.92 | 22883.04 | 23918.33 | 24921.72 | 25703.22 | 26304.8 | 26563.8 | 26154.68 | 25018.34 | 24246.99 | 23436.73 | 21578.91 | 19351.49 | 17454.32 | 498.2947 | 26563.8 | 8 | 2023
2023-09-01 | 17291.4 | 15809.21 | 15374.58 | 15268.11 | 15664.05 | 16707.52 | 17659.88 | 18046.66 | 18650.71 | 19498.5 | 20560.46 | 21794.73 | 22848.34 | 23852.76 | 24617.78 | 25172.38 | 25248.66 | 24568 | 23497.94 | 23047.74 | 21691.34 | 19887.95 | 18276.59 | 16910.59 | 481.9459 | 25248.66 | 9 | 2023
2023-09-02 | 16192.28 | 15180.39 | 14708.08 | 14481.57 | 14521.79 | 14659.87 | 14750.72 | 15449.67 | 16596.42 | 17556.27 | 18419.98 | 19246 | 19974.42 | 20813.54 | 21649.11 | 22301.21 | 22523.45 | 21976.19 | 21043.11 | 20787.66 | 19764.83 | 18536.52 | 17168.8 | 15987.74 | 434.2896 | 22523.45 | 9 | 2023
2023-09-03 | 15443.78 | 15055.73 | 14594.32 | 14377.2 | 14428.91 | 14583.93 | 14686.45 | 15363.79 | 16468.62 | 17379.29 | 18182.57 | 18936.91 | 19591.4 | 20189.22 | 20938.21 | 21533.42 | 21734.18 | 21211.87 | 20350.06 | 20175.33 | 19361.72 | 18176.9 | 16853.33 | 15714.83 | 425.332 | 21734.18 | 9 | 2023
2023-09-04 | 15093.76 | 16253.73 | 15671.65 | 15365.72 | 15425.25 | 15717.54 | 15937.28 | 16615.07 | 18021.34 | 19663.54 | 21694.88 | 23515.51 | 24737.67 | 25705.9 | 26452.33 | 26949.15 | 26889.45 | 26001.76 | 24751.4 | 24272.27 | 22861.27 | 20876.52 | 19147.45 | 17781.62 | 495.4021 | 26949.15 | 9 | 2023
2023-09-05 | 17014.13 | 17352.65 | 16805.43 | 16594.69 | 16888.23 | 17836.85 | 18789.85 | 19357.48 | 20343.22 | 22176.47 | 24236.8 | 25998.86 | 27374.16 | 28519.49 | 29260.15 | 29696.2 | 29629.2 | 28806 | 27522.54 | 26874.67 | 25309.3 | 23075.69 | 20573.98 | 19002.95 | 549.039 | 29696.2 | 9 | 2023
2023-09-06 | 17942.45 | 16576.53 | 16086.73 | 15926.05 | 16262.4 | 17248.77 | 18214.68 | 18682.45 | 19470.82 | 20658.13 | 22402.81 | 23927.65 | 25175.05 | 26289.36 | 27075.44 | 27603.72 | 27636.18 | 26893.13 | 25699.49 | 25151.41 | 23671.82 | 21547.79 | 19506.04 | 18047.79 | 517.6967 | 27636.18 | 9 | 2023
2023-09-07 | 17151.17 | 16267.31 | 15800.96 | 15660.62 | 16015.89 | 17022.39 | 17999.03 | 18424.49 | 19133.57 | 20118.24 | 21663.08 | 23069.2 | 24232.37 | 25295.54 | 26062.83 | 26597.83 | 26654.65 | 25948.72 | 24813.83 | 24330.55 | 22902.71 | 20838.95 | 19037.48 | 17620.68 | 502.6621 | 26654.65 | 9 | 2023
2023-09-08 | 16796.34 | 16107.43 | 15653.95 | 15531.13 | 15915.4 | 16964.48 | 17959.09 | 18371.72 | 19038.4 | 19967.14 | 21324.83 | 22658.62 | 23776.32 | 24807.66 | 25563.01 | 26088.52 | 26152.04 | 25461.72 | 24348.61 | 23886.58 | 22455.35 | 20413.42 | 18755.71 | 17362.23 | 495.3597 | 26152.04 | 9 | 2023
2023-09-09 | 16550.8 | 16009.05 | 15480.35 | 15204.6 | 15208.46 | 15337.77 | 15473.67 | 16260.83 | 17586.95 | 18776.95 | 19857.56 | 21025.91 | 22137.57 | 23039.99 | 23750.33 | 24241.94 | 24348.77 | 23749.52 | 22765.77 | 22487.78 | 21182.37 | 19628.59 | 18210.76 | 16982.5 | 465.2988 | 24348.77 | 9 | 2023
2023-09-10 | 16351.28 | 16458.9 | 15895.14 | 15589.05 | 15561.84 | 15657.52 | 15785.58 | 16635.89 | 18087.68 | 19430.18 | 20792.44 | 22409.93 | 23741.77 | 24829.15 | 25667.45 | 26230.23 | 26352.02 | 25692.88 | 24557.04 | 24129.73 | 22680.68 | 20705.45 | 19091.81 | 17768.93 | 490.1026 | 26352.02 | 9 | 2023
2023-09-11 | 16929.12 | 16582 | 16094.73 | 15939.18 | 16301.29 | 17324.5 | 18330.18 | 18806.86 | 19607.81 | 20825.02 | 22591.24 | 24166.74 | 25490.36 | 26666.18 | 27506.97 | 28065.52 | 28124.3 | 27380.19 | 26137.62 | 25557.52 | 23994.87 | 21822.9 | 19691.97 | 18208.2 | 522.1453 | 28124.3 | 9 | 2023
2023-09-12 | 17196.74 | 16148.82 | 15692.35 | 15560.81 | 15922.21 | 16940.8 | 17949.54 | 18354.64 | 19038.39 | 19990.44 | 21463.83 | 22899.39 | 24134.81 | 25296.91 | 26163.07 | 26786.5 | 26915.87 | 26228.31 | 25045.42 | 24542.91 | 23048.51 | 20944.97 | 19095.74 | 17660.35 | 503.0213 | 26915.87 | 9 | 2023
2023-09-13 | 16756.58 | 16929.89 | 16417.55 | 16237.22 | 16560.32 | 17553.87 | 18566.13 | 19064.81 | 19925.64 | 21418.24 | 23291.8 | 24913.94 | 26208.05 | 27320.47 | 28063.98 | 28532.34 | 28532.78 | 27778.6 | 26553.78 | 26007.11 | 24460.21 | 22280.11 | 20011.54 | 18530.81 | 531.9158 | 28532.78 | 9 | 2023
2023-09-14 | 17512.58 | 16332.33 | 15863.87 | 15721.8 | 16076.39 | 17096.13 | 18118.1 | 18541.1 | 19261.46 | 20261.45 | 21897.62 | 23363.2 | 24594.55 | 25723.95 | 26540.26 | 27110.29 | 27205.15 | 26509.45 | 25329.42 | 24837.12 | 23333.44 | 21218.68 | 19290.32 | 17852.27 | 509.5909 | 27205.15 | 9 | 2023
2023-09-15 | 16944.18 | 15818.11 | 15388.91 | 15287.34 | 15691.22 | 16771.73 | 17815.72 | 18179.99 | 18770.09 | 19604.85 | 20708.16 | 21976.9 | 23082.27 | 24140.51 | 24942.63 | 25526.77 | 25662.1 | 25019.79 | 23917.65 | 23504.59 | 22052.2 | 20113.16 | 18494.13 | 17120.11 | 486.5331 | 25662.1 | 9 | 2023
2023-09-16 | 16291.36 | 15235.46 | 14765.24 | 14540.72 | 14586.56 | 14760.02 | 14942.31 | 15624.39 | 16767.78 | 17727.98 | 18605.57 | 19464.99 | 20233.49 | 21221.05 | 22086.71 | 22759.36 | 23032.96 | 22519.91 | 21552.16 | 21330.83 | 20086.23 | 18818.68 | 17440.31 | 16248.46 | 440.6425 | 23032.96 | 9 | 2023
2023-09-17 | 15599.76 | 14996.44 | 14544.89 | 14336.53 | 14397.97 | 14589.09 | 14781.85 | 15429.95 | 16509.55 | 17391.6 | 18187.6 | 18973.52 | 19686.27 | 20409.5 | 21247.3 | 21914.6 | 22202.09 | 21720.33 | 20806.91 | 20645.33 | 19624.62 | 18395.84 | 17055.99 | 15901.13 | 429.3487 | 22202.09 | 9 | 2023
2023-09-18 | 15280.07 | 14707.16 | 14369.32 | 14343.41 | 14835.31 | 16010.96 | 17103.69 | 17306.59 | 17586.66 | 18045 | 18631.71 | 19096.96 | 19487.78 | 19902.1 | 20277.01 | 20673.73 | 20775.2 | 20294.08 | 19730.47 | 19722.91 | 18953.78 | 17776.94 | 16403.35 | 15262.26 | 426.5765 | 20775.2 | 9 | 2023
2023-09-19 | 14819.55 | 14572.47 | 14244.83 | 14224.96 | 14702.3 | 15864.04 | 16959.34 | 17125.86 | 17353.91 | 17754.84 | 18286.03 | 18693.94 | 19025.93 | 19410.13 | 19723.78 | 20011.66 | 20125.63 | 19775.28 | 19301.25 | 19345.56 | 18623.53 | 17481.9 | 16137.27 | 15030.71 | 418.5947 | 20125.63 | 9 | 2023
2023-09-20 | 14656.33 | 15119 | 14745.23 | 14685.45 | 15118.71 | 16228.19 | 17307.9 | 17558.13 | 17956.15 | 18560.9 | 19333.53 | 20011.94 | 20805.62 | 21688.08 | 22387.33 | 22949.84 | 23129 | 22592.32 | 21672.08 | 21471.89 | 20198.8 | 18893.09 | 17390.99 | 16132.52 | 450.593 | 23129 | 9 | 2023
2023-09-21 | 15436.07 | 15205.54 | 14825.34 | 14760.04 | 15187.71 | 16292.74 | 17376.5 | 17637.57 | 18059.11 | 18692.57 | 19498.89 | 20225.85 | 21133.3 | 22057.91 | 22787.14 | 23367.69 | 23554.84 | 23008.76 | 22055.4 | 21826.99 | 20507.56 | 19101.12 | 17578.63 | 16300.44 | 456.4777 | 23554.84 | 9 | 2023
2023-09-22 | 15585.78 | 14847.6 | 14498.47 | 14466.33 | 14942.6 | 16117.66 | 17232.68 | 17446.1 | 17754.3 | 18248.7 | 18884.85 | 19415.78 | 19873.51 | 20449.84 | 21007.24 | 21464.22 | 21608.53 | 21119.53 | 20323.01 | 20250.55 | 19375.97 | 18142.32 | 16729.17 | 15552.96 | 435.3377 | 21608.53 | 9 | 2023
2023-09-23 | 15024.5 | 14477.28 | 14078.37 | 13916.05 | 14029.11 | 14293.04 | 14544.42 | 15095.21 | 15988.44 | 16647.84 | 17188.66 | 17700.78 | 18154.17 | 18585.28 | 19001.79 | 19366.91 | 19552.02 | 19285.55 | 18814.24 | 18900.72 | 18151.83 | 17078.84 | 15900.21 | 14900.96 | 400.6762 | 19552.02 | 9 | 2023
2023-09-24 | 14556.29 | 14650.88 | 14235.83 | 14059.21 | 14159.67 | 14415.16 | 14672.58 | 15247.73 | 16192.91 | 16917.6 | 17526.45 | 18098.83 | 18595.71 | 19054.1 | 19479.98 | 19840.8 | 20016.18 | 19733.23 | 19230.98 | 19291.9 | 18509.29 | 17403.12 | 16196.14 | 15169.54 | 407.2541 | 20016.18 | 9 | 2023
2023-09-25 | 14769.51 | 15691.54 | 15278.95 | 15188.33 | 15616.61 | 16737.93 | 17855.45 | 18185.71 | 18732.35 | 19517.24 | 20520.88 | 21717.73 | 22757.28 | 23736.23 | 24467.73 | 25001.98 | 25143.66 | 24550.37 | 23508.55 | 23202.39 | 21760.56 | 19937.49 | 18357.73 | 17018.04 | 479.2542 | 25143.66 | 9 | 2023
2023-09-26 | 16135.54 | 15623.11 | 15216.04 | 15127.23 | 15540.18 | 16650.77 | 17770.85 | 18070.9 | 18574.05 | 19314.93 | 20215.29 | 21284.99 | 22181.08 | 23028.73 | 23641.4 | 24097.9 | 24207.94 | 23646.54 | 22701.29 | 22502.1 | 21158.68 | 19552.67 | 18024.72 | 16741.86 | 471.0088 | 24207.94 | 9 | 2023
2023-09-27 | 15999.09 | 15290.39 | 14925.59 | 14874.44 | 15325.49 | 16478.27 | 17618.8 | 17852.28 | 18218.02 | 18790.14 | 19505.32 | 20085.41 | 20726.05 | 21393.41 | 21885.44 | 22283.6 | 22401.25 | 21922.43 | 21134.91 | 21093.29 | 19980.61 | 18734.43 | 17305.1 | 16117.91 | 449.9417 | 22401.25 | 9 | 2023
2023-09-28 | 15529.94 | 14627.96 | 14329.01 | 14336.1 | 14842.83 | 16052.72 | 17216.47 | 17342.18 | 17492.35 | 17798.12 | 18232.29 | 18554.48 | 18816.8 | 19143.54 | 19414.97 | 19686.22 | 19805.98 | 19541.61 | 19123.75 | 19248.39 | 18540.89 | 17432.64 | 16135.57 | 15075.85 | 418.3207 | 19805.98 | 9 | 2023
2023-09-29 | 14732.2 | 14641.22 | 14355.34 | 14381.02 | 14918.8 | 16174.1 | 17358.92 | 17479.51 | 17594.15 | 17851.82 | 18226.21 | 18492.21 | 18711.25 | 18995.94 | 19238.49 | 19483.17 | 19599.66 | 19351.87 | 18956.97 | 19098.97 | 18386.04 | 17293 | 16026.42 | 14993.1 | 416.3404 | 19599.66 | 9 | 2023
2023-09-30 | 14636.55 | 13965.42 | 13623.07 | 13510.63 | 13676.98 | 14014.71 | 14332.63 | 14782.44 | 15484.58 | 15913.34 | 16201.59 | 16462.47 | 16695.14 | 16938.09 | 17220.58 | 17513.76 | 17707.03 | 17528.15 | 17214.43 | 17480.48 | 16849.55 | 15911.26 | 14875.39 | 14013.89 | 376.5522 | 17707.03 | 9 | 2023
2023-10-01 | 14290.19 | 13988.89 | 13718.13 | 13670.14 | 13894.91 | 14200.64 | 14544.91 | 15163.91 | 15869.44 | 16202.71 | 16360.75 | 16499.25 | 16623.54 | 16784.83 | 17008.55 | 17236.74 | 17358.96 | 17285.09 | 17417.72 | 17542.04 | 16892.94 | 16070.87 | 15089.74 | 14279.24 | 377.9941 | 17542.04 | 10 | 2023
2023-10-02 | 14023.04 | 14688.29 | 14518.77 | 14649.2 | 15302.02 | 16594.55 | 17882.18 | 18191.94 | 18191.35 | 18223.19 | 18353.33 | 18358 | 18344.34 | 18450.02 | 18571.01 | 18749.94 | 18821.54 | 18726.77 | 18936.69 | 19075.03 | 18220 | 17216.64 | 16077.33 | 15164.37 | 415.3295 | 19075.03 | 10 | 2023
2023-10-03 | 14771.38 | 14501.28 | 14314.36 | 14425.09 | 15038.16 | 16290.74 | 17549.4 | 17789.82 | 17817.19 | 17894.3 | 18079.85 | 18134.34 | 18152.08 | 18302.1 | 18449.01 | 18648.33 | 18716.48 | 18593.27 | 18770.06 | 18896.66 | 18031.52 | 17053.1 | 15896.42 | 14972.77 | 411.0877 | 18896.66 | 10 | 2023
2023-10-04 | 14631.25 | 14413.53 | 14134.51 | 14158.8 | 14683.32 | 15844.73 | 17064.83 | 17394.39 | 17668.53 | 18145.72 | 18809.2 | 19362.3 | 19842.19 | 20397.03 | 20837 | 21190.06 | 21246.71 | 20919.49 | 20750.36 | 20563.65 | 19409.72 | 17921.69 | 16544.65 | 15424.42 | 431.3581 | 21246.71 | 10 | 2023
2023-10-05 | 14787.66 | 14736.15 | 14440.73 | 14451.2 | 14964.39 | 16119.09 | 17347.77 | 17708.94 | 18135.29 | 18730.28 | 19491.28 | 20124.46 | 20654.75 | 21231.38 | 21667.4 | 22001.9 | 22042.25 | 21700.74 | 21498.77 | 21282.65 | 20087.16 | 18555.81 | 17001.37 | 15853.99 | 444.6154 | 22042.25 | 10 | 2023
2023-10-06 | 15168.17 | 15325.59 | 15025.66 | 15043.61 | 15572.12 | 16751.49 | 18036.07 | 18571.35 | 19074.75 | 19734.1 | 20572.93 | 21314.94 | 21969.34 | 22659.78 | 23190.01 | 23587.19 | 23678.84 | 23344.87 | 23059.23 | 22747.01 | 21435.65 | 19811.88 | 17917.16 | 16699.6 | 470.2913 | 23678.84 | 10 | 2023
2023-10-07 | 15832.74 | 14913.55 | 14532.36 | 14385.95 | 14513.68 | 14730.3 | 15079.2 | 15864.14 | 16932.12 | 17713.03 | 18526.27 | 19381.07 | 20140.59 | 20839.34 | 21452.4 | 21915.3 | 22090.78 | 21811.04 | 21568.55 | 21357.28 | 20103.51 | 18630.44 | 17188.6 | 16116.27 | 435.6185 | 22090.78 | 10 | 2023
2023-10-08 | 15395.17 | 14503.46 | 14143.33 | 14014.38 | 14159.32 | 14396.65 | 14755.9 | 15495.01 | 16481.92 | 17165.18 | 17719.59 | 18401.74 | 19057.43 | 19679.07 | 20246.88 | 20690.98 | 20869.72 | 20618.07 | 20444.81 | 20311.05 | 19121.8 | 17742.84 | 16546.21 | 15525.92 | 417.4864 | 20869.72 | 10 | 2023
2023-10-09 | 14890.23 | 14396.01 | 14139.58 | 14187.1 | 14757.89 | 15982.52 | 17257.54 | 17570.03 | 17795.51 | 18201.76 | 18766.37 | 19226.57 | 19633.86 | 20104.31 | 20481.44 | 20785.37 | 20844.43 | 20562.39 | 20452.46 | 20336.82 | 19192.47 | 17767.63 | 16455.8 | 15371.13 | 429.1592 | 20844.43 | 10 | 2023
2023-10-10 | 14736.89 | 14181.48 | 13966.79 | 14049.67 | 14637.95 | 15883.79 | 17173.87 | 17406.97 | 17479.21 | 17613.6 | 17883.39 | 18053.41 | 18171.73 | 18401.59 | 18594.27 | 18801.3 | 18852.15 | 18671.4 | 18764.85 | 18856.09 | 17900.96 | 16903.65 | 15713.92 | 14755.42 | 407.4544 | 18856.09 | 10 | 2023
2023-10-11 | 14349.85 | 14075.95 | 13831.09 | 13885.39 | 14444.25 | 15662.34 | 16946.94 | 17208.36 | 17361.28 | 17597.74 | 18014.37 | 18352.17 | 18631.54 | 19006.97 | 19307.89 | 19574.64 | 19628.38 | 19379.33 | 19351.32 | 19340.01 | 18279.52 | 17121.43 | 15865.36 | 14840.67 | 412.0568 | 19628.38 | 10 | 2023
2023-10-12 | 14324.41 | 13944.36 | 13703.1 | 13760.09 | 14322.09 | 15545.56 | 16833.92 | 17083.55 | 17217.9 | 17433.02 | 17767.55 | 18071.31 | 18319.03 | 18666.89 | 18947.4 | 19200.25 | 19247.57 | 19002.32 | 18994.35 | 19007.24 | 17965.46 | 16896.64 | 15657.08 | 14647.85 | 406.5589 | 19247.57 | 10 | 2023
2023-10-13 | 14182.69 | 13880.27 | 13643.25 | 13712.15 | 14297.35 | 15561.76 | 16867.69 | 17116.75 | 17230.58 | 17419.15 | 17703.5 | 17919.8 | 18125.81 | 18428.7 | 18675.38 | 18892.3 | 18926.05 | 18686.36 | 18697.18 | 18727.25 | 17693.11 | 16683.79 | 15469.32 | 14480.99 | 403.0212 | 18926.05 | 10 | 2023
2023-10-14 | 14035.15 | 13772.09 | 13458.14 | 13368.76 | 13555.61 | 13852.86 | 14263.09 | 14903.78 | 15715.79 | 16190.66 | 16516.56 | 16840.14 | 17137.65 | 17449.08 | 17772.19 | 18125.42 | 18301.54 | 18131.08 | 18133.75 | 18206.87 | 17302.83 | 16363.48 | 15299.11 | 14403.92 | 383.0995 | 18301.54 | 10 | 2023
2023-10-15 | 13969.08 | 13948.64 | 13654.26 | 13584.25 | 13790.86 | 14110.47 | 14540.18 | 15165.61 | 15932.27 | 16348.97 | 16611.54 | 16872.83 | 17114.63 | 17377.67 | 17665.77 | 17967.95 | 18162.31 | 18044.3 | 18106.59 | 18236.48 | 17353.4 | 16443.68 | 15409.67 | 14544.88 | 384.9563 | 18236.48 | 10 | 2023
2023-10-16 | 14107.55 | 14159.16 | 13969.98 | 14079.48 | 14716.5 | 16028.71 | 17379.88 | 17591.88 | 17607.44 | 17667.24 | 17818.72 | 17894.76 | 17947.45 | 18106.23 | 18251.07 | 18423.84 | 18491.59 | 18363.18 | 18511.54 | 18673.74 | 17730.71 | 16794.9 | 15648.49 | 14723.42 | 404.6875 | 18673.74 | 10 | 2023
2023-10-17 | 14298.31 | 14276.27 | 14099.58 | 14219.05 | 14845.72 | 16144.87 | 17496.26 | 17681.95 | 17650.51 | 17656.86 | 17763.55 | 17763.79 | 17734.6 | 17840.49 | 17943.33 | 18109.8 | 18197.79 | 18116.62 | 18324.61 | 18549.73 | 17673.97 | 16773.96 | 15654.18 | 14763.26 | 403.5791 | 18549.73 | 10 | 2023
2023-10-18 | 14384.1 | 14630.22 | 14474.37 | 14615.37 | 15263.37 | 16583.8 | 18016.07 | 18255.99 | 18171.86 | 18116.56 | 18167 | 18101.24 | 18014.93 | 18072.67 | 18142.18 | 18301.36 | 18419.44 | 18399.01 | 18659.71 | 18928.11 | 18062.63 | 17104.94 | 16005.21 | 15135.61 | 412.0258 | 18928.11 | 10 | 2023
2023-10-19 | 14738.87 | 15018.25 | 14892.5 | 15063.87 | 15742.19 | 17093.09 | 18713.2 | 18932.58 | 18767.44 | 18605.07 | 18539.35 | 18360.37 | 18173.32 | 18144.6 | 18153.01 | 18290.88 | 18441.82 | 18503.74 | 18850.55 | 19192.05 | 18381.67 | 17388.12 | 16326.86 | 15496.88 | 419.8103 | 19192.05 | 10 | 2023
2023-10-20 | 15138.96 | 15797.76 | 15700.57 | 15911.49 | 16638.71 | 18113.11 | 19989.56 | 20225.18 | 20009.78 | 19770.32 | 19617.11 | 19365.55 | 19125.15 | 19045.64 | 19020.98 | 19148.32 | 19350.21 | 19503.31 | 19901.89 | 20270.11 | 19450.59 | 18335.15 | 17162.91 | 16349.91 | 442.9423 | 20270.11 | 10 | 2023
2023-10-21 | 15909.19 | 14497.09 | 14280.75 | 14287.14 | 14572.22 | 14982.19 | 15488.72 | 16044.84 | 16620.49 | 16794.63 | 16790.96 | 16786.67 | 16788.7 | 16842 | 16977.13 | 17166.14 | 17359.45 | 17423.07 | 17661 | 18005.4 | 17299.8 | 16520.66 | 15620.24 | 14888.19 | 389.6067 | 18005.4 | 10 | 2023
2023-10-22 | 14628.06 | 14130.37 | 13907.23 | 13905.23 | 14183.16 | 14591.16 | 15098.68 | 15641.8 | 16213.22 | 16387.35 | 16380.99 | 16369.42 | 16361.94 | 16404.87 | 16529.99 | 16705 | 16879.11 | 16922.61 | 17159.76 | 17453.63 | 16814.06 | 16043.81 | 15155.73 | 14433.66 | 378.3008 | 17453.63 | 10 | 2023
2023-10-23 | 14183 | 14471.24 | 14322.75 | 14472.46 | 15151.64 | 16519.21 | 17970.28 | 18198.08 | 18091.87 | 18008.33 | 18023.35 | 17928.75 | 17828.44 | 17853.94 | 17899.01 | 18026.32 | 18135.8 | 18121.48 | 18393.34 | 18690.12 | 17801.37 | 16913.9 | 15835.09 | 14976.48 | 407.8163 | 18690.12 | 10 | 2023
2023-10-24 | 14586.72 | 14062.72 | 13892.36 | 14017.04 | 14651.54 | 15975.84 | 17373.3 | 17531.37 | 17465.57 | 17435.15 | 17490.14 | 17445.89 | 17379.15 | 17428.14 | 17481.55 | 17588.95 | 17661.74 | 17610.82 | 17837.21 | 18125.92 | 17349.69 | 16464.18 | 15373.97 | 14509.17 | 396.7381 | 18125.92 | 10 | 2023
2023-10-25 | 14172.08 | 14258.57 | 14100.38 | 14237.61 | 14884.69 | 16222.55 | 17633.13 | 17803.15 | 17697.61 | 17636.65 | 17659.39 | 17585.07 | 17492.22 | 17519.01 | 17556.67 | 17664.39 | 17772.57 | 17747.79 | 18015.15 | 18331.67 | 17518.34 | 16644.94 | 15567.37 | 14715.78 | 400.4368 | 18331.67 | 10 | 2023
2023-10-26 | 14356.28 | 14845.47 | 14705.01 | 14862.24 | 15528.23 | 16882.78 | 18484.93 | 18703.25 | 18575.03 | 18466.07 | 18464.84 | 18358.31 | 18239.35 | 18268.71 | 18312.91 | 18463.17 | 18617.95 | 18655.8 | 18948.1 | 19276.09 | 18395.29 | 17361.97 | 16280.49 | 15427.76 | 418.48 | 19276.09 | 10 | 2023
2023-10-27 | 15007.03 | 15480.66 | 15381.46 | 15589.33 | 16315.72 | 17744.16 | 19637.9 | 19843.48 | 19605.92 | 19348.28 | 19176.01 | 18905.96 | 18647.84 | 18550.23 | 18505.41 | 18610.91 | 18805.49 | 18956.11 | 19359.89 | 19771.31 | 18938.43 | 17828.13 | 16794.9 | 15997.05 | 432.8016 | 19843.48 | 10 | 2023
2023-10-28 | 15572.32 | 14878.5 | 14716.55 | 14776.49 | 15116.87 | 15595.57 | 16170.34 | 16675.12 | 17116.56 | 17121.45 | 16933.28 | 16746.7 | 16585.24 | 16495.26 | 16524.49 | 16664.6 | 16894.42 | 17070.19 | 17439.14 | 17894.73 | 17292.07 | 16599.03 | 15791.91 | 15151.75 | 391.8226 | 17894.73 | 10 | 2023
2023-10-29 | 14932.55 | 14763.92 | 14592.6 | 14643.11 | 14974.78 | 15447.54 | 16023.94 | 16532.21 | 16992.64 | 17023.26 | 16863.6 | 16705.7 | 16569.03 | 16499.87 | 16542.58 | 16686.49 | 16910.3 | 17068.79 | 17416.58 | 17847.05 | 17237.46 | 16529.28 | 15710.67 | 15058.47 | 389.5724 | 17847.05 | 10 | 2023
2023-10-30 | 14809.84 | 16180.99 | 16128.65 | 16378.74 | 17156.53 | 18874.75 | 20854.81 | 21044.53 | 20715.94 | 20330.1 | 20026.83 | 19637.05 | 19284.15 | 19095.96 | 18991.61 | 19088.19 | 19344.84 | 19618.35 | 20128.26 | 20627.15 | 19855 | 18799.42 | 17580.15 | 16815.09 | 451.3669 | 21044.53 | 10 | 2023
2023-10-31 | 16327.89 | 16879.15 | 16860.12 | 17143.06 | 17963.79 | 19912.9 | 21917.84 | 22085.31 | 21667.95 | 21166.67 | 20746.94 | 20243.83 | 19780.95 | 19518.34 | 19359.78 | 19460.86 | 19783.09 | 20172.06 | 20779.35 | 21362.27 | 20660.82 | 19656.69 | 18393.03 | 17534.82 | 469.3775 | 22085.31 | 10 | 2023
2023-11-01 | 17133.13 | 16438.76 | 16397.83 | 16616.25 | 17241.02 | 18838.44 | 21047.3 | 21432.04 | 21080.53 | 20598.96 | 20154.97 | 19648.3 | 19169.33 | 18842.1 | 18613.6 | 18806.08 | 19602.5 | 20533.97 | 20701.03 | 21371.55 | 20771.72 | 19581.29 | 18046.03 | 17316.91 | 459.9836 | 21432.04 | 11 | 2023
2023-11-02 | 16778.27 | 15825.14 | 15759.8 | 15951.82 | 16552.13 | 17783.9 | 19829.45 | 20204.97 | 19906.11 | 19504.36 | 19142.91 | 18709.99 | 18290.79 | 18011.97 | 17878.34 | 18002.56 | 18736.1 | 19570.72 | 19670.43 | 20305.8 | 19669.81 | 18453.55 | 17372.57 | 16631.19 | 438.5427 | 20305.8 | 11 | 2023
2023-11-03 | 16157.85 | 14904.84 | 14790.97 | 14939.17 | 15508.96 | 16730.96 | 17998.77 | 18349.71 | 18181.03 | 17994.56 | 17894.34 | 17746.69 | 17598.31 | 17508.75 | 17427.76 | 17540.37 | 17919.33 | 18442.61 | 18383.81 | 18905.35 | 18150.38 | 17365.84 | 16393.65 | 15612.9 | 412.4469 | 18905.35 | 11 | 2023
2023-11-04 | 15163.16 | 13728.9 | 13501.71 | 13463.37 | 13638.97 | 13971.81 | 14422.67 | 14990.95 | 15565.35 | 15777.29 | 15807.21 | 15864.98 | 15919.04 | 15955.31 | 16026.09 | 16231.03 | 16644.39 | 16956.1 | 16844.74 | 17139.84 | 16646.4 | 15924.23 | 15061.41 | 14335.8 | 369.5807 | 17139.84 | 11 | 2023
2023-11-05 | 14001.07 | 14294.54 | 14124.44 | 14126.89 | 14360.88 | 14725.74 | 14939.38 | 15395.98 | 15784.09 | 15854.07 | 15799.03 | 15790.65 | 15766.9 | 15740.41 | 15817.51 | 16024.93 | 16600.4 | 17385.98 | 17345.79 | 17055.07 | 16413.42 | 15712.4 | 14944.72 | 14324.46 | 372.3288 | 17385.98 | 11 | 2023
2023-11-06 | 14184.99 | 15078.53 | 14995.2 | 15153.17 | 15759.97 | 16988.56 | 18015.78 | 18223.27 | 17928.33 | 17743 | 17658.47 | 17549.43 | 17424.36 | 17348.57 | 17329.82 | 17467.58 | 17989.57 | 19223.51 | 19169.04 | 18614.7 | 17768.63 | 16991.49 | 16069.11 | 15343.31 | 410.0184 | 19223.51 | 11 | 2023
2023-11-07 | 15064.59 | 14756.11 | 14654.24 | 14790.51 | 15356.01 | 16544.34 | 17557.69 | 17676.78 | 17473.29 | 17318.32 | 17271.58 | 17193.15 | 17082.24 | 17035.26 | 17032.35 | 17183.4 | 17698.39 | 18736.51 | 18639.18 | 18076.34 | 17430.51 | 16645.37 | 15711.73 | 14979.8 | 401.9077 | 18736.51 | 11 | 2023
2023-11-08 | 14773.46 | 15266.73 | 15146.33 | 15268.12 | 15817.09 | 16984.5 | 17998.63 | 18294.48 | 18108.74 | 18016.47 | 18118.13 | 18178.37 | 18190.48 | 18298.46 | 18430.05 | 18776.32 | 19699.18 | 20955.72 | 20718.78 | 20006.55 | 18744.11 | 17624.29 | 16611.32 | 15803.92 | 425.8302 | 20955.72 | 11 | 2023
2023-11-09 | 15388.86 | 15952.61 | 15910.28 | 16109.2 | 16735.33 | 17979.49 | 19775.33 | 19975.88 | 19484.16 | 18995.64 | 18658.19 | 18276.39 | 17944.02 | 17805.22 | 17740.57 | 17885.44 | 18770.05 | 20284.68 | 20371.3 | 19937.6 | 18912.33 | 17850.04 | 16960.89 | 16278.36 | 433.9819 | 20371.3 | 11 | 2023
2023-11-10 | 15997.34 | 16366.48 | 16344.78 | 16571.99 | 17237.58 | 18848.93 | 20700.01 | 20903.22 | 20348.9 | 19770.73 | 19329.7 | 18851.91 | 18384.12 | 18093.98 | 17998.21 | 18121.22 | 19146.54 | 20737.34 | 20887.42 | 20493.89 | 19481.62 | 18230.61 | 17330.47 | 16670.36 | 446.8474 | 20903.22 | 11 | 2023
2023-11-11 | 16377.43 | 15474.21 | 15373.25 | 15447.34 | 15752.46 | 16190.72 | 16471.05 | 16904.56 | 17167.66 | 17068.5 | 16834.81 | 16659.84 | 16492.29 | 16343.84 | 16335.57 | 16523.49 | 17176.75 | 18118.27 | 18243.91 | 18033.76 | 17459.91 | 16825.9 | 16125.2 | 15575.76 | 398.9765 | 18243.91 | 11 | 2023
2023-11-12 | 15463.29 | 14932.37 | 14803.28 | 14847.93 | 15124.91 | 15539.3 | 15806.37 | 16243.2 | 16552.41 | 16517.98 | 16353.41 | 16244.02 | 16132.59 | 16031.39 | 16054.59 | 16247.04 | 16869.58 | 17749.26 | 17788.53 | 17574.29 | 16966.98 | 16304.93 | 15581.39 | 15006.75 | 386.7358 | 17788.53 | 11 | 2023
2023-11-13 | 14896.22 | 15617.83 | 15552.53 | 15730.76 | 16357.87 | 17613.32 | 19131.05 | 19359.79 | 18963.53 | 18597.58 | 18391.91 | 18149.81 | 17998.36 | 17917.94 | 17895.55 | 18042.58 | 18930.52 | 20356.21 | 20332.39 | 19815.74 | 18680.44 | 17677.09 | 16754.92 | 16030.83 | 428.7948 | 20356.21 | 11 | 2023
2023-11-14 | 15682.7 | 15353.67 | 15288.33 | 15462.43 | 16066.39 | 17299.94 | 18634.46 | 18818.72 | 18372.55 | 17956.82 | 17807.09 | 17642.31 | 17457.13 | 17347.05 | 17298.46 | 17437.91 | 17997.4 | 19391.67 | 19411.26 | 18957.84 | 17977.6 | 17223.88 | 16327.4 | 15633.95 | 416.847 | 19411.26 | 11 | 2023
2023-11-15 | 15391.45 | 15624.54 | 15573.04 | 15761.71 | 16379.76 | 17626.66 | 19208.44 | 19388.86 | 18903.99 | 18434.39 | 18118.02 | 17858.97 | 17647.64 | 17515.61 | 17452.09 | 17589.58 | 18248.44 | 19731.69 | 19794.6 | 19374.08 | 18319.83 | 17494.05 | 16608.52 | 15927.02 | 423.973 | 19794.6 | 11 | 2023
2023-11-16 | 15656.15 | 16160.37 | 16136.85 | 16354.83 | 17001.41 | 18463.97 | 20349.34 | 20521.05 | 19956.91 | 19377.32 | 18945.1 | 18476.83 | 18016.69 | 17839.41 | 17745.09 | 17878.11 | 18795.78 | 20386.91 | 20538.13 | 20185.03 | 19177.33 | 18023.02 | 17160.33 | 16503.76 | 439.6497 | 20538.13 | 11 | 2023
2023-11-17 | 16226.92 | 16065.45 | 16034.99 | 16252.82 | 16910.84 | 18302.54 | 20200.85 | 20382.6 | 19834.75 | 19275.63 | 18857.32 | 18404 | 18027.19 | 17852.91 | 17759.31 | 17875.65 | 18715.83 | 20281.57 | 20405.65 | 20030.3 | 18979.22 | 17890.38 | 17028.19 | 16367.71 | 437.9626 | 20405.65 | 11 | 2023
2023-11-18 | 16092.5 | 16075.17 | 16013.88 | 16128.99 | 16475.28 | 16961.85 | 17294.6 | 17707.82 | 17893.31 | 17691.91 | 17350.45 | 17074.96 | 16820.86 | 16598.19 | 16536.09 | 16708 | 17405.91 | 18634.54 | 18923.14 | 18754.69 | 17969.88 | 17375.02 | 16718.53 | 16214.2 | 411.4198 | 18923.14 | 11 | 2023
2023-11-19 | 16054.46 | 17269.64 | 17269.01 | 17447.89 | 17855.53 | 18602.54 | 19256.14 | 19954.1 | 20114.98 | 19535.12 | 18691.92 | 18025.33 | 17655.88 | 17336.39 | 17209.14 | 17372.98 | 18141.99 | 20120.34 | 20599.88 | 20570.06 | 19776.05 | 18852.82 | 17949.89 | 17497.62 | 443.1597 | 20599.88 | 11 | 2023
2023-11-20 | 17253.66 | 17717.24 | 17777.42 | 18085.76 | 19384.67 | 21736.54 | 23739.7 | 23899.4 | 23114.36 | 22221.28 | 21452.87 | 20677.95 | 19965.1 | 19435.1 | 19117.95 | 19303.32 | 20490.5 | 22388.1 | 22787.35 | 22614.28 | 21718.55 | 20585.46 | 19218.45 | 18209.21 | 492.8942 | 23899.4 | 11 | 2023
2023-11-21 | 17841.21 | 16811.34 | 16823.99 | 17080.07 | 17763.58 | 19826.64 | 21779.85 | 21932.32 | 21259.64 | 20533.18 | 19945.92 | 19335.05 | 18750.15 | 18344.04 | 18106.16 | 18310.54 | 19419.01 | 21152.85 | 21419.08 | 21167.05 | 20211.21 | 19016.35 | 17833.63 | 17211.93 | 461.8748 | 21932.32 | 11 | 2023
2023-11-22 | 16938.96 | 16932.37 | 16952.32 | 17215.77 | 17907.28 | 20087.89 | 22057.68 | 22205.09 | 21509.64 | 20752.84 | 20133.81 | 19494.91 | 18885.46 | 18458.85 | 18206.49 | 18407.41 | 19531.14 | 21293.53 | 21582.51 | 21351.86 | 20404 | 19219.21 | 17958.52 | 17344.73 | 464.8323 | 22205.09 | 11 | 2023
2023-11-23 | 16862.39 | 16228.18 | 16207.32 | 16374.09 | 16830.75 | 17537.53 | 18146.25 | 18471.55 | 18468.41 | 18278.18 | 17951.29 | 17595.79 | 17148.01 | 16773.62 | 16604.61 | 16756.74 | 17416.74 | 18796.07 | 19130.91 | 19101.89 | 18335.65 | 17627.28 | 17026.06 | 16558.23 | 420.2275 | 19130.91 | 11 | 2023
2023-11-24 | 16385.38 | 15708.07 | 15658.97 | 15803.31 | 16249.73 | 16964.59 | 17446.88 | 17648.63 | 17689.44 | 17632.88 | 17498.87 | 17254.2 | 16858.66 | 16521.03 | 16375.34 | 16512.76 | 17132.3 | 18156.51 | 18397.43 | 18299.78 | 17643.99 | 17072.44 | 16455.97 | 15966.42 | 407.3336 | 18397.43 | 11 | 2023
2023-11-25 | 15959.41 | 16954.98 | 16942.94 | 17109.91 | 17506.54 | 18047.66 | 18683.33 | 19368.29 | 19548.68 | 19003.79 | 18196.02 | 17753.73 | 17403.39 | 17099.08 | 16980.27 | 17138.17 | 17894.98 | 19665.08 | 20110.35 | 20080.52 | 19249.9 | 18306.27 | 17627.22 | 17171.49 | 433.802 | 20110.35 | 11 | 2023
2023-11-26 | 16937.21 | 16830.15 | 16812.01 | 16972.34 | 17363.17 | 17899 | 18425.99 | 19111.89 | 19308.86 | 18787.3 | 18031.54 | 17654.7 | 17315.88 | 17021.48 | 16909.36 | 17068.23 | 17818.03 | 19510.72 | 19936.37 | 19892.7 | 19050.17 | 18112.29 | 17498.3 | 17037.73 | 431.3054 | 19936.37 | 11 | 2023
2023-11-27 | 16848.09 | 16633.2 | 16643.76 | 16899.68 | 17604.83 | 19576.07 | 21567.16 | 21720.06 | 21058.36 | 20346.59 | 19768.82 | 19175.46 | 18618.29 | 18217.51 | 18047.61 | 18167.3 | 19258.41 | 20970.82 | 21215.07 | 20957.83 | 19955.34 | 18742.81 | 17682.82 | 17055.93 | 456.7318 | 21720.06 | 11 | 2023
2023-11-28 | 16749.17 | 19022.76 | 19216.93 | 19849.16 | 21236.92 | 23658.5 | 25748.91 | 25868.51 | 24917.51 | 23807.05 | 22812.45 | 21825.42 | 20921.62 | 20247.49 | 19827.18 | 20001.78 | 21306.66 | 23418.15 | 23992.73 | 23981.54 | 23183.08 | 22134.59 | 20850.81 | 19935.59 | 524.5145 | 25868.51 | 11 | 2023
2023-11-29 | 19190.12 | 18378.22 | 18541.16 | 19140.5 | 20496.97 | 22892.9 | 24969.91 | 25090.64 | 24188 | 23146.67 | 22225 | 21306.67 | 20461.37 | 19836.12 | 19448.01 | 19624.73 | 20893.54 | 22935.47 | 23452.46 | 23404.12 | 22570.17 | 21493.06 | 20187.43 | 19247.3 | 513.1205 | 25090.64 | 11 | 2023
2023-11-30 | 18662.51 | 18077.7 | 18164.08 | 18745.43 | 20085.14 | 22468.04 | 24539.9 | 24660.38 | 23783.33 | 22779.02 | 21896.42 | 21015.41 | 20201.67 | 19602.84 | 19231.98 | 19409.35 | 20658.73 | 22662.93 | 23148.54 | 23081.17 | 22226.56 | 21133.58 | 19816.83 | 18863.87 | 504.9154 | 24660.38 | 11 | 2023
2023-12-01 | 18105.2 | 18536.65 | 18492.16 | 18827.34 | 19811.26 | 21679.28 | 23722.11 | 24085.05 | 23540.26 | 22754.62 | 22051.48 | 21379.84 | 20715.36 | 20261.92 | 20024.85 | 20311.66 | 21669.58 | 23521.11 | 23492.31 | 23158.5 | 22284.08 | 21267.06 | 19933.7 | 18834.49 | 508.4599 | 24085.05 | 12 | 2023
2023-12-02 | 18454.68 | 17348.94 | 17188.71 | 17299.28 | 17729.09 | 18306.53 | 18933.82 | 19726.45 | 20140.05 | 19799.57 | 19179.43 | 18617.19 | 18070.04 | 17650.09 | 17531.7 | 17910.89 | 19352.63 | 21064.04 | 21062.98 | 20873.48 | 20174.21 | 19315.98 | 18244.18 | 17324.02 | 451.298 | 21064.04 | 12 | 2023
2023-12-03 | 17204.13 | 19560.99 | 19513.11 | 19741.76 | 20284.86 | 20963.28 | 21659.2 | 22477.37 | 22747.19 | 22073.87 | 21182.88 | 20367.18 | 19604.71 | 19004.08 | 18764.68 | 19128.63 | 20700.15 | 22709.97 | 22951.17 | 22905.62 | 22252.04 | 21496.79 | 20512.85 | 19689.61 | 497.4961 | 22951.17 | 12 | 2023
2023-12-04 | 19380.14 | 19564.59 | 19576.7 | 19969.35 | 21016.84 | 23059.42 | 25230.91 | 25584.16 | 24938.76 | 24011.88 | 23136.36 | 22220.18 | 21465.96 | 20926.16 | 20633.58 | 20915.12 | 22336.96 | 24434.93 | 24525.07 | 24278.67 | 23466.56 | 22345.96 | 21053.17 | 19996.77 | 534.0682 | 25584.16 | 12 | 2023
2023-12-05 | 19585.35 | 18932.19 | 18912 | 19267.84 | 20258.99 | 22127.2 | 24272.93 | 24614.5 | 24014.97 | 23160.68 | 22367.26 | 21605.4 | 20892.35 | 20403.22 | 20142.51 | 20438.39 | 21835.65 | 23796.36 | 23830.02 | 23558.17 | 22731.4 | 21688.03 | 20374.58 | 19300.5 | 518.1105 | 24614.5 | 12 | 2023
2023-12-06 | 18950.75 | 17854.67 | 17781.69 | 18081.7 | 19020.21 | 20841.82 | 22753.76 | 23099.19 | 22595.92 | 21901.2 | 21348.09 | 20742.23 | 20128.49 | 19722.72 | 19517.27 | 19818.26 | 21154.46 | 22868.81 | 22788.9 | 22440.81 | 21649.94 | 20617 | 19265.09 | 18148.1 | 493.0911 | 23099.19 | 12 | 2023
2023-12-07 | 17855.7 | 20042.38 | 20071.09 | 20479.42 | 21520.66 | 23643.49 | 25832.47 | 26174.88 | 25493.37 | 24521.12 | 23605.23 | 22645.82 | 21788.26 | 21235.56 | 20933.41 | 21231.4 | 22767.57 | 24927.71 | 25056.76 | 24851.28 | 24067.91 | 22958.51 | 21586.62 | 20544.64 | 543.8353 | 26174.88 | 12 | 2023
2023-12-08 | 20052.77 | 21937.13 | 22067.3 | 22629.63 | 23992.11 | 26354.83 | 28624.88 | 28956.68 | 28079.18 | 26830.21 | 25612.96 | 24368.59 | 23207.62 | 22353.88 | 21920.69 | 22181.32 | 23973.87 | 26387.59 | 26734.17 | 26679.58 | 26002.24 | 25000.45 | 23613.17 | 22516.76 | 590.0776 | 28956.68 | 12 | 2023
2023-12-09 | 21951.52 | 21081.57 | 21113.5 | 21426.12 | 22050.43 | 22901.8 | 23787.97 | 24675.56 | 24790.02 | 23886.71 | 22619.42 | 21565.68 | 20649.9 | 19920.17 | 19592.82 | 19942.07 | 21608.01 | 23975.02 | 24388.37 | 24477.96 | 23898.87 | 23106 | 22081.69 | 21330.67 | 536.8218 | 24790.02 | 12 | 2023
2023-12-10 | 21077.2 | 19897.31 | 19872.02 | 20124.24 | 20690.73 | 21397.79 | 22126.74 | 23005.12 | 23222.84 | 22466.08 | 21471.65 | 20597.75 | 19786.26 | 19143.55 | 18873.77 | 19227.06 | 20824.23 | 22915.39 | 23208.35 | 23215.74 | 22569.12 | 21803.16 | 20846.08 | 20049.65 | 508.4118 | 23222.84 | 12 | 2023
2023-12-11 | 19858.29 | 19354.1 | 19360.93 | 19748.03 | 20790.88 | 22803.12 | 24999.17 | 25340.94 | 24695.73 | 23774.96 | 22905.3 | 22027.49 | 21280.42 | 20745.97 | 20454.85 | 20730.32 | 22147.19 | 24205.78 | 24285.6 | 24050.76 | 23219.96 | 22126.8 | 20838.62 | 19784.12 | 529.5293 | 25340.94 | 12 | 2023
2023-12-12 | 19404.81 | 15595.03 | 15410.15 | 15593.12 | 16419.31 | 18150.17 | 19927.55 | 20228.53 | 19968.62 | 19597.53 | 19309.41 | 18953.33 | 18554.59 | 18328.29 | 18240.92 | 18551.83 | 19762.33 | 21146.28 | 20870.07 | 20438.13 | 19538.51 | 18399.06 | 16965.57 | 15755.63 | 445.1088 | 21146.28 | 12 | 2023
2023-12-13 | 15615.3 | 17064.22 | 16953.62 | 17214.58 | 18115.38 | 19910.23 | 21725.98 | 22019.61 | 21640.17 | 21100.71 | 20633.6 | 20109.12 | 19566.76 | 19220.05 | 19052.62 | 19353.96 | 20648.58 | 22197.62 | 22060.6 | 21724.08 | 20907.81 | 19838.4 | 18462.41 | 17316.41 | 472.4518 | 22197.62 | 12 | 2023
2023-12-14 | 16953.05 | 16465.1 | 16324.91 | 16555 | 17425.8 | 19196.09 | 20998.77 | 21294.04 | 20961 | 20487.63 | 20090.16 | 19630.61 | 19144.43 | 18844.43 | 18707.69 | 19011.33 | 20272.08 | 21755.85 | 21564.3 | 21192.52 | 20343.31 | 19246.62 | 17849.25 | 16678.71 | 460.9927 | 21755.85 | 12 | 2023
2023-12-15 | 16411.85 | 16750.09 | 16624.55 | 16874.24 | 17778.36 | 19591.88 | 21416.48 | 21719.82 | 21365.53 | 20857.96 | 20418.27 | 19919.79 | 19403.53 | 19073.12 | 18914.33 | 19198.69 | 20465.15 | 21975.12 | 21801.58 | 21436.14 | 20571.97 | 19478.25 | 18098.08 | 16941.97 | 467.0868 | 21975.12 | 12 | 2023
2023-12-16 | 16622.33 | 18609.84 | 18521.98 | 18708.26 | 19212.33 | 19867.54 | 20568.44 | 21337.64 | 21621.31 | 21105.87 | 20298.1 | 19562.34 | 18868.09 | 18323.56 | 18118.74 | 18476.58 | 20001.42 | 21877.71 | 22015.08 | 21945.05 | 21311.89 | 20520.76 | 19519.8 | 18673.67 | 475.6883 | 22015.08 | 12 | 2023
2023-12-17 | 18402.34 | 19252.21 | 19197.31 | 19418.1 | 19955.78 | 20641.84 | 21365.88 | 22130.21 | 22388.1 | 21769.29 | 20881.95 | 20072.59 | 19315.53 | 18718.44 | 18478.28 | 18831.46 | 20395.03 | 22345.58 | 22571.53 | 22543.63 | 21918.22 | 21156.37 | 20181.63 | 19364.4 | 491.2957 | 22571.53 | 12 | 2023
2023-12-18 | 19115.35 | 18207.65 | 18159.78 | 18489.17 | 19477.76 | 21359.59 | 23403.26 | 23745.34 | 23196.81 | 22415.27 | 21759.75 | 21101.56 | 20456.35 | 20007.12 | 19771.95 | 20050 | 21404.01 | 23202.99 | 23165.65 | 22858.35 | 22004.55 | 20982.76 | 19658.03 | 18561.55 | 502.5546 | 23745.34 | 12 | 2023
2023-12-19 | 18225.11 | 17277.43 | 17180.43 | 17455.2 | 18370.66 | 20181.12 | 22012.69 | 22335.55 | 21895.07 | 21321.39 | 20817.44 | 20260.12 | 19688.69 | 19317.72 | 19133.54 | 19429.82 | 20739.62 | 22329.38 | 22207.86 | 21895.05 | 21089.24 | 20032.54 | 18671.73 | 17541.78 | 479.4092 | 22335.55 | 12 | 2023
2023-12-20 | 17256.64 | 16145.27 | 15992.43 | 16208.68 | 17067.64 | 18830.41 | 20633.75 | 20925.26 | 20607.77 | 20158.78 | 19786.42 | 19351.76 | 18885.42 | 18602.05 | 18475.74 | 18776.81 | 20021.79 | 21476.61 | 21262.94 | 20881.58 | 20015.34 | 18908.16 | 17506.69 | 16330.66 | 454.1086 | 21476.61 | 12 | 2023
2023-12-21 | 16085.22 | 15214.86 | 15014.71 | 15181.33 | 15992.32 | 17711.53 | 19483.38 | 19781.15 | 19540.45 | 19198.97 | 18940.17 | 18611.14 | 18234.72 | 18026.72 | 17951.1 | 18258.33 | 19447.82 | 20796 | 20494.82 | 20050.03 | 19135.33 | 17985.81 | 16547.53 | 15330.86 | 433.0143 | 20796 | 12 | 2023
2023-12-22 | 15127.84 | 18733.53 | 18707.79 | 19062.48 | 20067.68 | 21970.86 | 24124.45 | 24464.13 | 23867.71 | 23020 | 22225.89 | 21499.84 | 20794.26 | 20305.4 | 20041.14 | 20312.79 | 21695.62 | 23608 | 23620.96 | 23349.83 | 22468.56 | 21441.85 | 20139.07 | 19068.67 | 509.7183 | 24464.13 | 12 | 2023
2023-12-23 | 18567.95 | 20654.29 | 20669.25 | 20963.75 | 21571.84 | 22335.26 | 23223.41 | 24104.83 | 24243.16 | 23377.79 | 22156.64 | 21190.93 | 20301.68 | 19593.88 | 19280.34 | 19625.05 | 21269.73 | 23539.21 | 23918.73 | 23995.35 | 23390.13 | 22581.12 | 21623.72 | 20865.74 | 523.0438 | 24243.16 | 12 | 2023
2023-12-24 | 20352.2 | 16403.73 | 16193.64 | 16179.02 | 16252.1 | 15910.45 | 15583.53 | 16516.66 | 17513.36 | 17635.8 | 17228.71 | 16717.14 | 15981.17 | 15347.87 | 15183.09 | 15585.87 | 17043.63 | 18733.16 | 18797.22 | 18833.05 | 18290.92 | 17675.71 | 16967.56 | 16297.35 | 407.2229 | 20352.2 | 12 | 2023
2023-12-25 | 16383.62 | 17379.39 | 17275.51 | 17473.91 | 18097.59 | 19035.75 | 19906.46 | 20363.31 | 20501.02 | 20317.25 | 19945.84 | 19365.94 | 18555.26 | 17913.86 | 17651.07 | 17969.73 | 19332.78 | 20972.35 | 20989.4 | 20907.12 | 20293.49 | 19508.63 | 18522.7 | 17654.59 | 456.3166 | 20989.4 | 12 | 2023
2023-12-26 | 17545.39 | 19229.63 | 19303.02 | 19690.49 | 20520.63 | 21826.21 | 23169.59 | 23588.9 | 23679.9 | 23540.94 | 23257.31 | 22714.9 | 21997.3 | 21548.08 | 21402.03 | 21779.36 | 23391.55 | 25230.15 | 25045.11 | 24580.81 | 23528.31 | 22242.39 | 20881.66 | 19760.66 | 529.4543 | 25230.15 | 12 | 2023
2023-12-27 | 19237.24 | 20898.85 | 20982.39 | 21447.44 | 22604.54 | 24898.53 | 27145.85 | 27462.57 | 26659.9 | 25526.55 | 24435.2 | 23310.95 | 22248.85 | 21580.53 | 21206.25 | 21481.36 | 23124.06 | 25423.95 | 25681.26 | 25586.46 | 24870.9 | 23830.08 | 22407.44 | 21421.11 | 563.4723 | 27462.57 | 12 | 2023
2023-12-28 | 20916.33 | 22523.66 | 22714.19 | 23358.01 | 24741.03 | 27113.81 | 29409.02 | 29718.94 | 28771.47 | 27433.2 | 26124.57 | 24796.76 | 23561.93 | 22651.31 | 22130.99 | 22428.07 | 24293.98 | 26798.94 | 27225.7 | 27245.84 | 26630.1 | 25672.54 | 24317.66 | 23259.59 | 603.8376 | 29718.94 | 12 | 2023
2023-12-29 | 22641.29 | 23239.35 | 23464.52 | 24149.39 | 25585.67 | 28019.32 | 30348.68 | 30666.15 | 29667.2 | 28251.59 | 26855.18 | 25445.93 | 24146.14 | 23175.86 | 22602.94 | 22891.1 | 24787.63 | 27365 | 27845.6 | 27896.73 | 27285.9 | 26347.48 | 25022.91 | 23993.9 | 621.6955 | 30666.15 | 12 | 2023
2023-12-30 | 23377.15 | 20294.67 | 20277.22 | 20539.42 | 21115.93 | 21831.2 | 22631.95 | 23536.16 | 23755.45 | 22996.38 | 21928.03 | 21062.34 | 20262.39 | 19631.93 | 19373.76 | 19739.47 | 21361.26 | 23568.82 | 23861.66 | 23864.5 | 23198.32 | 22332.86 | 21364.41 | 20560.68 | 522.466 | 23864.5 | 12 | 2023
2023-12-31 | 20371.36 | 17868.32 | 17742.58 | 17889.24 | 18355.44 | 18975.03 | 19649.14 | 20423.9 | 20768.91 | 20339.85 | 19621.44 | 18970.06 | 18347.66 | 17863.82 | 17700.95 | 18062.88 | 19542.88 | 21332.91 | 21400.05 | 21278.45 | 20604.74 | 19779.42 | 18750.47 | 17873.56 | 463.5131 | 21400.05 | 12 | 2023
2024-01-01 | 17998.16 | 15090.08 | 14869.11 | 14885.92 | 15246.01 | 15933.68 | 16687.49 | 16990.28 | 17282.76 | 17534.89 | 17640.54 | 17577.77 | 17256.39 | 16965.31 | 16879.09 | 17086.48 | 17680.22 | 18742.85 | 18759.83 | 18613.04 | 17888.51 | 17046.38 | 16091.25 | 15293.57 | 406.0396 | 18759.83 | 1 | 2024
2024-01-02 | 15357.27 | 19851.92 | 19881.15 | 20218.71 | 21056.47 | 22972.38 | 25519.21 | 25727.41 | 24905.05 | 23964.15 | 23068.27 | 22135.36 | 21525.57 | 21064.5 | 20782.87 | 20939.22 | 21772.19 | 23901.86 | 24451.63 | 24417.36 | 23485.2 | 22243.72 | 21172.37 | 20372.16 | 530.786 | 25727.41 | 1 | 2024
2024-01-03 | 19813.86 | 19087.58 | 19077.78 | 19374.66 | 20172.43 | 21750.52 | 24093.15 | 24309.23 | 23582.38 | 22775.24 | 22028.7 | 21515.42 | 20990.53 | 20591.35 | 20351.22 | 20512.3 | 21299.38 | 23057.48 | 23499.09 | 23386.84 | 22395.8 | 21486.46 | 20384.78 | 19550.72 | 515.0869 | 24309.23 | 1 | 2024
2024-01-04 | 19194.67 | 20045.66 | 20079.53 | 20422.99 | 21264.65 | 23283.9 | 25824.65 | 26042.02 | 25217.92 | 24270.54 | 23368.11 | 22429.31 | 21720.94 | 21259.13 | 20978.35 | 21139.25 | 21980.59 | 24232.61 | 24790.47 | 24752.58 | 23826.9 | 22554.62 | 21398.77 | 20595.93 | 540.6741 | 26042.02 | 1 | 2024
2024-01-05 | 20165.11 | 17593.95 | 17506.69 | 17725.62 | 18462.28 | 19995.21 | 21611.31 | 21773.17 | 21415.64 | 21059.23 | 20744.82 | 20403.03 | 20026.39 | 19747.68 | 19587.34 | 19745.06 | 20431.75 | 21722.51 | 21867.27 | 21679.81 | 20922.4 | 19972.76 | 18813.06 | 17911.4 | 480.8835 | 21867.27 | 1 | 2024
2024-01-06 | 17676.71 | 15683.32 | 15456.62 | 15445.45 | 15686.77 | 16119.25 | 16714.07 | 17272.69 | 17711.43 | 17732.84 | 17521.45 | 17366.73 | 17169.7 | 16983.61 | 16964.85 | 17201.97 | 17903.67 | 19114.06 | 19199.37 | 19037.66 | 18281.79 | 17421.5 | 16444.03 | 15654.41 | 411.7639 | 19199.37 | 1 | 2024
2024-01-07 | 15607.24 | 18519.02 | 18433.07 | 18570.14 | 18953.06 | 19508.23 | 20180.59 | 20727.15 | 20942.27 | 20647.95 | 20101.9 | 19633.75 | 19170.98 | 18762.32 | 18595.68 | 18817.68 | 19682.94 | 21208.97 | 21554.77 | 21572.32 | 20968.36 | 20235.71 | 19363.43 | 18691.11 | 470.4486 | 21572.32 | 1 | 2024
2024-01-08 | 18377.04 | 20237.98 | 20284.63 | 20643.75 | 21521.33 | 23695.26 | 26239.07 | 26467.1 | 25621.85 | 24638.15 | 23690.88 | 22713.84 | 21928.28 | 21441.77 | 21146.72 | 21294.29 | 22133.89 | 24448.12 | 25033.42 | 24997.73 | 24077.97 | 22821.79 | 21591.57 | 20794.68 | 545.8411 | 26467.1 | 1 | 2024
2024-01-09 | 20302.23 | 18771.66 | 18742.8 | 19019.69 | 19798.09 | 21352.16 | 23452.31 | 23681.63 | 23008.36 | 22272.22 | 21742.96 | 21275.43 | 20788.42 | 20421.87 | 20205.74 | 20373.22 | 21136.77 | 22744.48 | 23131.83 | 22965.43 | 22059.8 | 21175.14 | 20054.33 | 19201.19 | 507.6778 | 23681.63 | 1 | 2024
2024-01-10 | 18889.21 | 18306.93 | 18254.39 | 18506.11 | 19261.01 | 20792.86 | 22586.34 | 22821.11 | 22206.34 | 21711.69 | 21320.6 | 20907.48 | 20465.62 | 20137.36 | 19947.29 | 20118.62 | 20854.42 | 22238.35 | 22559.08 | 22342.8 | 21620.27 | 20714.07 | 19574.39 | 18701.06 | 494.8374 | 22821.11 | 1 | 2024
2024-01-11 | 18378.63 | 18006.29 | 17938.13 | 18173.37 | 18912.55 | 20429.19 | 22030.4 | 22259.8 | 21797.4 | 21400.44 | 21047.42 | 20669.95 | 20258.01 | 19955.05 | 19782.3 | 19956.29 | 20673.64 | 22009.92 | 22198.77 | 22039.74 | 21336.33 | 20416.15 | 19263.73 | 18376.71 | 487.3102 | 22259.8 | 1 | 2024
2024-01-12 | 18081.01 | 19773.4 | 19790.83 | 20120.16 | 20961.83 | 22798.32 | 25296.96 | 25537.6 | 24762.51 | 23874.55 | 23027.98 | 22158.08 | 21585.75 | 21143.99 | 20877.65 | 21028.49 | 21835.37 | 23911.33 | 24417.22 | 24314.38 | 23353.83 | 22138.09 | 21051.61 | 20233.84 | 532.0748 | 25537.6 | 1 | 2024
2024-01-13 | 19784.87 | 17418.9 | 17273.95 | 17349.28 | 17672.08 | 18166.42 | 18784.09 | 19344.7 | 19660.19 | 19503.76 | 19102.8 | 18768.98 | 18420.02 | 18107.44 | 18007.38 | 18240.75 | 19035.56 | 20426.24 | 20662.24 | 20590.45 | 19931.76 | 19147.34 | 18224.89 | 17498.98 | 451.1231 | 20662.24 | 1 | 2024
2024-01-14 | 17406.58 | 16753.88 | 16575.89 | 16616.22 | 16906.11 | 17371.4 | 17970.16 | 18533.85 | 18902.04 | 18819.84 | 18497.85 | 18238.57 | 17952.06 | 17692.08 | 17627.18 | 17864.58 | 18621.03 | 19937.1 | 20111.51 | 19996.58 | 19301.63 | 18487.01 | 17539.62 | 16786.3 | 434.5091 | 20111.51 | 1 | 2024
2024-01-15 | 16666.54 | 18509.9 | 18465.6 | 18729.28 | 19514.58 | 21071.28 | 22967.59 | 23223.54 | 22608 | 21999.98 | 21596.89 | 21176.57 | 20739.6 | 20400.34 | 20206.33 | 20369.95 | 21101.71 | 22581.14 | 22911.97 | 22676.71 | 21851.72 | 20946.02 | 19805.59 | 18927.6 | 499.0484 | 23223.54 | 1 | 2024
2024-01-16 | 18505.84 | 20744.1 | 20808.82 | 21184.62 | 22056.43 | 24495.41 | 27005.33 | 27235.8 | 26348.38 | 25304.05 | 24295.72 | 23252.88 | 22241.78 | 21694.29 | 21384.3 | 21546.88 | 22528.22 | 24983.9 | 25630.59 | 25621.8 | 24773.88 | 23554.68 | 22079.42 | 21299.78 | 558.5769 | 27235.8 | 1 | 2024
2024-01-17 | 20800.07 | 24680.06 | 25016.67 | 25845.74 | 27453.8 | 30154.44 | 32794.73 | 33004.71 | 31743.27 | 30170.91 | 28603.36 | 27037.84 | 25582.46 | 24428.92 | 23708.68 | 23918.14 | 25498.85 | 28481.65 | 29563.19 | 29853.6 | 29258.08 | 28251.75 | 26830.79 | 25852.74 | 658.5344 | 33004.71 | 1 | 2024
2024-01-18 | 24899.84 | 23903.83 | 24200.66 | 24987.99 | 26555.72 | 29219.04 | 31831.19 | 32047.11 | 30850.74 | 29369.19 | 27897.53 | 26421.22 | 25041.63 | 23951.73 | 23274.5 | 23489.58 | 25023.5 | 27916.32 | 28924.16 | 29160.06 | 28524.3 | 27482.45 | 26030.07 | 25017.56 | 646.0199 | 32047.11 | 1 | 2024
2024-01-19 | 24315.43 | 22396.07 | 22613.83 | 23321.89 | 24826.21 | 27441.35 | 30006.4 | 30245.89 | 29184.11 | 27884.8 | 26601.18 | 25299.18 | 24071.3 | 23104.47 | 22508.94 | 22721.32 | 24152.59 | 26860.95 | 27712.33 | 27824.06 | 27080.28 | 25956.51 | 24443.79 | 23361.04 | 613.9339 | 30245.89 | 1 | 2024
2024-01-20 | 22730.86 | 21633.59 | 21693.33 | 21984.66 | 22654.51 | 23681.38 | 24756.92 | 25592.48 | 25593.91 | 24668.59 | 23336.43 | 22154.15 | 21421.21 | 20787.74 | 20477.06 | 20693.82 | 21724.67 | 24206.8 | 25126.44 | 25386.24 | 24753.28 | 23855.39 | 22685.55 | 21998.53 | 553.5975 | 25593.91 | 1 | 2024
2024-01-21 | 21732.8 | 21136.91 | 21171.21 | 21435.78 | 21937.95 | 22780.75 | 23829 | 24670.35 | 24734.54 | 23896.76 | 22657.04 | 21759.88 | 21075.42 | 20482.73 | 20199.65 | 20420.11 | 21421.07 | 23662.9 | 24511.51 | 24718.68 | 24047.02 | 23114.92 | 22046.23 | 21464.07 | 538.9073 | 24734.54 | 1 | 2024
2024-01-22 | 21201 | 19663.71 | 19670.95 | 19989.12 | 20825.63 | 22562.79 | 24989.45 | 25256.76 | 24531.32 | 23701.85 | 22915.14 | 22120.39 | 21589.4 | 21172.69 | 20930.82 | 21096.32 | 21885.65 | 23928.8 | 24401.23 | 24234.94 | 23284.51 | 22096.45 | 20985.91 | 20144.91 | 533.1797 | 25256.76 | 1 | 2024
2024-01-23 | 19817.26 | 20434.28 | 20477.5 | 20830.95 | 21680.34 | 23882.34 | 26327.01 | 26579.46 | 25757.82 | 24797.95 | 23877.59 | 22914.08 | 22024.84 | 21551.3 | 21270.5 | 21443.14 | 22330.37 | 24706.67 | 25291.74 | 25210.74 | 24346.69 | 23101.66 | 21752.51 | 20948.56 | 551.3553 | 26579.46 | 1 | 2024
2024-01-24 | 20532.65 | 21740.47 | 21847.29 | 22268.09 | 23692.34 | 26219.41 | 28708.87 | 28956.37 | 27984.9 | 26812.02 | 25665.66 | 24489.68 | 23364.89 | 22489.85 | 22031.99 | 22202.04 | 23578.37 | 26168.68 | 26930.99 | 26967.03 | 26210.03 | 25052.64 | 23487.3 | 22354.01 | 589.7556 | 28956.37 | 1 | 2024
2024-01-25 | 21857.7 | 21341.44 | 21427.78 | 21826.9 | 22998.45 | 25496.14 | 27962.7 | 28215.22 | 27294.56 | 26192.37 | 25120.8 | 24014.76 | 22948.89 | 22135.26 | 21810.86 | 21981.01 | 23214.33 | 25734.41 | 26439.24 | 26431.89 | 25643.55 | 24458.49 | 22868.43 | 21914.34 | 579.3295 | 28215.22 | 1 | 2024
2024-01-26 | 21529.38 | 23128.45 | 23372.45 | 24108.92 | 25637.85 | 28254.24 | 30782.59 | 31040.57 | 29952.62 | 28607.23 | 27273.13 | 25920.11 | 24648.38 | 23646.58 | 23033.88 | 23255.62 | 24713.18 | 27473.35 | 28371.66 | 28483.69 | 27789.13 | 26693.14 | 25185.32 | 24113.69 | 627.0152 | 31040.57 | 1 | 2024
2024-01-27 | 23331.82 | 20555.48 | 20554.74 | 20782.67 | 21248.81 | 21844.29 | 22650.02 | 23515.27 | 23677.84 | 22970.38 | 21963.82 | 21318.12 | 20703.33 | 20170.3 | 19930.61 | 20162.84 | 21120.62 | 23084.87 | 23834.13 | 23942.87 | 23233.52 | 22271.75 | 21440 | 20822.03 | 525.1301 | 23942.87 | 1 | 2024
2024-01-28 | 20651.2 | 20777.69 | 20786.66 | 21024.91 | 21500.57 | 22101.73 | 23035.63 | 23903.66 | 24046.02 | 23308.2 | 22172.88 | 21500.57 | 20868.19 | 20320.63 | 20072.03 | 20304.87 | 21273.42 | 23346.16 | 24122.14 | 24242.97 | 23553.47 | 22591.16 | 21667.39 | 21056.01 | 528.2282 | 24242.97 | 1 | 2024
2024-01-29 | 20794.78 | 19550.27 | 19544.92 | 19850.49 | 20672.91 | 22293.78 | 24657.63 | 24947.81 | 24268.34 | 23494.5 | 22764.8 | 22053.68 | 21550.31 | 21157.75 | 20935.9 | 21110.97 | 21882.82 | 23874.33 | 24310.35 | 24086.53 | 23137.71 | 21991.23 | 20861.17 | 20002.08 | 529.7951 | 24947.81 | 1 | 2024
2024-01-30 | 19678.68 | 16747.73 | 16598.49 | 16750.42 | 17404.08 | 18812.52 | 20280.85 | 20479.55 | 20248.03 | 20056.08 | 19917.36 | 19732.44 | 19484.88 | 19322 | 19252.51 | 19456.57 | 20073.23 | 21217.25 | 21253.4 | 20934.66 | 20181.19 | 19194.02 | 17954.39 | 16979.31 | 462.0096 | 21253.4 | 1 | 2024
2024-01-31 | 16815.7 | 19438.74 | 19415.89 | 19701.65 | 20482.94 | 21999.23 | 24281.8 | 24583.13 | 23954.46 | 23249.54 | 22599.8 | 21962.31 | 21489.78 | 21139.85 | 20947.88 | 21147.56 | 21918.19 | 23924.35 | 24312.26 | 24045.24 | 23089.33 | 21934.92 | 20778.8 | 19899.39 | 523.1127 | 24583.13 | 1 | 2024
2024-02-01 | 19455.86 | 20304.66 | 20423.68 | 20878.79 | 21882.12 | 24366.04 | 26798.99 | 26854.13 | 25833.64 | 24690.06 | 23618.61 | 22545.17 | 21588.99 | 21006.1 | 20602.55 | 20636.76 | 21229.05 | 22939.43 | 24125.35 | 24371.29 | 23655.32 | 22628.48 | 21461.15 | 20725.25 | 542.6215 | 26854.13 | 2 | 2024
2024-02-02 | 20362.47 | 19847.29 | 19940.12 | 20372.03 | 21332.5 | 23641.35 | 26053.36 | 26127.35 | 25170.15 | 24109.05 | 23119.85 | 22123.89 | 21354.36 | 20809.82 | 20431.65 | 20457.03 | 21009.8 | 22531.41 | 23642 | 23820.24 | 23041.69 | 21972.43 | 20956.26 | 20196.58 | 532.4227 | 26127.35 | 2 | 2024
2024-02-03 | 19889.73 | 19636.96 | 19672.63 | 19957.01 | 20490.46 | 21225.36 | 22069.33 | 22698.41 | 22678.04 | 21884.36 | 21023.82 | 20308.8 | 19647.22 | 19062.93 | 18741.1 | 18840.34 | 19508.47 | 20967.29 | 21879.23 | 22224.4 | 21669.38 | 21061.84 | 20322 | 19749.12 | 495.2082 | 22698.41 | 2 | 2024
2024-02-04 | 19588.03 | 19836.47 | 19880.66 | 20174.12 | 20715.87 | 21455.31 | 22379.32 | 23011.19 | 22975.24 | 22157.84 | 21206.35 | 20473.38 | 19796.48 | 19199.56 | 18870.07 | 18970.16 | 19647.68 | 21124.72 | 22099.26 | 22468.31 | 21860.95 | 21261.69 | 20526.07 | 19958.69 | 499.6374 | 23011.19 | 2 | 2024
2024-02-05 | 19778.53 | 22149.03 | 22420.77 | 23162.46 | 24655.69 | 27243.41 | 29713.66 | 29793.6 | 28634.1 | 27278.08 | 25979.22 | 24700.99 | 23525.79 | 22574.82 | 21930.78 | 21967.47 | 22888.68 | 25042.8 | 26404.46 | 26735.46 | 26109.73 | 25160.48 | 23882.02 | 22946.47 | 594.6785 | 29793.6 | 2 | 2024
2024-02-06 | 22259.36 | 23055.58 | 23361.06 | 24136.83 | 25642.16 | 28230.19 | 30702.91 | 30780.02 | 29568.45 | 28139.98 | 26771.18 | 25424.7 | 24183.11 | 23193.56 | 22524.68 | 22579.98 | 23560.37 | 25803.73 | 27230.68 | 27605.92 | 27034.37 | 26114.26 | 24849.12 | 23937.39 | 616.6896 | 30780.02 | 2 | 2024
2024-02-07 | 23287.84 | 18673.19 | 18703.23 | 19064.85 | 19944.25 | 21649.48 | 23957.08 | 24045.25 | 23234.37 | 22376.46 | 21615.78 | 21049.97 | 20488.49 | 20051.86 | 19750.16 | 19804.85 | 20290.77 | 21498.75 | 22341.03 | 22395.89 | 21649.09 | 20824.74 | 19772.42 | 18953.51 | 505.4233 | 24045.25 | 2 | 2024
2024-02-08 | 18828.56 | 19509.44 | 19579.58 | 19983.81 | 20902.99 | 22994.83 | 25326.73 | 25413.69 | 24518.52 | 23540.09 | 22642.59 | 21726.92 | 21085.72 | 20586.12 | 20243.15 | 20294.83 | 20826.85 | 22232.78 | 23293.43 | 23412.86 | 22652.05 | 21656.66 | 20632.49 | 19845.26 | 521.7299 | 25413.69 | 2 | 2024
2024-02-09 | 19545.15 | 18525.5 | 18541.72 | 18894.31 | 19775.49 | 21488.96 | 23691.21 | 23802.47 | 23032.71 | 22223.73 | 21563.66 | 21027.27 | 20495.8 | 20079.83 | 19792.44 | 19839.06 | 20300.31 | 21472.2 | 22238.06 | 22240.57 | 21508.4 | 20660.78 | 19595.1 | 18758.69 | 499.0934 | 23802.47 | 2 | 2024
2024-02-10 | 18518.09 | 17881.85 | 17820.62 | 18003.77 | 18438.14 | 19068.18 | 19723.33 | 20208.89 | 20364.09 | 20012.43 | 19433.1 | 18941.07 | 18467.41 | 18042.27 | 17831.58 | 17953.6 | 18505.62 | 19740.98 | 20471.97 | 20581.4 | 20023.39 | 19331.73 | 18504.84 | 17840.19 | 455.7085 | 20581.4 | 2 | 2024
2024-02-11 | 17765.4 | 20136.53 | 20185.99 | 20486.06 | 21031.38 | 21755.98 | 22729.51 | 23386.62 | 23358.34 | 22540.27 | 21486.77 | 20748.52 | 20066.58 | 19467.01 | 19140.84 | 19252.15 | 19932.68 | 21416.24 | 22506.04 | 22843.87 | 22260.79 | 21572.89 | 20827.12 | 20253.15 | 505.1507 | 23386.62 | 2 | 2024
2024-02-12 | 19998.35 | 21138.28 | 21285.72 | 21774.64 | 23159.26 | 25658.72 | 28020.49 | 28124.92 | 27084.6 | 25888.42 | 24754.85 | 23620.78 | 22564.26 | 21758.23 | 21340.93 | 21380.45 | 22017.62 | 24003.82 | 25246.05 | 25457.86 | 24800.91 | 23807.87 | 22470.93 | 21594.77 | 566.9527 | 28124.92 | 2 | 2024
2024-02-13 | 21187.48 | 18942.32 | 18976.97 | 19344.41 | 20227.04 | 22012.95 | 24268.79 | 24380.12 | 23576.42 | 22718.14 | 21947.24 | 21296.12 | 20729.84 | 20290.84 | 19992.27 | 20057.39 | 20545.79 | 21759.16 | 22704.31 | 22730.08 | 21937.99 | 21102.38 | 20040.82 | 19215.8 | 509.9847 | 24380.12 | 2 | 2024
2024-02-14 | 19020.21 | 19341.97 | 19395.8 | 19783.52 | 20685.3 | 22657.57 | 24923.64 | 25034.4 | 24190.47 | 23274.56 | 22442.73 | 21618.13 | 21015.95 | 20546.94 | 20228.68 | 20292.61 | 20803.11 | 22142.71 | 23160.63 | 23216.96 | 22454.82 | 21500.2 | 20451.89 | 19642.03 | 517.8248 | 25034.4 | 2 | 2024
2024-02-15 | 19346.74 | 17611.68 | 17577.72 | 17873.21 | 18686.32 | 20312.7 | 22014.85 | 22141.08 | 21526.1 | 21052.87 | 20657.25 | 20241.34 | 19805.8 | 19476.68 | 19252.41 | 19328.05 | 19735.86 | 20794.01 | 21378.84 | 21307.11 | 20663.18 | 19785.15 | 18668.53 | 17783.38 | 477.0209 | 22141.08 | 2 | 2024
2024-02-16 | 17637.82 | 16980.33 | 16911.16 | 17174.5 | 17968.43 | 19587.41 | 21171.99 | 21277.51 | 20862.58 | 20471.08 | 20156.36 | 19815.51 | 19447.6 | 19170.51 | 18980.55 | 19047.73 | 19405.34 | 20379.07 | 20889.67 | 20753.16 | 20047.59 | 19127.58 | 17985.13 | 17068 | 462.3166 | 21277.51 | 2 | 2024
2024-02-17 | 16887.44 | 17535.59 | 17447.49 | 17603.46 | 18009.15 | 18596.09 | 19189.59 | 19696.64 | 19908.56 | 19628.34 | 19124.4 | 18698.44 | 18279.85 | 17902.55 | 17728.74 | 17865.67 | 18383.29 | 19553.07 | 20233.1 | 20278.49 | 19712.36 | 19000.08 | 18139.02 | 17440.91 | 446.8423 | 20278.49 | 2 | 2024
2024-02-18 | 17341 | 20447.93 | 20503.66 | 20811.16 | 21361.53 | 22187.23 | 23103.05 | 23784.72 | 23761.14 | 22938.36 | 21783.25 | 21029.79 | 20339.9 | 19735.6 | 19411.35 | 19533.93 | 20218.53 | 21710.4 | 22919.21 | 23227.67 | 22680.58 | 21891.47 | 21136.73 | 20557.62 | 512.4158 | 23784.72 | 2 | 2024
2024-02-19 | 20276.75 | 21602.96 | 21764.2 | 22411.89 | 23849.8 | 26339.63 | 28649.58 | 28777.82 | 27726.1 | 26502.42 | 25339.17 | 24172.86 | 23086.69 | 22213.92 | 21703.34 | 21753.63 | 22542.1 | 24562.56 | 25837.49 | 26032.52 | 25421.69 | 24450.29 | 23109 | 22114.51 | 580.2409 | 28777.82 | 2 | 2024
2024-02-20 | 21651.39 | 19788.89 | 19856.14 | 20259.06 | 21172.8 | 23312.49 | 25531.06 | 25663.85 | 24807.95 | 23864.69 | 23002.71 | 22111.09 | 21382.37 | 20896.93 | 20572.39 | 20645.64 | 21168.84 | 22673.51 | 23724.02 | 23766.9 | 23049.72 | 21972.81 | 20903.5 | 20094.81 | 531.8736 | 25663.85 | 2 | 2024
2024-02-21 | 19870.58 | 15779.5 | 15645.24 | 15836.26 | 16546.7 | 18066.61 | 19569.35 | 19684.01 | 19379.56 | 19142.16 | 18995.81 | 18808.77 | 18566.8 | 18401.35 | 18290.77 | 18388.48 | 18676.58 | 19504.78 | 19903.04 | 19675.09 | 18943.33 | 17978.07 | 16773.12 | 15793.71 | 438.2197 | 19903.04 | 2 | 2024
2024-02-22 | 15787.22 | 15332.68 | 15174.6 | 15340.8 | 16026.87 | 17522.73 | 19004.59 | 19124.48 | 18860.19 | 18678.11 | 18590.15 | 18456.81 | 18260.53 | 18133.52 | 18049.3 | 18151.4 | 18411.24 | 19185.3 | 19539.44 | 19276.48 | 18522.79 | 17536.66 | 16311.64 | 15310.48 | 424.588 | 19539.44 | 2 | 2024
2024-02-23 | 15210.47 | 16406.89 | 16298.83 | 16522.36 | 17275.49 | 18839.27 | 20351.75 | 20481.39 | 20143.38 | 19851.19 | 19641.27 | 19393.93 | 19104.11 | 18894.39 | 18754.81 | 18839.16 | 19148.15 | 20028.76 | 20466 | 20247.51 | 19522.26 | 18570.94 | 17384.33 | 16422.97 | 447.7996 | 20481.39 | 2 | 2024
2024-02-24 | 16205.12 | 17744.34 | 17656.44 | 17813.63 | 18218.05 | 18784.32 | 19328.28 | 19855.68 | 20082.12 | 19813.25 | 19321.08 | 18901.92 | 18487.52 | 18115.78 | 17951.22 | 18101.04 | 18615.58 | 19779.84 | 20458.67 | 20472.19 | 19927.75 | 19219.38 | 18343.61 | 17634.17 | 450.831 | 20472.19 | 2 | 2024
2024-02-25 | 17506.52 | 16839.98 | 16705.57 | 16813.9 | 17171.21 | 17693.42 | 18203.49 | 18738.23 | 19041.07 | 18878.63 | 18498.87 | 18184.38 | 17858.73 | 17561.61 | 17447.63 | 17604.32 | 18064.08 | 19122.89 | 19715.44 | 19664.4 | 19073.15 | 18323.26 | 17410.44 | 16660.54 | 432.7818 | 19715.44 | 2 | 2024
2024-02-26 | 16647.22 | 16057.64 | 15932.01 | 16135.4 | 16875.54 | 18412.57 | 19892.92 | 20033.02 | 19735.91 | 19496.34 | 19342.06 | 19150.24 | 18914.41 | 18739.89 | 18629.24 | 18724.11 | 19007.57 | 19840.32 | 20242.4 | 19985.06 | 19253.17 | 18289.8 | 17079.13 | 16091.08 | 442.507 | 20242.4 | 2 | 2024
2024-02-27 | 15944.8 | 17863.67 | 17824.77 | 18116.94 | 18922.18 | 20508.25 | 22161.07 | 22335.53 | 21730.56 | 21260.75 | 20896.99 | 20503.52 | 20085.37 | 19774.13 | 19571.49 | 19668.96 | 20064.94 | 21101.73 | 21675.22 | 21542.44 | 20930.34 | 20054.47 | 18909.29 | 18000.61 | 479.448 | 22335.53 | 2 | 2024
2024-02-28 | 17718.64 | 19259.78 | 19289.09 | 19653.21 | 20526.96 | 22355.63 | 24466.98 | 24636.48 | 23886.03 | 23077.74 | 22356.06 | 21623.34 | 21076.88 | 20658.47 | 20385.33 | 20476.76 | 20951.6 | 22251.14 | 23204.28 | 23130.77 | 22391.24 | 21440.77 | 20345.14 | 19492.2 | 514.6545 | 24636.48 | 2 | 2024
2024-02-29 | 19177.15 | 17537.32 | 17479.24 | 17751.57 | 18537.01 | 20100.11 | 21589.78 | 21756.03 | 21311.38 | 20916.41 | 20601.26 | 20252.23 | 19871.67 | 19592.52 | 19413.06 | 19515.94 | 19888.47 | 20880.4 | 21418.15 | 21251.52 | 20624.96 | 19732.84 | 18569.44 | 17641.7 | 475.4102 | 21756.03 | 2 | 2024
2024-03-01 | 17613.12 | 16388.54 | 16374.56 | 16678.88 | 17489.42 | 19128.03 | 20881.77 | 20967.2 | 20288.73 | 19692.37 | 19317.58 | 18986.76 | 18622.44 | 18315.71 | 18117.78 | 18113.19 | 18379.7 | 19033.69 | 19583.36 | 19707.01 | 19050.15 | 18164.86 | 17059.12 | 16219.03 | 444.173 | 20967.2 | 3 | 2024
2024-03-02 | 16191.84 | 18557.74 | 18611.89 | 18896.67 | 19419.28 | 20320.67 | 21007.18 | 21588.16 | 21529.88 | 20829.5 | 19893.44 | 19206.67 | 18638.06 | 18108.96 | 17841.41 | 17895.59 | 18412.04 | 19440.37 | 20495.35 | 21005.07 | 20457.59 | 19659.78 | 18888.99 | 18328.81 | 465.2249 | 21588.16 | 3 | 2024
2024-03-03 | 18254.77 | 18972.37 | 19046.51 | 19352.41 | 19992.82 | 20965.59 | 21662.68 | 22242.98 | 22144.19 | 21385.94 | 20388.38 | 19540.06 | 18934.04 | 18373.69 | 18085.72 | 18138.39 | 18677.81 | 19763.56 | 20950.6 | 21491.19 | 20973.48 | 20195.76 | 19315.11 | 18770.96 | 477.619 | 22242.98 | 3 | 2024
2024-03-04 | 18736.82 | 20571.87 | 20820.43 | 21495.93 | 22863.02 | 25243.06 | 27245.44 | 27315.26 | 26236.82 | 25066.75 | 24024.13 | 22998.46 | 22031.78 | 21225.39 | 20696.92 | 20674.87 | 21328.05 | 22757.06 | 23962.48 | 24429.98 | 23881.11 | 22949.75 | 21683.5 | 20786.42 | 549.0253 | 27315.26 | 3 | 2024
2024-03-05 | 20447.17 | 19871.06 | 20077.67 | 20708.15 | 22012.36 | 24325 | 26281.59 | 26348.21 | 25326.29 | 24241.26 | 23292.89 | 22349.9 | 21439.97 | 20699.77 | 20212.58 | 20209.95 | 20826.33 | 22175.78 | 23317.33 | 23741.59 | 23176.76 | 22219.07 | 20919.48 | 19994.38 | 534.2145 | 26348.21 | 3 | 2024
2024-03-06 | 19785.15 | 18759.91 | 18862.14 | 19279.11 | 20392.6 | 22638.1 | 24544.32 | 24621.6 | 23716.78 | 22795.29 | 22019.56 | 21237.3 | 20463.71 | 19838.14 | 19470.29 | 19477.23 | 19968.13 | 21155.5 | 22164.23 | 22490.38 | 21852.95 | 20831.08 | 19531.03 | 18776.69 | 504.6712 | 24621.6 | 3 | 2024
2024-03-07 | 18677.78 | 18533.82 | 18623.33 | 19027.14 | 20045.18 | 22272.14 | 24159.71 | 24242.38 | 23366.73 | 22484.87 | 21750.56 | 21006.35 | 20264.97 | 19666.82 | 19354.43 | 19364.38 | 19800.1 | 20949.02 | 21926.82 | 22225.79 | 21574.5 | 20538.22 | 19296.28 | 18529.83 | 497.6812 | 24242.38 | 3 | 2024
2024-03-08 | 18425.57 | 18141.91 | 18204.73 | 18591.39 | 19477.89 | 21675.72 | 23540.24 | 23644.14 | 22824 | 22016.65 | 21349.41 | 20671.99 | 19992.29 | 19492.61 | 19224.31 | 19222.94 | 19575.25 | 20621 | 21531.34 | 21765.35 | 21056.9 | 19982.21 | 18850.65 | 18064.2 | 487.9427 | 23644.14 | 3 | 2024
2024-03-09 | 17962.42 | 16994.65 | 16960.88 | 17154.52 | 17587.12 | 18204.11 | 18622.31 | 19091.97 | 19199.9 | 18878.96 | 18388.37 | 17989.49 | 17590.9 | 17206.63 | 17041.77 | 17116.86 | 17527.46 | 18352.68 | 19056.29 | 19296.17 | 18800.31 | 18115.51 | 17266.23 | 16622.21 | 431.0277 | 19296.17 | 3 | 2024
2024-03-10 | 16693.09 | 16797.52 | 16737.24 | 16925.04 | 17325.82 | 17942.76 | 18675.18 | 19259.23 | 19499.92 | 19230.96 | 18712.18 | 18265.75 | 17842.5 | 17427.97 | 17190.23 | 17225.71 | 17461.03 | 17796.57 | 18512.1 | 19556.06 | 19322.62 | 18678.54 | 17774.96 | 17056.92 | 431.9099 | 19556.06 | 3 | 2024
2024-03-11 | 16803.97 | 17369.42 | 17380.94 | 17726.93 | 18558.12 | 20432.33 | 22667.54 | 22937.19 | 22368.37 | 21735.18 | 21150.86 | 20527.05 | 19916.89 | 19456.21 | 19160.19 | 19133.22 | 19273.64 | 19531.64 | 20343.68 | 21560.73 | 21171.81 | 20113.37 | 18862.33 | 17960.15 | 476.1418 | 22937.19 | 3 | 2024
2024-03-12 | 17499.2 | 16255.14 | 16206.5 | 16487.98 | 17238.23 | 18804.93 | 20781.46 | 21048.02 | 20590.04 | 20119.88 | 19712.19 | 19305.1 | 18943.34 | 18641.56 | 18403.23 | 18395.02 | 18476.83 | 18614.56 | 19163.42 | 20165.93 | 19722.84 | 18858.04 | 17665.16 | 16722.6 | 447.8212 | 21048.02 | 3 | 2024
2024-03-13 | 16383.99 | 16186.47 | 16079.62 | 16306.5 | 17001.57 | 18507.89 | 20345.48 | 20698.65 | 20451.58 | 20245.42 | 20135.33 | 19978.31 | 19771.84 | 19617.45 | 19503.06 | 19565.03 | 19647.57 | 19698.69 | 20204.6 | 21138.37 | 20524.1 | 19344.26 | 18028.69 | 16965.28 | 456.3297 | 21138.37 | 3 | 2024
2024-03-14 | 16415.44 | 14765.11 | 14640.71 | 14842.74 | 15515.98 | 17010.15 | 18604.43 | 18816.76 | 18590.67 | 18405.44 | 18279.24 | 18107 | 17886.76 | 17703.79 | 17546.02 | 17547.56 | 17538.46 | 17503.74 | 17913.9 | 18677.9 | 18271.67 | 17366.46 | 16115.05 | 15107.93 | 413.1729 | 18816.76 | 3 | 2024
2024-03-15 | 14842.07 | 15951.76 | 15878.78 | 16145.78 | 16889.35 | 18459.74 | 20273.13 | 20566.21 | 20162.7 | 19763.3 | 19441.35 | 19149.02 | 18831.6 | 18559.67 | 18344.55 | 18327.23 | 18375.64 | 18456.59 | 18955.09 | 19810.4 | 19387.45 | 18517.93 | 17307.75 | 16345.12 | 438.7422 | 20566.21 | 3 | 2024
2024-03-16 | 15930.52 | 15185.95 | 15036.12 | 15130.83 | 15440.32 | 15959.36 | 16595.53 | 17206.85 | 17602.68 | 17546.16 | 17249.45 | 17008.04 | 16757.52 | 16490.15 | 16356.31 | 16412.31 | 16540.25 | 16669.19 | 17218.18 | 18117.88 | 17807.41 | 17085.36 | 16102.97 | 15300.61 | 396.7499 | 18117.88 | 3 | 2024
2024-03-17 | 15130.1 | 15682.87 | 15555.68 | 15674.56 | 16006.45 | 16541.06 | 17179.91 | 17793.4 | 18156.06 | 18051.1 | 17702.4 | 17411.46 | 17118.98 | 16816.89 | 16661.21 | 16716.94 | 16870.45 | 17049.09 | 17639.96 | 18562.37 | 18280.74 | 17580 | 16612.05 | 15826.44 | 406.6202 | 18562.37 | 3 | 2024
2024-03-18 | 15595.57 | 17034.38 | 17021.87 | 17343.45 | 18149.12 | 19842.69 | 21996.33 | 22291.61 | 21787.09 | 21235.39 | 20733.16 | 20180.63 | 19629.7 | 19274.79 | 19010.62 | 18994.51 | 19100.74 | 19297.32 | 19981.07 | 21121.53 | 20729.79 | 19658.8 | 18482.96 | 17554.18 | 466.0473 | 22291.61 | 3 | 2024
2024-03-19 | 17096.33 | 15459.77 | 15362.81 | 15594.71 | 16294.7 | 17798.49 | 19374.13 | 19658.78 | 19338.42 | 19099.67 | 18914.87 | 18685.61 | 18416.29 | 18194.06 | 18014.65 | 18021.19 | 18041.76 | 18064.61 | 18524.95 | 19302.09 | 18939.6 | 18061.45 | 16821.92 | 15830.5 | 428.9114 | 19658.78 | 3 | 2024
2024-03-20 | 15543.67 | 14234.8 | 14074.58 | 14240.41 | 14875.95 | 16319.46 | 17848.21 | 18082.79 | 17926.65 | 17832.62 | 17800.14 | 17711.85 | 17562.76 | 17441.46 | 17330.48 | 17346.05 | 17291.97 | 17171.89 | 17515.56 | 18205.35 | 17780.83 | 16846.7 | 15557.04 | 14510.26 | 401.0515 | 18205.35 | 3 | 2024
2024-03-21 | 14254.72 | 15183.88 | 15067.49 | 15279.74 | 15959.73 | 17438.81 | 18986.28 | 19221.89 | 19000.43 | 18812.18 | 18680.37 | 18500.3 | 18273.24 | 18087.61 | 17935.23 | 17950.41 | 17949.46 | 17927.93 | 18349.96 | 19088.26 | 18709.7 | 17812.23 | 16550.64 | 15536.43 | 420.5569 | 19221.89 | 3 | 2024
2024-03-22 | 15181.32 | 16476.08 | 16420.63 | 16707.51 | 17466.91 | 19032.43 | 20973.44 | 21288.54 | 20864.01 | 20425.29 | 20034.17 | 19582.8 | 19232.03 | 18934.95 | 18708.89 | 18698.57 | 18762.22 | 18876.36 | 19408.62 | 20397.68 | 19960.75 | 19029.77 | 17822.79 | 16866.52 | 451.1523 | 21288.54 | 3 | 2024
2024-03-23 | 16443.45 | 17485.25 | 17438.47 | 17643.41 | 18054.85 | 18642.72 | 19286.55 | 20040.14 | 20363.22 | 19998.74 | 19352.19 | 18887.8 | 18448.46 | 18025.3 | 17794.37 | 17851.38 | 18096.44 | 18451.49 | 19189.97 | 20354.6 | 20131.87 | 19383.99 | 18464.85 | 17736.61 | 447.5661 | 20363.22 | 3 | 2024
2024-03-24 | 17438.36 | 16277.72 | 16169.67 | 16310.35 | 16659.78 | 17190.71 | 17792.27 | 18424.64 | 18771.13 | 18635.21 | 18250.73 | 17922.52 | 17598.58 | 17272.36 | 17106.82 | 17171.69 | 17344.44 | 17560.98 | 18186.55 | 19102.78 | 18862.43 | 18182.11 | 17215.75 | 16435.21 | 421.8828 | 19102.78 | 3 | 2024
2024-03-25 | 16258.02 | 15416.85 | 15307.64 | 15529.88 | 16236.32 | 17732.94 | 19261.92 | 19542.81 | 19318.26 | 19136.79 | 19005.94 | 18829.86 | 18620.08 | 18432.68 | 18288.03 | 18300.5 | 18295.05 | 18271.08 | 18689.79 | 19395.19 | 19011.71 | 18109.26 | 16840.04 | 15812.16 | 429.6428 | 19542.81 | 3 | 2024
2024-03-26 | 15495.18 | 14003.35 | 13816.79 | 13957.14 | 14564.79 | 15965.32 | 17434.64 | 17696.38 | 17601.81 | 17584.69 | 17632.18 | 17617.29 | 17532.32 | 17467.65 | 17401.2 | 17436.26 | 17354.26 | 17173.3 | 17462.4 | 18082.8 | 17642.89 | 16680.68 | 15351.97 | 14266.08 | 397.2214 | 18082.8 | 3 | 2024
2024-03-27 | 14025.47 | 15347.71 | 15192.84 | 15370.75 | 16012.54 | 17435.27 | 18923.78 | 19221.29 | 19120.78 | 19078.64 | 19109.09 | 19094.2 | 19020.14 | 18970.7 | 18922.12 | 18997.21 | 18990.71 | 18900.2 | 19210.51 | 19885.68 | 19367.47 | 18383.69 | 17026.36 | 15919.16 | 431.5263 | 19885.68 | 3 | 2024
2024-03-28 | 15428.31 | 14751.07 | 14528.02 | 14639.14 | 15213.73 | 16567.3 | 18010.58 | 18357.95 | 18414.67 | 18575.75 | 18830.35 | 19040.15 | 19169.14 | 19296.11 | 19373.79 | 19502.98 | 19456.61 | 19232.94 | 19378.73 | 19913.3 | 19273.89 | 18177.15 | 16712.21 | 15496.1 | 427.34 | 19913.3 | 3 | 2024
2024-03-29 | 14974.39 | 13927.61 | 13707.4 | 13826.22 | 14418.7 | 15812.02 | 17253.68 | 17561.78 | 17550.33 | 17636.02 | 17785.55 | 17878.69 | 17897.27 | 17915.21 | 17911.3 | 17963.18 | 17859.75 | 17613.3 | 17813.31 | 18335.95 | 17814.12 | 16784.51 | 15401.09 | 14259.09 | 399.9005 | 18335.95 | 3 | 2024
2024-03-30 | 13925.04 | 14471.22 | 14244.82 | 14264.69 | 14494.55 | 14899.67 | 15390.58 | 16073.43 | 16645.31 | 16810.92 | 16748.17 | 16725.98 | 16667.52 | 16569.02 | 16564.87 | 16676.34 | 16729.16 | 16685.77 | 17071.83 | 17780.95 | 17407.8 | 16596.47 | 15501.61 | 14586.52 | 383.5322 | 17780.95 | 3 | 2024
2024-03-31 | 14359.85 | 14180.66 | 13946.04 | 13956.49 | 14177.24 | 14573.12 | 15051.47 | 15729.66 | 16307.12 | 16482.96 | 16428.55 | 16410 | 16352.34 | 16253.38 | 16248.13 | 16352.59 | 16386.66 | 16319.56 | 16698.52 | 17403.48 | 17035.2 | 16228.15 | 15136.56 | 14223.54 | 376.2413 | 17403.48 | 3 | 2024
2024-04-01 | 14063.01 | 13533.54 | 13350.12 | 13485.13 | 14160.59 | 15514.07 | 16797.57 | 17072.54 | 17000.34 | 16985.25 | 17019.64 | 16979.83 | 16878.89 | 16853.23 | 16863.46 | 16934.85 | 17039.13 | 16981.69 | 16826.26 | 17237.97 | 17145.67 | 16253.92 | 15036.34 | 14024.43 | 384.0375 | 17237.97 | 4 | 2024
2024-04-02 | 13640.14 | 14891.93 | 14773.01 | 14974.49 | 15695.43 | 17079 | 18990.07 | 19383.01 | 19095.03 | 18828.75 | 18625.88 | 18316 | 17942.2 | 17734.39 | 17628.6 | 17745.17 | 18025.61 | 18179.08 | 18147.7 | 18924.98 | 18910.02 | 17644.01 | 16372.39 | 15427.38 | 416.9743 | 19383.01 | 4 | 2024
2024-04-03 | 14955.14 | 14475.51 | 14333.79 | 14511.72 | 15209.16 | 16568.6 | 18177.77 | 18579.99 | 18351.54 | 18166.81 | 18049.22 | 17817.44 | 17510.5 | 17359.08 | 17292.56 | 17415.97 | 17654.84 | 17729.05 | 17633.64 | 18357.69 | 18312.6 | 17125.86 | 15941.27 | 14974.98 | 406.5047 | 18579.99 | 4 | 2024
2024-04-04 | 14573.26 | 15510.06 | 15419.58 | 15651.1 | 16400.61 | 18093.09 | 20101.57 | 20498.06 | 20146.33 | 19786.96 | 19484.9 | 19081.81 | 18627.76 | 18353.87 | 18206.56 | 18322.94 | 18652.52 | 18900.45 | 18948.47 | 19768.8 | 19806.9 | 18581.15 | 17005.35 | 16081.83 | 436.0039 | 20498.06 | 4 | 2024
2024-04-05 | 15617.69 | 16295.45 | 16237.38 | 16514.87 | 17315.53 | 19543.46 | 21582.38 | 21990.38 | 21555.45 | 21076.33 | 20635.01 | 20107.25 | 19552.14 | 19185.15 | 18977.97 | 19073.69 | 19460.11 | 19824.27 | 19963.54 | 20831.65 | 20901.67 | 19714.64 | 18009.95 | 16879.74 | 460.8457 | 21990.38 | 4 | 2024
2024-04-06 | 16383.38 | 16300.07 | 16206.97 | 16363.78 | 16809.13 | 17359.88 | 18064.86 | 19008.03 | 19462.47 | 19211.65 | 18608.28 | 18042.03 | 17483.18 | 17143.11 | 17051.56 | 17172.55 | 17652.58 | 18193.11 | 18489.53 | 19541.02 | 19766.58 | 18832.92 | 17476.76 | 16691.5 | 427.3149 | 19766.58 | 4 | 2024
2024-04-07 | 16363.42 | 16732.47 | 16655.05 | 16829.29 | 17290.33 | 18107.65 | 18817.69 | 19769.93 | 20197.27 | 19903.58 | 19256.07 | 18650.72 | 18061.13 | 17602.54 | 17444.73 | 17646.02 | 18235.27 | 18832.55 | 19166.1 | 20233.1 | 20479.24 | 19558.29 | 18207.73 | 17178.26 | 441.2184 | 20479.24 | 4 | 2024
2024-04-08 | 16809.52 | 15850.18 | 15766.35 | 16008.53 | 16783.22 | 18679.14 | 20663.94 | 21103.92 | 20782.3 | 20444.75 | 20161.68 | 19782.24 | 19368.56 | 19113.19 | 18990.66 | 19119.39 | 19458.31 | 19712.58 | 19747.42 | 20516.69 | 20540.33 | 19294.8 | 17520.63 | 16520.47 | 452.7388 | 21103.92 | 4 | 2024
2024-04-09 | 16060.88 | 15115.89 | 14998.26 | 15202.73 | 15923.3 | 17305.34 | 19237.89 | 19660.26 | 19389.49 | 19135.53 | 18941.58 | 18634.62 | 18263.14 | 18060.33 | 17966.82 | 18099.25 | 18377.02 | 18527.12 | 18498.89 | 19233.93 | 19251.84 | 17993.11 | 16591.51 | 15637.4 | 426.1061 | 19660.26 | 4 | 2024
2024-04-10 | 15246.86 | 16012.39 | 15936.97 | 16186.07 | 16949.38 | 18921.29 | 20881.84 | 21304.06 | 20935.62 | 20541.48 | 20199.49 | 19755.27 | 19266.79 | 18967.11 | 18810.85 | 18941.08 | 19295.53 | 19589.69 | 19677.83 | 20486.24 | 20572.96 | 19369.88 | 17620.23 | 16602.09 | 452.071 | 21304.06 | 4 | 2024
2024-04-11 | 16124.97 | 14755.44 | 14602.9 | 14772.75 | 15458.78 | 16785.92 | 18425.37 | 18884.29 | 18730.6 | 18628.64 | 18600.28 | 18456.03 | 18229.2 | 18151.17 | 18147.38 | 18315.57 | 18553.86 | 18595.14 | 18446.28 | 19071.48 | 19011.83 | 17676.09 | 16333.79 | 15328.87 | 420.0866 | 19071.48 | 4 | 2024
2024-04-12 | 14940.93 | 13953.68 | 13762.91 | 13903.59 | 14568.63 | 15896.51 | 17109.75 | 17471.2 | 17389.96 | 17393.97 | 17461.77 | 17406.46 | 17275.32 | 17261.26 | 17284.73 | 17410.05 | 17566.48 | 17476.49 | 17253.45 | 17788.06 | 17661.72 | 16638.66 | 15401.71 | 14379.68 | 394.657 | 17788.06 | 4 | 2024
2024-04-13 | 14009.34 | 13823.46 | 13597.49 | 13616.27 | 13925.88 | 14333.8 | 14667.64 | 15315.53 | 15837.08 | 15983.4 | 15910 | 15841.8 | 15729.72 | 15661.02 | 15718.13 | 15863.49 | 16074.09 | 16127.47 | 16075.76 | 16561.37 | 16582.5 | 15854.04 | 14852.98 | 14008.62 | 365.9709 | 16582.5 | 4 | 2024
2024-04-14 | 13778.63 | 15064.47 | 14896.59 | 14977.18 | 15345.09 | 15801.24 | 16162.5 | 16810.1 | 17243.67 | 17263.92 | 17057.04 | 16864.21 | 16647.5 | 16491.77 | 16492.17 | 16635.16 | 16915.65 | 17100.46 | 17153.93 | 17914.4 | 18048.71 | 17111.81 | 16149.53 | 15349.14 | 393.2749 | 18048.71 | 4 | 2024
2024-04-15 | 15014.79 | 14883.39 | 14739.62 | 14920.3 | 15633.8 | 16982.99 | 18681.13 | 19162.8 | 19010.87 | 18899.15 | 18852.2 | 18690.23 | 18461.03 | 18364.14 | 18356.98 | 18516.14 | 18747.39 | 18790.35 | 18652.2 | 19254.32 | 19206.35 | 17879.05 | 16476.2 | 15466.51 | 423.6419 | 19254.32 | 4 | 2024
2024-04-16 | 15030.42 | 14812.41 | 14611.17 | 14736.29 | 15374.36 | 16639.44 | 18114.9 | 18674.83 | 18738.6 | 18903.7 | 19174.76 | 19337.98 | 19396.67 | 19570.13 | 19754.86 | 20027.84 | 20254.11 | 20162.65 | 19802.26 | 20205.67 | 19992.64 | 18494.94 | 16763.86 | 15649.54 | 434.224 | 20254.11 | 4 | 2024
2024-04-17 | 15064.6 | 14103.39 | 13876.22 | 13973.04 | 14584.16 | 15825.06 | 16978.48 | 17391.27 | 17500.34 | 17735.25 | 18074.89 | 18293.71 | 18394.27 | 18600.73 | 18805.11 | 19064.2 | 19225.27 | 19034.94 | 18619.17 | 18989.03 | 18761.14 | 17284.36 | 15941.7 | 14818.92 | 410.9393 | 19225.27 | 4 | 2024
2024-04-18 | 14314.56 | 13964.99 | 13739.17 | 13836.43 | 14449.55 | 15693.86 | 16842.43 | 17192.2 | 17256.39 | 17465.63 | 17763.97 | 17919.62 | 17944.48 | 18071.71 | 18207.55 | 18411.72 | 18535.7 | 18344.4 | 17977.14 | 18392.45 | 18217.19 | 16956.17 | 15641.9 | 14546.12 | 401.6853 | 18535.7 | 4 | 2024
2024-04-19 | 14109.11 | 13961.34 | 13724.6 | 13822.94 | 14442.7 | 15707.09 | 16852.52 | 17223.49 | 17300.01 | 17536.78 | 17870.52 | 18076.34 | 18161.26 | 18338.91 | 18519.52 | 18739.39 | 18862.55 | 18641 | 18220.51 | 18574.99 | 18339.45 | 17002.45 | 15671.38 | 14556.95 | 404.2558 | 18862.55 | 4 | 2024
2024-04-20 | 14076.76 | 13974.44 | 13643.06 | 13564.86 | 13774.94 | 14064.97 | 14310.99 | 15096.42 | 15922.85 | 16447.57 | 16788.38 | 17130.25 | 17393.14 | 17747.65 | 18153.35 | 18539.51 | 18797.56 | 18606.85 | 18117.82 | 18452.08 | 18182.1 | 16942.87 | 15725.15 | 14668.04 | 390.1216 | 18797.56 | 4 | 2024
2024-04-21 | 14160.61 | 13716.76 | 13389.68 | 13314.08 | 13525.6 | 13814.88 | 14052.69 | 14822 | 15624.2 | 16119.88 | 16431.7 | 16750.51 | 16986.22 | 17219.83 | 17563.34 | 17961.01 | 18220.22 | 18022.81 | 17542.13 | 17885.52 | 17635.24 | 16596.87 | 15391.11 | 14344.97 | 381.0919 | 18220.22 | 4 | 2024
2024-04-22 | 13866.32 | 13479.94 | 13239.46 | 13321.98 | 13937.58 | 15181.64 | 16302.31 | 16667.06 | 16756.21 | 16934.88 | 17171.63 | 17320.02 | 17415.86 | 17595.91 | 17783.44 | 17996.35 | 18075.1 | 17796.42 | 17364.79 | 17706.32 | 17501.18 | 16476.04 | 15146.83 | 14026.39 | 389.0637 | 18075.1 | 4 | 2024
2024-04-23 | 13591.33 | 13397.43 | 13157.19 | 13237.87 | 13832.76 | 15050.06 | 16154.82 | 16498.38 | 16561.99 | 16715.73 | 16929.62 | 17050.27 | 17075.63 | 17183.94 | 17331.97 | 17549.61 | 17631.88 | 17364.43 | 17062 | 17332.5 | 17217.85 | 16272.31 | 14954.62 | 13853.59 | 383.0078 | 17631.88 | 4 | 2024
2024-04-24 | 13472.87 | 14214.25 | 13928.72 | 13971.93 | 14525.65 | 15689.66 | 16772.99 | 17214.63 | 17572.75 | 18132.06 | 18834.94 | 19426.12 | 19871.47 | 20381.51 | 20814.18 | 21201.39 | 21347.96 | 20997.88 | 20327.59 | 20424.16 | 20014.57 | 18310.76 | 16504.59 | 15248.87 | 429.2015 | 21347.96 | 4 | 2024
2024-04-25 | 14533.75 | 14700.14 | 14385.34 | 14404.11 | 14931.14 | 16061.33 | 17131.44 | 17832.07 | 18379.31 | 19144.51 | 20087.84 | 20940.04 | 21634.42 | 22365.05 | 22962.45 | 23455.28 | 23640.2 | 23235.27 | 22396.32 | 22319.69 | 21753.3 | 19894.18 | 17483.38 | 16094.16 | 459.7647 | 23640.2 | 4 | 2024
2024-04-26 | 15203.48 | 14264.17 | 13961.47 | 14000.01 | 14555.12 | 15733.42 | 16809.1 | 17281.95 | 17689.26 | 18324.66 | 19100.44 | 19772.62 | 20298.93 | 20870.75 | 21351.1 | 21749.93 | 21885.64 | 21492.3 | 20753.58 | 20771.96 | 20290.6 | 18531.14 | 16616.31 | 15332.73 | 436.6407 | 21885.64 | 4 | 2024
2024-04-27 | 14584.53 | 13696.74 | 13447.09 | 13443.23 | 13726.18 | 14077.65 | 14314.09 | 14999.26 | 15583.13 | 15803.16 | 15803.07 | 15797.31 | 15737.71 | 15716.7 | 15816.23 | 15983.43 | 16160.33 | 16150.51 | 16053.63 | 16455.23 | 16486.65 | 15742.84 | 14701.96 | 13819.91 | 364.1006 | 16486.65 | 4 | 2024
2024-04-28 | 13628.1 | 13790.28 | 13544.52 | 13544.76 | 13831.41 | 14183.75 | 14416.22 | 15103.07 | 15682.08 | 15894.37 | 15885.71 | 15871.4 | 15804.31 | 15777.2 | 15873.33 | 16041.03 | 16221.45 | 16219.21 | 16129.76 | 16532.89 | 16571.46 | 15832.21 | 14793.17 | 13913.71 | 365.0854 | 16571.46 | 4 | 2024
2024-04-29 | 13699.35 | 14049.44 | 13836.68 | 13948 | 14589.89 | 15843.14 | 16941.76 | 17323.18 | 17395.39 | 17571.37 | 17825.83 | 17941.58 | 17951.55 | 18060.01 | 18206.43 | 18420.28 | 18535.03 | 18336.74 | 17988.32 | 18357.54 | 18229.93 | 16988.94 | 15678.2 | 14580.78 | 402.2994 | 18535.03 | 4 | 2024
2024-04-30 | 14149.42 | 13927.59 | 13656.48 | 13711.19 | 14276.37 | 15444.4 | 16500.71 | 16916.08 | 17103.39 | 17487.59 | 18060.83 | 18503.48 | 18804.55 | 19187.55 | 19530.02 | 19859.94 | 19968.33 | 19630.75 | 19056.47 | 19225.13 | 18931.28 | 17335.28 | 15909.84 | 14707.29 | 411.884 | 19968.33 | 4 | 2024
2024-05-01 | 13757.58 | 14226.24 | 13852.49 | 13825.82 | 14327.16 | 15432.42 | 16587.81 | 17244.02 | 17746.25 | 18365.84 | 19102.64 | 19865.16 | 20500.43 | 21143.35 | 21687.46 | 22183.57 | 22421.38 | 22138.77 | 21288.08 | 20813.47 | 20495.2 | 19020.47 | 17311.57 | 15792.34 | 439.1295 | 22421.38 | 5 | 2024
2024-05-02 | 14773.46 | 13922 | 13616.51 | 13651.38 | 14216.48 | 15389.79 | 16567.18 | 17128.46 | 17417.18 | 17773.8 | 18208.99 | 18485.98 | 18680.58 | 18919.24 | 19188.48 | 19544.29 | 19761.59 | 19610.7 | 19041.57 | 18873.75 | 18828.75 | 17820.96 | 16287.22 | 14939.33 | 412.6477 | 19761.59 | 5 | 2024
2024-05-03 | 14261.2 | 14074.02 | 13805.88 | 13887.9 | 14507.47 | 15751.97 | 16950.04 | 17483.78 | 17664.97 | 17885.04 | 18152.76 | 18261.94 | 18307.83 | 18406.37 | 18541.97 | 18762.03 | 18933.15 | 18878.03 | 18530.49 | 18445.17 | 18466.13 | 17537.3 | 16091.66 | 14829.52 | 408.4166 | 18933.15 | 5 | 2024
2024-05-04 | 14234.04 | 14384.68 | 14117.55 | 14106.12 | 14376.35 | 14657.64 | 14925.38 | 15807.71 | 16532.68 | 16796.28 | 16813.63 | 16762.8 | 16689.91 | 16634.86 | 16740 | 16997.38 | 17310.94 | 17459.9 | 17323.89 | 17452.43 | 17645.22 | 16959.09 | 15826.35 | 14814.8 | 385.3696 | 17645.22 | 5 | 2024
2024-05-05 | 14430.49 | 14080.23 | 13797.01 | 13768.74 | 14022.4 | 14286.67 | 14538.32 | 15424.46 | 16176.58 | 16477.51 | 16533.88 | 16518.72 | 16476.1 | 16446.51 | 16569.31 | 16829.4 | 17123.11 | 17234.83 | 17069.44 | 17173.65 | 17352.83 | 16653.4 | 15507.34 | 14481.48 | 378.9724 | 17352.83 | 5 | 2024
2024-05-06 | 14130.92 | 13339.97 | 13061.54 | 13119.58 | 13728.22 | 14947.99 | 16118.75 | 16640.26 | 16837.93 | 17079.83 | 17371.95 | 17492.09 | 17550.07 | 17646.17 | 17782.33 | 17989.19 | 18114.57 | 18003.7 | 17646.67 | 17556.66 | 17604.55 | 16693.33 | 15254.77 | 13990.25 | 389.7013 | 18114.57 | 5 | 2024
2024-05-07 | 13527.91 | 13737.81 | 13399.87 | 13403.25 | 13935.36 | 15064.96 | 16195.45 | 16790.72 | 17162.09 | 17622 | 18169.64 | 18557.26 | 18851.54 | 19216.48 | 19598.09 | 19994.09 | 20184.54 | 19948.4 | 19272.14 | 18976.44 | 18885.75 | 17826.13 | 16234.01 | 14829.12 | 411.3831 | 20184.54 | 5 | 2024
2024-05-08 | 14096.94 | 14413.09 | 14020.37 | 13976.76 | 14459.27 | 15529.72 | 16637.15 | 17332.87 | 17901.64 | 18599.5 | 19501.97 | 20368.13 | 21091.35 | 21808.36 | 22408.39 | 22936.19 | 23162.08 | 22834.28 | 21920.92 | 21356.5 | 21007.55 | 19431.01 | 17629.84 | 16065.15 | 448.489 | 23162.08 | 5 | 2024
2024-05-09 | 15009.5 | 14096.46 | 13728.85 | 13706.62 | 14211.87 | 15307.3 | 16417.35 | 17067.83 | 17545.06 | 18132.45 | 18823.59 | 19433.89 | 19984.92 | 20548.48 | 21034.78 | 21491.44 | 21691.56 | 21403.79 | 20609.01 | 20157.61 | 19922.45 | 18617.41 | 16940.64 | 15454.6 | 431.3375 | 21691.56 | 5 | 2024
2024-05-10 | 14612.61 | 14372.87 | 13984.5 | 13956.15 | 14461 | 15568.63 | 16674.09 | 17371.62 | 17914.61 | 18580.21 | 19386.18 | 20184.69 | 20846.96 | 21498.56 | 22051.66 | 22534.63 | 22738.97 | 22415.59 | 21535.57 | 20987.61 | 20656.21 | 19129.37 | 17403.18 | 15868.07 | 444.7335 | 22738.97 | 5 | 2024
2024-05-11 | 14884.49 | 13858.43 | 13443.77 | 13291.63 | 13418.63 | 13539.81 | 13694.21 | 14728.46 | 15840.99 | 16592.92 | 17150.44 | 17643.12 | 18059.69 | 18427.71 | 18835.97 | 19256.16 | 19575.84 | 19421.51 | 18852.44 | 18620.94 | 18533.47 | 17566.16 | 16155.02 | 14868.54 | 396.2603 | 19575.84 | 5 | 2024
2024-05-12 | 14206.96 | 13586.24 | 13171.35 | 13017.46 | 13142.16 | 13260.63 | 13408.3 | 14429.87 | 15528.77 | 16265.84 | 16808.28 | 17288.66 | 17698.97 | 18066.56 | 18478.96 | 18882.98 | 19129.44 | 18997.21 | 18482.54 | 18254.19 | 18174.4 | 17216.42 | 15813.84 | 14534.7 | 387.8447 | 19129.44 | 5 | 2024
2024-05-13 | 13899.79 | 14395.65 | 14025.84 | 14004.72 | 14529.3 | 15639.34 | 16739.52 | 17430.55 | 17953.82 | 18587.07 | 19359.18 | 20104.07 | 20719.48 | 21316.51 | 21832.6 | 22295.57 | 22491.81 | 22188.48 | 21358.6 | 20844.87 | 20571.62 | 19104.12 | 17398.83 | 15878.7 | 442.67 | 22491.81 | 5 | 2024
2024-05-14 | 14906.57 | 13757.6 | 13421.41 | 13426.17 | 13958.74 | 15076.51 | 16170.6 | 16771.59 | 17139.94 | 17593.63 | 18128.51 | 18493.89 | 18762.47 | 19072.47 | 19432.36 | 19814.4 | 19985.04 | 19742.51 | 19088.84 | 18827.84 | 18771.44 | 17733.36 | 16149.61 | 14754.85 | 410.9804 | 19985.04 | 5 | 2024
2024-05-15 | 14083.05 | 13991.5 | 13683.32 | 13715.46 | 14274.65 | 15415.21 | 16515.87 | 17098.43 | 17403.19 | 17773.47 | 18217.31 | 18493.46 | 18684.37 | 18921.02 | 19199.32 | 19563.7 | 19756.82 | 19578.89 | 19017.95 | 18810.57 | 18804.52 | 17812.4 | 16268.66 | 14914.94 | 411.9981 | 19756.82 | 5 | 2024
2024-05-16 | 14264.44 | 14165.11 | 13828.54 | 13835.3 | 14368.1 | 15478.39 | 16564.26 | 17189.74 | 17585.83 | 18067.89 | 18638.4 | 19046.79 | 19443.42 | 19882.2 | 20285.65 | 20704.89 | 20903.4 | 20671.07 | 19987.06 | 19609.94 | 19489.58 | 18351.34 | 16734.56 | 15309.89 | 424.4058 | 20903.4 | 5 | 2024
2024-05-17 | 14546.76 | 14156.38 | 13857.05 | 13909.95 | 14496.49 | 15679.4 | 16787.9 | 17376.98 | 17656.34 | 17992.38 | 18384.91 | 18615 | 18770.03 | 18966.05 | 19199.16 | 19534.15 | 19727.23 | 19572.16 | 19044.11 | 18841.98 | 18831.37 | 17850.23 | 16329.97 | 14998.44 | 415.1244 | 19727.23 | 5 | 2024
2024-05-18 | 14360.14 | 13341.96 | 12998.5 | 12909.29 | 13099.82 | 13279.64 | 13426.85 | 14357.61 | 15239.03 | 15705.64 | 15936.32 | 16082.88 | 16181.01 | 16273.09 | 16487.44 | 16781.52 | 17009.26 | 16981.54 | 16693.19 | 16661.61 | 16793.25 | 16031.68 | 14806.85 | 13703.1 | 365.1412 | 17009.26 | 5 | 2024
2024-05-19 | 13385.58 | 13837.45 | 13512.96 | 13444.23 | 13654.37 | 13849.19 | 14004.82 | 14940.54 | 15798.93 | 16230.24 | 16424.49 | 16538.63 | 16609.55 | 16679.27 | 16879.56 | 17176.79 | 17430.99 | 17448.28 | 17190.65 | 17175.22 | 17322.11 | 16571.41 | 15353.41 | 14259.12 | 375.7178 | 17448.28 | 5 | 2024
2024-05-20 | 13864.79 | 14605.2 | 14345.61 | 14427.97 | 15055.3 | 16258.09 | 17372.95 | 17954.09 | 18181.29 | 18438.45 | 18751.84 | 18901.49 | 18992.67 | 19126.75 | 19348.33 | 19672 | 19895.13 | 19819.35 | 19366.5 | 19169.7 | 19226.24 | 18280.39 | 16791.66 | 15487.89 | 423.3337 | 19895.13 | 5 | 2024
2024-05-21 | 14863.88 | 14629.23 | 14230.83 | 14182.29 | 14660.21 | 15705.71 | 16747.47 | 17471.23 | 18064.95 | 18789.82 | 19758.93 | 20599.23 | 21266.13 | 21910.37 | 22444.73 | 22917.99 | 23086.42 | 22740.1 | 21866.44 | 21289.68 | 21015.54 | 19478.97 | 17675.51 | 16123.09 | 451.5187 | 23086.42 | 5 | 2024
2024-05-22 | 15172.68 | 14334.14 | 13955.04 | 13922.89 | 14415.99 | 15475.73 | 16517.94 | 17205.99 | 17731.6 | 18372.76 | 19118.43 | 19855.48 | 20442.21 | 21031.06 | 21537.74 | 22005.25 | 22181.52 | 21859.76 | 21040.7 | 20517.82 | 20298.7 | 18904.69 | 17197.45 | 15685.69 | 438.7813 | 22181.52 | 5 | 2024
2024-05-23 | 14833.99 | 14646.82 | 14233.36 | 14171.01 | 14632.67 | 15654.87 | 16677.55 | 17423.29 | 18065.34 | 18847.93 | 19921.35 | 20868.41 | 21647.39 | 22401.46 | 23026.81 | 23561.9 | 23747.03 | 23362.89 | 22408.45 | 21748.67 | 21411.65 | 19813.42 | 17889.02 | 16287.57 | 457.2829 | 23747.03 | 5 | 2024
2024-05-24 | 15279.67 | 14934.03 | 14494.08 | 14420.21 | 14878.7 | 15916.09 | 16941.69 | 17738.17 | 18456.79 | 19364.61 | 20620.53 | 21671.82 | 22534.54 | 23334.89 | 23980.8 | 24498.53 | 24659.51 | 24235.23 | 23212.8 | 22478.78 | 22057.42 | 20390.4 | 18301.11 | 16660.74 | 471.0611 | 24659.51 | 5 | 2024
2024-05-25 | 15560.47 | 14448.11 | 13954.1 | 13730.71 | 13785.66 | 13810.28 | 13873.41 | 15039.99 | 16407.47 | 17470.26 | 18358.59 | 19160.73 | 20004.41 | 20728.02 | 21410.5 | 21984.63 | 22251.74 | 21940.14 | 21051.44 | 20489.5 | 20210.75 | 18868.06 | 17287.79 | 15840.27 | 427.667 | 22251.74 | 5 | 2024
2024-05-26 | 14985.8 | 14691.02 | 14178.74 | 13939.55 | 13980.18 | 13990.16 | 14046.52 | 15245.75 | 16674.56 | 17813.15 | 18778.56 | 19764.61 | 20675.59 | 21431.26 | 22122.67 | 22688.35 | 22936.57 | 22599.34 | 21671.15 | 21066.33 | 20751.67 | 19279.71 | 17649.48 | 16171.2 | 437.1319 | 22936.57 | 5 | 2024
2024-05-27 | 15069.01 | 14452.39 | 13924.16 | 13691.53 | 13827.61 | 14062.29 | 14257.16 | 15256.34 | 16627.37 | 18090.7 | 19590.71 | 20945.43 | 21811.87 | 22522.11 | 23190.7 | 23746.19 | 23860.12 | 23301.89 | 22214.96 | 21545.11 | 21209.76 | 19686.69 | 17894.95 | 16350.45 | 447.1295 | 23860.12 | 5 | 2024
2024-05-28 | 15442.7 | 15720.14 | 15222.03 | 15086.31 | 15479.25 | 16427.65 | 17414.38 | 18310.99 | 19268.31 | 20708.84 | 22319.35 | 23680.72 | 24771.3 | 25732.89 | 26456.53 | 26999.19 | 27121.97 | 26612.02 | 25440.28 | 24548.95 | 24017.09 | 22203.1 | 19697.08 | 17842.67 | 506.5237 | 27121.97 | 5 | 2024
2024-05-29 | 16526.56 | 15101.91 | 14649.3 | 14553.07 | 14978.93 | 15954.29 | 16945.96 | 17764.4 | 18545.52 | 19595.19 | 20979.13 | 22173.31 | 23178.19 | 24126.51 | 24892.61 | 25510.09 | 25707.5 | 25253.06 | 24141.36 | 23314.15 | 22843.3 | 21106.19 | 18796.88 | 17088.25 | 483.7257 | 25707.5 | 5 | 2024
2024-05-30 | 15909.89 | 14997.14 | 14551.95 | 14462.06 | 14893.17 | 15870.86 | 16856.71 | 17663.29 | 18419.93 | 19396.99 | 20740.78 | 21900.91 | 22883.08 | 23819.99 | 24585.62 | 25209.62 | 25413.26 | 24966.06 | 23869.94 | 23054.17 | 22602.96 | 20884.85 | 18634.28 | 16937.45 | 478.525 | 25413.26 | 5 | 2024
2024-05-31 | 15795.19 | 15479.87 | 14995.2 | 14882.58 | 15300.99 | 16284.61 | 17268.62 | 18149.97 | 19026.74 | 20326.59 | 21848.02 | 23162.11 | 24254.63 | 25243.92 | 26020.4 | 26607.92 | 26766.61 | 26262.95 | 25080.56 | 24168.34 | 23616.04 | 21806.53 | 19315.27 | 17547.64 | 499.2113 | 26766.61 | 5 | 2024
2024-06-01 | 16358.62 | 16405.02 | 15766.34 | 15440 | 15361.3 | 15092.94 | 15074.98 | 16575.62 | 18278.54 | 19698.34 | 20944.52 | 22158.55 | 23288.05 | 24211.85 | 24973.64 | 25526.75 | 25722.75 | 25317.52 | 24200.49 | 23131.43 | 22437.65 | 21190.56 | 19592.17 | 18092.46 | 484.8401 | 25722.75 | 6 | 2024
2024-06-02 | 16983.55 | 14717.07 | 14226.93 | 14030.04 | 14075.22 | 13931.49 | 13946.21 | 15195.83 | 16399.85 | 17205.27 | 17792.84 | 18181.97 | 18488.1 | 18781.21 | 19118.07 | 19448.91 | 19634.7 | 19517.67 | 19056.99 | 18630.1 | 18473.51 | 17849.24 | 16575.64 | 15389.16 | 407.6496 | 19634.7 | 6 | 2024
2024-06-03 | 14929.09 | 15134.08 | 14690.16 | 14619.71 | 15042.01 | 15831.53 | 16739.13 | 17653.37 | 18286.14 | 18960 | 19691.43 | 20149.33 | 20510.32 | 20897.83 | 21235.7 | 21650.04 | 21790.47 | 21486.68 | 20831.95 | 20245.42 | 19974.56 | 19163.7 | 17622.88 | 16226.38 | 443.3619 | 21790.47 | 6 | 2024
2024-06-04 | 15473.31 | 15543.19 | 15062.19 | 14956.9 | 15325.54 | 16055.97 | 16940.94 | 17903.36 | 18646.09 | 19459.98 | 20348 | 20951.31 | 21509.76 | 22186.02 | 22734.71 | 23195.85 | 23336.9 | 22981.22 | 22063.23 | 21165.17 | 20836.71 | 19950.04 | 18328.71 | 16861.33 | 461.8164 | 23336.9 | 6 | 2024
2024-06-05 | 15987.86 | 15848.13 | 15340.88 | 15212.8 | 15558.68 | 16263.46 | 17137.36 | 18145.99 | 18979.26 | 19903.53 | 20912.63 | 21772.08 | 22585.12 | 23373.95 | 23996.41 | 24493.56 | 24633.16 | 24231.59 | 23215.58 | 22194.34 | 21607.57 | 20588.07 | 18901.49 | 17371.38 | 478.2549 | 24633.16 | 6 | 2024
2024-06-06 | 16385.58 | 15674.8 | 15180.04 | 15062.64 | 15419.21 | 16135.76 | 17013.16 | 17998.56 | 18787.03 | 19656.89 | 20605.84 | 21270.74 | 22012.23 | 22743.39 | 23327.78 | 23805.38 | 23942.86 | 23561.49 | 22594.55 | 21622.8 | 21157.52 | 20238.41 | 18585.01 | 17086.81 | 469.8685 | 23942.86 | 6 | 2024
2024-06-07 | 16190.68 | 15339.82 | 14870.45 | 14781.24 | 15176.36 | 15943.43 | 16830.31 | 17779.82 | 18477.71 | 19233.82 | 20049.43 | 20581.49 | 20994.07 | 21496.49 | 22000.57 | 22425.74 | 22549.97 | 22203.44 | 21329.73 | 20661.29 | 20347.16 | 19490.64 | 17909.23 | 16477.52 | 453.1404 | 22549.97 | 6 | 2024
2024-06-08 | 15711.33 | 15454.5 | 14885.25 | 14619 | 14590.64 | 14358.17 | 14329.29 | 15713.16 | 17189.41 | 18324.32 | 19289.5 | 20080.23 | 20761 | 21416.59 | 22219.28 | 22872.93 | 23170.77 | 22852.33 | 21855.89 | 21012.19 | 20623 | 19766.39 | 18264.69 | 16858.01 | 446.2179 | 23170.77 | 6 | 2024
2024-06-09 | 15971.81 | 16049.62 | 15434.77 | 15129.07 | 15063.91 | 14793.94 | 14751.93 | 16216.8 | 17848.23 | 19174.23 | 20339.31 | 21309.55 | 22416.65 | 23408.34 | 24270.51 | 24930.17 | 25195.56 | 24806.54 | 23680.9 | 22591.05 | 21910.25 | 20819.19 | 19225.18 | 17730.13 | 473.0676 | 25195.56 | 6 | 2024
2024-06-10 | 16660.78 | 16040.76 | 15517.61 | 15378.19 | 15732.01 | 16443.15 | 17311.45 | 18365.11 | 19269.24 | 20274.21 | 21365.66 | 22474.17 | 23395.49 | 24254.69 | 24926.31 | 25435.09 | 25559.28 | 25115.51 | 24026.52 | 22918.44 | 22256.56 | 21020.05 | 19289.31 | 17710.58 | 490.7402 | 25559.28 | 6 | 2024
2024-06-11 | 16673.8 | 16615.87 | 16047.82 | 15867.01 | 16163.41 | 16815.8 | 17666.32 | 18782.67 | 19821.79 | 20999.3 | 22608.61 | 23956.77 | 25016.48 | 25971.49 | 26674.79 | 27181.51 | 27275.85 | 26776.97 | 25588.98 | 24386.96 | 23644.26 | 22130.96 | 20142.41 | 18495.16 | 515.305 | 27275.85 | 6 | 2024
2024-06-12 | 17327.82 | 16847.39 | 16261.6 | 16065.42 | 16347.57 | 16985 | 17828.62 | 18976.71 | 20075.92 | 21327.44 | 23161.94 | 24601.98 | 25729.16 | 26727.14 | 27448.72 | 27953.92 | 28032.6 | 27505.95 | 26271.04 | 25018.92 | 24233.71 | 22672.96 | 20504.1 | 18824.15 | 526.7298 | 28032.6 | 6 | 2024
2024-06-13 | 17616.99 | 17039.47 | 16439.47 | 16230.98 | 16502.63 | 17131.06 | 17972.81 | 19145.43 | 20291.12 | 21684.25 | 23614 | 25114.5 | 26276.45 | 27285.77 | 27999.57 | 28484.94 | 28541.56 | 27995.61 | 26736.39 | 25458.79 | 24649.39 | 23059.73 | 20766.72 | 19067.81 | 535.1054 | 28541.56 | 6 | 2024
2024-06-14 | 17856.84 | 17249.94 | 16633.44 | 16417.12 | 16691.93 | 17333.89 | 18176.75 | 19388.44 | 20590.39 | 22145.82 | 24163.56 | 25750.34 | 26988.69 | 28050.82 | 28796.93 | 29282.74 | 29326.14 | 28747.8 | 27426.25 | 26078.13 | 25193.67 | 23543.95 | 21084.95 | 19351.84 | 546.2704 | 29326.14 | 6 | 2024
2024-06-15 | 18059.38 | 16723.33 | 16057.76 | 15708.08 | 15604.11 | 15296.87 | 15240.22 | 16794.21 | 18593.67 | 20128.42 | 21505.63 | 23097.36 | 24386.95 | 25448.2 | 26311.63 | 26924.79 | 27122.49 | 26659.5 | 25430.47 | 24229.15 | 23451.94 | 22011.89 | 20187.83 | 18616.02 | 503.5899 | 27122.49 | 6 | 2024
2024-06-16 | 17472.92 | 15854.6 | 15255.3 | 14962.88 | 14912.38 | 14658.35 | 14616.25 | 16053.02 | 17626.43 | 18882.76 | 19963.93 | 20838.12 | 21642.27 | 22513.55 | 23283.41 | 23882.25 | 24121.87 | 23760.15 | 22724.14 | 21718.56 | 21197.09 | 20304.33 | 18766.25 | 17325.59 | 462.3364 | 24121.87 | 6 | 2024
2024-06-17 | 16431.89 | 16447.17 | 15892.64 | 15726.05 | 16054.39 | 16737.06 | 17588.8 | 18699.28 | 19709.98 | 20845.81 | 22304.08 | 23604.82 | 24647.66 | 25586.2 | 26294.26 | 26803.99 | 26900.9 | 26406.13 | 25232.32 | 24031.18 | 23295.22 | 21803.08 | 19924.92 | 18287.4 | 509.2552 | 26900.9 | 6 | 2024
2024-06-18 | 17128.85 | 16191.53 | 15655.61 | 15502.54 | 15824.78 | 16500.75 | 17351.8 | 18412.18 | 19341.39 | 20383.25 | 21570.07 | 22736.92 | 23654.84 | 24511.12 | 25164.27 | 25660.56 | 25770.5 | 25318.66 | 24228.33 | 23120.74 | 22474.92 | 21170.03 | 19428.9 | 17847.35 | 494.9499 | 25770.5 | 6 | 2024
2024-06-19 | 16822.71 | 16466.36 | 15910.61 | 15740.29 | 16049.01 | 16715.37 | 17565.39 | 18659.29 | 19650.99 | 20772.12 | 22202.18 | 23432.3 | 24368.4 | 25204.75 | 25813.15 | 26253.88 | 26317.08 | 25841.24 | 24737.8 | 23614.68 | 22953.51 | 21515.08 | 19743.98 | 18147.05 | 504.4972 | 26317.08 | 6 | 2024
2024-06-20 | 17093.04 | 16657 | 16084.91 | 15900.71 | 16192.27 | 16835.2 | 17676.12 | 18801.46 | 19857.23 | 21053.53 | 22716.68 | 24110.13 | 25221.03 | 26229.13 | 26979.04 | 27520.74 | 27629.3 | 27118.23 | 25894.44 | 24653.08 | 23882.41 | 22341.52 | 20274.36 | 18606.36 | 519.3279 | 27629.3 | 6 | 2024
2024-06-21 | 17437.81 | 17086.8 | 16483.9 | 16279.22 | 16567.73 | 17226.41 | 18072.58 | 19258.92 | 20408.63 | 21814.01 | 23725.97 | 25185.73 | 26291.85 | 27227.33 | 27871.99 | 28287.43 | 28299.53 | 27747.87 | 26516.96 | 25256.08 | 24456.48 | 22886.08 | 20660.09 | 18981.22 | 534.0306 | 28299.53 | 6 | 2024
2024-06-22 | 17791.97 | 16905.27 | 16228.55 | 15868.92 | 15762.08 | 15460.42 | 15406.29 | 16976.59 | 18801.19 | 20372.47 | 21857.82 | 23395.37 | 24566.56 | 25465.79 | 26161.89 | 26627.09 | 26730.41 | 26264.97 | 25116.35 | 23988.71 | 23282.66 | 21895.58 | 20141.36 | 18607.79 | 503.6761 | 26730.41 | 6 | 2024
2024-06-23 | 17560.4 | 16615.3 | 15961.02 | 15620.83 | 15532.54 | 15250.82 | 15205.19 | 16735.14 | 18482.59 | 19959.31 | 21244.7 | 22567.34 | 23638.69 | 24466.68 | 25123.88 | 25578.1 | 25693.49 | 25264.22 | 24184.75 | 23129.42 | 22486.38 | 21245.17 | 19657.76 | 18170.83 | 489.3745 | 25693.49 | 6 | 2024
2024-06-24 | 17222.07 | 17772.07 | 17122.31 | 16872.91 | 17136.84 | 17775.34 | 18625.7 | 19896.47 | 21206.66 | 23191.11 | 25351.22 | 26951.65 | 28075.25 | 28909.88 | 29394.59 | 29630.39 | 29500.11 | 28892.02 | 27659.73 | 26390.71 | 25582.62 | 23973.84 | 21434.54 | 19725.78 | 558.2938 | 29630.39 | 6 | 2024
2024-06-25 | 18501.72 | 18052.11 | 17377.33 | 17104.05 | 17320.84 | 17901.78 | 18730.88 | 20032.79 | 21428.66 | 23648.4 | 25985.35 | 27794.01 | 29124.88 | 30177.91 | 30836.49 | 31206 | 31138.5 | 30490.96 | 29113.05 | 27708.21 | 26781.83 | 25048.09 | 22342.68 | 20325.63 | 578.1721 | 31206 | 6 | 2024
2024-06-26 | 18966.05 | 18309.93 | 17617.1 | 17328.1 | 17533.6 | 18109.16 | 18941.69 | 20273.11 | 21833.37 | 24150.33 | 26572.09 | 28424.46 | 29751.41 | 30761.66 | 31355.44 | 31654.4 | 31534.29 | 30868.21 | 29492.49 | 28089.44 | 27159.23 | 25412.45 | 22697.55 | 20578.57 | 587.4141 | 31654.4 | 6 | 2024
2024-06-27 | 19207.87 | 17646.05 | 17002.31 | 16755.93 | 16997.63 | 17603.85 | 18442.49 | 19689.22 | 20973.34 | 22857.88 | 25010.52 | 26656.82 | 27867.68 | 28843.66 | 29469.07 | 29840.45 | 29798.87 | 29199.08 | 27904.37 | 26586.68 | 25737.32 | 24088.27 | 21478.51 | 19742.69 | 559.4006 | 29840.45 | 6 | 2024
2024-06-28 | 18521.97 | 17479.79 | 16848.14 | 16618.71 | 16886.08 | 17528.14 | 18376.4 | 19611.62 | 20855.98 | 22587.67 | 24662.07 | 26253.04 | 27441.15 | 28412.31 | 29052.04 | 29435.89 | 29410.94 | 28821.77 | 27533.65 | 26218.38 | 25357.94 | 23720.95 | 21226.08 | 19505.13 | 552.3658 | 29435.89 | 6 | 2024
2024-06-29 | 18275.94 | 17365.81 | 16655.46 | 16266.92 | 16135.38 | 15814.95 | 15765.36 | 17392.53 | 19327.94 | 21037.98 | 22958.69 | 24651.86 | 25921.79 | 26865.73 | 27558.44 | 27988.51 | 28050.46 | 27541.78 | 26324.41 | 25132.91 | 24352.58 | 22885.52 | 20812.37 | 19228.69 | 524.312 | 28050.46 | 6 | 2024
2024-06-30 | 18107.27 | 17307.05 | 16598.25 | 16211.45 | 16074.74 | 15738.98 | 15680.89 | 17309.37 | 19252.85 | 20966.83 | 22902.19 | 24705.71 | 26139.99 | 27280.74 | 28162.09 | 28748.83 | 28901.51 | 28378.71 | 27048.68 | 25749.05 | 24869.38 | 23319.16 | 21068.41 | 19425.41 | 529.9475 | 28901.51 | 6 | 2024
2024-07-01 | 18195.81 | 18157.55 | 17489.64 | 17212.12 | 17465.04 | 18129.49 | 18795.38 | 19933.69 | 21206.56 | 22785.5 | 25004.84 | 26782.19 | 28139.15 | 29269.5 | 30065.42 | 30567.47 | 30575.25 | 29947.72 | 28564.48 | 27133.08 | 26245.44 | 24462.84 | 22020.25 | 20265.06 | 568.4135 | 30575.25 | 7 | 2024
2024-07-02 | 18934.9 | 16356.22 | 15821.69 | 15658.03 | 15993.16 | 16728.52 | 17410.94 | 18295.95 | 19100.6 | 20024.11 | 21039.12 | 21802.14 | 22509.99 | 23389.75 | 24122.53 | 24718.32 | 24888.53 | 24472.18 | 23417.51 | 22333.35 | 21930.61 | 20935.06 | 19273.43 | 17752.87 | 486.9095 | 24888.53 | 7 | 2024
2024-07-03 | 16920.84 | 16710.59 | 16148.52 | 15961.08 | 16272.94 | 16983.56 | 17658.54 | 18592.83 | 19493.55 | 20534.44 | 21677.13 | 22683.67 | 23706.36 | 24697.63 | 25499.79 | 26126.27 | 26292.9 | 25831.31 | 24677.02 | 23492.92 | 22838.94 | 21636.6 | 19908.23 | 18323.53 | 502.6692 | 26292.9 | 7 | 2024
2024-07-04 | 17142.85 | 16663.3 | 15981.27 | 15618.69 | 15591.59 | 15523.62 | 15409.9 | 16584.16 | 18195.99 | 19910.2 | 21536.57 | 22970.13 | 24046.99 | 24959.85 | 25758.87 | 26375.34 | 26455.44 | 25823.73 | 24551.85 | 23397.52 | 22766.09 | 21586.26 | 20004.94 | 18485.51 | 495.3407 | 26455.44 | 7 | 2024
2024-07-05 | 17620.07 | 18325.54 | 17641.36 | 17358.92 | 17597.59 | 18264.56 | 18934.42 | 20086.11 | 21379.54 | 23061.96 | 25315.34 | 27110.59 | 28456.44 | 29568.15 | 30330.5 | 30796.28 | 30783.25 | 30149.55 | 28760.54 | 27328.77 | 26421.41 | 24624.37 | 22125.14 | 20374.7 | 572.4151 | 30796.28 | 7 | 2024
2024-07-06 | 19045.9 | 17106.29 | 16425.31 | 16047.35 | 15936.21 | 15661.78 | 15419.62 | 16831.94 | 18572.22 | 20057.71 | 21367.49 | 22507.96 | 23764.63 | 24818.82 | 25712.76 | 26366.75 | 26585.6 | 26144.54 | 24951.09 | 23770.91 | 23069.45 | 21840.94 | 20247 | 18735.74 | 500.988 | 26585.6 | 7 | 2024
2024-07-07 | 17761.93 | 16679.71 | 16030.88 | 15680.87 | 15594.67 | 15344.13 | 15110.59 | 16466.33 | 18099.41 | 19451.9 | 20627.63 | 21620.16 | 22486.7 | 23488.47 | 24374.5 | 25052.56 | 25311.2 | 24917.84 | 23795.1 | 22690.32 | 22138.64 | 21163.12 | 19622.85 | 18162.77 | 481.6723 | 25311.2 | 7 | 2024
2024-07-08 | 17249.46 | 17276.12 | 16674.59 | 16455.05 | 16758.49 | 17471.86 | 18162.97 | 19183.99 | 20238.71 | 21464.69 | 22923.28 | 24417.89 | 25612.24 | 26688.5 | 27517.48 | 28109.25 | 28226.22 | 27696.69 | 26427.1 | 25127.6 | 24340.82 | 22688.65 | 20832.57 | 19166.77 | 530.711 | 28226.22 | 7 | 2024
2024-07-09 | 18023.97 | 18911.04 | 18187.71 | 17860.41 | 18054.91 | 18672.38 | 19341.85 | 20551.58 | 21977.14 | 24162.89 | 26646.9 | 28588.94 | 29976.6 | 31055.67 | 31725.37 | 32087.81 | 31985.81 | 31311.56 | 29902.19 | 28458.17 | 27538.09 | 25692.69 | 22983.56 | 21075.06 | 594.7723 | 32087.81 | 7 | 2024
2024-07-10 | 19724.67 | 19098.51 | 18361.15 | 18021.77 | 18205.2 | 18812.87 | 19482.68 | 20716.67 | 22189.93 | 24538.26 | 27108.21 | 29127.95 | 30574.65 | 31693.15 | 32381.01 | 32744.76 | 32634.18 | 31939.7 | 30489.47 | 29006.47 | 28045.15 | 26157.31 | 23408.82 | 21355.26 | 605.8178 | 32744.76 | 7 | 2024
2024-07-11 | 19993.94 | 18548.58 | 17851.73 | 17547.72 | 17760.27 | 18392.77 | 19072.6 | 20236.47 | 21579.69 | 23468.01 | 25824.6 | 27697.29 | 29081.98 | 30211.8 | 30962.51 | 31416.32 | 31391.06 | 30751.33 | 29345.01 | 27915.29 | 26995.64 | 25169.45 | 22498.89 | 20725.62 | 584.4386 | 31416.32 | 7 | 2024
2024-07-12 | 19456.62 | 18230.12 | 17554.4 | 17279.68 | 17526.15 | 18206.88 | 18897.98 | 20031.83 | 21296.59 | 22899.79 | 25107.78 | 26869.46 | 28195.29 | 29298.2 | 30059.32 | 30531.02 | 30536.36 | 29922.57 | 28547.77 | 27145.84 | 26237.97 | 24451.48 | 22014.09 | 20276.16 | 570.5734 | 30536.36 | 7 | 2024
2024-07-13 | 19027.7 | 17459.82 | 16754.45 | 16355.71 | 16228.53 | 15949.33 | 15728.04 | 17178.49 | 18996.89 | 20582.22 | 21989.65 | 23470.56 | 24779.95 | 25841.2 | 26704.86 | 27309.2 | 27490.97 | 27026.91 | 25796.88 | 24595.13 | 23839.58 | 22358.77 | 20736.09 | 19196.77 | 515.3977 | 27490.97 | 7 | 2024
2024-07-14 | 18139.44 | 16052.4 | 15451.61 | 15143.66 | 15095.15 | 14884.76 | 14678.23 | 15947.48 | 17421.18 | 18576.46 | 19557.2 | 20395.27 | 21107.95 | 21776.96 | 22497.04 | 23224.26 | 23556.3 | 23238.54 | 22207.88 | 21498.55 | 21125.76 | 20222.68 | 18756.89 | 17367.21 | 457.9229 | 23556.3 | 7 | 2024
2024-07-15 | 16578.81 | 16859.31 | 16290.78 | 16100.19 | 16431.38 | 17178.52 | 17896.39 | 18856.1 | 19798.14 | 20886.48 | 22072.34 | 23250.95 | 24317.91 | 25310.67 | 26100.01 | 26689.59 | 26839.1 | 26367.68 | 25186.67 | 23992.29 | 23275.43 | 21928.12 | 20189.66 | 18586.01 | 510.9825 | 26839.1 | 7 | 2024
2024-07-16 | 17509.96 | 17769.39 | 17131.26 | 16878.55 | 17135.73 | 17811.9 | 18515.81 | 19575.74 | 20726.28 | 22081.57 | 23989.05 | 25615.04 | 26860.48 | 27947.53 | 28731.85 | 29268.49 | 29342.61 | 28789.93 | 27481.1 | 26166.47 | 25332 | 23618.24 | 21459.97 | 19764.22 | 549.5032 | 29342.61 | 7 | 2024
2024-07-17 | 18525.28 | 17938.43 | 17288.12 | 17024.83 | 17273.73 | 17944.08 | 18647.4 | 19727.87 | 20916.71 | 22320.61 | 24381.52 | 26046.16 | 27301.98 | 28375.61 | 29131.17 | 29632.53 | 29677.17 | 29109.67 | 27793.31 | 26469.63 | 25626.15 | 23897.46 | 21651.99 | 19947.13 | 556.6485 | 29677.17 | 7 | 2024
2024-07-18 | 18726.63 | 18041.14 | 17383.5 | 17113.96 | 17357.47 | 18024.89 | 18733.45 | 19825.78 | 21039.26 | 22499.17 | 24638.46 | 26343.62 | 27629.39 | 28721.77 | 29484.02 | 29983.46 | 30024.23 | 29448.31 | 28111.32 | 26771.59 | 25903.62 | 24151.67 | 21821.83 | 20103.39 | 561.8819 | 30024.23 | 7 | 2024
2024-07-19 | 18871.44 | 17911.76 | 17263.02 | 17012.02 | 17284.12 | 18002.5 | 18728.94 | 19809.62 | 20977.19 | 22357.49 | 24329.34 | 25911.05 | 27074.17 | 28038.21 | 28697.88 | 29110.35 | 29113.87 | 28557.57 | 27295.56 | 26025.99 | 25203.45 | 23513.29 | 21412.59 | 19747.37 | 552.2488 | 29113.87 | 7 | 2024
2024-07-20 | 18610.64 | 17843.98 | 17114.27 | 16694.49 | 16556.56 | 16286.05 | 16092.76 | 17578 | 19463.48 | 21139.95 | 22664.45 | 24340.06 | 25561.89 | 26465.05 | 27141.93 | 27567.94 | 27639.1 | 27165.63 | 25995.19 | 24864.42 | 24139.8 | 22639.36 | 20989.63 | 19472.94 | 524.0276 | 27639.1 | 7 | 2024
2024-07-21 | 18479.02 | 18114.55 | 17363.94 | 16926.21 | 16770.47 | 16481.62 | 16285.55 | 17807.94 | 19767.01 | 21533.31 | 23344.89 | 25158.22 | 26499.86 | 27499.56 | 28239.65 | 28697.46 | 28772.22 | 28264.85 | 27011.68 | 25800.59 | 24996.4 | 23416.9 | 21497.41 | 19928.45 | 538.6578 | 28772.22 | 7 | 2024
2024-07-22 | 18826.92 | 19076.05 | 18347.52 | 18018.23 | 18237.26 | 18907.03 | 19640.69 | 20869.08 | 22324.71 | 24664.9 | 27177.42 | 29111.8 | 30458.82 | 31439.35 | 31999.59 | 32245.79 | 32089.38 | 31421.92 | 30044.49 | 28659.02 | 27716.05 | 25869.57 | 23193.29 | 21245.54 | 601.5844 | 32245.79 | 7 | 2024
2024-07-23 | 19884.69 | 17222.05 | 16627.16 | 16412.38 | 16705.73 | 17425.91 | 18165.18 | 19144.81 | 20148.07 | 21323.32 | 22685.53 | 24090.01 | 25173.44 | 26156.73 | 26894.36 | 27432.39 | 27551.78 | 27074.99 | 25878.97 | 24699.2 | 23953.19 | 22385.55 | 20626.33 | 19010.23 | 526.672 | 27551.78 | 7 | 2024
2024-07-24 | 17980.54 | 17471.45 | 16858.65 | 16628.33 | 16909.33 | 17621.34 | 18362.62 | 19372.21 | 20432.55 | 21680.12 | 23273.46 | 24742.67 | 25852.1 | 26827.72 | 27533.75 | 28028.44 | 28110.77 | 27612.53 | 26398.18 | 25200.53 | 24432.45 | 22798.94 | 20934.11 | 19300.94 | 534.3637 | 28110.77 | 7 | 2024
2024-07-25 | 18180.32 | 17721.46 | 17090.58 | 16844.66 | 17112.62 | 17815.77 | 18561.36 | 19601.16 | 20720.64 | 22042.6 | 23876.6 | 25426.32 | 26583.28 | 27575.68 | 28272.33 | 28741.61 | 28798.41 | 28277.85 | 27030.5 | 25803.26 | 24997.69 | 23323.44 | 21287.54 | 19629.69 | 545.3154 | 28798.41 | 7 | 2024
2024-07-26 | 18495.97 | 18769.67 | 18059.12 | 17754.99 | 17982.49 | 18672.03 | 19419.64 | 20602.79 | 21973.38 | 24029.03 | 26413.63 | 28282.87 | 29625.03 | 30664.9 | 31308.63 | 31647.03 | 31573.7 | 30942.53 | 29556.38 | 28180.17 | 27214.15 | 25373.86 | 22715.94 | 20909.35 | 590.1673 | 31647.03 | 7 | 2024
2024-07-27 | 19565.95 | 18159.97 | 17408.1 | 16969.78 | 16815.44 | 16538.84 | 16373.2 | 17892.82 | 19854.33 | 21626.18 | 23481.57 | 25301.8 | 26644 | 27636.99 | 28362.87 | 28805.99 | 28884.19 | 28387.91 | 27134.87 | 25945.86 | 25119.63 | 23529.37 | 21581.41 | 20013.9 | 542.035 | 28884.19 | 7 | 2024
2024-07-28 | 18919.28 | 18254.05 | 17495.31 | 17051.09 | 16891.55 | 16611.13 | 16447.5 | 17978.68 | 19963.27 | 21763.92 | 23713.26 | 25569.92 | 26938.42 | 27947.36 | 28678.6 | 29119.34 | 29192.34 | 28687.11 | 27415.88 | 26210.79 | 25364.72 | 23754.48 | 21731.4 | 20151.61 | 545.851 | 29192.34 | 7 | 2024
2024-07-29 | 18997.67 | 18187.04 | 17525.44 | 17254.9 | 17523.77 | 18243.33 | 19013.15 | 20122.42 | 21361.69 | 22959.03 | 25118.18 | 26806.65 | 28043.93 | 29031.66 | 29680.95 | 30062.66 | 30047.7 | 29479.33 | 28179.7 | 26901.41 | 26018.03 | 24271.09 | 21940.45 | 20238.57 | 567.0087 | 30062.66 | 7 | 2024
2024-07-30 | 19013.92 | 18292.31 | 17620.12 | 17338.79 | 17576.23 | 18259.09 | 19020.89 | 20129.24 | 21386.24 | 23061.07 | 25279.26 | 27039.09 | 28340.94 | 29413.21 | 30126.19 | 30567.95 | 30587.35 | 30015.68 | 28668.14 | 27355.44 | 26436.36 | 24647.78 | 22173.6 | 20446.86 | 572.7957 | 30587.35 | 7 | 2024
2024-07-31 | 19177.81 | 19347.25 | 18598.78 | 18251.15 | 18435.47 | 19080.58 | 19843.45 | 21080.53 | 22634.1 | 25139.09 | 27757.93 | 29791.12 | 31201.65 | 32240.06 | 32818.81 | 33076.75 | 32935.57 | 32269.65 | 30845.38 | 29452.2 | 28445.88 | 26539.32 | 23816.17 | 21664.74 | 614.4434 | 33076.75 | 7 | 2024
2024-08-01 | 20086.55 | 19171.1 | 18427.08 | 18096.94 | 18332.5 | 19221.01 | 19984.11 | 20965.89 | 22392.17 | 24590.94 | 27101.21 | 29118.94 | 30627.66 | 31797.71 | 32529.28 | 32922.84 | 32846.89 | 32101.46 | 30614.47 | 29382.4 | 28343.52 | 25980.63 | 23164.16 | 21211.94 | 609.0114 | 32922.84 | 8 | 2024
2024-08-02 | 19980.64 | 18654.83 | 17948.91 | 17659.97 | 17942 | 18887.09 | 19664.37 | 20589.3 | 21887.49 | 23719.3 | 26015.73 | 27867.66 | 29282.07 | 30410.35 | 31152.76 | 31577.27 | 31547.21 | 30845.49 | 29414.74 | 28235.96 | 27233.25 | 24937.36 | 22345.74 | 20503.49 | 588.303 | 31577.27 | 8 | 2024
2024-08-03 | 19370.21 | 18556.42 | 17765.66 | 17304.54 | 17159.22 | 17078.34 | 16903.17 | 18247.91 | 20287.96 | 22239.74 | 24393.92 | 26352.02 | 27850.19 | 28952.87 | 29744.98 | 30211.06 | 30264.04 | 29640.68 | 28277.78 | 27218.68 | 26289.51 | 24157.29 | 21937.28 | 20239.65 | 560.4431 | 30264.04 | 8 | 2024
2024-08-04 | 19203.72 | 18409.81 | 17630.09 | 17178.65 | 17041.82 | 16970.46 | 16803.52 | 18128.03 | 20131.79 | 22038.63 | 24084.78 | 26002.69 | 27479.74 | 28577.86 | 29377.72 | 29859.46 | 29931.73 | 29324.36 | 27976.34 | 26937.79 | 26019.17 | 23903.86 | 21751.83 | 20067.99 | 554.8318 | 29931.73 | 8 | 2024
2024-08-05 | 19052.35 | 19219.28 | 18475.57 | 18148.35 | 18409.71 | 19337.37 | 20133.36 | 21128.2 | 22568.02 | 24808.11 | 27322.41 | 29333.84 | 30831.67 | 31958.18 | 32645.94 | 32986.73 | 32883.61 | 32137.59 | 30661.24 | 29445.12 | 28386.8 | 26022.4 | 23221.87 | 21266.16 | 610.3839 | 32986.73 | 8 | 2024
2024-08-06 | 19988.48 | 18697.38 | 17990.37 | 17692.7 | 17958.01 | 18881.7 | 19674.93 | 20588.55 | 21891.41 | 23765.65 | 26085.03 | 27950.19 | 29361.76 | 30485.02 | 31212.38 | 31633.55 | 31608.73 | 30920.3 | 29501.39 | 28356.3 | 27367.9 | 25074.65 | 22455.08 | 20612.87 | 589.7543 | 31633.55 | 8 | 2024
2024-08-07 | 19452.11 | 18315.2 | 17636.74 | 17363.98 | 17650.4 | 18593.78 | 19397.05 | 20260.58 | 21470.78 | 23087.03 | 25265.51 | 27027.89 | 28387.67 | 29503.77 | 30257.52 | 30725.03 | 30749.37 | 30098.17 | 28715.75 | 27614.37 | 26658.59 | 24410.59 | 21966.05 | 20157.48 | 574.7654 | 30749.37 | 8 | 2024
2024-08-08 | 19015.56 | 17058.69 | 16474.29 | 16283.15 | 16640.8 | 17649.56 | 18473.64 | 19172.96 | 20072.77 | 21229.99 | 22559.8 | 23895.82 | 25015.25 | 26027.89 | 26795.88 | 27357.13 | 27503.58 | 26975.68 | 25760.98 | 24838.61 | 24042.94 | 22161.33 | 20192.96 | 18521.62 | 523.7209 | 27503.58 | 8 | 2024
2024-08-09 | 17658.18 | 17637.71 | 17008.29 | 16786.49 | 17125.6 | 18130.22 | 18956.05 | 19743.42 | 20794.23 | 22134.65 | 23874.46 | 25472.79 | 26776.77 | 27916.25 | 28753.95 | 29321.53 | 29442.75 | 28846.5 | 27494.31 | 26429.81 | 25482.41 | 23286.7 | 21128.43 | 19366.88 | 549.5684 | 29442.75 | 8 | 2024
2024-08-10 | 18261.52 | 17759.15 | 17030.06 | 16623.1 | 16526.45 | 16502.28 | 16377.26 | 17608.66 | 19444.78 | 21144.9 | 22726.12 | 24417.75 | 25776.9 | 26828.45 | 27638.77 | 28171.55 | 28321.92 | 27791.65 | 26526.57 | 25598.13 | 24738.59 | 22732.35 | 20885.28 | 19273.03 | 528.7052 | 28321.92 | 8 | 2024
2024-08-11 | 18321.01 | 18035.88 | 17286.22 | 16861.59 | 16749 | 16711.59 | 16589.25 | 17855.83 | 19761.49 | 21547.94 | 23321.89 | 25144.36 | 26580.25 | 27681.7 | 28513.14 | 29044.88 | 29182.94 | 28626.58 | 27308.4 | 26330.67 | 25415.97 | 23331.5 | 21335.71 | 19684.49 | 541.2223 | 29182.94 | 8 | 2024
2024-08-12 | 18632.72 | 17376.47 | 16770.29 | 16563.29 | 16925.41 | 17947.31 | 18797.77 | 19551.01 | 20547.34 | 21817.2 | 23397.23 | 24941.44 | 26228.61 | 27365.28 | 28220.92 | 28817.97 | 28973.75 | 28406.46 | 27079.34 | 26053.76 | 25123.69 | 22954.9 | 20893.97 | 19146.72 | 542.5329 | 28973.75 | 8 | 2024
2024-08-13 | 18060.94 | 16915.95 | 16345.76 | 16167.18 | 16541.3 | 17580.92 | 18440.3 | 19108.14 | 19952 | 21045.27 | 22296.11 | 23443.51 | 24435.21 | 25320.69 | 25980.09 | 26462.94 | 26585.34 | 26095.09 | 24968.86 | 24152.24 | 23418.8 | 21721.81 | 19815.36 | 18202.86 | 513.0567 | 26585.34 | 8 | 2024
2024-08-14 | 17366.22 | 16683.43 | 16132.76 | 15971.32 | 16360.91 | 17416.87 | 18286.59 | 18920.5 | 19700.61 | 20714.87 | 21886.76 | 22844.73 | 23783.99 | 24643.45 | 25300 | 25797.28 | 25944.87 | 25483.6 | 24394.48 | 23620.4 | 22917.95 | 21356.45 | 19481.07 | 17898.09 | 502.9072 | 25944.87 | 8 | 2024
2024-08-15 | 17110.69 | 17533.87 | 16917.89 | 16700.02 | 17038.88 | 18050.08 | 18917.48 | 19663.24 | 20661.59 | 21946.87 | 23583.36 | 25064.69 | 26225.16 | 27219.02 | 27922.52 | 28400.56 | 28494.88 | 27947.53 | 26704.57 | 25780.91 | 24924.74 | 22813.25 | 20818 | 19119.7 | 539.5595 | 28494.88 | 8 | 2024
2024-08-16 | 18112.56 | 17905.46 | 17261.17 | 17026.94 | 17362.61 | 18387.95 | 19263.38 | 20066.48 | 21154.95 | 22550.23 | 24447.74 | 26036.85 | 27270.64 | 28292.35 | 28991.92 | 29430.37 | 29484.9 | 28897.23 | 27593.56 | 26603.95 | 25666.84 | 23483.46 | 21310.38 | 19573.27 | 556.1752 | 29484.9 | 8 | 2024
2024-08-17 | 18491.88 | 17334.53 | 16639.78 | 16263.35 | 16194.99 | 16210.64 | 16135.22 | 17300.33 | 19022.85 | 20584.1 | 22032.48 | 23416.86 | 24709.2 | 25741.54 | 26566.59 | 27139.05 | 27353.66 | 26882.62 | 25665.19 | 24817.6 | 23976.17 | 22166.49 | 20368.32 | 18800.97 | 513.8144 | 27353.66 | 8 | 2024
2024-08-18 | 17896.86 | 17391.34 | 16691.69 | 16311.28 | 16237.23 | 16246.05 | 16173.47 | 17347.54 | 19091.14 | 20676.78 | 22160.77 | 23642.7 | 25009.81 | 26119.87 | 27011.35 | 27633.77 | 27876.18 | 27395.51 | 26126.79 | 25233.82 | 24341.57 | 22420.54 | 20590.42 | 18991.82 | 518.6183 | 27876.18 | 8 | 2024
2024-08-19 | 17996.34 | 17940.17 | 17296.25 | 17057.1 | 17396.75 | 18419.42 | 19313.61 | 20123.39 | 21236.62 | 22658.36 | 24640.64 | 26301.88 | 27622.66 | 28719.9 | 29484.06 | 29970.29 | 30053.83 | 29461.41 | 28110.96 | 27087.98 | 26100.69 | 23874.35 | 21593.77 | 19819.77 | 562.2802 | 30053.83 | 8 | 2024
2024-08-20 | 18665.65 | 18984.18 | 18262.37 | 17953.2 | 18215.14 | 19169.45 | 20050.31 | 20974.72 | 22319.36 | 24383.23 | 26774.97 | 28687.11 | 30103.42 | 31191.39 | 31851.02 | 32198.7 | 32155.2 | 31484.08 | 30063.05 | 28972.07 | 27921.47 | 25590.05 | 22863.3 | 21018.95 | 599.8524 | 32198.7 | 8 | 2024
2024-08-21 | 19735.12 | 18105.65 | 17448.7 | 17196.07 | 17504.71 | 18499.2 | 19396.24 | 20208.28 | 21344.51 | 22818.63 | 24896.58 | 26589.68 | 27909.88 | 29007.74 | 29753.1 | 30227.54 | 30305.93 | 29715.28 | 28362.28 | 27352.69 | 26366.66 | 24128.51 | 21780.16 | 20003.3 | 568.6564 | 30305.93 | 8 | 2024
2024-08-22 | 18877.38 | 18360.61 | 17686.17 | 17418.36 | 17716.65 | 18708.39 | 19613.05 | 20452.85 | 21641.63 | 23281.34 | 25432.99 | 27160.09 | 28468.79 | 29518.5 | 30195.79 | 30598.53 | 30626.41 | 30021.39 | 28675.89 | 27675.74 | 26688.68 | 24441.8 | 22024.68 | 20245.11 | 575.5308 | 30626.41 | 8 | 2024
2024-08-23 | 19095.86 | 17829.45 | 17193.11 | 16966.62 | 17309.83 | 18355.11 | 19275.02 | 20058.14 | 21121.88 | 22488.22 | 24343.97 | 25934.95 | 27191.89 | 28249.71 | 28984.58 | 29456.52 | 29553.29 | 28988.84 | 27670.35 | 26697.83 | 25719 | 23516.45 | 21336.17 | 19596.7 | 556.9335 | 29553.29 | 8 | 2024
2024-08-24 | 18498.46 | 17106.17 | 16431.22 | 16072.72 | 16021.93 | 16068.25 | 16040.56 | 17164.46 | 18820.88 | 20302.69 | 21676.51 | 22900.02 | 24157.97 | 25181.38 | 26013.34 | 26606.34 | 26864.05 | 26434.08 | 25241.63 | 24451.07 | 23605.18 | 21888.47 | 20118.99 | 18577.27 | 506.2436 | 26864.05 | 8 | 2024
2024-08-25 | 17674.65 | 16886.46 | 16228.82 | 15885.27 | 15848.46 | 15911.49 | 15897.44 | 16989.51 | 18588.29 | 19999.21 | 21301.79 | 22430.31 | 23559.1 | 24554.33 | 25378.25 | 25979.13 | 26257.41 | 25854.06 | 24697.08 | 23949.99 | 23131.29 | 21542.2 | 19802.54 | 18289.4 | 496.6365 | 26257.41 | 8 | 2024
2024-08-26 | 17400.04 | 16953.75 | 16385.35 | 16212.34 | 16609.06 | 17694.42 | 18644.79 | 19317.82 | 20187.11 | 21305.28 | 22614.18 | 23975.45 | 25182.74 | 26283.58 | 27132.74 | 27752.26 | 27983.54 | 27498.67 | 26229.47 | 25327.66 | 24392.66 | 22388.22 | 20410.64 | 18718.85 | 526.6006 | 27983.54 | 8 | 2024
2024-08-27 | 17626.28 | 17044.64 | 16468.14 | 16285.65 | 16654.31 | 17710.44 | 18653.94 | 19322.37 | 20199.06 | 21333.32 | 22661.52 | 24068.58 | 25262.11 | 26358.72 | 27192.31 | 27807.54 | 28037.3 | 27556.53 | 26293.84 | 25407.87 | 24489.77 | 22461.94 | 20480.65 | 18792.77 | 528.1696 | 28037.3 | 8 | 2024
2024-08-28 | 17704.11 | 16871.8 | 16308.34 | 16137.22 | 16515.33 | 17580.98 | 18532.38 | 19177.62 | 20012.96 | 21095.36 | 22375.89 | 23668.22 | 24848.99 | 25954.33 | 26810.48 | 27455.27 | 27713.69 | 27250.23 | 25996.91 | 25126.4 | 24214.11 | 22255.28 | 20286.18 | 18609.75 | 522.5018 | 27713.69 | 8 | 2024
2024-08-29 | 17533.7 | 16630.77 | 16086.65 | 15932.19 | 16326.82 | 17413.11 | 18379.83 | 18989.07 | 19757.96 | 20759.46 | 21954.43 | 23035.32 | 24135.91 | 25181.88 | 26002.86 | 26635.03 | 26903.71 | 26471.88 | 25274.51 | 24467.48 | 23600.85 | 21812.13 | 19885.95 | 18250.79 | 511.4223 | 26903.71 | 8 | 2024
2024-08-30 | 17253.04 | 16200.14 | 15689.29 | 15571.51 | 16013.21 | 17164.79 | 18154.07 | 18711.38 | 19359.34 | 20211.44 | 21232.03 | 22050.87 | 22800.59 | 23692.42 | 24411.24 | 24976.96 | 25233.58 | 24849.76 | 23768.2 | 23073.58 | 22377.24 | 20860.64 | 19030.05 | 17484.2 | 490.1696 | 25233.58 | 8 | 2024
2024-08-31 | 16630.68 | 15510.34 | 14958.86 | 14707.18 | 14754.25 | 14907.96 | 14950.71 | 15851.72 | 17097.33 | 18071.92 | 18935.93 | 19702.51 | 20402.18 | 21048.73 | 21667.26 | 22188.75 | 22508.8 | 22313.95 | 21570.57 | 21181.13 | 20697.42 | 19371.38 | 17810.6 | 16468.63 | 443.3088 | 22508.8 | 8 | 2024
2024-09-01 | 16219.14 | 15241 | 14751.97 | 14525.84 | 14584.4 | 14740.17 | 14830.85 | 15549.97 | 16718.94 | 17682.95 | 18536.05 | 19337.85 | 20028.75 | 20661.33 | 21397.18 | 21985.37 | 22181.64 | 21665.13 | 20808.57 | 20640.83 | 19766.43 | 18508.49 | 17109.97 | 15914.87 | 433.3877 | 22181.64 | 9 | 2024
2024-09-02 | 15297.56 | 16516.29 | 15899.44 | 15580.71 | 15647.12 | 15944.92 | 16155.43 | 16875.75 | 18363.03 | 20101.25 | 22138.34 | 23924.99 | 25117.23 | 26065.53 | 26803.19 | 27296.29 | 27236.01 | 26359.79 | 25121.23 | 24647.3 | 23252.47 | 21306.51 | 19542.27 | 18106.79 | 503.2994 | 27296.29 | 9 | 2024
2024-09-03 | 17297.68 | 17666.32 | 17086.33 | 16867.35 | 17183.85 | 18177.55 | 19162.1 | 19767.37 | 20803.51 | 22603.27 | 24628.21 | 26357.31 | 27698.7 | 28820.66 | 29553.25 | 29986.82 | 29919.87 | 29106.92 | 27836.46 | 27197.61 | 25652.83 | 23464.01 | 21015.25 | 19382.98 | 557.2362 | 29986.82 | 9 | 2024
2024-09-04 | 18277.07 | 16844.51 | 16325.67 | 16159.9 | 16522.05 | 17557.41 | 18559.26 | 19057.61 | 19892.58 | 21114.68 | 22828.25 | 24323.21 | 25537.91 | 26627.91 | 27403.37 | 27926.24 | 27957.76 | 27225.2 | 26043.92 | 25506.26 | 24044.32 | 21963.17 | 19907.15 | 18374.23 | 525.9796 | 27957.76 | 9 | 2024
2024-09-05 | 17440.11 | 16518.6 | 16024.49 | 15880.17 | 16262.2 | 17318.74 | 18331.91 | 18785.64 | 19537.01 | 20579.27 | 22103.97 | 23482.64 | 24614.83 | 25654.72 | 26411.83 | 26941.3 | 26996.7 | 26300.48 | 25176.7 | 24702.46 | 23291.29 | 21269.1 | 19413.02 | 17923.8 | 510.961 | 26996.7 | 9 | 2024
2024-09-06 | 17064.55 | 16351.82 | 15870.92 | 15744.37 | 16155.4 | 17253.51 | 18281.69 | 18722.5 | 19430.55 | 20415.51 | 21779.22 | 23088.95 | 24178.35 | 25188.46 | 25935.3 | 26456.15 | 26516.82 | 25833.76 | 24729.82 | 24272.49 | 22858.38 | 20857.11 | 19118.71 | 17653.12 | 503.7575 | 26516.82 | 9 | 2024
2024-09-07 | 16808.93 | 16249.64 | 15688.99 | 15400.65 | 15408.31 | 15535.09 | 15657.24 | 16493.86 | 17897.88 | 19158.37 | 20305.84 | 21490.89 | 22574.73 | 23458.64 | 24161.46 | 24649.21 | 24752.39 | 24158.65 | 23181.46 | 22904.15 | 21612.62 | 20043.41 | 18544.25 | 17253.14 | 473.3898 | 24752.39 | 9 | 2024
2024-09-08 | 16597.54 | 16720.56 | 16123.32 | 15803.48 | 15779.11 | 15872.17 | 15989.41 | 16891.4 | 18426.16 | 19845.55 | 21254.35 | 22840.1 | 24137.81 | 25201.36 | 26027.95 | 26584.32 | 26703.17 | 26052.74 | 24927.87 | 24507.87 | 23074.61 | 21138.25 | 19470.92 | 18080.94 | 498.051 | 26703.17 | 9 | 2024
2024-09-09 | 17205.68 | 16850.55 | 16334.26 | 16173.66 | 16561.61 | 17634.28 | 18677.51 | 19184.59 | 20032.3 | 21280.17 | 23014.85 | 24559.53 | 25849.22 | 26999.37 | 27828.41 | 28380.62 | 28437.64 | 27703.87 | 26474.47 | 25905.1 | 24361.31 | 22233.03 | 20102.03 | 18542.53 | 530.3266 | 28437.64 | 9 | 2024
2024-09-10 | 17488.01 | 16396.7 | 15912.52 | 15777.07 | 16164.97 | 17232.48 | 18276.01 | 18709.65 | 19435.98 | 20445.68 | 21913.15 | 23322.57 | 24527.12 | 25665.38 | 26520.75 | 27137.8 | 27263.14 | 26582.95 | 25410.97 | 24914.43 | 23439.16 | 21377.82 | 19476.96 | 17967.01 | 511.3583 | 27263.14 | 9 | 2024
2024-09-11 | 17024.66 | 17220.51 | 16677.32 | 16490.42 | 16838.03 | 17879.12 | 18926.25 | 19458.74 | 20371.83 | 21860.83 | 23702.93 | 25295.05 | 26557.02 | 27646.71 | 28382.07 | 28847.28 | 28846.36 | 28100.97 | 26887.93 | 26348.15 | 24821.45 | 22685.08 | 20442.89 | 18885.03 | 540.1966 | 28847.28 | 9 | 2024
2024-09-12 | 17823.39 | 16590.29 | 16093.43 | 15946.88 | 16327.62 | 17396.34 | 18453.79 | 18906.35 | 19671.31 | 20731.56 | 22337.86 | 23776.69 | 24977.26 | 26083.52 | 26890.1 | 27454.86 | 27546.41 | 26858.26 | 25689.08 | 25202.53 | 23718.16 | 21645.83 | 19682.2 | 18169.41 | 517.9731 | 27546.41 | 9 | 2024
2024-09-13 | 17222.96 | 16046.66 | 15591.35 | 15487.23 | 15918.92 | 17050.18 | 18130.47 | 18520.26 | 19147.52 | 20033.33 | 21175.47 | 22421.52 | 23498.87 | 24535.31 | 25327.9 | 25906.15 | 26037.12 | 25401.06 | 24307.87 | 23898.48 | 22463.64 | 20554.74 | 18842.79 | 17397.72 | 494.9175 | 26037.12 | 9 | 2024
2024-09-14 | 16535.77 | 15430.3 | 14931.9 | 14698.02 | 14750.5 | 14925.68 | 15100.41 | 15824.66 | 17034.2 | 18050.37 | 18981.81 | 19894.35 | 20705.59 | 21668.6 | 22521.88 | 23185.85 | 23453.37 | 22945.93 | 21985.65 | 21767.33 | 20530.44 | 19185.3 | 17729.01 | 16477.48 | 448.3144 | 23453.37 | 9 | 2024
2024-09-15 | 15804.09 | 15181.66 | 14702.45 | 14485.19 | 14553.44 | 14745.41 | 14927.69 | 15617.48 | 16761.5 | 17697.17 | 18544.34 | 19380.82 | 20134.32 | 20883.11 | 21710.64 | 22370.41 | 22650.49 | 22171.74 | 21263.43 | 21100.09 | 20047.63 | 18743.06 | 17326.26 | 16112.64 | 436.9151 | 22650.49 | 9 | 2024
2024-09-16 | 15470.17 | 14877.57 | 14518.57 | 14494.17 | 15017.92 | 16249.6 | 17381.56 | 17600.88 | 17901.14 | 18390.03 | 19016.1 | 19514.39 | 19928.12 | 20368.26 | 20759.73 | 21154.69 | 21252.61 | 20774.31 | 20182.22 | 20169.04 | 19340.61 | 18088.9 | 16636.22 | 15437.44 | 434.5243 | 21252.61 | 9 | 2024
2024-09-17 | 14983.8 | 14735.2 | 14387.09 | 14369.32 | 14879.06 | 16097.61 | 17232.87 | 17414.49 | 17660.39 | 18089.04 | 18656.56 | 19094.67 | 19447.17 | 19855.43 | 20193.54 | 20502.09 | 20614.67 | 20246.03 | 19733.4 | 19774.04 | 18993.98 | 17778.92 | 16356.79 | 15194.08 | 426.2902 | 20614.67 | 9 | 2024
2024-09-18 | 14810.26 | 15311.06 | 14914.2 | 14854.4 | 15317.84 | 16481.23 | 17599.87 | 17869.95 | 18295.01 | 18938.5 | 19760.7 | 20484.11 | 21267.4 | 22131.76 | 22823.7 | 23381.17 | 23555.34 | 23022.83 | 22108.01 | 21907.42 | 20655.24 | 19267.36 | 17679 | 16355.86 | 458.7922 | 23555.34 | 9 | 2024
2024-09-19 | 15633.07 | 15398.9 | 14995.78 | 14930.58 | 15388.78 | 16549.32 | 17675.74 | 17955.85 | 18403.97 | 19075.81 | 19931.75 | 20698.57 | 21580.64 | 22484.76 | 23204.51 | 23778.61 | 23961.64 | 23421.88 | 22475.85 | 22251.15 | 20946.01 | 19483.01 | 17874.3 | 16531.48 | 464.632 | 23961.64 | 9 | 2024
2024-09-20 | 15788.72 | 15023.68 | 14652.93 | 14621.99 | 15129.78 | 16360.78 | 17516.26 | 17746.72 | 18076.76 | 18603.73 | 19282.13 | 19850.07 | 20335.2 | 20921.52 | 21474.51 | 21928.35 | 22068.21 | 21582.2 | 20788.22 | 20712.26 | 19787.25 | 18475.93 | 16981.36 | 15745.15 | 443.4537 | 22068.21 | 9 | 2024
2024-09-21 | 15199.97 | 14631.46 | 14208.32 | 14040.02 | 14163.13 | 14433.71 | 14681.48 | 15267.14 | 16212.94 | 16912.02 | 17488.14 | 18034.31 | 18512.6 | 18969.45 | 19415.08 | 19805.16 | 20000.22 | 19715.68 | 19207.33 | 19296.46 | 18490.5 | 17350.16 | 16104.84 | 15056.6 | 407.1967 | 20000.22 | 9 | 2024
2024-09-22 | 14703.52 | 14817.68 | 14377.01 | 14193.2 | 14302.47 | 14562.35 | 14812.96 | 15425.72 | 16428.02 | 17197.83 | 17847.54 | 18458.75 | 18984.24 | 19470.97 | 19927.64 | 20313.99 | 20498.01 | 20194.56 | 19652.62 | 19712.08 | 18871.4 | 17695.96 | 16419.47 | 15341.25 | 414.2092 | 20498.01 | 9 | 2024
2024-09-23 | 14929.32 | 15915.1 | 15477.1 | 15384.54 | 15841.49 | 17015.81 | 18173.62 | 18527.58 | 19108.83 | 19941.97 | 20991.78 | 22167.63 | 23180.88 | 24139.72 | 24863.26 | 25392.76 | 25529.94 | 24941.84 | 23907.77 | 23603.07 | 22178.71 | 20367.69 | 18697.41 | 17288.84 | 487.5667 | 25529.94 | 9 | 2024
2024-09-24 | 16370.99 | 15839.38 | 15407.86 | 15317.88 | 15760.62 | 16927.01 | 18091.68 | 18413 | 18947.18 | 19732.32 | 20687.46 | 21735.58 | 22606.52 | 23435.35 | 24041.01 | 24493.66 | 24601.19 | 24046.42 | 23108.33 | 22912.22 | 21583.57 | 19959.27 | 18344.83 | 16997.02 | 479.3603 | 24601.19 | 9 | 2024
2024-09-25 | 16225.77 | 15492.22 | 15104.81 | 15054.12 | 15536.28 | 16745.36 | 17928.17 | 18180.61 | 18571.63 | 19180.75 | 19942.34 | 20561.97 | 21189.41 | 21843.19 | 22332.26 | 22728.87 | 22842.83 | 22366.97 | 21582.06 | 21536.7 | 20425.22 | 19100.07 | 17588.57 | 16340.64 | 458.4008 | 22842.83 | 9 | 2024
2024-09-26 | 15733.72 | 14794 | 14476.15 | 14486.84 | 15027.56 | 16296.88 | 17504.38 | 17642.96 | 17806.7 | 18134.97 | 18600.09 | 18947.72 | 19226.61 | 19574.25 | 19867.84 | 20158.84 | 20283.61 | 19999.62 | 19546.27 | 19671.68 | 18906.99 | 17727.07 | 16355.2 | 15241.89 | 426.0118 | 20283.61 | 9 | 2024
2024-09-27 | 14890.73 | 14803.35 | 14499.91 | 14530.36 | 15103.5 | 16421 | 17653.81 | 17784.81 | 17909.01 | 18184.43 | 18584.85 | 18871.86 | 19103.7 | 19406.04 | 19668.11 | 19931.1 | 20053.79 | 19789.26 | 19361.75 | 19509.18 | 18739.53 | 17576.55 | 16237.9 | 15153.71 | 423.7682 | 20053.79 | 9 | 2024
2024-09-28 | 14789.57 | 14092.1 | 13728.67 | 13612.97 | 13792.13 | 14140.56 | 14458.68 | 14937.7 | 15682.01 | 16137.91 | 16447.55 | 16728.7 | 16973.85 | 17232.33 | 17536.61 | 17850.65 | 18054.19 | 17862.13 | 17520.04 | 17798.68 | 17117.16 | 16118.68 | 15024.1 | 14121.28 | 381.7582 | 18054.19 | 9 | 2024
2024-09-29 | 13974.7 | 14369.06 | 14034.97 | 13948.17 | 14156.38 | 14533.89 | 14870.23 | 15329.2 | 16007.17 | 16376.87 | 16591.84 | 16778.62 | 16939.02 | 17124.09 | 17376.34 | 17669.21 | 17891.23 | 17756.65 | 17483.88 | 17822.2 | 17189.98 | 16238.76 | 15188.53 | 14330.88 | 383.9819 | 17891.23 | 9 | 2024
2024-09-30 | 14182.49 | 15089.56 | 14859.53 | 14956.46 | 15606.46 | 16998.77 | 18285.82 | 18348.74 | 18297.21 | 18348.2 | 18502.15 | 18542.96 | 18558.19 | 18660.04 | 18780.17 | 18976.96 | 19128.35 | 18993.19 | 18748.07 | 19065.46 | 18434.42 | 17407.76 | 16195.45 | 15233.95 | 420.2004 | 19128.35 | 9 | 2024
2024-10-01 | 15265.17 | 14552.12 | 14370.5 | 14477.99 | 15067.19 | 16252.78 | 17433.72 | 17663 | 17696.81 | 17784.01 | 17987.69 | 18052.07 | 18069.95 | 18229.48 | 18392.09 | 18609.28 | 18679.94 | 18543.09 | 18714.5 | 18841.14 | 17909.55 | 16957.27 | 15852.39 | 14977.95 | 410.3797 | 18841.14 | 10 | 2024
2024-10-02 | 14689.22 | 14466.04 | 14196.95 | 14222.12 | 14727.05 | 15827.22 | 16974.8 | 17292.04 | 17554.34 | 18045.79 | 18751.28 | 19339.72 | 19843.92 | 20428.82 | 20899.01 | 21277.54 | 21337.36 | 20987.19 | 20794.87 | 20594.54 | 19357.06 | 17778.85 | 16470.61 | 15409.47 | 431.2658 | 21337.36 | 10 | 2024
2024-10-03 | 14815.71 | 14777.82 | 14492.56 | 14504.11 | 14997.57 | 16089.61 | 17242.1 | 17590.89 | 18030.93 | 18664.33 | 19475.11 | 20149.94 | 20708.94 | 21318.32 | 21785.95 | 22145.99 | 22187.56 | 21820.3 | 21592.06 | 21357.03 | 20076.98 | 18452.81 | 16909.86 | 15821.7 | 445.0082 | 22187.56 | 10 | 2024
2024-10-04 | 15181.09 | 15342.9 | 15053.33 | 15072.16 | 15581.01 | 16697.93 | 17909.33 | 18481.07 | 19016.58 | 19717.5 | 20610.78 | 21400.44 | 22090.22 | 22819.92 | 23387.09 | 23814.32 | 23910.58 | 23551.73 | 23235.92 | 22900.49 | 21499.97 | 19779.11 | 17777.73 | 16630.11 | 471.4613 | 23910.58 | 10 | 2024
2024-10-05 | 15815.03 | 14944.6 | 14578.1 | 14440.62 | 14568.63 | 14767.58 | 15082.72 | 15835.41 | 16857.05 | 17605.7 | 18446.79 | 19353.32 | 20151.66 | 20888.37 | 21541.19 | 22036.46 | 22222 | 21921.96 | 21652.58 | 21428 | 20088.48 | 18528.06 | 17086.22 | 16070.72 | 435.9112 | 22222 | 10 | 2024
2024-10-06 | 15394.47 | 14555.27 | 14208.44 | 14087.27 | 14231.24 | 14448.35 | 14770.08 | 15480.26 | 16425.93 | 17082.89 | 17618.7 | 18326.8 | 19017.18 | 19674.19 | 20280.87 | 20757.3 | 20945.1 | 20672.69 | 20475.07 | 20328.65 | 19058.31 | 17617.73 | 16474.17 | 15507.4 | 417.4384 | 20945.1 | 10 | 2024
2024-10-07 | 14912.86 | 14451.76 | 14203.96 | 14251.11 | 14801 | 15961.37 | 17158.75 | 17461.43 | 17679.2 | 18102.59 | 18706.2 | 19198.43 | 19626.8 | 20124.44 | 20529.72 | 20858.11 | 20919.84 | 20615.87 | 20485.24 | 20357.16 | 19131.89 | 17642.35 | 16388.89 | 15360.51 | 428.9295 | 20919.84 | 10 | 2024
2024-10-08 | 14765.95 | 14243.28 | 14035.71 | 14116.92 | 14683 | 15863.97 | 17078.39 | 17303.4 | 17372.53 | 17502.38 | 17775.52 | 17959.87 | 18082.42 | 18324.57 | 18533.82 | 18758.1 | 18811.63 | 18616.07 | 18700.82 | 18793.83 | 17765.99 | 16811.2 | 15675.66 | 14769.15 | 406.3442 | 18811.63 | 10 | 2024
2024-10-09 | 14394.51 | 14145.73 | 13908.9 | 13962.35 | 14499.67 | 15652.46 | 16858.46 | 17111.76 | 17259.7 | 17488.94 | 17917.52 | 18280.88 | 18575.15 | 18972.4 | 19297.42 | 19585.82 | 19641.36 | 19371.68 | 19327.01 | 19308.15 | 18170.29 | 17023.23 | 15823.11 | 14852.38 | 411.4289 | 19641.36 | 10 | 2024
2024-10-10 | 14371.9 | 14019.85 | 13786.47 | 13842.49 | 14382.84 | 15540.77 | 16750.35 | 16992.39 | 17122.56 | 17331.36 | 17657.2 | 17984.66 | 18245.51 | 18613.69 | 18917.18 | 19190.91 | 19239.64 | 18973.97 | 18950.44 | 18957.13 | 17839 | 16808.26 | 15623.93 | 14667.96 | 405.8105 | 19239.64 | 10 | 2024
2024-10-11 | 14237.49 | 13959.78 | 13730.43 | 13798.01 | 14361.39 | 15559.76 | 16786.56 | 17028.68 | 17139.52 | 17323.07 | 17600.72 | 17819.84 | 18036.38 | 18357.47 | 18625.43 | 18862.17 | 18897.02 | 18637.7 | 18634.69 | 18660.53 | 17569.19 | 16604.44 | 15444.16 | 14508.05 | 402.1825 | 18897.02 | 10 | 2024
2024-10-12 | 14095.54 | 13852.32 | 13550.1 | 13467.2 | 13651.98 | 13928.1 | 14301.77 | 14916.58 | 15693.28 | 16149.06 | 16464.68 | 16775.36 | 17055.3 | 17352.41 | 17666.2 | 18038.96 | 18224.94 | 18040.27 | 18029.54 | 18105.11 | 17194.16 | 16295.04 | 15278.94 | 14432.78 | 382.5596 | 18224.94 | 10 | 2024
2024-10-13 | 14030.39 | 14023.96 | 13740.01 | 13675.21 | 13878.34 | 14174.18 | 14563.21 | 15164.71 | 15899.66 | 16301.54 | 16558.32 | 16810.83 | 17038.71 | 17290.62 | 17572.03 | 17885.21 | 18089.31 | 17957.96 | 18008.89 | 18140.73 | 17246.02 | 16375.11 | 15386.86 | 14568.75 | 384.3806 | 18140.73 | 10 | 2024
2024-10-14 | 14163.86 | 14224.62 | 14041.06 | 14147.52 | 14760.88 | 16004.98 | 17275 | 17481.71 | 17498.65 | 17559.16 | 17707.42 | 17794.38 | 17848.37 | 18017.32 | 18177.52 | 18367.37 | 18438.12 | 18296.32 | 18438.21 | 18603.34 | 17605.96 | 16711.78 | 15616.42 | 14740.53 | 403.5205 | 18603.34 | 10 | 2024
2024-10-15 | 14346.5 | 14336.64 | 14164.95 | 14280.73 | 14882.98 | 16113.26 | 17383.01 | 17563.98 | 17535.57 | 17544.7 | 17653.83 | 17661.06 | 17629.57 | 17742.53 | 17858.55 | 18041.04 | 18132.6 | 18040.12 | 18244.48 | 18475.14 | 17550.05 | 16690.51 | 15620.65 | 14777.72 | 402.2702 | 18475.14 | 10 | 2024
2024-10-16 | 14428.44 | 14671.94 | 14520.59 | 14657.37 | 15280.58 | 16532.85 | 17899.39 | 18157.95 | 18071.77 | 18016.66 | 18075.33 | 18010.91 | 17917.44 | 17978.01 | 18057.3 | 18231.03 | 18355.46 | 18329.11 | 18590.38 | 18870.35 | 17937.09 | 17003.31 | 15953.78 | 15132.24 | 410.6793 | 18870.35 | 10 | 2024
2024-10-17 | 14765.49 | 15042.72 | 14920.14 | 15085.96 | 15738.17 | 17019.56 | 18635.27 | 18872.14 | 18700.49 | 18532.42 | 18468.51 | 18284.62 | 18084.8 | 18054.17 | 18068.97 | 18220.2 | 18379.29 | 18439.86 | 18791.99 | 19149.11 | 18273.99 | 17273.88 | 16261.11 | 15477.42 | 418.5403 | 19149.11 | 10 | 2024
2024-10-18 | 15149.07 | 15792.22 | 15696.49 | 15899.85 | 16599.05 | 18021.79 | 19973.02 | 20228.11 | 20005.49 | 19758.26 | 19604.9 | 19346.49 | 19091.82 | 19009.44 | 18991.07 | 19133.21 | 19345.46 | 19500.7 | 19906.88 | 20289.58 | 19407.69 | 18222.82 | 17062.56 | 16293.99 | 442.33 | 20289.58 | 10 | 2024
2024-10-19 | 15886.01 | 14547.72 | 14338.33 | 14346.6 | 14624.84 | 15007.05 | 15469.42 | 16004.71 | 16556.98 | 16726.9 | 16729.13 | 16727.67 | 16726.46 | 16777.76 | 16912.91 | 17097.99 | 17281.65 | 17337.15 | 17554.03 | 17897.73 | 17194.13 | 16448.19 | 15587.63 | 14896.35 | 388.6773 | 17897.73 | 10 | 2024
2024-10-20 | 14661.49 | 14200.08 | 13983.74 | 13983.59 | 14254.46 | 14633.13 | 15093.19 | 15617.33 | 16167.14 | 16338.75 | 16340.1 | 16333.05 | 16323.94 | 16366.38 | 16493.02 | 16665.47 | 16830.04 | 16864.91 | 17080.17 | 17354.68 | 16733.36 | 15995.8 | 15145.86 | 14463.12 | 377.9228 | 17354.68 | 10 | 2024
2024-10-21 | 14237.73 | 14519.72 | 14375.48 | 14520.81 | 15175.08 | 16473.74 | 17848.31 | 18093.34 | 17983.33 | 17898.12 | 17919.39 | 17824.31 | 17715.08 | 17741.86 | 17795.22 | 17935.99 | 18051.87 | 18032.52 | 18306.01 | 18616.8 | 17660.04 | 16821.8 | 15792.21 | 14980.83 | 406.3196 | 18616.8 | 10 | 2024
2024-10-22 | 14620.19 | 14129.44 | 13964.22 | 14085.41 | 14695.73 | 15951.7 | 17268.71 | 17422.03 | 17359.15 | 17331.37 | 17388.11 | 17346.63 | 17277.53 | 17323.91 | 17380 | 17486.99 | 17555.91 | 17504.24 | 17722.42 | 18023.83 | 17236.29 | 16390.79 | 15350.36 | 14533.39 | 395.3483 | 18023.83 | 10 | 2024
2024-10-23 | 14223.67 | 14316.62 | 14163.04 | 14296.22 | 14918.57 | 16187.51 | 17517.05 | 17680.1 | 17580.92 | 17523.94 | 17549.86 | 17479.64 | 17385.59 | 17410.74 | 17451.77 | 17558.94 | 17672.92 | 17641.97 | 17910.25 | 18241.01 | 17397.47 | 16563.55 | 15535.2 | 14730.85 | 398.9374 | 18241.01 | 10 | 2024
2024-10-24 | 14399.91 | 14877.75 | 14741.12 | 14893.41 | 15533.8 | 16818.68 | 18394.15 | 18629.92 | 18497.19 | 18385.42 | 18389.55 | 18282.1 | 18154.17 | 18184.78 | 18237.35 | 18401.67 | 18564.86 | 18600.01 | 18894.63 | 19237.48 | 18288.06 | 17249.08 | 16216.99 | 15411.56 | 417.2836 | 19237.48 | 10 | 2024
2024-10-25 | 15022.9 | 15486.13 | 15388.91 | 15589.78 | 16288.75 | 17645.56 | 19606.65 | 19828.22 | 19579.9 | 19310.97 | 19135.05 | 18855.17 | 18580.08 | 18477.06 | 18435.87 | 18553.91 | 18759.54 | 18914.18 | 19327.1 | 19759.01 | 18861.86 | 17686.77 | 16708.46 | 15955.35 | 431.7572 | 19828.22 | 10 | 2024
2024-10-26 | 15561.75 | 14909.04 | 14752.07 | 14811.97 | 15143.68 | 15593.23 | 16124.01 | 16609 | 17031.31 | 17037.64 | 16861.77 | 16684.6 | 16525.99 | 16439.17 | 16471.97 | 16609.62 | 16828.99 | 16993.1 | 17336.11 | 17777.26 | 17182.7 | 16519.33 | 15749.1 | 15146.61 | 390.7 | 17777.26 | 10 | 2024
2024-10-27 | 14950.32 | 14802.53 | 14636.16 | 14686.61 | 15009.43 | 15451.66 | 15980.77 | 16470.36 | 16912.44 | 16945.11 | 16798.2 | 16649.86 | 16516.11 | 16450.3 | 16497.07 | 16639.08 | 16851.94 | 16998.11 | 17320.02 | 17731.08 | 17134.2 | 16456.18 | 15673.8 | 15058.82 | 388.6202 | 17731.08 | 10 | 2024
2024-10-28 | 14834.97 | 16154.1 | 16101.75 | 16343.04 | 17091.53 | 18827.38 | 20892.52 | 21097.35 | 20752.63 | 20348.37 | 20033.73 | 19627.21 | 19251.39 | 19052.67 | 18948.34 | 19056.73 | 19327.93 | 19612.31 | 20137.01 | 20661.05 | 19827.26 | 18705.48 | 17460.37 | 16738.36 | 450.8835 | 21097.35 | 10 | 2024
2024-10-29 | 16284.49 | 16821.64 | 16801.06 | 17073.54 | 17875.99 | 19925.27 | 22017.24 | 22199.32 | 21761.47 | 21235.67 | 20798.16 | 20272.28 | 19781.35 | 19503.88 | 19342.51 | 19454.94 | 19794.84 | 20200.53 | 20827.52 | 21439.37 | 20679.1 | 19611.16 | 18277.53 | 17425.57 | 469.4044 | 22199.32 | 10 | 2024
2024-10-30 | 16988.83 | 16565.1 | 16527.2 | 16781.88 | 17523.22 | 19460.49 | 21547.69 | 21737.63 | 21347.59 | 20886.83 | 20521.15 | 20067.23 | 19639.69 | 19416.53 | 19292.12 | 19415.9 | 19736.81 | 20091.98 | 20663.57 | 21236.74 | 20433.97 | 19330.43 | 17967.87 | 17190.1 | 464.3705 | 21737.63 | 10 | 2024
2024-10-31 | 16776.2 | 15899.24 | 15834.84 | 16060.87 | 16775.61 | 18351.44 | 20424.21 | 20605.66 | 20264.12 | 19876.93 | 19587.37 | 19201.51 | 18829.12 | 18650.58 | 18553.17 | 18669.42 | 18937.5 | 19203.33 | 19712.77 | 20253.48 | 19417.3 | 18289.95 | 17163.55 | 16445.97 | 443.7841 | 20605.66 | 10 | 2024
2024-11-01 | 16403.55 | 14991.83 | 14876.07 | 15026.92 | 15601.13 | 16816.28 | 18067.9 | 18423.12 | 18252.89 | 18070.31 | 17974.02 | 17828.85 | 17677.67 | 17587.91 | 17511.14 | 17627.33 | 18005.88 | 18536.71 | 18461.08 | 18992.33 | 18201.18 | 17425.31 | 16453.48 | 15679.61 | 414.4925 | 18992.33 | 11 | 2024
2024-11-02 | 15251.11 | 13815.99 | 13587.05 | 13551.28 | 13731.32 | 14057.35 | 14492.16 | 15063.24 | 15638.92 | 15852.9 | 15886.69 | 15946.71 | 15997.83 | 16034.02 | 16109.04 | 16317.6 | 16730.58 | 17038.95 | 16918.85 | 17212.39 | 16708.37 | 15983.6 | 15121.25 | 14402.52 | 371.4497 | 17212.39 | 11 | 2024
2024-11-03 | 14079.14 | 14381.45 | 14209.59 | 14214.6 | 14453.05 | 14811.1 | 15008.76 | 15468.18 | 15857.66 | 15929.7 | 15878.51 | 15872.32 | 15845.63 | 15819.1 | 15900.35 | 16111.47 | 16686.58 | 17468.63 | 17419.7 | 17127.6 | 16475.35 | 15771.73 | 15004.47 | 14391.13 | 374.1858 | 17468.63 | 11 | 2024
2024-11-04 | 14262.1 | 15165.18 | 15080.09 | 15240.63 | 15851.88 | 17073.55 | 18084.69 | 18293.83 | 18001.86 | 17818.67 | 17738.17 | 17631.45 | 17503.51 | 17427.57 | 17412.99 | 17554.46 | 18076.04 | 19334.34 | 19263.26 | 18693.64 | 17831.04 | 17051.11 | 16129.08 | 15410.1 | 411.9292 | 19334.34 | 11 | 2024
2024-11-05 | 15141.9 | 14843.25 | 14739.57 | 14878.42 | 15448.49 | 16629.95 | 17627.24 | 17749.37 | 17547.45 | 17394.64 | 17351.9 | 17275.84 | 17162.06 | 17114.95 | 17116.14 | 17270.88 | 17785.39 | 18838.22 | 18723.01 | 18149.75 | 17493.21 | 16705.27 | 15771.93 | 15046.82 | 403.8057 | 18838.22 | 11 | 2024
2024-11-06 | 14850.85 | 15356.49 | 15233.89 | 15357.88 | 15910.91 | 17069.94 | 18062.23 | 18365.49 | 18180.84 | 18092.73 | 18205.7 | 18272.64 | 18281.5 | 18393.3 | 18536.68 | 18898.63 | 19841.51 | 21119.43 | 20859.93 | 20124.2 | 18813.63 | 17687.19 | 16673.46 | 15871.99 | 428.061 | 21119.43 | 11 | 2024
2024-11-07 | 15467.91 | 16042.24 | 15997.69 | 16198.79 | 16828.96 | 18064.72 | 19873.92 | 20086.8 | 19589.04 | 19095.38 | 18758.92 | 18373.46 | 18028.77 | 17890.86 | 17831.32 | 17980.55 | 18890.92 | 20433.02 | 20504.69 | 20054.05 | 18986.2 | 17912.9 | 17022.97 | 16346.34 | 436.2604 | 20504.69 | 11 | 2024
2024-11-08 | 16076.1 | 16453.1 | 16429.46 | 16659.31 | 17329.34 | 18956.11 | 20823.48 | 21036.74 | 20472.1 | 19883.82 | 19438.57 | 18952.69 | 18468.35 | 18172.93 | 18081.28 | 18210.6 | 19261.9 | 20884.39 | 21022.72 | 20617.68 | 19562.66 | 18276.47 | 17389.98 | 16736.78 | 449.1966 | 21036.74 | 11 | 2024
2024-11-09 | 16454.21 | 15560.87 | 15458.12 | 15534.76 | 15844.32 | 16275.75 | 16540.09 | 16976.43 | 17240.92 | 17143.86 | 16914.06 | 16741.32 | 16570.86 | 16422.4 | 16418.29 | 16609.93 | 17262.8 | 18200.76 | 18315.12 | 18106.07 | 17521.6 | 16884.99 | 16184.69 | 15642.16 | 400.8244 | 18315.12 | 11 | 2024
2024-11-10 | 15540.14 | 15016.39 | 14885.92 | 14933.51 | 15215.45 | 15624.54 | 15878.61 | 16317.09 | 16626.21 | 16592.26 | 16430 | 16321.55 | 16206.12 | 16103.89 | 16130.26 | 16325.75 | 16948.62 | 17826.04 | 17857.37 | 17644.03 | 17025.39 | 16360.88 | 15638.83 | 15072.02 | 388.5209 | 17857.37 | 11 | 2024
2024-11-11 | 14971.32 | 15704.36 | 15637.29 | 15818.08 | 16449.65 | 17698.17 | 19217.7 | 19457.11 | 19054.24 | 18683.1 | 18478.78 | 18233.89 | 18077.37 | 17996.81 | 17978.58 | 18129.31 | 19040.17 | 20493.63 | 20453.92 | 19922.88 | 18741.92 | 17736.55 | 16814.73 | 16097.47 | 430.887 | 20493.63 | 11 | 2024
2024-11-12 | 15759.78 | 15440.68 | 15373.52 | 15550.18 | 16158.71 | 17385.39 | 18711.48 | 18905.66 | 18451.94 | 18030.01 | 17887.3 | 17724.9 | 17536.86 | 17426.67 | 17382.18 | 17525.34 | 18084.34 | 19508.86 | 19513.34 | 19046.57 | 18040.17 | 17283.64 | 16387.46 | 15700.82 | 418.8158 | 19513.34 | 11 | 2024
2024-11-13 | 15468.64 | 15708.73 | 15655.81 | 15847.44 | 16470.55 | 17712.1 | 19304.32 | 19492.54 | 18996.63 | 18516.74 | 18196.4 | 17937.47 | 17722.21 | 17589.07 | 17528.66 | 17669.19 | 18332.34 | 19846.83 | 19897.04 | 19467.97 | 18367.97 | 17550.51 | 16666.34 | 15992.57 | 425.9381 | 19897.04 | 11 | 2024
2024-11-14 | 15731.56 | 16247.2 | 16221.86 | 16442.39 | 17093.52 | 18564.09 | 20466.85 | 20648.18 | 20073.7 | 19484.03 | 19047.83 | 18571.64 | 18096.3 | 17918.92 | 17828.72 | 17965.44 | 18904.95 | 20527.61 | 20666.81 | 20302.72 | 19251.6 | 18082.6 | 17220.2 | 16570.44 | 441.9292 | 20666.81 | 11 | 2024
2024-11-15 | 16303.67 | 16152.13 | 16119.75 | 16340.22 | 17002.67 | 18396.78 | 20312.51 | 20503.8 | 19945.78 | 19377 | 18955.01 | 18494.19 | 18106.35 | 17931.92 | 17842.44 | 17962.45 | 18821 | 20417.84 | 20529.56 | 20143.12 | 19048.37 | 17949.63 | 17087.77 | 16434.2 | 440.1782 | 20529.56 | 11 | 2024
2024-11-16 | 16169.25 | 16161.69 | 16098.61 | 16216.26 | 16566.98 | 17046.72 | 17363.46 | 17779.5 | 17966.41 | 17767.13 | 17429.59 | 17156.35 | 16899.36 | 16676.69 | 16618.77 | 16794.4 | 17491.92 | 18730.35 | 19010.42 | 18835.71 | 18031.46 | 17433.99 | 16777.89 | 16280.45 | 413.3034 | 19010.42 | 11 | 2024
2024-11-17 | 16131.22 | 17355.9 | 17353.47 | 17534.87 | 17946.93 | 18702.91 | 19344.7 | 20064.51 | 20231.96 | 19641.79 | 18784.91 | 18106.51 | 17734.2 | 17414.74 | 17291.67 | 17459.23 | 18227.84 | 20251.24 | 20726.75 | 20693.91 | 19863 | 18913.08 | 18008.97 | 17563.59 | 445.3479 | 20726.75 | 11 | 2024
2024-11-18 | 17330.22 | 17803.33 | 17861.67 | 18172.5 | 19516.22 | 21912.06 | 23935.17 | 24103.84 | 23303.13 | 22392.42 | 21612.62 | 20822.68 | 20087.13 | 19544.29 | 19226.51 | 19423.2 | 20638.25 | 22574.79 | 22967.94 | 22788.54 | 21852.88 | 20687.25 | 19287.63 | 18273.06 | 496.1173 | 24103.84 | 11 | 2024
2024-11-19 | 17918.05 | 16895.29 | 16906.46 | 17165.43 | 17853.99 | 19958.92 | 21936.36 | 22095.92 | 21407.85 | 20665.04 | 20067.95 | 19443.86 | 18837.8 | 18420 | 18181.57 | 18396.25 | 19531.63 | 21302.66 | 21560.82 | 21304.16 | 20305 | 19076.18 | 17891.83 | 17277.56 | 464.4006 | 22095.92 | 11 | 2024
2024-11-20 | 17014.26 | 17019.04 | 17037.12 | 17303.07 | 17999.11 | 20226.27 | 22215.48 | 22371.89 | 21663.1 | 20892.04 | 20265.14 | 19614.57 | 18985.27 | 18548.21 | 18296.68 | 18508.98 | 19658.76 | 21456.77 | 21736.81 | 21498.02 | 20508.29 | 19289.55 | 18018.84 | 17411.56 | 467.5388 | 22371.89 | 11 | 2024
2024-11-21 | 17111.96 | 17127.79 | 17152.37 | 17425.15 | 18134.98 | 20464.31 | 22469.52 | 22620.99 | 21891.12 | 21092.19 | 20435.72 | 19758.38 | 19106.54 | 18650.32 | 18385.07 | 18593.6 | 19757.28 | 21581.96 | 21883.28 | 21665.34 | 20683.47 | 19474.18 | 18131.45 | 17531.07 | 471.128 | 22620.99 | 11 | 2024
2024-11-22 | 17247.97 | 16613.15 | 16608.57 | 16858.18 | 17549.56 | 19408.71 | 21394.96 | 21564.15 | 20915.43 | 20226.87 | 19678.62 | 19103.28 | 18544.06 | 18178.08 | 18054.65 | 18164.82 | 19235.39 | 20946.67 | 21149.14 | 20853.31 | 19791.36 | 18527.26 | 17566.17 | 16942.03 | 455.1224 | 21564.15 | 11 | 2024
2024-11-23 | 16675.23 | 17041.34 | 17027.42 | 17196.83 | 17597.84 | 18132.18 | 18758.27 | 19464.67 | 19652.29 | 19097.93 | 18278.37 | 17836.5 | 17483.35 | 17179.07 | 17064.1 | 17226.33 | 17982.9 | 19787.46 | 20227.53 | 20194.65 | 19326.55 | 18355.7 | 17687.63 | 17238.21 | 436.5124 | 20227.53 | 11 | 2024
2024-11-24 | 17038.23 | 16913.77 | 16894.18 | 17057.39 | 17453.14 | 17983.68 | 18500.25 | 19205.64 | 19407.53 | 18874.25 | 18108.23 | 17732.61 | 17389.86 | 17094.49 | 16985.41 | 17147.6 | 17897.78 | 19618.23 | 20039.81 | 19996.82 | 19115.15 | 18168.75 | 17555.88 | 17102.86 | 433.2815 | 20039.81 | 11 | 2024
2024-11-25 | 16924.83 | 16716.76 | 16725.91 | 16984.73 | 17694.81 | 19700.72 | 21716.69 | 21876.37 | 21199.34 | 20471.43 | 19884.02 | 19277.66 | 18699.58 | 18287.27 | 18124.06 | 18246.74 | 19364.68 | 21113.92 | 21349.82 | 21088.31 | 20042.16 | 18795.47 | 17740.81 | 17121.39 | 459.1475 | 21876.37 | 11 | 2024
2024-11-26 | 16824.57 | 19134.63 | 19330.37 | 19982.71 | 21413.12 | 23881.04 | 25993.74 | 26121.67 | 25151.27 | 24018.17 | 23006.83 | 21999.99 | 21069.38 | 20378.97 | 19955.57 | 20140.94 | 21476.17 | 23631.49 | 24203.84 | 24189.65 | 23352.74 | 22273.48 | 20959.03 | 20033.57 | 528.5229 | 26121.67 | 11 | 2024
2024-11-27 | 19288.52 | 18470.1 | 18634.57 | 19253.92 | 20653.2 | 23097.52 | 25201.68 | 25328.76 | 24405.28 | 23340.14 | 22400.72 | 21461.96 | 20589.35 | 19947.23 | 19555.04 | 19741.41 | 21040.94 | 23127.31 | 23642.14 | 23593.96 | 22719.5 | 21611.19 | 20276.24 | 19326.88 | 516.7076 | 25328.76 | 11 | 2024
2024-11-28 | 18575.46 | 17346.09 | 17379.68 | 17608.26 | 18246.51 | 19572.25 | 20512.45 | 20823.98 | 20653.31 | 20231.3 | 19658.2 | 18883.96 | 17920.18 | 17453.46 | 17225.04 | 17367.05 | 18195.26 | 20160.32 | 20670.51 | 20792.16 | 20074.12 | 19212.41 | 18246.46 | 17742.89 | 454.5513 | 20823.98 | 11 | 2024
2024-11-29 | 17554.1 | 17163.37 | 17185.02 | 17408.39 | 17933.17 | 19216.05 | 20159.41 | 20483.82 | 20344.89 | 19964.59 | 19426.95 | 18687.81 | 17871.52 | 17416.06 | 17194.41 | 17320.61 | 18025.81 | 19945.01 | 20411.72 | 20496.72 | 19727.65 | 18837.59 | 17926.39 | 17510.95 | 448.212 | 20496.72 | 11 | 2024
2024-11-30 | 17452.63 | 17178.19 | 17173.7 | 17352.9 | 17764.71 | 18411.3 | 19126.62 | 19819.9 | 19973.81 | 19378.06 | 18514.24 | 17949.28 | 17579.91 | 17262.2 | 17137.43 | 17294.05 | 18064.95 | 19978.36 | 20445.81 | 20453.36 | 19579.18 | 18614.49 | 17845.26 | 17408.05 | 441.7584 | 20453.36 | 11 | 2024
2024-12-01 | 16557.33 | 19764.24 | 19713.37 | 19951.14 | 20512.63 | 21195.63 | 21884.36 | 22716.88 | 22988.3 | 22309.93 | 21405.9 | 20576.05 | 19793.06 | 19179.32 | 18940.21 | 19315.74 | 20916.48 | 22956.18 | 23185.04 | 23141.07 | 22465.69 | 21692.76 | 20692.82 | 19866.73 | 501.7209 | 23185.04 | 12 | 2024
2024-12-02 | 19526.46 | 19767.99 | 19778.23 | 20183.08 | 21258.45 | 23323.1 | 25487.66 | 25846.6 | 25195.9 | 24262.69 | 23384.74 | 22462.78 | 21688.24 | 21136.41 | 20843.12 | 21134.77 | 22583.84 | 24693.86 | 24770.59 | 24524.21 | 23685.96 | 22556.88 | 21242.4 | 20178.96 | 539.5169 | 25846.6 | 12 | 2024
2024-12-03 | 19772.11 | 19124 | 19101.4 | 19468.86 | 20487.26 | 22384.29 | 24522.96 | 24870.21 | 24265.79 | 23405.73 | 22610.51 | 21838.45 | 21106.05 | 20605.76 | 20344.92 | 20650.98 | 22074.22 | 24050.97 | 24070.74 | 23798.62 | 22945.48 | 21887.3 | 20551.78 | 19470.24 | 523.4086 | 24870.21 | 12 | 2024
2024-12-04 | 19128.95 | 18026.91 | 17950.55 | 18261.16 | 19225.95 | 21073.53 | 22992.51 | 23343.65 | 22836.2 | 22135.82 | 21575.74 | 20959.58 | 20328.31 | 19912.9 | 19708.32 | 20019.57 | 21380.63 | 23116.54 | 23021.9 | 22672.99 | 21852.98 | 20796.84 | 19422.16 | 18296.91 | 498.0406 | 23343.65 | 12 | 2024
2024-12-05 | 18013.9 | 20254.37 | 20281.56 | 20702.46 | 21771.88 | 23911.84 | 26094.08 | 26442.17 | 25755.16 | 24776.28 | 23857.69 | 22892.85 | 22018.27 | 21453.25 | 21150.22 | 21458.44 | 23018.14 | 25190.73 | 25306.6 | 25101.35 | 24291.93 | 23169.61 | 21785.88 | 20737.01 | 549.4357 | 26442.17 | 12 | 2024
2024-12-06 | 20250.73 | 22183.24 | 22313.76 | 22890.15 | 24271.79 | 26642.89 | 28906.78 | 29244.1 | 28359.61 | 27101.91 | 25879.76 | 24627.86 | 23451.16 | 22588.85 | 22153.93 | 22424.38 | 24233.04 | 26661.14 | 26996.22 | 26943.09 | 26240.67 | 25226.81 | 23831.55 | 22740.85 | 596.1643 | 29244.1 | 12 | 2024
2024-12-07 | 22184.6 | 21312.48 | 21342.87 | 21666.15 | 22310.34 | 23164.23 | 24034.02 | 24931.4 | 25046.3 | 24136.84 | 22864.29 | 21796.45 | 20857.34 | 20112.15 | 19783.49 | 20144.08 | 21840.97 | 24230.67 | 24632.96 | 24725.13 | 24121.72 | 23318.35 | 22290.25 | 21537.68 | 542.3848 | 25046.3 | 12 | 2024
2024-12-08 | 21294.37 | 20106.65 | 20078.78 | 20340.55 | 20925.85 | 21638.03 | 22360.39 | 23248.54 | 23467.46 | 22705.65 | 21699.94 | 20810.87 | 19977.96 | 19321.38 | 19051.34 | 19416.03 | 21042.89 | 23163.17 | 23444.17 | 23453.52 | 22782.09 | 22004.75 | 21032.13 | 20233.32 | 513.5998 | 23467.46 | 12 | 2024
2024-12-09 | 20053.3 | 19553.61 | 19558.46 | 19957.67 | 21028.3 | 23064.86 | 25254.18 | 25601.54 | 24951.04 | 24023.98 | 23151.97 | 22266.62 | 21499.36 | 20952.99 | 20661.17 | 20946.67 | 22390.07 | 24463.06 | 24529.37 | 24294.64 | 23437.56 | 22333.76 | 21023.94 | 19962.42 | 534.9605 | 25601.54 | 12 | 2024
2024-12-10 | 19591.61 | 15726 | 15535.7 | 15727.13 | 16577.54 | 18332.72 | 20122.6 | 20432 | 20167.15 | 19790.06 | 19499.86 | 19138.06 | 18725.71 | 18493.04 | 18408.69 | 18730.06 | 19963.14 | 21369 | 21075.31 | 20636.91 | 19703.07 | 18538.48 | 17080.7 | 15860.77 | 449.2253 | 21369 | 12 | 2024
2024-12-11 | 15732.52 | 17213.46 | 17100.05 | 17372.1 | 18300.11 | 20125.12 | 21963.24 | 22261.6 | 21870.41 | 21316.93 | 20839.34 | 20301.99 | 19740.06 | 19381.71 | 19212.87 | 19522.25 | 20843.12 | 22421.03 | 22271.65 | 21937.52 | 21086.23 | 19993.4 | 18597.72 | 17445.92 | 476.8504 | 22421.03 | 12 | 2024
2024-12-12 | 17089.49 | 16611.87 | 16467.07 | 16706.48 | 17602.32 | 19397.65 | 21213.31 | 21516.88 | 21177.57 | 20696.35 | 20294.81 | 19827.68 | 19326.3 | 19018.58 | 18883.96 | 19197.95 | 20482.19 | 21989.7 | 21782.19 | 21405.03 | 20522.49 | 19401.43 | 17980.42 | 16800.62 | 465.3923 | 21989.7 | 12 | 2024
2024-12-13 | 16543.23 | 16901.67 | 16771.81 | 17031.09 | 17960.56 | 19799.44 | 21637.28 | 21948.84 | 21587.78 | 21071.66 | 20627.21 | 20120.47 | 19588.4 | 19249.8 | 19092.78 | 19387.4 | 20677.63 | 22211.95 | 22022.98 | 21652.58 | 20755.33 | 19637.48 | 18233.93 | 17068.82 | 471.5801 | 22211.95 | 12 | 2024
2024-12-14 | 16757.91 | 18787.25 | 18696.92 | 18892.77 | 19416.11 | 20080.15 | 20783.12 | 21565.73 | 21849.7 | 21320.57 | 20496.22 | 19743.71 | 19026.83 | 18467.14 | 18260.26 | 18627.35 | 20182.7 | 22093.8 | 22223.91 | 22161.5 | 21497.48 | 20688.47 | 19674.68 | 18828.25 | 480.1225 | 22223.91 | 12 | 2024
2024-12-15 | 18565.2 | 19445.61 | 19388.2 | 19618.56 | 20175.31 | 20868.45 | 21590.41 | 22369.82 | 22627.26 | 21997.98 | 21095.33 | 20270.01 | 19490.86 | 18879.18 | 18637.74 | 19001.33 | 20595.07 | 22579.83 | 22793.87 | 22771.76 | 22120.77 | 21341.33 | 20352.35 | 19533.74 | 496.11 | 22793.87 | 12 | 2024
2024-12-16 | 19293.86 | 18386.31 | 18335.46 | 18675.9 | 19691.28 | 21599.73 | 23646.41 | 23994.08 | 23440.98 | 22654.19 | 21993.34 | 21323.89 | 20660.35 | 20200.74 | 19965.88 | 20254.02 | 21633.42 | 23452.86 | 23401.14 | 23093.41 | 22213.66 | 21169 | 19821.93 | 18717.64 | 507.6195 | 23994.08 | 12 | 2024
2024-12-17 | 18389.94 | 17430.63 | 17331.07 | 17617.19 | 18560.11 | 20401.02 | 22255.25 | 22581.04 | 22130.04 | 21541.71 | 21026.63 | 20455.85 | 19864.31 | 19481.25 | 19295.35 | 19599.58 | 20935.92 | 22552.04 | 22421.71 | 22111.72 | 21271.11 | 20191.24 | 18810.97 | 17675.49 | 483.9312 | 22581.04 | 12 | 2024
2024-12-18 | 17398.72 | 16286.3 | 16128.62 | 16353.93 | 17237.7 | 19025.38 | 20841.71 | 21141.45 | 20817.98 | 20361.58 | 19985.63 | 19543.84 | 19062.67 | 18771.89 | 18647.87 | 18959.24 | 20227.43 | 21705.47 | 21475.45 | 21088.53 | 20188.7 | 19056.97 | 17631.75 | 16446.33 | 458.3851 | 21705.47 | 12 | 2024
2024-12-19 | 16210.87 | 15330.41 | 15125.82 | 15301.82 | 16138.36 | 17886.34 | 19679.76 | 19982.33 | 19732.42 | 19380.55 | 19115.1 | 18776.77 | 18383.81 | 18166.7 | 18091.33 | 18406.71 | 19620.54 | 20993.94 | 20677.4 | 20233.04 | 19281.56 | 18107.17 | 16648.02 | 15424.22 | 436.695 | 20993.94 | 12 | 2024
2024-12-20 | 15230.49 | 18921.26 | 18893.02 | 19259.2 | 20291.62 | 22221.79 | 24372.86 | 24718.12 | 24116.81 | 23263.34 | 22467.52 | 21729.39 | 21004.54 | 20504.61 | 20240.19 | 20521.89 | 21930.63 | 23860.96 | 23859.93 | 23588.64 | 22680.79 | 21636.93 | 20312.15 | 19234.31 | 514.861 | 24718.12 | 12 | 2024
2024-12-21 | 18738.72 | 20868.95 | 20883.32 | 21189.36 | 21818.62 | 22593.78 | 23476.08 | 24363.16 | 24496.81 | 23619.89 | 22388.66 | 21402.05 | 20486.61 | 19760.67 | 19443.09 | 19796.83 | 21474.23 | 23770.57 | 24141.72 | 24229.01 | 23596.66 | 22777.55 | 21816.96 | 21060.29 | 528.1936 | 24496.81 | 12 | 2024
2024-12-22 | 20722.55 | 17714.26 | 17570.39 | 17709.96 | 18179.64 | 18796.2 | 19467.89 | 20255.76 | 20624.98 | 20216.36 | 19518.59 | 18885.17 | 18269.4 | 17794.65 | 17644.94 | 18017.45 | 19510.25 | 21300.73 | 21331.68 | 21200.18 | 20477.85 | 19620.23 | 18567.04 | 17676.77 | 461.0729 | 21331.68 | 12 | 2024
2024-12-23 | 17632.71 | 18699.24 | 18664.79 | 19022.57 | 20054.81 | 21979.29 | 24097.3 | 24441.32 | 23856.48 | 23026.18 | 22276.34 | 21569.25 | 20874.1 | 20388 | 20135.51 | 20420.15 | 21818.78 | 23708.68 | 23691.95 | 23411.68 | 22505.58 | 21475.33 | 20142.8 | 19054.11 | 512.947 | 24441.32 | 12 | 2024
2024-12-24 | 18483.45 | 19241.89 | 19217.51 | 19509.9 | 20213.74 | 21209.9 | 22119.93 | 22619.25 | 22611.45 | 22175.03 | 21595.27 | 20808.85 | 19798.6 | 19010.41 | 18657.11 | 18987.33 | 20486.82 | 22354.19 | 22552.15 | 22603.4 | 22043.92 | 21325.47 | 20390.01 | 19597.95 | 497.6135 | 22619.25 | 12 | 2024
2024-12-25 | 19266.38 | 19955.96 | 19968.07 | 20298.77 | 21039.7 | 22069.84 | 23122.87 | 23629.4 | 23553.15 | 23021.21 | 22252.51 | 21376.1 | 20296.33 | 19449.87 | 19057.38 | 19382.44 | 20924.76 | 22951.62 | 23227.13 | 23335.3 | 22772.46 | 22032.32 | 21125.79 | 20365.53 | 514.4749 | 23629.4 | 12 | 2024
2024-12-26 | 20201.94 | 21770.24 | 21959.81 | 22482.53 | 23608.31 | 25252.57 | 26707.47 | 27120.19 | 26997.16 | 26555.81 | 25954.24 | 25110.67 | 24099.49 | 23355.92 | 23047.68 | 23477.56 | 25328.43 | 27478.2 | 27525.86 | 27232.58 | 26294.76 | 25102.11 | 23612.41 | 22449.79 | 592.7257 | 27525.86 | 12 | 2024
2024-12-27 | 21884.89 | 23501.67 | 23726.01 | 24421.18 | 25877.17 | 28319.74 | 30643.39 | 30966.27 | 29959.44 | 28533.85 | 27131.27 | 25713.29 | 24396.74 | 23417.02 | 22845.29 | 23141.38 | 25052.96 | 27645.93 | 28116 | 28169.37 | 27533.96 | 26583.95 | 25251.83 | 24229.01 | 627.0616 | 30966.27 | 12 | 2024
2024-12-28 | 23582.18 | 20502.76 | 20484.12 | 20757.28 | 21354.39 | 22079.6 | 22880.22 | 23790.25 | 24005.47 | 23235.63 | 22155.87 | 21271.1 | 20446.6 | 19799.4 | 19538.18 | 19913.33 | 21567.41 | 23800.42 | 24084.24 | 24097.2 | 23403.45 | 22531.57 | 21552.95 | 20749.67 | 527.5833 | 24097.2 | 12 | 2024
2024-12-29 | 20567.18 | 18032.24 | 17903.34 | 18058.85 | 18543.62 | 19171.38 | 19847.07 | 20635.34 | 20981.78 | 20540.62 | 19807.3 | 19140.73 | 18497.01 | 17999.12 | 17834.93 | 18206.22 | 19715.91 | 21539.2 | 21597.78 | 21482.87 | 20777.58 | 19933.76 | 18891.43 | 18013.62 | 467.7189 | 21597.78 | 12 | 2024
2024-12-30 | 17950.03 | 17676.9 | 17588.94 | 17890.58 | 18868.73 | 20740.48 | 22625.12 | 22981.05 | 22498.59 | 21883.45 | 21346.66 | 20760.74 | 20168.1 | 19768.54 | 19575.6 | 19868.97 | 21204.14 | 22863 | 22732.01 | 22389.6 | 21538.85 | 20461.01 | 19085.07 | 17949.58 | 490.4157 | 22981.05 | 12 | 2024
2024-12-31 | 17635 | 16016.22 | 15843.3 | 16052.89 | 16921.35 | 18691.65 | 20490.04 | 20794.88 | 20498.01 | 20078.08 | 19739 | 19331.87 | 18880.24 | 18614.77 | 18509.38 | 18823.63 | 20073.09 | 21515.31 | 21256.81 | 20844.77 | 19930.77 | 18785.74 | 17347.93 | 16149.38 | 452.8241 | 21515.31 | 12 | 2024
2025-01-01 | 16118.87 | 17985.57 | 17912.69 | 18106.15 | 18640.43 | 19487.97 | 20361.72 | 20652.31 | 20685.23 | 20571.63 | 20286.07 | 19832.6 | 19145.53 | 18566.49 | 18298.87 | 18508.04 | 19338.93 | 20841.09 | 21167.49 | 21249.06 | 20670.31 | 19934.13 | 19053.4 | 18368.01 | 465.7826 | 21249.06 | 1 | 2025
2025-01-02 | 18176.18 | 20015.69 | 20051.32 | 20423.2 | 21333.03 | 23341.99 | 25942.53 | 26165.29 | 25311.72 | 24331.28 | 23401 | 22435.67 | 21787.58 | 21291.05 | 20993.31 | 21165.42 | 22061.87 | 24275.3 | 24836.52 | 24807.75 | 23829.81 | 22558.41 | 21420.29 | 20579.74 | 540.5359 | 26165.29 | 1 | 2025
2025-01-03 | 20094.11 | 17408.69 | 17315.58 | 17554.94 | 18352.01 | 19982.65 | 21691.75 | 21862.95 | 21479.3 | 21096.05 | 20760.15 | 20391.06 | 19980.6 | 19678.83 | 19509.25 | 19678.77 | 20411.41 | 21784.25 | 21929.49 | 21737.39 | 20915.4 | 19901.6 | 18672.93 | 17727.35 | 479.9165 | 21929.49 | 1 | 2025
2025-01-04 | 17486.56 | 15379.91 | 15138.28 | 15132.56 | 15400.93 | 15861.19 | 16485.2 | 17078.77 | 17541.6 | 17559.74 | 17333.47 | 17162.49 | 16941.81 | 16738.72 | 16719.58 | 16973.26 | 17721.54 | 19008.58 | 19090.41 | 18925.92 | 18107.42 | 17190.19 | 16155.82 | 15329.42 | 406.4634 | 19090.41 | 1 | 2025
2025-01-05 | 15288.86 | 18393.71 | 18301.71 | 18453.52 | 18872.51 | 19463.23 | 20169.69 | 20750.43 | 20975.52 | 20658 | 20076.02 | 19572.08 | 19068.9 | 18629.27 | 18452.98 | 18690.66 | 19612.83 | 21235.33 | 21593.98 | 21619.9 | 20962.67 | 20181.06 | 19258.49 | 18556.87 | 468.8382 | 21619.9 | 1 | 2025
2025-01-06 | 18233.35 | 20220.78 | 20269.9 | 20658.17 | 21604.61 | 23763.85 | 26367.26 | 26600.67 | 25725.1 | 24707.18 | 23730.76 | 22720.87 | 22001.45 | 21478.79 | 21165.85 | 21324.44 | 22219.69 | 24494.89 | 25084.59 | 25058.56 | 24087.4 | 22789.98 | 21624.23 | 20790.4 | 546.7228 | 26600.67 | 1 | 2025
2025-01-07 | 20279.64 | 18661.97 | 18630.92 | 18932.08 | 19774.58 | 21429.33 | 23502.28 | 23737.35 | 23038.93 | 22305.73 | 21827.11 | 21324.31 | 20796.65 | 20401.35 | 20172.28 | 20351.32 | 21165.04 | 22744.56 | 23130.4 | 22969.48 | 22124.48 | 21178.98 | 19991.78 | 19097.7 | 507.5682 | 23737.35 | 1 | 2025
2025-01-08 | 18777.82 | 18168.27 | 18112.04 | 18386.47 | 19203.94 | 20835.06 | 22611.56 | 22852.24 | 22260.37 | 21795.94 | 21378.4 | 20933.34 | 20453.67 | 20099.04 | 19897.65 | 20080.74 | 20864.95 | 22323.73 | 22546.21 | 22407.28 | 21657.57 | 20689.21 | 19481.96 | 18566.38 | 494.3838 | 22852.24 | 1 | 2025
2025-01-09 | 18235.16 | 17848.81 | 17775.97 | 18032.89 | 18833.63 | 20448.58 | 22142.38 | 22307.16 | 21891.37 | 21465.19 | 21088.12 | 20680.91 | 20233.05 | 19905.3 | 19722.31 | 19908.21 | 20672.81 | 22093.63 | 22285.1 | 22122.2 | 21355.88 | 20372.66 | 19151.87 | 18221.72 | 486.7949 | 22307.16 | 1 | 2025
2025-01-10 | 17916.95 | 19725.16 | 19743.34 | 20100.04 | 21008.78 | 22840.66 | 25397.62 | 25644 | 24840.67 | 23921.3 | 23048.54 | 22256.56 | 21638.06 | 21163 | 20880.77 | 21043.02 | 21903.45 | 23943.2 | 24451.3 | 24356.23 | 23343.31 | 22203.01 | 21052.18 | 20195.81 | 532.617 | 25644 | 1 | 2025
2025-01-11 | 19730.29 | 17220.84 | 17066.66 | 17153.37 | 17509.09 | 18037.15 | 18689.41 | 19283.54 | 19613.39 | 19440.33 | 19010.5 | 18647.58 | 18263.96 | 17925.13 | 17818.27 | 18067.12 | 18915.34 | 20395.7 | 20638.72 | 20572.78 | 19856.5 | 19020.08 | 18045.61 | 17288.19 | 448.2096 | 20638.72 | 1 | 2025
2025-01-12 | 17200.05 | 16517.87 | 16328.02 | 16377.04 | 16697.06 | 17192.21 | 17820.4 | 18419.36 | 18807.19 | 18715.18 | 18371.34 | 18089.25 | 17773.44 | 17491.82 | 17423.63 | 17677.61 | 18484.1 | 19883.49 | 20060.01 | 19945.23 | 19191.46 | 18322.78 | 17320.37 | 16532.57 | 430.6415 | 20060.01 | 1 | 2025
2025-01-13 | 16415.17 | 18380.58 | 18333.56 | 18620.95 | 19469.93 | 21127.81 | 23007.9 | 23267.81 | 22625.65 | 22095.32 | 21662.68 | 21207.79 | 20730.87 | 20363.38 | 20156.59 | 20331.13 | 21112.61 | 22580.7 | 22892.23 | 22665.4 | 21896.56 | 20929.37 | 19722.99 | 18804.27 | 498.4013 | 23267.81 | 1 | 2025
2025-01-14 | 18367.1 | 20754.67 | 20823.63 | 21230.44 | 22173 | 24588.53 | 27163.08 | 27397.11 | 26475.48 | 25392.22 | 24349.72 | 23269.76 | 22296.17 | 21745.24 | 21415.22 | 21588.04 | 22516.36 | 25036.51 | 25690.76 | 25696.4 | 24797 | 23537.7 | 22140.81 | 21326.28 | 559.7712 | 27397.11 | 1 | 2025
2025-01-15 | 20805.23 | 24757.78 | 25103.03 | 25963.83 | 27632.98 | 30409.6 | 33112.55 | 33327.71 | 32024.22 | 30400.84 | 28786.36 | 27171.41 | 25661.55 | 24468.1 | 23729.07 | 23947.41 | 25577.06 | 28646.29 | 29746.19 | 30055.08 | 29416.64 | 28376.01 | 26921 | 25933.71 | 661.9736 | 33327.71 | 1 | 2025
2025-01-16 | 24969.92 | 23959.32 | 24263.64 | 25081.51 | 26709.16 | 29447.39 | 32121.39 | 32342.66 | 31106.11 | 29576.15 | 28060.31 | 26537.11 | 25105.22 | 23977.23 | 23282.44 | 23506.55 | 25088.07 | 28064.75 | 29088.83 | 29341.66 | 28661.86 | 27584.68 | 26097.35 | 25074.61 | 649.0479 | 32342.66 | 1 | 2025
2025-01-17 | 24368.25 | 22492.76 | 22643.73 | 23363.13 | 24926.07 | 27616.89 | 30247.93 | 30490.9 | 29389.73 | 28044.07 | 26718.45 | 25371.99 | 24094.01 | 23090.77 | 22517.2 | 22698.56 | 24176.09 | 26965.68 | 27830.78 | 27960.85 | 27169.33 | 26008.53 | 24461.33 | 23368.27 | 616.0153 | 30490.9 | 1 | 2025
2025-01-18 | 22735.82 | 21703.88 | 21766.75 | 22082.48 | 22694.39 | 23748.15 | 24841.44 | 25700.09 | 25695.6 | 24737.66 | 23365.43 | 22250.92 | 21460.52 | 20781.97 | 20452.65 | 20684.82 | 21783.06 | 24245.72 | 25179.27 | 25457.29 | 24782.04 | 23854.03 | 22657.55 | 22071.98 | 554.7335 | 25700.09 | 1 | 2025
2025-01-19 | 21800.18 | 21176.02 | 21211.85 | 21499.15 | 22045 | 22821.71 | 23886.92 | 24751.53 | 24811.6 | 23943.72 | 22666.58 | 21831.86 | 21093 | 20457.79 | 20157.81 | 20393.9 | 21460.35 | 23686.22 | 24546.71 | 24770.6 | 24055.56 | 23092.35 | 22109.67 | 21503.97 | 539.774 | 24811.6 | 1 | 2025
2025-01-20 | 21235.54 | 19607.06 | 19614.83 | 19960.15 | 20863.57 | 22599.19 | 25087.81 | 25359.41 | 24604.19 | 23741.83 | 22927.26 | 22211.03 | 21634.15 | 21184.34 | 20926.68 | 21103.21 | 21945.88 | 23948.96 | 24424.22 | 24268.34 | 23264.23 | 22152.16 | 20977.6 | 20098.22 | 533.7399 | 25359.41 | 1 | 2025
2025-01-21 | 19761.54 | 20429.2 | 20474.76 | 20857.3 | 21775.3 | 23957.78 | 26459.47 | 26718.33 | 25867.29 | 24874.02 | 23925.26 | 22929.44 | 22110.81 | 21601.79 | 21304.01 | 21488.53 | 22386.72 | 24763.02 | 25352.26 | 25279.18 | 24364.67 | 23078.52 | 21796.7 | 20954.97 | 552.5109 | 26718.33 | 1 | 2025
2025-01-22 | 20523.66 | 21813.58 | 21927.31 | 22381.93 | 23760.98 | 26361.95 | 28915.46 | 29167 | 28158.9 | 26943.4 | 25758.89 | 24541.97 | 23370.1 | 22472.85 | 22103.58 | 22280.91 | 23587.25 | 26255.22 | 27028.41 | 27080.14 | 26274.23 | 25078.49 | 23477.24 | 22436.13 | 591.6996 | 29167 | 1 | 2025
2025-01-23 | 21930.36 | 21393.26 | 21484.67 | 21915.73 | 23050.01 | 25617.83 | 28142.04 | 28400.97 | 27448.05 | 26308.37 | 25204.06 | 24061.65 | 22952.5 | 22222.42 | 21878.33 | 22060.21 | 23226.94 | 25820.21 | 26532.64 | 26535.29 | 25698.63 | 24474.16 | 22845.22 | 21981.33 | 581.1849 | 28400.97 | 1 | 2025
2025-01-24 | 21581.61 | 23155.69 | 23406.48 | 24172.71 | 25760.99 | 28453.09 | 31046.37 | 31308.36 | 30180.27 | 28787.2 | 27409.63 | 26010.69 | 24687.59 | 23648.39 | 23018.25 | 23248.14 | 24752.71 | 27595.59 | 28508.98 | 28639.33 | 27898.43 | 26766.19 | 25224.06 | 24142.47 | 629.4032 | 31308.36 | 1 | 2025
2025-01-25 | 23354.21 | 20558.25 | 20556.84 | 20805.22 | 21312.71 | 21946.3 | 22674.19 | 23563.4 | 23724.67 | 22990.85 | 22054.97 | 21362.33 | 20697.54 | 20125.72 | 19871.85 | 20120.38 | 21140.91 | 23091.58 | 23849.9 | 23972.55 | 23218.79 | 22344.92 | 21465.5 | 20821.74 | 525.6253 | 23972.55 | 1 | 2025
2025-01-26 | 20650.44 | 20790.76 | 20800.22 | 21060.11 | 21578.43 | 22220.05 | 23076.75 | 23966.61 | 24104.18 | 23336.03 | 22266.87 | 21550.5 | 20865.55 | 20276.98 | 20012.4 | 20260.54 | 21293.42 | 23348.64 | 24136.09 | 24275.64 | 23540.83 | 22576.19 | 21703.96 | 21068.58 | 528.7598 | 24275.64 | 1 | 2025
2025-01-27 | 20801.45 | 19490.08 | 19483.92 | 19815.31 | 20703.06 | 22366.19 | 24740.55 | 25037.89 | 24332.87 | 23530.83 | 22778.16 | 22145.74 | 21599.66 | 21176.85 | 20941.73 | 21129.45 | 21952.64 | 23904.55 | 24340.73 | 24121.2 | 23120.19 | 22044.96 | 20848.07 | 19948.14 | 530.3542 | 25037.89 | 1 | 2025
2025-01-28 | 19616.77 | 16507.17 | 16348.69 | 16517.59 | 17228.14 | 18730.06 | 20286.51 | 20496.12 | 20244.76 | 20034.38 | 19882.68 | 19678.29 | 19403.72 | 19223.58 | 19149.17 | 19365.93 | 20024.37 | 21242.47 | 21272.8 | 20943.18 | 20122.55 | 19068.33 | 17756.53 | 16734.22 | 459.878 | 21272.8 | 1 | 2025
2025-01-29 | 16570.5 | 19367.21 | 19343.1 | 19654.23 | 20500.54 | 22117.13 | 24361.39 | 24668.33 | 24012.87 | 23278.76 | 22605.07 | 22048.29 | 21534.57 | 21155.6 | 20951.04 | 21163.21 | 21985.35 | 23946.36 | 24334.43 | 24074.46 | 23064 | 21981.29 | 20758.27 | 19837.72 | 523.3137 | 24668.33 | 1 | 2025
2025-01-30 | 19351.73 | 20681.51 | 20729.14 | 21115.14 | 22032.62 | 24301.43 | 26730.03 | 27019 | 26185.78 | 25204.43 | 24265.33 | 23271.53 | 22348.86 | 21842.44 | 21552.06 | 21748.14 | 22691.64 | 25134.6 | 25728.05 | 25611.86 | 24733.24 | 23456.36 | 22045.43 | 21193.76 | 558.9741 | 27019 | 1 | 2025
2025-01-31 | 20751.02 | 20208.03 | 20229.85 | 20592.01 | 21500.8 | 23499.21 | 25909.92 | 26216.32 | 25449.64 | 24555.47 | 23704.38 | 22793.06 | 22099.87 | 21631.93 | 21366.35 | 21552.75 | 22409.13 | 24670.07 | 25183.49 | 24998.94 | 24052.84 | 22730.7 | 21524.96 | 20649.83 | 548.2806 | 26216.32 | 1 | 2025
2025-02-01 | 20721.09 | 19969.84 | 20007.38 | 20313.68 | 20890.3 | 21669.31 | 22534.21 | 23148.51 | 23120.37 | 22333.49 | 21432.44 | 20668.69 | 19956.23 | 19331.91 | 18991.67 | 19097.27 | 19806.32 | 21350.45 | 22307.11 | 22655.39 | 22079.51 | 21434.99 | 20658.83 | 20068.95 | 504.5479 | 23148.51 | 2 | 2025
2025-02-02 | 19925.11 | 20180.65 | 20227.19 | 20543.09 | 21128.49 | 21912.3 | 22838.54 | 23455.59 | 23412.16 | 22601.99 | 21625.29 | 20842.59 | 20113.93 | 19476.27 | 19127.94 | 19234.43 | 19953.39 | 21516.79 | 22518.88 | 22894.87 | 22281.88 | 21646.12 | 20874.43 | 20290.37 | 508.6223 | 23455.59 | 2 | 2025
2025-02-03 | 20110.88 | 22610.19 | 22875.75 | 23610.05 | 25084.75 | 27620.41 | 30033.31 | 30110.7 | 28966.94 | 27630.74 | 26354.42 | 25098.11 | 23934.77 | 22996.03 | 22365.89 | 22405.07 | 23312.86 | 25428.5 | 26754.3 | 27089.06 | 26452.67 | 25517.18 | 24268.69 | 23366.66 | 603.9979 | 30110.7 | 2 | 2025
2025-02-04 | 22706.37 | 23495.64 | 23795 | 24563.36 | 26050.44 | 28588.55 | 31008.81 | 31081.25 | 29883.63 | 28473.46 | 27125.43 | 25799.67 | 24568.98 | 23590.7 | 22934.55 | 22990.83 | 23958.06 | 26163.64 | 27555.18 | 27937.64 | 27353.51 | 26447 | 25213.69 | 24336.94 | 625.6223 | 31081.25 | 2 | 2025
2025-02-05 | 23712.66 | 18951.27 | 18983.1 | 19371.72 | 20316.74 | 22125.17 | 24385.91 | 24469.2 | 23664.94 | 22814.88 | 22064.45 | 21458.69 | 20853.19 | 20384.51 | 20065.36 | 20123.15 | 20639.24 | 21918.22 | 22754.63 | 22822.5 | 22059.67 | 21183.97 | 20077.21 | 19227.08 | 514.4275 | 24469.2 | 2 | 2025
2025-02-06 | 19105.32 | 19834.67 | 19908.92 | 20342.54 | 21329.65 | 23448.59 | 25730.67 | 25812.7 | 24925.69 | 23957.3 | 23072.01 | 22169.27 | 21484.25 | 20949.04 | 20586.28 | 20640.91 | 21205.72 | 22657.8 | 23689.72 | 23821.01 | 23050.98 | 22062.82 | 20985.77 | 20169.22 | 530.9409 | 25812.7 | 2 | 2025
2025-02-07 | 19861.53 | 18793.46 | 18810.79 | 19189.63 | 20135.67 | 21949.44 | 24126.34 | 24232.45 | 23468.64 | 22666.66 | 22003.61 | 21429.13 | 20855.3 | 20408.62 | 20104.75 | 20154.8 | 20645.39 | 21886.59 | 22654.43 | 22670.65 | 21910.44 | 21010.86 | 19889.83 | 19021.41 | 507.8804 | 24232.45 | 2 | 2025
2025-02-08 | 18777.94 | 18115.22 | 18050.4 | 18249.75 | 18721.6 | 19389.83 | 20077.3 | 20589.01 | 20746.17 | 20367.9 | 19751.47 | 19223.24 | 18709.45 | 18253.3 | 18030.47 | 18160.02 | 18746.3 | 20054.33 | 20819.84 | 20946.52 | 20340.09 | 19606.78 | 18738.63 | 18051.84 | 462.5174 | 20946.52 | 2 | 2025
2025-02-09 | 17981.93 | 20493.7 | 20546.45 | 20869.82 | 21459.74 | 22233.94 | 23187.68 | 23827.39 | 23788.95 | 22975.31 | 21917.6 | 21127.64 | 20392.32 | 19750.5 | 19404.3 | 19521.67 | 20244.75 | 21816.76 | 22909.79 | 23259.13 | 22661.37 | 21970.3 | 21189.29 | 20599.72 | 514.13 | 23827.39 | 2 | 2025
2025-02-10 | 20339.19 | 21548.49 | 21705.53 | 22229.43 | 23608.11 | 26065.02 | 28386.86 | 28482.24 | 27447.7 | 26260.07 | 25137.35 | 24015.75 | 22963.41 | 22164.47 | 21720.56 | 21760.91 | 22419.87 | 24377.25 | 25590.19 | 25819.91 | 25148.87 | 24171.24 | 22871.24 | 22013.33 | 576.247 | 28482.24 | 2 | 2025
2025-02-11 | 21593.34 | 19227.94 | 19265.85 | 19661.67 | 20611.56 | 22484.82 | 24702.51 | 24804.45 | 24002.08 | 23146.08 | 22379.42 | 21707.13 | 21093.73 | 20619.83 | 20301.36 | 20368.05 | 20888.6 | 22176.74 | 23093.64 | 23140.95 | 22337.56 | 21467.67 | 20354.25 | 19500.56 | 518.9298 | 24804.45 | 2 | 2025
2025-02-12 | 19302.69 | 19654.05 | 19711.66 | 20128.4 | 21097.83 | 23117.59 | 25340.15 | 25443.59 | 24604.27 | 23694.48 | 22870.68 | 22052.86 | 21402.92 | 20898.68 | 20560.81 | 20627.17 | 21170.12 | 22558.77 | 23550.21 | 23623.53 | 22850.85 | 21892.35 | 20791.55 | 19952.6 | 526.8978 | 25443.59 | 2 | 2025
2025-02-13 | 19650.44 | 17825.71 | 17790.53 | 18109.82 | 18985.5 | 20710.75 | 22484.41 | 22603.03 | 21980.9 | 21472.36 | 21047.27 | 20597.94 | 20124.13 | 19767.69 | 19529.12 | 19607.81 | 20042.22 | 21164.58 | 21776.5 | 21713.78 | 21012.27 | 20080.13 | 18907.15 | 17988.61 | 484.9727 | 22603.03 | 2 | 2025
2025-02-14 | 17843.37 | 17157.11 | 17084.77 | 17369.89 | 18224.38 | 19940.32 | 21613.64 | 21721.69 | 21274.26 | 20851.93 | 20512.45 | 20142.51 | 19740.05 | 19438.76 | 19236.61 | 19307.14 | 19689.06 | 20722.61 | 21256.72 | 21126.49 | 20361.48 | 19385.68 | 18185.31 | 17233.06 | 469.4193 | 21721.69 | 2 | 2025
2025-02-15 | 17051.85 | 17745.53 | 17652.9 | 17824.08 | 18266.36 | 18891.07 | 19517.43 | 20050.29 | 20265.29 | 19960.32 | 19420.99 | 18960.63 | 18503.56 | 18096.6 | 17911.53 | 18055.64 | 18606.45 | 19846.89 | 20559.82 | 20621.97 | 20005.84 | 19250.98 | 18348.5 | 17627.89 | 453.0424 | 20621.97 | 2 | 2025
2025-02-16 | 17530.74 | 20822.9 | 20882.3 | 21213.58 | 21808.85 | 22657.44 | 23554.36 | 24218.26 | 24184.38 | 23366.14 | 22224.89 | 21424.22 | 20680.42 | 20033.61 | 19689.6 | 19818.6 | 20545.91 | 22126.67 | 23314.87 | 23635.37 | 23072.91 | 22306.1 | 21516.01 | 20921.23 | 521.5494 | 24218.26 | 2 | 2025
2025-02-17 | 20633.53 | 22047.26 | 22217.75 | 22869.66 | 24290.99 | 26733.19 | 28993.87 | 29116.65 | 28076.11 | 26867.03 | 25720.93 | 24572.23 | 23494.47 | 22630.78 | 22123.22 | 22176.9 | 22959.89 | 24946.5 | 26188.63 | 26393.88 | 25770.76 | 24813.81 | 23505.62 | 22547.49 | 589.6912 | 29116.65 | 2 | 2025
2025-02-18 | 22088.42 | 20129.98 | 20201.22 | 20633.46 | 21614.84 | 23760.43 | 25931.24 | 26058.28 | 25209.83 | 24275.97 | 23425.64 | 22546.55 | 21797.47 | 21277.22 | 20934 | 21011.27 | 21566.73 | 23090.66 | 24112.59 | 24168.72 | 23441.56 | 22381.14 | 21271.92 | 20432.86 | 541.362 | 26058.28 | 2 | 2025
2025-02-19 | 20207.11 | 15893.36 | 15751.63 | 15959.99 | 16726.4 | 18337.07 | 19920.35 | 20040.28 | 19712.01 | 19454.91 | 19295.61 | 19089.92 | 18822.19 | 18640.05 | 18522.88 | 18625.91 | 18932.85 | 19810.5 | 20224.11 | 19993.2 | 19199.99 | 18175.51 | 16907.54 | 15887.97 | 444.1313 | 20224.11 | 2 | 2025
2025-02-20 | 15891.63 | 15421.16 | 15254.25 | 15436.39 | 16177.04 | 17762.29 | 19323.51 | 19448.96 | 19163.14 | 18964.49 | 18866.89 | 18717.93 | 18498.49 | 18356.99 | 18267.68 | 18375.32 | 18652.4 | 19472.82 | 19839.82 | 19571.92 | 18755.52 | 17709 | 16419.83 | 15377.28 | 429.7248 | 19839.82 | 2 | 2025
2025-02-21 | 15280.81 | 16554.91 | 16440.92 | 16683.43 | 17494.06 | 19149.62 | 20742.71 | 20877.8 | 20513.73 | 20198.54 | 19972.15 | 19702.86 | 19384.44 | 19155.69 | 19008.05 | 19097.74 | 19427.33 | 20360.75 | 20816.18 | 20596.19 | 19811.45 | 18802.38 | 17553.7 | 16553.34 | 454.1788 | 20877.8 | 2 | 2025
2025-02-22 | 16333.4 | 17966.06 | 17873.69 | 18046.12 | 18487.05 | 19089.99 | 19664.07 | 20218.34 | 20448.73 | 20155.73 | 19629.07 | 19176.02 | 18723.48 | 18322.39 | 18146.98 | 18304.83 | 18852.4 | 20087.01 | 20798.63 | 20827.13 | 20233.92 | 19483.25 | 18564.99 | 17832.34 | 457.2656 | 20827.13 | 2 | 2025
2025-02-23 | 17706.65 | 17010.56 | 16868.96 | 16989.77 | 17380.85 | 17937.19 | 18475.43 | 19037.49 | 19348.69 | 19168.22 | 18760.65 | 18418.3 | 18059.53 | 17737.28 | 17615.22 | 17780.52 | 18270.26 | 19393.49 | 20013.82 | 19974.1 | 19331.64 | 18537.05 | 17579.44 | 16803.76 | 438.1989 | 20013.82 | 2 | 2025
2025-02-24 | 16798.56 | 16183.9 | 16051.73 | 16273.41 | 17070.52 | 18699.89 | 20263.07 | 20407.61 | 20084.69 | 19822.82 | 19653.26 | 19440.6 | 19177.01 | 18984.05 | 18865.33 | 18965.24 | 19268.88 | 20153.49 | 20572.61 | 20314.67 | 19521.73 | 18499.85 | 17227.11 | 16199.9 | 448.4999 | 20572.61 | 2 | 2025
2025-02-25 | 16055.46 | 18095.71 | 18054.74 | 18369.95 | 19236.59 | 20917.22 | 22622.68 | 22790.59 | 22188.56 | 21693.66 | 21304.9 | 20881.31 | 20427.41 | 20091.22 | 19876.68 | 19979.67 | 20400.69 | 21498.77 | 22097.43 | 21967.02 | 21300.23 | 20370.19 | 19165.16 | 18220.22 | 487.6061 | 22790.59 | 2 | 2025
2025-02-26 | 17932.34 | 19570.94 | 19602.07 | 19993.29 | 20932.37 | 22820.95 | 24886.52 | 25049.57 | 24304.73 | 23503.37 | 22791.14 | 22064.66 | 21475.16 | 21025.73 | 20736.7 | 20833.34 | 21337.72 | 22676.77 | 23602.97 | 23544.82 | 22795.8 | 21835.02 | 20682.35 | 19796.36 | 523.7947 | 25049.57 | 2 | 2025
2025-02-27 | 19474.16 | 17750.85 | 17689.63 | 17983.86 | 18829.57 | 20485.93 | 22055.45 | 22221.66 | 21753.45 | 21329.8 | 20992.4 | 20615.76 | 20201.6 | 19899.33 | 19709.27 | 19817.96 | 20214.19 | 21264.86 | 21825.77 | 21659.62 | 20977.56 | 20030.36 | 18806.05 | 17840.98 | 483.4301 | 22221.66 | 2 | 2025
2025-02-28 | 17722.13 | 16964.12 | 16859.89 | 17113.77 | 17932.48 | 19574.36 | 21120.37 | 21276.18 | 20912.16 | 20587.88 | 20349.77 | 20065.6 | 19733.86 | 19496.08 | 19348.81 | 19449.85 | 19786.74 | 20735.33 | 21207.6 | 20966.26 | 20214.15 | 19217.92 | 17962.05 | 16958.62 | 465.556 | 21276.18 | 2 | 2025
2025-03-01 | 16958.37 | 18789.92 | 18845.8 | 19144.55 | 19692.96 | 20602.72 | 21287 | 21862.67 | 21794.33 | 21084.43 | 20142.66 | 19443.58 | 18846.77 | 18296.25 | 18019.45 | 18075.86 | 18611.37 | 19671.81 | 20718.09 | 21244.1 | 20673.61 | 19884.68 | 19099.61 | 18538.9 | 471.3295 | 21862.67 | 3 | 2025
2025-03-02 | 18490.05 | 19219.6 | 19295.51 | 19615.47 | 20275.94 | 21247.06 | 21937.08 | 22513.95 | 22407.54 | 21642.41 | 20641.74 | 19791.38 | 19157.5 | 18576.13 | 18279.63 | 18335.34 | 18893.56 | 20003.86 | 21181.09 | 21734.2 | 21194.62 | 20414.17 | 19540.33 | 18994.94 | 483.3831 | 22513.95 | 3 | 2025
2025-03-03 | 18970.51 | 20837.74 | 21085.82 | 21767.35 | 23144.03 | 25521.39 | 27515.76 | 27582.58 | 26497.26 | 25320.61 | 24274.97 | 23245.69 | 22268.24 | 21455.57 | 20927.67 | 20907.37 | 21564.33 | 22995.27 | 24190.86 | 24671.01 | 24100.35 | 23166.34 | 21908.46 | 21029.45 | 554.9486 | 27582.58 | 3 | 2025
2025-03-04 | 20703.21 | 20133.06 | 20339.86 | 20977.02 | 22291.68 | 24604.14 | 26557.58 | 26619.29 | 25588.02 | 24493.74 | 23539.73 | 22591.01 | 21668.5 | 20920.35 | 20432.07 | 20430.11 | 21051.44 | 22405.01 | 23538.1 | 23978.79 | 23391.01 | 22430.94 | 21141.48 | 20235.97 | 540.0621 | 26619.29 | 3 | 2025
2025-03-05 | 20038.67 | 18997.37 | 19102.81 | 19537.75 | 20673.11 | 22918.47 | 24821.57 | 24893.94 | 23979.68 | 23048.82 | 22267.33 | 21479.22 | 20692.95 | 20059.35 | 19696.88 | 19704.39 | 20193.87 | 21385.47 | 22385.83 | 22728.5 | 22068.17 | 21043.96 | 19758.62 | 18998.3 | 510.475 | 24893.94 | 3 | 2025
2025-03-06 | 18905.68 | 18768.5 | 18860.35 | 19281.28 | 20328.3 | 22552.66 | 24432.29 | 24511.93 | 23629.23 | 22740.57 | 22003.01 | 21255 | 20502.66 | 19898.09 | 19586.85 | 19598.31 | 20037.45 | 21188.53 | 22156.68 | 22468.42 | 21795.42 | 20756.58 | 19520.1 | 18746.17 | 503.5241 | 24511.93 | 3 | 2025
2025-03-07 | 18648.15 | 18357.83 | 18423.46 | 18827.54 | 19751.65 | 21956.92 | 23823.33 | 23920.28 | 23088.23 | 22268.77 | 21593.14 | 20907.82 | 20213.78 | 19711.57 | 19432.66 | 19431.18 | 19798.97 | 20841.99 | 21745.34 | 21999.7 | 21267.05 | 20190.41 | 19056.89 | 18264.85 | 493.5215 | 23920.28 | 3 | 2025
2025-03-08 | 18168.71 | 17183.33 | 17148.84 | 17353.91 | 17809.78 | 18446.46 | 18875.75 | 19354.85 | 19458.08 | 19119.87 | 18610.09 | 18192.49 | 17770.48 | 17368.81 | 17197.55 | 17275.42 | 17702.13 | 18553.79 | 19271.21 | 19531.44 | 19004.03 | 18297.49 | 17431.72 | 16784.83 | 435.9111 | 19531.44 | 3 | 2025
2025-03-09 | 16866.81 | 16984.84 | 16922.63 | 17121.22 | 17543.44 | 18177.99 | 18926.29 | 19524.52 | 19765.25 | 19483.14 | 18946.71 | 18482.56 | 18036.63 | 17604.93 | 17360.81 | 17398.08 | 17643.28 | 17990.75 | 18719.24 | 19802.65 | 19546.32 | 18881.39 | 17958.6 | 17233.91 | 436.922 | 19802.65 | 3 | 2025
2025-03-10 | 16983.19 | 17569.23 | 17581.39 | 17943.27 | 18809.31 | 20714.27 | 22946.14 | 23210.75 | 22632.28 | 21989.52 | 21399.28 | 20769.48 | 20146.53 | 19682.35 | 19376.97 | 19349.19 | 19497.88 | 19767.49 | 20566.56 | 21799.47 | 21387.47 | 20326.71 | 19072 | 18159.38 | 481.6801 | 23210.75 | 3 | 2025
2025-03-11 | 17695.23 | 16423.51 | 16373.9 | 16669.61 | 17453.09 | 19066.83 | 21061.44 | 21322.95 | 20855.22 | 20375.36 | 19961.62 | 19548.49 | 19164.98 | 18847.74 | 18601.69 | 18592.86 | 18681.04 | 18826.81 | 19384.86 | 20405.7 | 19939.55 | 19061.02 | 17842.1 | 16887.75 | 453.0433 | 21322.95 | 3 | 2025
2025-03-12 | 16548.52 | 16356.2 | 16246.24 | 16485.36 | 17211.51 | 18761.25 | 20620.84 | 20970.77 | 20716.21 | 20502.77 | 20388.95 | 20227.68 | 20009.86 | 19848.73 | 19740.72 | 19804.91 | 19885.02 | 19939.08 | 20435.69 | 21381.78 | 20745.74 | 19564.69 | 18218.29 | 17138.52 | 461.7493 | 21381.78 | 3 | 2025
2025-03-13 | 16583.45 | 14891.98 | 14764.51 | 14978.56 | 15682.85 | 17222.03 | 18860.02 | 19074.72 | 18834.44 | 18636 | 18500.87 | 18317 | 18078.97 | 17883.86 | 17720.61 | 17721.78 | 17716.51 | 17685.02 | 18100.52 | 18898.42 | 18462.02 | 17527.93 | 16248.84 | 15228.13 | 417.619 | 19074.72 | 3 | 2025
2025-03-14 | 14963.51 | 16111.12 | 16036.58 | 16317.25 | 17093.44 | 18710.17 | 20553.55 | 20841.58 | 20428.28 | 20019.14 | 19692.84 | 19385.58 | 19047.57 | 18761.13 | 18539 | 18521.22 | 18575.31 | 18662.94 | 19169.57 | 20050.39 | 19609.06 | 18712 | 17475.21 | 16500.21 | 443.7767 | 20841.58 | 3 | 2025
2025-03-15 | 16083.26 | 15328.47 | 15174.21 | 15277.12 | 15605.48 | 16139.39 | 16788.76 | 17415.02 | 17815.75 | 17751.49 | 17443.31 | 17189.85 | 16921.49 | 16641.04 | 16503.69 | 16562.03 | 16696.82 | 16831.96 | 17389.31 | 18324.46 | 17989.02 | 17243.98 | 16240.17 | 15428.8 | 400.7849 | 18324.46 | 3 | 2025
2025-03-16 | 15262.63 | 15835.69 | 15705.22 | 15833.46 | 16185.5 | 16737.37 | 17393.29 | 18020.29 | 18385.05 | 18268.94 | 17905.33 | 17599.36 | 17286.49 | 16969.09 | 16808.03 | 16865.24 | 17027.23 | 17215.08 | 17816.49 | 18777.93 | 18471.19 | 17748.24 | 16760.63 | 15967.65 | 410.8454 | 18777.93 | 3 | 2025
2025-03-17 | 15739.03 | 17224.92 | 17212.39 | 17549.19 | 18388.98 | 20125.05 | 22275.41 | 22565.65 | 22051.42 | 21490.09 | 20981.88 | 20423.31 | 19867.71 | 19495.95 | 19223.29 | 19206.66 | 19320.21 | 19526.69 | 20204.21 | 21360.59 | 20945.77 | 19883.6 | 18682.17 | 17742.2 | 471.4864 | 22565.65 | 3 | 2025
2025-03-18 | 17281.12 | 15609.5 | 15509.73 | 15753.98 | 16485.11 | 18032.26 | 19647.31 | 19931.66 | 19602.5 | 19351.1 | 19157.73 | 18916.89 | 18629.8 | 18395.61 | 18211.37 | 18218.54 | 18242.86 | 18268.91 | 18734.96 | 19543.42 | 19152.87 | 18246.41 | 16978.16 | 15972.43 | 433.8742 | 19931.66 | 3 | 2025
2025-03-19 | 15687.34 | 14346.85 | 14182.57 | 14359.4 | 15024.94 | 16512.07 | 18082.71 | 18320.25 | 18151.88 | 18047.19 | 18008.39 | 17910.83 | 17745.95 | 17614.23 | 17499.07 | 17514.65 | 17463.14 | 17343.91 | 17691.07 | 18412.69 | 17957.48 | 16993.67 | 15675.26 | 14613.78 | 405.1593 | 18412.69 | 3 | 2025
2025-03-20 | 14360.24 | 15322.39 | 15203.17 | 15427.71 | 16138.95 | 17662.64 | 19252.53 | 19491.12 | 19255.61 | 19054.06 | 18913.16 | 18721.26 | 18476.24 | 18278.39 | 18120.67 | 18135.86 | 18138.96 | 18121.03 | 18548.74 | 19320.23 | 18912.24 | 17986.13 | 16696.56 | 15668.57 | 425.2065 | 19491.12 | 3 | 2025
2025-03-21 | 15312.15 | 16657.21 | 16599.6 | 16899.74 | 17690.87 | 19298.64 | 21243.36 | 21557.32 | 21127.82 | 20684.68 | 20292.5 | 19840.66 | 19472.05 | 19162.31 | 18931.56 | 18922.71 | 18990.68 | 19109.13 | 19648.38 | 20645.83 | 20188.29 | 19246.24 | 18010.14 | 17039.23 | 456.5711 | 21557.32 | 3 | 2025
2025-03-22 | 16614.72 | 17688.15 | 17640.35 | 17857.03 | 18290.9 | 18897.53 | 19558.58 | 20315.77 | 20628.52 | 20254.27 | 19600.99 | 19116.8 | 18652.99 | 18211.15 | 17972.75 | 18031.3 | 18287.4 | 18656.57 | 19409.68 | 20594.07 | 20348.07 | 19602.36 | 18664.91 | 17930.94 | 452.8258 | 20628.52 | 3 | 2025
2025-03-23 | 17633.24 | 16447.01 | 16336.23 | 16486.86 | 16856.97 | 17405.06 | 18022.67 | 18669.07 | 19017.2 | 18869.24 | 18468.87 | 18124.63 | 17779.44 | 17437.24 | 17266.04 | 17332.67 | 17514.43 | 17741.23 | 18378.3 | 19333.37 | 19069 | 18367.04 | 17381.05 | 16593.32 | 426.5302 | 19333.37 | 3 | 2025
2025-03-24 | 16419.92 | 15562.26 | 15450.34 | 15685.03 | 16422.81 | 17963.79 | 19534.41 | 19818.86 | 19580.25 | 19385.52 | 19245.6 | 19057.66 | 18829.94 | 18630.35 | 18480.52 | 18493.25 | 18492 | 18471.78 | 18896.28 | 19634.38 | 19221.89 | 18290.87 | 16993.44 | 15951.62 | 434.5128 | 19818.86 | 3 | 2025
2025-03-25 | 15635.19 | 14108.86 | 13917.51 | 14068.13 | 14705.03 | 16147.98 | 17657.54 | 17922.99 | 17817.89 | 17792.25 | 17835.66 | 17813.55 | 17714.61 | 17641.09 | 17571.69 | 17607.32 | 17527.11 | 17345.3 | 17636.36 | 18286.66 | 17815.61 | 16822.96 | 15464.38 | 14362.72 | 401.2184 | 18286.66 | 3 | 2025
2025-03-26 | 14124.18 | 15493.99 | 15334.7 | 15523.46 | 16194.83 | 17658.69 | 19184.15 | 19487.86 | 19378.49 | 19329.11 | 19356.96 | 19336.47 | 19250.14 | 19193.5 | 19143.72 | 19221.38 | 19217.91 | 19127.42 | 19439.27 | 20130 | 19592.28 | 18577.34 | 17187.98 | 16063.25 | 436.5471 | 20130 | 3 | 2025
2025-03-27 | 15568.15 | 14876.98 | 14648.11 | 14768.71 | 15371.72 | 16766.42 | 18249.15 | 18602.65 | 18652.97 | 18810.38 | 19066.62 | 19275.41 | 19396.46 | 19519.82 | 19598.54 | 19730.98 | 19687.47 | 19461.73 | 19605.51 | 20153.28 | 19491.49 | 18360.69 | 16862.07 | 15626.54 | 432.1518 | 20153.28 | 3 | 2025
2025-03-28 | 15099.36 | 14030.25 | 13804.4 | 13932.76 | 14553.67 | 15988.42 | 17469.32 | 17782.08 | 17762.27 | 17842.16 | 17990.59 | 18079.55 | 18086.97 | 18098.45 | 18093.4 | 18146.76 | 18044.79 | 17795.87 | 17995.7 | 18546 | 17991.59 | 16930.04 | 15515.15 | 14355.79 | 403.9353 | 18546 | 3 | 2025
2025-03-29 | 14021.64 | 14593.61 | 14360.66 | 14386.65 | 14633.18 | 15050.02 | 15550.08 | 16249.85 | 16831.52 | 16995.53 | 16927.84 | 16899.71 | 16828.84 | 16721.94 | 16717.87 | 16833.23 | 16890.83 | 16848.82 | 17238.7 | 17977.97 | 17578.08 | 16741.33 | 15621.86 | 14694.65 | 387.1944 | 17977.97 | 3 | 2025
2025-03-30 | 14470.85 | 14291.48 | 14050.59 | 14067.39 | 14305.2 | 14714.48 | 15205.43 | 15898.92 | 16484.46 | 16656.95 | 16595.85 | 16569.85 | 16498.41 | 16389.78 | 16383.31 | 16490.61 | 16529.83 | 16465.1 | 16848.7 | 17586.64 | 17190.83 | 16358.65 | 15243.92 | 14319.99 | 379.6172 | 17586.64 | 3 | 2025
2025-03-31 | 14156.89 | 13976.97 | 13777.32 | 13921.25 | 14568.47 | 16011.1 | 17481.2 | 17775.02 | 17706.3 | 17718.43 | 17793.74 | 17801.69 | 17740.11 | 17681.42 | 17631.29 | 17662.51 | 17553.35 | 17329.87 | 17593.99 | 18190.92 | 17709.91 | 16706.26 | 15332.87 | 14209.1 | 398.03 | 18190.92 | 3 | 2025
2025-04-01 | 13938.52 | 14949.76 | 14832.94 | 15034.26 | 15746.81 | 17099.3 | 19082.7 | 19488.13 | 19180.56 | 18895.65 | 18680.13 | 18352.58 | 17952.13 | 17728.34 | 17618.17 | 17741.42 | 18037.07 | 18199.73 | 18157.35 | 18979.11 | 18937.8 | 17616.67 | 16371.52 | 15458.97 | 418.0796 | 19488.13 | 4 | 2025
2025-04-02 | 15017.52 | 14539.25 | 14400.55 | 14579.25 | 15269.36 | 16599.9 | 18243.62 | 18656.63 | 18408.32 | 18205.36 | 18075.72 | 17827.13 | 17494.28 | 17327.35 | 17256.25 | 17385.42 | 17639.1 | 17721.63 | 17614.11 | 18384.63 | 18310.71 | 17100.17 | 15947.27 | 15014.89 | 407.0184 | 18656.63 | 4 | 2025
2025-04-03 | 14630.39 | 15551.65 | 15463.08 | 15694.22 | 16435.29 | 18156.66 | 20243.64 | 20650.7 | 20274.23 | 19889.71 | 19568.29 | 19141.59 | 18655.8 | 18361.56 | 18206.46 | 18328.32 | 18676.31 | 18939.45 | 18981.03 | 19851.65 | 19864.23 | 18585.22 | 16988.54 | 16098.04 | 437.2361 | 20650.7 | 4 | 2025
2025-04-04 | 15651.95 | 16323.8 | 16266.5 | 16542.29 | 17337.5 | 19661.63 | 21774.73 | 22195.28 | 21734.83 | 21228.44 | 20765.42 | 20211.43 | 19622.27 | 19233.26 | 19017.79 | 19120.09 | 19526.17 | 19908.22 | 20043.74 | 20960.67 | 21008.93 | 19770.43 | 18006.33 | 16880.11 | 462.7918 | 22195.28 | 4 | 2025
2025-04-05 | 16402.52 | 16324.74 | 16233.69 | 16391.98 | 16836.42 | 17391.21 | 18123.23 | 19098.72 | 19560.2 | 19288.25 | 18654.17 | 18057.91 | 17462.34 | 17122.42 | 17031.99 | 17150.43 | 17633.89 | 18201.19 | 18501.16 | 19613.37 | 19823.13 | 18848.99 | 17449.28 | 16694.26 | 427.8955 | 19823.13 | 4 | 2025
2025-04-06 | 16381.21 | 16747.95 | 16672.27 | 16847.6 | 17307.39 | 18168.46 | 18905.75 | 19890.65 | 20323.94 | 20007.42 | 19327.44 | 18690.57 | 18063.05 | 17576.92 | 17410.9 | 17621.57 | 18239.56 | 18865.85 | 19204.4 | 20332.73 | 20563.82 | 19602.9 | 18209.01 | 17170.68 | 442.132 | 20563.82 | 4 | 2025
2025-04-07 | 16817.73 | 15887.6 | 15805.16 | 16046.42 | 16812.05 | 18764.18 | 20820.89 | 21274.67 | 20931.7 | 20572.44 | 20273.53 | 19873.61 | 19430.99 | 19157.93 | 19030.22 | 19166.65 | 19523.44 | 19791.26 | 19817.97 | 20631.93 | 20631.26 | 19331.74 | 17495.49 | 16529.2 | 454.4181 | 21274.67 | 4 | 2025
2025-04-08 | 16087.03 | 15165.97 | 15050.84 | 15255.51 | 15968.25 | 17337.59 | 19345.66 | 19779.59 | 19487.29 | 19212.33 | 19003.33 | 18676.62 | 18276.71 | 18056.36 | 17957.19 | 18095.75 | 18389.87 | 18551.28 | 18513.6 | 19295.53 | 19287.04 | 17973.76 | 16583.64 | 15663.18 | 427.0139 | 19779.59 | 4 | 2025
2025-04-09 | 15288.63 | 16043.3 | 15969.48 | 16217.83 | 16972.39 | 19017.51 | 21054.71 | 21488.46 | 21094.62 | 20673.92 | 20311.02 | 19841.62 | 19320.09 | 18999.03 | 18834.62 | 18970.9 | 19344.74 | 19655.91 | 19739.2 | 20597.41 | 20660.44 | 19405.02 | 17596.21 | 16607.23 | 453.7043 | 21488.46 | 4 | 2025
2025-04-10 | 16147.91 | 14816.27 | 14666.55 | 14836.91 | 15515.28 | 16812.55 | 18495.55 | 18969.52 | 18801.53 | 18687.39 | 18653.28 | 18497.93 | 18250.35 | 18161.44 | 18157.27 | 18334.19 | 18586.03 | 18632.04 | 18467.55 | 19131.24 | 19043.42 | 17649.9 | 16333.82 | 15362.65 | 421.0106 | 19131.24 | 4 | 2025
2025-04-11 | 14991.55 | 14032.18 | 13845.02 | 13986.94 | 14645.13 | 15943.71 | 17126.28 | 17497.05 | 17404.29 | 17400.14 | 17466.4 | 17403.57 | 17262.3 | 17244.1 | 17267.32 | 17390.46 | 17557.44 | 17467.36 | 17236.37 | 17796.47 | 17640.59 | 16626.81 | 15421.54 | 14433.59 | 395.0866 | 17796.47 | 4 | 2025
2025-04-12 | 14079.32 | 13901.07 | 13680 | 13703.2 | 14014.83 | 14414.97 | 14740.05 | 15370.62 | 15874.06 | 16010.52 | 15934.25 | 15863.47 | 15744.86 | 15672.02 | 15727.08 | 15869.38 | 16079.43 | 16135.13 | 16079.39 | 16565.56 | 16570.18 | 15855.28 | 14881.85 | 14068.72 | 366.8352 | 16570.18 | 4 | 2025
2025-04-13 | 13851.74 | 15115.63 | 14951.42 | 15035.11 | 15403.76 | 15851.11 | 16203.01 | 16833.29 | 17250.65 | 17263.75 | 17056.85 | 16864.07 | 16643.06 | 16485.05 | 16484.6 | 16624.58 | 16903.01 | 17087.35 | 17134.55 | 17922.28 | 18037.1 | 17086.26 | 16150.79 | 15380.68 | 393.6197 | 18037.1 | 4 | 2025
2025-04-14 | 15061.32 | 14941.41 | 14800.3 | 14981.37 | 15687.14 | 17006.56 | 18759.79 | 19256.88 | 19090.32 | 18965.82 | 18912.37 | 18738.46 | 18487.7 | 18379.36 | 18371.52 | 18539.56 | 18784.41 | 18832.57 | 18679.5 | 19319.76 | 19244.68 | 17860.24 | 16473.67 | 15497.68 | 424.6724 | 19319.76 | 4 | 2025
2025-04-15 | 15078.98 | 14869.27 | 14672.33 | 14799.33 | 15431.27 | 16669.47 | 18177.75 | 18754.68 | 18810.04 | 18970.57 | 19244.92 | 19406.9 | 19454.31 | 19624.98 | 19814.99 | 20099.72 | 20340.37 | 20250.67 | 19867.72 | 20304.93 | 20056.4 | 18494.91 | 16752.6 | 15675.38 | 435.6225 | 20340.37 | 4 | 2025
2025-04-16 | 15110.49 | 14175.35 | 13953.02 | 14052.34 | 14657.92 | 15872.45 | 16999.58 | 17420.43 | 17522.9 | 17756.03 | 18101.69 | 18321.47 | 18412.42 | 18617.42 | 18827.85 | 19098.12 | 19270.98 | 19078.49 | 18637.97 | 19040.31 | 18776.33 | 17255.53 | 15947.94 | 14862.45 | 411.7695 | 19270.98 | 4 | 2025
2025-04-17 | 14376.33 | 14039.85 | 13818.84 | 13918.59 | 14526.14 | 15744.02 | 16866.38 | 17205.1 | 17269.42 | 17475.9 | 17778.64 | 17932.8 | 17945.04 | 18067.71 | 18206.9 | 18420.05 | 18554.32 | 18360.83 | 17970.74 | 18420.32 | 18211.03 | 16934.29 | 15654.49 | 14595.4 | 402.2931 | 18554.32 | 4 | 2025
2025-04-18 | 14175.81 | 14039.87 | 13807.73 | 13908.19 | 14522.03 | 15758.48 | 16874.7 | 17235.71 | 17305.31 | 17548.11 | 17890.81 | 18099.42 | 18175.8 | 18352.89 | 18540.48 | 18771.87 | 18904.31 | 18677.44 | 18231.09 | 18614.08 | 18344.65 | 16983.01 | 15685.63 | 14607.27 | 405.0547 | 18904.31 | 4 | 2025
2025-04-19 | 14145.81 | 14052.32 | 13727.68 | 13655.51 | 13869.07 | 14152.17 | 14388.12 | 15154.52 | 15958.05 | 16466.7 | 16797.56 | 17129.56 | 17376.56 | 17737.23 | 18158.65 | 18562.76 | 18835.28 | 18640.11 | 18122.2 | 18484.78 | 18180.7 | 16924.86 | 15738.25 | 14715.96 | 390.9744 | 18835.28 | 4 | 2025
2025-04-20 | 14227.85 | 13797.08 | 13477.08 | 13407.89 | 13623.43 | 13907.47 | 14138.63 | 14887.99 | 15666.17 | 16144.64 | 16445.4 | 16753.42 | 16975.09 | 17198.2 | 17532.92 | 17947.79 | 18222.76 | 18022.91 | 17515.1 | 17891.26 | 17606.38 | 16582.66 | 15408.92 | 14398.36 | 381.7794 | 18222.76 | 4 | 2025
2025-04-21 | 13937.58 | 13565.29 | 13329.88 | 13415.35 | 14025.83 | 15243.93 | 16339.06 | 16692.86 | 16773.24 | 16941.43 | 17168.76 | 17309.84 | 17391.75 | 17569.51 | 17762.36 | 17985.12 | 18072.71 | 17788.8 | 17332.06 | 17705.48 | 17465.92 | 16464.81 | 15170.55 | 14087.03 | 389.5391 | 18072.71 | 4 | 2025
2025-04-22 | 13668.5 | 13484.6 | 13249.39 | 13332.96 | 13922.66 | 15113.99 | 16193.34 | 16526.15 | 16581.34 | 16725 | 16929.95 | 17043.76 | 17059.03 | 17159.59 | 17296.86 | 17524.03 | 17614.93 | 17342.28 | 17042.52 | 17318.55 | 17191.69 | 16264.92 | 14981.94 | 13917.56 | 383.4855 | 17614.93 | 4 | 2025
2025-04-23 | 13553.13 | 14287.38 | 14007.42 | 14053.87 | 14602.62 | 15740.13 | 16795.32 | 17225.34 | 17596.95 | 18170.08 | 18896.02 | 19504.98 | 19956.22 | 20478.45 | 20928 | 21332.74 | 21489.36 | 21128.51 | 20422 | 20536.12 | 20084.71 | 18308.73 | 16501.57 | 15284.84 | 430.8845 | 21489.36 | 4 | 2025
2025-04-24 | 14593.55 | 14763.13 | 14454.54 | 14477.06 | 14999.63 | 16104.04 | 17146.34 | 17874.54 | 18434.91 | 19221.95 | 20197.78 | 21078.01 | 21788.19 | 22539.62 | 23160.38 | 23674.98 | 23871.56 | 23453.68 | 22571.85 | 22505.94 | 21891.56 | 19954.29 | 17456.33 | 16112.35 | 462.3262 | 23871.56 | 4 | 2025
2025-04-25 | 15249.26 | 14336.85 | 14040.06 | 14082.03 | 14632.49 | 15784.57 | 16832.46 | 17293.29 | 17714.36 | 18366.36 | 19168.46 | 19861.66 | 20396.85 | 20983.54 | 21482.75 | 21900.3 | 22045.93 | 21640.46 | 20863.3 | 20896.87 | 20372.12 | 18538.83 | 16610.86 | 15366.84 | 438.4605 | 22045.93 | 4 | 2025
2025-04-26 | 14642.26 | 13780.34 | 13535.56 | 13536.23 | 13821.16 | 14164.29 | 14390.65 | 15059.13 | 15625.18 | 15835.6 | 15832.74 | 15824.36 | 15758.1 | 15733.03 | 15830.77 | 15995.21 | 16171.53 | 16163.99 | 16063.14 | 16464.53 | 16480.17 | 15749.94 | 14736.54 | 13885.37 | 365.0798 | 16480.17 | 4 | 2025
2025-04-27 | 13706.31 | 13871.88 | 13630.9 | 13635.58 | 13924.13 | 14268.12 | 14490.6 | 15160.72 | 15722.01 | 15924.86 | 15913.61 | 15896.86 | 15823.27 | 15792.22 | 15886.65 | 16051.57 | 16231.34 | 16231.22 | 16137.63 | 16540.53 | 16563.15 | 15837.4 | 14825.8 | 13977.17 | 366.0435 | 16563.15 | 4 | 2025
2025-04-28 | 13776.16 | 14128.59 | 13919.43 | 14032.24 | 14667.33 | 15891.09 | 16958.13 | 17341.11 | 17410.17 | 17587.63 | 17850.24 | 17967.2 | 17966.87 | 18073.74 | 18227.39 | 18453.48 | 18575.99 | 18371.08 | 17997.99 | 18392.03 | 18235.59 | 16973.78 | 15695.25 | 14632.25 | 403.1248 | 18575.99 | 4 | 2025
2025-04-29 | 14218.96 | 14006.68 | 13740.82 | 13798.55 | 14358.55 | 15500 | 16528.71 | 16933.04 | 17110.96 | 17500.54 | 18091.75 | 18546.38 | 18847.56 | 19237.81 | 19593.62 | 19938.76 | 20055.64 | 19707.8 | 19101.06 | 19290.12 | 18958.99 | 17308.95 | 15919.36 | 14754.65 | 413.0493 | 20055.64 | 4 | 2025
2025-04-30 | 14226.23 | 14413.8 | 14102.84 | 14120.85 | 14638.56 | 15729.5 | 16734.41 | 17214.53 | 17734.2 | 18498.19 | 19437.06 | 20262.92 | 20915.06 | 21614.55 | 22199.75 | 22683.62 | 22831.6 | 22377.77 | 21524.92 | 21468.47 | 20920.52 | 19034.18 | 16874.66 | 15583.48 | 445.1417 | 22831.6 | 4 | 2025
2025-05-01 | 14458.6 | 14001.24 | 13696.14 | 13735.84 | 14307.46 | 15476.93 | 16646.37 | 17204.34 | 17486.79 | 17837.12 | 18268.62 | 18541.83 | 18727.32 | 18960.16 | 19228.27 | 19595.08 | 19822.41 | 19670.17 | 19082.24 | 18924.61 | 18863.15 | 17855.1 | 16330.69 | 14998.81 | 413.7193 | 19822.41 | 5 | 2025
2025-05-02 | 14322.78 | 14152.72 | 13884.72 | 13971.62 | 14597.48 | 15838.19 | 17028.2 | 17558.77 | 17733.87 | 17948.08 | 18212.29 | 18318.13 | 18355.4 | 18448.34 | 18583.78 | 18804.55 | 18978.42 | 18925.61 | 18572.05 | 18496.65 | 18500.88 | 17571.57 | 16135.11 | 14888.91 | 409.8281 | 18978.42 | 5 | 2025
2025-05-03 | 14303.51 | 14462.23 | 14195.46 | 14188.95 | 14466.36 | 14746.07 | 15008.05 | 15886.09 | 16603.6 | 16861.12 | 16875.56 | 16821.52 | 16740.19 | 16680.18 | 16785.31 | 17043.41 | 17359.41 | 17510.27 | 17367.85 | 17505.41 | 17681.09 | 16994.14 | 15869.94 | 14873.72 | 386.8294 | 17681.09 | 5 | 2025
2025-05-04 | 14500.11 | 14158.55 | 13875.73 | 13852.43 | 14113.31 | 14376.04 | 14621.97 | 15503.8 | 16248.41 | 16543.16 | 16596.52 | 16578.06 | 16526.93 | 16492.31 | 16615.05 | 16875.86 | 17172.06 | 17285.77 | 17114.04 | 17227.33 | 17389.44 | 16689.22 | 15551.74 | 14541.25 | 380.4491 | 17389.44 | 5 | 2025
2025-05-05 | 14201.12 | 13420.03 | 13142.02 | 13204.85 | 13819.86 | 15035.74 | 16198.6 | 16716.96 | 16908.66 | 17144.58 | 17433.37 | 17550.06 | 17599.34 | 17689.91 | 17825.99 | 18033.68 | 18161.87 | 18053.4 | 17690.45 | 17610.46 | 17641.85 | 16730.1 | 15300.72 | 14051.97 | 391.1656 | 18161.87 | 5 | 2025
2025-05-06 | 13600.42 | 13817.52 | 13480.06 | 13488.35 | 14027.06 | 15152.93 | 16275.59 | 16867.46 | 17232.36 | 17685.71 | 18229.39 | 18612.95 | 18897.86 | 19256.62 | 19649.19 | 20057.33 | 20257.06 | 20017.18 | 19312.83 | 19027.05 | 18920.01 | 17860.26 | 16277.62 | 14888.89 | 412.8917 | 20257.06 | 5 | 2025
2025-05-07 | 14168.05 | 14491.12 | 14099.02 | 14060.43 | 14549.66 | 15616.54 | 16716.19 | 17408.27 | 17970.07 | 18660.78 | 19569.89 | 20456.82 | 21189.79 | 21920.35 | 22537.41 | 23081.12 | 23317.38 | 22983.26 | 22035.18 | 21467.14 | 21084.82 | 19458.86 | 17669.95 | 16121.82 | 450.6339 | 23317.38 | 5 | 2025
2025-05-08 | 15078.27 | 14175.27 | 13808.22 | 13790.97 | 14302.88 | 15394.67 | 16496.93 | 17143.89 | 17614.37 | 18194.9 | 18881.7 | 19496.78 | 20052.69 | 20625.56 | 21125.72 | 21596.26 | 21805.98 | 21513.02 | 20686.83 | 20234.97 | 19969.63 | 18649.56 | 16982.47 | 15512.8 | 433.1343 | 21805.98 | 5 | 2025
2025-05-09 | 14682.19 | 14450.86 | 14062.93 | 14039.74 | 14551.17 | 15655.35 | 16753 | 17446.94 | 17982.93 | 18641.55 | 19447.89 | 20265.34 | 20935.61 | 21598.99 | 22167.91 | 22665.92 | 22880.36 | 22550.97 | 21637.5 | 21086.87 | 20723.48 | 19159.66 | 17443.36 | 15924.88 | 446.7554 | 22880.36 | 5 | 2025
2025-05-10 | 14953.07 | 13937.36 | 13523.44 | 13376.58 | 13511.11 | 13631.11 | 13780.05 | 14809.62 | 15913.72 | 16658.34 | 17211.57 | 17699.68 | 18106.57 | 18468.56 | 18876.04 | 19294.13 | 19627.02 | 19471.33 | 18892.58 | 18671.01 | 18567.14 | 17599.72 | 16197.82 | 14927.38 | 397.705 | 19627.02 | 5 | 2025
2025-05-11 | 14277.25 | 13665.86 | 13251.7 | 13103.1 | 13235.34 | 13352.64 | 13494.86 | 14511.79 | 15602.29 | 16332.08 | 16870.28 | 17346.11 | 17746.76 | 18108.32 | 18519.93 | 18924.29 | 19173.35 | 19043.74 | 18523.61 | 18305.18 | 18208.98 | 17250.86 | 15857.5 | 14594.38 | 389.3002 | 19173.35 | 5 | 2025
2025-05-12 | 13970.65 | 14473.08 | 14103.92 | 14087.79 | 14618.94 | 15725.38 | 16817.84 | 17505.29 | 18021.77 | 18648.06 | 19420.64 | 20182.69 | 20804.29 | 21411.6 | 21942.4 | 22419.77 | 22625.85 | 22317.06 | 21455.06 | 20939.63 | 20635.92 | 19134.83 | 17439.39 | 15935.67 | 444.6375 | 22625.85 | 5 | 2025
2025-05-13 | 14975.57 | 13837.26 | 13501.54 | 13511.21 | 14050.37 | 15164.45 | 16250.8 | 16848.38 | 17210.26 | 17657.41 | 18188.36 | 18549.73 | 18809 | 19108.68 | 19478.91 | 19872.69 | 20052.05 | 19805.6 | 19125.12 | 18878.82 | 18805.98 | 17767.73 | 16193.44 | 14814.8 | 412.4582 | 20052.05 | 5 | 2025
2025-05-14 | 14154.14 | 14070.55 | 13762.77 | 13799.76 | 14365.47 | 15502.28 | 16595.18 | 17174.39 | 17472.83 | 17836.79 | 18276.92 | 18549.29 | 18731.09 | 18961.92 | 19239.52 | 19615.13 | 19817.59 | 19637.55 | 19058.67 | 18861.58 | 18838.98 | 17846.56 | 16312.18 | 14974.48 | 413.4556 | 19817.59 | 5 | 2025
2025-05-15 | 14335.13 | 14247.08 | 13910.51 | 13921.7 | 14460.47 | 15565.23 | 16639.76 | 17263.18 | 17654.53 | 18131.94 | 18700.32 | 19106.15 | 19504.45 | 19950.68 | 20367.28 | 20800.38 | 21007.28 | 20769.26 | 20055.67 | 19676.48 | 19530.27 | 18388.09 | 16779.54 | 15369.96 | 426.1353 | 21007.28 | 5 | 2025
2025-05-16 | 14618.61 | 14234.88 | 13935.76 | 13993.62 | 14586.53 | 15765.81 | 16866.48 | 17452.25 | 17725.28 | 18055.15 | 18443.86 | 18670.31 | 18816.44 | 19006.62 | 19236.52 | 19582.3 | 19785.06 | 19628.73 | 19084.38 | 18892.46 | 18865.21 | 17883.72 | 16372.83 | 15057.41 | 416.5602 | 19785.06 | 5 | 2025
2025-05-17 | 14430.12 | 13422.17 | 13079.26 | 12995.17 | 13193.07 | 13371.57 | 13513.33 | 14439.67 | 15313.24 | 15773.25 | 16000.48 | 16143.34 | 16232.59 | 16319.33 | 16533.4 | 16828.1 | 17058.5 | 17033.13 | 16738.75 | 16716.6 | 16831.29 | 16069.08 | 14853.04 | 13764.85 | 366.6533 | 17058.5 | 5 | 2025
2025-05-18 | 13457.97 | 13919.75 | 13595.27 | 13531.14 | 13747.98 | 13939.59 | 14086.12 | 15018.83 | 15871.22 | 16297.99 | 16490.77 | 16602.83 | 16666.26 | 16731.92 | 16933.17 | 17231.83 | 17487.75 | 17505.72 | 17241.01 | 17232.15 | 17362.92 | 16611.38 | 15400.84 | 14320.98 | 377.2854 | 17505.72 | 5 | 2025
2025-05-19 | 13937.88 | 14685.4 | 14425.7 | 14512.32 | 15145.34 | 16342.44 | 17445.92 | 18025.17 | 18248.12 | 18501.22 | 18813.13 | 18960.8 | 19044.51 | 19171.77 | 19400.88 | 19736.02 | 19968.51 | 19891.63 | 19415.93 | 19222.62 | 19259.05 | 18317.08 | 16836.35 | 15547.33 | 424.8551 | 19968.51 | 5 | 2025
2025-05-20 | 14935.31 | 14706.71 | 14308.93 | 14265.44 | 14750.09 | 15792.08 | 16826.23 | 17546.28 | 18132.96 | 18850.61 | 19834.16 | 20694.51 | 21369.57 | 22025.33 | 22574.88 | 23062.51 | 23239.69 | 22886.53 | 21979.27 | 21398.53 | 21093.12 | 19508.23 | 17715.5 | 16179.6 | 453.6761 | 23239.69 | 5 | 2025
2025-05-21 | 15241.16 | 14412.36 | 14033.84 | 14006.69 | 14506.48 | 15562.67 | 16597.28 | 17281.7 | 17800.44 | 18434.6 | 19175.92 | 19930.15 | 20522.77 | 21121.63 | 21642.73 | 22124.43 | 22309.64 | 21981.73 | 21130.59 | 20605.24 | 20356.39 | 18936.11 | 17238.64 | 15743.3 | 440.6965 | 22309.64 | 5 | 2025
2025-05-22 | 14903.24 | 14724.26 | 14311.47 | 14254.2 | 14722.63 | 15741.37 | 16756.49 | 17498.47 | 18133.35 | 18908.59 | 20000.97 | 20971.04 | 21761.36 | 22530 | 23173.08 | 23724.3 | 23918.67 | 23526.61 | 22536.31 | 21870.23 | 21500.19 | 19851.94 | 17928.47 | 16343.68 | 459.5909 | 23918.67 | 5 | 2025
2025-05-23 | 15347.62 | 15013.96 | 14574.11 | 14505.03 | 14969.59 | 16001.87 | 17016.23 | 17810.28 | 18523.27 | 19430.95 | 20720.84 | 21800.13 | 22678.25 | 23496.06 | 24161.94 | 24696.8 | 24865.59 | 24430.42 | 23369.27 | 22623.68 | 22168.98 | 20450.21 | 18341.66 | 16717.08 | 473.7138 | 24865.59 | 5 | 2025
2025-05-24 | 15629.52 | 14525.58 | 14032.5 | 13814.57 | 13877.23 | 13900.92 | 13958.83 | 15120.38 | 16478.79 | 17533.49 | 18416.7 | 19213.49 | 20067.16 | 20804.71 | 21506.64 | 22098.37 | 22377.3 | 22059.91 | 21137.46 | 20572.47 | 20264.18 | 18898.35 | 17327.76 | 15896.68 | 429.513 | 22377.3 | 5 | 2025
2025-05-25 | 15054.32 | 14771.23 | 14259.45 | 14025.28 | 14073.04 | 14080.27 | 14127.79 | 15323.33 | 16744.72 | 17876.98 | 18838.98 | 19838.04 | 20765.14 | 21537.21 | 22249.9 | 22834.02 | 23092.43 | 22746.63 | 21782.3 | 21169.55 | 20825.49 | 19308.19 | 17691.16 | 16228.3 | 439.2437 | 23092.43 | 5 | 2025
2025-05-26 | 15138.63 | 14529.27 | 14002.14 | 13774.98 | 13918.54 | 14151.78 | 14341.21 | 15335.92 | 16697.87 | 18151.98 | 19661.27 | 21049.95 | 21929.21 | 22653.04 | 23341.32 | 23913.63 | 24035.65 | 23464.78 | 22338.99 | 21662.82 | 21296.26 | 19726.62 | 17933.34 | 16405.45 | 449.4547 | 24035.65 | 5 | 2025
2025-05-27 | 15510.56 | 15794.89 | 15297.67 | 15167.21 | 15567.09 | 16512.23 | 17491.49 | 18383.95 | 19339.83 | 20813.53 | 22465.41 | 23861.31 | 24972.06 | 25953.87 | 26697.95 | 27257.02 | 27387.4 | 26865.99 | 25652.32 | 24748.2 | 24177.92 | 22308.08 | 19738.49 | 17894.87 | 509.8593 | 27387.4 | 5 | 2025
2025-05-28 | 16591.62 | 15184.92 | 14732.1 | 14640.09 | 15071.56 | 16039.88 | 17016.83 | 17834.15 | 18611.36 | 19672.77 | 21096.75 | 22324.88 | 23350.94 | 24322.36 | 25113.29 | 25751.38 | 25956.18 | 25487.74 | 24333.22 | 23487.64 | 22982.34 | 21190.98 | 18839.32 | 17145.39 | 486.7777 | 25956.18 | 5 | 2025
2025-05-29 | 15980.72 | 15073.7 | 14629.27 | 14544.52 | 14982.48 | 15956.83 | 16935.22 | 17737.88 | 18487.07 | 19465.27 | 20842.99 | 22032.07 | 23031.33 | 23987.86 | 24775.14 | 25417.79 | 25631.25 | 25174.36 | 24038.41 | 23211.96 | 22724.56 | 20953.16 | 18671.86 | 16991.93 | 481.2776 | 25631.25 | 5 | 2025
2025-05-30 | 15862.1 | 15558.44 | 15073.98 | 14966.26 | 15390.83 | 16369.48 | 17342.35 | 18221.05 | 19091.8 | 20419.46 | 21982.27 | 23331.67 | 24446.1 | 25458.05 | 26258.14 | 26864.79 | 27031.29 | 26514.5 | 25288.92 | 24360.13 | 23770.86 | 21905.73 | 19349.57 | 17601.75 | 502.4595 | 27031.29 | 5 | 2025
2025-05-31 | 16344.29 | 15618.42 | 15040.11 | 14748.38 | 14740.58 | 14683.68 | 14694.14 | 16011 | 17661.21 | 19073.05 | 20649.98 | 22142.18 | 23352.99 | 24330.36 | 25159.17 | 25780.01 | 26003.06 | 25550.34 | 24388.67 | 23562.63 | 23046.27 | 21339.97 | 19100.5 | 17498.26 | 480.5192 | 26003.06 | 5 | 2025
2025-06-01 | 16387.94 | 14791.78 | 14308.8 | 14119.71 | 14172 | 14029.91 | 14039.49 | 15267.73 | 16447.35 | 17234.95 | 17810.66 | 18189.13 | 18481.41 | 18764.85 | 19096.44 | 19423.45 | 19609.34 | 19496.22 | 19036.5 | 18625.37 | 18457.12 | 17841.24 | 16592.9 | 15436.98 | 407.6613 | 19609.34 | 6 | 2025
2025-06-02 | 14968.83 | 15208.62 | 14770.18 | 14704.56 | 15126.4 | 15899.47 | 16781.52 | 17682.21 | 18302.73 | 18964.4 | 19685.34 | 20134.35 | 20482.98 | 20861.73 | 21196.65 | 21621.38 | 21768.61 | 21453.85 | 20794.56 | 20221.1 | 19942.6 | 19143.31 | 17629.61 | 16264.83 | 443.6098 | 21768.61 | 6 | 2025
2025-06-03 | 15531.39 | 15608.61 | 15134.11 | 15034.54 | 15403.69 | 16119.86 | 16982.87 | 17929.49 | 18656.53 | 19454.21 | 20327.58 | 20918.22 | 21466.07 | 22159.89 | 22728.7 | 23207.33 | 23356.09 | 22989.55 | 22031.05 | 21122.96 | 20787.33 | 19913.61 | 18321.88 | 16888.49 | 462.0741 | 23356.09 | 6 | 2025
2025-06-04 | 16038.14 | 15908.94 | 15408.61 | 15286.59 | 15633.31 | 16324.23 | 17176.35 | 18168.46 | 18984.67 | 19891.06 | 20883.66 | 21744.38 | 22576.12 | 23386.12 | 24031.09 | 24546.93 | 24694.24 | 24280.31 | 23220.6 | 22173.72 | 21543.12 | 20541.9 | 18885.94 | 17390.8 | 478.7193 | 24694.24 | 6 | 2025
2025-06-05 | 16429.7 | 15738.24 | 15250.19 | 15138.69 | 15495.95 | 16198.46 | 17054.02 | 18023.27 | 18795.35 | 19648.15 | 20581.52 | 21230.57 | 21984.75 | 22735.22 | 23340.9 | 23836.53 | 23981.62 | 23588.56 | 22579.51 | 21583.73 | 21103.26 | 20197.58 | 18574.29 | 17110.56 | 470.2006 | 23981.62 | 6 | 2025
2025-06-06 | 16237.96 | 15405.61 | 14943 | 14859.74 | 15255.81 | 16010.19 | 16878.56 | 17811.36 | 18492.66 | 19231.65 | 20031.94 | 20550.96 | 20947.64 | 21435.22 | 21956.47 | 22397.34 | 22530.15 | 22175.4 | 21264.3 | 20624.29 | 20301.5 | 19457.43 | 17906.25 | 16508.95 | 453.2144 | 22530.15 | 6 | 2025
2025-06-07 | 15763.79 | 15521.27 | 14959.98 | 14702.14 | 14681.35 | 14450.17 | 14413.53 | 15775.22 | 17224.63 | 18338.55 | 19287.85 | 20063.23 | 20725.53 | 21361.48 | 22192.61 | 22870.41 | 23181.25 | 22853.18 | 21813.87 | 20974.24 | 20577.74 | 19732.82 | 18258.69 | 16884.98 | 446.6085 | 23181.25 | 6 | 2025
2025-06-08 | 16022.36 | 16107.39 | 15501.2 | 15204.5 | 15147.44 | 14879.34 | 14829.81 | 16271.22 | 17873.47 | 19175.57 | 20321.71 | 21273.87 | 22398.03 | 23417.5 | 24310.01 | 24994.07 | 25271.47 | 24870.51 | 23697.81 | 22580.9 | 21854.9 | 20769.55 | 19204.56 | 17743.85 | 473.721 | 25271.47 | 6 | 2025
2025-06-09 | 16700.61 | 16098.52 | 15582.54 | 15449.42 | 15804.35 | 16501.96 | 17348.72 | 18385.34 | 19271.44 | 20257.39 | 21331.08 | 22466.24 | 23409.36 | 24292.08 | 24987.76 | 25516.01 | 25647.75 | 25190.52 | 24055.75 | 22919.69 | 22212.22 | 20967.7 | 19268.23 | 17725.1 | 491.3898 | 25647.75 | 6 | 2025
2025-06-10 | 16713.87 | 16668.16 | 16107.53 | 15933.14 | 16230.5 | 16868.13 | 17693.91 | 18793.37 | 19813.97 | 20971.57 | 22612.03 | 24006.04 | 25094.34 | 26077.41 | 26807.42 | 27334.3 | 27433.81 | 26917.29 | 25678.72 | 24441.43 | 23651.02 | 22082.08 | 20110.4 | 18498.91 | 516.5394 | 27433.81 | 6 | 2025
2025-06-11 | 17359.82 | 16893.07 | 16315.43 | 16126.34 | 16410.23 | 17034.84 | 17857.21 | 18986.59 | 20064.71 | 21293.38 | 23178.71 | 24665.5 | 25821.74 | 26847.52 | 27594.78 | 28119.02 | 28203.54 | 27660.43 | 26374.73 | 25089.45 | 24254 | 22636.35 | 20464.14 | 18821.5 | 528.073 | 28203.54 | 6 | 2025
2025-06-12 | 17642.74 | 17085.33 | 16493.26 | 16291.6 | 16564.57 | 17178.6 | 17995.78 | 19150.61 | 20276.18 | 21656.31 | 23649.85 | 25201.12 | 26395.04 | 27434.11 | 28174.95 | 28679.81 | 28740.41 | 28175.28 | 26863.18 | 25547.84 | 24688.59 | 23040.88 | 20725.19 | 19062.86 | 536.7141 | 28740.41 | 6 | 2025
2025-06-13 | 17881.16 | 17289.93 | 16682.05 | 16473.15 | 16750.04 | 17379.52 | 18201.31 | 19393.48 | 20572.87 | 22127.53 | 24209.56 | 25847.87 | 27118.83 | 28210.93 | 28983.61 | 29488.36 | 29536.78 | 28940.54 | 27565.77 | 26181.92 | 25244.97 | 23535.89 | 21036.03 | 19341.01 | 547.9931 | 29536.78 | 6 | 2025
2025-06-14 | 18078.12 | 16770.86 | 16114.75 | 15774.74 | 15679.43 | 15374.62 | 15310.72 | 16839.86 | 18607.57 | 20115.25 | 21466.96 | 23108.59 | 24432.03 | 25523.22 | 26416.98 | 27053.09 | 27260.65 | 26783.3 | 25503.86 | 24271.85 | 23446.35 | 21954.31 | 20152.53 | 18616.27 | 504.6559 | 27260.65 | 6 | 2025
2025-06-15 | 17500.33 | 15918.39 | 15327.05 | 15043.01 | 14999.82 | 14745.7 | 14692.71 | 16107.78 | 17654.53 | 18889.83 | 19955.1 | 20814.11 | 21607.01 | 22503.82 | 23302.63 | 23924.96 | 24174.55 | 23799.69 | 22718.23 | 21684.58 | 21146.91 | 20266.2 | 18755.05 | 17346.86 | 462.8789 | 24174.55 | 6 | 2025
2025-06-16 | 16477.39 | 16498.77 | 15951.9 | 15792.01 | 16121.83 | 16791.41 | 17621.9 | 18714.44 | 19705.5 | 20820.31 | 22290.49 | 23633.35 | 24701.99 | 25666.56 | 26399.86 | 26929.12 | 27032.74 | 26522.84 | 25300.49 | 24068.35 | 23284.41 | 21737.76 | 19894.14 | 18293.15 | 510.2507 | 27032.74 | 6 | 2025
2025-06-17 | 17161.84 | 16250.24 | 15721.23 | 15574.17 | 15897 | 16557.85 | 17384.13 | 18428.5 | 19340.85 | 20364.86 | 21540.05 | 22746.89 | 23688.73 | 24569.93 | 25248.19 | 25764.25 | 25879.82 | 25411.88 | 24274.14 | 23134.35 | 22443.96 | 21118.64 | 19407.76 | 17860.95 | 495.7702 | 25879.82 | 6 | 2025
2025-06-18 | 16862.38 | 16520.88 | 15972.36 | 15808.31 | 16117.82 | 16769.19 | 17594.47 | 18671.83 | 19645.73 | 20747.79 | 22192.62 | 23464.76 | 24425.39 | 25285.97 | 25918.01 | 26376.72 | 26444.04 | 25951.32 | 24800.05 | 23644.22 | 22937.99 | 21446.3 | 19718.04 | 18156.08 | 505.4723 | 26444.04 | 6 | 2025
2025-06-19 | 17128.77 | 16708.69 | 16144.08 | 15966.35 | 16258.94 | 16887.25 | 17703.59 | 18811.89 | 19848.89 | 21025 | 22723.54 | 24164.3 | 25305.47 | 26343.35 | 27121.5 | 27684.5 | 27798.7 | 27269.6 | 25994.06 | 24716.15 | 23896.86 | 22299.45 | 20240.34 | 18608.43 | 520.6497 | 27798.7 | 6 | 2025
2025-06-20 | 17468.6 | 17129.22 | 16534.73 | 16337.29 | 16627.7 | 17273.64 | 18098.67 | 19265.89 | 20393.82 | 21785.16 | 23757.99 | 25265.17 | 26399.55 | 27360.93 | 28028.85 | 28460.91 | 28476.98 | 27908.29 | 26627.1 | 25333.34 | 24483.99 | 22856.76 | 20617.64 | 18976.01 | 535.4682 | 28476.98 | 6 | 2025
2025-06-21 | 17814.83 | 16949.98 | 16282.88 | 15933.07 | 15834.93 | 15535.63 | 15474.2 | 17019.4 | 18811.86 | 20355.5 | 21829.07 | 23416.43 | 24617.59 | 25541.48 | 26262.45 | 26745.75 | 26855.85 | 26375.97 | 25179.57 | 24023.64 | 23271.61 | 21834.25 | 20106.75 | 18608.14 | 504.6808 | 26855.85 | 6 | 2025
2025-06-22 | 17586.69 | 16670.6 | 16024.69 | 15693.16 | 15612.15 | 15329.05 | 15269.26 | 16777.35 | 18497.18 | 19951.31 | 21219.43 | 22574.82 | 23676.36 | 24529.98 | 25214.04 | 25688.15 | 25808.37 | 25361.66 | 24234.04 | 23145.28 | 22460.61 | 21196.32 | 19635.4 | 18180.64 | 490.3365 | 25808.37 | 6 | 2025
2025-06-23 | 17257.72 | 17806.57 | 17165.51 | 16923.63 | 17189.39 | 17813.76 | 18639.58 | 19891.22 | 21178.88 | 23209.34 | 25440.72 | 27095 | 28248.88 | 29107.59 | 29611.79 | 29859.34 | 29727.29 | 29098.27 | 27814.28 | 26508.31 | 25651.11 | 23983.99 | 21383.18 | 19711.03 | 560.3164 | 29859.34 | 6 | 2025
2025-06-24 | 18516.21 | 18082.58 | 17416.89 | 17151.42 | 17370.32 | 17937.6 | 18742.35 | 20024.46 | 21393.66 | 23683.84 | 26097.8 | 27967.16 | 29335.6 | 30419.66 | 31103.41 | 31488.7 | 31421.22 | 30751.17 | 29316.54 | 27869.83 | 26889.84 | 25093.55 | 22303.35 | 20301.54 | 580.6787 | 31488.7 | 6 | 2025
2025-06-25 | 18973.37 | 18339.56 | 17655.66 | 17374.28 | 17581.46 | 18141.72 | 18946.51 | 20258.98 | 21810.82 | 24203.97 | 26708.04 | 28624.59 | 29990.74 | 31032.21 | 31650.66 | 31964.18 | 31841.24 | 31149.96 | 29716.29 | 28267.68 | 27284.92 | 25474.95 | 22673.21 | 20552.04 | 590.217 | 31964.18 | 6 | 2025
2025-06-26 | 19213.24 | 17685.78 | 17050.19 | 16810.78 | 17053.65 | 17644.1 | 18454.87 | 19683.98 | 20947.53 | 22869.83 | 25096.04 | 26799.86 | 28046.09 | 29052.27 | 29703.42 | 30091.69 | 30049.77 | 29426.96 | 28076.91 | 26716.44 | 25817.12 | 24107.95 | 21428.58 | 19728.87 | 561.5559 | 30091.69 | 6 | 2025
2025-06-27 | 18538.29 | 17519.35 | 16896.1 | 16673.86 | 16942.85 | 17570.71 | 18394.46 | 19611.1 | 20833.92 | 22585.7 | 24728.78 | 26373.47 | 27594.31 | 28594.08 | 29258.51 | 29659.06 | 29635.75 | 29026.24 | 27684.67 | 26331.01 | 25420.03 | 23723.88 | 21177.44 | 19493.36 | 554.2669 | 29659.06 | 6 | 2025
2025-06-28 | 18293.66 | 17409.74 | 16708.64 | 16329.49 | 16205.84 | 15884.63 | 15820.97 | 17424.76 | 19329.69 | 21013.6 | 22974.43 | 24726.56 | 26033.23 | 27006.46 | 27727.13 | 28176.37 | 28241.48 | 27712.76 | 26442.77 | 25213.41 | 24387.03 | 22866.71 | 20772.43 | 19222.42 | 525.9242 | 28241.48 | 6 | 2025
2025-06-29 | 18129.51 | 17348.83 | 16649.72 | 16272.71 | 16144.54 | 15809.95 | 15741.29 | 17345.05 | 19256.29 | 20942.28 | 22911.38 | 24775.37 | 26250.03 | 27424.83 | 28338.68 | 28948.63 | 29108.62 | 28567.4 | 27182.39 | 25845.12 | 24915.02 | 23309.1 | 21022.14 | 19414.76 | 531.6536 | 29108.62 | 6 | 2025
2025-06-30 | 18186.25 | 17730.01 | 17092.06 | 16853.45 | 17115.11 | 17726.2 | 18549.23 | 19798.83 | 21090.44 | 23077.3 | 25351.02 | 27126.95 | 28466.65 | 29550 | 30270.2 | 30698.2 | 30674.62 | 30034.08 | 28622.69 | 27199.76 | 26225.57 | 24463.45 | 21715.08 | 19918.41 | 567.5356 | 30698.2 | 6 | 2025
2025-07-01 | 18680.38 | 16464.66 | 15931.67 | 15772.26 | 16110.94 | 16835.52 | 17498.39 | 18379.8 | 19178.99 | 20096.95 | 21108.18 | 21867.09 | 22573.28 | 23471.94 | 24227.11 | 24841.34 | 25016.42 | 24587.1 | 23494.74 | 22386.15 | 21973.43 | 20981.92 | 19332.52 | 17830.73 | 488.6415 | 25016.42 | 7 | 2025
2025-07-02 | 16999.9 | 16813.7 | 16253.79 | 16071.2 | 16387.33 | 17089.11 | 17748.07 | 18677.09 | 19570.04 | 20602.81 | 21739.11 | 22747.94 | 23788 | 24799.01 | 25623.44 | 26267.98 | 26440.6 | 25967.15 | 24774.28 | 23567.32 | 22874.4 | 21675.41 | 19960.94 | 18396.48 | 504.8351 | 26440.6 | 7 | 2025
2025-07-03 | 17407.28 | 17694 | 17068.3 | 16828.66 | 17094.37 | 17750.42 | 18398.78 | 19442.38 | 20554.15 | 21859.02 | 23623.5 | 25246.05 | 26497.29 | 27614.1 | 28449.49 | 29038.32 | 29127.33 | 28556.65 | 27216.93 | 25858.44 | 25022.76 | 23293.03 | 21248.57 | 19580.94 | 544.4708 | 29127.33 | 7 | 2025
2025-07-04 | 18251.01 | 17494.03 | 16758.9 | 16364.28 | 16320.89 | 16249.77 | 16127 | 17397.5 | 19170.66 | 21088.96 | 23120.07 | 25077.1 | 26293.33 | 27243.22 | 28014.99 | 28541.98 | 28525.33 | 27797.1 | 26390.08 | 25108.45 | 24324.95 | 22733.14 | 20974.19 | 19411.87 | 528.7788 | 28541.98 | 7 | 2025
2025-07-05 | 18435.62 | 17210.38 | 16531.85 | 16159.53 | 16054.95 | 15776.21 | 15520.27 | 16925.8 | 18654.94 | 20131.51 | 21435.74 | 22572.74 | 23853.46 | 24930.44 | 25850.37 | 26524.5 | 26749.46 | 26294.89 | 25060.74 | 23854.76 | 23115.88 | 21882.55 | 20300.35 | 18807.77 | 502.6347 | 26749.46 | 7 | 2025
2025-07-06 | 17827.25 | 16786.38 | 16139.8 | 15795.25 | 15715.48 | 15460.48 | 15213.09 | 16562.4 | 18184.99 | 19529.37 | 20700.36 | 21687.46 | 22546.77 | 23570.19 | 24482.06 | 25180.78 | 25446.4 | 25040.61 | 23878.77 | 22749.9 | 22180.74 | 21208.85 | 19680 | 18238.28 | 483.8057 | 25446.4 | 7 | 2025
2025-07-07 | 17340.28 | 17379.16 | 16779.57 | 16564.65 | 16871.98 | 17574.88 | 18246.48 | 19263.13 | 20310.92 | 21529.56 | 22993.69 | 24526.1 | 25743.12 | 26842.72 | 27696.14 | 28306.62 | 28427.51 | 27882.67 | 26570.73 | 25242.26 | 24415.13 | 22718.76 | 20882.35 | 19236.21 | 533.3446 | 28427.51 | 7 | 2025
2025-07-08 | 18111.82 | 19000.81 | 18280.66 | 17959.05 | 18158.49 | 18767.68 | 19421.21 | 20623.95 | 22038.56 | 24256.16 | 26798.12 | 28785.97 | 30199.41 | 31299.97 | 31988.87 | 32363.46 | 32261.48 | 31570.53 | 30116.84 | 28644.09 | 27679.12 | 25785.37 | 23018.14 | 21131.33 | 598.2611 | 32363.46 | 7 | 2025
2025-07-09 | 19800.18 | 19190.37 | 18455.8 | 18121.73 | 18309.57 | 18907.24 | 19557.64 | 20785.84 | 22249.59 | 24641.93 | 27274.38 | 29343.8 | 30819.44 | 31961.95 | 32671.07 | 33048.13 | 32936.22 | 32222.43 | 30725.61 | 29209.15 | 28203.2 | 26265.86 | 23456.58 | 21411.29 | 609.569 | 33048.13 | 7 | 2025
2025-07-10 | 20069.73 | 18646.99 | 17952.22 | 17652.85 | 17869.04 | 18489.61 | 19146.49 | 20306.36 | 21642.59 | 23549.61 | 25966.48 | 27887.68 | 29301.67 | 30457.47 | 31232.55 | 31702.81 | 31676.95 | 31017 | 29563.73 | 28097.91 | 27135.75 | 25261.15 | 22540.9 | 20786.93 | 587.9545 | 31702.81 | 7 | 2025
2025-07-11 | 19538 | 18327.45 | 17654.16 | 17384.37 | 17635.01 | 18305.46 | 18977.07 | 20105.85 | 21362.42 | 22964.39 | 25226.94 | 27032.54 | 28384.38 | 29511.19 | 30295.33 | 30783.16 | 30789.92 | 30158.86 | 28739.47 | 27306.34 | 26355.76 | 24522.25 | 22056.62 | 20338.8 | 573.7557 | 30789.92 | 7 | 2025
2025-07-12 | 19109.68 | 17564.97 | 16861.75 | 16468.32 | 16347.2 | 16061.93 | 15823.26 | 17268.04 | 19076.56 | 20654.24 | 22057.34 | 23563.7 | 24900.16 | 25985.97 | 26876.58 | 27501.08 | 27686.95 | 27206.7 | 25933.82 | 24701.93 | 23908.93 | 22401 | 20789 | 19267.47 | 518.0166 | 27686.95 | 7 | 2025
2025-07-13 | 18228.61 | 16162.86 | 15564.03 | 15261.29 | 15218.99 | 15003.89 | 14783.34 | 16046.69 | 17510.87 | 18659.23 | 19636.43 | 20470.01 | 21173.22 | 21836.51 | 22562.4 | 23311.38 | 23652.02 | 23323.56 | 22260.42 | 21557.2 | 21174 | 20274.14 | 18819.3 | 17447.54 | 459.9379 | 23652.02 | 7 | 2025
2025-07-14 | 16675.74 | 16964.87 | 16398.07 | 16211.93 | 16546.85 | 17283.32 | 17981.49 | 18937.22 | 19873.01 | 20954.85 | 22135.89 | 23332.95 | 24419.67 | 25433.92 | 26246.82 | 26855.04 | 27009.17 | 26523.78 | 25302.41 | 24081.45 | 23325.8 | 21969.12 | 20243.35 | 18658.96 | 513.3657 | 27009.17 | 7 | 2025
2025-07-15 | 17601.09 | 17872.52 | 17236.1 | 16987.73 | 17248.28 | 17912.26 | 18593.06 | 19649.64 | 20794.36 | 22143.36 | 24089.65 | 25758.61 | 27030.14 | 28142.28 | 28951.76 | 29506.7 | 29582.43 | 29011.51 | 27657.93 | 26309.81 | 25434.73 | 23675.01 | 21508.3 | 19831.36 | 552.5286 | 29582.43 | 7 | 2025
2025-07-16 | 18612.18 | 18037.32 | 17389.27 | 17130.82 | 17383.75 | 18043.72 | 18727.4 | 19803.04 | 20984.1 | 22379.55 | 24486.36 | 26192.7 | 27473.06 | 28569.81 | 29348.21 | 29865.95 | 29912.71 | 29328.8 | 27968.86 | 26615.33 | 25729.85 | 23955.12 | 21696.62 | 20011.7 | 559.6462 | 29912.71 | 7 | 2025
2025-07-17 | 18810.4 | 18142.63 | 17486.82 | 17221.71 | 17468.68 | 18123.96 | 18809.38 | 19898.16 | 21105.43 | 22559 | 24753.66 | 26503.56 | 27816.36 | 28933.93 | 29720.83 | 30237.73 | 30279.36 | 29684.68 | 28302.31 | 26928.52 | 26019.19 | 24220.44 | 21867.96 | 20168.47 | 565.0632 | 30279.36 | 7 | 2025
2025-07-18 | 18956.38 | 18011 | 17364.53 | 17118.31 | 17394.44 | 18102.3 | 18809.03 | 19884.97 | 21044.94 | 22416.94 | 24431.08 | 26052.65 | 27238.06 | 28222.9 | 28903.29 | 29330.53 | 29335.39 | 28763.14 | 27459.08 | 26161.32 | 25298 | 23562.94 | 21458.77 | 19813.2 | 555.1332 | 29335.39 | 7 | 2025
2025-07-19 | 18695.21 | 17946.79 | 17219.36 | 16805.03 | 16673.21 | 16396.58 | 16185.75 | 17665.1 | 19540.29 | 21208.55 | 22733.17 | 24452.86 | 25699.77 | 26623.9 | 27323.48 | 27765.59 | 27838.34 | 27348.47 | 26136.54 | 24977.24 | 24215.9 | 22675.06 | 21040.99 | 19541.96 | 526.7091 | 27838.34 | 7 | 2025
2025-07-20 | 18566.38 | 18212.52 | 17464.8 | 17033.06 | 16884.14 | 16591.06 | 16380.95 | 17895.85 | 19842.47 | 21598.14 | 23424.23 | 25282.61 | 26650.29 | 27671.43 | 28433.99 | 28907.52 | 28985.17 | 28462.78 | 27167.59 | 25930 | 25086.1 | 23464.71 | 21543.16 | 19993.25 | 541.4722 | 28985.17 | 7 | 2025
2025-07-21 | 18910.31 | 19171.37 | 18445.12 | 18120.65 | 18343.45 | 19001.24 | 19711.69 | 20935.76 | 22383.76 | 24771.88 | 27348.19 | 29332.35 | 30707.4 | 31710.58 | 32290.76 | 32549 | 32389.22 | 31701.17 | 30277.63 | 28857.41 | 27871.8 | 25976.68 | 23239.43 | 21303.82 | 605.3507 | 32549 | 7 | 2025
2025-07-22 | 19963.15 | 17328.48 | 16735.04 | 16524.37 | 16820.89 | 17528.61 | 18244.53 | 19221.31 | 20219.64 | 21389.7 | 22756.87 | 24199.33 | 25305.14 | 26311.23 | 27072.98 | 27629.32 | 27751.3 | 27258 | 26019.77 | 24809.57 | 24024.93 | 22427.36 | 20679.72 | 19081.93 | 529.3032 | 27751.3 | 7 | 2025
2025-07-23 | 18070.84 | 17573.16 | 16962.38 | 16736.71 | 17021.56 | 17722.94 | 18444.33 | 19449.53 | 20502.87 | 21742.94 | 23353.43 | 24859.94 | 25990.56 | 26987.13 | 27714.88 | 28225.78 | 28311.06 | 27797.97 | 26542.35 | 25317.71 | 24509.32 | 22831.87 | 20983.11 | 19369.43 | 537.0218 | 28311.06 | 7 | 2025
2025-07-24 | 18267.41 | 17824.87 | 17195.65 | 16954.03 | 17225.31 | 17916.11 | 18638.32 | 19674.9 | 20788.74 | 22104.61 | 23974.72 | 25565.68 | 26746.72 | 27762.08 | 28481.91 | 28967.94 | 29025.94 | 28487.88 | 27197.17 | 25938.42 | 25092.9 | 23373.57 | 21336.92 | 19697.64 | 548.2394 | 29025.94 | 7 | 2025
2025-07-25 | 18583.36 | 18863.72 | 18155.83 | 17856.8 | 18088.58 | 18767.78 | 19495.57 | 20673.33 | 22035.09 | 24119.04 | 26562.18 | 28477.73 | 29846.3 | 30908.59 | 31572.65 | 31924.19 | 31850.51 | 31201.68 | 29770.69 | 28363.87 | 27353.85 | 25465.38 | 22748.64 | 20968.14 | 593.6535 | 31924.19 | 7 | 2025
2025-07-26 | 19644.69 | 18260.88 | 17511.44 | 17078.67 | 16930.53 | 16647.85 | 16464.51 | 17978.01 | 19928.78 | 21691.85 | 23568.58 | 25436.14 | 26806.18 | 27822.12 | 28571.8 | 29031.44 | 29111.42 | 28598.22 | 27301.83 | 26082.96 | 25217.72 | 23585.1 | 21629.18 | 20079.65 | 544.9796 | 29111.42 | 7 | 2025
2025-07-27 | 19003.99 | 18354.39 | 17598.13 | 17159.49 | 17006.18 | 16719.7 | 16538.37 | 18063.35 | 20037.06 | 21828.76 | 23805.46 | 25710.28 | 27107.22 | 28139.46 | 28894.62 | 29351.82 | 29426.49 | 28904.14 | 27589.15 | 26353.84 | 25468.31 | 23815.27 | 21778.26 | 20216.52 | 548.8703 | 29426.49 | 7 | 2025
2025-07-28 | 19081.92 | 18284.55 | 17625.27 | 17359.66 | 17632.6 | 18341.66 | 19091.49 | 20195.84 | 21427.07 | 23025.64 | 25237.99 | 26968.59 | 28229.57 | 29238.53 | 29908.15 | 30303.83 | 30289.84 | 29705.29 | 28362.64 | 27055.87 | 26129.99 | 24336.8 | 21983.5 | 20301.5 | 570.1178 | 30303.83 | 7 | 2025
2025-07-29 | 19095.96 | 18392.28 | 17722 | 17445.19 | 17686.11 | 18356.74 | 19095.08 | 20199.78 | 21450.3 | 23133.52 | 25408.86 | 27214.65 | 28543.91 | 29640.88 | 30377.37 | 30835.3 | 30855.1 | 30264.76 | 28871.6 | 27525.46 | 26563.87 | 24727.7 | 22217.59 | 20509.86 | 576.1339 | 30855.1 | 7 | 2025
2025-07-30 | 19260.92 | 19440.81 | 18694.74 | 18352.02 | 18540.13 | 19173.24 | 19912.66 | 21145.28 | 22693.12 | 25258.29 | 27943.32 | 30028.6 | 31469.07 | 32531.3 | 33130.48 | 33400.46 | 33256.08 | 32569.34 | 31097.75 | 29669.3 | 28618.53 | 26661.83 | 23876.68 | 21720.36 | 618.4443 | 33400.46 | 7 | 2025
2025-07-31 | 20331.78 | 19234.41 | 18503.49 | 18174.1 | 18372.62 | 19014.78 | 19761.09 | 20967.32 | 22412.46 | 24852.45 | 27462.35 | 29506.43 | 30944.43 | 32035.56 | 32681.28 | 33004.04 | 32904.65 | 32238.7 | 30769.4 | 29350.55 | 28299.82 | 26354.48 | 23582.18 | 21521.53 | 612.2799 | 33004.04 | 7 | 2025
2025-08-01 | 20340.88 | 19024.04 | 18288.45 | 17991.6 | 18291.07 | 19265.05 | 20053.64 | 21018.69 | 22370.16 | 24237.67 | 26495.88 | 28314.71 | 29696.56 | 30802.2 | 31536.44 | 31958.22 | 31928.41 | 31235.03 | 29818.05 | 28660.75 | 27662.76 | 25407.61 | 22828.15 | 20921.45 | 598.1475 | 31958.22 | 8 | 2025
2025-08-02 | 19747.13 | 18922.87 | 18098.89 | 17622.79 | 17476.71 | 17384.06 | 17183.06 | 18584.63 | 20706.89 | 22738.21 | 24904.36 | 26827.31 | 28291.51 | 29372.19 | 30155.27 | 30617.95 | 30669.73 | 30053.43 | 28703.18 | 27662.99 | 26736.76 | 24641.94 | 22404.03 | 20647.7 | 570.1536 | 30669.73 | 8 | 2025
2025-08-03 | 19582.76 | 18770.59 | 17958.08 | 17492.04 | 17354.77 | 17272.01 | 17079.57 | 18460.11 | 20544.68 | 22529.32 | 24601.03 | 26484.56 | 27928.04 | 29004.23 | 29794.92 | 30272.96 | 30343.68 | 29743.06 | 28407.4 | 27387.38 | 26471.5 | 24393.29 | 22211.41 | 20469.42 | 564.5568 | 30343.68 | 8 | 2025
2025-08-04 | 19425.9 | 19611.57 | 18836.59 | 18499.97 | 18777.69 | 19733.56 | 20541.51 | 21579.26 | 23077.72 | 25305.56 | 27777.75 | 29753.14 | 31216.98 | 32320.99 | 33001.77 | 33341.5 | 33239.96 | 32503.09 | 31041.44 | 29847.58 | 28795.3 | 26472.95 | 23727.28 | 21712.66 | 620.1417 | 33341.5 | 8 | 2025
2025-08-05 | 20398.75 | 19069.25 | 18332.48 | 18026.73 | 18309.5 | 19262.37 | 20067.9 | 21021.7 | 22378.26 | 24281.26 | 26562.2 | 28394.02 | 29772.97 | 30873.83 | 31593.37 | 32012.22 | 31987.69 | 31307.52 | 29902.4 | 28778.51 | 27795.15 | 25542.79 | 22941.49 | 21034.76 | 599.6471 | 32012.22 | 8 | 2025
2025-08-06 | 19841.63 | 18672.31 | 17965.23 | 17685.34 | 17990 | 18963.32 | 19779.32 | 20681.05 | 21941.37 | 23615.4 | 25758.1 | 27489.08 | 28817.24 | 29911.05 | 30656.46 | 31120.78 | 31144.49 | 30500.85 | 29131.52 | 28050.51 | 27099.17 | 24891.24 | 22433.53 | 20561.77 | 584.7008 | 31144.49 | 8 | 2025
2025-08-07 | 19388.98 | 17367.38 | 16758.08 | 16562.94 | 16941.42 | 17982.69 | 18820.45 | 19551.44 | 20489.42 | 21695.68 | 23083.21 | 24415.88 | 25508.31 | 26500.52 | 27259.86 | 27816.18 | 27959.75 | 27437.06 | 26232.28 | 25326.9 | 24532.67 | 22639.08 | 20591.86 | 18862.78 | 533.7248 | 27959.75 | 8 | 2025
2025-08-08 | 17976.92 | 17964.09 | 17308.53 | 17081.9 | 17441.21 | 18478.98 | 19321.89 | 20142.46 | 21235.1 | 22629.46 | 24390.76 | 25958.81 | 27230.74 | 28345.77 | 29171.95 | 29733.09 | 29852.81 | 29264.84 | 27926.18 | 26884.49 | 25939.71 | 23783.14 | 21560.96 | 19739.34 | 559.3631 | 29852.81 | 8 | 2025
2025-08-09 | 18602.6 | 18094.81 | 17334.95 | 16915.09 | 16819.48 | 16785.76 | 16636.96 | 17920.68 | 19831.15 | 21601.08 | 23249.96 | 24929.43 | 26257.29 | 27287.73 | 28088.67 | 28616.81 | 28764.17 | 28239.17 | 26984.9 | 26072.89 | 25214.99 | 23232.19 | 21311.32 | 19643.76 | 538.4358 | 28764.17 | 8 | 2025
2025-08-10 | 18666.28 | 18382.17 | 17600.91 | 17162.72 | 17050.59 | 17003.11 | 16857.06 | 18177.37 | 20160.05 | 22019.62 | 23852.53 | 25642.4 | 27045.53 | 28124.96 | 28946.62 | 29473.72 | 29608.99 | 29058.41 | 27752.03 | 26791.67 | 25879.65 | 23831.72 | 21779.17 | 20071.09 | 550.9384 | 29608.99 | 8 | 2025
2025-08-11 | 18991.1 | 17697.54 | 17065.54 | 16853.75 | 17235.94 | 18289.74 | 19154.47 | 19941.04 | 20978.89 | 22301.89 | 23926.48 | 25443.43 | 26700.69 | 27814.51 | 28659.92 | 29251.1 | 29403.61 | 28842.07 | 27526.85 | 26519.93 | 25593.52 | 23463.23 | 21319.07 | 19511.35 | 552.4857 | 29403.61 | 8 | 2025
2025-08-12 | 18397.16 | 17219.22 | 16624.71 | 16442.6 | 16838.15 | 17911.48 | 18785.97 | 19484.23 | 20364.1 | 21503.96 | 22809.46 | 23972 | 24939.15 | 25806.59 | 26459.4 | 26938.83 | 27058.82 | 26573.05 | 25455.08 | 24653.44 | 23920.27 | 22182.55 | 20199.66 | 18531.75 | 523.0716 | 27058.82 | 8 | 2025
2025-08-13 | 17675.41 | 16977.76 | 16403.53 | 16239.21 | 16650.81 | 17741.12 | 18626.38 | 19289.36 | 20103.03 | 21160.82 | 22384.31 | 23384.47 | 24300.19 | 25142.08 | 25792.09 | 26285.69 | 26430.39 | 25973.06 | 24891.5 | 24131.59 | 23428.83 | 21803.04 | 19852.45 | 18215.23 | 512.8824 | 26430.39 | 8 | 2025
2025-08-14 | 17409.13 | 17864.37 | 17221.74 | 16998.36 | 17356.73 | 18398.59 | 19277.56 | 20058.32 | 21100.49 | 22441.78 | 24111.75 | 25568.89 | 26703.21 | 27678.54 | 28376.15 | 28851.85 | 28943.17 | 28399.44 | 27165.72 | 26255.56 | 25403.04 | 23325.03 | 21243.81 | 19485.53 | 549.6388 | 28943.17 | 8 | 2025
2025-08-15 | 18451.29 | 18245.75 | 17574.22 | 17334.2 | 17689.29 | 18746.67 | 19637.34 | 20475.72 | 21609.37 | 23062.74 | 24957.38 | 26518.34 | 27723.04 | 28724.06 | 29416.26 | 29851.74 | 29904.96 | 29323.46 | 28031.15 | 27059.43 | 26125.83 | 23981.11 | 21752.7 | 19955.31 | 566.1514 | 29904.96 | 8 | 2025
2025-08-16 | 18844.67 | 17657.26 | 16932.58 | 16543.94 | 16477.03 | 16482.75 | 16381.76 | 17598.05 | 19392.39 | 21020.11 | 22532.96 | 23953.51 | 25217.49 | 26230.57 | 27047.45 | 27615.55 | 27824.87 | 27356.03 | 26147.28 | 25311.08 | 24472.05 | 22648.5 | 20777.09 | 19155.04 | 523.62 | 27824.87 | 8 | 2025
2025-08-17 | 18228.27 | 17712.69 | 16983.42 | 16591.14 | 16518.99 | 16519.55 | 16425.27 | 17649.41 | 19463.75 | 21114.74 | 22662.61 | 24169.04 | 25504.72 | 26592.54 | 27473.08 | 28089.16 | 28326.83 | 27850.49 | 26592.64 | 25715.43 | 24825.45 | 22908.27 | 21005.01 | 19351.64 | 528.2741 | 28326.83 | 8 | 2025
2025-08-18 | 18329.52 | 18283 | 17611.76 | 17366.61 | 17725.51 | 18780.13 | 19690.23 | 20535.59 | 21694.84 | 23175.58 | 25146.48 | 26778.28 | 28068.48 | 29143.68 | 29899.36 | 30381.81 | 30463.43 | 29877.24 | 28539.12 | 27534.74 | 26552.18 | 24365.38 | 22045.93 | 20210.39 | 572.1993 | 30463.43 | 8 | 2025
2025-08-19 | 19023.82 | 19367.08 | 18614.92 | 18297.24 | 18576.56 | 19561.25 | 20457.8 | 21422.84 | 22822.76 | 24887.23 | 27239.18 | 29117.11 | 30500.7 | 31566.98 | 32220.08 | 32566.82 | 32523.94 | 31860.77 | 30453.55 | 29382.74 | 28338.35 | 26048.51 | 23365.48 | 21456.49 | 609.6722 | 32566.82 | 8 | 2025
2025-08-20 | 20135.85 | 18458.09 | 17772.86 | 17513.39 | 17840.47 | 18864.99 | 19774.66 | 20624.36 | 21809.69 | 23353.89 | 25400.35 | 27065.3 | 28356.26 | 29433.69 | 30172.38 | 30644.52 | 30720.18 | 30133.97 | 28792.29 | 27797.81 | 26817.89 | 24619.42 | 22243.16 | 20403.19 | 578.7487 | 30720.18 | 8 | 2025
2025-08-21 | 19246.6 | 18722.94 | 18019.52 | 17744.3 | 18060.64 | 19082.3 | 19999.88 | 20878.43 | 22118.35 | 23807.86 | 25926.63 | 27624.93 | 28904.62 | 29934.83 | 30606.75 | 31008.55 | 31034.64 | 30434.35 | 29100.01 | 28114.81 | 27133.86 | 24926.8 | 22497.14 | 20654.36 | 585.5831 | 31034.64 | 8 | 2025
2025-08-22 | 19473.16 | 18163.23 | 17500.48 | 17268.98 | 17632.58 | 18712.61 | 19653.26 | 20469.42 | 21575.48 | 22996.73 | 24851.43 | 26412.28 | 27638.05 | 28673 | 29398.32 | 29865.63 | 29961.35 | 29404.58 | 28098.97 | 27147.52 | 26171.89 | 24008.59 | 21776.72 | 19978.02 | 566.8323 | 29961.35 | 8 | 2025
2025-08-23 | 18849.35 | 17416.56 | 16712.97 | 16343.44 | 16295.41 | 16334.93 | 16287.33 | 17459.31 | 19183.12 | 20726.28 | 22159.68 | 23440.3 | 24668.91 | 25671.71 | 26493.85 | 27081.08 | 27333.77 | 26907.16 | 25724.15 | 24947.4 | 24102.92 | 22355.59 | 20515.34 | 18921.1 | 515.9317 | 27333.77 | 8 | 2025
2025-08-24 | 17995.49 | 17192.24 | 16505.99 | 16151.56 | 16117.33 | 16172.12 | 16134.76 | 17275.34 | 18941.15 | 20412.82 | 21774.14 | 22955.01 | 24088.85 | 25065.52 | 25881.38 | 26477.42 | 26749.24 | 26346.81 | 25197.33 | 24459.68 | 23643.18 | 21999.92 | 20189.55 | 18623.64 | 506.3505 | 26749.24 | 8 | 2025
2025-08-25 | 17712.65 | 17262.3 | 16668.91 | 16492.02 | 16909.4 | 18027.06 | 18991.67 | 19696.57 | 20604.32 | 21771.88 | 23139.57 | 24501.8 | 25682.11 | 26762.29 | 27602.96 | 28217.24 | 28442.79 | 27960.15 | 26700.5 | 25811.43 | 24881.51 | 22877.78 | 20819.9 | 19068.45 | 536.6053 | 28442.79 | 8 | 2025
2025-08-26 | 17947.38 | 17352.77 | 16751.6 | 16565.5 | 16955.45 | 18045.85 | 19007.58 | 19706.62 | 20620.51 | 21802.91 | 23191.15 | 24585.53 | 25750.55 | 26825.16 | 27648.91 | 28258.19 | 28483.47 | 28007.02 | 26755.15 | 25885.44 | 24971.2 | 22951.22 | 20890.69 | 19144.29 | 538.1041 | 28483.47 | 8 | 2025
2025-08-27 | 18026.12 | 17173.25 | 16585.62 | 16411.33 | 16811.08 | 17911.37 | 18881.33 | 19556.26 | 20427.2 | 21555.73 | 22892 | 24192.72 | 25345.22 | 26428.38 | 27274.26 | 27912.54 | 28165.94 | 27706.48 | 26463.8 | 25609.26 | 24700.71 | 22736.55 | 20688.69 | 18954.2 | 532.41 | 28165.94 | 8 | 2025
2025-08-28 | 17849.21 | 16926.64 | 16358.54 | 16201.09 | 16617.28 | 17737.01 | 18719.04 | 19358.13 | 20161.94 | 21208.54 | 22457.87 | 23577.82 | 24653.21 | 25679.62 | 26492.55 | 27119.5 | 27381.93 | 26951.53 | 25762.52 | 24966.72 | 24104.17 | 22280.3 | 20275.81 | 18582.94 | 521.4239 | 27381.93 | 8 | 2025
2025-08-29 | 17559.35 | 16474.99 | 15942.04 | 15823.01 | 16287.99 | 17476.37 | 18485.33 | 19068.42 | 19744.55 | 20633.86 | 21700.14 | 22558.13 | 23337.01 | 24210.5 | 24921.62 | 25482.05 | 25733.63 | 25352.09 | 24277.69 | 23595.31 | 22872.25 | 21288.15 | 19384.29 | 17785.51 | 499.9943 | 25733.63 | 8 | 2025
2025-08-30 | 16911.91 | 15759.45 | 15184.14 | 14925.57 | 14978.96 | 15129.98 | 15155.66 | 16096.02 | 17393.17 | 18409.6 | 19313.34 | 20116.74 | 20842.42 | 21515.76 | 22164.6 | 22711.61 | 23045.41 | 22836.49 | 22052.87 | 21645.68 | 21125.93 | 19740.95 | 18117.75 | 16731.05 | 451.9051 | 23045.41 | 8 | 2025
2025-08-31 | 16077.22 | 15617.77 | 15054.97 | 14807.05 | 14873.4 | 15043.79 | 15082.97 | 15998.54 | 17247.97 | 18208.41 | 19043.2 | 19764.84 | 20405.9 | 20997.01 | 21578.76 | 22079.07 | 22393.45 | 22206.89 | 21481.94 | 21136.34 | 20666.3 | 19330.78 | 17758.04 | 16420.08 | 443.2747 | 22393.45 | 8 | 2025
2025-09-01 | 15979.1 | 16658.54 | 16030.08 | 15709.95 | 15782.4 | 16076.46 | 16271.28 | 17006.13 | 18517.37 | 20284.5 | 22346.41 | 24153.67 | 25353.04 | 26310.41 | 27061.75 | 27565.26 | 27504.28 | 26614.83 | 25351.21 | 24870.31 | 23445.61 | 21476.59 | 19699.03 | 18249.71 | 508.3179 | 27565.26 | 9 | 2025
2025-09-02 | 17456.12 | 17823.21 | 17232.28 | 17013.17 | 17340.15 | 18341.43 | 19322.12 | 19940.34 | 20992.29 | 22808.79 | 24858.76 | 26607.98 | 27958.22 | 29090.81 | 29836.83 | 30280.28 | 30212.49 | 29386.83 | 28090.87 | 27443.36 | 25866.92 | 23652.64 | 21181.07 | 19541.84 | 562.2788 | 30280.28 | 9 | 2025
2025-09-03 | 18433.3 | 16992.52 | 16463.15 | 16297.62 | 16670.25 | 17711.97 | 18706.64 | 19217.76 | 20068.89 | 21308.09 | 23046.1 | 24560.85 | 25784.74 | 26886.61 | 27677.48 | 28212.11 | 28242.64 | 27496.18 | 26289 | 25740.1 | 24248.46 | 22142.54 | 20069 | 18519.46 | 530.7855 | 28242.64 | 9 | 2025
2025-09-04 | 17584.44 | 16661.76 | 16157.49 | 16013.73 | 16406.53 | 17469.74 | 18475.91 | 18941.74 | 19708.02 | 20770.45 | 22315.01 | 23712.36 | 24852.95 | 25904.25 | 26676.6 | 27217.89 | 27272.52 | 26562.75 | 25413.61 | 24928.73 | 23488.33 | 21441.92 | 19567.46 | 18062.29 | 515.6065 | 27272.52 | 9 | 2025
2025-09-05 | 17202.99 | 16488.81 | 15998.56 | 15873.13 | 16295.8 | 17402.61 | 18427.53 | 18878.59 | 19599.1 | 20601.33 | 21982.26 | 23308.14 | 24403.89 | 25423.7 | 26184.15 | 26715.86 | 26776.92 | 26082.47 | 24954.71 | 24490.6 | 23046.32 | 21026.72 | 19266.35 | 17786.3 | 508.2168 | 26776.92 | 9 | 2025
2025-09-06 | 16941.85 | 16388.95 | 15817.05 | 15526.96 | 15539.17 | 15658.05 | 15759.71 | 16614.28 | 18043.1 | 19326.99 | 20498.42 | 21701.56 | 22793.23 | 23687.05 | 24404.57 | 24903.83 | 25006.66 | 24400.32 | 23399.19 | 23113.44 | 21794.18 | 20209.18 | 18686.16 | 17382.07 | 477.596 | 25006.66 | 9 | 2025
2025-09-07 | 16729 | 16866.84 | 16257.79 | 15935.73 | 15915.46 | 16000.11 | 16096.76 | 17017.72 | 18579.21 | 20024.37 | 21456.97 | 23063.44 | 24371.02 | 25446.16 | 26288.63 | 26857.17 | 26975.83 | 26312.27 | 25162.05 | 24732.26 | 23269.95 | 21310.3 | 19626.71 | 18222.23 | 502.518 | 26975.83 | 9 | 2025
2025-09-08 | 17346.66 | 16998.93 | 16472.05 | 16311.7 | 16710.24 | 17789.42 | 18825.92 | 19345.74 | 20209.65 | 21474.53 | 23233.83 | 24798.77 | 26098.23 | 27260.87 | 28105.81 | 28670.17 | 28726.51 | 27978.94 | 26723.25 | 26142.45 | 24568.29 | 22414.87 | 20266.57 | 18690.12 | 535.1635 | 28726.51 | 9 | 2025
2025-09-09 | 17633.05 | 16538.01 | 16043.82 | 15909.06 | 16307.82 | 17382.15 | 18419.12 | 18864.57 | 19605.44 | 20634.8 | 22122.35 | 23550.75 | 24764.37 | 25914.97 | 26786.53 | 27416.23 | 27541.47 | 26847.88 | 25650.08 | 25142.69 | 23637.59 | 21551.65 | 19632.36 | 18106.12 | 516.0029 | 27541.47 | 9 | 2025
2025-09-10 | 17162.39 | 17370.77 | 16817.18 | 16630.64 | 16989.18 | 18038.55 | 19082.75 | 19627.11 | 20555.77 | 22059.38 | 23924.77 | 25535.69 | 26805.72 | 27905.75 | 28654.59 | 29129.99 | 29128.84 | 28371.39 | 27133.38 | 26585.88 | 25027.71 | 22866.34 | 20610.15 | 19036.42 | 545.0503 | 29129.99 | 9 | 2025
2025-09-11 | 17971.34 | 16731.25 | 16224.65 | 16079.09 | 16471.2 | 17548.56 | 18603.2 | 19066.48 | 19844.78 | 20923.57 | 22546.87 | 24003.01 | 25210.96 | 26327.74 | 27148.52 | 27724.43 | 27816.63 | 27116.97 | 25923.23 | 25429.43 | 23914.07 | 21817.25 | 19838.11 | 18310.07 | 522.5914 | 27816.63 | 9 | 2025
2025-09-12 | 17361.7 | 16182.49 | 15717.69 | 15614.6 | 16057.59 | 17196.16 | 18270.38 | 18671.11 | 19311.37 | 20214.92 | 21377.06 | 22640.55 | 23725.66 | 24773.58 | 25581.8 | 26172.48 | 26303.44 | 25654.48 | 24536.33 | 24117.07 | 22653.05 | 20727.98 | 18988.94 | 17528.52 | 499.3789 | 26303.44 | 9 | 2025
2025-09-13 | 16666.68 | 15557.34 | 15048.62 | 14813.81 | 14871.48 | 15039.49 | 15194.53 | 15935.04 | 17166.44 | 18202.36 | 19154.48 | 20085.61 | 20907.6 | 21880.09 | 22749.52 | 23426.67 | 23695.39 | 23176.19 | 22192.11 | 21965.91 | 20708.13 | 19338.18 | 17858.7 | 16594.77 | 452.2291 | 23695.39 | 9 | 2025
2025-09-14 | 15924.05 | 15301.74 | 14812.98 | 14595.49 | 14669.77 | 14856.62 | 15022.87 | 15727.02 | 16890.17 | 17842.48 | 18707.21 | 19559.61 | 20321.69 | 21077.89 | 21919.82 | 22591.7 | 22874.18 | 22385.9 | 21455.51 | 21288.32 | 20214.08 | 18885.45 | 17447.35 | 16223 | 440.5949 | 22874.18 | 9 | 2025
2025-09-15 | 15583.45 | 14993.28 | 14626.65 | 14604.94 | 15141.82 | 16384.27 | 17514.54 | 17740.74 | 18047.29 | 18546.08 | 19186.23 | 19695.35 | 20112.55 | 20559.77 | 20959.77 | 21364.32 | 21462.96 | 20975.25 | 20366.38 | 20350.83 | 19496.02 | 18220.84 | 16746.25 | 15537.2 | 438.2168 | 21462.96 | 9 | 2025
2025-09-16 | 15089.32 | 14851.93 | 14495.89 | 14480.55 | 15002.87 | 16230.51 | 17360.68 | 17550.26 | 17803.54 | 18243.21 | 18825.76 | 19275.29 | 19631.73 | 20047.72 | 20397.44 | 20715.87 | 20830.27 | 20449.48 | 19917.47 | 19953.58 | 19148.56 | 17910.22 | 16465.49 | 15291.79 | 429.9694 | 20830.27 | 9 | 2025
2025-09-17 | 14914.85 | 15432.99 | 15027.92 | 14970.4 | 15446.39 | 16619.84 | 17736.62 | 18014.65 | 18447.99 | 19103.79 | 19943 | 20680.59 | 21466.1 | 22338.74 | 23043.82 | 23612.34 | 23787.92 | 23245.39 | 22308.41 | 22103.29 | 20830.67 | 19417.12 | 17804.91 | 16469.41 | 462.7671 | 23787.92 | 9 | 2025
2025-09-18 | 15748.18 | 15525.41 | 15113.49 | 15050.05 | 15520.11 | 16688.85 | 17809.99 | 18099.58 | 18558.08 | 19244.56 | 20119.87 | 20902.07 | 21790.07 | 22704.36 | 23439.04 | 24025.36 | 24208.82 | 23657 | 22687.29 | 22454.31 | 21120.98 | 19639.85 | 18005.71 | 16649.13 | 468.7622 | 24208.82 | 9 | 2025
2025-09-19 | 15908.21 | 15144.38 | 14765.42 | 14736.6 | 15256.76 | 16496.57 | 17647.15 | 17886.13 | 18224.74 | 18764.11 | 19459.35 | 20040.66 | 20531.65 | 21125.75 | 21692.11 | 22157.18 | 22297.08 | 21799.61 | 20983.49 | 20900.83 | 19953.85 | 18617.97 | 17099.65 | 15851.27 | 447.3405 | 22297.08 | 9 | 2025
2025-09-20 | 15311.05 | 14743.34 | 14311.55 | 14143.73 | 14273.66 | 14540.36 | 14773.19 | 15371.54 | 16333.52 | 17045.69 | 17635.31 | 18193.08 | 18675.8 | 19139.92 | 19597.55 | 19998.11 | 20195.89 | 19903.22 | 19376.58 | 19465.15 | 18633.63 | 17471.69 | 16207.62 | 15151.23 | 410.4924 | 20195.89 | 9 | 2025
2025-09-21 | 14804.93 | 14935.72 | 14485.62 | 14301.62 | 14416.88 | 14670.85 | 14902.93 | 15530.27 | 16551.35 | 17337.25 | 18003.4 | 18628.65 | 19160.48 | 19656.11 | 20126.17 | 20523.76 | 20709.51 | 20396.12 | 19834.42 | 19890.1 | 19024.28 | 17826.49 | 16529.58 | 15441.59 | 417.6881 | 20709.51 | 9 | 2025
2025-09-22 | 15035.91 | 16049.6 | 15602.19 | 15510.91 | 15979.43 | 17161.76 | 18314.59 | 18678.98 | 19272.44 | 20122.55 | 21191.76 | 22384.35 | 23404.68 | 24374.23 | 25112.69 | 25654.11 | 25791.36 | 25190.85 | 24132.33 | 23818.71 | 22365.14 | 20537.6 | 18840.93 | 17417.68 | 491.9448 | 25791.36 | 9 | 2025
2025-09-23 | 16499.31 | 15972.53 | 15531.77 | 15443.18 | 15897.55 | 17072.22 | 18232.16 | 18563.63 | 19109.46 | 19910.95 | 20886.95 | 21948.86 | 22825.63 | 23663.89 | 24283.39 | 24747.12 | 24854.36 | 24287.4 | 23325.7 | 23121.58 | 21764.55 | 20123.24 | 18483.3 | 17121.64 | 483.6704 | 24854.36 | 9 | 2025
2025-09-24 | 16352.06 | 15617 | 15221.51 | 15173.24 | 15668.22 | 16888.02 | 18069.95 | 18330.09 | 18728.88 | 19349.82 | 20127.49 | 20759.72 | 21387.39 | 22047.45 | 22547.75 | 22953.87 | 23068.67 | 22583.32 | 21777.49 | 21729.07 | 20597.23 | 19247.33 | 17713.19 | 16454.01 | 462.3928 | 23068.67 | 9 | 2025
2025-09-25 | 15850.76 | 14908.31 | 14583.5 | 14597.5 | 15151.88 | 16432.91 | 17640 | 17784.45 | 17952.57 | 18288.42 | 18765.19 | 19121.38 | 19401.84 | 19755.13 | 20058.45 | 20358.25 | 20484.64 | 20192.54 | 19721.66 | 19846.59 | 19056.27 | 17853.79 | 16461.31 | 15338.9 | 429.6062 | 20484.64 | 9 | 2025
2025-09-26 | 14994.73 | 14920.97 | 14610.32 | 14643.82 | 15230.28 | 16557.88 | 17786.97 | 17924.99 | 18054.68 | 18338.75 | 18751.82 | 19047.96 | 19281.75 | 19590.35 | 19862.94 | 20135.36 | 20258.9 | 19985.16 | 19539.72 | 19684.51 | 18890.53 | 17705.15 | 16345.15 | 15251.09 | 427.3938 | 20258.9 | 9 | 2025
2025-09-27 | 14894.64 | 14199.46 | 13827.76 | 13712.89 | 13899.03 | 14242.88 | 14543.53 | 15035.1 | 15794.34 | 16261.65 | 16582.6 | 16872.82 | 17119.98 | 17383.99 | 17699.37 | 18023.53 | 18229.04 | 18028.74 | 17669.9 | 17948.08 | 17243.83 | 16225.56 | 15113.35 | 14203.43 | 384.7555 | 18229.04 | 9 | 2025
2025-09-28 | 14067.5 | 14477.28 | 14135.9 | 14050.8 | 14267.06 | 14642.27 | 14965.04 | 15434.79 | 16124.94 | 16502.82 | 16725.82 | 16918.79 | 17078.71 | 17267.01 | 17528.36 | 17830.21 | 18055.31 | 17914.88 | 17627.38 | 17968.9 | 17313.77 | 16343.7 | 15277.71 | 14414.8 | 386.9338 | 18055.31 | 9 | 2025
2025-09-29 | 14276.62 | 15212.29 | 14976.02 | 15077.06 | 15741.4 | 17145.01 | 18429.13 | 18498.03 | 18449.27 | 18505.56 | 18668.27 | 18714.46 | 18728.2 | 18833.26 | 18961.69 | 19166.82 | 19319.5 | 19177.12 | 18916.78 | 19234.04 | 18580.57 | 17533.48 | 16301.78 | 15332.41 | 423.7788 | 19319.5 | 9 | 2025
2025-09-30 | 15076.16 | 15007.41 | 14754.16 | 14835.37 | 15459.72 | 16825.1 | 18101.09 | 18160.56 | 18130.76 | 18220.16 | 18425.27 | 18508.5 | 18543.35 | 18682.97 | 18831.36 | 19054.16 | 19207.53 | 19045.14 | 18761.42 | 19075.78 | 18419.43 | 17358.44 | 16110.33 | 15130.28 | 419.7244 | 19207.53 | 9 | 2025
2025-10-01 | 15227.6 | 14564.07 | 14290.24 | 14318.66 | 14833.64 | 15937.64 | 17078.94 | 17402.94 | 17669.34 | 18163.02 | 18883.79 | 19483.9 | 19990.54 | 20582.76 | 21065.64 | 21455.17 | 21515.49 | 21155.5 | 20946.66 | 20741.29 | 19469.92 | 17865.46 | 16558.8 | 15494.25 | 434.6953 | 21515.49 | 10 | 2025
2025-10-02 | 14927.76 | 14881.88 | 14591.27 | 14605.53 | 15108.37 | 16202.47 | 17345.46 | 17702.6 | 18144.04 | 18791.51 | 19621.43 | 20311.07 | 20874.97 | 21493.55 | 21975.43 | 22347.3 | 22388.02 | 22008.65 | 21762.13 | 21517.94 | 20204.58 | 18553.37 | 17004.68 | 15911.82 | 448.2758 | 22388.02 | 10 | 2025
2025-10-03 | 15278.19 | 15448.9 | 15154.46 | 15176.42 | 15695.22 | 16815.9 | 18012.91 | 18597.04 | 19141.62 | 19854.81 | 20765.87 | 21569.89 | 22264.66 | 23003.57 | 23584.68 | 24023.77 | 24121.18 | 23752.5 | 23418.74 | 23076.8 | 21640.58 | 19891.93 | 17872.24 | 16726.75 | 474.8886 | 24121.18 | 10 | 2025
2025-10-04 | 15915.19 | 15050.15 | 14677.46 | 14541.12 | 14674.43 | 14866.32 | 15163.69 | 15928.63 | 16963.3 | 17723.19 | 18577.67 | 19501.94 | 20308.07 | 21055.71 | 21725.22 | 22234.31 | 22421.03 | 22109.81 | 21821.74 | 21588.44 | 20215.65 | 18629.57 | 17182.75 | 16163.3 | 439.0387 | 22421.03 | 10 | 2025
2025-10-05 | 15492.32 | 14657.09 | 14304.27 | 14184.38 | 14333.8 | 14544.01 | 14848.05 | 15570.06 | 16528.05 | 17195.36 | 17742.28 | 18462.1 | 19158.83 | 19825.76 | 20448.54 | 20938.51 | 21127.5 | 20844.27 | 20628.91 | 20474.79 | 19172.08 | 17720.24 | 16564.79 | 15594.56 | 420.3605 | 21127.5 | 10 | 2025
2025-10-06 | 15006.21 | 14549.51 | 14297.23 | 14347.76 | 14907.89 | 16072.44 | 17264.01 | 17573.05 | 17794.4 | 18219.18 | 18836.76 | 19339.38 | 19769.09 | 20272.94 | 20690.01 | 21028.88 | 21091.28 | 20778.21 | 20632.01 | 20500.11 | 19241.35 | 17741.43 | 16476 | 15444.71 | 431.8738 | 21091.28 | 10 | 2025
2025-10-07 | 14856.09 | 14341.98 | 14129.98 | 14214.49 | 14790.66 | 15974.73 | 17180.47 | 17412.37 | 17485.38 | 17620.47 | 17899.8 | 18092.72 | 18214.6 | 18461.21 | 18681.21 | 18915.46 | 18968.21 | 18762.8 | 18833.41 | 18921.61 | 17863.53 | 16906.13 | 15758.48 | 14849.3 | 409.1351 | 18968.21 | 10 | 2025
2025-10-08 | 14482.77 | 14243.4 | 14001.86 | 14058.34 | 14605.48 | 15761.09 | 16958.32 | 17218.8 | 17371.37 | 17606.81 | 18043.52 | 18417.78 | 18713.67 | 19117.38 | 19454.66 | 19753.9 | 19808.69 | 19528.19 | 19467.68 | 19442.56 | 18273.01 | 17120.15 | 15907.3 | 14933.26 | 414.29 | 19808.69 | 10 | 2025
2025-10-09 | 14460.02 | 14113.29 | 13875.66 | 13935.16 | 14485.92 | 15648.4 | 16852.51 | 17100.35 | 17233.35 | 17446.4 | 17775.43 | 18111.29 | 18371.58 | 18744.27 | 19058.16 | 19341.45 | 19390.48 | 19116.09 | 19078.28 | 19082.71 | 17932.02 | 16899.55 | 15703.81 | 14745.68 | 408.5019 | 19390.48 | 10 | 2025
2025-10-10 | 14322.13 | 14052.36 | 13818.8 | 13889.92 | 14463.74 | 15666.76 | 16888.16 | 17135.93 | 17249.34 | 17436.86 | 17721.45 | 17942.86 | 18158.22 | 18483.24 | 18761.19 | 19007.21 | 19042.33 | 18774.49 | 18757.64 | 18781.72 | 17671.64 | 16693.79 | 15522.31 | 14584.27 | 404.8264 | 19042.33 | 10 | 2025
2025-10-11 | 14178.89 | 13947.06 | 13639.44 | 13558.12 | 13748.75 | 14018.71 | 14375.41 | 15000.88 | 15788.29 | 16252.4 | 16577.06 | 16894.94 | 17175.91 | 17476.85 | 17799.24 | 18184.88 | 18371.95 | 18177.61 | 18151.61 | 18222.45 | 17296.3 | 16384.85 | 15357.88 | 14509.67 | 385.0891 | 18371.95 | 10 | 2025
2025-10-12 | 14115.06 | 14120.41 | 13831.23 | 13768.19 | 13977.35 | 14267.22 | 14639.43 | 15251.46 | 15996.71 | 16406.4 | 16671.64 | 16930.79 | 17159.19 | 17414.5 | 17704.18 | 18029.16 | 18234.59 | 18094.28 | 18130.74 | 18258.6 | 17348.71 | 16465.73 | 15466.88 | 14647 | 386.9295 | 18258.6 | 10 | 2025
2025-10-13 | 14250.06 | 14320.14 | 14132.81 | 14243.18 | 14867.38 | 16116.56 | 17381.62 | 17593.62 | 17612.21 | 17675.48 | 17828.06 | 17917.25 | 17967.73 | 18138.63 | 18307.35 | 18505.83 | 18577.31 | 18428.53 | 18558.44 | 18723.64 | 17708.61 | 16801.96 | 15696.07 | 14818.89 | 406.1714 | 18723.64 | 10 | 2025
2025-10-14 | 14432.56 | 14433.29 | 14257.96 | 14377.8 | 14991.05 | 16226.58 | 17491.47 | 17677.62 | 17650.52 | 17661.97 | 17772.21 | 17783.67 | 17747.76 | 17861.9 | 17985.88 | 18176.71 | 18269.1 | 18170.19 | 18363.26 | 18594.6 | 17652.53 | 16780.76 | 15700.62 | 14856.64 | 404.9167 | 18594.6 | 10 | 2025
2025-10-15 | 14515.24 | 14774.9 | 14619.68 | 14760.3 | 15394.14 | 16650.21 | 17999.72 | 18268.43 | 18185.73 | 18135.64 | 18203.68 | 18144.56 | 18047.57 | 18110.24 | 18198.57 | 18381.61 | 18506.17 | 18472.21 | 18721.64 | 18999.27 | 18037 | 17100.19 | 16039.4 | 15216.02 | 413.4821 | 18999.27 | 10 | 2025
2025-10-16 | 14857.56 | 15149.34 | 15023.17 | 15193.11 | 15856.24 | 17141.71 | 18745.31 | 18992.05 | 18822.75 | 18658.22 | 18602.07 | 18421.93 | 18217.19 | 18187.45 | 18210.46 | 18370.69 | 18530.37 | 18584.46 | 18925.96 | 19281.74 | 18378.38 | 17373.43 | 16349.77 | 15564.61 | 421.438 | 19281.74 | 10 | 2025
2025-10-17 | 15244.68 | 15902.83 | 15804.21 | 16012.45 | 16723.39 | 18152.65 | 20104.26 | 20367.42 | 20144.02 | 19896.67 | 19747.44 | 19489.78 | 19227.71 | 19144 | 19131.86 | 19282.04 | 19496.86 | 19649.03 | 20046.74 | 20432.38 | 19521.44 | 18315.74 | 17156.66 | 16387.81 | 445.3821 | 20432.38 | 10 | 2025
2025-10-18 | 15987.13 | 14646.39 | 14432.95 | 14444.1 | 14729.65 | 15108.41 | 15557.97 | 16101.86 | 16661.04 | 16834.76 | 16841.25 | 16842.57 | 16838.43 | 16890.1 | 17031.01 | 17222.14 | 17407.43 | 17459.91 | 17669.36 | 18008.37 | 17292.75 | 16536.08 | 15667.36 | 14976.56 | 391.1876 | 18008.37 | 10 | 2025
2025-10-19 | 14750.54 | 14295.36 | 14074.92 | 14077.55 | 14355.66 | 14730.84 | 15178.08 | 15710.7 | 16267.4 | 16442.84 | 16448.45 | 16444.13 | 16432 | 16474.73 | 16607.06 | 16785.43 | 16951.43 | 16983.07 | 17190.9 | 17466.68 | 16827.5 | 16079.28 | 15221.29 | 14539.12 | 380.335 | 17466.68 | 10 | 2025
2025-10-20 | 14322.71 | 14621.2 | 14473.14 | 14622.34 | 15287.27 | 16589.87 | 17947.02 | 18201.84 | 18094.86 | 18014.21 | 18044.35 | 17954.1 | 17840.93 | 17869.4 | 17931.46 | 18081.27 | 18197.33 | 18170.56 | 18432.52 | 18741.61 | 17766.82 | 16916.65 | 15876.02 | 15062.96 | 409.0604 | 18741.61 | 10 | 2025
2025-10-21 | 14710.83 | 14227.1 | 14057.87 | 14182.75 | 14803.58 | 16063.38 | 17372.72 | 17532.22 | 17471.95 | 17447.89 | 17511.12 | 17473.51 | 17402.19 | 17449.93 | 17512.07 | 17624.94 | 17696.14 | 17636.29 | 17842.29 | 18141.64 | 17339.43 | 16481.68 | 15430.08 | 14611.32 | 398.0229 | 18141.64 | 10 | 2025
2025-10-22 | 14310.53 | 14416.12 | 14258.64 | 14395.62 | 15028.6 | 16301.49 | 17623.5 | 17784.32 | 17695.9 | 17642.36 | 17674.46 | 17607.83 | 17511.31 | 17537.61 | 17584.56 | 17700.72 | 17814.69 | 17776.06 | 18032.6 | 18361.69 | 17502.2 | 16656.14 | 15616.74 | 14810.72 | 401.6444 | 18361.69 | 10 | 2025
2025-10-23 | 14488.42 | 14979.69 | 14839.76 | 14996.47 | 15648.23 | 16938.9 | 18505.82 | 18749.6 | 18617.36 | 18507.31 | 18517.59 | 18412.85 | 18279.23 | 18309.95 | 18369.63 | 18542.06 | 18707.03 | 18737.43 | 19021.93 | 19366.95 | 18387.16 | 17344.79 | 16302.79 | 15496.69 | 420.0676 | 19366.95 | 10 | 2025
2025-10-24 | 15115.35 | 15593.74 | 15493.62 | 15699.34 | 16410.05 | 17773.06 | 19733.07 | 19962.27 | 19712.82 | 19443.51 | 19271.41 | 18992.02 | 18709.26 | 18604.65 | 18569.39 | 18695.14 | 18903.26 | 19054.82 | 19459.36 | 19894.85 | 18968.44 | 17786.81 | 16799.09 | 16045.85 | 434.6912 | 19962.27 | 10 | 2025
2025-10-25 | 15659.66 | 15011.31 | 14850.8 | 14914.08 | 15253.61 | 15700.37 | 16219.03 | 16712.11 | 17140.08 | 17148.62 | 16975.28 | 16799.2 | 16636.1 | 16548.31 | 16585.89 | 16729.11 | 16950.44 | 17112.59 | 17449.41 | 17886.44 | 17281.29 | 16607.98 | 15830.47 | 15229.34 | 393.2315 | 17886.44 | 10 | 2025
2025-10-26 | 15042.22 | 14903.75 | 14733.75 | 14787.5 | 15118.05 | 15557.41 | 16074.38 | 16572.11 | 17020.04 | 17055.18 | 16911.08 | 16764.1 | 16626.11 | 16559.53 | 16611.21 | 16758.84 | 16973.6 | 17117.64 | 17433.14 | 17839.64 | 17232.31 | 16544.21 | 15754.43 | 15140.69 | 391.1309 | 17839.64 | 10 | 2025
2025-10-27 | 14925.73 | 16268.54 | 16213.71 | 16460.23 | 17220.88 | 18969.08 | 21036.1 | 21248.34 | 20901.2 | 20494.74 | 20182.07 | 19774.28 | 19389.28 | 19187.7 | 19088.44 | 19204.37 | 19478.93 | 19761.93 | 20279.67 | 20808.48 | 19946.18 | 18804.34 | 17558.11 | 16836.31 | 454.0386 | 21248.34 | 10 | 2025
2025-10-28 | 16389.43 | 16942.62 | 16919.89 | 17197.96 | 18015.96 | 20082.23 | 22176.57 | 22365.94 | 21924.58 | 21395.06 | 20957.9 | 20429.27 | 19927.86 | 19646.47 | 19489.4 | 19609.27 | 19953.26 | 20359.06 | 20980.31 | 21597.84 | 20809.66 | 19722.24 | 18371.41 | 17530.43 | 472.7946 | 22365.94 | 10 | 2025
2025-10-29 | 17100.67 | 16683.58 | 16643.35 | 16903.44 | 17657.15 | 19611.35 | 21700.85 | 21898.19 | 21505.27 | 21041.64 | 20677.25 | 20221.5 | 19784.33 | 19557.94 | 19438.32 | 19569.68 | 19894.44 | 20249.06 | 20814.18 | 21392.53 | 20561.32 | 19437.84 | 18057.7 | 17292.65 | 467.6942 | 21898.19 | 10 | 2025
2025-10-30 | 16885.99 | 16011.23 | 15944.25 | 16175.41 | 16902.25 | 18487.75 | 20562.63 | 20751.37 | 20407.59 | 20018.5 | 19731.24 | 19344.44 | 18963.14 | 18781.96 | 18689.7 | 18813.42 | 19084.65 | 19348.76 | 19850.92 | 20396.39 | 19531.32 | 18383.73 | 17258.66 | 16541.27 | 446.8666 | 20751.37 | 10 | 2025
2025-10-31 | 16214.52 | 14999.77 | 14879.07 | 15062.47 | 15754.28 | 17115.96 | 18819.77 | 19026.33 | 18804.41 | 18584.85 | 18467.79 | 18242.83 | 18005.38 | 17936.58 | 17917.97 | 18031.66 | 18207.78 | 18299.2 | 18651.89 | 19089.09 | 18109.62 | 17174.28 | 16184.24 | 15424.27 | 419.004 | 19089.09 | 10 | 2025
2025-11-01 | 15455.09 | 13903 | 13676.81 | 13643.85 | 13824.26 | 14137.29 | 14547.24 | 15109.29 | 15674.45 | 15886 | 15923 | 15984.42 | 16032.31 | 16067.76 | 16144.89 | 16353.42 | 16758.08 | 17056.44 | 16930.38 | 17216.82 | 16711.68 | 15999.11 | 15154.7 | 14457.92 | 372.6482 | 17216.82 | 11 | 2025
2025-11-02 | 14161.94 | 14457.42 | 14287.15 | 14294.21 | 14531.68 | 14875.99 | 15053.44 | 15506.17 | 15888.64 | 15961.2 | 15915.15 | 15912.15 | 15883.89 | 15857.7 | 15941.5 | 16151.98 | 16715.19 | 17478.25 | 17421.81 | 17134.19 | 16484.18 | 15792.31 | 15041.18 | 14447.22 | 375.1945 | 17478.25 | 11 | 2025
2025-11-03 | 14331.92 | 15227.85 | 15142.18 | 15301.14 | 15902.97 | 17091.81 | 18063.58 | 18272.81 | 17988.9 | 17812.96 | 17739.92 | 17639.72 | 17513.29 | 17439.65 | 17430.58 | 17573.46 | 18083.38 | 19375.26 | 19284.72 | 18691 | 17816.32 | 17049.91 | 16146.13 | 15447.62 | 412.3671 | 19375.26 | 11 | 2025
2025-11-04 | 15195.25 | 14912.71 | 14808.75 | 14946.36 | 15507.4 | 16656.29 | 17614.29 | 17737.71 | 17542.14 | 17395.83 | 17359.8 | 17289.57 | 17176.7 | 17131.39 | 17137.73 | 17293.86 | 17797.05 | 18866.37 | 18730.06 | 18137.3 | 17484.83 | 16710.73 | 15795.84 | 15091.48 | 404.3194 | 18866.37 | 11 | 2025
2025-11-05 | 14910.41 | 15413.1 | 15291 | 15414.41 | 15959.2 | 17087.61 | 18043.68 | 18352.13 | 18164.67 | 18077.31 | 18199.8 | 18271.63 | 18275.08 | 18389.74 | 18544.69 | 18924.33 | 19895.93 | 21207.18 | 20923.59 | 20162.26 | 18790.83 | 17669.84 | 16677.25 | 15898.97 | 428.5446 | 21207.18 | 11 | 2025
2025-11-06 | 15512.98 | 16084.75 | 16039.11 | 16238.09 | 16858.51 | 18062.09 | 19901.79 | 20126.98 | 19616.79 | 19111.43 | 18770.64 | 18376.16 | 18020.86 | 17885.6 | 17831.47 | 17981.54 | 18916.5 | 20500.11 | 20557.91 | 20090.46 | 18969.2 | 17890.77 | 17019.46 | 16363.47 | 436.7267 | 20557.91 | 11 | 2025
2025-11-07 | 16109.07 | 16487.71 | 16462.49 | 16689.79 | 17349.56 | 18981.22 | 20878.14 | 21103.33 | 20524 | 19921 | 19468.11 | 18970.18 | 18465.03 | 18163.8 | 18078.15 | 18213.09 | 19296.75 | 20963.47 | 21090.37 | 20670.49 | 19563.43 | 18231.61 | 17378.76 | 16745.75 | 449.8053 | 21103.33 | 11 | 2025
2025-11-08 | 16478.9 | 15612.91 | 15510.36 | 15587.59 | 15894.74 | 16310.93 | 16553.71 | 16983.82 | 17243.83 | 17150.71 | 16929.67 | 16763.49 | 16594.38 | 16448.72 | 16448.89 | 16640.28 | 17279.68 | 18195.5 | 18297.05 | 18092.78 | 17509.2 | 16882.98 | 16197.46 | 15672.87 | 401.2804 | 18297.05 | 11 | 2025
2025-11-09 | 15583.34 | 15079.45 | 14949.74 | 14998.51 | 15278.59 | 15672.9 | 15905.62 | 16337.84 | 16641.57 | 16610.28 | 16455.42 | 16352.23 | 16237.03 | 16136.68 | 16166.71 | 16361.87 | 16971.88 | 17828.37 | 17850.56 | 17640.11 | 17023.04 | 16369.48 | 15662.64 | 15114.26 | 389.2281 | 17850.56 | 11 | 2025
2025-11-10 | 15026.03 | 15753.48 | 15685.86 | 15865.04 | 16487.27 | 17703.9 | 19223.23 | 19475.39 | 19062.75 | 18683.5 | 18478.9 | 18229.08 | 18070.63 | 17991.51 | 17977.89 | 18129.17 | 19067.39 | 20559.83 | 20503.1 | 19953.3 | 18716.25 | 17718.38 | 16815.85 | 16119.93 | 431.2977 | 20559.83 | 11 | 2025
2025-11-11 | 15798.75 | 15495.32 | 15427.52 | 15602.57 | 16201.79 | 17396.47 | 18703.44 | 18909.36 | 18444.59 | 18013.18 | 17881.62 | 17725.55 | 17538.87 | 17430.78 | 17391.4 | 17535.52 | 18082.99 | 19547.39 | 19535.93 | 19051.87 | 18017.37 | 17274.19 | 16396.76 | 15730.97 | 419.1342 | 19547.39 | 11 | 2025
2025-11-12 | 15513.55 | 15757.95 | 15704.11 | 15893.81 | 16507.32 | 17716.57 | 19314.62 | 19514.39 | 19006.11 | 18514.96 | 18190.78 | 17933.83 | 17720.48 | 17589.9 | 17534.92 | 17676.46 | 18340.67 | 19895.81 | 19931.5 | 19486.29 | 18331.9 | 17535.67 | 16670.01 | 16016.83 | 426.2984 | 19931.5 | 11 | 2025
2025-11-13 | 15771.15 | 16285.53 | 16258.7 | 16476.73 | 17117.68 | 18579.43 | 20513.12 | 20705.79 | 20116.5 | 19512.16 | 19068.55 | 18580.53 | 18086.99 | 17913.07 | 17828.9 | 17966.71 | 18931.01 | 20597.67 | 20725.1 | 20346.88 | 19242.87 | 18057 | 17212.66 | 16583 | 442.4777 | 20725.1 | 11 | 2025
2025-11-14 | 16332.02 | 16192.87 | 16159.08 | 16377.18 | 17029.53 | 18404.55 | 20351.33 | 20553.86 | 19981.35 | 19398.46 | 18969.56 | 18497.47 | 18098.83 | 17927.68 | 17844.16 | 17965.26 | 18842.2 | 20482.47 | 20581.92 | 20181.21 | 19033.19 | 17926.44 | 17082.69 | 16449.32 | 440.6626 | 20581.92 | 11 | 2025
2025-11-15 | 16199.69 | 16198.87 | 16135.58 | 16253.36 | 16601.34 | 17066.36 | 17363.4 | 17772.49 | 17955.03 | 17760.18 | 17432.04 | 17166.14 | 16911.19 | 16691.85 | 16638.32 | 16813.36 | 17497.19 | 18730.62 | 19004.95 | 18826.79 | 18005.42 | 17417.7 | 16776.53 | 16297.01 | 413.5154 | 19004.95 | 11 | 2025
2025-11-16 | 16160.81 | 17371.65 | 17367.37 | 17547.25 | 17954.81 | 18719.12 | 19352.78 | 20100.47 | 20275.86 | 19670.75 | 18793.59 | 18101.03 | 17734.16 | 17420.96 | 17304.57 | 17472.36 | 18225.15 | 20308.97 | 20783.33 | 20747.25 | 19872.17 | 18887.9 | 17984.86 | 17555.44 | 445.7126 | 20783.33 | 11 | 2025
2025-11-17 | 17337 | 17807.26 | 17862.9 | 18169.87 | 19568.62 | 22029.35 | 24092.18 | 24269.31 | 23443.86 | 22505.46 | 21704.79 | 20890.88 | 20124.28 | 19562.45 | 19240.22 | 19448.64 | 20702.42 | 22695.19 | 23086.11 | 22902.94 | 21917.38 | 20709.91 | 19269.07 | 18250.24 | 497.5903 | 24269.31 | 11 | 2025
2025-11-18 | 17911.84 | 16920.58 | 16929.49 | 17185.13 | 17862.72 | 20017.26 | 22028 | 22198.16 | 21491.87 | 20729.65 | 20120.71 | 19480.54 | 18850.01 | 18418.79 | 18179.97 | 18408.1 | 19578.22 | 21397.87 | 21647.72 | 21380.21 | 20329.88 | 19056.76 | 17871.45 | 17276.24 | 465.2712 | 22198.16 | 11 | 2025
2025-11-19 | 17028.18 | 17041.79 | 17057.42 | 17319.86 | 18004.74 | 20292.89 | 22315.8 | 22482.67 | 21755.13 | 20963.79 | 20324.66 | 19657.44 | 19002.99 | 18551.9 | 18299.39 | 18525.39 | 19710.42 | 21557.95 | 21830.19 | 21581.11 | 20540.69 | 19277.95 | 17996.5 | 17407.83 | 468.5267 | 22482.67 | 11 | 2025
2025-11-20 | 17124.02 | 17151.04 | 17172.66 | 17441.41 | 18150.52 | 20538.15 | 22572.2 | 22736.06 | 21989.46 | 21172.27 | 20505.49 | 19812.97 | 19137.23 | 18668.18 | 18403.31 | 18626.64 | 19824.74 | 21697.44 | 21990.16 | 21758.41 | 20727.38 | 19474.12 | 18108.95 | 17526.15 | 472.309 | 22736.06 | 11 | 2025
2025-11-21 | 17259.11 | 16641.91 | 16635.71 | 16882.71 | 17563.87 | 19447.79 | 21472.68 | 21650.29 | 20981.72 | 20272.44 | 19711.13 | 19119.01 | 18534.74 | 18163.68 | 18045.74 | 18156.85 | 19257.86 | 21018.48 | 21212.74 | 20909.56 | 19794.19 | 18485.36 | 17549.97 | 16946.04 | 455.7136 | 21650.29 | 11 | 2025
2025-11-22 | 16694.1 | 17063.52 | 17047.96 | 17216.05 | 17612.75 | 18129.8 | 18748.11 | 19481.92 | 19678.21 | 19110.02 | 18271.92 | 17837.26 | 17489.2 | 17190.85 | 17082.24 | 17245.09 | 17986.17 | 19832.06 | 20269.67 | 20233.51 | 19320.24 | 18314.37 | 17670.69 | 17237.03 | 436.7627 | 20269.67 | 11 | 2025
2025-11-23 | 17051.23 | 16938.48 | 16917.37 | 17079.39 | 17470.94 | 17984.26 | 18482.16 | 19214.93 | 19425.95 | 18879.5 | 18100.17 | 17735.42 | 17397.55 | 17107.94 | 17005.1 | 17167.91 | 17902.72 | 19657.64 | 20076.2 | 20029.64 | 19102.42 | 18141.75 | 17541.53 | 17104.35 | 433.5145 | 20076.2 | 11 | 2025
2025-11-24 | 16940.02 | 16742.67 | 16750.08 | 17006.05 | 17705.69 | 19749.56 | 21805.07 | 21972.88 | 21275.05 | 20525.13 | 19923.4 | 19299.01 | 18694.82 | 18267.53 | 18113.88 | 18236.91 | 19390.67 | 21190.4 | 21419.03 | 21151.21 | 20051.97 | 18760.92 | 17721.6 | 17122.16 | 459.8157 | 21972.88 | 11 | 2025
2025-11-25 | 16840.61 | 19160.25 | 19359.7 | 20038.48 | 21524.75 | 24060.73 | 26216.29 | 26351.75 | 25351.73 | 24184.21 | 23145.47 | 22108.54 | 21141.46 | 20427.42 | 19996.12 | 20192.9 | 21570.35 | 23788.47 | 24363.64 | 24350.2 | 23465.78 | 22347.07 | 20993.53 | 20052.92 | 531.0324 | 26351.75 | 11 | 2025
2025-11-26 | 19302.71 | 18480.15 | 18646.65 | 19290.73 | 20743.96 | 23252.87 | 25394.28 | 25530.93 | 24581.96 | 23487.4 | 22525.62 | 21561.15 | 20655.82 | 19993.36 | 19596.01 | 19795.02 | 21134.39 | 23279.13 | 23793.55 | 23740.92 | 22819.09 | 21670.19 | 20293.59 | 19326.66 | 518.8961 | 25530.93 | 11 | 2025
2025-11-27 | 18576.26 | 17356.27 | 17387.54 | 17613.41 | 18265.05 | 19622.54 | 20569.59 | 20894.07 | 20717.98 | 20283.91 | 19697.61 | 18900.27 | 17907.15 | 17448.6 | 17227.38 | 17370.25 | 18192.75 | 20214.74 | 20726.27 | 20852.7 | 20091.88 | 19198.44 | 18204.47 | 17725.97 | 455.0451 | 20894.07 | 11 | 2025
2025-11-28 | 17552.16 | 17177.74 | 17197.24 | 17418.16 | 17936.56 | 19252.93 | 20202.94 | 20540.3 | 20396.75 | 20005.58 | 19455.92 | 18694.85 | 17861.45 | 17413.81 | 17199.17 | 17326.21 | 18017.2 | 19990.75 | 20457.82 | 20547.01 | 19734.55 | 18812.28 | 17898.14 | 17498.53 | 448.5881 | 20547.01 | 11 | 2025
2025-11-29 | 17455.45 | 17194.87 | 17188.95 | 17367.02 | 17774.82 | 18418.49 | 19133.37 | 19851.56 | 20010.45 | 19396.7 | 18510.22 | 17943.61 | 17578.59 | 17266.12 | 17146.97 | 17303.6 | 18059.39 | 20018.61 | 20485.89 | 20495.58 | 19574.8 | 18575.53 | 17822.83 | 17402.1 | 441.9755 | 20495.58 | 11 | 2025
2025-11-30 | 17226.11 | 18964.82 | 19091.12 | 19574.04 | 20479.47 | 21575.54 | 22372.05 | 23073.93 | 23016.27 | 22098.99 | 20890.49 | 19824.45 | 18866.52 | 18143.95 | 17946.22 | 18092.48 | 19530.61 | 21919.45 | 22635.43 | 22822.11 | 22043.12 | 21166.09 | 20188.98 | 19524.55 | 491.0668 | 23073.93 | 11 | 2025
2025-12-01 | 18760.28 | 19698.49 | 19705.71 | 20096.99 | 21133.72 | 23762.74 | 26476.23 | 26936.04 | 26112.26 | 24934.91 | 23816.48 | 22626.38 | 21525.03 | 20993.99 | 20717.2 | 21002.28 | 22768.63 | 25434.57 | 25513.73 | 25205.11 | 24117.94 | 22669.41 | 21076.91 | 20066.46 | 545.1515 | 26936.04 | 12 | 2025
2025-12-02 | 19656.67 | 19079.88 | 19055.52 | 19410.69 | 20391.62 | 22588.11 | 25271.42 | 25719.79 | 24956.99 | 23873.79 | 22860.35 | 21763.13 | 20960.93 | 20479.49 | 20233.9 | 20533.28 | 22069.74 | 24641.91 | 24646.51 | 24300.87 | 23188.39 | 21706.66 | 20412.45 | 19384.9 | 527.187 | 25719.79 | 12 | 2025
2025-12-03 | 19068.94 | 18025.76 | 17949.76 | 18250.29 | 19179.77 | 20944.64 | 23333.5 | 23786.85 | 23146.98 | 22238.2 | 21412.8 | 20825.25 | 20213.68 | 19813.8 | 19622.27 | 19926.68 | 21236.11 | 23458.62 | 23318.45 | 22875.84 | 21676.74 | 20644.94 | 19327.02 | 18257.52 | 498.5344 | 23786.85 | 12 | 2025
2025-12-04 | 18000.59 | 20165.97 | 20189.43 | 20595.95 | 21688.67 | 24522.38 | 27260.92 | 27710.34 | 26842.81 | 25608.87 | 24439.31 | 23202.81 | 22006.76 | 21293.77 | 21007.64 | 21309.07 | 23342.34 | 26085.49 | 26211.66 | 25950.51 | 24893.15 | 23458.81 | 21598.2 | 20602.02 | 557.9875 | 27710.34 | 12 | 2025
2025-12-05 | 20150.63 | 22182.48 | 22375.15 | 23176.82 | 24962.77 | 27961.93 | 30801.69 | 31233.93 | 30114.56 | 28526.45 | 26973.18 | 25374.09 | 23869.12 | 22768.79 | 22150.25 | 22551.73 | 24863.01 | 27931.74 | 28338.51 | 28274.51 | 27360.33 | 26066.42 | 24297.69 | 22935.55 | 615.2413 | 31233.93 | 12 | 2025
2025-12-06 | 22176.33 | 21182.52 | 21209.23 | 21522.51 | 22441.55 | 23547.81 | 24623.41 | 25767.78 | 25914.7 | 24766.78 | 23150.35 | 21646.28 | 20728.8 | 20011.72 | 19700.79 | 20051.98 | 21683.61 | 24840.37 | 25331.06 | 25452.04 | 24670.38 | 23649.51 | 22294.3 | 21370.61 | 547.7344 | 25914.7 | 12 | 2025
2025-12-07 | 21151.94 | 20024.02 | 19994.76 | 20248.95 | 20816 | 21491.72 | 22486.74 | 23636.23 | 23915.01 | 22954.25 | 21537.82 | 20688.3 | 19883.95 | 19252 | 18997.39 | 19352.55 | 20916.92 | 23488.17 | 23825.29 | 23841.51 | 22973.97 | 21880.69 | 20873.66 | 20117.46 | 514.3493 | 23915.01 | 12 | 2025
2025-12-08 | 19959.61 | 19492.63 | 19494.68 | 19880.54 | 20912.71 | 23434.93 | 26179.87 | 26624.93 | 25801.5 | 24631.93 | 23521.62 | 22341.89 | 21343.58 | 20817.77 | 20542.39 | 20821.54 | 22490.13 | 25143.1 | 25208.79 | 24914.79 | 23803.72 | 22345.49 | 20867.11 | 19858.5 | 540.4337 | 26624.93 | 12 | 2025
2025-12-09 | 19515.95 | 15815.37 | 15629.93 | 15815.96 | 16635.58 | 18311.69 | 20011.35 | 20310.37 | 20054.9 | 19692.1 | 19418.57 | 19075.4 | 18674.13 | 18449.8 | 18373.79 | 18687.91 | 19874.39 | 21222.69 | 20929.18 | 20509.97 | 19596.89 | 18475.36 | 17077.63 | 15917.21 | 448.0761 | 21222.69 | 12 | 2025
2025-12-10 | 15808.92 | 17244.43 | 17132.84 | 17396.35 | 18290.47 | 20033.65 | 21957.58 | 22403.2 | 21840.02 | 21159.01 | 20705.44 | 20193.56 | 19648.59 | 19303.53 | 19146.34 | 19448.92 | 20719.72 | 22563.69 | 22323.92 | 21835.06 | 20925.75 | 19873.18 | 18535.11 | 17440.11 | 475.9294 | 22563.69 | 12 | 2025
2025-12-11 | 17112.44 | 16662.48 | 16521.33 | 16754.05 | 17618.03 | 19334.96 | 21063.78 | 21355.5 | 21026.31 | 20561.11 | 20178.3 | 19731.96 | 19243.57 | 18945.66 | 18819.87 | 19125.87 | 20362.54 | 21922.97 | 21600.92 | 21244 | 20379.23 | 19299.77 | 17938.95 | 16818.41 | 463.622 | 21922.97 | 12 | 2025
2025-12-12 | 16586.04 | 16946.02 | 16818.65 | 17069.98 | 17966.25 | 19723.84 | 21469.96 | 21904.35 | 21423.97 | 20927.72 | 20505.97 | 20023.41 | 19507.2 | 19181.01 | 19035.06 | 19322.89 | 20563.78 | 22230.45 | 21938.38 | 21487.3 | 20608.19 | 19531.07 | 18185.51 | 17077.61 | 470.0346 | 22230.45 | 12 | 2025
2025-12-13 | 16793.77 | 18756.37 | 18667.12 | 18857.96 | 19365.53 | 19995.02 | 20650.63 | 21404.52 | 21758.33 | 21168.09 | 20381.28 | 19663.02 | 18970.12 | 18431.27 | 18237.37 | 18594.84 | 20090.52 | 22037.79 | 22207.48 | 22122.91 | 21322.54 | 20540.96 | 19569.38 | 18767.47 | 478.3543 | 22207.48 | 12 | 2025
2025-12-14 | 18529.88 | 19384.75 | 19327.73 | 19552.32 | 20092.77 | 20752.44 | 21430.68 | 22516.14 | 22852.4 | 21978.58 | 20952.41 | 20162.15 | 19407.81 | 18817.55 | 18589.07 | 18941.98 | 20475.54 | 22731.21 | 22990.99 | 22972.78 | 22045.69 | 21162.72 | 20216.79 | 19443.15 | 495.3275 | 22990.99 | 12 | 2025
2025-12-15 | 19227.23 | 18367.02 | 18316.16 | 18646.12 | 19626.01 | 21452.74 | 24150.57 | 24593.42 | 23890.21 | 22894.85 | 21968.82 | 21173.35 | 20529.88 | 20085.96 | 19863.85 | 20144.55 | 21472.16 | 23851.52 | 23769.51 | 23388.46 | 22180.58 | 20998.79 | 19708.95 | 18660.66 | 508.9614 | 24593.42 | 12 | 2025
2025-12-16 | 18358.83 | 17452.93 | 17354.65 | 17631.65 | 18540.13 | 20298.59 | 22383.69 | 22820.55 | 22219.17 | 21374.81 | 20885.23 | 20341.26 | 19767.85 | 19399.05 | 19225.48 | 19523.12 | 20808.79 | 22745.34 | 22544.18 | 22090.72 | 21103.17 | 20063.04 | 18739.79 | 17660.5 | 483.3325 | 22820.55 | 12 | 2025
2025-12-17 | 17409.17 | 16349.54 | 16196.02 | 16415.18 | 17267.61 | 18977.19 | 20706.66 | 20994.7 | 20680.71 | 20239.34 | 19881.1 | 19459.16 | 18990.18 | 18708.55 | 18592.96 | 18896.47 | 20117.73 | 21537.26 | 21306.13 | 20939.8 | 20058.34 | 18968.6 | 17603.76 | 16477.85 | 456.774 | 21537.26 | 12 | 2025
2025-12-18 | 16265.59 | 15435.29 | 15236.11 | 15407.32 | 16213.63 | 17882.83 | 19585.88 | 19878.35 | 19637.22 | 19298.63 | 19048.85 | 18728.22 | 18345.57 | 18136.19 | 18068.82 | 18377.18 | 19545.18 | 20862.27 | 20546.82 | 20121.88 | 19191.83 | 18060.88 | 16661.86 | 15497.75 | 436.0342 | 20862.27 | 12 | 2025
2025-12-19 | 15327.38 | 18878.13 | 18849.58 | 19204.8 | 20201.48 | 22322.93 | 25072.26 | 25509.38 | 24742.35 | 23659.39 | 22639.65 | 21556.62 | 20852 | 20367.87 | 20115.88 | 20389.08 | 21799.09 | 24359.51 | 24344.19 | 24014.59 | 22837.88 | 21441.76 | 20175.3 | 19154.11 | 517.8152 | 25509.38 | 12 | 2025
2025-12-20 | 18691.62 | 20752.27 | 20764.17 | 21061.46 | 21723.84 | 22825.71 | 23923.88 | 25052.53 | 25220.1 | 24109.88 | 22531.94 | 21250.18 | 20364.94 | 19664.89 | 19363.14 | 19706.76 | 21320.7 | 24246.55 | 24699.41 | 24819.5 | 24000.05 | 22959.56 | 21624.36 | 20910.01 | 531.5874 | 25220.1 | 12 | 2025
2025-12-21 | 20599.19 | 17717.3 | 17577.82 | 17715.75 | 18173.35 | 18761.73 | 19396.1 | 20151.62 | 20501.13 | 20103.62 | 19433.47 | 18825.74 | 18226.73 | 17766.55 | 17624.73 | 17985.25 | 19422.9 | 21144.36 | 21164.91 | 21046.68 | 20332.18 | 19504.32 | 18498.31 | 17657.23 | 459.331 | 21164.91 | 12 | 2025
2025-12-22 | 17628.73 | 18667.67 | 18632.57 | 18979.19 | 19975.27 | 21979.51 | 24721.65 | 25159.84 | 24416.47 | 23365.98 | 22380.8 | 21409.04 | 20735.2 | 20265.84 | 20026.8 | 20304.11 | 21650.17 | 24176.37 | 24138.53 | 23792.2 | 22606.08 | 21293.06 | 20017.21 | 18983.91 | 515.3062 | 25159.84 | 12 | 2025
2025-12-23 | 18610.8 | 20301.43 | 20345.87 | 20773.41 | 21991.1 | 24874.31 | 27677.47 | 28091.2 | 27142.62 | 25809.77 | 24530.83 | 23191.74 | 21905.18 | 21171.83 | 20847.08 | 21126.77 | 23098.33 | 25911.66 | 26110.33 | 25938.99 | 24908.35 | 23515.32 | 21672.19 | 20714.14 | 560.2607 | 28091.2 | 12 | 2025
2025-12-24 | 20100.61 | 19872.55 | 19881.48 | 20200.67 | 20916.34 | 22192.57 | 23533.23 | 24181.15 | 24083.1 | 23418.46 | 22445.5 | 21220.5 | 20178.82 | 19364.36 | 18991.23 | 19309.2 | 20792.11 | 23293.32 | 23624.95 | 23758.91 | 23021.78 | 22019.44 | 20954.88 | 20235.41 | 517.5906 | 24181.15 | 12 | 2025
2025-12-25 | 19946.26 | 21433.93 | 21531.89 | 22173.08 | 23416.73 | 25019.16 | 26427.72 | 27064.32 | 26778.07 | 25848.17 | 24594.44 | 23042.48 | 21278.51 | 20340.66 | 19885.31 | 20194.4 | 21950.62 | 25035.04 | 25584.55 | 25870.06 | 25258.17 | 24362.25 | 23132.16 | 22150.45 | 562.3184 | 27064.32 | 12 | 2025
2025-12-26 | 21724.18 | 22498.12 | 22820.67 | 23659.97 | 25198.36 | 27354.15 | 29212.52 | 29749.69 | 29529.62 | 28877.12 | 27999.49 | 26814.94 | 25436.79 | 24410.93 | 23973.16 | 24500.86 | 26882.86 | 29691.32 | 29802.09 | 29473.14 | 28267.04 | 26770.89 | 24920.23 | 23477.44 | 633.0456 | 29802.09 | 12 | 2025
2025-12-27 | 22670.42 | 20400.49 | 20380.7 | 20646.38 | 21225.55 | 22102.75 | 23168.82 | 24326.61 | 24597.44 | 23622.77 | 22193.07 | 21124.47 | 20326.58 | 19702.2 | 19454.63 | 19818.79 | 21410.34 | 24284.09 | 24626.36 | 24652.42 | 23755.56 | 22643.3 | 21370.71 | 20611.62 | 529.1161 | 24652.42 | 12 | 2025
2025-12-28 | 20417.26 | 18022.8 | 17897.7 | 18050.95 | 18523.04 | 19122.17 | 19760.38 | 20516.29 | 20843.93 | 20415.15 | 19710.82 | 19071.23 | 18445.38 | 17962.96 | 17807.24 | 18166.57 | 19620.44 | 21373.42 | 21420.51 | 21318.23 | 20620.12 | 19805.52 | 18809.95 | 17980.85 | 465.6829 | 21420.51 | 12 | 2025
2025-12-29 | 17930.63 | 17681.32 | 17595.43 | 17888.7 | 18833.64 | 20627.34 | 22864.09 | 23314.81 | 22697.86 | 21823.68 | 21187.99 | 20625.8 | 20048.8 | 19661.11 | 19477.93 | 19762.48 | 21048.58 | 23091.96 | 22911.37 | 22458.04 | 21351.06 | 20313.02 | 18997.3 | 17920.61 | 490.1135 | 23314.81 | 12 | 2025
2025-12-30 | 17630.33 | 16085.96 | 15918.42 | 16123.06 | 16961.58 | 18656.7 | 20373.33 | 20664.57 | 20373.87 | 19965.16 | 19639.68 | 19249.01 | 18806.77 | 18547.99 | 18448.95 | 18754.03 | 19958.29 | 21345.29 | 21088.1 | 20701.05 | 19804.8 | 18702.5 | 17327.41 | 16190.44 | 451.3173 | 21345.29 | 12 | 2025
2025-12-31 | 16004.11 | 19483.99 | 19485.19 | 19867.46 | 20875.94 | 23371.57 | 26117.92 | 26545.58 | 25707.04 | 24526.27 | 23406.91 | 22215.82 | 21205.16 | 20679.67 | 20403.47 | 20690.57 | 22360.71 | 25024.35 | 25101.3 | 24833.82 | 23740.38 | 22289.55 | 20825.6 | 19829.43 | 534.5918 | 26545.58 | 12 | 2025
2026-01-01 | 19268.6 | 19163.46 | 19135.9 | 19387.69 | 19986.07 | 20882.66 | 21782.85 | 22077.55 | 22037.07 | 21817.84 | 21422 | 20861.81 | 20075.23 | 19416.43 | 19103.09 | 19316.85 | 20220.07 | 21850.52 | 22256.09 | 22399.3 | 21842.62 | 21131.17 | 20272.54 | 19624.8 | 495.3322 | 22399.3 | 1 | 2026
2026-01-02 | 19476.08 | 17544.38 | 17449.21 | 17697.2 | 18514.82 | 20165.76 | 21888.55 | 22061.33 | 21668.35 | 21275.93 | 20934.25 | 20557.2 | 20132.46 | 19821.92 | 19651.38 | 19825.33 | 20570.41 | 21962.46 | 22101.07 | 21913.88 | 21063.52 | 20032.61 | 18792.05 | 17846.8 | 482.947 | 22101.07 | 1 | 2026
2026-01-03 | 17587.55 | 15488.75 | 15243.03 | 15242.44 | 15523.57 | 15988.08 | 16611.22 | 17212.1 | 17676.97 | 17691.25 | 17460.7 | 17284.16 | 17051.4 | 16841.02 | 16822.98 | 17082.23 | 17843.14 | 19148.23 | 19222.57 | 19063.33 | 18217.07 | 17284.59 | 16241.16 | 15416.73 | 409.2443 | 19222.57 | 1 | 2026
2026-01-04 | 15384.67 | 18543.07 | 18449 | 18608.05 | 19041.86 | 19638.59 | 20345.31 | 20933.17 | 21157.09 | 20831.17 | 20240.12 | 19726.19 | 19207.11 | 18757.01 | 18579.72 | 18822.77 | 19759.94 | 21404.99 | 21759.86 | 21793.57 | 21110.69 | 20315.63 | 19385.52 | 18687.57 | 472.4827 | 21793.57 | 1 | 2026
2026-01-05 | 18370.72 | 20394.68 | 20443.7 | 20842.55 | 21811.43 | 23994.52 | 26604.22 | 26838.35 | 25949.89 | 24918.38 | 23932.81 | 22911.56 | 22180.28 | 21645.9 | 21330.06 | 21492.92 | 22402.8 | 24690.29 | 25272.1 | 25256.81 | 24253.13 | 22941.01 | 21782.65 | 20950.71 | 551.2115 | 26838.35 | 1 | 2026
2026-01-06 | 20444.78 | 18814.93 | 18782.68 | 19093.3 | 19957.23 | 21632.95 | 23717.93 | 23953.83 | 23243.93 | 22503.34 | 22017.06 | 21504.49 | 20960.97 | 20555.64 | 20324.78 | 20508.21 | 21335.29 | 22927.39 | 23303.72 | 23152.35 | 22289.04 | 21327.16 | 20128.63 | 19235.51 | 511.7151 | 23953.83 | 1 | 2026
2026-01-07 | 18922.77 | 18314.63 | 18256.86 | 18540.4 | 19378.94 | 21030.71 | 22820.41 | 23061.96 | 22461.43 | 21986.74 | 21562.35 | 21108.27 | 20613.39 | 20249.28 | 20046.46 | 20233.99 | 21031.15 | 22510.21 | 22726.94 | 22593.42 | 21815.89 | 20830.85 | 19612.01 | 18697.08 | 498.4061 | 23061.96 | 1 | 2026
2026-01-08 | 18372.82 | 17990.89 | 17916.28 | 18182.08 | 19003.66 | 20639.04 | 22346.47 | 22512.91 | 22087.47 | 21651.55 | 21268.18 | 20852.45 | 20389.81 | 20052.94 | 19868.76 | 20059.14 | 20836.42 | 22277.01 | 22462.32 | 22304.51 | 21510.16 | 20510.06 | 19277.49 | 18347.81 | 490.7202 | 22512.91 | 1 | 2026
2026-01-09 | 18049.83 | 19888.32 | 19906.48 | 20273.89 | 21205.4 | 23064.3 | 25632.97 | 25877.91 | 25059.35 | 24124.07 | 23239.88 | 22442.4 | 21805.37 | 21317.87 | 21031.83 | 21197.53 | 22073.08 | 24123.33 | 24624.5 | 24544.12 | 23496.97 | 22360.61 | 21200.38 | 20346.79 | 536.8872 | 25877.91 | 1 | 2026
2026-01-10 | 19885.76 | 17354.43 | 17197.34 | 17290.41 | 17660.09 | 18193.32 | 18845.1 | 19446.54 | 19776.64 | 19597.13 | 19160.28 | 18789.24 | 18391.34 | 18043.39 | 17936.47 | 18190.83 | 19053.04 | 20554.04 | 20791.73 | 20732.36 | 19989.66 | 19139.06 | 18156.34 | 17401.84 | 451.5764 | 20791.73 | 1 | 2026
2026-01-11 | 17323.69 | 16642.03 | 16448.8 | 16503.68 | 16837.16 | 17337.02 | 17964.41 | 18570.75 | 18959.62 | 18862.26 | 18512.55 | 18223.41 | 17894.24 | 17604.27 | 17536.52 | 17796.07 | 18615.98 | 20034.92 | 20205.24 | 20096.38 | 19315.71 | 18432.42 | 17421.39 | 16636.09 | 433.7746 | 20205.24 | 1 | 2026
2026-01-12 | 16528.26 | 18529.76 | 18481.34 | 18777.95 | 19648.04 | 21326.55 | 23219.15 | 23479.99 | 22826.73 | 22288.83 | 21849.13 | 21384.98 | 20892.61 | 20515.49 | 20307.22 | 20486.23 | 21280.8 | 22769.36 | 23062.96 | 22845.35 | 22057.56 | 21073.79 | 19855.88 | 18937.88 | 502.4258 | 23479.99 | 1 | 2026
2026-01-13 | 18506.42 | 20935.76 | 21004.88 | 21422.56 | 22387.92 | 24826.05 | 27406.75 | 27641.59 | 26706.76 | 25609.45 | 24557.31 | 23465.55 | 22480.67 | 21917.62 | 21584.45 | 21761.6 | 22704.83 | 25236.9 | 25883.69 | 25900.14 | 24968.5 | 23694.71 | 22306.53 | 21494.05 | 564.4047 | 27641.59 | 1 | 2026
2026-01-14 | 20977.15 | 24975.05 | 25322.53 | 26198.1 | 27894.13 | 30691.81 | 33407.67 | 33621.26 | 32298.7 | 30653.99 | 29022.2 | 27388.8 | 25852.98 | 24641.96 | 23897.5 | 24119.25 | 25766.35 | 28862.55 | 29960.03 | 30286.53 | 29616.32 | 28563.15 | 27106.2 | 26132.22 | 667.2564 | 33621.26 | 1 | 2026
2026-01-15 | 25176.78 | 24175.85 | 24481.29 | 25312.83 | 26966.03 | 29722.07 | 32402.99 | 32624.96 | 31372.79 | 29825.35 | 28296.25 | 26757.9 | 25302.77 | 24159.65 | 23461.62 | 23690.63 | 25287.9 | 28288.35 | 29307.78 | 29573.3 | 28862.88 | 27772.61 | 26280.81 | 25269.17 | 654.3726 | 32624.96 | 1 | 2026
2026-01-16 | 24573.53 | 22696.79 | 22849 | 23581.04 | 25168.85 | 27876.94 | 30514.46 | 30758.21 | 29642.39 | 28280.67 | 26943.19 | 25582.95 | 24282.92 | 23265.49 | 22699.83 | 22875.65 | 24368.23 | 27180.22 | 28039.55 | 28181.5 | 27358.8 | 26184.37 | 24632.25 | 23549.81 | 621.0866 | 30758.21 | 1 | 2026
2026-01-17 | 22928.88 | 21894.02 | 21957.49 | 22283.18 | 22916.97 | 23978.18 | 25071.97 | 25933.86 | 25920.15 | 24945.91 | 23558.2 | 22435.27 | 21623.63 | 20930.07 | 20596.45 | 20832.89 | 21949.43 | 24426.75 | 25356.73 | 25652.22 | 24945.58 | 24006.41 | 22823.7 | 22248.08 | 559.216 | 25933.86 | 1 | 2026
2026-01-18 | 21983.28 | 21359.08 | 21395.13 | 21692.01 | 22255.14 | 23044.66 | 24110.15 | 24978.05 | 25029.39 | 24145.9 | 22854.01 | 22010.57 | 21251.16 | 20601.53 | 20297.64 | 20538.05 | 21622.36 | 23862.97 | 24719.33 | 24960.27 | 24213.55 | 23238.92 | 22271.76 | 21672.44 | 544.1073 | 25029.39 | 1 | 2026
2026-01-19 | 21411.11 | 19772.77 | 19779.87 | 20135.18 | 21060.45 | 22820.96 | 25314.99 | 25587.6 | 24820.41 | 23945.67 | 23123.21 | 22401.74 | 21808.07 | 21347.51 | 21087.69 | 21268.73 | 22125.32 | 24140.19 | 24606.7 | 24460.57 | 23423.72 | 22313.07 | 21127.4 | 20249.28 | 538.1322 | 25587.6 | 1 | 2026
2026-01-20 | 19919.4 | 20602.25 | 20648.2 | 21041.83 | 21982.99 | 24190.64 | 26703.7 | 26961.33 | 26094.7 | 25084.95 | 24123.98 | 23114.4 | 22285.55 | 21763.64 | 21461.9 | 21649.83 | 22563.44 | 24949.54 | 25532.47 | 25474.11 | 24525.79 | 23225.24 | 21954.61 | 21115.93 | 556.9704 | 26961.33 | 1 | 2026
2026-01-21 | 20689.63 | 22008.91 | 22123.4 | 22589.53 | 23995.29 | 26613.03 | 29172.53 | 29425.01 | 28403.05 | 27172.48 | 25977.25 | 24747.51 | 23554.4 | 22655.03 | 22282.09 | 22463.82 | 23775.6 | 26464.97 | 27231.6 | 27294.49 | 26457.04 | 25247.3 | 23640.71 | 22618.83 | 596.6035 | 29425.01 | 1 | 2026
2026-01-22 | 22117.44 | 21579.26 | 21671.68 | 22114.48 | 23276.11 | 25863.39 | 28399.14 | 28656.84 | 27687.55 | 26530.26 | 25412.55 | 24255.27 | 23123.24 | 22392.62 | 22043.94 | 22229.22 | 23398.25 | 26014.84 | 26721.9 | 26739.84 | 25869.94 | 24631.55 | 22999.33 | 22156.08 | 585.8847 | 28656.84 | 1 | 2026
2026-01-23 | 21761.29 | 23360.44 | 23612.71 | 24393.01 | 26007.37 | 28719.7 | 31324.95 | 31585.63 | 30439.75 | 29027.13 | 27634.01 | 26218.29 | 24870.68 | 23815.08 | 23180.35 | 23413.84 | 24935.02 | 27803.18 | 28712.81 | 28859.55 | 28086.37 | 26941.02 | 25396.28 | 24327.32 | 634.4258 | 31585.63 | 1 | 2026
2026-01-24 | 23548.41 | 20733.03 | 20731.33 | 20988.78 | 21513.02 | 22155.23 | 22888.15 | 23780.83 | 23934.16 | 23185.77 | 22241.73 | 21534.75 | 20850.41 | 20265.01 | 20007.85 | 20260.86 | 21298.63 | 23263.79 | 24017.21 | 24156.15 | 23370.43 | 22503.75 | 21618.99 | 20981.07 | 529.8293 | 24156.15 | 1 | 2026
2026-01-25 | 20817.94 | 20968.67 | 20977.99 | 21247.09 | 21782.31 | 22432.66 | 23293.79 | 24187.13 | 24316.57 | 23533.59 | 22456.48 | 21725.45 | 21020.68 | 20418.31 | 20150.3 | 20402.91 | 21453.19 | 23522.83 | 24305.58 | 24461.56 | 23694.93 | 22738.13 | 21860.65 | 21231.23 | 533 | 24461.56 | 1 | 2026
2026-01-26 | 20971.01 | 19650.5 | 19644.04 | 19985.77 | 20895.88 | 22581.72 | 24971 | 25267.32 | 24547.79 | 23730.7 | 22967.33 | 22329.77 | 21765.85 | 21331.32 | 21093.08 | 21284.41 | 22122.17 | 24083.68 | 24512.45 | 24306.68 | 23271.5 | 22199.56 | 20992.89 | 20095.32 | 534.6017 | 25267.32 | 1 | 2026
2026-01-27 | 19770.54 | 16631.14 | 16469.75 | 16646.32 | 17376.51 | 18897.33 | 20465.58 | 20677.45 | 20418.65 | 20201.44 | 20046.49 | 19836.34 | 19549.32 | 19362.05 | 19287.91 | 19509.57 | 20179.27 | 21414.41 | 21436.4 | 21109.61 | 20260.23 | 19188.16 | 17863.35 | 16840.25 | 463.4381 | 21436.4 | 1 | 2026
2026-01-28 | 16685.34 | 19525.93 | 19501.27 | 19822.53 | 20691.04 | 22330.12 | 24589.55 | 24895.62 | 24226.08 | 23477.48 | 22793.69 | 22232.39 | 21701.54 | 21311.42 | 21104.14 | 21320.11 | 22156.65 | 24126.64 | 24506.86 | 24260.18 | 23215.19 | 22135.39 | 20902.19 | 19983.62 | 527.495 | 24895.62 | 1 | 2026
2026-01-29 | 19501.77 | 20857.89 | 20905.95 | 21303.07 | 22243.73 | 24536.9 | 26976.32 | 27264.27 | 26415.61 | 25417.86 | 24466.65 | 23459.13 | 22526.8 | 22007.54 | 21713.29 | 21912.97 | 22858.89 | 25324.02 | 25911.18 | 25809.37 | 24897.19 | 23605.97 | 22206.62 | 21357.88 | 563.4809 | 27264.27 | 1 | 2026
2026-01-30 | 20919.5 | 20377.68 | 20399.55 | 20772.52 | 21704.08 | 23727.93 | 26149.21 | 26454.64 | 25672.96 | 24763.08 | 23900.49 | 22976.08 | 22273.01 | 21792.73 | 21523.65 | 21713.68 | 22585.09 | 24855.28 | 25361.89 | 25191.35 | 24211.45 | 22874.76 | 21679.21 | 20806.75 | 552.6866 | 26454.64 | 1 | 2026
2026-01-31 | 20441.9 | 20160.63 | 20122.14 | 20341.66 | 20827.09 | 21419.58 | 22032.21 | 22665.8 | 22910.33 | 22419.71 | 21725.64 | 21105.95 | 20495.71 | 19973.53 | 19763.06 | 20029.9 | 21021.51 | 22774.17 | 23387.3 | 23420.04 | 22679.87 | 21944.92 | 21020.43 | 20342.6 | 513.0257 | 23420.04 | 1 | 2026
2026-02-01 | 20591.17 | 20370.58 | 20418.09 | 20744.93 | 21349.84 | 22147.41 | 23082.67 | 23697.35 | 23642.89 | 22818.69 | 21827.67 | 21026.44 | 20274.54 | 19619.88 | 19265.16 | 19373.47 | 20107.62 | 21698.68 | 22699.09 | 23094.39 | 22463.72 | 21815.81 | 21040.56 | 20464.18 | 513.6348 | 23697.35 | 2 | 2026
2026-02-02 | 20307.53 | 22833.06 | 23100.01 | 23845.1 | 25338.49 | 27886.44 | 30307.38 | 30380.14 | 29220.78 | 27868.38 | 26579.54 | 25310.58 | 24127.85 | 23176.14 | 22548.41 | 22582.01 | 23499.09 | 25628.9 | 26952.19 | 27306.09 | 26642.25 | 25699.33 | 24455.82 | 23570.33 | 609.1658 | 30380.14 | 2 | 2026
2026-02-03 | 22921.44 | 23722.16 | 24023.07 | 24802.38 | 26308.3 | 28858.81 | 31287.18 | 31355.01 | 30141.6 | 28714.94 | 27354.1 | 26015.42 | 24765.13 | 23773.7 | 23113.43 | 23170.4 | 24147.32 | 26367.4 | 27756.67 | 28158.41 | 27546.93 | 26633.09 | 25404.81 | 24544.68 | 630.8864 | 31355.01 | 2 | 2026
2026-02-04 | 23930.52 | 19122.84 | 19155.47 | 19556.3 | 20526.93 | 22368.7 | 24636.89 | 24715.62 | 23897.2 | 23032.98 | 22275.07 | 21653.51 | 21026.9 | 20543.64 | 20218.49 | 20277.2 | 20805.35 | 22107.72 | 22936.27 | 23022.13 | 22238.67 | 21346.7 | 20231.26 | 19384.77 | 519.0111 | 24715.62 | 2 | 2026
2026-02-05 | 19271.08 | 20019.38 | 20095.07 | 20541.56 | 21554.92 | 23697.58 | 25987.2 | 26064.67 | 25163.16 | 24180.11 | 23283.92 | 22374.52 | 21667.35 | 21116.57 | 20747.17 | 20802.68 | 21380.28 | 22847.06 | 23875.23 | 24024.76 | 23226.62 | 22238.6 | 21153.32 | 20340.92 | 535.6537 | 26064.67 | 2 | 2026
2026-02-06 | 20038.31 | 18962.14 | 18980.1 | 19370.94 | 20342.38 | 22185.5 | 24375.94 | 24477.47 | 23699.65 | 22883.67 | 22211.79 | 21622.05 | 21027.62 | 20566.72 | 20257.11 | 20308.16 | 20810.57 | 22074.69 | 22835.44 | 22869.5 | 22087.03 | 21171.04 | 20041.05 | 19176.07 | 512.3749 | 24477.47 | 2 | 2026
2026-02-07 | 18938.96 | 18274.17 | 18208.72 | 18417.24 | 18906.92 | 19587.25 | 20283.7 | 20799.21 | 20949.98 | 20557.39 | 19925.81 | 19382.88 | 18849.19 | 18378.73 | 18151.34 | 18283.01 | 18882.46 | 20214.34 | 20985.04 | 21127.86 | 20492.89 | 19746.09 | 18872.84 | 18192.29 | 466.4083 | 21127.86 | 2 | 2026
2026-02-08 | 18130.79 | 20688.18 | 20742.06 | 21076.49 | 21686.03 | 22477.5 | 23433.3 | 24070.71 | 24021.19 | 23193.48 | 22123.91 | 21315.17 | 20556.54 | 19897.67 | 19545.21 | 19664.34 | 20402.6 | 22002.36 | 23091.02 | 23459.59 | 22834.5 | 22144.09 | 21359.6 | 20777.89 | 518.6942 | 24070.71 | 2 | 2026
2026-02-09 | 20523.48 | 21762.53 | 21921.71 | 22459.21 | 23858.19 | 26324.47 | 28648.87 | 28741.65 | 27694.53 | 26494.06 | 25362.18 | 24230.72 | 23161.38 | 22357.08 | 21906.68 | 21948.78 | 22614.65 | 24583.3 | 25791.89 | 26036.34 | 25338.87 | 24353.45 | 23056.29 | 22214.05 | 581.3844 | 28741.65 | 2 | 2026
2026-02-10 | 21798.88 | 19407.34 | 19445.64 | 19853.22 | 20828.09 | 22729.69 | 24949.56 | 25048.96 | 24235.01 | 23367.57 | 22593.22 | 21911.2 | 21278.13 | 20790.95 | 20467.84 | 20536.5 | 21068.18 | 22378.06 | 23285.3 | 23346.53 | 22522.64 | 21639.09 | 20515.37 | 19664.06 | 523.661 | 25048.96 | 2 | 2026
2026-02-11 | 19474.05 | 19839.81 | 19898.09 | 20326.91 | 21321.62 | 23365.09 | 25589.83 | 25690.74 | 24839.69 | 23918.24 | 23086.51 | 22262.09 | 21591.94 | 21073.95 | 20731.16 | 20799.48 | 21353.89 | 22757.63 | 23743.76 | 23831.1 | 23031.5 | 22070.08 | 20959.18 | 20122.84 | 531.6792 | 25690.74 | 2 | 2026
2026-02-12 | 19827.09 | 17984.19 | 17948.3 | 18278.21 | 19177.75 | 20929.3 | 22722.27 | 22838.43 | 22204.23 | 21681.76 | 21246.47 | 20785.44 | 20294.05 | 19926.07 | 19684.06 | 19764.88 | 20209.12 | 21350.76 | 21964.35 | 21911.48 | 21180.22 | 20230.84 | 19046.68 | 18129.54 | 489.3155 | 22838.43 | 2 | 2026
2026-02-13 | 17992.67 | 17305.23 | 17231.62 | 17526.81 | 18404.6 | 20146.32 | 21839.07 | 21946.43 | 21485.6 | 21050.61 | 20702.21 | 20321.78 | 19902.79 | 19590.82 | 19385.83 | 19458.55 | 19849.67 | 20901.27 | 21436.05 | 21314.91 | 20519.64 | 19526.1 | 18314.11 | 17362.8 | 473.5155 | 21946.43 | 2 | 2026
2026-02-14 | 17189.69 | 17902.84 | 17808.6 | 17988.01 | 18446.94 | 19080.97 | 19711.22 | 20249.87 | 20461.37 | 20145.43 | 19594.23 | 19121.89 | 18647.2 | 18228.05 | 18040.39 | 18187.76 | 18750.24 | 20011.74 | 20727.95 | 20802.09 | 20158.31 | 19389.39 | 18479.88 | 17763.7 | 456.8878 | 20802.09 | 2 | 2026
2026-02-15 | 17675.62 | 21026.13 | 21086.18 | 21428.08 | 22042.32 | 22902.61 | 23796.21 | 24459.88 | 24417.57 | 23588.03 | 22437.54 | 21622.27 | 20856.56 | 20193.98 | 19845.02 | 19977.06 | 20718.69 | 22325.59 | 23506.99 | 23842.6 | 23254.29 | 22490.06 | 21694.62 | 21106.18 | 526.2941 | 24459.88 | 2 | 2026
2026-02-16 | 20824.65 | 22264.96 | 22438.38 | 23101.64 | 24541.46 | 26995.57 | 29263.69 | 29382 | 28326.23 | 27101.45 | 25943.05 | 24782 | 23685.24 | 22808.9 | 22305.08 | 22359.55 | 23143.99 | 25144.19 | 26383.59 | 26607.47 | 25956.79 | 24992.39 | 23689.12 | 22747.57 | 594.789 | 29382 | 2 | 2026
2026-02-17 | 22298.82 | 20319 | 20391.71 | 20836.81 | 21844.39 | 24010.74 | 26188.65 | 26311.29 | 25448.44 | 24500.03 | 23638.62 | 22748.33 | 21984.71 | 21449.11 | 21099.64 | 21177.88 | 21745.91 | 23281 | 24299.26 | 24373.34 | 23618.09 | 22556.83 | 21443.24 | 20608.27 | 546.1741 | 26311.29 | 2 | 2026
2026-02-18 | 20389.39 | 16019.17 | 15875.72 | 16093.6 | 16882.97 | 18520.3 | 20125.87 | 20243.89 | 19901.98 | 19632.5 | 19464.44 | 19248.74 | 18965 | 18772.56 | 18652.5 | 18756.86 | 19072.65 | 19967.67 | 20381.23 | 20160.87 | 19335.47 | 18292.58 | 17013.75 | 15995.56 | 447.7653 | 20389.39 | 2 | 2026
2026-02-19 | 16009.32 | 15539.91 | 15370.9 | 15562.18 | 16325.39 | 17936.92 | 19520.11 | 19643.73 | 19344.9 | 19134.75 | 19029.31 | 18871.18 | 18636.46 | 18485.25 | 18393.47 | 18502.52 | 18787.99 | 19624.94 | 19991.19 | 19733.28 | 18884.35 | 17819.09 | 16518.75 | 15477.23 | 433.1431 | 19991.19 | 2 | 2026
2026-02-20 | 15388.96 | 16686.32 | 16571.62 | 16824.64 | 17659.38 | 19344.03 | 20963.61 | 21095.17 | 20714.79 | 20384.07 | 20145.8 | 19863.84 | 19527.2 | 19286.1 | 19133.76 | 19223.85 | 19563.74 | 20517.25 | 20974.54 | 20768.7 | 19951.27 | 18924.44 | 17666.59 | 16669.25 | 457.8489 | 21095.17 | 2 | 2026
2026-02-21 | 16455.45 | 18126.68 | 18032.69 | 18213.38 | 18670.95 | 19282.87 | 19860.06 | 20420.44 | 20647.56 | 20343.77 | 19805.39 | 19340.46 | 18870.37 | 18457.18 | 18279.33 | 18440.63 | 18999.81 | 20255.4 | 20970.29 | 21010.27 | 20389.74 | 19625.08 | 18699.58 | 17971.21 | 461.1686 | 21010.27 | 2 | 2026
2026-02-22 | 17854.05 | 17156.93 | 17012.98 | 17141.27 | 17548.23 | 18112.87 | 18653.67 | 19221.96 | 19531.1 | 19341.52 | 18924.02 | 18571.43 | 18196.5 | 17863.33 | 17739.63 | 17908.47 | 18408.96 | 19551.5 | 20173.74 | 20144.5 | 19474 | 18664.77 | 17699.33 | 16927.28 | 441.822 | 20173.74 | 2 | 2026
2026-02-23 | 16932.79 | 16317.94 | 16183.57 | 16414.33 | 17233.74 | 18887.6 | 20468.59 | 20612.95 | 20278.53 | 20006.36 | 19830.7 | 19609.92 | 19331.69 | 19129.67 | 19009.19 | 19111.88 | 19423.6 | 20324.06 | 20741.99 | 20491.22 | 19667.62 | 18627.25 | 17341.63 | 16314.11 | 452.2909 | 20741.99 | 2 | 2026
2026-02-24 | 16178.36 | 18254.41 | 18213.18 | 18539.45 | 19430.52 | 21138.91 | 22866.37 | 23029.98 | 22414.71 | 21904.73 | 21504.43 | 21067.92 | 20595.28 | 20246.48 | 20027.38 | 20132.11 | 20563.79 | 21682.59 | 22283.74 | 22165.35 | 21468.43 | 20521.36 | 19305.92 | 18363.09 | 491.8985 | 23029.98 | 2 | 2026
2026-02-25 | 18080.83 | 19751.65 | 19783.6 | 20187.02 | 21151.62 | 23067.3 | 25139.58 | 25298.32 | 24539.63 | 23724.29 | 23002.22 | 22268.95 | 21658.68 | 21194.95 | 20900.25 | 20998.54 | 21514.83 | 22866.84 | 23788.74 | 23748.06 | 22971.06 | 22008.04 | 20845.73 | 19962.75 | 528.4535 | 25298.32 | 2 | 2026
2026-02-26 | 19645.66 | 17904.41 | 17842.62 | 18147.61 | 19017.43 | 20701.17 | 22292.85 | 22458.7 | 21973.96 | 21535.44 | 21187.27 | 20798.41 | 20366.1 | 20051.73 | 19857.47 | 19967.98 | 20374.51 | 21445.19 | 22008.02 | 21853.35 | 21140.94 | 20176.46 | 18941.45 | 17978.19 | 487.6669 | 22458.7 | 2 | 2026
2026-02-27 | 17867.16 | 17109.36 | 17003.38 | 17266.83 | 18108.29 | 19774.87 | 21338.43 | 21494.22 | 21118.12 | 20782.64 | 20537.43 | 20244.21 | 19897.02 | 19649.51 | 19500.1 | 19603.98 | 19949.44 | 20914.84 | 21386.75 | 21152.83 | 20370.74 | 19356.47 | 18087.92 | 17084.49 | 469.599 | 21494.22 | 2 | 2026
2026-02-28 | 16950.87 | 19534.57 | 19499.93 | 19744.32 | 20259.69 | 20901.29 | 21459.09 | 22035.8 | 22184.09 | 21759.9 | 21091.7 | 20501 | 19923.92 | 19423.11 | 19193.31 | 19360.39 | 19984.5 | 21366.7 | 22190.39 | 22272.73 | 21738.6 | 21031.86 | 20136.37 | 19446.21 | 491.9903 | 22272.73 | 2 | 2026
2026-03-01 | 19321.83 | 19454.52 | 19532.47 | 19866.8 | 20544.91 | 21514.51 | 22200.76 | 22771.29 | 22654.94 | 21881.94 | 20877.6 | 20026.41 | 19363.89 | 18760.84 | 18455.05 | 18512.92 | 19090.17 | 20226.46 | 21390.3 | 21958.72 | 21397.4 | 20615.77 | 19751.72 | 19207.82 | 489.379 | 22771.29 | 3 | 2026
2026-03-02 | 19210.9 | 21087.04 | 21334.65 | 22021.37 | 23404.98 | 25776.86 | 27763.81 | 27825.53 | 26732.86 | 25549.42 | 24500.04 | 23467.45 | 22479.6 | 21660.9 | 21133.13 | 21113.55 | 21774.13 | 23206.37 | 24391.16 | 24886.5 | 24294.18 | 23359.77 | 22114.88 | 21257.29 | 560.3464 | 27825.53 | 3 | 2026
2026-03-03 | 20945.45 | 20388.29 | 20594.15 | 21235.98 | 22556.76 | 24861.37 | 26802.65 | 26861.14 | 25824.79 | 24726.09 | 23770.62 | 22820.37 | 21889.01 | 21136.24 | 20649.68 | 20649.48 | 21273.47 | 22626.41 | 23747.6 | 24199.96 | 23591.98 | 22631.36 | 21353.3 | 20467.82 | 545.604 | 26861.14 | 3 | 2026
2026-03-04 | 20283.84 | 19229.42 | 19337.33 | 19789.32 | 20942.61 | 23180.31 | 25071.41 | 25140.52 | 24220.85 | 23285.12 | 22501.7 | 21711.62 | 20916.14 | 20277.61 | 19919.27 | 19928.23 | 20418.26 | 21609.67 | 22598.5 | 22953.08 | 22272.75 | 21248.17 | 19976.66 | 19211.29 | 516.0237 | 25140.52 | 3 | 2026
2026-03-05 | 19126.49 | 18991.1 | 19085.61 | 19523.72 | 20596.39 | 22815.62 | 24688.13 | 24762.61 | 23872.02 | 22975.76 | 22233.62 | 21481.47 | 20718.08 | 20106.95 | 19797.14 | 19809.28 | 20250.82 | 21403.9 | 22361.92 | 22689.41 | 21995.25 | 20956.32 | 19729.22 | 18951.09 | 508.9219 | 24762.61 | 3 | 2026
2026-03-06 | 18859.92 | 18569.58 | 18637.42 | 19057.97 | 20017.46 | 22221.86 | 24081.27 | 24173.03 | 23333.04 | 22505.74 | 21825.54 | 21135.88 | 20430.56 | 19924.85 | 19637.21 | 19636.55 | 20018.67 | 21058.87 | 21952.25 | 22222.48 | 21468.77 | 20392.09 | 19255.04 | 18458.18 | 498.8742 | 24173.03 | 3 | 2026
2026-03-07 | 18369.24 | 17369.8 | 17334.03 | 17550.01 | 18027.78 | 18680.89 | 19116.52 | 19605.73 | 19705.49 | 19352.2 | 18825.76 | 18391.93 | 17948.15 | 17530.69 | 17354.63 | 17436.06 | 17877.5 | 18752.84 | 19481.62 | 19759.69 | 19201.61 | 18473.86 | 17592.1 | 16942.91 | 440.681 | 19759.69 | 3 | 2026
2026-03-08 | 17036.93 | 17163.17 | 17099.51 | 17309.4 | 17753.1 | 18405.9 | 19172.46 | 19782.41 | 20020.96 | 19723.21 | 19167.66 | 18685 | 18215.35 | 17765.6 | 17514.19 | 17552.46 | 17808.29 | 18168.93 | 18909.99 | 20034.98 | 19754.38 | 19069.43 | 18130.72 | 17402.46 | 441.6465 | 20034.98 | 3 | 2026
2026-03-09 | 17154.4 | 17762.7 | 17775.35 | 18152.82 | 19052.27 | 20982.89 | 23206.73 | 23465.68 | 22878.52 | 22227.48 | 21632.2 | 20997.89 | 20363.58 | 19895.56 | 19581.23 | 19552.8 | 19709.89 | 19990.99 | 20776.67 | 22022.77 | 21588.56 | 20527.77 | 19270.45 | 18349.79 | 486.919 | 23465.68 | 3 | 2026
2026-03-10 | 17883.51 | 16590.31 | 16539.25 | 16848.48 | 17663.08 | 19319.01 | 21321.6 | 21579.32 | 21105.01 | 20619 | 20202.28 | 19784.32 | 19380.61 | 19049.55 | 18797.5 | 18789.03 | 18882.95 | 19035.05 | 19600.21 | 20636.59 | 20149.79 | 19256.01 | 18012.31 | 17047.47 | 458.0922 | 21579.32 | 3 | 2026
2026-03-11 | 16709.4 | 16517.47 | 16405.02 | 16656.74 | 17413.27 | 19005.55 | 20887.19 | 21231.18 | 20967.06 | 20744.16 | 20624.01 | 20456.89 | 20226.56 | 20064.61 | 19955.92 | 20021.49 | 20104.3 | 20157.8 | 20645.58 | 21605.73 | 20948.33 | 19768.15 | 18395.09 | 17302.79 | 466.8143 | 21605.73 | 3 | 2026
2026-03-12 | 16743.41 | 15016.03 | 14885.64 | 15111.62 | 15845.67 | 17427.12 | 19106.02 | 19322.43 | 19067.7 | 18855.91 | 18711.46 | 18516.07 | 18260.16 | 18053.04 | 17884.6 | 17885.5 | 17884.5 | 17856.5 | 18276.52 | 19107.72 | 18641.07 | 17679.53 | 16375.51 | 15343.8 | 421.8575 | 19322.43 | 3 | 2026
2026-03-13 | 15081.66 | 16269.58 | 16193.2 | 16486.71 | 17293.58 | 18951.68 | 20815.54 | 21099.71 | 20679.76 | 20264.23 | 19935.64 | 19615.38 | 19258.16 | 18958.89 | 18731.42 | 18714.26 | 18773.32 | 18866.06 | 19378.83 | 20282.77 | 19822.56 | 18899.13 | 17636.94 | 16650.78 | 448.6598 | 21099.71 | 3 | 2026
2026-03-14 | 16233.48 | 15464.49 | 15306.46 | 15418.21 | 15765.64 | 16315.25 | 16980.34 | 17619.01 | 18021.66 | 17947.33 | 17625.89 | 17359.27 | 17071.79 | 16777.14 | 16635.2 | 16695.04 | 16837.64 | 16980.52 | 17546.09 | 18519.08 | 18157.36 | 17390.3 | 16368.45 | 15551.31 | 404.587 | 18519.08 | 3 | 2026
2026-03-15 | 15389.57 | 15984.64 | 15851.01 | 15988.74 | 16360.46 | 16928.49 | 17600.32 | 18239.74 | 18605.5 | 18477.99 | 18099.69 | 17779.24 | 17446.12 | 17113.58 | 16947.32 | 17006.01 | 17176.5 | 17373.44 | 17984.2 | 18984.13 | 18651.83 | 17907.41 | 16902.19 | 16103.92 | 414.902 | 18984.13 | 3 | 2026
2026-03-16 | 15878.39 | 17413.22 | 17400.05 | 17751.28 | 18623.14 | 20395.17 | 22532.91 | 22819.27 | 22298.58 | 21731.34 | 21220.4 | 20659.2 | 20099.34 | 19712.49 | 19432.99 | 19416.85 | 19536.95 | 19751.64 | 20423.39 | 21589.41 | 21153.53 | 20099.43 | 18873.55 | 17923.69 | 476.7362 | 22819.27 | 3 | 2026
2026-03-17 | 17461.12 | 15751.86 | 15649.89 | 15906.84 | 16668.44 | 18258.08 | 19913.47 | 20194.88 | 19855.41 | 19589.29 | 19385.11 | 19131.31 | 18825.12 | 18577.92 | 18387.94 | 18394.99 | 18424.34 | 18455.34 | 18927.21 | 19769.24 | 19349.58 | 18416.41 | 17123.46 | 16107.16 | 438.5244 | 20194.88 | 3 | 2026
2026-03-18 | 15824.34 | 14456.88 | 14288.75 | 14476.56 | 15170.87 | 16698.95 | 18308.81 | 18548.62 | 18367.64 | 18251.98 | 18206.34 | 18099.48 | 17918.65 | 17776.54 | 17657.4 | 17673.07 | 17624.64 | 17506.65 | 17856.59 | 18609.57 | 18123.59 | 17131.6 | 15787.21 | 14713.73 | 409.0785 | 18609.57 | 3 | 2026
2026-03-19 | 14463.12 | 15460.98 | 15338.55 | 15574.79 | 16315.3 | 17878.9 | 19504.61 | 19747 | 19499.09 | 19286.19 | 19137.87 | 18935.94 | 18674.32 | 18465.69 | 18304.2 | 18320.35 | 18327 | 18311.22 | 18742.72 | 19543.82 | 19107.2 | 18153.7 | 16837.48 | 15797.15 | 429.7272 | 19747 | 3 | 2026
2026-03-20 | 15441.42 | 16825.92 | 16767.45 | 17081.41 | 17904.3 | 19555.23 | 21508.41 | 21816.53 | 21378.04 | 20926 | 20528.42 | 20076.81 | 19686.84 | 19362.39 | 19124.76 | 19115.87 | 19190.09 | 19316.12 | 19863.39 | 20872.26 | 20392.8 | 19442.75 | 18182.63 | 17201.91 | 461.5618 | 21816.53 | 3 | 2026
2026-03-21 | 16776.13 | 17884.34 | 17835.51 | 18063.93 | 18519.59 | 19143.82 | 19820.95 | 20579.11 | 20880.84 | 20497.6 | 19838.63 | 19335.46 | 18847.56 | 18387.4 | 18141.83 | 18201.9 | 18468.92 | 18851.79 | 19618.11 | 20821.66 | 20553 | 19808.85 | 18855.02 | 18117.33 | 457.8493 | 20880.84 | 3 | 2026
2026-03-22 | 17820.79 | 16615.08 | 16501.13 | 16661.31 | 17050.9 | 17613.1 | 18241.78 | 18902.56 | 19253.21 | 19095.11 | 18681.18 | 18323.19 | 17958.37 | 17601.7 | 17426.33 | 17495.57 | 17685.41 | 17920.59 | 18566.85 | 19557.23 | 19269.26 | 18546.21 | 17541.19 | 16747.16 | 431.0752 | 19557.23 | 3 | 2026
2026-03-23 | 16579.03 | 15704.34 | 15589.78 | 15836.78 | 16604.7 | 18187.33 | 19796.92 | 20083.06 | 19831.17 | 19623.01 | 19473.64 | 19274.06 | 19028.34 | 18816.75 | 18661.89 | 18674.98 | 18678.27 | 18662.13 | 19091.57 | 19861.78 | 19419.86 | 18461.73 | 17138.75 | 16085.64 | 439.1655 | 20083.06 | 3 | 2026
2026-03-24 | 15770.83 | 14216.27 | 14019.89 | 14180.29 | 14844.57 | 16325.38 | 17868.73 | 18138.64 | 18024.49 | 17991.97 | 18032.7 | 18004.92 | 17893.17 | 17812.05 | 17741.13 | 17778.24 | 17699.44 | 17515.58 | 17806.93 | 18483.74 | 17982.41 | 16960.69 | 15573.67 | 14457.81 | 405.1235 | 18483.74 | 3 | 2026
2026-03-25 | 14222.97 | 15633.06 | 15470.07 | 15670.11 | 16370.46 | 17874.71 | 19438.23 | 19745.87 | 19625.37 | 19566.36 | 19589.06 | 19561.25 | 19461.04 | 19395.89 | 19343.77 | 19423.15 | 19424.02 | 19335.48 | 19649.22 | 20357.38 | 19799.87 | 18755.54 | 17338.34 | 16200 | 441.2512 | 20357.38 | 3 | 2026
2026-03-26 | 15701.53 | 15000.04 | 14765.68 | 14895.83 | 15526.11 | 16959.44 | 18479.1 | 18837.82 | 18881.04 | 19034.07 | 19290.98 | 19498.31 | 19610.82 | 19730.23 | 19809.89 | 19945.46 | 19905.29 | 19678.05 | 19819.43 | 20380.64 | 19696.22 | 18533.13 | 17003.87 | 15751.89 | 436.7349 | 20380.64 | 3 | 2026
2026-03-27 | 15220.85 | 14135.14 | 13903.6 | 14040.88 | 14688.54 | 16160.04 | 17673.86 | 17991.94 | 17965.21 | 18040.74 | 18189.52 | 18275.65 | 18272.82 | 18279.08 | 18274.19 | 18329.99 | 18229 | 17976.56 | 18174.69 | 18749.43 | 18163.41 | 17071.39 | 15626.44 | 14451.27 | 407.8842 | 18749.43 | 3 | 2026
2026-03-28 | 14118.88 | 14710.56 | 14471.87 | 14504.72 | 14768.25 | 15197.85 | 15709.86 | 16423.84 | 17012.05 | 17171.78 | 17097 | 17061.52 | 16976.68 | 16860 | 16854.7 | 16973.03 | 17036.46 | 16997.65 | 17391.48 | 18163.58 | 17735.7 | 16874.67 | 15734.12 | 14798.24 | 390.6445 | 18163.58 | 3 | 2026
2026-03-29 | 14577.47 | 14400.73 | 14153.9 | 14177.31 | 14431.89 | 14853.74 | 15356.41 | 16063.95 | 16656.15 | 16824.59 | 16756.56 | 16723.27 | 16637.85 | 16519.4 | 16511.65 | 16621.71 | 16666.27 | 16604.16 | 16991.55 | 17762.29 | 17338.58 | 16482.23 | 15346.54 | 14414.04 | 382.8722 | 17762.29 | 3 | 2026
2026-03-30 | 14255.78 | 14082 | 13876.97 | 14030.38 | 14704.73 | 16184.54 | 17687.17 | 17985.81 | 17908.7 | 17914.78 | 17988.21 | 17991.21 | 17917.34 | 17851.56 | 17800.24 | 17833.15 | 17724.83 | 17498.55 | 17762.45 | 18384.87 | 17873.59 | 16840.82 | 15438.48 | 14300.17 | 401.8363 | 18384.87 | 3 | 2026
2026-03-31 | 14022.13 | 15665.2 | 15536.61 | 15768.63 | 16499.99 | 18020 | 19551.1 | 19829.46 | 19614.48 | 19433.97 | 19314.07 | 19131.18 | 18883.84 | 18691.15 | 18551.43 | 18586.09 | 18576.33 | 18534.57 | 18956.01 | 19694.64 | 19293.52 | 18344.48 | 17003.95 | 15942.61 | 433.4454 | 19829.46 | 3 | 2026
2026-04-01 | 15347.65 | 14643.91 | 14503.85 | 14689.87 | 15396.83 | 16746.25 | 18427.94 | 18842.13 | 18578.88 | 18361.64 | 18222.79 | 17962.93 | 17610.45 | 17431.43 | 17357.45 | 17489.45 | 17752.86 | 17842.24 | 17724.57 | 18525.5 | 18423.93 | 17204.92 | 16043.27 | 15111.57 | 410.2423 | 18842.13 | 4 | 2026
2026-04-02 | 14742.98 | 15672.51 | 15582.79 | 15821.52 | 16579.52 | 18341.06 | 20453.78 | 20864.01 | 20473.25 | 20074.51 | 19743.68 | 19305.21 | 18799.36 | 18492.81 | 18335.31 | 18461.09 | 18819.01 | 19089.51 | 19121.83 | 20020.27 | 20007.85 | 18704.56 | 17100.48 | 16210.18 | 440.8171 | 20864.01 | 4 | 2026
2026-04-03 | 15767.76 | 16451.34 | 16393.79 | 16678.08 | 17506.27 | 19868.57 | 22013.07 | 22434.71 | 21955.93 | 21430.45 | 20953.11 | 20383.11 | 19770.25 | 19365.75 | 19145.19 | 19250.17 | 19668.49 | 20062.2 | 20191.57 | 21141.48 | 21164.49 | 19902.81 | 18121.26 | 17001.22 | 466.6211 | 22434.71 | 4 | 2026
2026-04-04 | 16525.72 | 16452.75 | 16360.89 | 16526.09 | 16983.57 | 17562.38 | 18304.36 | 19289.83 | 19747.39 | 19459.99 | 18808.97 | 18195.98 | 17576.36 | 17232.86 | 17140.13 | 17260.78 | 17746.23 | 18327.97 | 18624.23 | 19772.64 | 19960.07 | 18967.19 | 17555.82 | 16813.25 | 431.1954 | 19960.07 | 4 | 2026
2026-04-05 | 16503.95 | 16884.45 | 16807.71 | 16989.75 | 17462.21 | 18351.62 | 19093.58 | 20090.71 | 20522.3 | 20192.49 | 19497.67 | 18845.75 | 18195.62 | 17694.26 | 17525.69 | 17741.87 | 18374.05 | 19013.37 | 19347.37 | 20507.99 | 20718.36 | 19738.65 | 18331.26 | 17297.19 | 445.7279 | 20718.36 | 4 | 2026
2026-04-06 | 16948.09 | 16009.89 | 15926.76 | 16176.09 | 16959.27 | 18957.43 | 21044.61 | 21500 | 21140.45 | 20764.37 | 20453.59 | 20040 | 19575.78 | 19289 | 19157.5 | 19297.1 | 19665.37 | 19943.06 | 19961.84 | 20807.1 | 20780.18 | 19456.46 | 17601.67 | 16645.25 | 458.1009 | 21500 | 4 | 2026
2026-04-07 | 16205.82 | 15278.73 | 15162.54 | 15374.88 | 16104.77 | 17509.25 | 19547.2 | 19982.62 | 19674.69 | 19384.33 | 19164.87 | 18825.69 | 18405.12 | 18171.83 | 18069.34 | 18210.89 | 18515.37 | 18684.86 | 18638.11 | 19450.63 | 19415.49 | 18077.66 | 16687.87 | 15768.25 | 430.3108 | 19982.62 | 4 | 2026
2026-04-08 | 15396.97 | 16170.48 | 16095.7 | 16351.85 | 17123.54 | 19215.31 | 21277.48 | 21714.83 | 21306.41 | 20870.92 | 20497.96 | 20016.16 | 19474.01 | 19140.23 | 18973.28 | 19113.71 | 19497.87 | 19817.15 | 19891.82 | 20777.65 | 20816.43 | 19537.12 | 17708.29 | 16725.94 | 457.5111 | 21714.83 | 4 | 2026
2026-04-09 | 16269.31 | 14924.47 | 14773.24 | 14950.83 | 15645.9 | 16961.62 | 18683.77 | 19159.87 | 18978.17 | 18851.13 | 18809.3 | 18644.13 | 18378.29 | 18278.48 | 18272.47 | 18452.97 | 18714.51 | 18766.81 | 18591.28 | 19283.71 | 19168.03 | 17748.72 | 16434.79 | 15463.8 | 424.2056 | 19283.71 | 4 | 2026
2026-04-10 | 15095.9 | 14129.93 | 13940.84 | 14089.52 | 14763.96 | 16080.6 | 17277.61 | 17662.97 | 17557.62 | 17542.23 | 17602.45 | 17531.28 | 17380.5 | 17356.25 | 17378.65 | 17493.44 | 17668.92 | 17583.11 | 17350.09 | 17927.75 | 17743.42 | 16725.67 | 15510.92 | 14522.92 | 397.9165 | 17927.75 | 4 | 2026
2026-04-11 | 14172.26 | 14000.7 | 13776.69 | 13804.62 | 14126.99 | 14531.79 | 14857 | 15493.75 | 15998.53 | 16131.59 | 16051.77 | 15976.9 | 15848.94 | 15770.43 | 15826.17 | 15971.72 | 16187.22 | 16245.64 | 16183.14 | 16684.73 | 16674.43 | 15947.99 | 14966.97 | 14155.06 | 369.385 | 16684.73 | 4 | 2026
2026-04-12 | 13943.59 | 15230.95 | 15064.53 | 15153.73 | 15533.87 | 15986.5 | 16338.88 | 16975.35 | 17392.91 | 17401.01 | 17188.87 | 16990.44 | 16758.76 | 16593.98 | 16593.48 | 16736.69 | 17021.47 | 17210.18 | 17251.95 | 18059.85 | 18152.13 | 17194.86 | 16252.29 | 15483.97 | 396.5102 | 18152.13 | 4 | 2026
2026-04-13 | 15169.04 | 15051.47 | 14908.92 | 15097.29 | 15819.82 | 17157.63 | 18951.35 | 19450.72 | 19270.34 | 19132.69 | 19071.2 | 18887.13 | 18617.78 | 18498.3 | 18488.53 | 18660.21 | 18914.79 | 18969.41 | 18805.6 | 19474.47 | 19372.01 | 17962.05 | 16576.19 | 15600.43 | 427.9074 | 19474.47 | 4 | 2026
2026-04-14 | 15184.51 | 14981.28 | 14781.68 | 14914.97 | 15562.44 | 16816.54 | 18355.26 | 18938.19 | 18985.95 | 19140.78 | 19414.97 | 19574.28 | 19609.85 | 19775.43 | 19968.5 | 20259.75 | 20508.71 | 20420.84 | 20021.98 | 20480.2 | 20202.74 | 18612.51 | 16861.33 | 15781.75 | 439.1544 | 20508.71 | 4 | 2026
2026-04-15 | 15218.34 | 14278.16 | 14052.94 | 14158.13 | 14778.93 | 16009.17 | 17146.79 | 17583.04 | 17678.66 | 17907.18 | 18253.84 | 18471.95 | 18551.9 | 18752.35 | 18966.08 | 19242.61 | 19422.67 | 19230.41 | 18773.11 | 19195.96 | 18902.64 | 17365.73 | 16046.18 | 14958.37 | 414.9451 | 19422.67 | 4 | 2026
2026-04-16 | 14474.79 | 14140.93 | 13917.06 | 14022.69 | 14645.47 | 15879.09 | 17011.9 | 17353 | 17421.28 | 17622.74 | 17925.82 | 18077.29 | 18077.29 | 18194.14 | 18335.51 | 18554.03 | 18694.9 | 18501.62 | 18095.52 | 18566.35 | 18328.57 | 17040.37 | 15748.96 | 14687.9 | 405.3172 | 18694.9 | 4 | 2026
2026-04-17 | 14271.4 | 14137.59 | 13902.93 | 14009.62 | 14639.17 | 15892.88 | 17022.67 | 17384.89 | 17450.07 | 17692.32 | 18033.29 | 18237.79 | 18300.94 | 18471.35 | 18660.12 | 18896.22 | 19036.64 | 18811.91 | 18350.32 | 18757.95 | 18458.29 | 17086.37 | 15778.31 | 14698.72 | 407.9818 | 19036.64 | 4 | 2026
2026-04-18 | 14239.32 | 14150.54 | 13822.05 | 13753.83 | 13977.48 | 14265.42 | 14503.61 | 15276.68 | 16083.73 | 16591.95 | 16922.77 | 17254.45 | 17488.73 | 17845.52 | 18271.74 | 18683.21 | 18965.83 | 18773.17 | 18238.81 | 18625.89 | 18291.49 | 17027.54 | 15831.74 | 14808.97 | 393.6945 | 18965.83 | 4 | 2026
2026-04-19 | 14322.4 | 13895.07 | 13570.85 | 13505.21 | 13730.29 | 14017.49 | 14247.54 | 15004.63 | 15787.65 | 16267.08 | 16569.16 | 16877.97 | 17094.75 | 17315.97 | 17649.09 | 18072.69 | 18356.52 | 18156.79 | 17631.23 | 18027.94 | 17714.32 | 16684.53 | 15500.59 | 14488.67 | 384.4884 | 18356.52 | 4 | 2026
2026-04-20 | 14030.61 | 13660.49 | 13421.98 | 13513.08 | 14138.52 | 15372.01 | 16477.11 | 16833.31 | 16909.44 | 17074.63 | 17302.2 | 17441.91 | 17513.82 | 17686.68 | 17882.51 | 18110.98 | 18204.57 | 17919.61 | 17445.95 | 17839.67 | 17571.44 | 16564.59 | 15258.51 | 14172.82 | 392.3464 | 18204.57 | 4 | 2026
2026-04-21 | 13757.85 | 13578.77 | 13340.4 | 13429.69 | 14034.34 | 15240.97 | 16330.09 | 16665.34 | 16716.09 | 16856.58 | 17061.44 | 17173.5 | 17181.3 | 17278.37 | 17411.28 | 17644.05 | 17740.89 | 17467.22 | 17159.67 | 17447.37 | 17303.89 | 16362.31 | 15067.83 | 14001.28 | 386.2505 | 17740.89 | 4 | 2026
2026-04-22 | 13640.62 | 14388.65 | 14105.39 | 14157.52 | 14721.32 | 15875.12 | 16943.02 | 17378.86 | 17754.44 | 18325.4 | 19055.41 | 19666.37 | 20110.17 | 20630.98 | 21085.83 | 21497.78 | 21662.69 | 21301.75 | 20575.73 | 20709.97 | 20225.18 | 18417.43 | 16604.5 | 15384.61 | 434.2187 | 21662.69 | 4 | 2026
2026-04-23 | 14692.39 | 14870.41 | 14558.14 | 14586.04 | 15123.36 | 16243.63 | 17298.44 | 18047.37 | 18605.3 | 19393.45 | 20377.23 | 21263.65 | 21970.48 | 22724.02 | 23352.74 | 23876.29 | 24081.82 | 23662.96 | 22758.9 | 22710.29 | 22060.01 | 20088.52 | 17561.82 | 16222.66 | 466.1299 | 24081.82 | 4 | 2026
2026-04-24 | 15356.45 | 14438.42 | 14138.18 | 14185.67 | 14751.03 | 15919.18 | 16979.59 | 17443.1 | 17872.16 | 18523.13 | 19330.6 | 20027.11 | 20556.13 | 21142.47 | 21647.8 | 22073.04 | 22226.91 | 21820.79 | 21023.22 | 21075.94 | 20517.15 | 18651.41 | 16715.39 | 15467.83 | 441.8827 | 22226.91 | 4 | 2026
2026-04-25 | 14742.51 | 13878.63 | 13630.51 | 13635.66 | 13930.94 | 14277.89 | 14502.99 | 15178.29 | 15746.47 | 15954.52 | 15949.03 | 15937.29 | 15862.21 | 15832.1 | 15931.14 | 16099.15 | 16280.5 | 16274.86 | 16166.63 | 16582.31 | 16583.32 | 15841.23 | 14819.87 | 13969.3 | 367.6073 | 16583.32 | 4 | 2026
2026-04-26 | 13796.37 | 13971.35 | 13727.08 | 13736.3 | 14035.26 | 14383.07 | 14604.24 | 15281.2 | 15844.56 | 16044.94 | 16030.95 | 16010.73 | 15928.23 | 15892.07 | 15987.75 | 16156.24 | 16341.09 | 16342.96 | 16242.1 | 16659.3 | 16667.39 | 15929.83 | 14910.29 | 14062.28 | 368.5856 | 16667.39 | 4 | 2026
2026-04-27 | 13867.23 | 14231.38 | 14019.36 | 14138.2 | 14788.53 | 16027.64 | 17104.15 | 17501.66 | 17563.23 | 17735.21 | 17997.49 | 18111.02 | 18097.81 | 18198.69 | 18354.79 | 18586.66 | 18715.74 | 18511.03 | 18122.3 | 18536.91 | 18353.27 | 17080.13 | 15790.15 | 14725.1 | 406.1577 | 18715.74 | 4 | 2026
2026-04-28 | 14315.27 | 14107.47 | 13838.06 | 13901.17 | 14475.77 | 15631.87 | 16669.67 | 17077.39 | 17252.41 | 17647.71 | 18243.72 | 18700.24 | 18993.57 | 19382.17 | 19743.61 | 20096.21 | 20219.46 | 19869.43 | 19243.28 | 19449.48 | 19088.12 | 17419.72 | 16017.25 | 14849.05 | 416.2321 | 20219.46 | 4 | 2026
2026-04-29 | 14322.39 | 14519.66 | 14204.56 | 14227.46 | 14759.26 | 15864.2 | 16877.85 | 17362.36 | 17892.99 | 18660.64 | 19609.7 | 20443.22 | 21093.03 | 21795.62 | 22390.03 | 22883.56 | 23038.44 | 22580.75 | 21704.67 | 21661.52 | 21079.98 | 19159.93 | 16984.72 | 15688.4 | 448.8049 | 23038.44 | 4 | 2026
2026-04-30 | 14893.34 | 14241.6 | 13988.46 | 14067.37 | 14657.36 | 15824.15 | 16857.6 | 17255.88 | 17416.98 | 17799.34 | 18304.96 | 18667.15 | 18873.34 | 19186.96 | 19496.79 | 19827.14 | 19957.63 | 19652.85 | 19095.48 | 19349.64 | 19050.82 | 17428.11 | 16052.2 | 14911.46 | 416.8566 | 19957.63 | 4 | 2026
2026-05-01 | 14031.98 | 14258.38 | 13984.37 | 14078.28 | 14725.64 | 15991.84 | 17201.94 | 17741.89 | 17914.93 | 18128.26 | 18395.17 | 18500.7 | 18530.44 | 18620.33 | 18758.86 | 18985.3 | 19166.06 | 19114.54 | 18746.69 | 18679.62 | 18666.18 | 17713.51 | 16252.33 | 14993.16 | 413.1804 | 19166.06 | 5 | 2026
2026-05-02 | 14396.21 | 14575.03 | 14302.27 | 14300.52 | 14591.27 | 14876.03 | 15138.87 | 16033.58 | 16760.34 | 17017.77 | 17029.75 | 16971.71 | 16879.85 | 16813.87 | 16921.52 | 17186.06 | 17511.86 | 17668.21 | 17515.89 | 17666.13 | 17828.43 | 17123.88 | 15981.8 | 14977.92 | 390.0688 | 17828.43 | 5 | 2026
2026-05-03 | 14605.23 | 14265.02 | 13975.87 | 13956.98 | 14230.85 | 14498.28 | 14744.74 | 15643.32 | 16397.74 | 16693.19 | 16744.89 | 16723.18 | 16662.14 | 16622.08 | 16747.71 | 17015.02 | 17320.61 | 17439.03 | 17256.79 | 17382.25 | 17530.7 | 16812.62 | 15656.97 | 14638.51 | 383.5637 | 17530.7 | 5 | 2026
2026-05-04 | 14300.56 | 13511.01 | 13226.85 | 13296.09 | 13932.17 | 15172.94 | 16355.36 | 16882.86 | 17072.88 | 17308.31 | 17600.4 | 17716.78 | 17758.39 | 17845.91 | 17985.08 | 18198.12 | 18332.22 | 18223.83 | 17846.36 | 17774.62 | 17788.9 | 16854.01 | 15400.13 | 14138.41 | 394.5222 | 18332.22 | 5 | 2026
2026-05-05 | 13687.06 | 13916.6 | 13571.71 | 13585.4 | 14144.26 | 15293.75 | 16435.27 | 17038.1 | 17405 | 17862.43 | 18414.67 | 18803.6 | 19086.18 | 19438.19 | 19833.04 | 20244.96 | 20449.8 | 20211.58 | 19494.5 | 19221.7 | 19094.06 | 18008.04 | 16397.64 | 14992.83 | 416.6304 | 20449.8 | 5 | 2026
2026-05-06 | 14266.11 | 14607.29 | 14206.11 | 14171.5 | 14679.3 | 15766.67 | 16880.95 | 17587.54 | 18157.2 | 18858.82 | 19779.34 | 20668.98 | 21396.34 | 22125.55 | 22747.66 | 23296.95 | 23537.39 | 23202.37 | 22239 | 21676.97 | 21271.52 | 19632.74 | 17821.29 | 16252.58 | 454.8302 | 23537.39 | 5 | 2026
2026-05-07 | 15197.72 | 14281.63 | 13906.52 | 13894.15 | 14425.7 | 15540.4 | 16661.07 | 17320.14 | 17794.78 | 18381.99 | 19080.31 | 19697.51 | 20245.13 | 20814.25 | 21317.25 | 21791.91 | 22006.79 | 21715.21 | 20875.66 | 20434.12 | 20145.11 | 18813.6 | 17116.99 | 15629.53 | 437.0875 | 22006.79 | 5 | 2026
2026-05-08 | 14790.56 | 14562.18 | 14165.71 | 14147.29 | 14677.96 | 15804.78 | 16920.49 | 17627.28 | 18168.6 | 18835.46 | 19651.35 | 20469.15 | 21131.82 | 21791.83 | 22363.98 | 22866.24 | 23086.03 | 22757.83 | 21830.58 | 21289.82 | 20902.38 | 19334.14 | 17587.27 | 16050.09 | 450.8128 | 23086.03 | 5 | 2026
2026-05-09 | 15067.76 | 14038.73 | 13615.71 | 13470.72 | 13615.73 | 13737.45 | 13884.79 | 14934.26 | 16055.56 | 16810.11 | 17372.06 | 17867.38 | 18274 | 18638.68 | 19054.94 | 19475.59 | 19814.48 | 19660.96 | 19071.67 | 18855.31 | 18732.28 | 17741.59 | 16316 | 15032.12 | 401.1379 | 19814.48 | 5 | 2026
2026-05-10 | 14377.89 | 13761.6 | 13338.35 | 13191.58 | 13334.24 | 13453.2 | 13593.69 | 14630.24 | 15737.67 | 16477.11 | 17023.71 | 17506.51 | 17906.75 | 18271 | 18691.48 | 19105.4 | 19362.95 | 19232.95 | 18695.08 | 18481.91 | 18366.71 | 17385.5 | 15968.63 | 14692.23 | 392.5864 | 19362.95 | 5 | 2026
2026-05-11 | 14064.6 | 14585.45 | 14208.21 | 14196.9 | 14747.5 | 15876.56 | 16987.01 | 17687.18 | 18208.61 | 18842.4 | 19624.01 | 20385.99 | 20999.58 | 21603.26 | 22137.16 | 22618.71 | 22830.07 | 22522.51 | 21647.04 | 21141.73 | 20814.5 | 19308.3 | 17582.8 | 16060.73 | 448.6808 | 22830.07 | 5 | 2026
2026-05-12 | 15090.98 | 13936.79 | 13593.69 | 13608.78 | 14168.1 | 15305.54 | 16410.01 | 17018.65 | 17382.48 | 17833.59 | 18372.85 | 18739.14 | 18995.54 | 19291.66 | 19661.9 | 20059.38 | 20243.73 | 19998.91 | 19312.34 | 19070.45 | 18977.72 | 17913.62 | 16311.74 | 14917.24 | 416.2148 | 20243.73 | 5 | 2026
2026-05-13 | 14252.49 | 14175.03 | 13860.45 | 13903.43 | 14489.83 | 15650.48 | 16761.64 | 17351.52 | 17650.62 | 18016.81 | 18463.37 | 18738.81 | 18916.11 | 19146.74 | 19421.28 | 19800.49 | 20008.06 | 19830.01 | 19244.62 | 19052.96 | 19011.51 | 17994.17 | 16433.04 | 15080.34 | 417.2538 | 20008.06 | 5 | 2026
2026-05-14 | 14437.06 | 14355.08 | 14011.1 | 14027.76 | 14586.69 | 15714.63 | 16807.01 | 17442.04 | 17835.94 | 18317.91 | 18895.36 | 19307.02 | 19694.07 | 20135.88 | 20554.89 | 20991.9 | 21203.95 | 20967.61 | 20241.24 | 19872.76 | 19703.49 | 18546.83 | 16909.98 | 15483.89 | 430.0441 | 21203.95 | 5 | 2026
2026-05-15 | 14726.11 | 14342.16 | 14036.38 | 14100.65 | 14714.4 | 15917.88 | 17036.76 | 17633.07 | 17906.06 | 18237.44 | 18631.44 | 18860.07 | 19000.95 | 19190.09 | 19417.39 | 19766.61 | 19974.63 | 19820.41 | 19269.57 | 19083.54 | 19037.98 | 18032.07 | 16494.91 | 15165.07 | 420.3956 | 19974.63 | 5 | 2026
2026-05-16 | 14534.44 | 13513.23 | 13162.73 | 13081.78 | 13291.38 | 13472.81 | 13612.91 | 14556.94 | 15443.01 | 15907.15 | 16136.35 | 16279.31 | 16361.6 | 16445.42 | 16664.27 | 16966.18 | 17204.6 | 17181.04 | 16873.6 | 16860.79 | 16960.84 | 16179.49 | 14943.64 | 13845.87 | 369.4794 | 17204.6 | 5 | 2026
2026-05-17 | 13541.97 | 14021.18 | 13689.49 | 13628.93 | 13857.86 | 14052.68 | 14197.64 | 15148.18 | 16012.63 | 16442.81 | 16636.85 | 16748.37 | 16804.3 | 16866.58 | 17072.35 | 17378.3 | 17642.79 | 17663.47 | 17386.31 | 17387.08 | 17503.54 | 16733.09 | 15502.86 | 14413.58 | 380.3328 | 17663.47 | 5 | 2026
2026-05-18 | 14031.71 | 14802.67 | 14537.19 | 14630.73 | 15285.24 | 16506.84 | 17628.61 | 18218.27 | 18440.17 | 18693.1 | 19008.77 | 19156.75 | 19233.52 | 19358.47 | 19582.49 | 19921.04 | 20158.93 | 20084.51 | 19597.36 | 19415.87 | 19431.03 | 18473.98 | 16967.68 | 15664.83 | 428.8298 | 20158.93 | 5 | 2026
2026-05-19 | 15049.4 | 14824.01 | 14417.53 | 14378.39 | 14882.14 | 15945.99 | 16997.1 | 17730.81 | 18324.05 | 19051.18 | 20040.58 | 20901.48 | 21568.89 | 22221.31 | 22773.97 | 23265.8 | 23447.98 | 23095.89 | 22174.84 | 21603.74 | 21274.46 | 19677.19 | 17865.15 | 16310.07 | 457.822 | 23447.98 | 5 | 2026
2026-05-20 | 15361.83 | 14527.05 | 14139.74 | 14116.79 | 14635.33 | 15711.8 | 16759.7 | 17458.46 | 17984.2 | 18628.14 | 19383.35 | 20139.6 | 20725.87 | 21322.7 | 21848.36 | 22335.3 | 22524.42 | 22195.64 | 21329.71 | 20810.6 | 20539.31 | 19110.12 | 17381.16 | 15866.36 | 444.8355 | 22524.42 | 5 | 2026
2026-05-21 | 15018.74 | 14841.83 | 14420.03 | 14366.82 | 14854.04 | 15894.16 | 16925.83 | 17681.93 | 18324.35 | 19110.25 | 20208.24 | 21179.42 | 21962.71 | 22728.6 | 23375.27 | 23931.03 | 24130.5 | 23739.3 | 22734.78 | 22077.89 | 21683.64 | 20022.68 | 18082.47 | 16477.47 | 463.772 | 24130.5 | 5 | 2026
2026-05-22 | 15469.59 | 15136.8 | 14687.31 | 14622.06 | 15104.94 | 16158.36 | 17189 | 17998.03 | 18719.98 | 19638 | 20930.92 | 22011.92 | 22883.54 | 23698.77 | 24368.39 | 24907.71 | 25081.62 | 24647.08 | 23571.37 | 22834.62 | 22355.4 | 20623.64 | 18504.07 | 16858.55 | 478.0017 | 25081.62 | 5 | 2026
2026-05-23 | 15757.9 | 14638.86 | 14135.02 | 13917.51 | 13989.23 | 14012.63 | 14066.98 | 15251.23 | 16632.05 | 17703.06 | 18601.82 | 19412.18 | 20257.14 | 20991.93 | 21697.87 | 22294.42 | 22579.1 | 22263.02 | 21326.84 | 20771.36 | 20439.6 | 19066.94 | 17469.13 | 16021.24 | 433.2971 | 22579.1 | 5 | 2026
2026-05-24 | 15170.57 | 14889.55 | 14366.6 | 14132.53 | 14189.05 | 14195.66 | 14239.39 | 15458.34 | 16903.44 | 18053.6 | 19032.77 | 20038.14 | 20958.76 | 21728.24 | 22444.99 | 23033.91 | 23297.95 | 22953.32 | 21975.03 | 21371.55 | 21003.83 | 19475.04 | 17840.02 | 16359.67 | 443.1119 | 23297.95 | 5 | 2026
2026-05-25 | 15260.03 | 14649.27 | 14110.27 | 13883.43 | 14037.04 | 14272.09 | 14457.04 | 15472.11 | 16857.91 | 18338.79 | 19870.01 | 21263.78 | 22137.99 | 22860.49 | 23554.44 | 24132.56 | 24258.5 | 23685.49 | 22543.7 | 21872.89 | 21483.84 | 19902.12 | 18093.85 | 16546.27 | 453.5439 | 24258.5 | 5 | 2026
2026-05-26 | 15638.23 | 15937.78 | 15429.25 | 15300.9 | 15717.6 | 16680.7 | 17671.98 | 18583.19 | 19553.54 | 21030.41 | 22689.91 | 24091.17 | 25198.33 | 26180.07 | 26929.85 | 27494.6 | 27628.63 | 27105.33 | 25874.98 | 24975.1 | 24380.72 | 22496.81 | 19919.13 | 18062.05 | 514.5703 | 27628.63 | 5 | 2026
2026-05-27 | 16742.19 | 15311.86 | 14849.17 | 14760.53 | 15210.07 | 16198.73 | 17191.38 | 18024.42 | 18812.07 | 19881.8 | 21309.7 | 22540.28 | 23560.55 | 24530.27 | 25325.57 | 25968.67 | 26178.64 | 25710.65 | 24541.04 | 23703.72 | 23173.5 | 21368.71 | 19012.05 | 17295.62 | 491.2012 | 26178.64 | 5 | 2026
2026-05-28 | 16116.49 | 15205.2 | 14750.09 | 14667.89 | 15122.77 | 16113.8 | 17100.54 | 17921.49 | 18684.23 | 19677.06 | 21063.47 | 22258.88 | 23255.67 | 24213.62 | 25008.43 | 25658.27 | 25874.65 | 25414.16 | 24260.64 | 23435.14 | 22925.21 | 21140.02 | 18846.53 | 17142.11 | 485.8564 | 25874.65 | 5 | 2026
2026-05-29 | 15998.76 | 15692.38 | 15197.33 | 15092.66 | 15534.77 | 16533.45 | 17521.69 | 18417.16 | 19300.1 | 20631.62 | 22198.89 | 23551.4 | 24660.6 | 25670.96 | 26475.49 | 27086.99 | 27258.61 | 26742.01 | 25501.01 | 24580.11 | 23965.62 | 22086.75 | 19524.33 | 17761.37 | 506.9841 | 27258.61 | 5 | 2026
2026-05-30 | 16487.29 | 15757.47 | 15166.09 | 14872.81 | 14872.06 | 14811.31 | 14813.45 | 16157.72 | 17838.17 | 19275.63 | 20862.92 | 22360.71 | 23568.28 | 24545.71 | 25380.77 | 26007.69 | 26235.07 | 25780.89 | 24602.94 | 23781.35 | 23241.57 | 21522.6 | 19281.05 | 17657.25 | 484.8808 | 26235.07 | 5 | 2026
2026-05-31 | 16475.27 | 13921.47 | 13492.34 | 13340.2 | 13474.58 | 13552.78 | 13598.16 | 14666.93 | 15803.04 | 16570.67 | 17136.23 | 17618.61 | 18006.87 | 18355.38 | 18767.95 | 19176.04 | 19401.02 | 19244.35 | 18714.37 | 18456.18 | 18393.16 | 17433.09 | 16005.57 | 14724.02 | 396.3283 | 19401.02 | 5 | 2026
2026-06-01 | 14087.78 | 15015.02 | 14551.2 | 14486.31 | 14940.91 | 15759 | 16688.61 | 17640.03 | 18292.75 | 18988.8 | 19748.97 | 20225.51 | 20589.1 | 20986.67 | 21342.06 | 21697.98 | 21852.3 | 21542.88 | 20916.73 | 20317.25 | 20000.13 | 19146.62 | 17548.34 | 16115.51 | 442.4805 | 21852.3 | 6 | 2026
2026-06-02 | 15322.72 | 15440.48 | 14938.15 | 14837.17 | 15236.85 | 15994.44 | 16900.8 | 17903.02 | 18670.67 | 19512.78 | 20436.14 | 21064.3 | 21553.88 | 22254.93 | 22835.73 | 23325.38 | 23479.96 | 23107.92 | 22122.2 | 21277.14 | 20899.24 | 19966.52 | 18284.36 | 16777.35 | 462.1421 | 23479.96 | 6 | 2026
2026-06-03 | 15884.67 | 15758.01 | 15228.3 | 15103.6 | 15479.61 | 16210.49 | 17105.24 | 18155.66 | 19017.61 | 19974.69 | 21024.23 | 21845.87 | 22683.02 | 23502.23 | 24160.5 | 24688.03 | 24841.16 | 24420.9 | 23332.22 | 22275.49 | 21633.59 | 20631.24 | 18881.07 | 17308.64 | 479.1461 | 24841.16 | 6 | 2026
2026-06-04 | 16301.62 | 15580.8 | 15063.64 | 14949.59 | 15336.1 | 16077.42 | 16972.29 | 17999.88 | 18816.93 | 19719.25 | 20707.98 | 21399.45 | 22089.93 | 22850.25 | 23470.19 | 23978.25 | 24127.94 | 23726.79 | 22688.31 | 21679.75 | 21237.47 | 20270.8 | 18553.95 | 17013.7 | 470.6123 | 24127.94 | 6 | 2026
2026-06-05 | 16100.43 | 15224.5 | 14734.94 | 14650.86 | 15078.1 | 15874.47 | 16786.11 | 17772.94 | 18491.93 | 19271.75 | 20118.1 | 20670.58 | 21087.08 | 21533.21 | 22048.87 | 22500.38 | 22638.84 | 22278.93 | 21400.74 | 20748.02 | 20385.41 | 19484.66 | 17845.26 | 16376.48 | 453.1026 | 22638.84 | 6 | 2026
2026-06-06 | 15597.05 | 15347.98 | 14753.44 | 14484.33 | 14468.61 | 14221.2 | 14174.96 | 15616.65 | 17148.7 | 18325.09 | 19329.23 | 20152.65 | 20849.64 | 21494.82 | 22288.85 | 22981.34 | 23300.85 | 22967.91 | 21900.04 | 21115.39 | 20676.27 | 19776.03 | 18218.56 | 16774.75 | 445.9643 | 23300.85 | 6 | 2026
2026-06-07 | 15869.8 | 15967.82 | 15325.71 | 15015.52 | 14961.55 | 14675.05 | 14615.05 | 16141.21 | 17834.9 | 19210.34 | 20422.78 | 21433.23 | 22500.29 | 23532.58 | 24442.65 | 25141.54 | 25427.06 | 25019.95 | 23816.39 | 22688.93 | 21927.97 | 20872.91 | 19219.22 | 17683.24 | 473.7457 | 25427.06 | 6 | 2026
2026-06-08 | 16588.98 | 15962.46 | 15415.53 | 15278.36 | 15661.17 | 16395.75 | 17280.67 | 18378.91 | 19316.02 | 20358.87 | 21496.06 | 22585.49 | 23537.5 | 24432.38 | 25143.84 | 25685.31 | 25821.6 | 25355.32 | 24189.09 | 23038.05 | 22296.57 | 21084.53 | 19286.98 | 17663.02 | 492.2525 | 25821.6 | 6 | 2026
2026-06-09 | 16603.27 | 16560.91 | 15967.31 | 15787.24 | 16111.2 | 16785.66 | 17652.36 | 18816.53 | 19894.65 | 21117.45 | 22729.59 | 24146.38 | 25244.59 | 26239.8 | 26984.56 | 27523.36 | 27627.91 | 27103.27 | 25832.64 | 24582.19 | 23754.9 | 22153.91 | 20176.46 | 18480.76 | 517.8769 | 27627.91 | 6 | 2026
2026-06-10 | 17284.93 | 16802.06 | 16189.96 | 15993.87 | 16303.02 | 16961.88 | 17821.37 | 19018.64 | 20159.35 | 21459.24 | 23310.57 | 24823.83 | 25992.96 | 27033.25 | 27797.2 | 28334.43 | 28422.56 | 27868.74 | 26548.84 | 25245.76 | 24373.83 | 22723.08 | 20553.28 | 18823.48 | 529.8461 | 28422.56 | 6 | 2026
2026-06-11 | 17586.21 | 17002.15 | 16375.23 | 16166.32 | 16464.56 | 17114.03 | 17971.55 | 19194.4 | 20383.53 | 21758.67 | 23785.25 | 25362 | 26567.68 | 27619.84 | 28375.6 | 28892.02 | 28957 | 28382.9 | 27037.47 | 25707.62 | 24810.3 | 23129.24 | 20826.88 | 19077.31 | 538.5478 | 28957 | 6 | 2026
2026-06-12 | 17835.32 | 17220.45 | 16576.46 | 16359.11 | 16660.08 | 17322.43 | 18180.78 | 19443.82 | 20691.37 | 22238.34 | 24357.67 | 26025.09 | 27310.86 | 28418.7 | 29208.55 | 29726.25 | 29777.8 | 29170.07 | 27759.75 | 26356.68 | 25382 | 23638.47 | 21158.93 | 19373.63 | 550.1926 | 29777.8 | 6 | 2026
2026-06-13 | 18047.78 | 16672.87 | 15977.39 | 15620.94 | 15526.01 | 15198.85 | 15119.95 | 16740.45 | 18610.93 | 20205.75 | 21637.6 | 23238.81 | 24577.78 | 25684.62 | 26597.6 | 27248.83 | 27462.15 | 26975.2 | 25661.73 | 24413.36 | 23552.38 | 22029.82 | 20224.72 | 18607.59 | 505.6331 | 27462.15 | 6 | 2026
2026-06-14 | 17437.41 | 15768.09 | 15141.72 | 14844.89 | 14805.53 | 14533.84 | 14470.23 | 15968.47 | 17603.5 | 18908.31 | 20035.19 | 20947.08 | 21695.69 | 22603.21 | 23417.97 | 24054.03 | 24311.24 | 23930.7 | 22819.96 | 21777.19 | 21278.38 | 20340.37 | 18743.7 | 17263.35 | 462.7001 | 24311.24 | 6 | 2026
2026-06-15 | 16352.16 | 16385.77 | 15806.1 | 15640.63 | 15996.96 | 16701.87 | 17569.47 | 18726.96 | 19775.09 | 20954.26 | 22405.83 | 23772.65 | 24852.38 | 25830.51 | 26580.21 | 27122.74 | 27230.43 | 26710.57 | 25455.24 | 24206.46 | 23387.2 | 21811.22 | 19949.17 | 18263.9 | 511.4878 | 27230.43 | 6 | 2026
2026-06-16 | 17078.33 | 16122.26 | 15561.7 | 15410.05 | 15760.25 | 16457.46 | 17321.23 | 18428.41 | 19393.82 | 20477.24 | 21656.51 | 22872.28 | 23823.24 | 24716.5 | 25410.28 | 25939.15 | 26058.84 | 25581.5 | 24412.11 | 23257.04 | 22532.66 | 21245.31 | 19435.71 | 17807.44 | 496.7593 | 26058.84 | 6 | 2026
2026-06-17 | 16761.08 | 16408.6 | 15827.36 | 15657.73 | 15993.88 | 16681.07 | 17543.74 | 18685.87 | 19716.38 | 20882.39 | 22307.6 | 23602.53 | 24572.61 | 25444.88 | 26091.62 | 26562.15 | 26632.76 | 26130.2 | 24947.06 | 23775.67 | 23035.19 | 21590.71 | 19763.98 | 18119.66 | 506.7347 | 26632.76 | 6 | 2026
2026-06-18 | 17042.61 | 16607 | 16008.7 | 15824.64 | 16142.96 | 16805.73 | 17658.88 | 18833.8 | 19931.02 | 21175.3 | 22847.56 | 24314 | 25467.79 | 26520.4 | 27315.78 | 27892.44 | 28010.77 | 27471.19 | 26161.63 | 24866.04 | 24010.55 | 22380.38 | 20316.5 | 18598.09 | 522.2038 | 28010.77 | 6 | 2026
2026-06-19 | 17401.05 | 17050.64 | 16420.86 | 16215.61 | 16530.81 | 17210.58 | 18072.42 | 19309.02 | 20502.18 | 21890.15 | 23898.4 | 25432.44 | 26579.23 | 27554.1 | 28237.39 | 28681.12 | 28699.74 | 28120.04 | 26804.93 | 25493.51 | 24607.94 | 22947.65 | 20716.33 | 18987.59 | 537.3637 | 28699.74 | 6 | 2026
2026-06-20 | 17769.21 | 16862.61 | 16155.5 | 15788.67 | 15690.73 | 15369.4 | 15293.12 | 16930.62 | 18827.33 | 20460.26 | 21936.45 | 23552.04 | 24766.61 | 25703.25 | 26440.43 | 26936.19 | 27050.35 | 26560.83 | 25331.84 | 24160.87 | 23374.64 | 21907.7 | 20176.35 | 18599.09 | 505.6441 | 27050.35 | 6 | 2026
2026-06-21 | 17528.07 | 16563.9 | 15879.72 | 15532.67 | 15453.4 | 15151.03 | 15080.11 | 16676.9 | 18495.03 | 20031.36 | 21372.92 | 22689.33 | 23800.74 | 24664.27 | 25362.26 | 25847.54 | 25973.16 | 25519.51 | 24361.82 | 23263 | 22544.11 | 21324.49 | 19675.11 | 18145.4 | 490.9358 | 25973.16 | 6 | 2026
2026-06-22 | 17177.12 | 17772.69 | 17092.77 | 16840.11 | 17128.23 | 17783.47 | 18642.4 | 19969.83 | 21333.5 | 23341.24 | 25614.94 | 27300.63 | 28468.91 | 29340.89 | 29859.14 | 30116.19 | 29983 | 29339.81 | 28020.46 | 26692.76 | 25800.19 | 24099.08 | 21527.16 | 19765.38 | 563.0099 | 30116.19 | 6 | 2026
2026-06-23 | 18511.98 | 18060.32 | 17354.94 | 17078.08 | 17318.68 | 17916.84 | 18757.5 | 20116.57 | 21561.28 | 23823.04 | 26279.9 | 28182.31 | 29567.38 | 30666.86 | 31366.16 | 31762.06 | 31695.62 | 31012.64 | 29541.25 | 28073.94 | 27055 | 25222.62 | 22387.87 | 20389.14 | 583.702 | 31762.06 | 6 | 2026
2026-06-24 | 18993.93 | 18332.24 | 17607.55 | 17313.87 | 17542.1 | 18132.85 | 18973.5 | 20364.73 | 21919.57 | 24352.15 | 26900.67 | 28851.09 | 30233.83 | 31289.96 | 31922.83 | 32245.72 | 32122.86 | 31418.28 | 29947.86 | 28478.62 | 27456.86 | 25610.6 | 22764.1 | 20654.15 | 593.4299 | 32245.72 | 6 | 2026
2026-06-25 | 19248.65 | 17640.68 | 16967.19 | 16717.89 | 16983.76 | 17606.45 | 18453.55 | 19756.47 | 21093.34 | 22995.07 | 25260.93 | 26994.97 | 28255.67 | 29275.96 | 29942.11 | 30341.03 | 30300.56 | 29665.64 | 28280.29 | 26900.72 | 25963.82 | 24220.04 | 21573.64 | 19783.38 | 564.2218 | 30341.03 | 6 | 2026
2026-06-26 | 18533.19 | 17466.58 | 16805.84 | 16573.91 | 16865.9 | 17524.72 | 18381.59 | 19671.93 | 20967.21 | 22706.43 | 24890.45 | 26566.46 | 27803.03 | 28818.57 | 29499.93 | 29912.73 | 29890.14 | 29266.77 | 27888.91 | 26512.74 | 25565.67 | 23835.06 | 21311.15 | 19536.35 | 556.7953 | 29912.73 | 6 | 2026
2026-06-27 | 18277.7 | 17348.9 | 16605.76 | 16207.91 | 16083.07 | 15738.54 | 15659.83 | 17359.41 | 19375.07 | 21156.37 | 23101.5 | 24884.7 | 26206.64 | 27193.43 | 27930.29 | 28391.41 | 28459.83 | 27920.61 | 26616.77 | 25371.09 | 24509.23 | 22957.96 | 20880.6 | 19248.88 | 527.4855 | 28459.83 | 6 | 2026
2026-06-28 | 18101.63 | 17287.45 | 16545.92 | 16149.89 | 16019.7 | 15659.19 | 15571.59 | 17272.55 | 19296.59 | 21081.95 | 23041.8 | 24940.89 | 26435.54 | 27629.04 | 28564.08 | 29189.82 | 29353.6 | 28799.55 | 27377.36 | 26018.08 | 25051.88 | 23413.3 | 21147.3 | 19453.73 | 533.4024 | 29353.6 | 6 | 2026
2026-06-29 | 18164.16 | 17691.35 | 17014.7 | 16765.54 | 17049.38 | 17690.55 | 18546.48 | 19871.78 | 21239.56 | 23206.78 | 25523.54 | 27332.99 | 28690.34 | 29790.84 | 30528.84 | 30969.49 | 30946.67 | 30291.76 | 28842.81 | 27396.12 | 26384.52 | 24586.78 | 21812.85 | 19984.62 | 570.3225 | 30969.49 | 6 | 2026
2026-06-30 | 18565.04 | 15852.87 | 15313.44 | 15180.34 | 15547.83 | 16263.54 | 17137.83 | 18206.85 | 19100.78 | 20096.28 | 21185.5 | 22116.09 | 22989.97 | 23836.19 | 24512 | 25045.85 | 25187.39 | 24744.26 | 23627.85 | 22532.51 | 21853.66 | 20792 | 19022.07 | 17431.83 | 486.142 | 25187.39 | 6 | 2026
2026-07-01 | 16722.28 | 16879.48 | 16330.91 | 16155.62 | 16469.31 | 17147.61 | 17775.4 | 18683.81 | 19554.59 | 20562.54 | 21673.82 | 22680.34 | 23750.68 | 24793.36 | 25650.58 | 26320.93 | 26500.19 | 26007.73 | 24761.84 | 23516.03 | 22775.62 | 21591.23 | 19920.27 | 18402.65 | 504.6268 | 26500.19 | 7 | 2026
2026-07-02 | 17433.7 | 17735.98 | 17123.67 | 16893.09 | 17158.07 | 17793.46 | 18414.36 | 19433.24 | 20516.03 | 21787.86 | 23573.58 | 25251.33 | 26537.91 | 27687.94 | 28554.69 | 29166.46 | 29260.72 | 28670.09 | 27274.03 | 25875.77 | 24986.83 | 23193.05 | 21175.07 | 19557.82 | 545.0548 | 29260.72 | 7 | 2026
2026-07-03 | 18265.69 | 17540.71 | 16821 | 16438.49 | 16402.11 | 16327.4 | 16192.23 | 17434.34 | 19164.84 | 21037.13 | 23059.93 | 25084.99 | 26336.65 | 27316.43 | 28120.16 | 28669.38 | 28654.1 | 27898.85 | 26432.83 | 25110.43 | 24278.67 | 22628.44 | 20903.82 | 19388.23 | 529.5068 | 28669.38 | 7 | 2026
2026-07-04 | 18451.69 | 17263.37 | 16599.63 | 16239.82 | 16144.54 | 15868.36 | 15606.56 | 16978.73 | 18664.25 | 20103.82 | 21376.97 | 22488.27 | 23804.6 | 24913.7 | 25867.79 | 26568.03 | 26802.79 | 26332.1 | 25045.25 | 23805.33 | 23018.22 | 21788.92 | 20248.28 | 18801.92 | 502.7829 | 26802.79 | 7 | 2026
2026-07-05 | 17855.86 | 16852.46 | 16219.45 | 15886.32 | 15814.7 | 15559.97 | 15303.09 | 16621.73 | 18204.88 | 19517.2 | 20662.05 | 21624.47 | 22464.88 | 23520.48 | 24467.98 | 25194.72 | 25470.2 | 25047.65 | 23834.05 | 22669.74 | 22084.45 | 21134.82 | 19645.02 | 18247.25 | 483.9034 | 25470.2 | 7 | 2026
2026-07-06 | 17382.39 | 17431.06 | 16843.87 | 16637.11 | 16942.69 | 17622.76 | 18263.17 | 19257.39 | 20279.62 | 21469.2 | 22925.43 | 24512.2 | 25764.73 | 26898.87 | 27785.91 | 28421.58 | 28547.86 | 27982 | 26613.52 | 25242.82 | 24364.65 | 22605.29 | 20820.37 | 19222.85 | 533.8373 | 28547.86 | 7 | 2026
2026-07-07 | 18137.06 | 19015.14 | 18310.2 | 17999.14 | 18198.75 | 18786.67 | 19409.29 | 20584.79 | 21964.98 | 24225.93 | 26854.59 | 28911.5 | 30367.48 | 31502.24 | 32219.41 | 32611.24 | 32507.24 | 31790.22 | 30275.17 | 28755 | 27733.89 | 25770.81 | 22915.42 | 21073.12 | 599.9193 | 32611.24 | 7 | 2026
2026-07-08 | 19785.13 | 19197.12 | 18478.58 | 18155.78 | 18344.63 | 18923.04 | 19546.01 | 20745.03 | 22171.51 | 24621.94 | 27341.29 | 29480.18 | 30998.54 | 32174.86 | 32911.18 | 33304.42 | 33191.41 | 32453.02 | 30894.85 | 29333.54 | 28268.91 | 26261.11 | 23364.15 | 21345.07 | 611.2913 | 33304.42 | 7 | 2026
2026-07-09 | 20046.04 | 18669.69 | 17989.52 | 17700.17 | 17916.15 | 18515.18 | 19141.05 | 20274.72 | 21578.37 | 23496.72 | 25996.26 | 27984.38 | 29440.91 | 30632.76 | 31438.91 | 31929.49 | 31904.03 | 31219.03 | 29704.39 | 28191.38 | 27173.16 | 25229.79 | 22439.38 | 20736.84 | 589.3483 | 31929.49 | 7 | 2026
2026-07-10 | 19529.09 | 18358.15 | 17698.8 | 17438.53 | 17688.48 | 18336.97 | 18977.37 | 20081.01 | 21306.96 | 22889.25 | 25229.7 | 27098.58 | 28490.78 | 29652.92 | 30468.54 | 30977.79 | 30986.3 | 30331.4 | 28852.15 | 27373.5 | 26368.27 | 24467.67 | 21966.03 | 20298.82 | 574.8671 | 30986.3 | 7 | 2026
2026-07-11 | 19110.05 | 17612.77 | 16924.48 | 16543.61 | 16431.55 | 16147.28 | 15898.96 | 17310.76 | 19075.48 | 20615.61 | 21987.06 | 23517.85 | 24893.62 | 26013.5 | 26939 | 27589.18 | 27782.41 | 27282.99 | 25954.78 | 24684.14 | 23842.42 | 22298.82 | 20727.87 | 19252.22 | 518.4364 | 27782.41 | 7 | 2026
2026-07-12 | 18249.36 | 16243.62 | 15657.18 | 15364.89 | 15329.9 | 15114.12 | 14883.4 | 16118.16 | 17546.63 | 18667.54 | 19623.2 | 20435.71 | 21115.55 | 21760.63 | 22486.96 | 23265.53 | 23618.39 | 23275.69 | 22170.52 | 21485.97 | 21101.43 | 20222.19 | 18804.63 | 17475.13 | 460.0163 | 23618.39 | 7 | 2026
2026-07-13 | 16733.66 | 17029.62 | 16473.98 | 16294.88 | 16626.85 | 17337.95 | 18000.88 | 18936.98 | 19851.52 | 20909.35 | 22066.1 | 23287.88 | 24407.71 | 25455.54 | 26302.5 | 26936.94 | 27096.27 | 26589.57 | 25313.18 | 24049.49 | 23246.31 | 21882.08 | 20198.9 | 18660.61 | 513.6888 | 27096.27 | 7 | 2026
2026-07-14 | 17640.1 | 17913.45 | 17290.21 | 17050.67 | 17310.02 | 17951.42 | 18600.59 | 19633.47 | 20750.11 | 22066.87 | 24059.38 | 25787.2 | 27096.6 | 28243.5 | 29085.2 | 29663.15 | 29742.5 | 29149.41 | 27737.66 | 26346.13 | 25417.75 | 23592.83 | 21431.14 | 19803.76 | 553.3631 | 29742.5 | 7 | 2026
2026-07-15 | 18625.17 | 18074.35 | 17439.77 | 17190.39 | 17442.29 | 18079.77 | 18731.78 | 19783.24 | 20935.38 | 22297.48 | 24468.8 | 26235.21 | 27553.72 | 28684.71 | 29494.32 | 30033.87 | 30083.34 | 29476.83 | 28058.52 | 26661.42 | 25722.31 | 23881.91 | 21615.02 | 19979.86 | 560.5495 | 30083.34 | 7 | 2026
2026-07-16 | 18818.61 | 18177.2 | 17535.05 | 17279.16 | 17525.22 | 18158.13 | 18811.84 | 19876.13 | 21053.86 | 22474.44 | 24744.63 | 26555.99 | 27908.01 | 29060.46 | 29878.84 | 30417.53 | 30461.71 | 29844.08 | 28402.63 | 26984.61 | 26020.89 | 24155.73 | 21782.32 | 20132.94 | 566.06 | 30461.71 | 7 | 2026
2026-07-17 | 18961.32 | 18052.22 | 17418.59 | 17180.9 | 17455.18 | 18138.46 | 18809.72 | 19863.12 | 20996.42 | 22337.57 | 24413.25 | 26094.4 | 27316.61 | 28333.98 | 29044.24 | 29492.05 | 29497.34 | 28900.94 | 27539.34 | 26196.45 | 25282.5 | 23483.19 | 21384.75 | 19787.01 | 555.9796 | 29497.34 | 7 | 2026
2026-07-18 | 18707.54 | 17982.38 | 17270.92 | 16870.08 | 16748.16 | 16474.06 | 16256.31 | 17700.52 | 19528.65 | 21155.38 | 22650.81 | 24428.67 | 25710.16 | 26661.37 | 27387.94 | 27848.69 | 27926.39 | 27419.24 | 26155.36 | 24963.64 | 24153.36 | 22555.77 | 20971.44 | 19518.79 | 527.0456 | 27926.39 | 7 | 2026
2026-07-19 | 18578.14 | 18248.19 | 17516.01 | 17097.29 | 16957.47 | 16663.83 | 16440.04 | 17921.58 | 19822.83 | 21538.59 | 23373.38 | 25298.76 | 26708.67 | 27763.39 | 28558.38 | 29053.91 | 29134.26 | 28589.1 | 27236.5 | 25956.02 | 25063.01 | 23381.85 | 21466.71 | 19962.33 | 542.3302 | 29134.26 | 7 | 2026
2026-07-20 | 18917.65 | 19181.04 | 18470.24 | 18156.5 | 18379.43 | 19015.47 | 19693.9 | 20890.52 | 22303.54 | 24755.31 | 27419.4 | 29472.32 | 30888.13 | 31922.46 | 32527.33 | 32799.48 | 32636.17 | 31922.44 | 30438.83 | 28973.44 | 27931.77 | 25967.56 | 23143.1 | 21241.77 | 607.0478 | 32799.48 | 7 | 2026
2026-07-21 | 19943.48 | 17382.18 | 16800.88 | 16598.16 | 16892.67 | 17576.77 | 18260.18 | 19215.19 | 20188.88 | 21330.91 | 22684.03 | 24178.11 | 25316.36 | 26353.89 | 27146.36 | 27725.7 | 27852.74 | 27339.78 | 26047.1 | 24797.94 | 23962.89 | 22325.44 | 20622.11 | 19071.97 | 529.6137 | 27852.74 | 7 | 2026
2026-07-22 | 18096.46 | 17624.23 | 17025.56 | 16807.75 | 17090.25 | 17766.43 | 18451.81 | 19435.87 | 20464.97 | 21677.18 | 23304.44 | 24866.81 | 26032.56 | 27061.93 | 27821 | 28354.6 | 28442.55 | 27906.95 | 26594.93 | 25326.89 | 24468.57 | 22728.24 | 20920.8 | 19354.12 | 537.6249 | 28442.55 | 7 | 2026
2026-07-23 | 18290.46 | 17870.02 | 17253.36 | 17019.97 | 17289.21 | 17955.06 | 18641.26 | 19655.93 | 20744.11 | 22030.35 | 23945.6 | 25595.12 | 26812.93 | 27861.66 | 28612.53 | 29120.48 | 29180.3 | 28618.92 | 27270.68 | 25967.44 | 25070.8 | 23287.3 | 21266.27 | 19674.61 | 549.0344 | 29180.3 | 7 | 2026
2026-07-24 | 18599.79 | 18884.92 | 18191.36 | 17902.09 | 18132.99 | 18788.29 | 19480.17 | 20632.92 | 21963.28 | 24082.93 | 26612.45 | 28596.98 | 30008.36 | 31105.51 | 31798.85 | 32168.58 | 32092.89 | 31417.42 | 29924.83 | 28469.37 | 27404.04 | 25446.56 | 22641.34 | 20914.77 | 595.2607 | 32168.58 | 7 | 2026
2026-07-25 | 19634.75 | 18295.42 | 17561.58 | 17141.84 | 17002.78 | 16719.29 | 16521.62 | 18001.81 | 19907.11 | 21630.1 | 23522.33 | 25457.17 | 26869.53 | 27918.87 | 28700.57 | 29181.75 | 29264.51 | 28728.84 | 27375.01 | 26113.86 | 25198.82 | 23506.08 | 21550.71 | 20046.7 | 545.8511 | 29264.51 | 7 | 2026
2026-07-26 | 19009.42 | 18386.74 | 17646.23 | 17220.77 | 17076.65 | 16789.46 | 16593.76 | 18085.14 | 20012.86 | 21763.8 | 23766.78 | 25740.06 | 27180.2 | 28246.35 | 29033.69 | 29512.38 | 29589.67 | 29044.55 | 27671.51 | 26393.39 | 25457.42 | 23743.62 | 21696.27 | 20180.35 | 549.8411 | 29589.67 | 7 | 2026
2026-07-27 | 19085.06 | 18318.26 | 17672.37 | 17415.66 | 17687.02 | 18371.36 | 19084.8 | 20165.91 | 21368.96 | 22955.23 | 25246.36 | 27039.8 | 28339.65 | 29381.79 | 30080.76 | 30495.88 | 30481.79 | 29872.7 | 28471.17 | 27118.92 | 26140.09 | 24280.71 | 21898.01 | 20264.48 | 571.2367 | 30495.88 | 7 | 2026
2026-07-28 | 19099.65 | 18424.13 | 17767.41 | 17499.64 | 17739.19 | 18385.35 | 19087.33 | 20168.47 | 21390.14 | 23069.39 | 25425.53 | 27296.73 | 28667.63 | 29800.49 | 30568.53 | 31047.51 | 31067.96 | 30452.6 | 28998.63 | 27605.19 | 26588.77 | 24684.79 | 22126.18 | 20467.73 | 577.429 | 31067.96 | 7 | 2026
2026-07-29 | 19261.1 | 19447.95 | 18717.27 | 18385.14 | 18573.05 | 19182.59 | 19885.69 | 21091.66 | 22610.57 | 25262.16 | 28041.16 | 30200.78 | 31686.56 | 32783.39 | 33409.62 | 33694.65 | 33545.71 | 32830.81 | 31295.91 | 29817.51 | 28709.1 | 26680.88 | 23805.13 | 21649.71 | 620.5681 | 33694.65 | 7 | 2026
2026-07-30 | 20306.29 | 19246.43 | 18530.53 | 18211.42 | 18409.51 | 19027.88 | 19737.7 | 20917.91 | 22329.61 | 24843.31 | 27544.75 | 29661.85 | 31145.08 | 32271.76 | 32946.05 | 33285.56 | 33183.05 | 32489.6 | 30957.07 | 29488.58 | 28380.19 | 26363.68 | 23501.19 | 21455.58 | 614.2346 | 33285.56 | 7 | 2026
2026-07-31 | 20161.7 | 18760.69 | 18079.1 | 17800.8 | 18043.15 | 18720.07 | 19446.49 | 20573.63 | 21863.37 | 23860.21 | 26319.6 | 28250.65 | 29627.49 | 30705.68 | 31390.83 | 31764.18 | 31715.74 | 31073.51 | 29605.78 | 28202 | 27135.17 | 25194.3 | 22453.16 | 20787.39 | 591.5347 | 31764.18 | 7 | 2026
2026-08-01 | 19890.87 | 19113.3 | 18268.9 | 17785.55 | 17641.7 | 17538.31 | 17312.95 | 18749.29 | 20920.11 | 22998.82 | 25182.06 | 27109.7 | 28570.41 | 29651.41 | 30441.24 | 30909.92 | 30961.46 | 30339.75 | 28975.43 | 27932.7 | 26989.64 | 24889.4 | 22636.96 | 20850.55 | 575.6604 | 30961.46 | 8 | 2026
2026-08-02 | 19765.62 | 18957.72 | 18125.05 | 17651.98 | 17517.12 | 17423.84 | 17207.23 | 18622.07 | 20754.4 | 22785.41 | 24878.55 | 26766.74 | 28206.73 | 29283.23 | 30080.68 | 30564.73 | 30635.21 | 30029.19 | 28679.48 | 27656.93 | 26724.22 | 24640.59 | 22440.15 | 20668.4 | 570.0653 | 30635.21 | 8 | 2026
2026-08-03 | 19614.07 | 19817.08 | 19022.79 | 18682.15 | 18971.96 | 19940.32 | 20745.84 | 21810.19 | 23343.43 | 25577.71 | 28057.23 | 30037.36 | 31497.72 | 32602.04 | 33289.51 | 33635.17 | 33533.28 | 32790.93 | 31315.14 | 30118.68 | 29049.5 | 26721.56 | 23974.86 | 21937.84 | 626.0864 | 33635.17 | 8 | 2026
2026-08-04 | 20608.9 | 19262.8 | 18507.64 | 18198.63 | 18494.1 | 19459.99 | 20263.31 | 21242.12 | 22630.59 | 24552.86 | 26841.03 | 28677.5 | 30052.92 | 31154.09 | 31880.34 | 32305.17 | 32280.32 | 31594.71 | 30175.48 | 29049.02 | 28048.77 | 25790.87 | 23185.72 | 21245.56 | 605.5024 | 32305.17 | 8 | 2026
2026-08-05 | 20039.75 | 18857.27 | 18132.45 | 17849.85 | 18167.67 | 19154.47 | 19968.5 | 20894.09 | 22184.23 | 23886.6 | 26036.45 | 27772.02 | 29096.61 | 30190.73 | 30942.87 | 31413.19 | 31436.62 | 30787.55 | 29404.14 | 28320.58 | 27352.38 | 25138.93 | 22666.75 | 20762.34 | 590.456 | 31436.62 | 8 | 2026
2026-08-06 | 19577.74 | 17524.14 | 16899.29 | 16703.25 | 17096.41 | 18152.64 | 18988.99 | 19740.05 | 20700.89 | 21936.76 | 23360.1 | 24696.98 | 25785.71 | 26778.16 | 27544.24 | 28106.62 | 28249.97 | 27721.93 | 26503.17 | 25595.34 | 24784.34 | 22877.97 | 20785.14 | 19026.59 | 539.1364 | 28249.97 | 8 | 2026
2026-08-07 | 18133.9 | 18133.15 | 17461.05 | 17232.74 | 17606.01 | 18658.03 | 19499.4 | 20341.74 | 21460.46 | 22888.39 | 24668.22 | 26240.77 | 27509.1 | 28624.45 | 29457.41 | 30024.61 | 30144.12 | 29550.76 | 28198.02 | 27153.82 | 26192.18 | 24030.13 | 21775.43 | 19922.3 | 564.9062 | 30144.12 | 8 | 2026
2026-08-08 | 18773.82 | 18267.32 | 17488.47 | 17062.57 | 16970.24 | 16927.07 | 16755.1 | 18070.98 | 20025.42 | 21837.07 | 23527.6 | 25210.69 | 26534.97 | 27565.7 | 28373.4 | 28907.58 | 29054.76 | 28524.41 | 27256.12 | 26341.65 | 25466.96 | 23484.14 | 21520.55 | 19824.88 | 543.7715 | 29054.76 | 8 | 2026
2026-08-09 | 18838.74 | 18560.87 | 17760.14 | 17315.52 | 17206.33 | 17149.11 | 16979.92 | 18333.2 | 20361.41 | 22264.64 | 24129.6 | 25924.09 | 27323.69 | 28403.43 | 29231.87 | 29765.01 | 29900.08 | 29344.14 | 28023.72 | 27060.86 | 26132.01 | 24078.69 | 21998.53 | 20261.44 | 556.347 | 29900.08 | 8 | 2026
2026-08-10 | 19171.19 | 17861.58 | 17213.45 | 17000.33 | 17396.77 | 18465.21 | 19328.86 | 20136.45 | 21199.1 | 22554.11 | 24203.66 | 25725.07 | 26978.72 | 28092.87 | 28945.07 | 29542.32 | 29694.64 | 29127.72 | 27798.45 | 26789.04 | 25845.8 | 23710.05 | 21527.65 | 19688.87 | 557.997 | 29694.64 | 8 | 2026
2026-08-11 | 18564.22 | 17369.27 | 16760.05 | 16577.82 | 16989.07 | 18080.03 | 18957.8 | 19673.89 | 20573.46 | 21739.42 | 23076.91 | 24246.71 | 25208.44 | 26074.54 | 26732.51 | 27216.94 | 27337.77 | 26848.63 | 25717.95 | 24917.43 | 24166.44 | 22407.32 | 20381.65 | 18686.8 | 528.3051 | 27337.77 | 8 | 2026
2026-08-12 | 17824.48 | 17126.16 | 16537.16 | 16372.61 | 16799.56 | 17905.91 | 18790.83 | 19472.37 | 20306.22 | 21390.42 | 22646.14 | 23664.96 | 24576.87 | 25418.91 | 26075.59 | 26575.22 | 26719.7 | 26257.07 | 25161.59 | 24399.32 | 23679.84 | 22023.78 | 20029.72 | 18365.06 | 518.1195 | 26719.7 | 8 | 2026
2026-08-13 | 17554.06 | 18031.88 | 17372.95 | 17148.07 | 17520.71 | 18577.56 | 19455.99 | 20257.92 | 21325.2 | 22699.01 | 24389.11 | 25850.68 | 26981.32 | 27956.89 | 28661.2 | 29142.91 | 29233.99 | 28684.89 | 27437.16 | 26524.56 | 25655.24 | 23573.99 | 21451.23 | 19662.82 | 555.1493 | 29233.99 | 8 | 2026
2026-08-14 | 18618.62 | 18420.95 | 17732.53 | 17490.54 | 17859.51 | 18931.56 | 19821.74 | 20682.29 | 21842.9 | 23331.13 | 25235.18 | 26800.63 | 28001.7 | 29002.98 | 29701.87 | 30143.33 | 30196.29 | 29609.4 | 28303.06 | 27328.86 | 26378.41 | 24228.22 | 21971.33 | 20142.95 | 571.776 | 30196.29 | 8 | 2026
2026-08-15 | 19021.36 | 17820.28 | 17077.39 | 16683.39 | 16620.35 | 16617.5 | 16494.4 | 17741.36 | 19577.16 | 21243.51 | 22795.03 | 24234.19 | 25494.55 | 26507.91 | 27331.56 | 27905.73 | 28114.89 | 27640.73 | 26418 | 25579.38 | 24723.57 | 22887.76 | 20974.72 | 19325.58 | 528.8303 | 28114.89 | 8 | 2026
2026-08-16 | 18391.38 | 17880.43 | 17132.33 | 16734.11 | 16665.07 | 16654.96 | 16534.86 | 17791.35 | 19649.48 | 21341.67 | 22931.01 | 24455.97 | 25789.72 | 26879.38 | 27768.24 | 28391.44 | 28627.88 | 28144.27 | 26871.19 | 25988.03 | 25082.32 | 23157.36 | 21210.38 | 19528.03 | 533.6009 | 28627.88 | 8 | 2026
2026-08-17 | 18497.18 | 18463.28 | 17774.52 | 17526.82 | 17898.84 | 18966.13 | 19872.27 | 20741.47 | 21930.06 | 23448.29 | 25428.58 | 27066.84 | 28355.1 | 29432.11 | 30196.04 | 30685.52 | 30765.83 | 30172.28 | 28818.88 | 27808.51 | 26810.17 | 24617.65 | 22273.07 | 20404.66 | 577.9541 | 30765.83 | 8 | 2026
2026-08-18 | 19206.09 | 19567.05 | 18796.15 | 18474.95 | 18766.93 | 19765.35 | 20661.66 | 21651.98 | 23084.72 | 25159.2 | 27518.41 | 29401.03 | 30781.08 | 31847.66 | 32507.43 | 32860.1 | 32816.9 | 32148.29 | 30726.95 | 29653.6 | 28592.3 | 26296.89 | 23618.88 | 21676.41 | 615.58 | 32860.1 | 8 | 2026
2026-08-19 | 20340.6 | 18638.37 | 17935.88 | 17674.16 | 18014.87 | 19053.99 | 19963.76 | 20836.17 | 22049.69 | 23624.93 | 25678.48 | 27347.98 | 28635.36 | 29713.09 | 30458.5 | 30936.65 | 31012.05 | 30420.46 | 29064.7 | 28067.73 | 27070.93 | 24866.94 | 22472.22 | 20600.31 | 584.4778 | 31012.05 | 8 | 2026
2026-08-20 | 19431.62 | 18908.97 | 18187.9 | 17910.08 | 18239.84 | 19276.04 | 20193.87 | 21095.78 | 22365.07 | 24079.18 | 26205.08 | 27907.95 | 29184.05 | 30214.53 | 30893.13 | 31300.9 | 31326.71 | 30721.02 | 29372.61 | 28384.92 | 27387.09 | 25174.52 | 22731.72 | 20856.93 | 591.3495 | 31326.71 | 8 | 2026
2026-08-21 | 19662.97 | 18340.16 | 17660.19 | 17426.42 | 17803.41 | 18896.65 | 19834.05 | 20673.39 | 21807.71 | 23265.19 | 25133.36 | 26700.64 | 27924.43 | 28961.16 | 29694.7 | 30169.04 | 30263.45 | 29699.36 | 28378.47 | 27421.05 | 26429.63 | 24260.63 | 21998.66 | 20167.76 | 572.5725 | 30263.45 | 8 | 2026
2026-08-22 | 19028.54 | 17577.92 | 16856.06 | 16481.09 | 16436.67 | 16466.38 | 16394.01 | 17597.18 | 19362.82 | 20944.85 | 22417.21 | 23726.79 | 24953.41 | 25957.99 | 26788.43 | 27382.75 | 27634.23 | 27200.38 | 26002.17 | 25219.54 | 24359.35 | 22592.67 | 20710.09 | 19088.18 | 521.1787 | 27634.23 | 8 | 2026
2026-08-23 | 18156.15 | 17348.75 | 16644.62 | 16285.08 | 16254.74 | 16300.05 | 16238.16 | 17409.23 | 19115.63 | 20624.61 | 22023.33 | 23236.71 | 24373.01 | 25351.44 | 26175.59 | 26778.72 | 27049.35 | 26639.69 | 25475.04 | 24731.52 | 23899.34 | 22229.28 | 20377.24 | 18784.29 | 511.5016 | 27049.35 | 8 | 2026
2026-08-24 | 17867.22 | 17417.07 | 16808.34 | 16630.9 | 17063.26 | 18196.87 | 19162.52 | 19886.76 | 20816.47 | 22012.7 | 23415.71 | 24782.88 | 25959.42 | 27039.91 | 27887.43 | 28507.81 | 28733.23 | 28245.26 | 26971.58 | 26080.06 | 25133.42 | 23121.3 | 21017.71 | 19236.34 | 541.9942 | 28733.23 | 8 | 2026
2026-08-25 | 18104.48 | 17509.47 | 16892.76 | 16706.05 | 17110.9 | 18217.18 | 19180.01 | 19898.65 | 20834.85 | 22046.4 | 23468.1 | 24866.75 | 26027.85 | 27102.78 | 27933.42 | 28548.82 | 28773.98 | 28292.21 | 27026.3 | 26154.1 | 25223.26 | 23196.75 | 21090.57 | 19314.09 | 543.5197 | 28773.98 | 8 | 2026
2026-08-26 | 18184.94 | 17329.62 | 16726.24 | 16551.09 | 16965.28 | 18079.7 | 19047.08 | 19742.58 | 20636.81 | 21795.41 | 23168.31 | 24479.83 | 25630.05 | 26715.05 | 27569.34 | 28214.78 | 28467 | 28000.27 | 26742.33 | 25881.81 | 24957.74 | 22981.61 | 20887 | 19121.49 | 537.8754 | 28467 | 8 | 2026
2026-08-27 | 18006.49 | 17073.96 | 16491.13 | 16333.65 | 16765.31 | 17901.63 | 18885.33 | 19542.58 | 20366.32 | 21439.09 | 22721.16 | 23858.42 | 24929.98 | 25956.67 | 26776.43 | 27409.49 | 27671.79 | 27236.11 | 26033.1 | 25234.89 | 24355.64 | 22511.3 | 20462.29 | 18740.62 | 526.7034 | 27671.79 | 8 | 2026
2026-08-28 | 17707.96 | 16612.09 | 16065.23 | 15946.88 | 16427.99 | 17633.83 | 18644.89 | 19244.61 | 19937.79 | 20849.79 | 21944.94 | 22826.86 | 23612.93 | 24486.6 | 25204.49 | 25770.99 | 26022.45 | 25635.66 | 24547.33 | 23862.61 | 23122.58 | 21497.87 | 19551.64 | 17926.17 | 505.0842 | 26022.45 | 8 | 2026
2026-08-29 | 17047.03 | 15885.41 | 15294.53 | 15032.97 | 15092.01 | 15235.48 | 15237.9 | 16204.55 | 17534.31 | 18578.32 | 19509.42 | 20337.01 | 21077.25 | 21767.39 | 22437.65 | 23002.61 | 23343.28 | 23122.69 | 22309.45 | 21888.06 | 21342.26 | 19921.19 | 18260.68 | 16850.69 | 456.3121 | 23343.28 | 8 | 2026
2026-08-30 | 16196.41 | 15740.72 | 15162.64 | 14911.95 | 14984.2 | 15147.48 | 15163.7 | 16105 | 17386.03 | 18372.85 | 19233.49 | 19977.55 | 20631.3 | 21237.43 | 21839.14 | 22356.35 | 22676.24 | 22479.43 | 21726.14 | 21367.69 | 20872.69 | 19502.12 | 17893.18 | 16533.01 | 447.4967 | 22676.24 | 8 | 2026
2026-08-31 | 15982.24 | 18164.08 | 17506.46 | 17286.5 | 17690.22 | 18824.92 | 19842.47 | 20641.09 | 21722.94 | 23116.66 | 24895.74 | 26413.38 | 27609.9 | 28617.52 | 29330.97 | 29798.63 | 29923.42 | 29404.86 | 28118.11 | 27239.55 | 26240.18 | 24088.9 | 21887.63 | 20080.71 | 564.4271 | 29923.42 | 8 | 2026
2026-09-01 | 19085.42 | 18125.69 | 17502.78 | 17276.28 | 17626.24 | 18668.92 | 19675.51 | 20330.74 | 21439.47 | 23217.63 | 25230.45 | 26945.34 | 28261.03 | 29369.56 | 30106.64 | 30546.99 | 30479.38 | 29664.87 | 28383.56 | 27745.51 | 26191.52 | 24023.81 | 21606.85 | 19902.89 | 571.4071 | 30546.99 | 9 | 2026
2026-09-02 | 18800.98 | 17254.33 | 16696.07 | 16525.75 | 16923.5 | 18008.6 | 19029.99 | 19572.73 | 20470.81 | 21749.51 | 23457.2 | 24942.71 | 26134.87 | 27213.28 | 27994.18 | 28523.74 | 28552.34 | 27815.27 | 26620.82 | 26079.22 | 24608.2 | 22546.59 | 20451.22 | 18830.41 | 538.8023 | 28552.34 | 9 | 2026
2026-09-03 | 17866.41 | 16903.87 | 16372.52 | 16225.49 | 16644.99 | 17754.61 | 18791.89 | 19285.53 | 20092.78 | 21211.01 | 22737.81 | 24106.63 | 25215.82 | 26243.23 | 27004.48 | 27539.56 | 27592.81 | 26893.53 | 25757.07 | 25281.55 | 23859.51 | 21856.43 | 19922.32 | 18349.32 | 523.5092 | 27592.81 | 9 | 2026
2026-09-04 | 17459.51 | 16721.38 | 16204.8 | 16076.77 | 16526.76 | 17680.62 | 18737.11 | 19214.67 | 19973.62 | 21028.57 | 22414.89 | 23713.69 | 24779.03 | 25775.54 | 26525.1 | 27050.49 | 27109.78 | 26425.31 | 25309.47 | 24853.82 | 23427.35 | 21456.45 | 19606.94 | 18060.28 | 516.1319 | 27109.78 | 9 | 2026
2026-09-05 | 17186.46 | 16621.58 | 16018.44 | 15716.75 | 15733.51 | 15847.96 | 15931.87 | 16834.95 | 18339.23 | 19691.66 | 20928.66 | 22148.93 | 23212.26 | 24086.97 | 24796.06 | 25290.78 | 25389.97 | 24789.89 | 23796.77 | 23512.07 | 22208.35 | 20602.67 | 19001.37 | 17638.35 | 485.3255 | 25389.97 | 9 | 2026
2026-09-06 | 16964.37 | 17119.08 | 16477.45 | 16142.72 | 16126.18 | 16206.66 | 16288.97 | 17260.28 | 18901.84 | 20421.36 | 21901.79 | 23475.35 | 24748.27 | 25798.91 | 26628.69 | 27190.12 | 27305.78 | 26651.66 | 25513.93 | 25091.81 | 23647 | 21727.86 | 19985.29 | 18518.05 | 510.0934 | 27305.78 | 9 | 2026
2026-09-07 | 17436.4 | 16281.61 | 15667.94 | 15378.54 | 15495.52 | 15839.69 | 16078.31 | 16763.48 | 18197.89 | 19865.24 | 21564.4 | 23206.27 | 24336.08 | 25305.91 | 26124.02 | 26723.32 | 26770.05 | 25962.47 | 24741.96 | 24335.37 | 22928.78 | 21087.76 | 19405.51 | 17933.74 | 497.4303 | 26770.05 | 9 | 2026
2026-09-08 | 17146.01 | 16773.93 | 16253.13 | 16115.57 | 16541.34 | 17662.61 | 18732.18 | 19204.48 | 19985.01 | 21068.53 | 22549.46 | 23948.65 | 25129.27 | 26253.8 | 27112.08 | 27733.62 | 27855.91 | 27172.46 | 25988.4 | 25490.86 | 24005.54 | 21963.8 | 19990.38 | 18395.23 | 523.0722 | 27855.91 | 9 | 2026
2026-09-09 | 17388.5 | 17651.13 | 17067.39 | 16875.07 | 17258.09 | 18351.2 | 19424.48 | 20002.19 | 20981.57 | 22484.5 | 24316.79 | 25896.4 | 27133.67 | 28210.32 | 28950.13 | 29421.74 | 29419.33 | 28671.52 | 27446.91 | 26906.67 | 25370.56 | 23254.66 | 21018.95 | 19372.67 | 552.8744 | 29421.74 | 9 | 2026
2026-09-10 | 18266.23 | 16980.24 | 16445.85 | 16296.51 | 16714.67 | 17837.15 | 18921.46 | 19414.03 | 20235.68 | 21373.08 | 22968.89 | 24397.07 | 25573.66 | 26666.62 | 27476.78 | 28046.71 | 28135.64 | 27444.33 | 26263.02 | 25775.32 | 24281.1 | 22228.41 | 20208.99 | 18610.71 | 530.5621 | 28135.64 | 9 | 2026
2026-09-11 | 17628 | 16399.88 | 15910.06 | 15805.45 | 16276.76 | 17463.98 | 18572.28 | 18996.95 | 19671.69 | 20623.07 | 21822.86 | 23060.68 | 24115.72 | 25139.69 | 25935.92 | 26518.98 | 26646.63 | 26006.64 | 24900.21 | 24488.45 | 23042.6 | 21143 | 19315.84 | 17789.84 | 507.2752 | 26646.63 | 9 | 2026
2026-09-12 | 16898.23 | 15749.09 | 15212.27 | 14968.6 | 15032.96 | 15198.95 | 15338.93 | 16122.27 | 17419.43 | 18511.69 | 19518.52 | 20502.93 | 21366.64 | 22319.39 | 23177.01 | 23845.73 | 24107.19 | 23592.33 | 22615.92 | 22389.45 | 21134.15 | 19688.78 | 18133.25 | 16812.39 | 459.6561 | 24107.19 | 9 | 2026
2026-09-13 | 16121.04 | 15481.03 | 14965.18 | 14739.66 | 14821.4 | 15007.17 | 15158.95 | 15904.11 | 17129.67 | 18134.24 | 19049.36 | 19951.19 | 20751.97 | 21534.62 | 22365.33 | 23028.91 | 23303.85 | 22819.22 | 21895.32 | 21726.58 | 20615.89 | 19213.81 | 17701.71 | 16422.41 | 447.8426 | 23303.85 | 9 | 2026
2026-09-14 | 15765.05 | 15158.38 | 14770.89 | 14751.17 | 15319.59 | 16613.94 | 17777.46 | 18020.33 | 18346.8 | 18875.66 | 19554.8 | 20096.46 | 20535.21 | 21007.46 | 21425.05 | 21827.24 | 21922.36 | 21438.15 | 20799.06 | 20777.15 | 19862.79 | 18515.07 | 16964.44 | 15701.52 | 445.826 | 21922.36 | 9 | 2026
2026-09-15 | 15245.77 | 15009.62 | 14633.38 | 14620.56 | 15174.91 | 16455.1 | 17619.05 | 17824.1 | 18095.14 | 18562.25 | 19180.98 | 19660.4 | 20036.18 | 20475.54 | 20850.01 | 21189.4 | 21301.29 | 20902.85 | 20331.48 | 20362.98 | 19499.74 | 18190.22 | 16670.94 | 15444.79 | 437.3367 | 21301.29 | 9 | 2026
2026-09-16 | 15061.44 | 15615.14 | 15187.93 | 15131.35 | 15637.93 | 16863.2 | 18016.72 | 18313.19 | 18771.18 | 19462.89 | 20348.98 | 21129.05 | 21902.73 | 22755.25 | 23450.65 | 24012.43 | 24184.05 | 23648.32 | 22719.38 | 22517.48 | 21259.99 | 19767.12 | 18073.27 | 16678.4 | 470.5081 | 24184.05 | 9 | 2026
2026-09-17 | 15933.94 | 15715.59 | 15280.63 | 15217.4 | 15717.12 | 16935.49 | 18089.77 | 18399.93 | 18886.14 | 19612.05 | 20537.94 | 21363.42 | 22227.21 | 23121.98 | 23847.85 | 24428.05 | 24606.31 | 24059.59 | 23097.42 | 22864.81 | 21548.67 | 20004.79 | 18286.68 | 16868.44 | 476.6512 | 24606.31 | 9 | 2026
2026-09-18 | 16103.76 | 15314.96 | 14914.73 | 14887.54 | 15438.91 | 16730.41 | 17915.25 | 18171.58 | 18531.81 | 19103.27 | 19840.44 | 20458.17 | 20975.08 | 21580.08 | 22141.23 | 22602.53 | 22737.98 | 22244.22 | 21432.01 | 21346 | 20344.42 | 18933.29 | 17336.65 | 16032.07 | 455.1164 | 22737.98 | 9 | 2026
2026-09-19 | 15478.69 | 14895.76 | 14439.73 | 14266.29 | 14406.26 | 14675.8 | 14897.59 | 15531.64 | 16546.23 | 17298.97 | 17925.41 | 18518.09 | 19025.42 | 19515.51 | 20003.36 | 20429.66 | 20636.08 | 20323.64 | 19758.3 | 19846.09 | 18958.03 | 17730.6 | 16401.25 | 15298.3 | 416.8067 | 20636.08 | 9 | 2026
2026-09-20 | 14947.05 | 15094.07 | 14619.29 | 14429.38 | 14554.63 | 14812.71 | 15037.39 | 15700.45 | 16775.18 | 17603.25 | 18308.04 | 18969.93 | 19527.5 | 20049.35 | 20548.98 | 20971.36 | 21166.08 | 20833.49 | 20232.37 | 20288.51 | 19363.58 | 18098.76 | 16736.29 | 15601.28 | 424.2689 | 21166.08 | 9 | 2026
2026-09-21 | 15186.27 | 16262.38 | 15790.54 | 15698.37 | 16196 | 17429.18 | 18619.89 | 19006.49 | 19631.95 | 20527.2 | 21641.31 | 22809.97 | 23801.96 | 24749.3 | 25477.36 | 26012.32 | 26146.11 | 25553.52 | 24505.46 | 24197.02 | 22761.5 | 20941.57 | 19159.1 | 17672.37 | 499.7771 | 26146.11 | 9 | 2026
2026-09-22 | 16721.99 | 16184.73 | 15719.45 | 15629.86 | 16113.18 | 17337.74 | 18532.68 | 18886.86 | 19464.68 | 20311.26 | 21342.8 | 22387.42 | 23240.2 | 24060.66 | 24673.9 | 25134.18 | 25237.89 | 24676.36 | 23722.01 | 23517.63 | 22178.28 | 20511.92 | 18787.74 | 17364.11 | 491.7375 | 25237.89 | 9 | 2026
2026-09-23 | 16570.34 | 15812.11 | 15394.38 | 15347.07 | 15872.87 | 17144.81 | 18362.92 | 18642.17 | 19065.78 | 19723 | 20546.42 | 21217.43 | 21833.17 | 22479.25 | 22975.9 | 23379.88 | 23491.03 | 23009.3 | 22207.41 | 22155.31 | 21019.46 | 19593.05 | 17979.95 | 16663.95 | 470.487 | 23491.03 | 9 | 2026
2026-09-24 | 16045.28 | 15069.04 | 14725.55 | 14743.54 | 15331.5 | 16667.69 | 17912.37 | 18070.09 | 18251.76 | 18609.96 | 19117.63 | 19499.06 | 19794.99 | 20168.57 | 20494.38 | 20814.2 | 20945.29 | 20633.32 | 20126.12 | 20250.83 | 19403.08 | 18131.11 | 16666.75 | 15494.39 | 436.9665 | 20945.29 | 9 | 2026
2026-09-25 | 15145.8 | 15081.21 | 14752.71 | 14790.89 | 15411.69 | 16795.31 | 18062.66 | 18212.97 | 18354.06 | 18657.75 | 19098.78 | 19417.29 | 19664.03 | 19990.94 | 20284.65 | 20576.5 | 20705.07 | 20412.78 | 19932.87 | 20079.31 | 19229.25 | 17975.8 | 16545.42 | 15402.86 | 434.5806 | 20705.07 | 9 | 2026
2026-09-26 | 15042.45 | 14322.09 | 13929.71 | 13812.25 | 14011.71 | 14364.15 | 14661.02 | 15181.41 | 15981.52 | 16475.4 | 16817.97 | 17128.4 | 17387.02 | 17666.01 | 18003.35 | 18348.49 | 18563.78 | 18349.93 | 17961.7 | 18251.4 | 17495.93 | 16419.25 | 15250.64 | 14302.7 | 389.7283 | 18563.78 | 9 | 2026
2026-09-27 | 14172.18 | 14617.49 | 14256.38 | 14169.71 | 14400.08 | 14783.49 | 15099.81 | 15598.82 | 16328.29 | 16730.37 | 16972.07 | 17181.97 | 17350.24 | 17551.05 | 17832.96 | 18155.52 | 18390.47 | 18237.88 | 17923.5 | 18276.8 | 17573.85 | 16547.46 | 15426.13 | 14526.33 | 392.1028 | 18390.47 | 9 | 2026
2026-09-28 | 14394.26 | 15389.43 | 15138.8 | 15247.86 | 15949.86 | 17413.3 | 18738.43 | 18816.17 | 18769.88 | 18834.53 | 19012.59 | 19068.44 | 19083.4 | 19196.74 | 19338.98 | 19559.93 | 19719.03 | 19564.67 | 19278.85 | 19606.26 | 18903.26 | 17794.54 | 16499.01 | 15487.7 | 430.8059 | 19719.03 | 9 | 2026
2026-09-29 | 15232.88 | 15173.76 | 14905.4 | 14993.9 | 15655.16 | 17079.87 | 18396.96 | 18465.44 | 18439.49 | 18539.16 | 18761.73 | 18856.73 | 18894.69 | 19044.15 | 19207.41 | 19446.32 | 19605.63 | 19429.84 | 19119.07 | 19442.61 | 18735.46 | 17611.78 | 16299.02 | 15276.12 | 426.6126 | 19605.63 | 9 | 2026
2026-09-30 | 15076.33 | 15071.81 | 14702.91 | 14697.34 | 15262.62 | 16589.32 | 17867.52 | 18046.67 | 18301 | 18752.22 | 19373.14 | 19884.41 | 20307.06 | 20794.95 | 21204.69 | 21640.55 | 21817.88 | 21407.78 | 20774.59 | 20838.84 | 19888.86 | 18533.71 | 17003.95 | 15766.62 | 443.6048 | 21817.88 | 9 | 2026
2026-10-01 | 15577.55 | 15087.12 | 14791.9 | 14809.26 | 15321.73 | 16418.46 | 17553.94 | 17917.83 | 18372.46 | 19017.92 | 19847.51 | 20535.31 | 21089.88 | 21703.29 | 22187.97 | 22562.8 | 22602.75 | 22221.05 | 21962.66 | 21718.55 | 20399.1 | 18756.91 | 17199.1 | 16103.69 | 453.7587 | 22602.75 | 10 | 2026
2026-10-02 | 15497.58 | 15661.94 | 15362.29 | 15387.06 | 15914.84 | 17036.39 | 18231.42 | 18817.61 | 19362.18 | 20075.51 | 20987.9 | 21791.12 | 22477.18 | 23211.45 | 23796.19 | 24238.59 | 24333.64 | 23960.43 | 23614.1 | 23269.19 | 21828.86 | 20089.59 | 18077.7 | 16927.01 | 479.9498 | 24333.64 | 10 | 2026
2026-10-03 | 16121.99 | 15259.94 | 14881.37 | 14746.27 | 14884.72 | 15069.1 | 15348.04 | 16124.56 | 17171.43 | 17942.01 | 18816.53 | 19738.95 | 20535.48 | 21278.55 | 21951.06 | 22462.99 | 22646.73 | 22330.66 | 22029.76 | 21792.44 | 20414.95 | 18836.98 | 17381.01 | 16358.64 | 444.1242 | 22646.73 | 10 | 2026
2026-10-04 | 15693.91 | 14857.22 | 14499.65 | 14381.97 | 14537.82 | 14744.14 | 15036.51 | 15767.03 | 16733.28 | 17406.88 | 17961.14 | 18694.56 | 19379.29 | 20039.12 | 20662.05 | 21152.9 | 21341.12 | 21056.89 | 20830.68 | 20679.24 | 19368.89 | 17916.87 | 16752.84 | 15782.26 | 425.2763 | 21341.12 | 10 | 2026
2026-10-05 | 15199.67 | 14755.05 | 14498 | 14551.52 | 15120.85 | 16286.61 | 17467.63 | 17784.28 | 18010.83 | 18452.54 | 19073.92 | 19578.14 | 20001.31 | 20502.42 | 20924.48 | 21267.55 | 21327.86 | 21009.78 | 20849.55 | 20713.08 | 19448.97 | 17945.44 | 16668.06 | 15633.72 | 437.0713 | 21327.86 | 10 | 2026
2026-10-06 | 15052.16 | 14545.9 | 14329.48 | 14417.29 | 15003.07 | 16188.8 | 17384.23 | 17623.15 | 17700.16 | 17840.64 | 18143.8 | 18340.77 | 18458.5 | 18704.45 | 18930.98 | 19170.37 | 19221.17 | 19010.01 | 19064.93 | 19146.89 | 18081.92 | 17103.28 | 15944.67 | 15033.45 | 414.4401 | 19221.17 | 10 | 2026
2026-10-07 | 14675.63 | 14442.99 | 14197.34 | 14257.25 | 14814.4 | 15973.26 | 17163.58 | 17429.84 | 17585.44 | 17825.26 | 18281.96 | 18656.95 | 18945.81 | 19346.03 | 19687.21 | 19989.98 | 20043.88 | 19760.25 | 19686.4 | 19659.65 | 18482.75 | 17315.61 | 16092.18 | 15116.75 | 419.4304 | 20043.88 | 10 | 2026
2026-10-08 | 14650.77 | 14311.76 | 14070.07 | 14133.01 | 14693.81 | 15859.59 | 17056.87 | 17310.36 | 17446.24 | 17663.47 | 18015.98 | 18352.88 | 18606.44 | 18975.88 | 19293.85 | 19580.8 | 19628.99 | 19351.43 | 19300.09 | 19302.67 | 18144.45 | 17093.1 | 15886.93 | 14927.56 | 413.657 | 19628.99 | 10 | 2026
2026-10-09 | 14511.34 | 14253.04 | 14014.97 | 14089.24 | 14672.51 | 15877.28 | 17088.58 | 17343.17 | 17460.84 | 17654.1 | 17947.24 | 18192.71 | 18403.48 | 18727.12 | 19010.97 | 19261.86 | 19295.1 | 19021.92 | 18990 | 19008.27 | 17879.47 | 16889.05 | 15706.18 | 14766.13 | 410.0646 | 19295.1 | 10 | 2026
2026-10-10 | 14368.93 | 14143.97 | 13831.64 | 13752.38 | 13949.23 | 14214.21 | 14556.53 | 15190.82 | 15986.68 | 16457.06 | 16788.9 | 17112.47 | 17393.11 | 17696.62 | 18030.1 | 18433.41 | 18618.61 | 18420.51 | 18380.9 | 18449.01 | 17496.39 | 16573.56 | 15537.83 | 14689.45 | 390.0723 | 18618.61 | 10 | 2026
2026-10-11 | 14302.71 | 14318.86 | 14025.13 | 13964.31 | 14179.84 | 14464.9 | 14822.88 | 15443.6 | 16196.94 | 16612.44 | 16884.33 | 17148.67 | 17376.27 | 17633.75 | 17930.48 | 18278.9 | 18482.32 | 18337.81 | 18360.17 | 18484.83 | 17549.28 | 16655.17 | 15647.8 | 14828 | 391.9294 | 18484.83 | 10 | 2026
2026-10-12 | 14438.9 | 14523.44 | 14332.07 | 14445.87 | 15079.85 | 16331.14 | 17586.5 | 17805.02 | 17827.07 | 17894.96 | 18070.01 | 18167.14 | 18214.38 | 18385.16 | 18560.75 | 18764.52 | 18833.82 | 18678.71 | 18792.42 | 18950.73 | 17916.65 | 16997.97 | 15881.29 | 15002.64 | 411.481 | 18950.73 | 10 | 2026
2026-10-13 | 14625.05 | 14637.69 | 14458.4 | 14581.78 | 15205.02 | 16442.81 | 17698.11 | 17890.66 | 17866.68 | 17882.36 | 18017.02 | 18034.11 | 17995.55 | 18110.07 | 18241.22 | 18437.52 | 18527.62 | 18422.09 | 18598.52 | 18822.54 | 17860.52 | 16976.94 | 15886.19 | 15040.97 | 410.2594 | 18822.54 | 10 | 2026
2026-10-14 | 14708.53 | 14979.24 | 14820.68 | 14965.45 | 15610.03 | 16870.22 | 18222.44 | 18493.57 | 18413.47 | 18366.84 | 18440.65 | 18385.72 | 18284.87 | 18346.75 | 18440.97 | 18628.48 | 18751.61 | 18712.54 | 18946.16 | 19219.74 | 18248.46 | 17295.58 | 16225.54 | 15402.1 | 418.7796 | 19219.74 | 10 | 2026
2026-10-15 | 15051.91 | 15356.97 | 15227.72 | 15402.07 | 16076.18 | 17366.04 | 18962.04 | 19211.37 | 19045.36 | 18885.2 | 18835.82 | 18660.83 | 18453.09 | 18423.31 | 18452.72 | 18617.61 | 18775.58 | 18823.86 | 19148.81 | 19499.92 | 18587.07 | 17571.23 | 16538.64 | 15753.77 | 426.7271 | 19499.92 | 10 | 2026
2026-10-16 | 15442.03 | 16119.76 | 16017.82 | 16230.39 | 16951.97 | 18399.89 | 20305.83 | 20573.41 | 20356.08 | 20116.37 | 19976.98 | 19727.11 | 19464.29 | 19382.45 | 19378.54 | 19534.34 | 19745.86 | 19889.33 | 20268.67 | 20645.59 | 19726.12 | 18525.75 | 17354.89 | 16585.52 | 450.719 | 20645.59 | 10 | 2026
2026-10-17 | 16193.16 | 14852.57 | 14634.8 | 14648.39 | 14940.38 | 15313.43 | 15746.15 | 16299.41 | 16866.7 | 17045.97 | 17058.61 | 17064.29 | 17058.49 | 17111.69 | 17259.46 | 17457.24 | 17643.16 | 17691.04 | 17891.82 | 18240.69 | 17496.69 | 16729.8 | 15852.51 | 15161.93 | 396.2584 | 18240.69 | 10 | 2026
2026-10-18 | 14945.83 | 14495.44 | 14271.05 | 14276.48 | 14561.53 | 14932.65 | 15366.33 | 15906.94 | 16470.1 | 16649.33 | 16659.34 | 16657.93 | 16642.88 | 16685.96 | 16823.97 | 17008.13 | 17175.38 | 17203.67 | 17403.7 | 17680.38 | 17023.66 | 16265.45 | 15400.17 | 14719.3 | 385.2256 | 17680.38 | 10 | 2026
2026-10-19 | 14512.29 | 14824.12 | 14672.8 | 14826.19 | 15501.82 | 16808.69 | 18170.39 | 18427.84 | 18323.76 | 18246.85 | 18283.08 | 18197.25 | 18080.46 | 18108.35 | 18176.56 | 18331.01 | 18445.66 | 18413.61 | 18659.59 | 18964.28 | 17971.68 | 17110.12 | 16060.45 | 15247.51 | 414.3644 | 18964.28 | 10 | 2026
2026-10-20 | 14903.78 | 14426.66 | 14253.97 | 14382.87 | 15014.31 | 16278.27 | 17581.71 | 17746.09 | 17687.02 | 17665.1 | 17733.28 | 17698.48 | 17623.99 | 17672 | 17739.13 | 17857.07 | 17948.05 | 17866.21 | 18073.84 | 18368.97 | 17540.96 | 16671.68 | 15610.91 | 14792.13 | 403.1365 | 18368.97 | 10 | 2026
2026-10-21 | 14499.98 | 14617.34 | 14456.5 | 14597.6 | 15241.3 | 16518.47 | 17834.68 | 18013.32 | 17912.92 | 17861.27 | 17898.05 | 17833.97 | 17734.07 | 17760.45 | 17812.25 | 17953.02 | 18065.64 | 18021.95 | 18262.62 | 18587.25 | 17705.16 | 16847.66 | 15799.2 | 14993.28 | 406.8279 | 18587.25 | 10 | 2026
2026-10-22 | 14679.43 | 15188.86 | 15045.28 | 15205.86 | 15867.94 | 17161.36 | 18719.68 | 18967.91 | 18841.02 | 18737.45 | 18756.44 | 18658.26 | 18522.79 | 18554.55 | 18621.92 | 18799.97 | 18962.05 | 18984.8 | 19251.93 | 19588.71 | 18601.18 | 17545.9 | 16493.62 | 15686.6 | 425.4435 | 19588.71 | 10 | 2026
2026-10-23 | 15313.53 | 15807.97 | 15704.51 | 15914.54 | 16635.9 | 18002.06 | 19937.63 | 20171.51 | 19928.34 | 19666.84 | 19504.77 | 19233.33 | 18949.98 | 18847.4 | 18820.56 | 18952.13 | 19157.01 | 19299.88 | 19685.98 | 20112.36 | 19177.55 | 17991.69 | 16994.19 | 16240.58 | 440.0502 | 20171.51 | 10 | 2026
2026-10-24 | 15863.03 | 15223.77 | 15058.97 | 15124.71 | 15470.57 | 15910.53 | 16409.66 | 16912.95 | 17349.53 | 17363.96 | 17196.93 | 17025.09 | 16860.14 | 16773.78 | 16818.41 | 16968.61 | 17190.1 | 17347.18 | 17675.54 | 18123.87 | 17488.95 | 16805.96 | 16019.5 | 15418.36 | 398.4001 | 18123.87 | 10 | 2026
2026-10-25 | 15242.06 | 15109.17 | 14935.68 | 14992.65 | 15330.61 | 15766.47 | 16270.5 | 16775.9 | 17229.34 | 17267.05 | 17126.05 | 16980.73 | 16838.72 | 16771.54 | 16828.2 | 16981.35 | 17197.78 | 17339.46 | 17648.1 | 18069.02 | 17432.04 | 16734.46 | 15938 | 15326.15 | 396.131 | 18069.02 | 10 | 2026
2026-10-26 | 15120.68 | 16485.85 | 16428.58 | 16680.14 | 17452.34 | 19209.57 | 21234.75 | 21449.97 | 21107.65 | 20707.54 | 20403.69 | 20002.86 | 19616.41 | 19416.1 | 19324.27 | 19445.11 | 19716.99 | 19992.25 | 20491.97 | 21014.63 | 20142.46 | 19005.69 | 17757.22 | 17036.35 | 459.2431 | 21449.97 | 10 | 2026
2026-10-27 | 16597.06 | 17165.91 | 17141 | 17424.42 | 18274.87 | 20313.66 | 22365.86 | 22558.28 | 22122.39 | 21600.16 | 21172.82 | 20652.12 | 20150.1 | 19870.66 | 19721.44 | 19846.29 | 20187.1 | 20584.28 | 21186.74 | 21797.51 | 20998.93 | 19916.22 | 18576.74 | 17736.75 | 477.9613 | 22558.28 | 10 | 2026
2026-10-28 | 17314.51 | 16904.6 | 16862.05 | 17127.33 | 17892.83 | 19846.53 | 21893.93 | 22094.26 | 21706.42 | 21249.56 | 20894.41 | 20446.02 | 20007.72 | 19782.85 | 19670.78 | 19807.03 | 20128.76 | 20475.17 | 21021.95 | 21593.84 | 20752.57 | 19634.08 | 18265.53 | 17496.89 | 472.8696 | 22094.26 | 10 | 2026
2026-10-29 | 17097.97 | 16226.39 | 16156.85 | 16392.95 | 17131.34 | 18731.89 | 20764.8 | 20956.59 | 20617.51 | 20234.59 | 19955.94 | 19575.96 | 19193.07 | 19013.06 | 18928.13 | 19056.8 | 19325.43 | 19582.04 | 20066.36 | 20605.64 | 19730.79 | 18588.37 | 17455.48 | 16738.97 | 452.1269 | 20956.59 | 10 | 2026
2026-10-30 | 16420.33 | 15205.77 | 15082 | 15269.94 | 15972.78 | 17339.29 | 19036.44 | 19246.02 | 19027.82 | 18813.15 | 18703.19 | 18483.74 | 18243.63 | 18175.01 | 18163.11 | 18281.67 | 18455.92 | 18541.15 | 18877.1 | 19308.82 | 18320.24 | 17370.25 | 16371.58 | 15612.19 | 424.3211 | 19308.82 | 10 | 2026
2026-10-31 | 15321.89 | 13906.04 | 13657.37 | 13637.73 | 13902.06 | 14283.9 | 14783.57 | 15305.05 | 15895.45 | 16122.31 | 16189.28 | 16250.81 | 16292.76 | 16382.81 | 16544.78 | 16726.15 | 16883.43 | 16874.48 | 17020.52 | 17303.83 | 16574.29 | 15773.05 | 14896.72 | 14198.52 | 374.7268 | 17303.83 | 10 | 2026
2026-11-01 | 13805.25 | 13982.4 | 13785.22 | 13798.56 | 14079.21 | 14463.77 | 14649.58 | 15175.17 | 15619.34 | 15705.88 | 15656.31 | 15650.35 | 15610.33 | 15581.4 | 15682.31 | 15929.08 | 16574.32 | 17443.37 | 17367.39 | 17034.46 | 16281.57 | 15484.27 | 14620.61 | 13945.16 | 367.9253 | 17443.37 | 11 | 2026
2026-11-02 | 13836.2 | 14863.57 | 14764.19 | 14953.09 | 15655.65 | 17011.6 | 18110.23 | 18269.84 | 18031.27 | 17831.31 | 17747.94 | 17629.1 | 17475.73 | 17390.99 | 17383.89 | 17552.37 | 18138.13 | 19271.35 | 19159.82 | 18568.64 | 17803.3 | 16916.78 | 15878.63 | 15085.1 | 409.3287 | 19271.35 | 11 | 2026
2026-11-03 | 14811.96 | 14503.7 | 14383.29 | 14547.98 | 15206.8 | 16519.35 | 17600.3 | 17748.39 | 17530.45 | 17367.09 | 17327.98 | 17245.67 | 17111.5 | 17059.9 | 17071.75 | 17254.4 | 17830.1 | 18751.87 | 18590.36 | 18195.26 | 17431.14 | 16534.5 | 15482.41 | 14680.09 | 400.7862 | 18751.87 | 11 | 2026
2026-11-04 | 14484.02 | 15072.68 | 14931.83 | 15080.81 | 15721.97 | 17012.76 | 18094.56 | 18295.82 | 18171.97 | 18119.09 | 18210.73 | 18274.17 | 18279.25 | 18353.26 | 18458.32 | 18807.64 | 19826.99 | 21196.5 | 20882 | 20079.72 | 18618.83 | 17628.87 | 16488.86 | 15602.65 | 425.6933 | 21196.5 | 11 | 2026
2026-11-05 | 15175 | 15844.44 | 15791.36 | 16026.86 | 16754.43 | 18131.44 | 19805.82 | 20048.23 | 19516.08 | 18989.36 | 18637.71 | 18332.48 | 18073.65 | 17917.78 | 17859.18 | 18034.18 | 18800.08 | 20455.41 | 20499.12 | 20005.22 | 18806.77 | 17883.81 | 16882.91 | 16137.14 | 434.4085 | 20499.12 | 11 | 2026
2026-11-06 | 15855.81 | 16303.07 | 16273.76 | 16540.91 | 17311.2 | 18865.22 | 20826.46 | 21068.2 | 20463.23 | 19833.85 | 19364.83 | 18844.85 | 18429.48 | 18222.71 | 18128.43 | 18280.04 | 19195.85 | 20938.81 | 21055.63 | 20612.55 | 19430.53 | 18269.38 | 17296.59 | 16577.24 | 447.9886 | 21068.2 | 11 | 2026
2026-11-07 | 16284.57 | 15304.67 | 15185.62 | 15279.86 | 15640.97 | 16109.72 | 16373.85 | 16872.16 | 17174.25 | 17069 | 16817.01 | 16622.54 | 16419.72 | 16252.71 | 16256.61 | 16480.73 | 17214.14 | 18259.82 | 18334.37 | 18131.15 | 17453.57 | 16731.65 | 15944.44 | 15349.62 | 397.5628 | 18334.37 | 11 | 2026
2026-11-08 | 15257.54 | 14693 | 14542.8 | 14604.42 | 14934.47 | 15378.1 | 15630.67 | 16131.41 | 16483.64 | 16449.3 | 16273.18 | 16150.86 | 16009.89 | 15894.8 | 15932.92 | 16161.35 | 16861.04 | 17838.72 | 17853.83 | 17612.03 | 16896.13 | 16142.9 | 15331.25 | 14709.12 | 383.7734 | 17853.83 | 11 | 2026
2026-11-09 | 14618.17 | 15465.77 | 15387.07 | 15599.2 | 16325.3 | 17713.15 | 19090.66 | 19360.75 | 18930.45 | 18535.78 | 18413.66 | 18277.39 | 18113.99 | 18022.8 | 18010.44 | 18188.64 | 18954.05 | 20514.16 | 20438.12 | 19858.63 | 18577.92 | 17682.73 | 16646.02 | 15855.42 | 428.5803 | 20514.16 | 11 | 2026
2026-11-10 | 15503.18 | 15168.9 | 15090.43 | 15298.49 | 16001.67 | 17368.45 | 18548.35 | 18770.53 | 18341.89 | 18072.62 | 17923.46 | 17741.26 | 17521.21 | 17396.5 | 17354.78 | 17522.9 | 18150.18 | 19455.69 | 19426.72 | 18915.42 | 18038.24 | 17177.21 | 16169.29 | 15412.24 | 416.3696 | 19455.69 | 11 | 2026
2026-11-11 | 15175.9 | 15469.98 | 15407.51 | 15632.37 | 16351.96 | 17735.46 | 19189.71 | 19405.45 | 18875.3 | 18386.69 | 18198.36 | 17980.06 | 17729.42 | 17578.92 | 17519.33 | 17684.5 | 18331.21 | 19821.32 | 19841.82 | 19371.29 | 18324.3 | 17476.94 | 16482.52 | 15739.95 | 423.7103 | 19841.82 | 11 | 2026
2026-11-12 | 15471.19 | 16071.85 | 16040.81 | 16298.58 | 17050.25 | 18464.16 | 20453.21 | 20659.3 | 20041.36 | 19407.75 | 18945.24 | 18455.11 | 18143.96 | 17942.65 | 17848.47 | 18008.63 | 18802.02 | 20546.96 | 20665.26 | 20269.38 | 19087.69 | 18071.07 | 17102.31 | 16387.76 | 440.235 | 20665.26 | 11 | 2026
2026-11-13 | 16109.43 | 15964.76 | 15925.62 | 16182.22 | 16944.02 | 18382.98 | 20273.54 | 20491.5 | 19893.7 | 19285.41 | 18841.57 | 18445.17 | 18148.19 | 17951.82 | 17860 | 18004.12 | 18718.79 | 20434 | 20522 | 20099.04 | 18874.01 | 17926.56 | 16956.86 | 16237.1 | 438.4724 | 20522 | 11 | 2026
2026-11-14 | 15964.14 | 15979.67 | 15905.21 | 16045.49 | 16452.87 | 16975.91 | 17298.97 | 17774.46 | 17989.39 | 17769.31 | 17396.27 | 17088.99 | 16788.92 | 16538.58 | 16482.06 | 16688.2 | 17471.76 | 18619.88 | 18874.71 | 18681.3 | 18026.41 | 17348.39 | 16610.85 | 16066.75 | 410.8385 | 18874.71 | 11 | 2026
2026-11-15 | 15921.09 | 17324.21 | 17317.44 | 17528.89 | 18004.7 | 18589.24 | 19219.64 | 20012.57 | 20202.48 | 19573.78 | 18662.61 | 18160.97 | 17732.52 | 17374.58 | 17246.03 | 17443.91 | 18306.58 | 20261.37 | 20740.94 | 20696.61 | 19760.47 | 18721.76 | 17996.09 | 17509.5 | 444.308 | 20740.94 | 11 | 2026
2026-11-16 | 17270.62 | 17823.9 | 17886.15 | 18244.28 | 19498.06 | 22064.9 | 24194.55 | 24388.06 | 23527.38 | 22548.98 | 21717.66 | 20868.27 | 20058.67 | 19470.56 | 19141.66 | 19368.99 | 20683.55 | 22766.25 | 23158.42 | 22959.24 | 21905.52 | 20631.47 | 19117.51 | 18299.71 | 497.5944 | 24388.06 | 11 | 2026
2026-11-17 | 17928.06 | 16802.61 | 16812.12 | 17112.55 | 17905.75 | 19955.96 | 22037.06 | 22221.71 | 21483.77 | 20687.5 | 20054.45 | 19385.18 | 18717.1 | 18363.87 | 18222.09 | 18372.49 | 19494.53 | 21397.56 | 21642.79 | 21358.68 | 20234.6 | 18891.54 | 17859.55 | 17183.56 | 464.1251 | 22221.71 | 11 | 2026
2026-11-18 | 16912.84 | 16942.02 | 16959.23 | 17267.48 | 18069.01 | 20245.36 | 22339.22 | 22520.42 | 21760.18 | 20933.34 | 20268.6 | 19570.9 | 18877.72 | 18446.67 | 18296.42 | 18445.6 | 19633.31 | 21565.62 | 21834.36 | 21569.62 | 20455.98 | 19123.82 | 18003.41 | 17334.89 | 467.376 | 22520.42 | 11 | 2026
2026-11-19 | 17022.77 | 17064.14 | 17088.63 | 17404.48 | 18213.58 | 20502.78 | 22614.01 | 22789.8 | 22006.87 | 21149.88 | 20453.73 | 19727.38 | 19009.84 | 18515.16 | 18353.91 | 18500.84 | 19741.09 | 21702.29 | 21993.85 | 21751.64 | 20646.66 | 19324.7 | 18130.63 | 17469.51 | 471.1782 | 22789.8 | 11 | 2026
2026-11-20 | 17172.66 | 16479.36 | 16471.81 | 16761.46 | 17556.33 | 19354.6 | 21450.2 | 21641.95 | 20943.45 | 20202.52 | 19620.33 | 19001.86 | 18474.07 | 18223.45 | 18091.95 | 18225.09 | 19156.22 | 20997.74 | 21185.02 | 20864.36 | 19673.74 | 18429.95 | 17493.21 | 16806.84 | 454.2782 | 21641.95 | 11 | 2026
2026-11-21 | 16530.6 | 16964.27 | 16945.4 | 17144.11 | 17608.63 | 18194.85 | 18596.43 | 19370.34 | 19576.74 | 18980.73 | 18287.7 | 17850.41 | 17441.15 | 17098.03 | 16975.92 | 17167.15 | 18018.12 | 19740.33 | 20184.17 | 20148.43 | 19169.66 | 18316.73 | 17631.5 | 17141.68 | 435.0831 | 20184.17 | 11 | 2026
2026-11-22 | 16938.75 | 16821.28 | 16796.04 | 16987.8 | 17446.36 | 18028.29 | 18416.34 | 19090.27 | 19312.13 | 18738.94 | 18156.87 | 17733.96 | 17336.4 | 17003.26 | 16887.7 | 17078.89 | 17922.67 | 19557.41 | 19981.26 | 19934.63 | 18941.27 | 18172.77 | 17483.95 | 16989.99 | 431.7572 | 19981.26 | 11 | 2026
2026-11-23 | 16811.92 | 16600.33 | 16607.64 | 16907.66 | 17722.47 | 19672.56 | 21800.2 | 21981.66 | 21252.27 | 20468.65 | 19843.83 | 19191.23 | 18576.05 | 18308.72 | 18168.6 | 18300.71 | 19295.05 | 21177.67 | 21400.84 | 21117.2 | 19943.1 | 18613.24 | 17686.06 | 17005.67 | 458.4533 | 21981.66 | 11 | 2026
2026-11-24 | 16696.37 | 19047.34 | 19254.31 | 19973.39 | 21546.1 | 24199.11 | 26437.9 | 26583.86 | 25535 | 24310.35 | 23224.04 | 22136.46 | 21113.19 | 20361.44 | 19914.16 | 20126.62 | 21573.25 | 23896.9 | 24484.76 | 24471.55 | 23520.32 | 22339.51 | 20920.69 | 19947.77 | 531.6144 | 26583.86 | 11 | 2026
2026-11-25 | 19179.69 | 18460.01 | 18558.95 | 19188.75 | 20726.78 | 23351.37 | 25575.31 | 25722.52 | 24727.24 | 23579.16 | 22573.65 | 21562.11 | 20603.64 | 19906.01 | 19494.34 | 19709.15 | 21115.83 | 23362.47 | 23886.57 | 23832.26 | 22841.82 | 21629.32 | 20186.27 | 19185.72 | 518.9589 | 25722.52 | 11 | 2026
2026-11-26 | 18449.65 | 17326.69 | 17361.87 | 17630.7 | 18229.83 | 19548.32 | 20513.71 | 20859.96 | 20677.85 | 20226.61 | 19619.24 | 18785.27 | 17964.47 | 17439.3 | 17192.55 | 17358.22 | 18176.3 | 20165.98 | 20686.17 | 20815.18 | 19996.46 | 19052.99 | 18177.22 | 17735.86 | 453.9904 | 20859.96 | 11 | 2026
2026-11-27 | 17535.84 | 17114.95 | 17137.4 | 17400.15 | 18004.84 | 19156.83 | 20130.56 | 20487.47 | 20336.46 | 19926.99 | 19355.43 | 18557.24 | 17891.33 | 17378.2 | 17138.34 | 17287.51 | 18083.49 | 19917.08 | 20392.7 | 20487.89 | 19615.14 | 18642.27 | 17924.53 | 17474.92 | 447.3776 | 20487.89 | 11 | 2026
2026-11-28 | 17402.54 | 17118.2 | 17109.85 | 17319.5 | 17796.09 | 18401.43 | 18995 | 19754.65 | 19924.73 | 19283.94 | 18438.72 | 17978.69 | 17551.28 | 17193.03 | 17059.53 | 17245.07 | 18112.3 | 19948.65 | 20421.86 | 20429.87 | 19444.82 | 18481.51 | 17810.07 | 17333.34 | 440.5547 | 20429.87 | 11 | 2026
2026-11-29 | 17140.42 | 18847.81 | 18976.96 | 19489.2 | 20449.11 | 21586.5 | 22393.56 | 23136.08 | 23078.91 | 22119.57 | 20859.15 | 19743.62 | 18731.14 | 18199.55 | 17976.01 | 18149.82 | 19443.02 | 21943.45 | 22677.59 | 22871.27 | 22034.92 | 21108.93 | 20082.73 | 19397.56 | 490.4369 | 23136.08 | 11 | 2026
2026-11-30 | 18866.21 | 18846.78 | 19052.32 | 19771.77 | 21367.42 | 24058.18 | 26335.61 | 26482.83 | 25439.82 | 24222.13 | 23137 | 22059.06 | 21056.18 | 20303.38 | 19855.26 | 20047.14 | 21480.85 | 23791.78 | 24364.99 | 24350.42 | 23357.15 | 22162.07 | 20750.64 | 19775.71 | 530.9347 | 26482.83 | 11 | 2026
2026-12-01 | 19143.08 | 19275.33 | 19248.52 | 19616.4 | 20627.34 | 22850.66 | 25518.12 | 25972.7 | 25205.46 | 24117.51 | 23104.08 | 22003.45 | 21182.52 | 20688.8 | 20442.64 | 20752.75 | 22314.89 | 24895.38 | 24882.04 | 24536.9 | 23393.05 | 21900.12 | 20595.19 | 19558.36 | 531.8253 | 25972.7 | 12 | 2026
2026-12-02 | 19217.08 | 18199.53 | 18120.01 | 18432.13 | 19390.53 | 21185.13 | 23570.47 | 24030.06 | 23386.38 | 22473.72 | 21649.85 | 21050.45 | 20419.9 | 20009.41 | 19818.42 | 20133.65 | 21470.49 | 23706.16 | 23547.33 | 23104.73 | 21873.83 | 20830.81 | 19487.48 | 18407.8 | 503.5153 | 24030.06 | 12 | 2026
2026-12-03 | 18157.33 | 20383.76 | 20405.77 | 20826.05 | 21958.13 | 24794.65 | 27517.61 | 27973.24 | 27100.75 | 25861.29 | 24690.97 | 23450.38 | 22239.3 | 21519.87 | 21232.33 | 21544.56 | 23593.91 | 26346.24 | 26455.07 | 26194.85 | 25106.37 | 23658.91 | 21805.37 | 20800.55 | 563.6173 | 27973.24 | 12 | 2026
2026-12-04 | 20353.85 | 22439.08 | 22629.53 | 23441.94 | 25248.54 | 28251.2 | 31075.86 | 31514.17 | 30388.56 | 28793.14 | 27237.23 | 25632.24 | 24110.65 | 23001.96 | 22387.29 | 22797.96 | 25122.03 | 28201.61 | 28592.5 | 28530.49 | 27586.06 | 26279.78 | 24505.27 | 23154 | 621.2749 | 31514.17 | 12 | 2026
2026-12-05 | 22413.03 | 21421.44 | 21446.66 | 21771.51 | 22714.58 | 23814.78 | 24866.46 | 26020.55 | 26167.6 | 25014.57 | 23395.21 | 21885.71 | 20942.88 | 20208.8 | 19895.99 | 20259.29 | 21925.11 | 25094.53 | 25569.72 | 25693.68 | 24882.6 | 23850.84 | 22491.95 | 21585.56 | 553.333 | 26167.6 | 12 | 2026
2026-12-06 | 21376.8 | 20239.06 | 20207.14 | 20471.69 | 21059.17 | 21741.35 | 22719.05 | 23878.3 | 24157.87 | 23192.94 | 21775.17 | 20908.37 | 20080.61 | 19433.41 | 19178.08 | 19545.42 | 21142.58 | 23735.53 | 24056.38 | 24075.07 | 23177.67 | 22073.14 | 21066.41 | 20306.57 | 519.5978 | 24157.87 | 12 | 2026
2026-12-07 | 20159.94 | 19696.79 | 19696.88 | 20095.98 | 21158.72 | 23701.63 | 26430.98 | 26882.18 | 26053.97 | 24879.19 | 23768.43 | 22584.87 | 21570.94 | 21032 | 20755.4 | 21045.13 | 22737.15 | 25398.89 | 25446.96 | 25153.78 | 24011.41 | 22539.97 | 21058.82 | 20041.44 | 545.9014 | 26882.18 | 12 | 2026
2026-12-08 | 19706.98 | 15943.45 | 15752.22 | 15947.48 | 16793.73 | 18497.73 | 20213.03 | 20521.17 | 20260.26 | 19890.82 | 19614.45 | 19264.49 | 18848.59 | 18617.29 | 18544.17 | 18869.35 | 20080.7 | 21453.49 | 21141.68 | 20715.12 | 19765.59 | 18616.5 | 17191.67 | 16019.14 | 452.2691 | 21453.49 | 12 | 2026
2026-12-09 | 15923.19 | 17401.98 | 17286.14 | 17560.45 | 18482.77 | 20255.24 | 22187.62 | 22639.43 | 22072.82 | 21387.99 | 20927.88 | 20405.76 | 19843.2 | 19488.66 | 19332.7 | 19646.11 | 20943.53 | 22806.8 | 22547.84 | 22058.77 | 21121.87 | 20043.16 | 18679.2 | 17573.46 | 480.6166 | 22806.8 | 12 | 2026
2026-12-10 | 17253.66 | 16807.97 | 16661.95 | 16904.85 | 17796.41 | 19542.07 | 21287.14 | 21587.81 | 21251.68 | 20777.71 | 20389.81 | 19934.6 | 19429.78 | 19123.38 | 18999.47 | 19316.37 | 20578.96 | 22162.85 | 21827.28 | 21464.29 | 20564.03 | 19457.85 | 18070.69 | 16938.88 | 468.1295 | 22162.85 | 12 | 2026
2026-12-11 | 16715.95 | 17092.75 | 16961.43 | 17223.81 | 18148.78 | 19937.66 | 21704.72 | 22141.95 | 21656.21 | 21148.06 | 20718.14 | 20224.06 | 19689.15 | 19352.46 | 19206.52 | 19504.18 | 20772.35 | 22458.68 | 22149.03 | 21708.02 | 20792.68 | 19689.38 | 18319.34 | 17201.83 | 474.5171 | 22458.68 | 12 | 2026
2026-12-12 | 16925.86 | 18941.13 | 18848.59 | 19049.07 | 19576.59 | 20213.88 | 20868.07 | 21638.67 | 21991.28 | 21393.13 | 20590.68 | 19855.91 | 19140.28 | 18586.59 | 18391.7 | 18760.39 | 20288.53 | 22264.89 | 22419.27 | 22341.88 | 21521.4 | 20720.23 | 19732.07 | 18926.93 | 482.987 | 22419.27 | 12 | 2026
2026-12-13 | 18697.79 | 19586.65 | 19526.41 | 19760.75 | 20321.05 | 20986.85 | 21659.64 | 22752.58 | 23089.93 | 22212.39 | 21177.8 | 20371.48 | 19594.78 | 18990.11 | 18761.43 | 19126.5 | 20692.23 | 22974.84 | 23217.96 | 23202.05 | 22244.82 | 21359.76 | 20396.15 | 19618.47 | 500.3224 | 23217.96 | 12 | 2026
2026-12-14 | 19412.37 | 18547.99 | 18494.09 | 18836.13 | 19845.49 | 21702.67 | 24391.49 | 24840.46 | 24133.08 | 23133.39 | 22207.87 | 21404.01 | 20740.55 | 20285.19 | 20062.93 | 20354.27 | 21709.89 | 24100.88 | 24000.5 | 23619.84 | 22380.19 | 21191.63 | 19876.9 | 18818.96 | 514.0908 | 24840.46 | 12 | 2026
2026-12-15 | 18525.87 | 17610.7 | 17509.04 | 17797.72 | 18735.46 | 20525.81 | 22622.76 | 23063.14 | 22454.82 | 21606.52 | 21107.32 | 20550.52 | 19957.3 | 19577.03 | 19402.82 | 19710.19 | 21023.87 | 22976.39 | 22758.05 | 22309.76 | 21298.01 | 20232.21 | 18884.98 | 17796.63 | 488.0369 | 23063.14 | 12 | 2026
2026-12-16 | 17553.79 | 16484.49 | 16326.47 | 16556.14 | 17436.68 | 19177.13 | 20927.34 | 21222.53 | 20899.62 | 20447.56 | 20082.11 | 19649.71 | 19163.05 | 18871.75 | 18756.83 | 19070.01 | 20317.88 | 21765.31 | 21518.46 | 21149.38 | 20230.95 | 19114.52 | 17725.08 | 16589.32 | 461.0361 | 21765.31 | 12 | 2026
2026-12-17 | 16386.57 | 15551.39 | 15346.73 | 15527.44 | 16360.88 | 18060.13 | 19783.39 | 20083.08 | 19834.6 | 19487.45 | 19233.01 | 18904.17 | 18505.64 | 18288.09 | 18222.27 | 18540.58 | 19734.14 | 21077.04 | 20744.04 | 20315.12 | 19347.21 | 18188.73 | 16764.15 | 15589.21 | 439.8751 | 21077.04 | 12 | 2026
2026-12-18 | 15428.35 | 19064.72 | 19034.27 | 19402.67 | 20430.13 | 22584.01 | 25324.51 | 25765.1 | 24990.28 | 23898.93 | 22875.77 | 21789.01 | 21061.8 | 20563.9 | 20309.73 | 20592.51 | 22026.88 | 24598.51 | 24566.99 | 24243.26 | 23033.4 | 21639.58 | 20350.24 | 19321.21 | 522.8958 | 25765.1 | 12 | 2026
2026-12-19 | 18862.77 | 20982.35 | 20992.45 | 21300.98 | 21993.26 | 23089.05 | 24163.42 | 25301.72 | 25469.52 | 24354.38 | 22773.77 | 21482 | 20571.69 | 19854.98 | 19551.52 | 19907.13 | 21554.92 | 24497.83 | 24934.99 | 25058.07 | 24209.02 | 23157.54 | 21832.74 | 21115.57 | 537.0117 | 25469.52 | 12 | 2026
2026-12-20 | 20812.62 | 17880.66 | 17736.84 | 17883.32 | 18359.83 | 18955.15 | 19587.66 | 20359.92 | 20714.18 | 20306.73 | 19623.4 | 19001.44 | 18381.66 | 17908.25 | 17766.49 | 18138.32 | 19607.23 | 21362.87 | 21372.91 | 21257.5 | 20510.77 | 19662.36 | 18639.02 | 17793.85 | 463.623 | 21372.91 | 12 | 2026
2026-12-21 | 17778.27 | 18854.85 | 18817.01 | 19176.06 | 20201.95 | 22238.9 | 24965.43 | 25409.72 | 24661.99 | 23606.89 | 22621.94 | 21644.64 | 20950.17 | 20468.84 | 20229.29 | 20517.21 | 21891.67 | 24427.42 | 24371.42 | 24025.65 | 22807.87 | 21492.05 | 20191.56 | 19148.91 | 520.4997 | 25409.72 | 12 | 2026
2026-12-22 | 18782.71 | 20517.88 | 20561.89 | 21004.19 | 22258.8 | 25148.5 | 27943.13 | 28360.26 | 27402.99 | 26060.51 | 24776.82 | 23430.28 | 22125.8 | 21386.44 | 21057.94 | 21347.04 | 23332.9 | 26158.67 | 26342.17 | 26177.4 | 25114.2 | 23708.56 | 21877.81 | 20913.21 | 565.7901 | 28360.26 | 12 | 2026
2026-12-23 | 20473.41 | 21226.39 | 21304.95 | 21783.63 | 23472.31 | 26404.91 | 29223.06 | 29637.73 | 28600.05 | 27143.14 | 25738.17 | 24278.27 | 22877.02 | 21873 | 21472.3 | 21758.55 | 24005.96 | 26946.29 | 27224.69 | 27121.9 | 26115.59 | 24756.83 | 22944.22 | 21669.85 | 588.0522 | 29637.73 | 12 | 2026
2026-12-24 | 21074.2 | 21672.88 | 21772.23 | 22425.2 | 23689.02 | 25294.77 | 26694.53 | 27333.06 | 27038 | 26096.94 | 24834.87 | 23271.38 | 21493.34 | 20530.99 | 20068.31 | 20386.01 | 22163.62 | 25264.7 | 25802.75 | 26102.36 | 25458.44 | 24552.86 | 23324.75 | 22360.12 | 568.7053 | 27333.06 | 12 | 2026
2026-12-25 | 21802.89 | 22557.26 | 22737.73 | 23440.36 | 24765.42 | 26434.64 | 27862.37 | 28512.14 | 28156.02 | 27121.96 | 25755.55 | 24094.26 | 22173.93 | 21016.12 | 20520.26 | 20820.73 | 22809.41 | 25999.65 | 26606.18 | 26939.95 | 26314.03 | 25435.72 | 24240.71 | 23309.48 | 589.4268 | 28512.14 | 12 | 2026
2026-12-26 | 22907.31 | 19661.05 | 19663.85 | 19899.65 | 20268.29 | 20333.77 | 20312.33 | 21176 | 22218.74 | 22397.6 | 21877.16 | 21403.11 | 20788.43 | 20300.82 | 20243.56 | 20718.18 | 22509.38 | 25061.04 | 24916.39 | 24538.19 | 23234.4 | 21847.72 | 20783.92 | 19907.74 | 516.9686 | 25061.04 | 12 | 2026
2026-12-27 | 19717.95 | 18192.46 | 18063.32 | 18225.42 | 18716.72 | 19323.03 | 19959.45 | 20732.11 | 21064.05 | 20624.68 | 19906.51 | 19252.05 | 18604.86 | 18108.76 | 17952.81 | 18323.44 | 19808.92 | 21596.73 | 21633.85 | 21534.71 | 20804.7 | 19969.83 | 18957.13 | 18124.16 | 469.1976 | 21633.85 | 12 | 2026
2026-12-28 | 18052.94 | 17844.03 | 17754.96 | 18060.14 | 19034.59 | 20860.36 | 23105.42 | 23559.68 | 22935.67 | 22054.15 | 21414.66 | 20839.19 | 20241.95 | 19842.46 | 19658.4 | 19952.69 | 21267.04 | 23324.56 | 23126.92 | 22678.81 | 21550.54 | 20487.02 | 19147.43 | 18061.84 | 494.8555 | 23559.68 | 12 | 2026
2026-12-29 | 17776.77 | 16215.49 | 16043.15 | 16258 | 17124.34 | 18850.03 | 20587.13 | 20885.59 | 20586.46 | 20167.73 | 19835.79 | 19435.33 | 18975.97 | 18707.99 | 18609.93 | 18924.75 | 20155.29 | 21569.52 | 21296.06 | 20905.82 | 19972.33 | 18843.09 | 17443.13 | 16296.04 | 455.4657 | 21569.52 | 12 | 2026
2026-12-30 | 16119.1 | 19679.43 | 19679.94 | 20076.64 | 21117.27 | 23638.4 | 26382.63 | 26811.18 | 25961.11 | 24767.85 | 23640.72 | 22439.9 | 21416.12 | 20874.43 | 20594.06 | 20889.55 | 22575.04 | 25253.24 | 25316.32 | 25060.14 | 23932.13 | 22468.75 | 21010.15 | 20008.18 | 539.7123 | 26811.18 | 12 | 2026
2026-12-31 | 19541.09 | 18751.57 | 18704.71 | 19052.04 | 20044.17 | 21972.25 | 24669.25 | 25107.27 | 24371.92 | 23339.34 | 22381.38 | 21462.84 | 20766.67 | 20300.1 | 20070.13 | 20371.38 | 21747.51 | 24238.78 | 24171.88 | 23821.98 | 22623.15 | 21360.46 | 20054.05 | 19011.03 | 517.935 | 25107.27 | 12 | 2026
2027-01-01 | 18716.45 | 16653.27 | 16491.61 | 16617.11 | 17119.24 | 17938.09 | 18773.49 | 19094.7 | 19262.69 | 19332.14 | 19236.86 | 18950.52 | 18385.66 | 17911.33 | 17726.4 | 17943.49 | 18696.98 | 20050.13 | 20201.79 | 20169.72 | 19420.84 | 18567.27 | 17604.77 | 16850.69 | 441.7152 | 20201.79 | 1 | 2027
2027-01-02 | 16866.9 | 15600.17 | 15349.22 | 15354 | 15649.72 | 16120.76 | 16745.69 | 17356.64 | 17825.62 | 17835.93 | 17599.98 | 17416.67 | 17170.28 | 16951.44 | 16934.41 | 17200.44 | 17977.55 | 19306.68 | 19373.58 | 19219.1 | 18340.79 | 17388.68 | 16331.55 | 15505.72 | 411.4215 | 19373.58 | 1 | 2027
2027-01-03 | 15452.01 | 18709.01 | 18612.43 | 18779.69 | 19230.87 | 19836.51 | 20546.52 | 21144.21 | 21367.91 | 21031.91 | 20429.01 | 19902.34 | 19364.5 | 18901.66 | 18722.56 | 18972.12 | 19928.67 | 21603.83 | 21956.25 | 21998.13 | 21286.05 | 20473.8 | 19532.01 | 18834.95 | 476.6169 | 21998.13 | 1 | 2027
2027-01-04 | 18521.2 | 20593.68 | 20642.83 | 21054.35 | 22050.79 | 24258.66 | 26867.18 | 27101.37 | 26202.39 | 25160.12 | 24168.17 | 23138.54 | 22392.1 | 21843.32 | 21523.11 | 21691.03 | 22619.82 | 24917.17 | 25489.35 | 25484.98 | 24451.3 | 23128.13 | 21971.36 | 21137.92 | 556.4089 | 27101.37 | 1 | 2027
2027-01-05 | 20634.77 | 18985.71 | 18952.13 | 19273.93 | 20164.02 | 21868.74 | 23967.46 | 24203.48 | 23483.95 | 22736.75 | 22240.48 | 21715.45 | 21153.17 | 20735.72 | 20501.99 | 20690.63 | 21534.91 | 23146.4 | 23512.05 | 23370.86 | 22486.48 | 21503.54 | 20288.29 | 19392.42 | 516.5433 | 24203.48 | 1 | 2027
2027-01-06 | 19085.76 | 18476.53 | 18416.96 | 18711.21 | 19575.44 | 21255.77 | 23065.61 | 23307.32 | 22698.24 | 22210.97 | 21777.7 | 21312.17 | 20799.41 | 20423.91 | 20218.71 | 20411.51 | 21225.33 | 22731.47 | 22943.11 | 22814.51 | 22004.94 | 20998.43 | 19762.51 | 18844.43 | 503.072 | 23307.32 | 1 | 2027
2027-01-07 | 18526 | 18147.02 | 18070.32 | 18346.51 | 19193.47 | 20857.12 | 22585.83 | 22754.73 | 22317.61 | 21869.82 | 21478.29 | 21051.78 | 20571.85 | 20224.06 | 20037.84 | 20233.53 | 21027.11 | 22494.09 | 22673.76 | 22520.44 | 21693.77 | 20671.95 | 19422.04 | 18488.94 | 495.2579 | 22754.73 | 1 | 2027
2027-01-08 | 18196.66 | 20077.76 | 20095.47 | 20475.06 | 21433.62 | 23323.92 | 25891.19 | 26136.24 | 25307.47 | 24361.94 | 23471.8 | 22668.23 | 22010.77 | 21509.69 | 21219.85 | 21390.68 | 22284.53 | 24347.62 | 24838.78 | 24769 | 23691.61 | 22555.49 | 21379.2 | 20523.66 | 541.9602 | 26136.24 | 1 | 2027
2027-01-09 | 20066.06 | 17499.15 | 17338.42 | 17438.54 | 17824.41 | 18365.41 | 19019.49 | 19631.02 | 19962.79 | 19775.84 | 19329.9 | 18948.65 | 18534.16 | 18175.29 | 18067.81 | 18328.88 | 19209.12 | 20737.65 | 20970.81 | 20917.96 | 20145.01 | 19276.24 | 18280.89 | 17526.26 | 455.3698 | 20970.81 | 1 | 2027
2027-01-10 | 17458.19 | 16774.08 | 16576.55 | 16637.8 | 16986.81 | 17493.84 | 18123.09 | 18739.6 | 19131.21 | 19027.88 | 18670.64 | 18372.72 | 18028.2 | 17728.34 | 17660.72 | 17927.07 | 18764.23 | 20209.25 | 20373.83 | 20270.63 | 19459.07 | 18557.04 | 17532.88 | 16746.89 | 437.2506 | 20373.83 | 1 | 2027
2027-01-11 | 16648.41 | 18695.49 | 18645.44 | 18952.91 | 19848.77 | 21555.82 | 23465.83 | 23726.86 | 23064.23 | 22516.77 | 22067.9 | 21591.97 | 21081.44 | 20692.71 | 20481.99 | 20666.33 | 21477.72 | 22993.61 | 23269.57 | 23068.24 | 22250.25 | 21245.18 | 20010.24 | 19089.18 | 507.1069 | 23726.86 | 1 | 2027
2027-01-12 | 18661.83 | 21144.41 | 21214.01 | 21644.78 | 22638.14 | 25094.58 | 27674.01 | 27908.97 | 26963.43 | 25855.07 | 24796.23 | 23695.84 | 22700.03 | 22122.04 | 21784.18 | 21966.44 | 22928.97 | 25467.04 | 26104.44 | 26131.87 | 25170.35 | 23885.68 | 22505.04 | 21691.29 | 569.7487 | 27908.97 | 1 | 2027
2027-01-13 | 21176.62 | 25228.78 | 25576.7 | 26463.84 | 28180.83 | 30988.55 | 33703.8 | 33917.39 | 32582.23 | 30923.83 | 29282.55 | 27637.96 | 26082.49 | 24859.19 | 24113.27 | 24339.35 | 25998.05 | 29110.16 | 30200.42 | 30539.35 | 29840.49 | 28777.47 | 27320.5 | 26360.87 | 673.2047 | 33917.39 | 1 | 2027
2027-01-14 | 25417.28 | 24420.35 | 24726.83 | 25570.51 | 27245.48 | 30014.31 | 32700.26 | 32920.03 | 31652.66 | 30088.85 | 28547.44 | 26995.73 | 25519.22 | 24362.19 | 23661.07 | 23892.97 | 25502.94 | 28521.33 | 29534.83 | 29817.02 | 29076.28 | 27976.28 | 26486.58 | 25491.04 | 660.1415 | 32920.03 | 1 | 2027
2027-01-15 | 24807.66 | 22936.33 | 23090.49 | 23834.01 | 25442.14 | 28159.71 | 30796.16 | 31040.01 | 29912.54 | 28538.5 | 27192.9 | 25822.78 | 24504.26 | 23475.45 | 22917.65 | 23089.17 | 24592.7 | 27419.25 | 28270.28 | 28423.89 | 27571.98 | 26387.23 | 24834.63 | 23766.05 | 626.8258 | 31040.01 | 1 | 2027
2027-01-16 | 23158.55 | 22119.78 | 22183.56 | 22520.43 | 23179.13 | 24241.7 | 25326.99 | 26191.89 | 26171.79 | 25187.03 | 23790.97 | 22659.85 | 21824.19 | 21113.56 | 20775.34 | 21018.21 | 22157.35 | 24651.8 | 25573.85 | 25881.67 | 25146.68 | 24198.63 | 23031.52 | 22459.02 | 564.5635 | 26191.89 | 1 | 2027
2027-01-17 | 22200.96 | 21575.29 | 21611.17 | 21918.71 | 22501.55 | 23303.69 | 24360.54 | 25231.48 | 25276.75 | 24383.19 | 23083.4 | 22227.56 | 21445.08 | 20779.15 | 20471.19 | 20718.09 | 21824.43 | 24085.29 | 24933.37 | 25186.39 | 24411.13 | 23427.46 | 22469.74 | 21873.1 | 549.2987 | 25276.75 | 1 | 2027
2027-01-18 | 21618.51 | 19956.96 | 19964 | 20331.77 | 21284.52 | 23079.61 | 25577.71 | 25848.33 | 25068.27 | 24180.39 | 23349.02 | 22621.01 | 22005.86 | 21530.85 | 21266.39 | 21451.71 | 22327.17 | 24352.56 | 24810.54 | 24679.25 | 23610.78 | 22501.66 | 21301.2 | 20422.14 | 543.1402 | 25848.33 | 1 | 2027
2027-01-19 | 20097.69 | 20801.21 | 20847.78 | 21254.6 | 22224.02 | 24456.25 | 26973.54 | 27229.13 | 26349.22 | 25325.72 | 24355.44 | 23335.13 | 22494.46 | 21956.98 | 21649.74 | 21842.07 | 22775.4 | 25167 | 25741.82 | 25698.59 | 24718.93 | 23407.65 | 22143.93 | 21304.74 | 562.151 | 27229.13 | 1 | 2027
2027-01-20 | 20881.33 | 22229.17 | 22346.07 | 22827.22 | 24257.62 | 26890.45 | 29460.21 | 29708.38 | 28669.45 | 27420.91 | 26211.92 | 24967.8 | 23752.46 | 22855.5 | 22474.54 | 22659.49 | 23969.55 | 26677.89 | 27438.94 | 27522.06 | 26652.3 | 25432.54 | 23829.58 | 22832.54 | 601.9679 | 29708.38 | 1 | 2027
2027-01-21 | 22332.31 | 21791.88 | 21886.32 | 22343.73 | 23534.98 | 26137.2 | 28683.1 | 28936.51 | 27950.51 | 26775.6 | 25644.51 | 24473.19 | 23319.23 | 22588.42 | 22232.14 | 22420.7 | 23590.38 | 26225.58 | 26926.79 | 26964.74 | 26062.39 | 24813.84 | 23185.14 | 22361.56 | 591.1808 | 28936.51 | 1 | 2027
2027-01-22 | 21969.24 | 23600.84 | 23853.84 | 24646.03 | 26281.85 | 29006.65 | 31616.5 | 31875.09 | 30714.53 | 29286.21 | 27881.65 | 26453.31 | 25084.87 | 24015.76 | 23378.15 | 23614.77 | 25148.42 | 28033.94 | 28937.08 | 29100.01 | 28296.47 | 27141.2 | 25598.11 | 24544.85 | 640.0794 | 31875.09 | 1 | 2027
2027-01-23 | 23777.15 | 20930.57 | 20929.13 | 21197.63 | 21742.28 | 22398.37 | 23144.59 | 24035.92 | 24177.84 | 23413.75 | 22458.58 | 21731.82 | 21022.79 | 20419.52 | 20156.48 | 20414.21 | 21475.06 | 23460.09 | 24207.96 | 24367.53 | 23550.23 | 22691.63 | 21799.12 | 21165.84 | 534.6681 | 24367.53 | 1 | 2027
2027-01-24 | 21009.79 | 21174.19 | 21183.4 | 21463.21 | 22018.32 | 22680.63 | 23546.22 | 24440.44 | 24561.31 | 23765.6 | 22681.21 | 21931.86 | 21203.53 | 20584.33 | 20311.52 | 20569.93 | 21642.59 | 23732.24 | 24507.93 | 24680.1 | 23883.45 | 22935.15 | 22048.39 | 21422.36 | 537.9777 | 24680.1 | 1 | 2027
2027-01-25 | 21167.79 | 19828.73 | 19822.51 | 20176.99 | 21115 | 22833.66 | 25238.03 | 25530.2 | 24795.13 | 23962.05 | 23187.01 | 22542.24 | 21955.9 | 21506.02 | 21262.17 | 21457.06 | 22314.32 | 24284.52 | 24706.15 | 24519.44 | 23451.24 | 22381.69 | 21161.31 | 20263.71 | 539.4629 | 25530.2 | 1 | 2027
2027-01-26 | 19943.55 | 16755.38 | 16591.45 | 16777.9 | 17533.25 | 19084.44 | 20679.59 | 20891.58 | 20620 | 20390.43 | 20226.89 | 20006.04 | 19701.9 | 19503.67 | 19426.83 | 19652.39 | 20338.35 | 21599.7 | 21615.41 | 21296.4 | 20411.67 | 19316.98 | 17976.31 | 16950.77 | 467.2909 | 21615.41 | 1 | 2027
2027-01-27 | 16802.87 | 19701.85 | 19677.1 | 20010.81 | 20907 | 22578.57 | 24855.19 | 25157.21 | 24472.4 | 23708.15 | 23013.08 | 22444.89 | 21892.55 | 21487.86 | 21275.49 | 21495.28 | 22351.09 | 24328.31 | 24701.11 | 24473.17 | 23394.91 | 22316.8 | 21069.37 | 20150.26 | 532.2653 | 25157.21 | 1 | 2027
2027-01-28 | 19669.66 | 21057.57 | 21106.85 | 21517.77 | 22487.42 | 24804.34 | 27253.44 | 27537.25 | 26672.45 | 25657.85 | 24694.08 | 23673.25 | 22732.57 | 22196.44 | 21895.57 | 22098.79 | 23048.47 | 25531.48 | 26112.21 | 26029.83 | 25085 | 23783.37 | 22397.06 | 21549.04 | 568.5918 | 27537.25 | 1 | 2027
2027-01-29 | 21112.53 | 20572.1 | 20594.13 | 20979.91 | 21939.23 | 23990.87 | 26415.87 | 26719.43 | 25924.83 | 25001.68 | 24130.22 | 23195.53 | 22479.8 | 21984.71 | 21710.77 | 21905.46 | 22796.07 | 25071.86 | 25570.05 | 25414.19 | 24402.99 | 23066.12 | 21863.64 | 20990.14 | 557.8321 | 26719.43 | 1 | 2027
2027-01-30 | 20629.16 | 20347.94 | 20309.04 | 20538.93 | 21044.08 | 21649.55 | 22271.91 | 22913.01 | 23149.08 | 22645.53 | 21933.26 | 21295.35 | 20661.75 | 20122.82 | 19907.32 | 20179.13 | 21192.99 | 22981.18 | 23575.07 | 23627.92 | 22873.48 | 22122.81 | 21189.86 | 20515.94 | 517.6771 | 23627.92 | 1 | 2027
2027-01-31 | 20308.12 | 20559.43 | 20529.57 | 20769.09 | 21283.06 | 21893.34 | 22513.38 | 23251.93 | 23480.06 | 22858.6 | 22126.65 | 21469.7 | 20819.84 | 20267.53 | 20043.94 | 20316.59 | 21340.38 | 23165.89 | 23836.84 | 23899.36 | 23076.36 | 22334.48 | 21406.07 | 20738.03 | 522.2882 | 23899.36 | 1 | 2027
2027-02-01 | 20970.51 | 23044.12 | 23312.48 | 24069.67 | 25584.99 | 28149.18 | 30579.08 | 30649.37 | 29473.93 | 28104.57 | 26802.55 | 25519.71 | 24316.19 | 23350.67 | 22725.7 | 22760.92 | 23682.24 | 25829.4 | 27152.06 | 27522.15 | 26830.14 | 25877.08 | 24633.59 | 23761.09 | 614.7014 | 30649.37 | 2 | 2027
2027-02-02 | 23141.49 | 23939.09 | 24241.63 | 25033.3 | 26561.4 | 29128.34 | 31565.77 | 31631.19 | 30401.38 | 28957.3 | 27582.81 | 26229.82 | 24958.4 | 23952.89 | 23288.53 | 23347.44 | 24335.31 | 26573.31 | 27962.33 | 28380.47 | 27741.01 | 26817.17 | 25589.01 | 24741.99 | 636.1014 | 31631.19 | 2 | 2027
2027-02-03 | 24139.18 | 19289.66 | 19322.44 | 19734.02 | 20726.96 | 22595.16 | 24871.34 | 24947.72 | 24115.55 | 23237.66 | 22471.8 | 21837.85 | 21193.06 | 20697.74 | 20368.84 | 20429.32 | 20967.32 | 22288.03 | 23109.93 | 23210.11 | 22404.54 | 21498.42 | 20376.01 | 19534.48 | 523.3671 | 24947.72 | 2 | 2027
2027-02-04 | 19430.47 | 20197.02 | 20273.38 | 20731.16 | 21767.38 | 23932.85 | 26230.61 | 26305.72 | 25389.9 | 24392.39 | 23485.63 | 22567.56 | 21841.25 | 21277.6 | 20903.91 | 20961.16 | 21549.22 | 23029.6 | 24055.11 | 24219.39 | 23392.04 | 22401.07 | 21309.18 | 20502.17 | 540.1458 | 26305.72 | 2 | 2027
2027-02-05 | 20206.69 | 19126.67 | 19144.61 | 19546.02 | 20539.61 | 22404.96 | 24608.12 | 24707.38 | 23916.03 | 23086.68 | 22406.54 | 21804.83 | 21192.59 | 20719.94 | 20406.81 | 20459.7 | 20971.78 | 22253.84 | 23008.08 | 23056.23 | 22250.95 | 21320.66 | 20183.49 | 19323.28 | 516.6455 | 24707.38 | 2 | 2027
2027-02-06 | 19094.37 | 18430.76 | 18364.23 | 18581.02 | 19086.59 | 19774.93 | 20474.2 | 20993.77 | 21139.6 | 20735.8 | 20092.74 | 19538.27 | 18987.3 | 18505.02 | 18275.09 | 18409.54 | 19019.79 | 20370.37 | 21142.9 | 21298.63 | 20637.27 | 19878.52 | 19001.31 | 18327.8 | 470.1598 | 21298.63 | 2 | 2027
2027-02-07 | 18276.28 | 20873.86 | 20928.14 | 21272.35 | 21899.26 | 22703.99 | 23659.1 | 24297.79 | 24239.59 | 23398.37 | 22317.38 | 21493.95 | 20715.37 | 20042.39 | 19685.86 | 19807.63 | 20558.36 | 22180.06 | 23265.02 | 23649.92 | 22997.07 | 22305.51 | 21518.09 | 20944.67 | 523.03 | 24297.79 | 2 | 2027
2027-02-08 | 20698 | 21961.22 | 22122.11 | 22671.94 | 24094.8 | 26576.82 | 28909.58 | 28999.97 | 27937.51 | 26721.08 | 25577.07 | 24432.67 | 23343.36 | 22531.92 | 22076.23 | 22120.02 | 22792.36 | 24776.86 | 25984.06 | 26243.99 | 25518.07 | 24522.28 | 23224.73 | 22397.78 | 586.2344 | 28999.97 | 2 | 2027
2027-02-09 | 21988.89 | 19577.51 | 19616.06 | 20034.46 | 21031.71 | 22958.53 | 25186.11 | 25283.26 | 24455.57 | 23574.42 | 22790.32 | 22098.63 | 21447.38 | 20948.08 | 20621.22 | 20691.75 | 21233.31 | 22561.61 | 23461.28 | 23536.69 | 22691.89 | 21794.34 | 20663.5 | 19817.16 | 528.0637 | 25283.26 | 2 | 2027
2027-02-10 | 19635.82 | 20015.21 | 20073.99 | 20513.87 | 21531.21 | 23598.14 | 25830.63 | 25929.3 | 25064.26 | 24128.74 | 23286.88 | 22453.76 | 21764.97 | 21234.51 | 20887.73 | 20957.91 | 21522.49 | 22939.57 | 23922.79 | 24024.47 | 23195.6 | 22230.54 | 21112.66 | 20281.48 | 536.1365 | 25929.3 | 2 | 2027
2027-02-11 | 19993.21 | 18137.13 | 18100.6 | 18440.39 | 19361.39 | 21134.4 | 22944.03 | 23058.04 | 22410.31 | 21875.12 | 21430.68 | 20959.22 | 20451.36 | 20072.72 | 19827.94 | 19910.76 | 20363.82 | 21521.84 | 22135.3 | 22092.75 | 21333.21 | 20369.04 | 19177.02 | 18264.05 | 493.3643 | 23058.04 | 2 | 2027
2027-02-12 | 18136.28 | 17449.64 | 17374.94 | 17679.55 | 18578.33 | 20341.1 | 22048.71 | 22155.01 | 21681.82 | 21235.12 | 20878.66 | 20488.8 | 20054.19 | 19732.27 | 19524.99 | 19599.79 | 19999.21 | 21066.17 | 21600 | 21488.54 | 20664.56 | 19655.85 | 18435.64 | 17488.1 | 477.3573 | 22155.01 | 2 | 2027
2027-02-13 | 17323.86 | 18054.83 | 17959.19 | 18146.52 | 18620.97 | 19262.49 | 19894.81 | 20437.73 | 20645.04 | 20318.79 | 19757.08 | 19274.08 | 18782.89 | 18352.54 | 18162.8 | 18313.12 | 18885.93 | 20165.27 | 20882.67 | 20968.9 | 20298.56 | 19517.48 | 18603.53 | 17894.02 | 460.5231 | 20968.9 | 2 | 2027
2027-02-14 | 17815.59 | 21215.92 | 21276.45 | 21628.22 | 22259.89 | 23131.93 | 24024.43 | 24689.57 | 24638.61 | 23795.55 | 22634.4 | 21804.75 | 21019 | 20342.28 | 19989.29 | 20124.11 | 20878.24 | 22507.16 | 23683.74 | 24035.46 | 23419.65 | 22655.65 | 21857.16 | 21276.95 | 530.704 | 24689.57 | 2 | 2027
2027-02-15 | 21002.83 | 22469.76 | 22645.07 | 23321.22 | 24782.62 | 27252.4 | 29528.5 | 29644.59 | 28573.42 | 27332.52 | 26161.81 | 24987.61 | 23870.7 | 22981.05 | 22479.45 | 22535.75 | 23324.76 | 25341.46 | 26579.68 | 26818.92 | 26140.09 | 25165.46 | 23861.77 | 22932.89 | 599.7343 | 29644.59 | 2 | 2027
2027-02-16 | 22494.86 | 20500.18 | 20573.57 | 21029.93 | 22060.31 | 24248.08 | 26433.43 | 26553.96 | 25677.04 | 24714.38 | 23842.64 | 22941.02 | 22162.47 | 21614.18 | 21260.64 | 21340.87 | 21919.22 | 23466.39 | 24481.95 | 24570.29 | 23786.05 | 22723.12 | 21602.53 | 20772.76 | 550.7699 | 26553.96 | 2 | 2027
2027-02-17 | 20562.38 | 16148.31 | 16002.91 | 16229.32 | 17038.8 | 18696.21 | 20315.69 | 20432.92 | 20080.17 | 19801.03 | 19627.05 | 19403.86 | 19106.18 | 18905.2 | 18783.85 | 18890.49 | 19213.53 | 20121.94 | 20532.95 | 20320.89 | 19466.08 | 18407.28 | 17119.46 | 16104.22 | 451.3107 | 20562.38 | 2 | 2027
2027-02-18 | 16129.09 | 15659.29 | 15488.63 | 15688.63 | 16472.37 | 18105.84 | 19706.87 | 19828.09 | 19516.87 | 19295.51 | 19182.73 | 19016.07 | 18766.55 | 18605.91 | 18511.76 | 18622.18 | 18915.52 | 19766.96 | 20131.23 | 19884.41 | 19004.73 | 17923.53 | 16615.38 | 15577.87 | 436.416 | 20131.23 | 2 | 2027
2027-02-19 | 15498.51 | 16823.24 | 16706.95 | 16968.88 | 17824.09 | 19529.1 | 21162.65 | 21293.44 | 20901.67 | 20560.52 | 20315.49 | 20025.27 | 19674.02 | 19423.83 | 19269.84 | 19362.2 | 19709.76 | 20677.44 | 21132.85 | 20935.68 | 20089.27 | 19046.86 | 17780.26 | 16786.15 | 461.498 | 21293.44 | 2 | 2027
2027-02-20 | 16580.39 | 18277.53 | 18182.73 | 18371.92 | 18845.74 | 19467 | 20049.75 | 20613.07 | 20834.04 | 20517.84 | 19966.56 | 19489.1 | 19001.02 | 18575.32 | 18394.24 | 18557.49 | 19127.89 | 20403.02 | 21120.34 | 21175.24 | 20527.32 | 19750.77 | 18822.4 | 18102.05 | 464.7528 | 21175.24 | 2 | 2027
2027-02-21 | 17993.65 | 17296.04 | 17150.68 | 17286.84 | 17709.43 | 18282.82 | 18828.75 | 19400.08 | 19704.06 | 19503.45 | 19074.52 | 18710.74 | 18318.99 | 17974.27 | 17847.99 | 18018.88 | 18529.87 | 19690.58 | 20314.13 | 20298.97 | 19600.5 | 18778.83 | 17810.05 | 17045.48 | 445.1696 | 20314.13 | 2 | 2027
2027-02-22 | 17061.12 | 16446.9 | 16311.26 | 16551.21 | 17391.56 | 19067.5 | 20666.12 | 20808.28 | 20460.87 | 20176.7 | 19992.48 | 19762.13 | 19468.3 | 19256.26 | 19133.21 | 19237.12 | 19557.11 | 20472.87 | 20889.66 | 20650.25 | 19796.43 | 18740.48 | 17447.56 | 16424.46 | 455.7698 | 20889.66 | 2 | 2027
2027-02-23 | 16297.67 | 18410.62 | 18368.67 | 18704.74 | 19617.16 | 21346.51 | 23089.07 | 23250.81 | 22623.19 | 22100.79 | 21692.08 | 21245.59 | 20756.74 | 20397.5 | 20175.8 | 20283.02 | 20723.41 | 21858.34 | 22459.1 | 22350.23 | 21625.52 | 20663.69 | 19439.78 | 18500.64 | 495.9807 | 23250.81 | 2 | 2027
2027-02-24 | 18225.66 | 19925.99 | 19958.1 | 20372.25 | 21359.1 | 23298.34 | 25377.39 | 25534.22 | 24762.23 | 23933.52 | 23202.37 | 22461.17 | 21833.02 | 21357.46 | 21059.25 | 21159.95 | 21685.99 | 23050.18 | 23968.64 | 23941.44 | 23135.43 | 22168.35 | 20998.22 | 20119.66 | 532.8879 | 25534.22 | 2 | 2027
2027-02-25 | 19809.68 | 18056.38 | 17993.62 | 18308.15 | 19199.06 | 20903.48 | 22508.92 | 22675.74 | 22177.26 | 21727.03 | 21371.08 | 20972.81 | 20524.79 | 20200.39 | 20003.83 | 20116.9 | 20531.83 | 21618.06 | 22180.05 | 22034.45 | 21294.07 | 20314.62 | 19070.91 | 18111.08 | 491.7042 | 22675.74 | 2 | 2027
2027-02-26 | 18009.32 | 17247.56 | 17140.63 | 17413.62 | 18276.35 | 19965.21 | 21546.26 | 21699.92 | 21310.48 | 20962.26 | 20708.34 | 20405.11 | 20041.7 | 19783.62 | 19631.1 | 19736.67 | 20090.92 | 21072.47 | 21543.69 | 21321.32 | 20509.77 | 19480.27 | 18204.08 | 17204.9 | 473.3056 | 21699.92 | 2 | 2027
2027-02-27 | 17079.68 | 19702.46 | 19667.68 | 19921.28 | 20453.58 | 21104.92 | 21668.1 | 22247.9 | 22389.2 | 21951.15 | 21269.13 | 20664.74 | 20068.42 | 19554.03 | 19320.15 | 19489.67 | 20125.89 | 21529.22 | 22356.44 | 22454.17 | 21893.88 | 21175.91 | 20277.42 | 19595.35 | 495.9604 | 22454.17 | 2 | 2027
2027-02-28 | 19425.65 | 20177.94 | 20164.56 | 20440.91 | 20994.32 | 21659.62 | 22223.51 | 22853.3 | 22989.29 | 22433.34 | 21702.78 | 21052.13 | 20416.55 | 19869.71 | 19615.63 | 19785.36 | 20445.53 | 21895.38 | 22761.99 | 22894.72 | 22347.31 | 21649.61 | 20764.12 | 20097.56 | 508.6608 | 22989.29 | 2 | 2027
2027-03-01 | 20028.06 | 21299.79 | 21547.91 | 22243.97 | 23643.4 | 26023.47 | 28011.75 | 28070.62 | 26965.64 | 25769.89 | 24712 | 23670.82 | 22667.36 | 21838.81 | 21309.06 | 21291.27 | 21958.99 | 23400.03 | 24580.81 | 25091.06 | 24474.13 | 23532.49 | 22290.4 | 21447.07 | 565.8688 | 28070.62 | 3 | 2027
2027-03-02 | 21170.72 | 20593.37 | 20800.33 | 21451.99 | 22789.2 | 25104.35 | 27051.7 | 27105.53 | 26054.8 | 24941.54 | 23975.4 | 23014.74 | 22066.27 | 21302.21 | 20812.29 | 20812.77 | 21444.92 | 22808.27 | 23926.48 | 24397.28 | 23763.53 | 22795.76 | 21522.19 | 20652.33 | 550.358 | 27105.53 | 3 | 2027
2027-03-03 | 20481.48 | 19417.46 | 19527.54 | 19993.78 | 21168.59 | 23416.57 | 25313.52 | 25378.02 | 24444.44 | 23494.78 | 22701.38 | 21901.55 | 21089.5 | 20440.15 | 20084.88 | 20094.48 | 20586.29 | 21787.47 | 22772.79 | 23145.43 | 22439.02 | 21407.02 | 20144.7 | 19381.69 | 520.6125 | 25378.02 | 3 | 2027
2027-03-04 | 19305.17 | 19178.61 | 19274.52 | 19726.13 | 20823.35 | 23050.31 | 24923.75 | 24995.52 | 24093.54 | 23186.14 | 22436.73 | 21677.05 | 20898.98 | 20285.49 | 19970.06 | 19983.79 | 20429.68 | 21590.3 | 22543.35 | 22885.03 | 22165.91 | 21119.28 | 19895.8 | 19118.58 | 513.5571 | 24995.52 | 3 | 2027
2027-03-05 | 19036.04 | 18749.43 | 18818.38 | 19251.85 | 20238.15 | 22453.86 | 24314.17 | 24403.18 | 23552.03 | 22713.76 | 22026.76 | 21329.82 | 20609.93 | 20098.74 | 19805.91 | 19807.01 | 20199.8 | 21243.87 | 22132.13 | 22416.44 | 21637.7 | 20553.2 | 19413.86 | 18617.45 | 503.4235 | 24403.18 | 3 | 2027
2027-03-06 | 18537.46 | 17525.59 | 17489.34 | 17715.3 | 18211.73 | 18878 | 19320.38 | 19814.44 | 19907.76 | 19539.7 | 18998.35 | 18550.53 | 18087.14 | 17655.48 | 17474.74 | 17558.3 | 18012.22 | 18906.73 | 19642.27 | 19939.52 | 19352.84 | 18609.15 | 17719.5 | 17074.56 | 444.521 | 19939.52 | 3 | 2027
2027-03-07 | 17219.53 | 17929.97 | 17912.34 | 18158.15 | 18673.1 | 19352.65 | 19798.34 | 20306.27 | 20388.36 | 19951.21 | 19366.85 | 18878.21 | 18380.13 | 17919.78 | 17720.89 | 17804.01 | 18279.09 | 19214.6 | 19984.57 | 20301.18 | 19737.67 | 19011.38 | 18133.94 | 17503.03 | 451.9253 | 20388.36 | 3 | 2027
2027-03-08 | 17575.01 | 18543.88 | 18603.35 | 19019.2 | 19997.43 | 22130.81 | 23950.59 | 24058.04 | 23256.85 | 22476.41 | 21855.29 | 21218.83 | 20559.64 | 20094.22 | 19832.59 | 19848.78 | 20222.66 | 21221.05 | 22072.87 | 22309.58 | 21530.19 | 20436.02 | 19295.09 | 18467.47 | 498.5759 | 24058.04 | 3 | 2027
2027-03-09 | 18339.08 | 17346.59 | 17341.91 | 17688.93 | 18581.85 | 20305.3 | 22062.86 | 22167.3 | 21477.1 | 20859.77 | 20415.37 | 19996.89 | 19566.16 | 19226.64 | 19027.16 | 19062.5 | 19372.92 | 20096.28 | 20761.28 | 20913.37 | 20137.9 | 19199.8 | 18012.19 | 17140.7 | 469.0999 | 22167.3 | 3 | 2027
2027-03-10 | 17143.44 | 17272.29 | 17205.13 | 17493.65 | 18327.51 | 19963.59 | 21626.65 | 21817.72 | 21338.54 | 20985.34 | 20838.7 | 20669.16 | 20413.84 | 20259.23 | 20205.61 | 20316.32 | 20674.47 | 21422.66 | 21932.99 | 21886.32 | 20881.75 | 19720.78 | 18401.52 | 17400.32 | 478.1975 | 21932.99 | 3 | 2027
2027-03-11 | 17178.41 | 15748.28 | 15662.34 | 15924.14 | 16734.39 | 18357.42 | 19727.43 | 19823.71 | 19389.38 | 19070.85 | 18906.52 | 18711.69 | 18432.81 | 18220.74 | 18107.66 | 18153.42 | 18366.3 | 18904.68 | 19346.89 | 19360.67 | 18607.98 | 17599.91 | 16349.48 | 15408.73 | 432.0938 | 19823.71 | 3 | 2027
2027-03-12 | 15489.5 | 17019.97 | 16989.71 | 17320.48 | 18205.32 | 19907.68 | 21554.5 | 21685.38 | 21049.78 | 20503.1 | 20147.11 | 19823.52 | 19439.93 | 19132.96 | 18958.54 | 18985.42 | 19260.44 | 19923.6 | 20476.07 | 20558.35 | 19806.26 | 18837.37 | 17630.81 | 16737.5 | 459.4433 | 21685.38 | 3 | 2027
2027-03-13 | 16660.11 | 16201.45 | 16087.79 | 16233.74 | 16650.71 | 17225.27 | 17567.72 | 18092.32 | 18324.99 | 18144.12 | 17797.99 | 17529.19 | 17216.52 | 16914 | 16826.47 | 16931.53 | 17291.38 | 18005.33 | 18596.74 | 18758.68 | 18112.63 | 17302.81 | 16340.74 | 15619.4 | 414.4316 | 18758.68 | 3 | 2027
2027-03-14 | 15761.52 | 16120.13 | 15983.79 | 16129.67 | 16517.38 | 17095 | 17773.7 | 18422.18 | 18787.94 | 18651.84 | 18263.53 | 17933.17 | 17583.94 | 17239.85 | 17070.89 | 17131.67 | 17308.67 | 17511.69 | 18125.96 | 19154.47 | 18798.81 | 18037.97 | 17021.29 | 16223.06 | 418.6481 | 19154.47 | 3 | 2027
2027-03-15 | 16025.78 | 17574.25 | 17560.38 | 17923.59 | 18820.41 | 20620.45 | 22760.02 | 23044.54 | 22513.77 | 21936.75 | 21419.48 | 20851.57 | 20282.42 | 19883.23 | 19599.09 | 19583.8 | 19709.78 | 19931.16 | 20597.45 | 21780.97 | 21321.29 | 20266.9 | 19025.95 | 18073.6 | 481.1066 | 23044.54 | 3 | 2027
2027-03-16 | 17615.23 | 15879.11 | 15775.66 | 16043.49 | 16829.16 | 18448.9 | 20132.32 | 20412.71 | 20060.9 | 19781.69 | 19568.1 | 19303.66 | 18980.64 | 18722.12 | 18527.79 | 18534.91 | 18569.32 | 18605.23 | 19079.23 | 19949.33 | 19503 | 18550.12 | 17242.29 | 16223.55 | 442.3385 | 20412.71 | 3 | 2027
2027-03-17 | 15945.69 | 14564.97 | 14393.66 | 14590.62 | 15307.14 | 16862.21 | 18495.33 | 18736.99 | 18546.37 | 18422.4 | 18372.23 | 18259.02 | 18065.01 | 17914.76 | 17793.83 | 17810.62 | 17764.93 | 17647.51 | 17996.36 | 18772.77 | 18259.91 | 17246.99 | 15885.37 | 14807.24 | 412.4619 | 18772.77 | 3 | 2027
2027-03-18 | 14562.47 | 15583.1 | 15458.82 | 15705.57 | 16469.8 | 18063.04 | 19716.26 | 19959 | 19698.3 | 19473.24 | 19316.5 | 19104.83 | 18827.19 | 18607.92 | 18442.56 | 18458.95 | 18470.26 | 18458.57 | 18891.48 | 19719.94 | 19256.35 | 18282.79 | 16951.26 | 15908.09 | 433.3863 | 19959 | 3 | 2027
2027-03-19 | 15555.59 | 16971.75 | 16912.75 | 17238.34 | 18086.18 | 19767.6 | 21736.13 | 22040.45 | 21589.95 | 21125.84 | 20720.11 | 20264.31 | 19855.89 | 19518.95 | 19276.17 | 19267.46 | 19347.62 | 19480.41 | 20031.39 | 21056.72 | 20552.21 | 19595.19 | 18320.61 | 17337.98 | 465.6496 | 22040.45 | 3 | 2027
2027-03-20 | 16914.34 | 18053.14 | 18003.11 | 18241.27 | 18714.41 | 19349.23 | 20033.36 | 20796.05 | 21091.2 | 20698.89 | 20033 | 19516.74 | 19010.03 | 18536.08 | 18286.41 | 18348.6 | 18623.82 | 19016.02 | 19788.58 | 21011.33 | 20719.49 | 19972.8 | 19008.39 | 18271.83 | 462.0381 | 21091.2 | 3 | 2027
2027-03-21 | 17979.8 | 16757.89 | 16642.14 | 16811.36 | 17217.95 | 17791.68 | 18430.47 | 19099.12 | 19447.53 | 19278.16 | 18851.52 | 18481.29 | 18098.41 | 17728.44 | 17548.88 | 17619.49 | 17817.12 | 18060.75 | 18712.23 | 19734.09 | 19422.54 | 18683.66 | 17668.59 | 16875.92 | 434.759 | 19734.09 | 3 | 2027
2027-03-22 | 16714.24 | 15831.32 | 15714.93 | 15972.53 | 16764.3 | 18376.41 | 20013.04 | 20300.32 | 20035.02 | 19814.67 | 19656.85 | 19447.61 | 19185.91 | 18963.73 | 18805.01 | 18818.54 | 18826.56 | 18814.76 | 19245.74 | 20043 | 19574.19 | 18596.11 | 17257.58 | 16201.56 | 442.9739 | 20300.32 | 3 | 2027
2027-03-23 | 15890.87 | 14316.36 | 14116.85 | 14286.43 | 14973.08 | 16482.09 | 18051.52 | 18322.23 | 18197.65 | 18156.14 | 18191.79 | 18157.37 | 18032.26 | 17942.74 | 17869.54 | 17907.25 | 17831.6 | 17648.86 | 17939.17 | 18641.14 | 18111.67 | 17068.73 | 15665.11 | 14545.11 | 408.3456 | 18641.14 | 3 | 2027
2027-03-24 | 14315.46 | 15757.94 | 15592.41 | 15802.33 | 16525.73 | 18058.59 | 19648.52 | 19957.65 | 19826.56 | 19758.06 | 19775.34 | 19740.87 | 19627.53 | 19554.22 | 19500.15 | 19580.89 | 19586.34 | 19500.59 | 19813.68 | 20539.5 | 19960.93 | 18895.01 | 17460.69 | 16317.81 | 445.0968 | 20539.5 | 3 | 2027
2027-03-25 | 15819.98 | 15117.26 | 14878.56 | 15016.86 | 15668.29 | 17126.97 | 18668.29 | 19030.94 | 19068.41 | 19217.76 | 19475.45 | 19681.92 | 19786.52 | 19902.31 | 19983.64 | 20122.48 | 20085.25 | 19856.63 | 19993.26 | 20567.11 | 19859.73 | 18672.82 | 17123.03 | 15863.28 | 440.5867 | 20567.11 | 3 | 2027
2027-03-26 | 15333.29 | 14233.42 | 13998.32 | 14144.1 | 14813.66 | 16312.52 | 17851.8 | 18171.25 | 18135.58 | 18203.83 | 18349.75 | 18431.23 | 18416.82 | 18416.39 | 18410.43 | 18467.55 | 18369.42 | 18117.09 | 18312.78 | 18911.26 | 18296.21 | 17181.97 | 15719.27 | 14538.78 | 411.1367 | 18911.26 | 3 | 2027
2027-03-27 | 14210.37 | 14819.78 | 14577.09 | 14616.75 | 14895.07 | 15333.88 | 15853.94 | 16576.71 | 17166.86 | 17320.87 | 17239.35 | 17197.3 | 17099.38 | 16973.6 | 16967.08 | 17087.65 | 17156.64 | 17121.47 | 17516.08 | 18315.84 | 17861.91 | 16982.68 | 15829.66 | 14892.65 | 393.6126 | 18315.84 | 3 | 2027
2027-03-28 | 14677.08 | 14512.06 | 14259.94 | 14289.01 | 14556.81 | 14983.59 | 15486.11 | 16205.55 | 16803.69 | 16970.91 | 16900.39 | 16863.88 | 16768.08 | 16643.17 | 16636.88 | 16750.83 | 16798.77 | 16736.46 | 17122.35 | 17914.54 | 17466.91 | 16591.93 | 15441.13 | 14505 | 385.8851 | 17914.54 | 3 | 2027
2027-03-29 | 14354.63 | 14180.36 | 13971.92 | 14134.27 | 14830.83 | 16338.32 | 17866.13 | 18165.78 | 18078.65 | 18076.31 | 18145.24 | 18142.16 | 18055.37 | 17981.57 | 17928.2 | 17961.89 | 17856.33 | 17630.7 | 17893.21 | 18540.1 | 18000.68 | 16946.66 | 15527.35 | 14384.65 | 404.9913 | 18540.1 | 3 | 2027
2027-03-30 | 14111.59 | 15790.84 | 15660.34 | 15902.78 | 16657.7 | 18206.63 | 19763.62 | 20042.89 | 19815.71 | 19623.59 | 19495.78 | 19303.54 | 19040.48 | 18837.43 | 18694.2 | 18729.41 | 18724.01 | 18685.88 | 19108.56 | 19873.47 | 19445.94 | 18476.97 | 17120.64 | 16056.15 | 437.1682 | 20042.89 | 3 | 2027
2027-03-31 | 15692.06 | 15295.02 | 15137.42 | 15351.8 | 16078.77 | 17599 | 19129.23 | 19415.76 | 19235.08 | 19106.66 | 19045.45 | 18914.17 | 18703.32 | 18544.32 | 18431.75 | 18472.3 | 18434.44 | 18334.4 | 18707.09 | 19430.43 | 18979.39 | 17986.96 | 16607.38 | 15517.6 | 428.1498 | 19430.43 | 3 | 2027
2027-04-01 | 15072.39 | 15791.84 | 15700.99 | 15947.01 | 16720.74 | 18519.27 | 20656.21 | 21069.51 | 20664.49 | 20251.61 | 19911.5 | 19461.33 | 18935.16 | 18616.23 | 18456.51 | 18586.25 | 18953.99 | 19231.8 | 19254.46 | 20180.65 | 20142.63 | 18815.54 | 17207.72 | 16319.27 | 444.4671 | 21069.51 | 4 | 2027
2027-04-02 | 15893.43 | 16575.6 | 16517.82 | 16810.26 | 17669.11 | 20068.38 | 22243.01 | 22665.41 | 22168.27 | 21623.71 | 21132.15 | 20546.3 | 19909.7 | 19489.59 | 19264.02 | 19371.63 | 19802.1 | 20207.4 | 20330.22 | 21313.16 | 21310.09 | 20025.8 | 18228.06 | 17117.71 | 470.2829 | 22665.41 | 4 | 2027
2027-04-03 | 16646.21 | 16580.37 | 16487.43 | 16658.93 | 17128.31 | 17727.49 | 18473.49 | 19470.35 | 19926.14 | 19626.06 | 18961.13 | 18333.87 | 17692.13 | 17344.84 | 17251.08 | 17374.47 | 17863.69 | 18457.35 | 18748 | 19928.21 | 20093.68 | 19082.25 | 17658.34 | 16929.16 | 434.443 | 20093.68 | 4 | 2027
2027-04-04 | 16625.06 | 17013.72 | 16936.5 | 17125.46 | 17617.85 | 18528.52 | 19279.94 | 20286.5 | 20713.23 | 20367.18 | 19654.96 | 18985.87 | 18311.2 | 17792.84 | 17620.02 | 17840.45 | 18487.89 | 19142.34 | 19472.75 | 20669.55 | 20856.98 | 19859.19 | 18441.27 | 17416.99 | 449.0463 | 20856.98 | 4 | 2027
2027-04-05 | 17072.16 | 16132.8 | 16048.6 | 16305.29 | 17104.2 | 19143.8 | 21254.69 | 21713.62 | 21340.12 | 20950.14 | 20630.38 | 20205.42 | 19721.27 | 19422.45 | 19289.11 | 19433.07 | 19811.5 | 20096.7 | 20105.74 | 20978.18 | 20925.78 | 19578.07 | 17704.25 | 16758.82 | 461.7262 | 21713.62 | 4 | 2027
2027-04-06 | 16323.63 | 15393.42 | 15275.93 | 15495.21 | 16240.55 | 17675.03 | 19736.23 | 20174.93 | 19853.97 | 19551 | 19323.96 | 18974.66 | 18535.22 | 18290.63 | 18186.65 | 18332.37 | 18645.86 | 18821.14 | 18763.58 | 19602.6 | 19541.36 | 18179.35 | 16790.4 | 15872.47 | 433.5801 | 20174.93 | 4 | 2027
2027-04-07 | 15505.9 | 16291.93 | 16216.74 | 16480.75 | 17268.93 | 19406.51 | 21497.74 | 21936.27 | 21510.63 | 21057.44 | 20671.78 | 20175.42 | 19610.62 | 19262.23 | 19091.02 | 19234.38 | 19630.03 | 19959.67 | 20026.8 | 20944.44 | 20956.9 | 19654.53 | 17808.84 | 16839.32 | 461.0388 | 21936.27 | 4 | 2027
2027-04-08 | 16385.89 | 15032.16 | 14879.68 | 15064.27 | 15774.99 | 17106.8 | 18865.53 | 19343.41 | 19147.84 | 19007.67 | 18958.03 | 18782.98 | 18498.59 | 18387.63 | 18379.73 | 18563.77 | 18834.98 | 18893.68 | 18706.92 | 19428.29 | 19284.01 | 17839.61 | 16532.1 | 15563.24 | 427.2618 | 19428.29 | 4 | 2027
2027-04-09 | 15199.27 | 14234.99 | 14043.22 | 14197.73 | 14886.19 | 16215.1 | 17417.57 | 17816.05 | 17703.27 | 17682.29 | 17741.92 | 17666.87 | 17504.83 | 17476.61 | 17500.45 | 17617.14 | 17798.6 | 17712.58 | 17469.48 | 18061.37 | 17850.66 | 16827.24 | 15603.02 | 14614.79 | 400.8412 | 18061.37 | 4 | 2027
2027-04-10 | 14269.61 | 14098.23 | 13872.12 | 13905.28 | 14238.62 | 14649.06 | 14977.01 | 15617.45 | 16120.91 | 16248.46 | 16163.44 | 16083.13 | 15944.7 | 15859.44 | 15914.67 | 16062.49 | 16283.94 | 16346.46 | 16278.04 | 16796.85 | 16770.4 | 16033.82 | 15048.25 | 14240.29 | 371.8227 | 16796.85 | 4 | 2027
2027-04-11 | 14034.6 | 15341.98 | 15174.1 | 15269.21 | 15660.97 | 16119.77 | 16475.19 | 17115.34 | 17530.63 | 17531.83 | 17313.02 | 17107.82 | 16864.52 | 16692.04 | 16690.42 | 16835.88 | 17127.36 | 17321.61 | 17358.61 | 18185.13 | 18252.71 | 17294.37 | 16347.67 | 15583.79 | 399.2286 | 18252.71 | 4 | 2027
2027-04-12 | 15273.43 | 15163.62 | 15019.45 | 15214.46 | 15952.06 | 17304.19 | 19130.53 | 19633.94 | 19442.27 | 19294.18 | 19227.45 | 19035.48 | 18749.27 | 18620.2 | 18610.31 | 18786.79 | 19049.81 | 19108.63 | 18932.42 | 19625.92 | 19496.72 | 18061.65 | 16677.21 | 15702.58 | 431.1126 | 19633.94 | 4 | 2027
2027-04-13 | 15290.86 | 15092.54 | 14890.7 | 15030.08 | 15692.13 | 16959.93 | 18526.43 | 19114.84 | 19154.79 | 19303.56 | 19577.46 | 19734 | 19757.49 | 19917.63 | 20113.57 | 20411.23 | 20668.42 | 20582.52 | 20167.65 | 20647.13 | 20339.98 | 18721.91 | 16965.62 | 15885.94 | 442.5464 | 20668.42 | 4 | 2027
2027-04-14 | 15325.18 | 14378.62 | 14151.33 | 14262.74 | 14898.38 | 16143.76 | 17293.08 | 17743.08 | 17828.92 | 18049.54 | 18394.14 | 18608.03 | 18674.59 | 18868.3 | 19083.39 | 19364.89 | 19553.44 | 19363.96 | 18891.24 | 19339.05 | 19014.51 | 17467.01 | 16139.09 | 15052.12 | 417.8884 | 19553.44 | 4 | 2027
2027-04-15 | 14571.5 | 14239.92 | 14013.99 | 14125.83 | 14763.48 | 16012.28 | 17156.73 | 17507.62 | 17567.76 | 17760.95 | 18061.33 | 18207.61 | 18193.03 | 18301.91 | 18443.57 | 18666.19 | 18814.95 | 18624.44 | 18203.69 | 18700.18 | 18432 | 17138.1 | 15838.63 | 14778.72 | 408.1244 | 18814.95 | 4 | 2027
2027-04-16 | 14365.5 | 14239.29 | 14002 | 14114.45 | 14758.15 | 16025.26 | 17163.22 | 17527.33 | 17594.66 | 17832.11 | 18173.82 | 18376.26 | 18427.7 | 18592.81 | 18784.44 | 19026.35 | 19173.53 | 18948.86 | 18470.5 | 18898.91 | 18569.7 | 17188.25 | 15870.72 | 14791.07 | 410.9149 | 19173.53 | 4 | 2027
2027-04-17 | 14335.14 | 14252.54 | 13920.34 | 13855.87 | 14088.89 | 14379.48 | 14616.07 | 15395.66 | 16206.32 | 16714.89 | 17046.74 | 17378.85 | 17602.7 | 17956.93 | 18389.5 | 18809.36 | 19100.82 | 18908.6 | 18356.34 | 18763.95 | 18399.89 | 17128.62 | 15924.7 | 14902.49 | 396.4347 | 19100.82 | 4 | 2027
2027-04-18 | 14419.26 | 13991.2 | 13663.77 | 13602.34 | 13837.38 | 14128.92 | 14360.62 | 15122.75 | 15907.47 | 16385.14 | 16686.19 | 16993.75 | 17203.91 | 17421.62 | 17744.74 | 18175.68 | 18469.65 | 18272.6 | 17730.74 | 18152.34 | 17808.06 | 16778.24 | 15587.5 | 14577.31 | 387.0212 | 18469.65 | 4 | 2027
2027-04-19 | 14122.45 | 13754.18 | 13513.44 | 13610.54 | 14250.58 | 15498.93 | 16615.26 | 16971.98 | 17042.03 | 17202.05 | 17427.76 | 17564.42 | 17619.52 | 17785.3 | 17982.23 | 18215.12 | 18316.07 | 18032.62 | 17554.21 | 17961.93 | 17663.21 | 16656.82 | 15342.54 | 14257.79 | 394.961 | 18316.07 | 4 | 2027
2027-04-20 | 13846.59 | 13671.6 | 13431.02 | 13526.34 | 14145.64 | 15367.15 | 16467.44 | 16803.12 | 16847.61 | 16982.73 | 17185.49 | 17294.26 | 17293.3 | 17385.47 | 17505.75 | 17742.82 | 17846.89 | 17574.79 | 17266.46 | 17564.68 | 17407.09 | 16452.61 | 15150.04 | 14084.57 | 388.8435 | 17846.89 | 4 | 2027
2027-04-21 | 13727.82 | 14493.51 | 14206.98 | 14264.37 | 14841.81 | 16008.1 | 17083.43 | 17532.34 | 17904.93 | 18476.02 | 19212.43 | 19827.19 | 20264.83 | 20785.43 | 21247.09 | 21667.29 | 21839.23 | 21476.22 | 20729.32 | 20879.99 | 20362.63 | 18523.74 | 16705.94 | 15484.24 | 437.5449 | 21839.23 | 4 | 2027
2027-04-22 | 14793 | 14980.44 | 14664.57 | 14697.47 | 15248.17 | 16380.56 | 17442.64 | 18210.61 | 18768.21 | 19559.66 | 20553.57 | 21447.84 | 22152.45 | 22909.17 | 23547.26 | 24080.75 | 24293.93 | 23872.14 | 22944.57 | 22909.68 | 22224.39 | 20219.39 | 17663.66 | 16331.37 | 469.8955 | 24293.93 | 4 | 2027
2027-04-23 | 15464.37 | 14543.49 | 14239.78 | 14292.44 | 14871.26 | 16051.75 | 17119.4 | 17586.08 | 18022.79 | 18675.01 | 19490.06 | 20191.67 | 20715.76 | 21302.9 | 21815.84 | 22249.75 | 22410.66 | 22001.91 | 21182.58 | 21250.77 | 20658.78 | 18761.24 | 16818.01 | 15568.37 | 445.2847 | 22410.66 | 4 | 2027
2027-04-24 | 14844.3 | 13975.05 | 13724.47 | 13734.64 | 14040.57 | 14392.41 | 14619.01 | 15298.58 | 15866.15 | 16069.58 | 16059.65 | 16043.09 | 15957.95 | 15921.64 | 16020.73 | 16191.28 | 16378.22 | 16375.99 | 16261.32 | 16693.23 | 16678.38 | 15925.83 | 14899.64 | 14052.43 | 370.0241 | 16693.23 | 4 | 2027
2027-04-25 | 13885.74 | 14068.8 | 13822.11 | 13836.4 | 14146.04 | 14498.75 | 14721.38 | 15402.63 | 15965.32 | 16161 | 16142.48 | 16117.35 | 16024.71 | 15982.27 | 16077.97 | 16249 | 16439.48 | 16444.84 | 16337.62 | 16771.06 | 16763.37 | 16015.41 | 14991.05 | 14146.44 | 371.0112 | 16771.06 | 4 | 2027
2027-04-26 | 13957.2 | 14331.64 | 14117.58 | 14242.77 | 14907.93 | 16161.86 | 17249.16 | 17659.47 | 17710.64 | 17873.9 | 18132.84 | 18240.45 | 18212.05 | 18304.8 | 18461.49 | 18697.85 | 18834.84 | 18632.84 | 18229.82 | 18669.47 | 18456.75 | 17178.02 | 15880.18 | 14816.14 | 408.9597 | 18834.84 | 4 | 2027
2027-04-27 | 14410 | 14206.24 | 13934.17 | 14003.08 | 14592 | 15762.31 | 16810.57 | 17219.68 | 17389.78 | 17786.27 | 18383.86 | 18839.59 | 19122.54 | 19507.18 | 19872.24 | 20230.98 | 20361.91 | 20012.32 | 19368.24 | 19596.13 | 19202.72 | 17521.49 | 16109.89 | 14941.49 | 419.1847 | 20361.91 | 4 | 2027
2027-04-28 | 14417.01 | 14625.88 | 14307.15 | 14335 | 14880.11 | 15996.99 | 17017.46 | 17506.83 | 18045.42 | 18816.08 | 19774.78 | 20615.37 | 21262.1 | 21967.15 | 22570.43 | 23073.44 | 23235.21 | 22774.01 | 21874.83 | 21845.47 | 21229.94 | 19277.12 | 17090.26 | 15791.28 | 452.3293 | 23235.21 | 4 | 2027
2027-04-29 | 14996.51 | 14344.98 | 14088.9 | 14173.35 | 14777.24 | 15956.66 | 16997.18 | 17398.06 | 17562.65 | 17942.39 | 18451.11 | 18813.44 | 19009.93 | 19320.32 | 19634.82 | 19972.19 | 20109.17 | 19803.15 | 19227.39 | 19499.75 | 19171.09 | 17533.63 | 16147.69 | 15006.03 | 419.9376 | 20109.17 | 4 | 2027
2027-04-30 | 14518.27 | 14485.28 | 14263.4 | 14391.51 | 15046.33 | 16292.5 | 17352.24 | 17827.08 | 17886.44 | 18060.42 | 18323.27 | 18436.01 | 18406.73 | 18511.5 | 18679.32 | 18927.14 | 19066.33 | 18859.97 | 18446.66 | 18852.25 | 18638.99 | 17271.52 | 15966.77 | 14903.91 | 413.4138 | 19066.33 | 4 | 2027
2027-05-01 | 14134.85 | 14704.15 | 14435.76 | 14439.06 | 14733.21 | 15012.3 | 15265.26 | 16142.44 | 16851.16 | 17098.69 | 17107.4 | 17046.56 | 16947.49 | 16877.15 | 16983.13 | 17244.79 | 17568.39 | 17724.34 | 17567.88 | 17725.03 | 17868.07 | 17173.26 | 16056.35 | 15082.32 | 391.789 | 17868.07 | 5 | 2027
2027-05-02 | 14717.07 | 14399.37 | 14114.87 | 14101.31 | 14378.87 | 14640.93 | 14877.78 | 15758.77 | 16494.68 | 16779.57 | 16827.35 | 16802.22 | 16733.45 | 16688.59 | 16812.25 | 17076.63 | 17380.36 | 17499.03 | 17313.15 | 17445.95 | 17575.36 | 16867.25 | 15737 | 14748.64 | 385.7705 | 17575.36 | 5 | 2027
2027-05-03 | 14425.56 | 13658.01 | 13378.38 | 13451.36 | 14084.52 | 15303.33 | 16460.55 | 16976.94 | 17158.08 | 17383.96 | 17668.32 | 17779.04 | 17811.13 | 17891.7 | 18028.74 | 18239.78 | 18374.82 | 18270.36 | 17892.51 | 17831.77 | 17830.06 | 16909.19 | 15485.78 | 14258.09 | 396.552 | 18374.82 | 5 | 2027
2027-05-04 | 13824.04 | 14057.53 | 13718.14 | 13736.39 | 14293.2 | 15421.77 | 16538.64 | 17128.83 | 17483.76 | 17927.86 | 18468.01 | 18846.65 | 19115.29 | 19467.49 | 19872.73 | 20296.36 | 20510.68 | 20269.35 | 19524.67 | 19254.13 | 19113.14 | 18043.74 | 16466.43 | 15098.23 | 418.4771 | 20510.68 | 5 | 2027
2027-05-05 | 14393.73 | 14736.86 | 14342.14 | 14312.89 | 14819.42 | 15886.92 | 16977.06 | 17669.24 | 18223.57 | 18907.83 | 19838.56 | 20746.93 | 21481.76 | 22222.95 | 22861.24 | 23425.82 | 23676.74 | 23336.12 | 22338.86 | 21775.03 | 21335.34 | 19649.71 | 17866.37 | 16337.07 | 457.1622 | 23676.74 | 5 | 2027
2027-05-06 | 15309.42 | 14416.55 | 14047.45 | 14040.07 | 14570 | 15664.36 | 16760.76 | 17406.24 | 17867.12 | 18438.85 | 19122.64 | 19750.94 | 20301.39 | 20878.43 | 21394.58 | 21882.58 | 22107.25 | 21811.18 | 20940.91 | 20500.66 | 20180.36 | 18835.87 | 17173.8 | 15724.36 | 439.1258 | 22107.25 | 5 | 2027
2027-05-07 | 14909.47 | 14692.8 | 14302.6 | 14289.41 | 14818.66 | 15925.53 | 17017.19 | 17709.8 | 18236.31 | 18886.47 | 19704.95 | 20539.7 | 21208.06 | 21878.42 | 22465.55 | 22982.32 | 23212.28 | 22878.87 | 21918.96 | 21377.42 | 20957.01 | 19347.23 | 17635.83 | 16137.57 | 453.0324 | 23212.28 | 5 | 2027
2027-05-08 | 15181.08 | 14173.92 | 13758.32 | 13621.23 | 13772.65 | 13893.31 | 14036.43 | 15064.29 | 16159.18 | 16893.57 | 17441.12 | 17922.82 | 18312.44 | 18664.38 | 19072.59 | 19491.66 | 19844.78 | 19692.46 | 19091.92 | 18891.47 | 18753.07 | 17776.99 | 16382.68 | 15134.53 | 403.0269 | 19844.78 | 5 | 2027
2027-05-09 | 14500.7 | 13904.8 | 13488.48 | 13349.18 | 13497.65 | 13613.75 | 13746.49 | 14763.08 | 15846.12 | 16567.61 | 17101.97 | 17572.91 | 17957.58 | 18310.31 | 18723.87 | 19132.34 | 19388.78 | 19263.23 | 18727.7 | 18527.57 | 18397.75 | 17430.83 | 16043.77 | 14801.85 | 394.6583 | 19388.78 | 5 | 2027
2027-05-10 | 14194.75 | 14714.76 | 14343.65 | 14337.39 | 14886.43 | 15995.4 | 17081.94 | 17768.05 | 18275.12 | 18892.75 | 19677.39 | 20454.72 | 21072.38 | 21684.94 | 22232.71 | 22728.11 | 22949.43 | 22637.22 | 21730.31 | 21225.07 | 20866.12 | 19322.53 | 17632.1 | 16148.5 | 450.8518 | 22949.43 | 5 | 2027
2027-05-11 | 15204.25 | 14077.35 | 13739.71 | 13759.35 | 14316.61 | 15433.34 | 16513.77 | 17109.69 | 17461.59 | 17899.47 | 18426.84 | 18783.22 | 19026.13 | 19315.08 | 19697.3 | 20106.11 | 20299.41 | 20051.32 | 19333.15 | 19105.38 | 18998.71 | 17950.88 | 16381.95 | 15023.88 | 418.0145 | 20299.41 | 5 | 2027
2027-05-12 | 14379.86 | 14311.5 | 14001.91 | 14048.96 | 14632.86 | 15772.41 | 16859.42 | 17436.89 | 17725.13 | 18079.52 | 18515.75 | 18782.81 | 18947.95 | 19169.31 | 19450.69 | 19840.74 | 20057.85 | 19878.23 | 19266.48 | 19088.1 | 19031.85 | 18030.01 | 16501.13 | 15184.16 | 418.9935 | 20057.85 | 5 | 2027
2027-05-13 | 14561.47 | 14488.65 | 14150.15 | 14171.31 | 14728.18 | 15835.56 | 16904.13 | 17525.98 | 17907.45 | 18375.69 | 18940.64 | 19341.63 | 19736.47 | 20183 | 20613.01 | 21062.38 | 21284.11 | 21044.7 | 20290.49 | 19925.17 | 19727.68 | 18573.48 | 16970.16 | 15581.04 | 431.9225 | 21284.11 | 5 | 2027
2027-05-14 | 14845.67 | 14476.13 | 14175.07 | 14243.21 | 14854.21 | 16036.45 | 17131.17 | 17715.2 | 17977.81 | 18298.06 | 18682.44 | 18903.45 | 19032.9 | 19213.35 | 19444.45 | 19804.18 | 20021.96 | 19867.01 | 19291.58 | 19118.41 | 19057.57 | 18066.75 | 16561.51 | 15267.05 | 422.0856 | 20021.96 | 5 | 2027
2027-05-15 | 14656.39 | 13660.3 | 13315.5 | 13240.93 | 13455.29 | 13632.8 | 13765.11 | 14690.76 | 15556.11 | 16006.86 | 16229.13 | 16365.9 | 16438.03 | 16514.97 | 16730.29 | 17028.68 | 17266.37 | 17245.45 | 16936.48 | 16933.34 | 17015.17 | 16244.84 | 15035.75 | 13969.41 | 371.9339 | 17266.37 | 5 | 2027
2027-05-16 | 13680.7 | 14159.69 | 13833.38 | 13778.85 | 14012.21 | 14202.88 | 14339.97 | 15272.02 | 16116.12 | 16533.49 | 16721.2 | 16827.06 | 16873.28 | 16929.05 | 17131.5 | 17433.87 | 17697.18 | 17719.76 | 17440.56 | 17450.76 | 17548.72 | 16789.11 | 15585.53 | 14527.56 | 382.6044 | 17719.76 | 5 | 2027
2027-05-17 | 14162.14 | 14931.32 | 14669.57 | 14765.95 | 15416.58 | 16614.68 | 17708.66 | 18287.58 | 18501.89 | 18746.96 | 19056.43 | 19199.78 | 19267.76 | 19386.36 | 19625.25 | 19975.02 | 20222.28 | 20147.09 | 19637.11 | 19460.19 | 19453.03 | 18505.86 | 17029.61 | 15760.38 | 430.5315 | 20222.28 | 5 | 2027
2027-05-18 | 15165.91 | 14949.88 | 14549.96 | 14516.24 | 15018.81 | 16063.19 | 17091.22 | 17810.07 | 18387.57 | 19096.9 | 20106.59 | 20985.5 | 21658.83 | 22321.27 | 22888.32 | 23393.97 | 23585.13 | 23226.99 | 22273.14 | 21700.01 | 21338.43 | 19695.37 | 17909.45 | 16393.55 | 460.1263 | 23585.13 | 5 | 2027
2027-05-19 | 15470.91 | 14657.85 | 14276.76 | 14258.98 | 14776.11 | 15832.88 | 16857.74 | 17542.24 | 18053.36 | 18680.87 | 19432.71 | 20204.32 | 20794.4 | 21399.87 | 21939.25 | 22439.86 | 22638.1 | 22303.88 | 21406.55 | 20886.74 | 20584.63 | 19127.41 | 17433.54 | 15957.22 | 446.9562 | 22638.1 | 5 | 2027
2027-05-20 | 15133.75 | 14970.84 | 14555.36 | 14507.35 | 14993.01 | 16012.2 | 17017.5 | 17759.76 | 18387.44 | 19156.53 | 20282.93 | 21277.02 | 22070.99 | 22851.42 | 23516.53 | 24088.86 | 24296.6 | 23896.24 | 22855.45 | 22190.54 | 21763.51 | 20054.93 | 18125.82 | 16559.73 | 466.3243 | 24296.6 | 5 | 2027
2027-05-21 | 15579.47 | 15261.27 | 14818.45 | 14758.75 | 15240.34 | 16273.19 | 17277.61 | 18072.13 | 18778.07 | 19696.8 | 21021.47 | 22128.2 | 23012.7 | 23843.82 | 24532.53 | 25088.44 | 25270.22 | 24825.62 | 23712.15 | 22965.8 | 22452.46 | 20671.64 | 18539.99 | 16934.11 | 480.7552 | 25270.22 | 5 | 2027
2027-05-22 | 15862.27 | 14770.92 | 14274.9 | 14065.55 | 14143.59 | 14163.88 | 14208.35 | 15371.52 | 16725.24 | 17774.74 | 18657.27 | 19451.86 | 20318.56 | 21067.19 | 21793.11 | 22407.61 | 22702.86 | 22379.57 | 21409.03 | 20848.87 | 20487.48 | 19088.17 | 17521.92 | 16110.32 | 435.6048 | 22702.86 | 5 | 2027
2027-05-23 | 15284.92 | 15014.09 | 14499.78 | 14274.61 | 14338.32 | 14343.95 | 14381.64 | 15577.5 | 16992.61 | 18117.99 | 19077.68 | 20097.06 | 21029.61 | 21812.15 | 22547.51 | 23153.09 | 23428.35 | 23077.9 | 22065.51 | 21459.91 | 21060.47 | 19488.62 | 17883.99 | 16441.6 | 445.4489 | 23428.35 | 5 | 2027
2027-05-24 | 15542.97 | 15738 | 15263.47 | 15165.73 | 15624.7 | 16617.81 | 17603.31 | 18470.76 | 19319.35 | 20656.4 | 22220.82 | 23531.25 | 24569.75 | 25487.64 | 26213.39 | 26763.19 | 26901.69 | 26392.13 | 25185.41 | 24332.33 | 23747.92 | 21873.43 | 19368.53 | 17681.98 | 504.272 | 26901.69 | 5 | 2027
2027-05-25 | 16494.5 | 16045.27 | 15545.04 | 15423.58 | 15840.48 | 16785.8 | 17755.08 | 18648.39 | 19617.94 | 21125.07 | 22822.92 | 24255.91 | 25380.38 | 26380.4 | 27149.58 | 27730.1 | 27871.98 | 27338.23 | 26067.18 | 25156.85 | 24523.45 | 22586.63 | 19950.17 | 18116.44 | 518.6114 | 27871.98 | 5 | 2027
2027-05-26 | 16855.8 | 15433.12 | 14977.46 | 14894.59 | 15343.18 | 16311.76 | 17278.73 | 18096.62 | 18867.13 | 19949.28 | 21412.19 | 22672.27 | 23709.37 | 24698.77 | 25516.28 | 26178.24 | 26396.8 | 25917.67 | 24707.59 | 23857.62 | 23291.17 | 21435.16 | 19039.93 | 17364.29 | 494.205 | 26396.8 | 5 | 2027
2027-05-27 | 16217.44 | 15324.87 | 14877.14 | 14801.08 | 15255.55 | 16228.33 | 17193.12 | 17997.71 | 18741.91 | 19737.39 | 21155.19 | 22377.11 | 23388.34 | 24364.04 | 25179.44 | 25847.19 | 26073.49 | 25604.17 | 24411.9 | 23577.85 | 23031.03 | 21195.35 | 18874.51 | 17211.81 | 488.666 | 26073.49 | 5 | 2027
2027-05-28 | 16098.09 | 15807.67 | 15320.08 | 15221.6 | 15663.07 | 16642.1 | 17604.86 | 18484.35 | 19348.61 | 20715.49 | 22321.48 | 23706.64 | 24834.85 | 25866.02 | 26693.07 | 27323.06 | 27502.55 | 26973.78 | 25690.8 | 24755.58 | 24103.53 | 22171.93 | 19549.28 | 17821.93 | 510.2204 | 27502.55 | 5 | 2027
2027-05-29 | 16579.65 | 15867.64 | 15286.07 | 15002.67 | 15010.01 | 14949.42 | 14946.26 | 16265.3 | 17911.86 | 19319.77 | 20946.56 | 22478.46 | 23705.39 | 24701.09 | 25557.75 | 26202.37 | 26440.11 | 25977.28 | 24760.13 | 23930.83 | 23354.99 | 21588.22 | 19301.01 | 17717.61 | 487.8005 | 26440.11 | 5 | 2027
2027-05-30 | 16564.94 | 14065.3 | 13642.71 | 13497.66 | 13637.37 | 13711.54 | 13747.13 | 14796.82 | 15909.86 | 16661.01 | 17215.92 | 17687.99 | 18062.2 | 18400.67 | 18807.67 | 19211.22 | 19436.8 | 19281.44 | 18752.69 | 18505.48 | 18427.84 | 17481.54 | 16082.71 | 14834.6 | 398.4231 | 19436.8 | 5 | 2027
2027-05-31 | 14166.1 | 13550.85 | 13121.4 | 12989.95 | 13230.44 | 13534.02 | 13707.65 | 14534.23 | 15552.33 | 16583.36 | 17517.84 | 18155.32 | 18481.44 | 18781.46 | 19175.96 | 19698.33 | 19871.01 | 19434.7 | 18738.14 | 18455.56 | 18376.21 | 17405.34 | 15983.35 | 14683.24 | 395.7282 | 19871.01 | 5 | 2027
2027-06-01 | 14213.14 | 15666.32 | 15187.36 | 15095.42 | 15480.65 | 16196.84 | 17049.57 | 18001.02 | 18725.53 | 19521.84 | 20398.93 | 20990.27 | 21487.87 | 22205.49 | 22806.29 | 23313.46 | 23476.01 | 23093.41 | 22066.57 | 21186.1 | 20818.44 | 19933.71 | 18339.74 | 16919.01 | 462.173 | 23476.01 | 6 | 2027
2027-06-02 | 16030.06 | 15968.58 | 15463.61 | 15349.08 | 15711.74 | 16402.51 | 17244.27 | 18241.51 | 19055.77 | 19961.48 | 20958.59 | 21796.48 | 22651.12 | 23490.42 | 24171.04 | 24717.27 | 24878.37 | 24446.07 | 23313.15 | 22232.41 | 21521.58 | 20566.08 | 18907.45 | 17424.56 | 480.5032 | 24878.37 | 6 | 2027
2027-06-03 | 16472.4 | 15799.91 | 15306.85 | 15202.47 | 15575.15 | 16275.86 | 17117.7 | 18093.25 | 18864.77 | 19718.37 | 20657.64 | 21309.21 | 22040.11 | 22818.77 | 23459.9 | 23986.06 | 24143.58 | 23730.98 | 22649.78 | 21618.68 | 21140.26 | 20223.19 | 18596.23 | 17143.92 | 471.945 | 24143.58 | 6 | 2027
2027-06-04 | 16285.33 | 15465.11 | 14997.75 | 14921.68 | 15333.39 | 16086.07 | 16940.83 | 17879.59 | 18559.77 | 19298.77 | 20104.24 | 20624.92 | 21011.81 | 21452.35 | 22005.15 | 22474.61 | 22619.58 | 22247.53 | 21303.09 | 20687.35 | 20333.61 | 19478.61 | 17924.17 | 16538.66 | 454.574 | 22619.58 | 6 | 2027
2027-06-05 | 15808.55 | 15578.62 | 15012.23 | 14760.96 | 14753.59 | 14516.1 | 14463.36 | 15832.77 | 17284.45 | 18399.04 | 19352.74 | 20130.14 | 20783.19 | 21391.91 | 22238.68 | 22955.29 | 23287.98 | 22945.72 | 21834.43 | 21036.88 | 20608.2 | 19752.43 | 18276.7 | 16915.95 | 447.9199 | 23287.98 | 6 | 2027
2027-06-06 | 16066.73 | 16168.5 | 15556.92 | 15266.55 | 15222.68 | 14948.01 | 14882.3 | 16331.96 | 17937.46 | 19241.46 | 20393.28 | 21348.61 | 22458.46 | 23517.39 | 24457.49 | 25180.75 | 25478.48 | 25059.78 | 23808.68 | 22655.82 | 21847.63 | 20795.89 | 19228.7 | 17780.37 | 475.6339 | 25478.48 | 6 | 2027
2027-06-07 | 16749.58 | 16159.74 | 15638.95 | 15513.21 | 15884.06 | 16581.41 | 17417.72 | 18459.68 | 19344.2 | 20329.95 | 21408.67 | 22548.97 | 23519.64 | 24435.29 | 25168.95 | 25728.79 | 25874.05 | 25396.77 | 24185.55 | 23012.03 | 22221.55 | 20994.67 | 19292.19 | 17761.05 | 493.6267 | 25874.05 | 6 | 2027
2027-06-08 | 16762.42 | 16735.81 | 16169.69 | 16002.01 | 16314.42 | 16949.82 | 17761.68 | 18868.28 | 19889.94 | 21050.31 | 22711.16 | 24173.24 | 25298.82 | 26321.06 | 27092.46 | 27651.51 | 27761.41 | 27219.35 | 25897.58 | 24613.3 | 23736.23 | 22079.72 | 20142.3 | 18541.25 | 519.7438 | 27761.41 | 6 | 2027
2027-06-09 | 17414.6 | 16962.17 | 16378.92 | 16196.45 | 16495.3 | 17117.6 | 17926.01 | 19062.75 | 20142.29 | 21374.19 | 23304.96 | 24864.27 | 26061.11 | 27128.07 | 27917.53 | 28473.84 | 28568.06 | 27998.12 | 26626.96 | 25292.37 | 24368.1 | 22660.6 | 20498.33 | 18865.93 | 531.6985 | 28568.06 | 6 | 2027
2027-06-10 | 17699.47 | 17155.68 | 16557.9 | 16362.78 | 16650.64 | 17262.29 | 18065.48 | 19227.83 | 20355.12 | 21709.32 | 23798.69 | 25425.57 | 26661.93 | 27742.78 | 28525.49 | 29061.51 | 29130.68 | 28537.64 | 27138.81 | 25772.71 | 24823.5 | 23084.55 | 20761.08 | 19108.85 | 540.6203 | 29130.68 | 6 | 2027
2027-06-11 | 17939.45 | 17361.54 | 16747.95 | 16545.43 | 16837.22 | 17464.18 | 18272.01 | 19471.86 | 20653.34 | 22198.43 | 24380.86 | 26099.03 | 27416 | 28552.64 | 29368.85 | 29905.54 | 29962.36 | 29337.09 | 27873.12 | 26436.03 | 25406.8 | 23604.13 | 21074.24 | 19389.03 | 552.2971 | 29962.36 | 6 | 2027
2027-06-12 | 18138.05 | 16842.51 | 16179.77 | 15844.93 | 15761.39 | 15446.34 | 15359.38 | 16899.98 | 18675.39 | 20189.93 | 21552.21 | 23234.39 | 24607.5 | 25744.85 | 26689.61 | 27364.93 | 27587.13 | 27083.94 | 25718.24 | 24436.85 | 23526.85 | 21952.32 | 20187.73 | 18661.27 | 507.6855 | 27587.13 | 6 | 2027
2027-06-13 | 17558.58 | 15981.43 | 15384.35 | 15106.27 | 15075.77 | 14813.46 | 14740.88 | 16165.34 | 17716.68 | 18955.26 | 20027.46 | 20890.48 | 21638.31 | 22570.41 | 23414.01 | 24073.63 | 24340.95 | 23947.43 | 22790.6 | 21721.09 | 21184.89 | 20292.95 | 18778.74 | 17382.24 | 464.5512 | 24340.95 | 6 | 2027
2027-06-14 | 16527.08 | 16565.69 | 16013.35 | 15860.24 | 16205.23 | 16872.65 | 17689.18 | 18788.75 | 19780.58 | 20897.87 | 22370.55 | 23778.82 | 24882.99 | 25886.05 | 26660.8 | 27222.89 | 27337.52 | 26802.82 | 25498.43 | 24220.26 | 23350.88 | 21718.05 | 19924.63 | 18334.19 | 513.1895 | 27337.52 | 6 | 2027
2027-06-15 | 17215.61 | 16318.33 | 15783.59 | 15642.98 | 15980.42 | 16637.47 | 17446.46 | 18498.93 | 19413.32 | 20441.05 | 21592.63 | 22860.74 | 23834.53 | 24751.79 | 25470.67 | 26019.46 | 26144.91 | 25651.6 | 24434.14 | 23248.14 | 22477.1 | 21153.91 | 19437.56 | 17900.58 | 498.3559 | 26144.91 | 6 | 2027
2027-06-16 | 16916.14 | 16590.73 | 16036.34 | 15878.63 | 16202.67 | 16850.19 | 17658.16 | 18743.84 | 19720.17 | 20826.47 | 22276.54 | 23613.08 | 24606.6 | 25502.19 | 26172.59 | 26661.27 | 26736.17 | 26216.86 | 24985.24 | 23782.42 | 22994.8 | 21482.47 | 19749.85 | 18197.63 | 508.401 | 26736.17 | 6 | 2027
2027-06-17 | 17184.32 | 16779.71 | 16209.13 | 16037.66 | 16344.67 | 16968.97 | 17767.95 | 18884.77 | 19924.61 | 21105.43 | 22832.64 | 24345.89 | 25528.75 | 26610.13 | 27433.68 | 28031.76 | 28155.87 | 27598.42 | 26236.53 | 24905.72 | 23999.61 | 22313.04 | 20275.54 | 18652.9 | 524.1277 | 28155.87 | 6 | 2027
2027-06-18 | 17526.39 | 17202.94 | 16602.37 | 16410.96 | 16715.76 | 17357.56 | 18165.27 | 19341.33 | 20472.71 | 21841.91 | 23912.55 | 25495.46 | 26671.03 | 27672.39 | 28380.49 | 28842.07 | 28863.72 | 28265.15 | 26897.91 | 25551.32 | 24615.13 | 22897.93 | 20655.59 | 19023.09 | 539.381 | 28863.72 | 6 | 2027
2027-06-19 | 17875.16 | 17022.82 | 16349.01 | 16004.32 | 15917.94 | 15608.42 | 15523.95 | 17080.71 | 18881.04 | 20431.79 | 21890.52 | 23557.27 | 24802.17 | 25764.14 | 26527.74 | 27042.83 | 27162.83 | 26656.99 | 25378.34 | 24176.72 | 23343.75 | 21826.52 | 20141.67 | 18653.1 | 507.6198 | 27162.83 | 6 | 2027
2027-06-20 | 17645.53 | 16738.53 | 16086.51 | 15760.64 | 15692.08 | 15400.59 | 15321.16 | 16839.26 | 18564.8 | 20023.63 | 21300.01 | 22668.54 | 23807.11 | 24693.79 | 25417.02 | 25921.3 | 26053.06 | 25584.2 | 24379.02 | 23251.74 | 22488.14 | 21229.12 | 19664.81 | 18221.42 | 492.752 | 26053.06 | 6 | 2027
2027-06-21 | 17312.45 | 17885.11 | 17237.5 | 17001.42 | 17281.37 | 17901.56 | 18710 | 19971.03 | 21263.07 | 23335.49 | 25676.81 | 27413.58 | 28609.08 | 29502.58 | 30038.76 | 30306.73 | 30173.2 | 29511.4 | 28141.08 | 26781.6 | 25836.73 | 24077.66 | 21425.79 | 19762.68 | 565.1567 | 30306.73 | 6 | 2027
2027-06-22 | 18580.65 | 18165.62 | 17492.83 | 17232.61 | 17464.9 | 18026.03 | 18809.95 | 20103.05 | 21475.19 | 23838.07 | 26373.43 | 28337.97 | 29761.11 | 30892.29 | 31618.46 | 32031.48 | 31964.09 | 31256.65 | 29726.68 | 28215.01 | 27141.74 | 25246.79 | 22327.34 | 20358.4 | 586.4403 | 32031.48 | 6 | 2027
2027-06-23 | 19042.92 | 18424.28 | 17733.15 | 17456.91 | 17677.41 | 18231.49 | 19015.43 | 20339.09 | 21875.79 | 24383.2 | 27013.02 | 29027.01 | 30447.77 | 31534.25 | 32191.94 | 32529.74 | 32404.22 | 31674.52 | 30145.56 | 28631.9 | 27555.74 | 25646.51 | 22714.95 | 20610.51 | 596.3073 | 32529.74 | 6 | 2027
2027-06-24 | 19284.55 | 17763.14 | 17121.11 | 16887.55 | 17144.54 | 17730.73 | 18524.08 | 19762.52 | 21030.37 | 22983.11 | 25319.03 | 27107.94 | 28401.04 | 29448.99 | 30139.32 | 30554.28 | 30514.83 | 29859.11 | 28419.16 | 27001.82 | 26011.87 | 24208.37 | 21471.48 | 19780.6 | 566.4695 | 30554.28 | 6 | 2027
2027-06-25 | 18603.24 | 17598.72 | 16968.75 | 16751.92 | 17034.58 | 17656.47 | 18459.51 | 19686.63 | 20915.18 | 22682.81 | 24934.55 | 26663.73 | 27931.85 | 28975.05 | 29681.15 | 30110.88 | 30090.1 | 29446.52 | 28014.63 | 26601.32 | 25601.77 | 23812.19 | 21221.48 | 19545.21 | 558.9882 | 30110.88 | 6 | 2027
2027-06-26 | 18359.13 | 17488.67 | 16780.19 | 16405.52 | 16292.88 | 15959.59 | 15869.49 | 17486.55 | 19401.75 | 21095.49 | 23095.45 | 24937.04 | 26294.46 | 27309.72 | 28074.67 | 28555.24 | 28626.93 | 28067.69 | 26710.55 | 25428.02 | 24518.35 | 22914.06 | 20814.12 | 19272.78 | 529.7583 | 28626.93 | 6 | 2027
2027-06-27 | 18193.96 | 17427.33 | 16720.85 | 16348.33 | 16231.15 | 15884.39 | 15789.25 | 17406.29 | 19327.82 | 21023.66 | 23029.02 | 24987.85 | 26521.44 | 27747.99 | 28715.46 | 29364.56 | 29535.75 | 28963.41 | 27485.69 | 26090.02 | 25071.63 | 23377.65 | 21065.44 | 19466.35 | 535.7753 | 29535.75 | 6 | 2027
2027-06-28 | 18251.24 | 17811.13 | 17166.2 | 16932.98 | 17208.22 | 17813.31 | 18615.56 | 19875.86 | 21173.55 | 23198.78 | 25587.11 | 27453.55 | 28845.75 | 29976.41 | 30740.73 | 31199.07 | 31178.1 | 30502.03 | 28996.78 | 27510.75 | 26444.45 | 24585.61 | 21709.98 | 19972.81 | 572.75 | 31199.07 | 6 | 2027
2027-06-29 | 18630.73 | 16065.1 | 15549.98 | 15426.59 | 15779.95 | 16452.85 | 17268.41 | 18285.96 | 19134.01 | 20079.91 | 21118.3 | 22088.59 | 22984.77 | 23855.3 | 24557.37 | 25112.4 | 25259.15 | 24798.91 | 23634.66 | 22506.27 | 21783.34 | 20726.35 | 19046.5 | 17544.62 | 487.69 | 25259.15 | 6 | 2027
2027-06-30 | 16671.21 | 16404.39 | 15863.09 | 15717.18 | 16048.66 | 16699.39 | 17511.11 | 18574.99 | 19514.18 | 20571.69 | 21842.95 | 23179.51 | 24224.32 | 25209.37 | 25982.11 | 26568.16 | 26712.51 | 26207.2 | 24940.34 | 23711.52 | 22890.02 | 21400.61 | 19657.48 | 18094.63 | 504.1966 | 26712.51 | 6 | 2027
2027-07-01 | 17186.09 | 17820.16 | 17212.65 | 16987.73 | 17255.31 | 17877.57 | 18476.73 | 19486.4 | 20556.92 | 21815.14 | 23622.18 | 25341.74 | 26652.73 | 27826.79 | 28718.87 | 29349.54 | 29446.93 | 28839.36 | 27397.59 | 25969.18 | 25036.39 | 23194.77 | 21191.53 | 19600.89 | 546.8632 | 29446.93 | 7 | 2027
2027-07-02 | 18492.59 | 18521.16 | 17859.79 | 17599.12 | 17845.55 | 18471.4 | 19076.24 | 20184.4 | 21420.72 | 23085.79 | 25526.58 | 27473.28 | 28910.07 | 30102.44 | 30940.1 | 31457.61 | 31450.33 | 30760.27 | 29221.24 | 27686.99 | 26634.11 | 24672.81 | 22075.26 | 20425.39 | 579.8932 | 31457.61 | 7 | 2027
2027-07-03 | 19205.47 | 17352.25 | 16693.97 | 16341.29 | 16252.86 | 15973.77 | 15699.75 | 17058.76 | 18725.45 | 20149.62 | 21411.09 | 22513.58 | 23854.47 | 24986.88 | 25968.34 | 26689.77 | 26931.02 | 26446.15 | 25116.24 | 23850.17 | 23022.93 | 21795.6 | 20273.8 | 18852.32 | 505.1656 | 26931.02 | 7 | 2027
2027-07-04 | 17952.94 | 16942.63 | 16315.19 | 15989.35 | 15924.92 | 15668.75 | 15402.95 | 16707.71 | 18271.46 | 19567.93 | 20700.73 | 21651.53 | 22476.08 | 23552.09 | 24525.09 | 25272.41 | 25556.5 | 25123.13 | 23869.5 | 22684.79 | 22086.33 | 21144.89 | 19674.58 | 18302.19 | 485.3637 | 25556.5 | 7 | 2027
2027-07-05 | 17284.11 | 16619.16 | 15984.58 | 15669.15 | 15700.94 | 15664.03 | 15532.39 | 16638.95 | 18122.94 | 19684.44 | 21165.71 | 22275.1 | 23387.03 | 24351.04 | 25252.79 | 25956.32 | 26081.32 | 25415.86 | 24030.29 | 22818.19 | 22118.19 | 21163.77 | 19683.2 | 18272.95 | 488.8725 | 26081.32 | 7 | 2027
2027-07-06 | 17515.66 | 19085.6 | 18386.49 | 18081.93 | 18284.81 | 18860.11 | 19461.01 | 20625.58 | 21990.31 | 24283.93 | 26975.83 | 29082.93 | 30567.19 | 31725.49 | 32464.59 | 32870.47 | 32765.25 | 32028.46 | 30465.06 | 28912.04 | 27844.18 | 25829.64 | 22912.02 | 21099.93 | 602.1185 | 32870.47 | 7 | 2027
2027-07-07 | 19811.85 | 19268.74 | 18555.72 | 18239.13 | 18430.77 | 18994.94 | 19592.84 | 20781.98 | 22194.19 | 24690.77 | 27478.14 | 29671.27 | 31221.22 | 32423.73 | 33184.14 | 33592.66 | 33477 | 32716.09 | 31107.2 | 29508.06 | 28396.97 | 26336.49 | 23374.5 | 21370.38 | 614.4188 | 33592.66 | 7 | 2027
2027-07-08 | 20094.97 | 18740.76 | 18066.6 | 17783.97 | 18003.62 | 18591.62 | 19199.09 | 20320.97 | 21608.33 | 23536.43 | 26093.6 | 28128.15 | 29611.05 | 30825.98 | 31654.31 | 32159.96 | 32136.28 | 31434.48 | 29872.92 | 28331.28 | 27265.1 | 25270.92 | 22439.82 | 20765.86 | 591.9361 | 32159.96 | 7 | 2027
2027-07-09 | 19581.61 | 18435.76 | 17781.6 | 17527.48 | 17780.24 | 18415.87 | 19034.37 | 20128.03 | 21340.16 | 22915.1 | 25312.4 | 27227.36 | 28646.35 | 29832.75 | 30672.6 | 31198.83 | 31208.88 | 30535.78 | 29009.24 | 27499.07 | 26448.15 | 24497.7 | 21973.54 | 20333.6 | 577.3365 | 31208.88 | 7 | 2027
2027-07-10 | 19168.5 | 17697.91 | 17015.34 | 16641.83 | 16536.8 | 16249.69 | 15989.03 | 17387.23 | 19132.27 | 20655.92 | 22014.64 | 23565.93 | 24967.61 | 26110.99 | 27063.22 | 27733.48 | 27932.3 | 27418.06 | 26045.87 | 24748.4 | 23865.34 | 22300.02 | 20748.24 | 19297.79 | 520.2864 | 27932.3 | 7 | 2027
2027-07-11 | 18316.99 | 16343.41 | 15761.58 | 15475.71 | 15446.96 | 15227.6 | 14984.3 | 16207.41 | 17619.8 | 18728.73 | 19676.14 | 20480.08 | 21147.21 | 21783.34 | 22512.78 | 23314.23 | 23676.14 | 23322.13 | 22185.16 | 21509.8 | 21117.66 | 20245.72 | 18845.67 | 17539.75 | 461.4683 | 23676.14 | 7 | 2027
2027-07-12 | 16817.65 | 17117.7 | 16566.79 | 16393.28 | 16727.9 | 17427.04 | 18071.23 | 18997.88 | 19900.43 | 20945.18 | 22090.05 | 23325.4 | 24463.56 | 25531.51 | 26401.65 | 27054.56 | 27219.94 | 26700.61 | 25382.79 | 24096.43 | 23250.66 | 21885.15 | 20223.49 | 18711.89 | 515.3028 | 27219.94 | 7 | 2027
2027-07-13 | 17713.19 | 17998.83 | 17380.07 | 17145.85 | 17407.27 | 18033.75 | 18657.53 | 19682.35 | 20788.04 | 22092.51 | 24123.58 | 25896.55 | 27232.8 | 28405.37 | 29273.59 | 29870.87 | 29951.79 | 29339.43 | 27880.2 | 26454.63 | 25482.78 | 23609.08 | 21447.29 | 19845.61 | 555.713 | 29951.79 | 7 | 2027
2027-07-14 | 18691.39 | 18154.91 | 17525.38 | 17281.86 | 17536.48 | 18160.8 | 18790.74 | 19832.64 | 20971.77 | 22319.29 | 24537.21 | 26347.38 | 27691.05 | 28845.59 | 29679.24 | 30236.1 | 30287.72 | 29663.91 | 28199.4 | 26772.18 | 25788.12 | 23898.87 | 21626.76 | 20018.41 | 562.8572 | 30287.72 | 7 | 2027
2027-07-15 | 18880.97 | 18256.65 | 17619.64 | 17369.68 | 17618.52 | 18238.32 | 18869.95 | 19924.53 | 21088.99 | 22493.66 | 24819.13 | 26675.24 | 28053.17 | 29229.65 | 30072.25 | 30628.24 | 30674.47 | 30039.29 | 28551.12 | 27102.52 | 26093.3 | 24178.76 | 21792.25 | 20169.85 | 568.4402 | 30674.47 | 7 | 2027
2027-07-16 | 19022.02 | 18136.19 | 17507.01 | 17274.79 | 17551.05 | 18219.38 | 18865.04 | 19910.32 | 21032.46 | 22361.15 | 24482.83 | 26208.15 | 27455.21 | 28495.41 | 29229.32 | 29693.89 | 29699.36 | 29083.8 | 27676.12 | 26300.68 | 25344.31 | 23497.11 | 21400.94 | 19828.68 | 558.2752 | 29699.36 | 7 | 2027
2027-07-17 | 18772.57 | 18066.62 | 17360.69 | 16966.99 | 16851.62 | 16572.85 | 16339.07 | 17770.64 | 19580.07 | 21191.19 | 22680.24 | 24504.12 | 25811.31 | 26784 | 27534.59 | 28012.37 | 28091.83 | 27567.43 | 26259.58 | 25038.73 | 24189.1 | 22548.84 | 20991.62 | 19562.9 | 529.049 | 28091.83 | 7 | 2027
2027-07-18 | 18644.76 | 18329.6 | 17603.18 | 17191.79 | 17058.7 | 16760.61 | 16520.86 | 17989.35 | 19871.12 | 21570.32 | 23418.73 | 25393.39 | 26831.9 | 27910.37 | 28730.89 | 29244.25 | 29326.44 | 28763.18 | 27364.65 | 26053.06 | 25118.85 | 23393.21 | 21481.57 | 20001.68 | 544.5725 | 29326.44 | 7 | 2027
2027-07-19 | 18980.48 | 19252.24 | 18546.98 | 18239.4 | 18464.94 | 19086.39 | 19739.26 | 20926.18 | 22325.2 | 24824.96 | 27555.83 | 29660.92 | 31105.61 | 32163.02 | 32789.06 | 33074.05 | 32907.23 | 32171.68 | 30639.23 | 29138.57 | 28051.59 | 26035.83 | 23148 | 21268.18 | 610.0948 | 33074.05 | 7 | 2027
2027-07-20 | 19995.45 | 17473.24 | 16895.97 | 16698.17 | 16994.39 | 17663.1 | 18320.73 | 19268.54 | 20232.81 | 21364.42 | 22717.84 | 24251.9 | 25413.13 | 26473.97 | 27291.87 | 27890.54 | 28020.18 | 27489.76 | 26152.23 | 24872.2 | 23995.74 | 22331.03 | 20646.95 | 19121.66 | 531.5758 | 28020.18 | 7 | 2027
2027-07-21 | 18168.61 | 17712.69 | 17118.24 | 16905.51 | 17189.85 | 17850.73 | 18510.31 | 19486.85 | 20505.93 | 21706.97 | 23351.99 | 24955.85 | 26145.2 | 27197.67 | 27981.43 | 28533.35 | 28623.03 | 28069.46 | 26712.17 | 25412.84 | 24512.6 | 22725.34 | 20942.43 | 19400.78 | 539.7198 | 28623.03 | 7 | 2027
2027-07-22 | 18360.5 | 17952.76 | 17340.95 | 17113.25 | 17385.04 | 18037.41 | 18701.17 | 19706.67 | 20782.54 | 22055.01 | 24002.47 | 25693.16 | 26933.86 | 28004.33 | 28777.94 | 29302.47 | 29364.67 | 28786.99 | 27394.11 | 26062.85 | 25122.19 | 23291.08 | 21281.75 | 19716.43 | 551.1696 | 29364.67 | 7 | 2027
2027-07-23 | 18664.73 | 18959.99 | 18271.53 | 17988.29 | 18221.61 | 18862.26 | 19528.34 | 20671.87 | 21988.97 | 24137.31 | 26730.64 | 28766.04 | 30206.55 | 31328.21 | 32044.78 | 32429.58 | 32352.33 | 31655.92 | 30114.35 | 28623.83 | 27512.74 | 25503.96 | 22635.73 | 20944.35 | 598.1439 | 32429.58 | 7 | 2027
2027-07-24 | 19689.78 | 18376.33 | 17648.26 | 17235.87 | 17103.52 | 16815.47 | 16601.57 | 18068.71 | 19954.5 | 21660.85 | 23570.96 | 25555.29 | 26996.31 | 28069.26 | 28876.19 | 29374.88 | 29459.56 | 28905.99 | 27506.2 | 26214.37 | 25257.65 | 23520.19 | 21564.67 | 20085.15 | 548.1115 | 29459.56 | 7 | 2027
2027-07-25 | 19071.34 | 18463.57 | 17729.37 | 17311.74 | 17174.97 | 16884.97 | 16676.37 | 18153.28 | 20059.57 | 21791.77 | 23815.94 | 25837.32 | 27304.85 | 28393.22 | 29204.16 | 29699.14 | 29779.47 | 29218.5 | 27800.51 | 26495.39 | 25516.02 | 23757.29 | 21706.23 | 20215.96 | 552.061 | 29779.47 | 7 | 2027
2027-07-26 | 19143.91 | 18398.73 | 17757.66 | 17506.5 | 17779.96 | 18449.2 | 19136.68 | 20209.36 | 21400.66 | 22985.04 | 25334.65 | 27174.52 | 28500.61 | 29566.1 | 30288.38 | 30719.49 | 30705.18 | 30076.62 | 28628.06 | 27243.06 | 26220.28 | 24311.59 | 21909.22 | 20301.38 | 573.7468 | 30719.49 | 7 | 2027
2027-07-27 | 19160.91 | 18500.94 | 17849.52 | 17587.8 | 17830.2 | 18463.1 | 19142.49 | 20213.73 | 21421.66 | 23101.76 | 25515.08 | 27432.35 | 28829.61 | 29986.01 | 30777.14 | 31272.1 | 31294.08 | 30661.22 | 29160.26 | 27736.79 | 26673.71 | 24719.52 | 22132.43 | 20501.05 | 579.9635 | 31294.08 | 7 | 2027
2027-07-28 | 19318.94 | 19516.87 | 18791.85 | 18466.03 | 18656.74 | 19251.7 | 19928.86 | 21124.87 | 22630.77 | 25345.17 | 28193.52 | 30407.8 | 31924.47 | 33045.68 | 33693.54 | 33991.43 | 33839.05 | 33102.16 | 31517.07 | 30002.69 | 28846.86 | 26765.54 | 23825.23 | 21671.75 | 623.8586 | 33991.43 | 7 | 2027
2027-07-29 | 20354.61 | 19317.53 | 18607.13 | 18294.18 | 18494.96 | 19098.66 | 19782.46 | 20953 | 22350.58 | 24917.03 | 27686.09 | 29856.92 | 31370.96 | 32522.71 | 33219.71 | 33573.29 | 33468.38 | 32753.41 | 31170.74 | 29666.49 | 28510.67 | 26441.3 | 23514.55 | 21479.71 | 617.4051 | 33573.29 | 7 | 2027
2027-07-30 | 20211.59 | 18837.09 | 18160.48 | 17888.09 | 18132.74 | 18794.77 | 19495.01 | 20613.21 | 21890.13 | 23909.67 | 26431.3 | 28412.02 | 29817.22 | 30919.52 | 31627.71 | 32016.21 | 31966.8 | 31304.38 | 29788.22 | 28350.54 | 27237.92 | 25246.1 | 22457.88 | 20818.34 | 594.3269 | 32016.21 | 7 | 2027
2027-07-31 | 19632.5 | 18743.42 | 17990.8 | 17557.57 | 17409.67 | 17120.61 | 16936.55 | 18440.83 | 20405.04 | 22212.34 | 24580.94 | 26681.09 | 28180.35 | 29257.57 | 30024.65 | 30462.08 | 30506.06 | 29930.72 | 28490.97 | 27182.94 | 26159.26 | 24358.89 | 22076.77 | 20570.04 | 564.9117 | 30506.06 | 7 | 2027
2027-08-01 | 19857.92 | 19105.08 | 18261.73 | 17787.18 | 17656.69 | 17553.8 | 17314.52 | 18747.43 | 20902.83 | 22956.74 | 25074.43 | 26985.85 | 28436.46 | 29523.89 | 30335.81 | 30830.65 | 30901.5 | 30284.17 | 28907.45 | 27872.14 | 26912.88 | 24803.7 | 22587.46 | 20806.89 | 574.4072 | 30901.5 | 8 | 2027
2027-08-02 | 19745.83 | 19973.07 | 19168.48 | 18827.7 | 19126.27 | 20095.63 | 20888.53 | 21967.21 | 23517.41 | 25774.12 | 28284.58 | 30288.76 | 31759.94 | 32875.54 | 33576.35 | 33931.43 | 33828.28 | 33073.39 | 31569.39 | 30358.13 | 29260.69 | 26904.74 | 24130.52 | 22088.31 | 631.0143 | 33931.43 | 8 | 2027
2027-08-03 | 20759.04 | 19409.36 | 18644.88 | 18336.6 | 18641.71 | 19610.82 | 20405.5 | 21396.41 | 22798.58 | 24737.79 | 27052.57 | 28909.71 | 30293.57 | 31404.42 | 32142.94 | 32576.82 | 32552.51 | 31856.78 | 30411.06 | 29273.92 | 28244.92 | 25959.83 | 23336.96 | 21387.58 | 610.1443 | 32576.82 | 8 | 2027
2027-08-04 | 20182.7 | 19003.42 | 18269.07 | 17986.96 | 18313.96 | 19302.19 | 20103.81 | 21042.47 | 22347.29 | 24066.71 | 26244.2 | 28001.37 | 29335.54 | 30440.81 | 31207.02 | 31687.87 | 31711.23 | 31050.43 | 29639.66 | 28542.31 | 27546.76 | 25306.33 | 22815.69 | 20901.23 | 595.049 | 31711.23 | 8 | 2027
2027-08-05 | 19718.56 | 17657.16 | 17023.78 | 16829.08 | 17232.13 | 18290.49 | 19114.69 | 19877.05 | 20849.31 | 22100.23 | 23542.92 | 24895.65 | 25991.55 | 26994.18 | 27774.49 | 28348.3 | 28492.76 | 27954.21 | 26709.74 | 25789.89 | 24953.1 | 23029.08 | 20915.48 | 19148.35 | 543.2322 | 28492.76 | 8 | 2027
2027-08-06 | 18260.23 | 18275.62 | 17594.09 | 17366.17 | 17748.38 | 18800.15 | 19625.47 | 20481.42 | 21615.04 | 23061.93 | 24865.81 | 26460.3 | 27739.2 | 28867.57 | 29716.97 | 30296.89 | 30416.22 | 29809.83 | 28428.92 | 27367.96 | 26380.43 | 24191.77 | 21918.69 | 20054.75 | 569.3438 | 30416.22 | 8 | 2027
2027-08-07 | 18909.16 | 18411.48 | 17621.95 | 17194.54 | 17106.31 | 17052.03 | 16853.96 | 18188.43 | 20166.13 | 22000.6 | 23715.37 | 25420.45 | 26755.83 | 27798.58 | 28622.4 | 29168.89 | 29316.1 | 28773.23 | 27477.51 | 26547.83 | 25648.26 | 23646.17 | 21661.59 | 19956.67 | 548.0135 | 29316.1 | 8 | 2027
2027-08-08 | 18974.8 | 18707.91 | 17896.29 | 17449.96 | 17344.73 | 17276.26 | 17080.99 | 18453.23 | 20505.43 | 22432.38 | 24322.21 | 26140.96 | 27552.43 | 28644.66 | 29489.43 | 30034.87 | 30169.86 | 29601.14 | 28252.76 | 27274.21 | 26319.94 | 24241.14 | 22144.29 | 20397.54 | 560.7074 | 30169.86 | 8 | 2027
2027-08-09 | 19310.91 | 18001.86 | 17344.37 | 17131.86 | 17537.41 | 18605.85 | 19453.6 | 20274.46 | 21351.36 | 22724.63 | 24396.73 | 25939.56 | 27203.57 | 28330.69 | 29199.45 | 29809.66 | 29962.17 | 29382.5 | 28025.24 | 26999.36 | 26030.21 | 23868.08 | 21668.06 | 19818.76 | 562.3704 | 29962.17 | 8 | 2027
2027-08-10 | 18697.57 | 17504.39 | 16886.28 | 16705.02 | 17125.65 | 18217.1 | 19079.24 | 19807.8 | 20720.13 | 21902.55 | 23260.58 | 24447.1 | 25416.37 | 26292.92 | 26965.56 | 27461.65 | 27582.27 | 27081.05 | 25924.3 | 25109.3 | 24334.22 | 22558.02 | 20510.84 | 18806.84 | 532.3968 | 27582.27 | 8 | 2027
2027-08-11 | 17950.48 | 17258.89 | 16661.2 | 16497.79 | 16934.28 | 18041.26 | 18910.64 | 19604.3 | 20450.26 | 21550.11 | 22825.55 | 23859.55 | 24778.49 | 25630.75 | 26302.09 | 26813.53 | 26958.03 | 26483.58 | 25362.38 | 24586.02 | 23842.77 | 22170.67 | 20155.43 | 18481.93 | 522.11 | 26958.03 | 8 | 2027
2027-08-12 | 17677.1 | 18169.91 | 17502.1 | 17278.28 | 17660.62 | 18719.6 | 19586.29 | 20400.05 | 21479.8 | 22870.02 | 24580.42 | 26060.87 | 27199.1 | 28184.67 | 28902.58 | 29394.91 | 29486.58 | 28926.77 | 27653.04 | 26728.37 | 25832.68 | 23731.99 | 21588.15 | 19790.86 | 559.4048 | 29486.58 | 8 | 2027
2027-08-13 | 18749.88 | 18562.68 | 17865.18 | 17623.95 | 18002.5 | 19076.49 | 19955 | 20827.83 | 22001.82 | 23507.52 | 25434.22 | 27019.59 | 28228.89 | 29240.5 | 29952.95 | 30404.84 | 30458.05 | 29860.16 | 28527.36 | 27540.65 | 26563.32 | 24386.88 | 22113.7 | 20275.96 | 576.1799 | 30458.05 | 8 | 2027
2027-08-14 | 19156.85 | 17952.81 | 17200.66 | 16806.47 | 16749.17 | 16739.59 | 16598.69 | 17860.49 | 19714.5 | 21398.04 | 22968.32 | 24421.81 | 25689.3 | 26711.46 | 27548.35 | 28133.17 | 28345.15 | 27862.99 | 26615.75 | 25769.78 | 24887.07 | 23035.41 | 21104.69 | 19449.16 | 532.7197 | 28345.15 | 8 | 2027
2027-08-15 | 18518.25 | 18017.13 | 17259.19 | 16860.24 | 16796.21 | 16777.32 | 16635.53 | 17908.49 | 19786.99 | 21498.71 | 23109.22 | 24651.97 | 25995.25 | 27096 | 28000.28 | 28635.65 | 28874.12 | 28380.43 | 27081.1 | 26186.58 | 25254.59 | 23311.91 | 21345.5 | 19655.24 | 537.6359 | 28874.12 | 8 | 2027
2027-08-16 | 18627.43 | 18605.9 | 17907.89 | 17660.97 | 18042.54 | 19111.82 | 20006.37 | 20887.94 | 22090.08 | 23626.09 | 25629.65 | 27288.55 | 28585.86 | 29673.92 | 30451.99 | 30952.31 | 31033.18 | 30428.61 | 29048.21 | 28024.91 | 26999 | 24779.78 | 22418.02 | 20539.97 | 582.421 | 31033.18 | 8 | 2027
2027-08-17 | 19342.92 | 19720.2 | 18939.3 | 18618.21 | 18919.13 | 19919.11 | 20803.81 | 21807.85 | 23256.67 | 25352.01 | 27740.95 | 29646.63 | 31036.84 | 32114.26 | 32787.15 | 33149.18 | 33105.25 | 32424.72 | 30975.64 | 29888.62 | 28799.04 | 26475.86 | 23777.24 | 21824.32 | 620.4249 | 33149.18 | 8 | 2027
2027-08-18 | 20489 | 18785.95 | 18073.63 | 17812.09 | 18161.54 | 19200.63 | 20095.05 | 20981.52 | 22210.88 | 23804.26 | 25886.87 | 27579.26 | 28877.5 | 29967.74 | 30728.69 | 31218.47 | 31293.24 | 30688.52 | 29304.44 | 28291.02 | 27267.68 | 25036.58 | 22622.07 | 20739.23 | 589.1159 | 31293.24 | 8 | 2027
2027-08-19 | 19573.2 | 19059.24 | 18328.15 | 18050.35 | 18388.74 | 19424.88 | 20327.44 | 21243.7 | 22529.38 | 24263.05 | 26418.74 | 28144.84 | 29431.69 | 30474.2 | 31167.65 | 31586.35 | 31611.02 | 30992.07 | 29615.42 | 28611.37 | 27586.99 | 25347.23 | 22884.13 | 20998.38 | 596.0582 | 31611.02 | 8 | 2027
2027-08-20 | 19806.98 | 18481.07 | 17792.11 | 17559.17 | 17945.84 | 19041.22 | 19967.42 | 20818.83 | 21966.27 | 23440.9 | 25331.36 | 26918.57 | 28150.83 | 29198.24 | 29945.7 | 30430.79 | 30525.87 | 29951.01 | 28603.51 | 27633.76 | 26615.05 | 24419.6 | 22141.29 | 20301 | 576.9864 | 30525.87 | 8 | 2027
2027-08-21 | 19164.26 | 17708.04 | 16977.14 | 16602.16 | 16563.67 | 16586.98 | 16497.31 | 17714.89 | 19498.05 | 21096.42 | 22586.76 | 23909.33 | 25142.74 | 26156.04 | 26999.77 | 27604.95 | 27859.68 | 27418.23 | 26195.77 | 25406.34 | 24519.21 | 22737.39 | 20837.44 | 19209.42 | 524.992 | 27859.68 | 8 | 2027
2027-08-22 | 18280.79 | 17480.23 | 16766.7 | 16406.8 | 16381.84 | 16418.92 | 16335.94 | 17522.62 | 19247.89 | 20774.59 | 22192.59 | 23421.82 | 24564.38 | 25552.81 | 26391.73 | 27006.82 | 27279.8 | 26860.81 | 25671.01 | 24917.54 | 24059.8 | 22374.64 | 20504.13 | 18904.16 | 515.3184 | 27279.8 | 8 | 2027
2027-08-23 | 17991.36 | 17552.94 | 16935.25 | 16758.78 | 17200.59 | 18334.86 | 19285.65 | 20022.31 | 20964.95 | 22177.87 | 23602.04 | 24987.94 | 26174.05 | 27267.19 | 28131.22 | 28764.79 | 28991.12 | 28491.22 | 27190.09 | 26283.31 | 25310.7 | 23278.99 | 21153.07 | 19361.75 | 546.212 | 28991.12 | 8 | 2027
2027-08-24 | 18232.98 | 17646.08 | 17020.32 | 16834.58 | 17248.74 | 18355.58 | 19303.53 | 20034.78 | 20984.08 | 22212.58 | 23655.38 | 25073.24 | 26243.78 | 27331.24 | 28178.34 | 28806.77 | 29032.8 | 28539.03 | 27245.66 | 26358.24 | 25401.62 | 23355.2 | 21226.83 | 19440.27 | 547.7617 | 29032.8 | 8 | 2027
2027-08-25 | 18314.35 | 17460.85 | 16849.08 | 16675.52 | 17099.79 | 18216.83 | 19173.27 | 19879.64 | 20784.62 | 21957.54 | 23349.24 | 24676.26 | 25834.15 | 26930.26 | 27799.73 | 28457.47 | 28711.91 | 28235.3 | 26951.23 | 26079.14 | 25128.27 | 23133.69 | 21018.41 | 19244.13 | 541.9607 | 28711.91 | 8 | 2027
2027-08-26 | 18131.93 | 17206.47 | 16614.86 | 16458.67 | 16899.87 | 18036.97 | 19005.9 | 19675.27 | 20510.99 | 21599.39 | 22901.37 | 24054.86 | 25134.81 | 26173.57 | 27009.75 | 27656.03 | 27919.59 | 27472.36 | 26242.52 | 25429.8 | 24525.42 | 22662.92 | 20592.41 | 18861.11 | 530.7768 | 27919.59 | 8 | 2027
2027-08-27 | 17832.67 | 16739.95 | 16184.77 | 16067.96 | 16559 | 17765.95 | 18762.5 | 19373.61 | 20077.49 | 21003.47 | 22116.82 | 23012.73 | 23803.83 | 24688.16 | 25421.47 | 26000.7 | 26253.32 | 25855.58 | 24741.69 | 24043.79 | 23285.21 | 21639.81 | 19673.07 | 18038.85 | 508.9424 | 26253.32 | 8 | 2027
2027-08-28 | 17165.61 | 16002.86 | 15403.57 | 15142.68 | 15207.9 | 15343.95 | 15325.76 | 16306.18 | 17651.1 | 18708.36 | 19654.02 | 20493.5 | 21237.56 | 21934.84 | 22617.48 | 23193.12 | 23536.67 | 23309.64 | 22476.78 | 22048.95 | 21483.17 | 20043.62 | 18366.81 | 16951.42 | 459.6055 | 23536.67 | 8 | 2027
2027-08-29 | 16304.21 | 15856.59 | 15270.3 | 15020.36 | 15098.94 | 15255.06 | 15250.92 | 16205.63 | 17501.33 | 18500.78 | 19375.32 | 20130.51 | 20787.33 | 21399.76 | 22013.11 | 22540.51 | 22863.24 | 22660.03 | 21887.72 | 21523.49 | 21008.9 | 19620.44 | 17995.6 | 16630.64 | 450.7007 | 22863.24 | 8 | 2027
2027-08-30 | 16087.55 | 18307.74 | 17640.5 | 17421.17 | 17834.01 | 18969.2 | 19972.19 | 20784.23 | 21880.51 | 23292.98 | 25095.87 | 26634.75 | 27840.79 | 28860.31 | 29589.04 | 30068.39 | 30193.14 | 29662.34 | 28347.99 | 27454.23 | 26428.63 | 24250.61 | 22031.76 | 20214.39 | 568.8623 | 30193.14 | 8 | 2027
2027-08-31 | 18953.26 | 18560.93 | 17873.41 | 17634.11 | 18010.15 | 19109.94 | 20108.35 | 20935.93 | 22078.96 | 23557.06 | 25499.8 | 27092.78 | 28311.2 | 29336.17 | 30044.84 | 30506.53 | 30615.75 | 30076.41 | 28750.33 | 27855.71 | 26826.87 | 24628.33 | 22330.75 | 20500.96 | 579.1985 | 30615.75 | 8 | 2027
2027-09-01 | 19559.34 | 17398.34 | 16829.7 | 16660.33 | 17069.95 | 18162.78 | 19178.93 | 19733.58 | 20646.55 | 22126.88 | 24056.32 | 25739.33 | 27087.81 | 28304 | 29191.66 | 29793.76 | 29825.35 | 28990.9 | 27629.45 | 27013.32 | 25324.96 | 22986.54 | 20607.65 | 18971.68 | 552.8891 | 29825.35 | 9 | 2027
2027-09-02 | 18027.01 | 17046.5 | 16504.61 | 16358.39 | 16789.39 | 17905.1 | 18933.57 | 19439.95 | 20262.66 | 21473.44 | 23252.29 | 24806.18 | 26062.83 | 27223.53 | 28090.86 | 28700.21 | 28758.24 | 27964.19 | 26666.61 | 26120.94 | 24488.95 | 22215.82 | 20073.97 | 18485.28 | 535.6505 | 28758.24 | 9 | 2027
2027-09-03 | 17597.79 | 16861.05 | 16334.17 | 16207.16 | 16668.84 | 17829.01 | 18876.85 | 19366.72 | 20140.37 | 21215.2 | 22876.15 | 24351.54 | 25558.34 | 26684.86 | 27539.47 | 28139.83 | 28205.91 | 27429.57 | 26156.7 | 25635.69 | 24002.62 | 21754.21 | 19754.19 | 18192.22 | 527.3785 | 28205.91 | 9 | 2027
2027-09-04 | 17319.78 | 16756.63 | 16142.4 | 15839.58 | 15861.93 | 15969.49 | 16034.57 | 16954.68 | 18482.54 | 19857.05 | 21116.97 | 22580.66 | 23781.3 | 24769.26 | 25576.49 | 26140.85 | 26252.6 | 25572.73 | 24438.85 | 24114.86 | 22622.2 | 20761.66 | 19137.25 | 17762.85 | 493.8472 | 26252.6 | 9 | 2027
2027-09-05 | 17091.98 | 17264.78 | 16610.94 | 16274.15 | 16262.09 | 16333.2 | 16392.79 | 17383.69 | 19052.65 | 20598.68 | 22294.71 | 24078 | 25516.56 | 26703.78 | 27648.47 | 28289.29 | 28418.69 | 27675.78 | 26377.84 | 25895.29 | 24245.27 | 22071.65 | 20138.03 | 18656.65 | 521.275 | 28418.69 | 9 | 2027
2027-09-06 | 17575.48 | 16417.61 | 15792.18 | 15501.73 | 15625.06 | 15963.42 | 16181.59 | 16881.97 | 18340.51 | 20036.7 | 21936.49 | 23796.13 | 25071.84 | 26168.96 | 27103.5 | 27785.3 | 27839.16 | 26924.13 | 25534.97 | 25068.32 | 23460.74 | 21321.4 | 19552.53 | 18066.78 | 507.9465 | 27839.16 | 9 | 2027
2027-09-07 | 17278.49 | 16914.66 | 16383.47 | 16246.86 | 16684.23 | 17811.76 | 18872.97 | 19357.7 | 20153.31 | 21281.15 | 23039.94 | 24627.93 | 25964.95 | 27234.94 | 28211.53 | 28918.27 | 29054.07 | 28277.85 | 26926.68 | 26356.22 | 24653.07 | 22336.42 | 20143 | 18531.82 | 535.2613 | 29054.07 | 9 | 2027
2027-09-08 | 17524.3 | 17804.41 | 17209.36 | 17017.22 | 17411.25 | 18510.21 | 19575.14 | 20166.85 | 21164.13 | 22955.3 | 25027.44 | 26818.22 | 28219.24 | 29434.87 | 30277.92 | 30816.05 | 30811.74 | 29963.01 | 28566.3 | 27947.81 | 26187.67 | 23788.06 | 21186.29 | 19523.23 | 567.906 | 30816.05 | 9 | 2027
2027-09-09 | 18414.85 | 17120.32 | 16575.9 | 16427.81 | 16858.13 | 17988.87 | 19068.85 | 19572.61 | 20408.05 | 21687.5 | 23507 | 25125.47 | 26456.25 | 27688.92 | 28609.59 | 29257.13 | 29356.62 | 28573.7 | 27227.01 | 26671.53 | 24957.14 | 22628.57 | 20361.95 | 18748.82 | 543.2926 | 29356.62 | 9 | 2027
2027-09-10 | 17765.07 | 16534.96 | 16035.21 | 15931.96 | 16415.25 | 17609.27 | 18709.65 | 19145.88 | 19834.11 | 20803.88 | 22210.19 | 23616.94 | 24811.98 | 25969.53 | 26876.77 | 27542.02 | 27685.03 | 26958.78 | 25696.46 | 25224.83 | 23570.01 | 21333.63 | 19458.92 | 17917.91 | 517.6582 | 27685.03 | 9 | 2027
2027-09-11 | 17027.35 | 15875.26 | 15327.75 | 15083.31 | 15153.26 | 15311.11 | 15429.24 | 16229.43 | 17549.07 | 18661.74 | 19690.13 | 20693.98 | 21702.34 | 22791.44 | 23767.79 | 24529.06 | 24822.15 | 24236.09 | 23119.55 | 22857.18 | 21356.05 | 19838.74 | 18259.49 | 16926.63 | 466.2381 | 24822.15 | 9 | 2027
2027-09-12 | 16239.05 | 15599.78 | 15074.1 | 14848.54 | 14936.77 | 15116.66 | 15250.62 | 16010.52 | 17255.67 | 18277.34 | 19210.74 | 20129.26 | 20938.82 | 21898.98 | 22843.39 | 23597.66 | 23906.98 | 23357.13 | 22301.02 | 22107.51 | 20779.83 | 19352.89 | 17818.99 | 16529.53 | 453.3818 | 23906.98 | 9 | 2027
2027-09-13 | 15876.07 | 15272.89 | 14877.44 | 14860.75 | 15443.01 | 16747.62 | 17907.86 | 18158.14 | 18491.23 | 19030.44 | 19724.38 | 20277.54 | 20719.75 | 21245.32 | 21792.29 | 22251.85 | 22358.82 | 21810.19 | 20982.59 | 20958.44 | 20016.13 | 18643.74 | 17070.76 | 15797.92 | 450.3152 | 22358.82 | 9 | 2027
2027-09-14 | 15349.02 | 15121.78 | 14737.82 | 14728.18 | 15296.51 | 16587.22 | 17748.11 | 17960.13 | 18237.13 | 18713.76 | 19346.44 | 19836.59 | 20215.24 | 20661.16 | 21087.67 | 21547.2 | 21671.55 | 21155.36 | 20509.34 | 20539.15 | 19648.27 | 18314.59 | 16773.33 | 15537.76 | 441.3233 | 21671.55 | 9 | 2027
2027-09-15 | 15161.75 | 15739.43 | 15303.19 | 15248.72 | 15767.98 | 17001 | 18147.42 | 18453.76 | 18922.23 | 19628.69 | 20534.52 | 21411.49 | 22336.91 | 23301.53 | 24095.1 | 24734.18 | 24925.03 | 24315.18 | 23251 | 23013.27 | 21537.52 | 19918.12 | 18198.48 | 16790.49 | 477.737 | 24925.03 | 9 | 2027
2027-09-16 | 16049.03 | 15837.82 | 15394.22 | 15333.49 | 15846.45 | 17074.4 | 18225.35 | 18544.11 | 19039.33 | 19778.45 | 20722.68 | 21715.1 | 22693.07 | 23703.49 | 24529.67 | 25188.41 | 25387.99 | 24767.92 | 23667.71 | 23399.28 | 21885.23 | 20155.09 | 18412.2 | 16981.66 | 484.3321 | 25387.99 | 9 | 2027
2027-09-17 | 16219.1 | 15431.05 | 15022.77 | 14998.49 | 15563.6 | 16865.37 | 18047.3 | 18311.17 | 18678.54 | 19260.93 | 20013.8 | 20644.26 | 21189.58 | 21957.54 | 22598.78 | 23125.41 | 23277.84 | 22718.45 | 21788.51 | 21687.4 | 20504.96 | 19068.41 | 17448.64 | 16133.52 | 460.5554 | 23277.84 | 9 | 2027
2027-09-18 | 15585.38 | 15009.89 | 14544.35 | 14371.14 | 14517.72 | 14780.6 | 14981.78 | 15630.49 | 16663.55 | 17431.87 | 18074.4 | 18680.91 | 19194.01 | 19692.72 | 20194.48 | 20632.66 | 20840.93 | 20518.31 | 19932.53 | 20016.84 | 19102.62 | 17852.52 | 16502.75 | 15390.98 | 420.1434 | 20840.93 | 9 | 2027
2027-09-19 | 15048.14 | 15207.4 | 14723.4 | 14533.94 | 14666.27 | 14919.51 | 15127.45 | 15804.05 | 16896.23 | 17738.89 | 18458.94 | 19134.09 | 19696.88 | 20226.53 | 20738.93 | 21205.68 | 21466.72 | 21028.13 | 20407.09 | 20462.24 | 19509.64 | 18221.88 | 16839.78 | 15696.71 | 427.7585 | 21466.72 | 9 | 2027
2027-09-20 | 15288.46 | 16395.99 | 15914.44 | 15823.81 | 16333.67 | 17574.31 | 18758.28 | 19155.9 | 19794.09 | 20706.92 | 22007.86 | 23335.78 | 24457.94 | 25529.16 | 26359.3 | 26969.96 | 27119.92 | 26447.04 | 25250.03 | 24894.53 | 23250.55 | 21109.07 | 19299.54 | 17798.44 | 509.575 | 27119.92 | 9 | 2027
2027-09-21 | 16848.46 | 16317.17 | 15842.29 | 15754.35 | 16250.03 | 17482.33 | 18670.74 | 19035.65 | 19625.65 | 20489.21 | 21668.39 | 22873.45 | 23840.88 | 24769.08 | 25470.09 | 25995.05 | 26109.64 | 25470.72 | 24378.02 | 24137.5 | 22598.67 | 20673.57 | 18923.18 | 17485.99 | 500.7101 | 26109.64 | 9 | 2027
2027-09-22 | 16694.87 | 15935.7 | 15509.63 | 15465.02 | 16004.45 | 17286.79 | 18502.57 | 18789.9 | 19221.63 | 19891.05 | 20731.36 | 21525.65 | 22250.67 | 22981.33 | 23549.51 | 24009.74 | 24133.62 | 23586.75 | 22666.94 | 22601.71 | 21210.18 | 19737.51 | 18101.07 | 16774.33 | 477.162 | 24133.62 | 9 | 2027
2027-09-23 | 16160.33 | 15185.73 | 14834.43 | 14855.58 | 15457.33 | 16802.87 | 18041.8 | 18207.37 | 18395.59 | 18763.8 | 19285.77 | 19678.08 | 19976.98 | 20357.45 | 20694.8 | 21057.25 | 21228.36 | 20834.26 | 20307.33 | 20428.76 | 19554.59 | 18258.73 | 16771.91 | 15589.68 | 440.7288 | 21228.36 | 9 | 2027
2027-09-24 | 15249.63 | 15194.14 | 14858.62 | 14900.66 | 15536.14 | 16931.36 | 18197.01 | 18353.32 | 18498.43 | 18809.23 | 19261.7 | 19588.64 | 19836.31 | 20168.23 | 20471.75 | 20772.67 | 20902.85 | 20602.36 | 20104.32 | 20250.99 | 19373.92 | 18097.27 | 16646.18 | 15495.42 | 438.1011 | 20902.85 | 9 | 2027
2027-09-25 | 15143.2 | 14428.14 | 14027.17 | 13910.74 | 14117.61 | 14464.59 | 14741.96 | 15275.35 | 16090.88 | 16596.67 | 16951.25 | 17271.46 | 17532.19 | 17816.81 | 18165.91 | 18521.73 | 18738.96 | 18516.36 | 18110.24 | 18399.38 | 17619.66 | 16522.4 | 15335.72 | 14381.2 | 392.6796 | 18738.96 | 9 | 2027
2027-09-26 | 14262.45 | 14724.38 | 14355.65 | 14270.93 | 14509.8 | 14890.13 | 15191.01 | 15701.24 | 16443.23 | 16853.87 | 17104.15 | 17320.77 | 17488.47 | 17692.53 | 17984.15 | 18316.2 | 18554.27 | 18395.45 | 18065.27 | 18421.85 | 17694.5 | 16648.42 | 15511.06 | 14606.54 | 395.0063 | 18554.27 | 9 | 2027
2027-09-27 | 14485.73 | 15507.46 | 15250.9 | 15364.83 | 16082.53 | 17558.74 | 18883.02 | 18965.69 | 18920.7 | 18989.02 | 19174.68 | 19235.09 | 19247.38 | 19362.67 | 19512.5 | 19741.44 | 19902.57 | 19742 | 19440.81 | 19771.05 | 19043.05 | 17913.1 | 16598.85 | 15581.34 | 434.2751 | 19902.57 | 9 | 2027
2027-09-28 | 15336.25 | 15292.15 | 15017.07 | 15109.74 | 15785.81 | 17221.15 | 18533.57 | 18608.58 | 18586.22 | 18692.21 | 18924.98 | 19026.74 | 19063.9 | 19217.05 | 19389.51 | 19637.36 | 19797.67 | 19613.63 | 19285.96 | 19609.1 | 18877.55 | 17732.05 | 16399.05 | 15368.45 | 430.1257 | 19797.67 | 9 | 2027
2027-09-29 | 15179.32 | 15188.45 | 14811.36 | 14808.62 | 15387.38 | 16723.29 | 17996.21 | 18183.54 | 18445.43 | 18908 | 19544.84 | 20068.83 | 20496.29 | 21006.86 | 21569.78 | 22066.9 | 22263.89 | 21795.54 | 20966.73 | 21034.86 | 20047.25 | 18667.04 | 17113.89 | 15865.73 | 448.14 | 22263.89 | 9 | 2027
2027-09-30 | 15350.33 | 15550.01 | 15154.1 | 15135.59 | 15701.21 | 17027.69 | 18306.21 | 18530.26 | 18860.04 | 19406.68 | 20128.36 | 20722.1 | 21259.78 | 21954.23 | 22514.38 | 22991.83 | 23169.42 | 22682.84 | 21815.79 | 21846.96 | 20627.62 | 19210.13 | 17623.62 | 16343.99 | 461.9132 | 23169.42 | 9 | 2027
2027-10-01 | 16150.89 | 15860.12 | 15542.33 | 15571.72 | 16132.51 | 17304.69 | 18520.46 | 19101.96 | 19640.29 | 20345.74 | 21249.14 | 22042.2 | 22711.45 | 23432.94 | 24014.72 | 24455.13 | 24546.63 | 24173.1 | 23818.31 | 23474.47 | 22046.75 | 20336.88 | 18373.83 | 17168.38 | 486.0146 | 24546.63 | 10 | 2027
2027-10-02 | 16355.75 | 15435.22 | 15034.55 | 14895.64 | 15045.26 | 15232.2 | 15508.02 | 16329.86 | 17433.61 | 18246.7 | 19114.45 | 20022.5 | 20798.76 | 21527.46 | 22193.82 | 22701.5 | 22881.22 | 22565.92 | 22257.15 | 22022.16 | 20654.44 | 19102.88 | 17639.7 | 16569.41 | 449.5682 | 22881.22 | 10 | 2027
2027-10-03 | 15882.31 | 15015.11 | 14636.03 | 14515 | 14682.21 | 14890.38 | 15176.83 | 15951.69 | 16972.4 | 17685.45 | 18275.06 | 19004.15 | 19672.34 | 20320.91 | 20940.23 | 21428.31 | 21611.36 | 21325.3 | 21088.54 | 20934.17 | 19633.54 | 18208.23 | 16981.51 | 15964.59 | 430.7956 | 21611.36 | 10 | 2027
2027-10-04 | 15363.3 | 14908.35 | 14635.26 | 14694.81 | 15298.64 | 16517.35 | 17738.91 | 18077.62 | 18319.78 | 18752.98 | 19371.13 | 19870.93 | 20282.6 | 20775.37 | 21197.69 | 21540.82 | 21598.27 | 21278.75 | 21106.62 | 20967.3 | 19712.72 | 18236.9 | 16890.54 | 15806.76 | 442.9434 | 21598.27 | 10 | 2027
2027-10-05 | 15208.12 | 14685.03 | 14455.38 | 14551.64 | 15174.67 | 16417.8 | 17658.77 | 17914.82 | 17998.49 | 18149.25 | 18452.6 | 18649.05 | 18759.33 | 19000.3 | 19229.14 | 19469.82 | 19519.23 | 19306.79 | 19347.11 | 19425.94 | 18365.8 | 17348.71 | 16128.47 | 15175.13 | 420.3914 | 19519.23 | 10 | 2027
2027-10-06 | 14809.3 | 14579.74 | 14318.76 | 14385.27 | 14977.61 | 16190.6 | 17422.55 | 17708.88 | 17876.93 | 18134.07 | 18592.67 | 18965.66 | 19245.33 | 19639.2 | 19982.1 | 20285.97 | 20337.32 | 20051.81 | 19964.57 | 19933.16 | 18764.43 | 17575.55 | 16285.95 | 15263.8 | 425.2912 | 20337.32 | 10 | 2027
2027-10-07 | 14785.2 | 14441.52 | 14184.8 | 14254.45 | 14850.63 | 16070.99 | 17310.38 | 17583.15 | 17730.46 | 17963.81 | 18331.66 | 18667.35 | 18912.52 | 19276.18 | 19596.26 | 19884.6 | 19930.34 | 19650.77 | 19585.63 | 19583.02 | 18432.51 | 17341.49 | 16069.94 | 15064.81 | 419.5025 | 19930.34 | 10 | 2027
2027-10-08 | 14637.46 | 14375 | 14122.71 | 14204.46 | 14823.97 | 16085.64 | 17342.88 | 17614.63 | 17740.75 | 17946.79 | 18259.82 | 18505.62 | 18707.4 | 19024.42 | 19309.37 | 19560.93 | 19592.96 | 19319.51 | 19274.44 | 19290.46 | 18172.87 | 17123.62 | 15877.62 | 14894.1 | 415.8074 | 19592.96 | 10 | 2027
2027-10-09 | 14486.72 | 14264.81 | 13933.52 | 13852.8 | 14063.03 | 14333.1 | 14672.44 | 15345.7 | 16187.26 | 16686.54 | 17042.2 | 17388.31 | 17683.11 | 18003.8 | 18358.3 | 18760.53 | 18940.63 | 18739.03 | 18685.35 | 18746.38 | 17771.85 | 16795.18 | 15703.31 | 14815.3 | 395.2592 | 18940.63 | 10 | 2027
2027-10-10 | 14419.1 | 14449.01 | 14137.32 | 14076 | 14305.86 | 14597.07 | 14952.92 | 15611.89 | 16408.71 | 16850.25 | 17142.83 | 17426.6 | 17665.56 | 17937.83 | 18255.62 | 18608.9 | 18806.88 | 18657.84 | 18664.94 | 18781.45 | 17827.68 | 16881.2 | 15819.2 | 14961.28 | 397.2459 | 18806.88 | 10 | 2027
2027-10-11 | 14563.41 | 14661.85 | 14458.55 | 14581.86 | 15254.21 | 16564.86 | 17868.49 | 18102.24 | 18127.63 | 18201.66 | 18381.55 | 18480.18 | 18521.78 | 18688.9 | 18867.79 | 19073.26 | 19140.64 | 18982.94 | 19080.81 | 19234.26 | 18210.9 | 17236.8 | 16060.63 | 15142.09 | 417.4873 | 19234.26 | 10 | 2027
2027-10-12 | 14756.77 | 14781.75 | 14591.28 | 14724.93 | 15387.34 | 16685.35 | 17989.48 | 18196.58 | 18174.02 | 18193.43 | 18328.01 | 18348.08 | 18305.23 | 18417.26 | 18552.48 | 18750.88 | 18838.84 | 18729.99 | 18889.52 | 19107.71 | 18153.68 | 17216.05 | 16067.15 | 15183.4 | 416.3692 | 19107.71 | 10 | 2027
2027-10-13 | 14844.61 | 15144.53 | 14975.42 | 15131.12 | 15815.4 | 17135.21 | 18509.61 | 18781.61 | 18707.03 | 18666.67 | 18747.77 | 18699.18 | 18596.9 | 18658.84 | 18759.39 | 18950.21 | 19069.47 | 19023.8 | 19238.18 | 19501.4 | 18534.14 | 17555.28 | 16426.92 | 15565.04 | 425.0377 | 19501.4 | 10 | 2027
2027-10-14 | 15208.26 | 15542.26 | 15404.01 | 15590.84 | 16306.18 | 17657.22 | 19234.95 | 19485.59 | 19326.74 | 19175.02 | 19135.28 | 18968.92 | 18761.82 | 18733.84 | 18770.83 | 18939.46 | 19092.89 | 19132.91 | 19436.86 | 19776.12 | 18866.18 | 17845.56 | 16756.64 | 15935.37 | 433.0837 | 19776.12 | 10 | 2027
2027-10-15 | 15617.64 | 16340.4 | 16231.43 | 16458.71 | 17223.74 | 18714.87 | 20559.22 | 20826.21 | 20614.8 | 20382.71 | 20252.06 | 20010.26 | 19747.57 | 19666.86 | 19669.55 | 19827.88 | 20034.79 | 20169.98 | 20528.29 | 20896.09 | 19977.94 | 18797.32 | 17613.55 | 16809.75 | 456.9716 | 20896.09 | 10 | 2027
2027-10-16 | 16407.77 | 15008.14 | 14776.91 | 14794.31 | 15105.15 | 15490.74 | 15928.84 | 16515.39 | 17114.78 | 17305.92 | 17323.86 | 17334 | 17325.92 | 17382.15 | 17542.02 | 17755.09 | 17950.77 | 17997.68 | 18199.04 | 18537.53 | 17769.16 | 16956.57 | 16032.75 | 15311.97 | 401.8665 | 18537.53 | 10 | 2027
2027-10-17 | 15094.85 | 14635.57 | 14396.9 | 14405.26 | 14708.15 | 15089.94 | 15525.59 | 16100.16 | 16696.96 | 16889.98 | 16906.99 | 16911.17 | 16894.6 | 16941.38 | 17092.15 | 17291.64 | 17466.81 | 17491.6 | 17691.22 | 17978.34 | 17275.36 | 16471.7 | 15559.27 | 14847.65 | 390.3632 | 17978.34 | 10 | 2027
2027-10-18 | 14640.86 | 14981.79 | 14820.2 | 14984.72 | 15700.25 | 17067.64 | 18459.42 | 18718.29 | 18620.39 | 18550.44 | 18594.68 | 18515.82 | 18398.22 | 18426.73 | 18501.84 | 18659.98 | 18770.75 | 18731.75 | 18958.1 | 19251.55 | 18273.08 | 17358.86 | 16251.99 | 15401.56 | 420.6389 | 19251.55 | 10 | 2027
2027-10-19 | 15052.42 | 14562.93 | 14378.95 | 14517.94 | 15188.36 | 16512.14 | 17863.49 | 18042.28 | 17984.54 | 17966.27 | 18044.23 | 18013.7 | 17935.73 | 17987.36 | 18063.39 | 18192.42 | 18281.28 | 18193.69 | 18382.56 | 18666.92 | 17821.39 | 16898.61 | 15780.01 | 14923.05 | 409.2537 | 18666.92 | 10 | 2027
2027-10-20 | 14627.32 | 14760.46 | 14589.42 | 14741.7 | 15425.63 | 16765.09 | 18133.36 | 18313.48 | 18222.83 | 18171.4 | 18214.48 | 18151.64 | 18045.66 | 18073.38 | 18132.1 | 18275.6 | 18385.65 | 18337.45 | 18560 | 18876.86 | 17990.32 | 17080.1 | 15975.71 | 15133.35 | 412.983 | 18876.86 | 10 | 2027
2027-10-21 | 14813.94 | 15361.88 | 15209 | 15381.8 | 16085.13 | 17441.69 | 19002.06 | 19249.8 | 19127.04 | 19028.36 | 19053.26 | 18960.28 | 18822.37 | 18853.23 | 18925.9 | 19106.4 | 19264.95 | 19281.92 | 19530.42 | 19859.2 | 18874.9 | 17814.89 | 16706.49 | 15862.96 | 431.6179 | 19859.2 | 10 | 2027
2027-10-22 | 15480.24 | 16012.2 | 15901.64 | 16126.23 | 16891.01 | 18322.58 | 20198.09 | 20432.04 | 20195.28 | 19941.8 | 19788.9 | 19525.94 | 19243.11 | 19142.05 | 19122.24 | 19256.81 | 19457.21 | 19591.82 | 19956.77 | 20373.08 | 19439.89 | 18284.73 | 17233.87 | 16446.66 | 446.3642 | 20432.04 | 10 | 2027
2027-10-23 | 16060.48 | 15399.17 | 15223.7 | 15295.97 | 15663.45 | 16119.48 | 16627.54 | 17161.45 | 17623.33 | 17641.05 | 17469.91 | 17293.29 | 17117.62 | 17027.05 | 17078.4 | 17241.34 | 17474.41 | 17636.27 | 17971.89 | 18422.77 | 17761.43 | 17037.03 | 16208.82 | 15582.23 | 404.1381 | 18422.77 | 10 | 2027
2027-10-24 | 15406.83 | 15281.74 | 15096.65 | 15159.26 | 15517.81 | 15967.76 | 16477.49 | 17014.99 | 17496.33 | 17540.4 | 17398.48 | 17251.23 | 17100.97 | 17031.74 | 17096.9 | 17263.73 | 17490.65 | 17634.79 | 17948.74 | 18373.12 | 17705.44 | 16965.54 | 16125.56 | 15486.62 | 401.8328 | 18373.12 | 10 | 2027
2027-10-25 | 15281.12 | 16730.82 | 16668.24 | 16936.06 | 17753.29 | 19508.28 | 21465.02 | 21682.47 | 21350.9 | 20963.94 | 20674.63 | 20286.79 | 19904.71 | 19709.39 | 19627.52 | 19752.69 | 20017.67 | 20280.1 | 20755.33 | 21262.58 | 20392.24 | 19273.86 | 18037.86 | 17284.39 | 465.5999 | 21682.47 | 10 | 2027
2027-10-26 | 16834.64 | 17446.16 | 17417.75 | 17719.36 | 18604.51 | 20590.48 | 22573.52 | 22768.34 | 22344.79 | 21837.96 | 21427.51 | 20922.05 | 20426.31 | 20153.47 | 20015.24 | 20144.59 | 20477.35 | 20859.58 | 21435.74 | 22029.69 | 21231.87 | 20166.67 | 18851.96 | 18022.45 | 484.302 | 22768.34 | 10 | 2027
2027-10-27 | 17589.9 | 17171.15 | 17124.16 | 17406.7 | 18218.29 | 20132.28 | 22110.63 | 22313.2 | 21936.79 | 21494.08 | 21154.44 | 20719.92 | 20286.68 | 20067.37 | 19965.58 | 20106.12 | 20420.16 | 20752.58 | 21274.11 | 21829.93 | 20990.21 | 19889.91 | 18546.69 | 17770.02 | 479.2709 | 22313.2 | 10 | 2027
2027-10-28 | 17362.16 | 16457.42 | 16382.02 | 16633.85 | 17416.86 | 19038.98 | 21003.1 | 21197.3 | 20868.7 | 20498.51 | 20233.9 | 19866.49 | 19487.6 | 19312.28 | 19237.11 | 19370.22 | 19632.19 | 19876.54 | 20336.8 | 20860.62 | 19987.95 | 18864.19 | 17721.7 | 16972.39 | 458.6189 | 21197.3 | 10 | 2027
2027-10-29 | 16647.68 | 15381.64 | 15249.23 | 15450.14 | 16194.79 | 17624.95 | 19309.42 | 19521.34 | 19311.37 | 19106.3 | 19006.94 | 18796.96 | 18558.22 | 18492.01 | 18488.41 | 18611.25 | 18780.51 | 18856.59 | 19171.08 | 19589.05 | 18604.22 | 17634.5 | 16581.17 | 15786.8 | 430.7546 | 19589.05 | 10 | 2027
2027-10-30 | 15492.78 | 14018.21 | 13753.51 | 13735.04 | 14015.55 | 14406.85 | 14908.47 | 15464.28 | 16091.45 | 16336.43 | 16415.2 | 16487.1 | 16531.8 | 16629.15 | 16806.29 | 17003.63 | 17167.51 | 17151.59 | 17293.46 | 17584.86 | 16806.09 | 15957.01 | 15031.7 | 14300.76 | 379.3887 | 17584.86 | 10 | 2027
2027-10-31 | 14097.07 | 14130.38 | 13890.63 | 13896.21 | 14201.21 | 14619.49 | 15139.53 | 15670.89 | 16233.36 | 16396.66 | 16384.51 | 16363.72 | 16324.17 | 16347.63 | 16471.21 | 16642.53 | 16816.17 | 16846.79 | 17054.11 | 17406.93 | 16676.92 | 15876.11 | 14998.08 | 14313.92 | 376.7982 | 17406.93 | 10 | 2027
2027-11-01 | 13876.01 | 14431.85 | 14294.5 | 14456.65 | 15096.47 | 16387.34 | 17701.27 | 17958.45 | 17870.73 | 17759.32 | 17693.84 | 17571.93 | 17429.24 | 17346.53 | 17291.28 | 17429.48 | 17826.06 | 18191.8 | 18101.43 | 18429.75 | 17887.69 | 17051.39 | 15989.84 | 15157.59 | 403.2304 | 18429.75 | 11 | 2027
2027-11-02 | 14640.65 | 14081.19 | 13923.9 | 14062.9 | 14660.08 | 15909.64 | 17209.37 | 17453.68 | 17383.97 | 17305.97 | 17281.53 | 17193.33 | 17067.45 | 17015.78 | 16977.77 | 17129.36 | 17517.42 | 17853.17 | 17738.63 | 18064 | 17523.3 | 16677.66 | 15603.85 | 14764.34 | 395.0389 | 18064 | 11 | 2027
2027-11-03 | 14310.99 | 14631.32 | 14454.3 | 14578.09 | 15158.1 | 16386.64 | 17687.26 | 17982.9 | 18004.2 | 18033.06 | 18135 | 18187.71 | 18196.28 | 18266.08 | 18318.16 | 18592.92 | 19334.37 | 19929.94 | 19551.52 | 19950.85 | 18801.24 | 17735.4 | 16576.64 | 15656.14 | 418.4591 | 19950.85 | 11 | 2027
2027-11-04 | 14977.07 | 15376.55 | 15284.31 | 15491.72 | 16155.29 | 17467.13 | 19154.62 | 19592.96 | 19286.95 | 18887.85 | 18553.98 | 18243.36 | 17997.03 | 17844.63 | 17738.55 | 17882.73 | 18349.86 | 19161.06 | 19154.56 | 19874.09 | 18996.92 | 17981.31 | 16956.95 | 16172.07 | 426.5816 | 19874.09 | 11 | 2027
2027-11-05 | 15635.54 | 15820.61 | 15751.33 | 15989.46 | 16694.98 | 18060.95 | 20211.71 | 20648.89 | 20267.14 | 19761.27 | 19305.78 | 18767.23 | 18344.75 | 18143.06 | 18002.39 | 18123.45 | 18677.51 | 19661.17 | 19731.03 | 20503.97 | 19645.01 | 18353.67 | 17356.51 | 16597.06 | 440.0545 | 20648.89 | 11 | 2027
2027-11-06 | 16048.8 | 14855.06 | 14699.23 | 14770.59 | 15081.98 | 15517.69 | 16028.38 | 16611.26 | 17044.21 | 17022.63 | 16792.41 | 16596.14 | 16404.65 | 16241.22 | 16195.41 | 16386.61 | 16926.73 | 17465.35 | 17511.41 | 18005.35 | 17546.19 | 16868.01 | 16049.83 | 15410.62 | 392.0798 | 18005.35 | 11 | 2027
2027-11-07 | 15096.21 | 14771.73 | 14624.41 | 14685.96 | 15008.7 | 15430.21 | 15655.84 | 16142.33 | 16483.06 | 16451.88 | 16286.57 | 16172.57 | 16034.63 | 15923 | 15964.54 | 16189.24 | 16864.97 | 17806.13 | 17811.37 | 17576.27 | 16872.14 | 16141.71 | 15358.52 | 14765.53 | 384.1175 | 17811.37 | 11 | 2027
2027-11-08 | 14671.32 | 15518.43 | 15440.1 | 15646.81 | 16351.25 | 17684.63 | 19029.47 | 19315.57 | 18871.32 | 18464.91 | 18353.76 | 18226.21 | 18066.44 | 17978.1 | 17970.97 | 18147.15 | 18916.11 | 20529.76 | 20433.65 | 19829.28 | 18497.11 | 17630.54 | 16630.16 | 15874.34 | 428.0774 | 20529.76 | 11 | 2027
2027-11-09 | 15542.96 | 15231.44 | 15153.26 | 15355.88 | 16037.27 | 17349.27 | 18468.25 | 18705.06 | 18273.94 | 18015.51 | 17876.37 | 17704.22 | 17489.17 | 17368.49 | 17333 | 17499.89 | 18105.97 | 19433.38 | 19385.86 | 18851.74 | 17974.29 | 17141.07 | 16168.54 | 15445.36 | 415.9102 | 19433.38 | 11 | 2027
2027-11-10 | 15228.19 | 15525.33 | 15462.18 | 15680.61 | 16377.29 | 17703.79 | 19128.25 | 19360.64 | 18815.96 | 18320.26 | 18144.97 | 17939.32 | 17695.89 | 17551.38 | 17499.7 | 17664.48 | 18288.55 | 19824.38 | 19826.64 | 19330.33 | 18254.36 | 17434.19 | 16473.54 | 15763.35 | 423.2936 | 19826.64 | 11 | 2027
2027-11-11 | 15515.52 | 16106.81 | 16074.03 | 16324.25 | 17051.92 | 18407.79 | 20440.27 | 20662.64 | 20026.79 | 19375.64 | 18904.82 | 18398.27 | 18096.39 | 17902.79 | 17817.69 | 17977.62 | 18775.16 | 20577.89 | 20681.7 | 20262.9 | 19015.11 | 18008.2 | 17072.34 | 16389.22 | 439.8658 | 20681.7 | 11 | 2027
2027-11-12 | 16133.14 | 16004.43 | 15963.82 | 16213.05 | 16951.16 | 18332.25 | 20250.85 | 20485.08 | 19870.01 | 19245 | 18793.82 | 18392.61 | 18104.5 | 17915.57 | 17832.62 | 17976.52 | 18686.53 | 20458.66 | 20531.43 | 20085.15 | 18793.47 | 17868.54 | 16931.84 | 16243.59 | 438.0636 | 20531.43 | 11 | 2027
2027-11-13 | 15991.8 | 16014.82 | 15940.67 | 16078.24 | 16475.67 | 16973.88 | 17267.6 | 17729.71 | 17937.79 | 17727.16 | 17371.6 | 17078.86 | 16787.22 | 16544.91 | 16494.99 | 16698.15 | 17454.9 | 18560.74 | 18809.56 | 18606.54 | 17964.14 | 17306.39 | 16594.81 | 16077.17 | 410.4873 | 18809.56 | 11 | 2027
2027-11-14 | 15948.36 | 17310.89 | 17302.57 | 17509.32 | 17973.4 | 18538.17 | 19168.08 | 19995.31 | 20192.4 | 19539.8 | 18597.32 | 18110.15 | 17693.32 | 17345.96 | 17225.36 | 17419.8 | 18253.74 | 20255.4 | 20737.67 | 20693.96 | 19700.44 | 18616.72 | 17930.85 | 17469.76 | 443.5288 | 20737.67 | 11 | 2027
2027-11-15 | 17250.14 | 17796.67 | 17854.51 | 18202.3 | 19496.63 | 22148.87 | 24329.35 | 24535.91 | 23644.76 | 22632.22 | 21775.35 | 20896.25 | 20048.57 | 19437.38 | 19103.63 | 19347.21 | 20712.25 | 22868.52 | 23258.55 | 23049.04 | 21933.35 | 20603.99 | 19032.33 | 18235.8 | 498.1936 | 24535.91 | 11 | 2027
2027-11-16 | 17887.12 | 16809.95 | 16816.77 | 17108.64 | 17876.96 | 19960.38 | 22090.8 | 22288.63 | 21525.26 | 20702.04 | 20051.08 | 19359.18 | 18659.14 | 18303.15 | 18170.97 | 18320.72 | 19480.38 | 21449.77 | 21686.94 | 21388.7 | 20199.27 | 18797.98 | 17801.72 | 17156.82 | 463.8924 | 22288.63 | 11 | 2027
2027-11-17 | 16906.33 | 16941.55 | 16956.26 | 17256.09 | 18033.03 | 20261.12 | 22410.63 | 22602.6 | 21813.17 | 20955.08 | 20268.13 | 19544.19 | 18815.95 | 18376.46 | 18235.02 | 18382.87 | 19610.66 | 21612.98 | 21876.17 | 21602.59 | 20422.63 | 19032.95 | 17938.25 | 17301.57 | 467.1563 | 22602.6 | 11 | 2027
2027-11-18 | 17010.67 | 17062.54 | 17083.84 | 17390.61 | 18174.29 | 20528.28 | 22689.97 | 22878.6 | 22068.52 | 21182.26 | 20465.77 | 19714.57 | 18963.16 | 18448.85 | 18298.3 | 18444.7 | 19736.43 | 21766.24 | 22051.53 | 21796.81 | 20627.23 | 19247.87 | 18063.53 | 17433.01 | 471.1276 | 22878.6 | 11 | 2027
2027-11-19 | 17158.36 | 16495.69 | 16486.44 | 16768.4 | 17539.54 | 19333.47 | 21484.56 | 21686.96 | 20961.62 | 20192.58 | 19592.15 | 18950.85 | 18409.1 | 18165.57 | 18041.95 | 18174.08 | 19114.15 | 21022.54 | 21201.37 | 20870.34 | 19611.71 | 18348.99 | 17446.06 | 16791.74 | 453.8482 | 21686.96 | 11 | 2027
2027-11-20 | 16535.44 | 16966.24 | 16945.76 | 17139.75 | 17592.32 | 18151.59 | 18514.85 | 19324.55 | 19541.76 | 18926.26 | 18233.51 | 17815.35 | 17418.26 | 17086.29 | 16972.81 | 17161.86 | 17983.81 | 19726.91 | 20170.28 | 20130.92 | 19094.69 | 18243.15 | 17581.73 | 17116.21 | 434.3743 | 20170.28 | 11 | 2027
2027-11-21 | 16931.48 | 16828.01 | 16801.37 | 16988.64 | 17435.47 | 17990.6 | 18347.13 | 19033.82 | 19267.09 | 18675.29 | 18107.03 | 17702.79 | 17317 | 16994.68 | 16887.54 | 17076.57 | 17891.57 | 19537.06 | 19959.68 | 19909.04 | 18857.71 | 18103.96 | 17439.07 | 16969.57 | 431.0522 | 19959.68 | 11 | 2027
2027-11-22 | 16808.95 | 16611.5 | 16616.66 | 16908.69 | 17699.37 | 19664.79 | 21849.06 | 22040.78 | 21283.19 | 20469.78 | 19824.91 | 19147.95 | 18507.92 | 18248.27 | 18116.43 | 18247.66 | 19257.9 | 21209.01 | 21424.93 | 21132.25 | 19890.39 | 18526.97 | 17633.21 | 16984.51 | 458.1051 | 22040.78 | 11 | 2027
2027-11-23 | 16695.82 | 19014.46 | 19226.04 | 19978.76 | 21623.41 | 24366.19 | 26660.43 | 26818.01 | 25731.91 | 24463.85 | 23342.91 | 22217.08 | 21148.23 | 20367.01 | 19910.2 | 20138.34 | 21640.31 | 24046.49 | 24639.18 | 24622.16 | 23612.32 | 22379.45 | 20906.1 | 19909.07 | 533.4577 | 26818.01 | 11 | 2027
2027-11-24 | 19132.18 | 18408.35 | 18501.96 | 19160.19 | 20769.83 | 23486.08 | 25770.74 | 25927.34 | 24893.98 | 23702.29 | 22662.21 | 21612.83 | 20609.16 | 19882.17 | 19460.37 | 19689.65 | 21151.52 | 23480.28 | 24008.35 | 23953.19 | 22901.26 | 21635.78 | 20139.35 | 19115.38 | 520.0544 | 25927.34 | 11 | 2027
2027-11-25 | 18383.09 | 17307.24 | 17339.21 | 17600.25 | 18182.66 | 19541.63 | 20519.75 | 20882.88 | 20693.46 | 20225.85 | 19600.03 | 18734.93 | 17908.45 | 17399.41 | 17163.6 | 17328.08 | 18118.83 | 20167.07 | 20691.51 | 20826.66 | 19954.18 | 18968.99 | 18098.63 | 17680.58 | 453.317 | 20882.88 | 11 | 2027
2027-11-26 | 17501.36 | 17109.74 | 17128.5 | 17382.93 | 17970.23 | 19132.19 | 20107.06 | 20485.29 | 20333.94 | 19915.85 | 19334.15 | 18511.56 | 17853.78 | 17358.43 | 17131.13 | 17280.91 | 18048.43 | 19930.55 | 20405.79 | 20497.38 | 19572.88 | 18557.04 | 17859.89 | 17431.48 | 446.8405 | 20497.38 | 11 | 2027
2027-11-27 | 17381.51 | 17114.92 | 17104.6 | 17309.15 | 17773.39 | 18351.14 | 18928.75 | 19723.64 | 19903.17 | 19241.17 | 18379.34 | 17939.21 | 17524.59 | 17178.01 | 17053.55 | 17237.08 | 18074.72 | 19943.62 | 20417.43 | 20423.52 | 19380.84 | 18402.21 | 17754.15 | 17301.31 | 439.841 | 20423.52 | 11 | 2027
2027-11-28 | 17126.73 | 18802.44 | 18933.79 | 19472.05 | 20479.55 | 21650.18 | 22463.63 | 23238.44 | 23179.09 | 22183.13 | 20878.81 | 19721.41 | 18660.87 | 18143.82 | 17931.28 | 18102.71 | 19411.42 | 22003.71 | 22750.01 | 22953.36 | 22063.6 | 21096.87 | 20033.34 | 19336.84 | 490.6171 | 23238.44 | 11 | 2027
2027-11-29 | 18804.4 | 18801.63 | 19012.37 | 19766.06 | 21434.67 | 24218.64 | 26558.49 | 26714.63 | 25631.4 | 24367.24 | 23244.57 | 22126.11 | 21075.66 | 20291.5 | 19831.72 | 20037.72 | 21528.01 | 23923.86 | 24503.16 | 24489.83 | 23435.72 | 22188.59 | 20724.88 | 19727.71 | 532.4386 | 26714.63 | 11 | 2027
2027-11-30 | 19074.19 | 18252.05 | 18341.54 | 18863.35 | 20466.87 | 23189.75 | 25501.77 | 25646.15 | 24614.72 | 23432.14 | 22400.88 | 21363.18 | 20370.06 | 19651.13 | 19231.8 | 19453.14 | 20908.45 | 23224 | 23739.01 | 23695.02 | 22619.98 | 21344.86 | 19853.67 | 18831.91 | 514.0696 | 25646.15 | 11 | 2027
2027-12-01 | 18705.97 | 18400.52 | 18316.68 | 18644.3 | 19642.97 | 21485.82 | 23576.64 | 23999.53 | 23408.47 | 22571.56 | 21951.79 | 21333.9 | 20677.47 | 20251.84 | 20059.51 | 20388.89 | 21766.54 | 23724.85 | 23563.73 | 23161.53 | 22148.39 | 21069.06 | 19686.44 | 18586.11 | 507.1225 | 23999.53 | 12 | 2027
2027-12-02 | 18308.05 | 20651.03 | 20671.8 | 21110.87 | 22215.25 | 24725.96 | 27191.18 | 27610.48 | 26809.98 | 25673.95 | 24611.03 | 23482.78 | 22384.95 | 21808.16 | 21516.37 | 21842.7 | 23624.98 | 26142.34 | 26226.4 | 25991.35 | 24973.34 | 23644.89 | 22074.63 | 21051.48 | 564.3439 | 27610.48 | 12 | 2027
2027-12-03 | 20602.63 | 22599.75 | 22758.48 | 23504.52 | 25160.96 | 27897.15 | 30456.19 | 30860.73 | 29829.01 | 28367.35 | 26951.14 | 25488.91 | 24089.33 | 23073.38 | 22529.78 | 22899.81 | 25029.93 | 27846.33 | 28187.74 | 28132.78 | 27244.25 | 26044.1 | 24423.55 | 23201.81 | 617.1796 | 30860.73 | 12 | 2027
2027-12-04 | 22559.88 | 21724.56 | 21747.86 | 22087.59 | 22845.37 | 23837.42 | 24766.4 | 25827.88 | 25964.48 | 24911.51 | 23440.52 | 22186.02 | 21220.13 | 20462.84 | 20146.57 | 20527.16 | 22243.02 | 25018.2 | 25435.39 | 25545.67 | 24778.49 | 23827.28 | 22588.5 | 21863.06 | 555.5558 | 25964.48 | 12 | 2027
2027-12-05 | 21663.22 | 20501.92 | 20467 | 20745.21 | 21360.13 | 22055.52 | 22806.43 | 23870.26 | 24125.05 | 23240.95 | 22076.98 | 21183.44 | 20323.15 | 19653.84 | 19395.35 | 19778.86 | 21425.02 | 23761.27 | 24038.89 | 24057.5 | 23209.62 | 22290.04 | 21313.57 | 20543 | 523.8862 | 24125.05 | 12 | 2027
2027-12-06 | 20406.78 | 19943.23 | 19941.37 | 20358.46 | 21463.88 | 23729.74 | 26201.62 | 26617.92 | 25858.65 | 24782.24 | 23773.78 | 22698.22 | 21859.86 | 21301.96 | 21021.44 | 21324.98 | 22847.69 | 25281.48 | 25309.19 | 25042.54 | 23973.07 | 22622.04 | 21304.71 | 20268.8 | 547.9337 | 26617.92 | 12 | 2027
2027-12-07 | 19940 | 16075.67 | 15876.69 | 16083.9 | 16966.99 | 18716.48 | 20464.12 | 20784.9 | 20516.11 | 20136.55 | 19854.37 | 19493.52 | 19058.29 | 18817.3 | 18746.43 | 19086.08 | 20334.42 | 21745.4 | 21411.32 | 20973.03 | 19976.24 | 18787.34 | 17320.69 | 16124.66 | 457.2905 | 21745.4 | 12 | 2027
2027-12-08 | 16040.65 | 17578.57 | 17457.28 | 17745.94 | 18707.43 | 20527.49 | 22323.87 | 22726.59 | 22237.06 | 21679.27 | 21207.77 | 20669.56 | 20083.19 | 19715.23 | 19558.99 | 19886.54 | 21223.58 | 22901.21 | 22648.51 | 22287.18 | 21373.78 | 20257.38 | 18853.47 | 17726.27 | 485.4168 | 22901.21 | 12 | 2027
2027-12-09 | 17411.51 | 16962.11 | 16810.37 | 17067.28 | 17997.89 | 19792.68 | 21575.63 | 21886.93 | 21538.24 | 21048.46 | 20648.63 | 20177.24 | 19648.68 | 19328.77 | 19204.11 | 19534.04 | 20836.23 | 22353.88 | 22109.49 | 21740.27 | 20792.99 | 19648.52 | 18222.59 | 17070.13 | 473.4067 | 22353.88 | 12 | 2027
2027-12-10 | 16854.14 | 17259.07 | 17121.84 | 17398.09 | 18361.74 | 20197.86 | 21998.56 | 22319.57 | 21951.25 | 21428.64 | 20988.33 | 20479.07 | 19921.13 | 19571.65 | 19425.84 | 19737.61 | 21044.86 | 22587.86 | 22360.82 | 21995.01 | 21034.36 | 19893.01 | 18482.76 | 17343.48 | 479.7566 | 22587.86 | 12 | 2027
2027-12-11 | 17073.75 | 19164.55 | 19067.15 | 19279.35 | 19832.46 | 20481.59 | 21135.75 | 21932.94 | 22216.4 | 21680.67 | 20856.53 | 20099.02 | 19354.29 | 18781.33 | 18585.08 | 18970 | 20545.03 | 22468.44 | 22563.81 | 22509.35 | 21784.49 | 20955.22 | 19938.76 | 19121.46 | 488.3974 | 22563.81 | 12 | 2027
2027-12-12 | 18899.81 | 19825.46 | 19761.97 | 20009.66 | 20597.36 | 21278.24 | 21956.2 | 22843.22 | 23147.81 | 22363.24 | 21457.26 | 20624.04 | 19814.68 | 19187.65 | 18955.03 | 19335.17 | 20950.04 | 23052.43 | 23260.54 | 23252.16 | 22408.36 | 21609.21 | 20619.71 | 19832.14 | 505.0414 | 23260.54 | 12 | 2027
2027-12-13 | 19633.64 | 18759.55 | 18702.03 | 19060.33 | 20110.72 | 22017.2 | 24334.06 | 24748.33 | 24099.64 | 23183.5 | 22368.78 | 21695.12 | 21004.29 | 20532.5 | 20307.95 | 20613.15 | 22010.52 | 24092.69 | 23984.47 | 23637.64 | 22507.56 | 21440.14 | 20086.95 | 19009.22 | 517.94 | 24748.33 | 12 | 2027
2027-12-14 | 18722.68 | 17793.76 | 17687.08 | 17990.55 | 18967.92 | 20806.4 | 22708.95 | 23114.28 | 22555.54 | 21904.57 | 21392.81 | 20818.85 | 20200.89 | 19806.4 | 19631.34 | 19952.68 | 21306.46 | 23056.13 | 22840.61 | 22459.17 | 21555.47 | 20452.39 | 19065.69 | 17956.37 | 492.747 | 23114.28 | 12 | 2027
2027-12-15 | 17721.06 | 16628.92 | 16464.79 | 16708.05 | 17627.27 | 19416.7 | 21204.97 | 21510.59 | 21175.6 | 20708.4 | 20332.04 | 19884.29 | 19374.46 | 19070.11 | 18954.58 | 19280.86 | 20567.95 | 22057.84 | 21791.95 | 21416.48 | 20450.63 | 19295.6 | 17867.05 | 16710.31 | 466.2205 | 22057.84 | 12 | 2027
2027-12-16 | 16515.59 | 15671.7 | 15458.89 | 15651.1 | 16520.97 | 18265.57 | 20021.43 | 20333.49 | 20077.51 | 19720.93 | 19461.4 | 19122.32 | 18705 | 18478.19 | 18414.81 | 18747.42 | 19977.42 | 21357.61 | 21001.68 | 20560.97 | 19545.27 | 18346.68 | 16880.26 | 15681.7 | 444.5179 | 21357.61 | 12 | 2027
2027-12-17 | 15529.74 | 19291.04 | 19257.76 | 19643.24 | 20712.54 | 22708.05 | 25190.07 | 25596.69 | 24886.05 | 23885.84 | 22957.16 | 22091.74 | 21335.64 | 20820.04 | 20562.7 | 20859.19 | 22288.34 | 24546.78 | 24501.43 | 24206.71 | 23074.82 | 21902.61 | 20575.48 | 19527.39 | 525.951 | 25596.69 | 12 | 2027
2027-12-18 | 19069.52 | 21259.27 | 21268.91 | 21593.67 | 22255.43 | 23173.31 | 24141.46 | 25181.37 | 25327.61 | 24299.37 | 22853.33 | 21761.62 | 20812.88 | 20068.85 | 19757.72 | 20126.93 | 21827.42 | 24434.16 | 24821.78 | 24945.53 | 24138.83 | 23170.47 | 22096.2 | 21372.6 | 539.7582 | 25327.61 | 12 | 2027
2027-12-19 | 21073.86 | 18071.86 | 17921.62 | 18078.18 | 18578.69 | 19184.58 | 19816.39 | 20615.29 | 20980.22 | 20561.25 | 19859.9 | 19218.61 | 18572.65 | 18082.42 | 17940.9 | 18329.06 | 19843.05 | 21648.59 | 21646.38 | 21529.32 | 20743.24 | 19865.31 | 18812.57 | 17953.98 | 468.9279 | 21648.59 | 12 | 2027
2027-12-20 | 17951.9 | 19067.14 | 19027.46 | 19404.5 | 20473.55 | 22400.94 | 24872.2 | 25277.43 | 24585.6 | 23612.11 | 22711.86 | 21930.07 | 21203.9 | 20702.26 | 20456.88 | 20756.3 | 22175.26 | 24366.92 | 24302.81 | 23997.49 | 22855.74 | 21739.04 | 20404.07 | 19345.11 | 523.6205 | 25277.43 | 12 | 2027
2027-12-21 | 18981.68 | 20789.27 | 20832.71 | 21294.45 | 22423.12 | 25049.93 | 27580.72 | 27964.8 | 27086.6 | 25856.21 | 24689.12 | 23463.66 | 22303.91 | 21670.9 | 21336.87 | 21639.44 | 23385.11 | 25969.68 | 26122.23 | 25974.6 | 24979.66 | 23689.56 | 22149.44 | 21167.68 | 566.4013 | 27964.8 | 12 | 2027
2027-12-22 | 20728.92 | 21510.75 | 21591.07 | 22091.52 | 23524.67 | 26200.66 | 28765.24 | 29142.32 | 28184.33 | 26842.55 | 25557.66 | 24222.95 | 22928.84 | 22114.95 | 21741.32 | 22038.68 | 23971.53 | 26666.29 | 26909.18 | 26827.87 | 25882.01 | 24635.45 | 22984.74 | 21943.24 | 587.0067 | 29142.32 | 12 | 2027
2027-12-23 | 21517.15 | 23334.43 | 23552.45 | 24344.29 | 26033.21 | 28801.78 | 31422.68 | 31791.75 | 30663.65 | 29081.14 | 27541.1 | 25967.63 | 24470.62 | 23377 | 22766.71 | 23146.23 | 25345.51 | 28280.99 | 28722.77 | 28776.24 | 27947.28 | 26798.4 | 25227.27 | 24059.77 | 632.9701 | 31791.75 | 12 | 2027
2027-12-24 | 23239.6 | 22671.4 | 22834.1 | 23479.81 | 24700.02 | 26223.96 | 27515.49 | 28109.59 | 27777.65 | 26822.44 | 25570.9 | 24051.88 | 22317.6 | 21270.45 | 20761.91 | 21074.04 | 22869.05 | 25792.14 | 26333.41 | 26651.03 | 26048.65 | 25238.58 | 24152.77 | 23318.64 | 588.8251 | 28109.59 | 12 | 2027
2027-12-25 | 22839.37 | 19716.79 | 19620.18 | 19761.2 | 19999.08 | 19731.81 | 19403.03 | 20371.92 | 21204 | 21058.52 | 20368.31 | 19587.45 | 18588.49 | 17750.14 | 17483.02 | 17916.46 | 19585.61 | 21608.65 | 21847.98 | 22045.6 | 21529.86 | 20976.17 | 20336.36 | 19788.15 | 483.1182 | 22839.37 | 12 | 2027
2027-12-26 | 19949.57 | 17397.25 | 17288.57 | 17420.11 | 17698.42 | 17666.95 | 17568.54 | 18453.53 | 19527.51 | 19873.17 | 19763.02 | 19521.53 | 19058.44 | 18699.77 | 18738.82 | 19225.75 | 20730.57 | 22243.5 | 21945.26 | 21567.47 | 20537.01 | 19476.53 | 18322.93 | 17361.57 | 460.0358 | 22243.5 | 12 | 2027
2027-12-27 | 17295.77 | 18025.63 | 17933.15 | 18254.69 | 19270.71 | 21149.54 | 23168.99 | 23583.34 | 23004.76 | 22241.62 | 21697.63 | 21100.16 | 20474.19 | 20056.87 | 19868.66 | 20174.64 | 21531.64 | 23356.92 | 23163.11 | 22764.02 | 21803.6 | 20703.56 | 19328.29 | 18225.05 | 498.1765 | 23583.34 | 12 | 2027
2027-12-28 | 17910.7 | 16351.76 | 16172.87 | 16400.86 | 17305.43 | 19079.65 | 20854.42 | 21163.4 | 20852.93 | 20420.09 | 20078.3 | 19663.47 | 19181.78 | 18901.45 | 18803.28 | 19131.27 | 20400.5 | 21856.2 | 21562.87 | 21165.61 | 20184.27 | 19016.03 | 17576.62 | 16408.17 | 460.4419 | 21856.2 | 12 | 2027
2027-12-29 | 16236.4 | 19916.75 | 19916.63 | 20332.62 | 21417.68 | 23667.48 | 26164.4 | 26554.17 | 25767.91 | 24667.5 | 23636.93 | 22539.53 | 21687.73 | 21123.82 | 20836.37 | 21143.24 | 22661.24 | 25115.95 | 25161.67 | 24939.83 | 23882.39 | 22551.52 | 21248.32 | 20231.06 | 541.4011 | 26554.17 | 12 | 2027
2027-12-30 | 19762.66 | 18960.55 | 18911.61 | 19276.72 | 20311.81 | 22200.49 | 24595.84 | 24994.29 | 24313.06 | 23359.76 | 22484.06 | 21745.88 | 21018.45 | 20531.95 | 20296.43 | 20609.26 | 22029.59 | 24187.21 | 24113.96 | 23806.33 | 22684.08 | 21604.12 | 20263 | 19203.44 | 521.2646 | 24994.29 | 12 | 2027
2027-12-31 | 18940.09 | 20184.34 | 20189.4 | 20616.51 | 21724.17 | 24084.86 | 26584.28 | 26997.01 | 26215.31 | 25111.03 | 24071.14 | 22965.41 | 22036.35 | 21468.55 | 21179.04 | 21476.91 | 23078.21 | 25545.12 | 25587.98 | 25344.4 | 24263.27 | 22908.96 | 21524.92 | 20502.6 | 552.5999 | 26997.01 | 12 | 2027
2028-01-01 | 20076.94 | 17251.07 | 17047.64 | 17057.16 | 17152.47 | 16852.69 | 16614.91 | 17404.83 | 18294.95 | 18509.11 | 18217.27 | 17833.58 | 17182.26 | 16576.73 | 16410.81 | 16720.69 | 17691.22 | 19323.64 | 19647.47 | 19816.43 | 19153.45 | 18473.02 | 17769.32 | 17224.99 | 428.3027 | 20076.94 | 1 | 2028
2028-01-02 | 17410.89 | 16778.69 | 16564.9 | 16631.84 | 17010.66 | 17554.5 | 18233.59 | 18876.79 | 19286.48 | 19174.76 | 18798.66 | 18481.99 | 18110.02 | 17789.88 | 17718.26 | 17997.13 | 18883.95 | 20409.64 | 20568.01 | 20477.34 | 19587.46 | 18623.78 | 17547.92 | 16731.13 | 439.2483 | 20568.01 | 1 | 2028
2028-01-03 | 16634.47 | 16157.77 | 15963.35 | 16148.02 | 16969.55 | 18663.4 | 20440.85 | 20642.08 | 20367.44 | 20153.24 | 20013.35 | 19821.76 | 19542.13 | 19352.55 | 19279.97 | 19492.62 | 20197.79 | 21494.04 | 21451.13 | 21135.47 | 20085.11 | 18880.54 | 17471.32 | 16390.57 | 456.7485 | 21494.04 | 1 | 2028
2028-01-04 | 16113.57 | 20573.51 | 20601.4 | 21016.53 | 22039.21 | 24061.08 | 26571.77 | 26793.52 | 25946.78 | 24982.38 | 24079.56 | 23206.25 | 22479.22 | 21930 | 21615.99 | 21810.07 | 22781.09 | 24918.51 | 25421.2 | 25402.55 | 24359.77 | 23188.44 | 21954.27 | 21073.29 | 552.92 | 26793.52 | 1 | 2028
2028-01-05 | 20506.63 | 19685.52 | 19668.07 | 20035.95 | 21012.21 | 22834.44 | 25116.47 | 25346.27 | 24596.99 | 23769.09 | 23102.16 | 22498.53 | 21857.67 | 21380.34 | 21114.56 | 21314.15 | 22231.89 | 24056.84 | 24449.14 | 24350.91 | 23337.48 | 22308.65 | 21039.26 | 20118.99 | 535.7322 | 25346.27 | 1 | 2028
2028-01-06 | 19762.46 | 20793.53 | 20827.39 | 21249.86 | 22278 | 24379.05 | 26889.25 | 27118.12 | 26266.76 | 25292.65 | 24380.16 | 23428.08 | 22698.08 | 22146.6 | 21832.22 | 22030.75 | 23012.59 | 25244.96 | 25757.43 | 25739.47 | 24701.89 | 23449.36 | 22212.91 | 21330.31 | 562.8219 | 27118.12 | 1 | 2028
2028-01-07 | 20883.38 | 17943.67 | 17836.83 | 18114.4 | 19017.51 | 20785.28 | 22601.01 | 22794.02 | 22372.57 | 21952.02 | 21591.87 | 21185.46 | 20715 | 20376.41 | 20202.24 | 20399.03 | 21202.85 | 22695.78 | 22820.49 | 22618 | 21669.02 | 20548.21 | 19212.7 | 18215.47 | 497.7532 | 22820.49 | 1 | 2028
2028-01-08 | 17998.25 | 15734.26 | 15464.23 | 15472.55 | 15793.72 | 16279.33 | 16905.81 | 17562.6 | 18068.1 | 18087.98 | 17850.04 | 17660.6 | 17397.15 | 17168.37 | 17160.04 | 17449.54 | 18269.09 | 19666.09 | 19720.14 | 19544.66 | 18603.55 | 17590.83 | 16467.11 | 15598.93 | 417.513 | 19720.14 | 1 | 2028
2028-01-09 | 15595.71 | 19026.33 | 18919.81 | 19100.17 | 19586.07 | 20214.27 | 20930.9 | 21573.62 | 21819.33 | 21472.39 | 20845.85 | 20292.94 | 19720.79 | 19233.65 | 19053.71 | 19325.84 | 20335.47 | 22098.88 | 22455.25 | 22487.61 | 21722.35 | 20857.69 | 19856.13 | 19124.41 | 485.6492 | 22487.61 | 1 | 2028
2028-01-10 | 18812.48 | 21022.22 | 21070.18 | 21509.63 | 22574.54 | 24797.43 | 27304.82 | 27546.58 | 26676.32 | 25668.13 | 24712.86 | 23717.14 | 22928.93 | 22350.5 | 22020.98 | 22206.65 | 23187.15 | 25473.91 | 26013.04 | 25993.31 | 24963.82 | 23663.76 | 22437.17 | 21561.19 | 568.2127 | 27546.58 | 1 | 2028
2028-01-11 | 21048.15 | 19319.19 | 19279.61 | 19624.32 | 20577.98 | 22372.28 | 24462.54 | 24705.84 | 24011.25 | 23284.63 | 22770.81 | 22220.09 | 21623.25 | 21183.76 | 20945.79 | 21152.75 | 22043.11 | 23737.42 | 24074.36 | 23920.88 | 22995.37 | 21947.77 | 20656.16 | 19713.64 | 527.6709 | 24705.84 | 1 | 2028
2028-01-12 | 19407.58 | 18780.18 | 18713.08 | 19028.63 | 19954.86 | 21723.31 | 23578.86 | 23827.74 | 23234.75 | 22728.03 | 22280.91 | 21793.11 | 21248.72 | 20853.64 | 20645.86 | 20857.18 | 21715.28 | 23299.64 | 23506.56 | 23357.32 | 22485.65 | 21413.13 | 20099.62 | 19133.55 | 513.6672 | 23827.74 | 1 | 2028
2028-01-13 | 18814.81 | 18431.31 | 18346.06 | 18642.5 | 19550.42 | 21301.19 | 23096.73 | 23285.53 | 22831.72 | 22366.81 | 21963.9 | 21517.39 | 21007.76 | 20642.03 | 20454.34 | 20668.71 | 21505.36 | 23048.27 | 23221.34 | 23045.95 | 22156.2 | 21067.47 | 19739.16 | 18757.16 | 505.4621 | 23285.53 | 1 | 2028
2028-01-14 | 18464.3 | 20474.21 | 20488.98 | 20894.7 | 21919.93 | 23881.96 | 26348.92 | 26601.32 | 25799.81 | 24886.35 | 24030.78 | 23223.5 | 22525.73 | 21997.84 | 21700.63 | 21889.55 | 22833.03 | 24915.5 | 25375.2 | 25291.36 | 24218.91 | 23062.2 | 21811.74 | 20912.06 | 553.5485 | 26601.32 | 1 | 2028
2028-01-15 | 20446.29 | 17749.16 | 17574.08 | 17682.77 | 18098.72 | 18656.25 | 19309.34 | 19968.38 | 20330.75 | 20144 | 19686.22 | 19289.23 | 18849.31 | 18473.71 | 18370.95 | 18656.37 | 19584.18 | 21190.49 | 21419.33 | 21348.05 | 20519.53 | 19594.81 | 18534.78 | 17740.57 | 463.2173 | 21419.33 | 1 | 2028
2028-01-16 | 17687.01 | 16981.49 | 16767.44 | 16834.99 | 17211.85 | 17733.4 | 18360.17 | 19024.5 | 19450.25 | 19352.09 | 18988.22 | 18679.4 | 18313.59 | 18000.45 | 17939.88 | 18230.87 | 19113.04 | 20630.94 | 20787.18 | 20662.64 | 19793.32 | 18833.41 | 17742.86 | 16915.4 | 444.0344 | 20787.18 | 1 | 2028
2028-01-17 | 16829.25 | 19016.19 | 18958.49 | 19287.21 | 20244.75 | 22037.77 | 23966.37 | 24236.61 | 23600.8 | 23048.48 | 22587.36 | 22090.21 | 21548.83 | 21141.33 | 20929.06 | 21133.21 | 21988.38 | 23581.59 | 23848.13 | 23627.14 | 22749.02 | 21678.21 | 20364.05 | 19393.74 | 517.8862 | 24236.61 | 1 | 2028
2028-01-18 | 18960.83 | 21609.13 | 21678.24 | 22137.74 | 23200.08 | 25615.29 | 28088.31 | 28332.78 | 27419.64 | 26349.67 | 25332.11 | 24269.49 | 23269.19 | 22661.16 | 22314.29 | 22515.67 | 23530.31 | 26022.75 | 26624.33 | 26631.66 | 25674.8 | 24410.41 | 23007.02 | 22150.03 | 581.8049 | 28332.78 | 1 | 2028
2028-01-19 | 21623.82 | 25781.79 | 26115.05 | 26984.82 | 28668.47 | 31390 | 33990.39 | 34216.13 | 32924.16 | 31318.38 | 29733.4 | 28140.08 | 26621.4 | 25432.31 | 24719.06 | 24954.96 | 26573.2 | 29603.85 | 30647.52 | 30955.67 | 30257.7 | 29210.23 | 27773.15 | 26837.56 | 684.4731 | 34216.13 | 1 | 2028
2028-01-20 | 25939.22 | 24989.68 | 25282.34 | 26109.52 | 27752.01 | 30435.45 | 33007.13 | 33238.93 | 32013.36 | 30500.26 | 29013.14 | 27510.84 | 26069.51 | 24945.35 | 24275.99 | 24517.61 | 26088.11 | 29026.93 | 29995.39 | 30247.93 | 29508.92 | 28425.2 | 26956.06 | 25985.3 | 671.8342 | 33238.93 | 1 | 2028
2028-01-21 | 25342.3 | 23505.1 | 23663.8 | 24404.92 | 25983.26 | 28619.89 | 31148.94 | 31402.37 | 30311.1 | 28980.89 | 27682.33 | 26355.35 | 25066.77 | 24066.28 | 23509.2 | 23716.2 | 25183.53 | 27936.69 | 28747.37 | 28878.01 | 28028.03 | 26861.31 | 25332.85 | 24292.4 | 639.0189 | 31402.37 | 1 | 2028
2028-01-22 | 23722.75 | 22646.11 | 22708.23 | 23067.01 | 23769.05 | 24781.46 | 25784.86 | 26648.74 | 26645.29 | 25699.64 | 24354.85 | 23225.63 | 22341.22 | 21594.57 | 21248.87 | 21516.25 | 22717.33 | 25237.79 | 26116.51 | 26393.76 | 25659.21 | 24723.63 | 23568.74 | 22966.06 | 577.1376 | 26648.74 | 1 | 2028
2028-01-23 | 22712.19 | 22069.54 | 22102.11 | 22429.85 | 23053.76 | 23862.4 | 24837.95 | 25707.73 | 25768.33 | 24912.03 | 23661.57 | 22767.85 | 21939.75 | 21240.44 | 20926.78 | 21198.41 | 22364.75 | 24682.74 | 25488.99 | 25712.53 | 24938.51 | 23968.02 | 22973.88 | 22345.63 | 561.6657 | 25768.33 | 1 | 2028
2028-01-24 | 22096.2 | 20360.17 | 20361.75 | 20753.16 | 21769.44 | 23641.63 | 26023.8 | 26307.84 | 25562.76 | 24715.05 | 23926.9 | 23192.55 | 22543.53 | 22047.52 | 21781.05 | 21988.5 | 22909.56 | 24955.62 | 25377.94 | 25220.54 | 24161.28 | 23019.35 | 21738.21 | 20809.43 | 555.2638 | 26307.84 | 1 | 2028
2028-01-25 | 20487.24 | 21253.82 | 21297.36 | 21730.39 | 22765.83 | 24989.51 | 27390.26 | 27659.37 | 26816.26 | 25835.57 | 24911.05 | 23931.93 | 23066.77 | 22504.5 | 22192.85 | 22406.94 | 23388.64 | 25751.5 | 26288.57 | 26217.8 | 25245.97 | 23954.95 | 22631.37 | 21744.62 | 574.4631 | 27659.37 | 1 | 2028
2028-01-26 | 21317.13 | 22769.77 | 22887.21 | 23398.34 | 24830.02 | 27374.41 | 29820.88 | 30084.92 | 29088.88 | 27890.8 | 26735.66 | 25539.78 | 24358.49 | 23465.23 | 23076.88 | 23284.34 | 24613.38 | 27243.5 | 27961.42 | 28010.04 | 27147.39 | 25945.78 | 24361.35 | 23364.29 | 614.5699 | 30084.92 | 1 | 2028
2028-01-27 | 22856.65 | 22306.81 | 22400.46 | 22886.46 | 24121.95 | 26636.35 | 29059.44 | 29328.61 | 28384.44 | 27258.5 | 26179.67 | 25055.15 | 23933.99 | 23182.44 | 22820.22 | 23031.48 | 24241.87 | 26800.32 | 27459.59 | 27463.95 | 26569.35 | 25339.52 | 23729.86 | 22865.67 | 603.9128 | 29328.61 | 1 | 2028
2028-01-28 | 22470.58 | 24197.78 | 24436.47 | 25211.78 | 26814.25 | 29449.26 | 31935.16 | 32209.66 | 31094.58 | 29720.42 | 28373.62 | 26997.17 | 25665.93 | 24631.66 | 24028.19 | 24276.88 | 25769.73 | 28573.33 | 29430.25 | 29556.75 | 28758.44 | 27619.78 | 26094.05 | 25063.04 | 652.3788 | 32209.66 | 1 | 2028
2028-01-29 | 24339.49 | 21394.95 | 21386.82 | 21672.08 | 22254.01 | 22926.88 | 23634.84 | 24529.03 | 24690.03 | 23966.73 | 23011.98 | 22254.99 | 21507.83 | 20877.74 | 20614.43 | 20899.58 | 22015.71 | 24092.9 | 24797.77 | 24920.88 | 24108.46 | 23226.64 | 22270.5 | 21600.61 | 546.9949 | 24920.88 | 1 | 2028
2028-01-30 | 21456.52 | 21652.93 | 21656.08 | 21953.32 | 22546.33 | 23225.8 | 24028.34 | 24925.37 | 25065.75 | 24311.47 | 23247.72 | 22466.8 | 21699.2 | 21052.25 | 20778.61 | 21064.47 | 22193.11 | 24359.56 | 25091.68 | 25227.14 | 24434.97 | 23484.48 | 22534.44 | 21872.24 | 550.3286 | 25227.14 | 1 | 2028
2028-01-31 | 21624.41 | 20232.3 | 20218.66 | 20594.85 | 21594.03 | 23390.6 | 25679.32 | 25988.89 | 25293.62 | 24505.76 | 23779.06 | 23121.12 | 22505.76 | 22039.25 | 21797.43 | 22017.09 | 22916.85 | 24911.71 | 25295.24 | 25074.7 | 24018.52 | 22902.07 | 21596.56 | 20645.36 | 551.7432 | 25988.89 | 1 | 2028
2028-02-01 | 20361.51 | 16783.1 | 16690.25 | 16961.6 | 17797.32 | 19476.68 | 21165.67 | 21227.92 | 20774.01 | 20366.68 | 20056.94 | 19720 | 19325.79 | 19040.44 | 18854.47 | 18927.41 | 19306.93 | 20305.55 | 20785.15 | 20722.18 | 19884.97 | 18897.01 | 17731.11 | 16830.96 | 461.9936 | 21227.92 | 2 | 2028
2028-02-02 | 16788.02 | 19693 | 19736.86 | 20152.92 | 21126.84 | 23107.09 | 25502.18 | 25590.2 | 24692.73 | 23736.87 | 22888.31 | 22131.48 | 21493.94 | 21006.28 | 20687.88 | 20756.23 | 21302.36 | 22625.28 | 23608.29 | 23735.17 | 22778.93 | 21860.87 | 20785.25 | 19988.63 | 525.7756 | 25590.2 | 2 | 2028
2028-02-03 | 19602.64 | 21030.11 | 21146.97 | 21639.19 | 22751.01 | 25305.88 | 27746.75 | 27817.73 | 26751.86 | 25561.71 | 24461.73 | 23348.11 | 22322.58 | 21705.28 | 21299.56 | 21351.61 | 21973.21 | 23751.39 | 24929 | 25192.18 | 24360.97 | 23270.46 | 22094.82 | 21368.27 | 560.783 | 27817.73 | 2 | 2028
2028-02-04 | 21024.35 | 20550.98 | 20640.51 | 21108.31 | 22144.17 | 24547.79 | 26966.46 | 27056.6 | 26056.46 | 24952.18 | 23938 | 22905.13 | 22072.99 | 21495.89 | 21116.83 | 21160.24 | 21740.96 | 23323.63 | 24423.23 | 24616.58 | 23721.45 | 22598.71 | 21567.45 | 20816.08 | 550.545 | 27056.6 | 2 | 2028
2028-02-05 | 20546.4 | 20328.63 | 20358.71 | 20672.44 | 21260.98 | 22005.95 | 22818.44 | 23485.5 | 23459.12 | 22630.48 | 21743.05 | 20996.15 | 20278.71 | 19658.89 | 19337.51 | 19456.9 | 20158.95 | 21675.22 | 22587.15 | 22945.62 | 22315.2 | 21666.48 | 20901.35 | 20346.86 | 511.6347 | 23485.5 | 2 | 2028
2028-02-06 | 20229.71 | 20537.23 | 20576.22 | 20899.45 | 21496.67 | 22246.39 | 23141.54 | 23811.52 | 23768.9 | 22915.53 | 21933.88 | 21168.22 | 20434.76 | 19801.73 | 19472.35 | 19592.63 | 20304.48 | 21839.82 | 22803.21 | 23199.82 | 22515.46 | 21875.4 | 21114.69 | 20565.96 | 516.2456 | 23811.52 | 2 | 2028
2028-02-07 | 20428.77 | 22976.43 | 23249.19 | 24044 | 25641.02 | 28302.99 | 30782.35 | 30878.7 | 29667.55 | 28255.72 | 26918.64 | 25591.31 | 24334.86 | 23333.64 | 22684.69 | 22745.73 | 23709.73 | 25940.51 | 27301.66 | 27654.13 | 26917.89 | 25908.57 | 24585.47 | 23668.86 | 615.5224 | 30878.7 | 2 | 2028
2028-02-08 | 23024.76 | 23921.06 | 24229.04 | 25059.55 | 26670.21 | 29333.58 | 31815.83 | 31909.8 | 30644.69 | 29157.56 | 27747.55 | 26349.32 | 25024.27 | 23982.73 | 23307.95 | 23387.94 | 24413.23 | 26736.74 | 28165.57 | 28563.48 | 27882.77 | 26903.46 | 25594.29 | 24702.2 | 638.5276 | 31909.8 | 2 | 2028
2028-02-09 | 24097.76 | 19324.69 | 19348.44 | 19742.96 | 20694.71 | 22471.87 | 24784.66 | 24890.21 | 24042.83 | 23150.53 | 22371.09 | 21782.25 | 21171.77 | 20707.37 | 20408.2 | 20481.58 | 20991.94 | 22244.19 | 23069.08 | 23133.15 | 22300.47 | 21423.13 | 20329.4 | 19515.92 | 522.4782 | 24890.21 | 2 | 2028
2028-02-10 | 19437.83 | 20198.92 | 20264.61 | 20703.68 | 21697.06 | 23876.77 | 26212.19 | 26316.46 | 25381.21 | 24363.27 | 23444.49 | 22495.14 | 21796.15 | 21265.93 | 20923.63 | 20993.88 | 21552.45 | 23014.65 | 24061.73 | 24193.05 | 23315.27 | 22292.77 | 21228.49 | 20448.18 | 539.4778 | 26316.46 | 2 | 2028
2028-02-11 | 20186.33 | 19168.94 | 19178.29 | 19563.2 | 20516.12 | 22282.66 | 24504.12 | 24633.24 | 23828.46 | 22987.04 | 22312.05 | 21754.1 | 21174.91 | 20732.27 | 20448.21 | 20513.79 | 20998.81 | 22213.61 | 22959.58 | 22969.75 | 22152.96 | 21251.81 | 20144.03 | 19312.36 | 515.7866 | 24633.24 | 2 | 2028
2028-02-12 | 19113.8 | 18497.47 | 18425.59 | 18632.99 | 19117.13 | 19750.33 | 20365.36 | 20883.35 | 21043.84 | 20677.26 | 20083.91 | 19571.87 | 19052.3 | 18600.23 | 18396.35 | 18540.6 | 19120.31 | 20401.25 | 21122.8 | 21242.97 | 20599.4 | 19862.45 | 19004.78 | 18352.8 | 470.4591 | 21242.97 | 2 | 2028
2028-02-13 | 18326.27 | 20854.8 | 20898.68 | 21228.3 | 21828.54 | 22581.28 | 23500.87 | 24199.35 | 24167.48 | 23316.39 | 22231.09 | 21461.71 | 20724.34 | 20089.89 | 19765.3 | 19898.4 | 20612.51 | 22152.93 | 23236.71 | 23596.5 | 22906.26 | 22205.54 | 21432.71 | 20875.62 | 522.0915 | 24199.35 | 2 | 2028
2028-02-14 | 20661.25 | 21898.44 | 22045.47 | 22573.39 | 24078.68 | 26651.39 | 29023.07 | 29142.89 | 28053.25 | 26805.15 | 25637.4 | 24457.92 | 23323.14 | 22478.56 | 22057.19 | 22114.3 | 22788.71 | 24846.81 | 26084.98 | 26317.44 | 25547.39 | 24492.63 | 23110.66 | 22275.03 | 586.4651 | 29142.89 | 2 | 2028
2028-02-15 | 21902.36 | 19602.26 | 19631.43 | 20032.55 | 20988.38 | 22853.55 | 25115.17 | 25242.68 | 24400.06 | 23504.41 | 22714.67 | 22034.06 | 21417.17 | 20948.96 | 20651.71 | 20735.03 | 21248.9 | 22508.51 | 23438.51 | 23476.5 | 22578.15 | 21708.9 | 20606.94 | 19788.44 | 527.1293 | 25242.68 | 2 | 2028
2028-02-16 | 19635.82 | 20023.91 | 20072.56 | 20494.38 | 21469.55 | 23525.34 | 25792.12 | 25921.22 | 25039.36 | 24086.59 | 23236.17 | 22376.16 | 21723.12 | 21224.88 | 20908.44 | 20991.42 | 21527.46 | 22920.63 | 23923.2 | 23988.79 | 23109.63 | 22129.13 | 21039.66 | 20235.74 | 535.3953 | 25921.22 | 2 | 2028
2028-02-17 | 19979.89 | 18214.76 | 18171.6 | 18496.99 | 19379.4 | 21056.06 | 22760.22 | 22905.44 | 22263.64 | 21770.25 | 21368.72 | 20936.54 | 20457.76 | 20105.78 | 19887.6 | 19982.79 | 20411.43 | 21507.01 | 22075.47 | 22005.32 | 21269.38 | 20335.93 | 19175.04 | 18292.36 | 492.8094 | 22905.44 | 2 | 2028
2028-02-18 | 18192.05 | 17553.47 | 17473.53 | 17765.15 | 18626.77 | 20294.5 | 21881.06 | 22001.21 | 21565.5 | 21157.44 | 20840.61 | 20486.97 | 20078.82 | 19781.38 | 19599.21 | 19686.18 | 20062.78 | 21070.4 | 21561.75 | 21424.61 | 20625.51 | 19648.72 | 18460.73 | 17544.68 | 477.383 | 22001.21 | 2 | 2028
2028-02-19 | 17408.57 | 18135.38 | 18035.43 | 18214.41 | 18668.56 | 19256.68 | 19807.25 | 20347.71 | 20567.49 | 20275.61 | 19761 | 19318 | 18856.04 | 18453.97 | 18288.69 | 18448.46 | 18992.17 | 20204.53 | 20872.84 | 20926.04 | 20273.94 | 19515.46 | 18622.12 | 17935.23 | 461.1856 | 20926.04 | 2 | 2028
2028-02-20 | 17882.47 | 21180.46 | 21230.92 | 21568.32 | 22173.84 | 23030.97 | 23890.3 | 24614.37 | 24587.38 | 23731.39 | 22544.14 | 21755.71 | 21010.03 | 20370.64 | 20048.07 | 20192.88 | 20911.22 | 22460.34 | 23667.25 | 23996.45 | 23343.69 | 22538.53 | 21756.39 | 21194 | 529.6798 | 24614.37 | 2 | 2028
2028-02-21 | 20952.45 | 22388.22 | 22549.14 | 23261.97 | 24801.28 | 27361.13 | 29673.3 | 29820.11 | 28721.3 | 27447.48 | 26251.53 | 25040.67 | 23876.91 | 22957.21 | 22445.62 | 22514.83 | 23348.16 | 25439.62 | 26710.44 | 26921.19 | 26200.57 | 25168.07 | 23779.73 | 22801.71 | 600.4326 | 29820.11 | 2 | 2028
2028-02-22 | 22389.71 | 20491.13 | 20553.83 | 20991.53 | 21979.24 | 24207.94 | 26425.22 | 26577.27 | 25682.91 | 24701.62 | 23819.71 | 22895.35 | 22106.11 | 21590.7 | 21267.72 | 21360.4 | 21909.71 | 23473.71 | 24510.29 | 24561.83 | 23729.47 | 22603.78 | 21511.67 | 20709.06 | 550.0499 | 26577.27 | 2 | 2028
2028-02-23 | 20527.98 | 16298.99 | 16150.96 | 16367.13 | 17142.15 | 18707.46 | 20208.81 | 20339.05 | 20019.12 | 19772.35 | 19631.39 | 19438.43 | 19162.09 | 18981.24 | 18881.95 | 19000.13 | 19303.56 | 20158.7 | 20532.13 | 20298.66 | 19470.91 | 18446.29 | 17193.08 | 16211.88 | 452.2444 | 20532.13 | 2 | 2028
2028-02-24 | 16257.9 | 15831.75 | 15658.82 | 15849.04 | 16598.56 | 18138.72 | 19618.25 | 19753.95 | 19476.02 | 19287.08 | 19207.18 | 19070.35 | 18841.8 | 18701.15 | 18629.43 | 18752.18 | 19026.06 | 19824.58 | 20151.89 | 19881.81 | 19031.12 | 17984.68 | 16710.5 | 15706.56 | 437.9894 | 20151.89 | 2 | 2028
2028-02-25 | 15653.62 | 16953.77 | 16833.25 | 17083.25 | 17902.24 | 19512.26 | 21023.45 | 21168.79 | 20813.44 | 20509.2 | 20301.53 | 20045.48 | 19719.04 | 19492.04 | 19362.66 | 19467.29 | 19792.94 | 20703.16 | 21117.97 | 20895.15 | 20075.31 | 19065.87 | 17831.95 | 16869.97 | 462.1936 | 21168.79 | 2 | 2028
2028-02-26 | 16694.77 | 18353.57 | 18253.93 | 18434.24 | 18887.12 | 19453.63 | 19952.39 | 20514.12 | 20748.93 | 20468.89 | 19965.84 | 19529.58 | 19072.02 | 18675.79 | 18520.39 | 18693.16 | 19233.51 | 20440.02 | 21107.36 | 21127.28 | 20497.56 | 19743.26 | 18835.05 | 18136.84 | 465.3392 | 21127.28 | 2 | 2028
2028-02-27 | 18055.82 | 17408.1 | 17259.78 | 17389.02 | 17792.59 | 18312.98 | 18776.25 | 19345.72 | 19660.43 | 19491.72 | 19106.19 | 18779.31 | 18414.5 | 18096.28 | 17993.79 | 18173.73 | 18656.81 | 19753.07 | 20330.19 | 20282.62 | 19604.06 | 18806.31 | 17859.41 | 17118.82 | 446.4675 | 20330.19 | 2 | 2028
2028-02-28 | 17157.39 | 16590.11 | 16451.09 | 16680.05 | 17485.07 | 19067.06 | 20544.54 | 20700.92 | 20388.16 | 20138.87 | 19988.89 | 19790.32 | 19519.64 | 19329.42 | 19230.28 | 19345.55 | 19644.48 | 20504.62 | 20882.65 | 20619.18 | 19792.09 | 18769.81 | 17511.18 | 16521.69 | 456.6531 | 20882.65 | 2 | 2028
2028-02-29 | 16422.18 | 18478.18 | 18429.93 | 18751.91 | 19626.15 | 21260.62 | 22912.67 | 23108.21 | 22475.29 | 21987.52 | 21618.53 | 21209.43 | 20748.81 | 20415.54 | 20220.24 | 20337.76 | 20753.9 | 21827.07 | 22383.95 | 22249.97 | 21547.03 | 20615.9 | 19425.72 | 18518.94 | 495.3254 | 23108.21 | 2 | 2028
2028-03-01 | 18062.28 | 19036.88 | 19139.12 | 19567.93 | 20841.94 | 23333.42 | 25424.36 | 25492.62 | 24448.84 | 23382.88 | 22490.99 | 21586.1 | 20664.66 | 19933.84 | 19587.29 | 19597.59 | 20100.41 | 21435.62 | 22520.03 | 22949.59 | 22145.69 | 21002.11 | 19671.28 | 18992.59 | 511.4081 | 25492.62 | 3 | 2028
2028-03-02 | 18855.86 | 17421.13 | 17441.36 | 17784.07 | 18618 | 20450.01 | 22460.68 | 22544.84 | 21698.45 | 20909.06 | 20309.23 | 19697.95 | 19249.38 | 18889.98 | 18675.23 | 18696.31 | 19010.82 | 19731.81 | 20538.94 | 20805.69 | 19877.86 | 19048.55 | 18005.46 | 17256.58 | 467.9773 | 22544.84 | 3 | 2028
2028-03-03 | 17281.9 | 16720.06 | 16699.77 | 17010.17 | 17821.2 | 19392.82 | 21209.1 | 21313.28 | 20559.89 | 19898.98 | 19529.42 | 19212.73 | 18838.09 | 18532.51 | 18354.46 | 18364.18 | 18627.12 | 19256.95 | 19755.29 | 19869.93 | 19187.14 | 18312.43 | 17243.92 | 16464.31 | 449.4557 | 21313.28 | 3 | 2028
2028-03-04 | 16466.37 | 18834.36 | 18880.39 | 19172.27 | 19703.71 | 20675.66 | 21347.45 | 22000.49 | 21931.83 | 21155.96 | 20134.06 | 19429.76 | 18856.72 | 18333.89 | 18087.81 | 18154.72 | 18661.25 | 19656.01 | 20724.54 | 21301.42 | 20615.79 | 19770.7 | 19028.25 | 18521.35 | 471.4448 | 22000.49 | 3 | 2028
2028-03-05 | 18495.13 | 19245.5 | 19309.95 | 19621.54 | 20349.86 | 21387.38 | 22060.06 | 22716.64 | 22608.57 | 21774.62 | 20690.42 | 19764.54 | 19157.5 | 18606.62 | 18343.12 | 18410.19 | 18937.4 | 19992.51 | 21244.95 | 21847.55 | 21197.45 | 20318.08 | 19449.03 | 18955.42 | 484.484 | 22716.64 | 3 | 2028
2028-03-06 | 18971.02 | 20937.04 | 21199.74 | 21968.01 | 23522.21 | 26114.18 | 28226.66 | 28317.86 | 27127.38 | 25838.76 | 24703.29 | 23571.68 | 22470.58 | 21573.54 | 21012.08 | 21012.21 | 21738.34 | 23298.06 | 24571.14 | 25090.97 | 24402.16 | 23351.15 | 21962.56 | 21029.25 | 562.0099 | 28317.86 | 3 | 2028
2028-03-07 | 20727.79 | 20155.57 | 20373.19 | 21092.95 | 22580.88 | 25104.05 | 27172.39 | 27259.31 | 26129.63 | 24932.59 | 23898.44 | 22856.15 | 21817.62 | 20991.4 | 20474.1 | 20493.13 | 21179.03 | 22652.15 | 23855.4 | 24330.19 | 23620.87 | 22540.29 | 21116.99 | 20153.63 | 545.5077 | 27259.31 | 3 | 2028
2028-03-08 | 19994.17 | 19038.04 | 19129.83 | 19549.29 | 20795.44 | 23241.74 | 25249.1 | 25349.87 | 24352.14 | 23338.56 | 22497.82 | 21635.15 | 20749.14 | 20051.24 | 19687.34 | 19710.16 | 20244.25 | 21536.15 | 22591.37 | 22953.78 | 22165.72 | 21014.07 | 19658.97 | 18960.8 | 513.4941 | 25349.87 | 3 | 2028
2028-03-09 | 18913.12 | 18814.06 | 18894.02 | 19301.06 | 20409.16 | 22837.83 | 24830.07 | 24934.55 | 23966.38 | 22993.6 | 22195.82 | 21372.95 | 20520.73 | 19851.29 | 19565.85 | 19590.8 | 20046.07 | 21297.83 | 22320.39 | 22656.99 | 21852.21 | 20685.07 | 19427.37 | 18718.64 | 505.9959 | 24934.55 | 3 | 2028
2028-03-10 | 18665.95 | 18429.46 | 18484.05 | 18874.73 | 19759.79 | 22172.68 | 24144.16 | 24268.59 | 23358.77 | 22464.81 | 21739.34 | 20987.96 | 20201.31 | 19679.91 | 19433.23 | 19446.08 | 19792.64 | 20920.55 | 21871.41 | 22142.41 | 21276.55 | 20068.57 | 18990.57 | 18263.25 | 495.4368 | 24268.59 | 3 | 2028
2028-03-11 | 18211.67 | 17317.26 | 17276.55 | 17478.65 | 17921.11 | 18493.66 | 18833.49 | 19301.45 | 19406.57 | 19097.39 | 18632.3 | 18252.85 | 17848.04 | 17468.83 | 17325.36 | 17414.3 | 17815.97 | 18609.6 | 19255.99 | 19491.92 | 18953.69 | 18272.85 | 17451.4 | 16860.48 | 436.9914 | 19491.92 | 3 | 2028
2028-03-12 | 16977.61 | 17124.47 | 17057.85 | 17254.32 | 17666.06 | 18238.72 | 18885.06 | 19464.49 | 19698.86 | 19440.79 | 18947.89 | 18521.29 | 18092.44 | 17683.9 | 17468.58 | 17519.63 | 17750.87 | 18066.38 | 18724.52 | 19744.74 | 19461.92 | 18820.89 | 17946.3 | 17283.71 | 437.8413 | 19744.74 | 3 | 2028
2028-03-13 | 17086.12 | 17678.85 | 17682.58 | 18033.43 | 18864.44 | 20804.61 | 23178.83 | 23488.8 | 22857.15 | 22158.82 | 21527.7 | 20839.72 | 20130.75 | 19651.44 | 19378.21 | 19367.66 | 19507.31 | 19748.9 | 20571.16 | 21921.43 | 21409.86 | 20218.75 | 19004.04 | 18163.21 | 483.2738 | 23488.8 | 3 | 2028
2028-03-14 | 17761.26 | 16591.82 | 16537.06 | 16824.88 | 17576.3 | 19075.65 | 21101.07 | 21408.85 | 20900.65 | 20382.83 | 19946.83 | 19524.17 | 19153.43 | 18853.96 | 18637.01 | 18644.98 | 18727.84 | 18852.21 | 19349.18 | 20385.72 | 19821.13 | 18990.91 | 17835.96 | 16956.09 | 453.8398 | 21408.85 | 3 | 2028
2028-03-15 | 16674.21 | 16525.07 | 16413.59 | 16648.13 | 17345.71 | 18786.21 | 20618.92 | 21022.39 | 20746.78 | 20520.15 | 20412.54 | 20239.97 | 19978.91 | 19798.24 | 19709.72 | 19786.09 | 19877.58 | 19920.39 | 20421.64 | 21457.87 | 20696.01 | 19465.13 | 18190.57 | 17192.93 | 462.4488 | 21457.87 | 3 | 2028
2028-03-16 | 16704.54 | 15139.33 | 15010.65 | 15221.03 | 15897.36 | 17325.92 | 18815.87 | 19031.11 | 18808.81 | 18629.64 | 18517.41 | 18356.12 | 18123.19 | 17939.57 | 17801.23 | 17818.75 | 17813.01 | 17769.26 | 18130.98 | 18881.11 | 18430.6 | 17536.64 | 16324.76 | 15381.85 | 419.4087 | 19031.11 | 3 | 2028
2028-03-17 | 15171.54 | 16300.39 | 16221.49 | 16494.65 | 17239.46 | 18741 | 20526.96 | 20864.81 | 20419.13 | 19981.8 | 19656.66 | 19379.76 | 19053.35 | 18784.27 | 18591.15 | 18590.83 | 18639.92 | 18707.25 | 19153.87 | 19996.55 | 19523.17 | 18663.48 | 17490.46 | 16589.6 | 444.7815 | 20864.81 | 3 | 2028
2028-03-18 | 16234.14 | 15549.64 | 15396.31 | 15502.42 | 15825.88 | 16305.07 | 16861.3 | 17465.76 | 17850.06 | 17796.55 | 17518.32 | 17290.22 | 17028.6 | 16762.34 | 16647.04 | 16717.29 | 16844.71 | 16960.34 | 17457.11 | 18339.45 | 17980.42 | 17263.66 | 16313.37 | 15569.88 | 403.4799 | 18339.45 | 3 | 2028
2028-03-19 | 15451.77 | 16030.79 | 15900.02 | 16030.16 | 16376.07 | 16872.27 | 17434.72 | 18039.88 | 18390.07 | 18287.4 | 17956.58 | 17678.65 | 17374.83 | 17073.5 | 16935.71 | 17004.88 | 17158.08 | 17323.71 | 17862.29 | 18769.58 | 18437.83 | 17742.02 | 16807.1 | 16081.03 | 413.0189 | 18769.58 | 3 | 2028
2028-03-20 | 15903.67 | 17355.43 | 17335.27 | 17661.84 | 18467.4 | 20153.8 | 22432.69 | 22772.95 | 22214.96 | 21609.47 | 21071.81 | 20464.78 | 19831.98 | 19481.93 | 19240.95 | 19241.82 | 19347.29 | 19527.44 | 20180.05 | 21441.71 | 20928.31 | 19776.34 | 18636.7 | 17768.87 | 472.8475 | 22772.95 | 3 | 2028
2028-03-21 | 17370.41 | 15819.88 | 15717.47 | 15956.5 | 16658.28 | 18094.4 | 19562.58 | 19871.8 | 19537.29 | 19307.9 | 19140.43 | 18925.08 | 18645.63 | 18424.94 | 18266.7 | 18289.89 | 18312.22 | 18323.03 | 18732.71 | 19492.87 | 19085.87 | 18218.12 | 17016.51 | 16087.81 | 434.8583 | 19871.8 | 3 | 2028
2028-03-22 | 15856.83 | 14618.76 | 14455.73 | 14631.24 | 15271.48 | 16652.61 | 18082.39 | 18317.77 | 18161.87 | 18069.6 | 18046.89 | 17966 | 17801.3 | 17676.59 | 17582.59 | 17612.94 | 17564.19 | 17438.76 | 17736.67 | 18417.28 | 17947.91 | 17026.05 | 15778.02 | 14797.7 | 407.5112 | 18417.28 | 3 | 2028
2028-03-23 | 14596.06 | 15547.35 | 15426.57 | 15646.88 | 16329.82 | 17743.78 | 19188.22 | 19426 | 19208.22 | 19026.04 | 18908.38 | 18739.56 | 18500.15 | 18313.93 | 18180.76 | 18211.55 | 18213.73 | 18182.83 | 18556.15 | 19281.27 | 18857.57 | 17971.28 | 16749.32 | 15799.64 | 426.6051 | 19426 | 3 | 2028
2028-03-24 | 15502.2 | 16811.56 | 16749.77 | 17042.31 | 17802.54 | 19299.33 | 21299.98 | 21662.02 | 21193.14 | 20712.35 | 20298.54 | 19803.7 | 19443.76 | 19150.16 | 18946.35 | 18952.84 | 19016.77 | 19116.46 | 19596.01 | 20644.84 | 20083.12 | 19162.55 | 17992.64 | 17097.97 | 457.3809 | 21662.02 | 3 | 2028
2028-03-25 | 16734.36 | 17794.9 | 17741.47 | 17954.64 | 18376.78 | 18921.12 | 19481.12 | 20285.47 | 20642 | 20243.09 | 19571.84 | 19127.74 | 18683.24 | 18266.28 | 18057.58 | 18129.6 | 18370.33 | 18704.86 | 19385.39 | 20595.74 | 20272.85 | 19508.68 | 18618.88 | 17946.39 | 453.4143 | 20642 | 3 | 2028
2028-03-26 | 17704.37 | 16617.62 | 16504.46 | 16654.96 | 17016.68 | 17505.52 | 18024.32 | 18650.82 | 18988.83 | 18859.92 | 18497.97 | 18186.67 | 17854.66 | 17532.22 | 17387.27 | 17466.98 | 17637.22 | 17836.71 | 18407.16 | 19302.85 | 19013.22 | 18336.88 | 17401.04 | 16677.59 | 428.0659 | 19302.85 | 3 | 2028
2028-03-27 | 16553.75 | 15771.57 | 15658.2 | 15888.81 | 16598.92 | 18032.51 | 19462.76 | 19744.66 | 19521.08 | 19343.7 | 19225.11 | 19058.91 | 18835.52 | 18646.37 | 18519.43 | 18546.52 | 18544.82 | 18513.04 | 18883.87 | 19579.24 | 19149.01 | 18257.88 | 17029.63 | 16067.57 | 435.4329 | 19744.66 | 3 | 2028
2028-03-28 | 15805.4 | 14396.46 | 14207.29 | 14357.48 | 14969.91 | 16307.3 | 17675.57 | 17938.8 | 17844.72 | 17829.38 | 17886.53 | 17878.74 | 17777.88 | 17709.58 | 17660.18 | 17710.34 | 17633.5 | 17447.18 | 17690.91 | 18301.08 | 17817.57 | 16868.18 | 15580.76 | 14561.22 | 403.856 | 18301.08 | 3 | 2028
2028-03-29 | 14374.79 | 15710.82 | 15551.98 | 15738.36 | 16383.35 | 17740.45 | 19123.74 | 19423.37 | 19325.34 | 19287.67 | 19330.07 | 19323.77 | 19234.67 | 19182.48 | 19151.78 | 19241.77 | 19237.66 | 19137.97 | 19401.38 | 20079.83 | 19503.3 | 18532.53 | 17216.06 | 16174.52 | 437.4077 | 20079.83 | 3 | 2028
2028-03-30 | 15744.81 | 15126 | 14901.18 | 15022.89 | 15602.96 | 16894.48 | 18237.3 | 18584.11 | 18637.62 | 18796.18 | 19055.25 | 19266.5 | 19374.02 | 19492.66 | 19583.87 | 19725.76 | 19683.61 | 19455.66 | 19559.65 | 20104.31 | 19408.23 | 18327.44 | 16907.36 | 15760.78 | 433.2526 | 20104.31 | 3 | 2028
2028-03-31 | 15300.73 | 14323.55 | 14101.73 | 14230.83 | 14828.98 | 16159.86 | 17501.5 | 17810.18 | 17797.4 | 17882.3 | 18039.16 | 18136.65 | 18136.66 | 18149 | 18160.5 | 18226.79 | 18128.67 | 17878.36 | 18034.98 | 18549.46 | 17985.32 | 16969.85 | 15629.06 | 14554.62 | 406.5161 | 18549.46 | 3 | 2028
2028-04-01 | 14351.59 | 14532.75 | 14296.17 | 14345.6 | 14721.24 | 15191.21 | 15600.88 | 16290.8 | 16827.52 | 16954.93 | 16863.58 | 16787.41 | 16648.4 | 16567.7 | 16635.58 | 16809.01 | 17084.31 | 17187.88 | 17101.98 | 17690.32 | 17606.71 | 16783.03 | 15712.19 | 14840.88 | 387.4317 | 17690.32 | 4 | 2028
2028-04-02 | 14530.25 | 14248.76 | 14004.03 | 14044.3 | 14411 | 14871.83 | 15269.06 | 15954.59 | 16496.76 | 16634.23 | 16550.97 | 16478.26 | 16339.86 | 16258.69 | 16325.59 | 16492.2 | 16749.18 | 16829.58 | 16736.71 | 17320.95 | 17242.27 | 16422.65 | 15355.19 | 14485.74 | 380.0527 | 17320.95 | 4 | 2028
2028-04-03 | 14218.27 | 13952.01 | 13746.11 | 13906.88 | 14661.86 | 16104.35 | 17431.04 | 17739.52 | 17661.86 | 17648.76 | 17698.89 | 17660.85 | 17533.28 | 17500.04 | 17526.72 | 17621.54 | 17735.58 | 17662.1 | 17454.04 | 17903.69 | 17747.34 | 16764.16 | 15448.71 | 14386.73 | 397.7143 | 17903.69 | 4 | 2028
2028-04-04 | 14005.56 | 15421.46 | 15286.33 | 15520.02 | 16327.15 | 17806.61 | 19695.61 | 20111.25 | 19814.56 | 19543.76 | 19352.07 | 19041.67 | 18631.2 | 18409.27 | 18322.52 | 18463.87 | 18754.29 | 18897.29 | 18809.21 | 19613.07 | 19516.48 | 18199.52 | 16897.63 | 15908.91 | 432.3493 | 20111.25 | 4 | 2028
2028-04-05 | 15444.34 | 14966.21 | 14806.82 | 15015.41 | 15797.68 | 17252.8 | 18868.31 | 19291.44 | 19053.19 | 18863.17 | 18756.16 | 18523.59 | 18179.77 | 18013.91 | 17965.67 | 18112.86 | 18361.91 | 18425.9 | 18273.61 | 19026.94 | 18898.21 | 17704.42 | 16427.15 | 15416.44 | 421.4459 | 19291.44 | 4 | 2028
2028-04-06 | 15028.93 | 16095.86 | 15990.98 | 16256.85 | 17094.32 | 18866.87 | 20829.51 | 21250.98 | 20891.53 | 20528.19 | 20237.5 | 19833.68 | 19342.67 | 19054.76 | 18927.27 | 19069.62 | 19409.2 | 19646.77 | 19638.65 | 20482.57 | 20441.79 | 19165.71 | 17587.26 | 16620.59 | 452.2921 | 21250.98 | 4 | 2028
2028-04-07 | 16164.79 | 16945.92 | 16876.39 | 17191.75 | 18098.06 | 20351.58 | 22345.14 | 22778.14 | 22333.19 | 21847.09 | 21413.52 | 20881.99 | 20287.41 | 19904.03 | 19715.25 | 19836.72 | 20234.9 | 20591.76 | 20677.43 | 21570.72 | 21563.38 | 20327.31 | 18588.43 | 17487.33 | 478.0122 | 22778.14 | 4 | 2028
2028-04-08 | 16998.41 | 16946.73 | 16839.7 | 17024.31 | 17528.53 | 18112.11 | 18749 | 19726.3 | 20187.72 | 19929.74 | 19324.7 | 18748.86 | 18146.17 | 17797.61 | 17711.68 | 17858.78 | 18355.23 | 18897.34 | 19146.95 | 20236.08 | 20386.43 | 19411.74 | 18034.11 | 17281.47 | 443.3797 | 20386.43 | 4 | 2028
2028-04-09 | 16972.22 | 17418.97 | 17328.49 | 17531.51 | 18052.2 | 18878.41 | 19515.28 | 20503.91 | 20940.12 | 20640.98 | 19993.42 | 19379.75 | 18747.43 | 18268.78 | 18128.9 | 18357.45 | 18964.79 | 19562.82 | 19849.07 | 20950.07 | 21122.72 | 20160.8 | 18787.05 | 17810.86 | 457.866 | 21122.72 | 4 | 2028
2028-04-10 | 17458.29 | 16465.02 | 16367.23 | 16644.22 | 17507.05 | 19465.71 | 21403.83 | 21869.62 | 21540.84 | 21199.7 | 20928.48 | 20548.72 | 20098.61 | 19829.69 | 19727.7 | 19883 | 20232.51 | 20476.64 | 20455.22 | 21247.19 | 21192.32 | 19896.11 | 18086.1 | 17094.43 | 469.6182 | 21869.62 | 4 | 2028
2028-04-11 | 16647.38 | 15664.51 | 15530.69 | 15767.64 | 16574.38 | 18059.5 | 19949.5 | 20395.49 | 20116.43 | 19858.33 | 19675.73 | 19368.24 | 18959.97 | 18743.17 | 18669.1 | 18826.75 | 19114.47 | 19254.01 | 19169.13 | 19929.63 | 19866.89 | 18557.23 | 17135.27 | 16136.58 | 441.97 | 20395.49 | 4 | 2028
2028-04-12 | 15761.86 | 16633.65 | 16546.24 | 16832.02 | 17685.83 | 19715.92 | 21639.97 | 22083.61 | 21701.85 | 21297.18 | 20960.16 | 20509.85 | 19979.94 | 19662.11 | 19521.89 | 19676.1 | 20043.63 | 20333.06 | 20368.9 | 21208.68 | 21215.04 | 19962.82 | 18181.42 | 17181.85 | 468.7036 | 22083.61 | 4 | 2028
2028-04-13 | 16712.48 | 15273 | 15101.4 | 15300.77 | 16070.09 | 17488.36 | 19116.71 | 19600.01 | 19440.95 | 19338.56 | 19325.73 | 19185.07 | 18925.24 | 18836.32 | 18854.11 | 19048.39 | 19295.62 | 19323.61 | 19115.13 | 19763.1 | 19620.74 | 18232.32 | 16855.4 | 15801.7 | 435.6248 | 19763.1 | 4 | 2028
2028-04-14 | 15428.18 | 14404.61 | 14191.1 | 14358.02 | 15102.51 | 16517.2 | 17767.8 | 18145.93 | 18063.5 | 18072.61 | 18160.88 | 18113.59 | 17964.17 | 17943.57 | 17984.9 | 18131.4 | 18293.85 | 18185.2 | 17919.22 | 18450.95 | 18242.38 | 17184.52 | 15847.75 | 14774.3 | 409.2481 | 18450.95 | 4 | 2028
2028-04-15 | 14422.43 | 14263.11 | 14011.33 | 14045.75 | 14401.96 | 14819.37 | 15119.99 | 15832.41 | 16397.43 | 16557.34 | 16489.22 | 16418.82 | 16277.54 | 16196.75 | 16273.37 | 16447.7 | 16677.61 | 16725.5 | 16630.87 | 17164.12 | 17133.15 | 16330.05 | 15251.31 | 14371.96 | 378.2591 | 17164.12 | 4 | 2028
2028-04-16 | 14169.59 | 15609.03 | 15420.41 | 15521.81 | 15941.4 | 16411.31 | 16741.83 | 17453.76 | 17923.28 | 17946.26 | 17733.36 | 17527.98 | 17273.33 | 17098.12 | 17113.15 | 17284.97 | 17590.72 | 17781.17 | 17800.64 | 18573.39 | 18631.46 | 17694.4 | 16657.57 | 15826.16 | 407.7251 | 18631.46 | 4 | 2028
2028-04-17 | 15511.18 | 15412.73 | 15250.49 | 15461.21 | 16258.22 | 17698.09 | 19376.9 | 19883.26 | 19725.85 | 19613.33 | 19581.44 | 19422.37 | 19159.66 | 19051.42 | 19065.84 | 19251.12 | 19491.46 | 19521.25 | 19323.96 | 19948.72 | 19819.13 | 18439.51 | 17007.99 | 15949.77 | 439.2249 | 19948.72 | 4 | 2028
2028-04-18 | 15525.68 | 15334.05 | 15109.46 | 15260.41 | 15977.86 | 17328.71 | 18798.15 | 19385.18 | 19448.95 | 19620.31 | 19914.3 | 20088.66 | 20121.34 | 20290.13 | 20501.23 | 20802.98 | 21037.96 | 20929.9 | 20504.58 | 20925.18 | 20625.79 | 19071.28 | 17321.08 | 16148.46 | 450.0716 | 21037.96 | 4 | 2028
2028-04-19 | 15563.14 | 14565 | 14312.27 | 14432.5 | 15120.64 | 16445.24 | 17635.15 | 18069.6 | 18179.81 | 18422.75 | 18787.04 | 19018.38 | 19093.98 | 19296.61 | 19527.85 | 19815.35 | 19983.49 | 19774.08 | 19292 | 19678.21 | 19363.6 | 17879.32 | 16429.3 | 15247.51 | 425.9328 | 19983.49 | 4 | 2028
2028-04-20 | 14749.56 | 14415.07 | 14163.84 | 14284.52 | 14974.76 | 16303.06 | 17487.76 | 17877 | 17934.76 | 18146.49 | 18468.45 | 18635.07 | 18633.05 | 18754.5 | 18915.5 | 19146.7 | 19276.8 | 19066.41 | 18634.04 | 19066.83 | 18806.16 | 17523.49 | 16104.26 | 14951.8 | 416.3199 | 19276.8 | 4 | 2028
2028-04-21 | 14524.73 | 14408.57 | 14145.75 | 14267.18 | 14963.36 | 16311.17 | 17491.83 | 17902.87 | 17984.88 | 18216.52 | 18574.66 | 18792.86 | 18852.62 | 19025.69 | 19232.56 | 19480.11 | 19609.71 | 19368.44 | 18881.81 | 19252.69 | 18930.8 | 17574.68 | 16136.84 | 14964.38 | 418.8947 | 19609.71 | 4 | 2028
2028-04-22 | 14491.16 | 14424.48 | 14058.47 | 13987.69 | 14236.38 | 14526.15 | 14731.47 | 15592.94 | 16488.35 | 17058.19 | 17439.37 | 17813.77 | 18064.05 | 18416.8 | 18854.38 | 19272.44 | 19540.34 | 19330.66 | 18773.85 | 19123.86 | 18767.49 | 17509.65 | 16195.41 | 15085.41 | 403.7828 | 19540.34 | 4 | 2028
2028-04-23 | 14582.45 | 14145.11 | 13783.77 | 13715.8 | 13965.99 | 14254.94 | 14451.4 | 15295.35 | 16164.53 | 16702.93 | 17052.69 | 17402.12 | 17638.88 | 17885.66 | 18249.75 | 18679.59 | 18948.67 | 18732.13 | 18183.87 | 18543.24 | 18207.06 | 17134.47 | 15833.21 | 14735.12 | 394.2887 | 18948.67 | 4 | 2028
2028-04-24 | 14264.65 | 13889.32 | 13622.25 | 13726.43 | 14417.28 | 15743.2 | 16897.09 | 17301.19 | 17396.72 | 17591.58 | 17859.46 | 18024.25 | 18088.39 | 18263.97 | 18477.86 | 18718.22 | 18802.22 | 18502.32 | 18014.78 | 18361.96 | 18071.14 | 17000.88 | 15565.15 | 14386.88 | 402.9872 | 18802.22 | 4 | 2028
2028-04-25 | 13965.05 | 13795.6 | 13529.44 | 13632.47 | 14303.57 | 15604.65 | 16745.75 | 17126.48 | 17193.26 | 17359.62 | 17600.86 | 17734.59 | 17743.5 | 17852.89 | 18005.92 | 18249.7 | 18338.22 | 18052 | 17703.22 | 17978.8 | 17819.29 | 16777.93 | 15355.95 | 14199.26 | 396.668 | 18338.22 | 4 | 2028
2028-04-26 | 13832.31 | 14680.29 | 14364.9 | 14427.42 | 15054.21 | 16297.48 | 17415.05 | 17902.35 | 18254.28 | 18826.69 | 19560.63 | 20171.53 | 20599.06 | 21111.01 | 21574.31 | 21991.96 | 22146.47 | 21775.55 | 21034.07 | 21144.27 | 20641.88 | 18876.74 | 17036.03 | 15711.33 | 444.4298 | 22146.47 | 4 | 2028
2028-04-27 | 14982.18 | 15209.84 | 14862.15 | 14897.76 | 15495.2 | 16699.94 | 17799.38 | 18520.79 | 19080 | 19866.17 | 20849.25 | 21729.87 | 22414.58 | 23154.29 | 23788.15 | 24315.27 | 24507.91 | 24078.51 | 23162.75 | 23091.4 | 22429.56 | 20505.09 | 18060.18 | 16628.86 | 476.1291 | 24507.91 | 4 | 2028
2028-04-28 | 15710.36 | 14735.42 | 14401.06 | 14457.68 | 15084.07 | 16338.59 | 17443.46 | 17965.02 | 18370.23 | 19023.41 | 19834.64 | 20530.84 | 21043.29 | 21620.24 | 22134.22 | 22565.24 | 22707.75 | 22290.37 | 21477.61 | 21504.04 | 20930.06 | 19107.99 | 17160.46 | 15804.49 | 452.2405 | 22707.75 | 4 | 2028
2028-04-29 | 15044.39 | 14121.67 | 13844.92 | 13855.13 | 14183.1 | 14541.37 | 14740.21 | 15491.31 | 16122.17 | 16359.96 | 16369.6 | 16365.63 | 16280.38 | 16250.11 | 16371.36 | 16568.54 | 16762.66 | 16743.52 | 16600.91 | 17045.89 | 17024.84 | 16205.58 | 15084.55 | 14165.77 | 376.1436 | 17045.89 | 4 | 2028
2028-04-30 | 14004.38 | 14223.19 | 13950.65 | 13965.31 | 14297.3 | 14656.51 | 14851.05 | 15603.97 | 16229.56 | 16458.95 | 16459.29 | 16446.05 | 16352.67 | 16315.77 | 16433.34 | 16631.05 | 16829.01 | 16818.09 | 16683.54 | 17130.18 | 17116.88 | 16302.57 | 15183.54 | 14267.57 | 377.2104 | 17130.18 | 4 | 2028
2028-05-01 | 13615.21 | 14383.86 | 14087.54 | 14191.07 | 14917.73 | 16279.88 | 17571.66 | 18160.23 | 18355.12 | 18593.11 | 18902.13 | 19029.57 | 19065.42 | 19161.83 | 19322.88 | 19575.28 | 19766.03 | 19697.77 | 19279.14 | 19216.32 | 19178.26 | 18135.58 | 16548.42 | 15192.52 | 422.2266 | 19766.03 | 5 | 2028
2028-05-02 | 14582.35 | 14231.19 | 13864.84 | 13900.92 | 14539.29 | 15803.2 | 17045.19 | 17690.67 | 18054.78 | 18512.07 | 19074.3 | 19460.51 | 19722.49 | 20038.34 | 20397.97 | 20792.15 | 21006.32 | 20803.86 | 20119.49 | 19898.07 | 19732.24 | 18554.93 | 16829.18 | 15344.78 | 429.9991 | 21006.32 | 5 | 2028
2028-05-03 | 14599.23 | 14730.78 | 14308.54 | 14295.8 | 14882.57 | 16084.11 | 17296.16 | 18035.52 | 18590.4 | 19278.72 | 20106.94 | 20873.9 | 21484.38 | 22119.58 | 22683.1 | 23198.43 | 23439.44 | 23144.26 | 22244.34 | 21776.3 | 21386.95 | 19893.41 | 18005.87 | 16364.93 | 458.8237 | 23439.44 | 5 | 2028
2028-05-04 | 15301.53 | 14391.77 | 14045.83 | 14101.67 | 14759.39 | 16038.41 | 17279.19 | 17911.56 | 18228.24 | 18623.44 | 19115.5 | 19428.92 | 19624.06 | 19882 | 20173.43 | 20547.45 | 20769.05 | 20607.56 | 19997.51 | 19818.28 | 19698.56 | 18561.5 | 16869.62 | 15419.99 | 431.1945 | 20769.05 | 5 | 2028
2028-05-05 | 14720.75 | 14558.69 | 14254.69 | 14361.95 | 15078.3 | 16432.78 | 17695.78 | 18296.11 | 18493.37 | 18736.93 | 19044.27 | 19172.01 | 19201.67 | 19305.09 | 19471.5 | 19730.19 | 19923.83 | 19854.29 | 19427.72 | 19341.92 | 19298.68 | 18250.25 | 16655.66 | 15301.03 | 426.6075 | 19923.83 | 5 | 2028
2028-05-06 | 14694.38 | 14911.6 | 14607.12 | 14609.72 | 14934.05 | 15218.1 | 15446.78 | 16436.36 | 17238.36 | 17532.25 | 17564.64 | 17516.43 | 17413.94 | 17348.53 | 17482.39 | 17782.9 | 18132.93 | 18287.15 | 18093.23 | 18242.57 | 18393.79 | 17616.31 | 16367.79 | 15289.91 | 401.1612 | 18393.79 | 5 | 2028
2028-05-07 | 14914.53 | 14574.17 | 14251.84 | 14235.78 | 14541.73 | 14806.91 | 15017.75 | 16011.56 | 16843.66 | 17178.93 | 17254.58 | 17245.9 | 17176.97 | 17139.77 | 17293.21 | 17596.72 | 17924.75 | 18037.68 | 17811.2 | 17933.58 | 18069.72 | 17277.51 | 16014.23 | 14920.47 | 394.0731 | 18069.72 | 5 | 2028
2028-05-08 | 14583.13 | 13750.19 | 13433.93 | 13514.82 | 14217.91 | 15545.32 | 16777.84 | 17364.6 | 17579.63 | 17847.43 | 18181.02 | 18320.31 | 18361.81 | 18462.46 | 18628.95 | 18872.48 | 19015.45 | 18884.2 | 18446.59 | 18355.27 | 18340.49 | 17310.89 | 15724.44 | 14368.17 | 405.8873 | 19015.45 | 5 | 2028
2028-05-09 | 13907.29 | 14187.19 | 13805.25 | 13826.22 | 14447.45 | 15678.02 | 16866.74 | 17536.83 | 17945.03 | 18454.62 | 19071.28 | 19507.26 | 19812.95 | 20183.48 | 20582.99 | 20997.2 | 21191.94 | 20945.23 | 20220.96 | 19931.48 | 19761.16 | 18566.78 | 16810.18 | 15297.34 | 429.5349 | 21191.94 | 5 | 2028
2028-05-10 | 14535.59 | 14937.49 | 14494.2 | 14462.72 | 15028.7 | 16191.67 | 17350.47 | 18133.67 | 18762.2 | 19537.18 | 20504.29 | 21376.8 | 22075.22 | 22784.5 | 23403.94 | 23950.95 | 24180.03 | 23839.68 | 22877.09 | 22319.26 | 21899.24 | 20306.93 | 18358.22 | 16666.84 | 467.9769 | 24180.03 | 5 | 2028
2028-05-11 | 15550.8 | 14587.49 | 14172.08 | 14164.23 | 14755.19 | 15945.84 | 17107.71 | 17840.67 | 18367.97 | 19020.77 | 19798.46 | 20442.67 | 20968.93 | 21524.78 | 22030.5 | 22506.4 | 22709.71 | 22409.38 | 21565.35 | 21120.52 | 20814.28 | 19447.23 | 17595.32 | 15991.21 | 450.4375 | 22709.71 | 5 | 2028
2028-05-12 | 15108.35 | 14887.09 | 14449.67 | 14434.83 | 15024.64 | 16227.42 | 17387.29 | 18169.45 | 18767.05 | 19503.71 | 20384.29 | 21187.18 | 21823.01 | 22465.32 | 23036.28 | 23537.39 | 23746.03 | 23412.07 | 22484.06 | 21946.24 | 21542.61 | 20011.95 | 18106.33 | 16448.87 | 464.0911 | 23746.03 | 5 | 2028
2028-05-13 | 15412.42 | 14318.35 | 13851.28 | 13699.16 | 13866.65 | 13977.33 | 14088.01 | 15243.1 | 16470.1 | 17300.27 | 17926.85 | 18477.13 | 18914.67 | 19314.83 | 19781.77 | 20247.15 | 20572.25 | 20409.37 | 19770.25 | 19526.82 | 19365.74 | 18277.83 | 16723.56 | 15343.18 | 412.8781 | 20572.25 | 5 | 2028
2028-05-14 | 14659.16 | 14020.58 | 13552.71 | 13398.12 | 13562.31 | 13667.94 | 13767.15 | 14909.74 | 16123.69 | 16939.63 | 17551.64 | 18090.05 | 18522.09 | 18923.18 | 19396.08 | 19858.52 | 20135.5 | 19979.72 | 19367.31 | 19124.23 | 18972.61 | 17894.76 | 16348.54 | 14975.07 | 403.7403 | 20135.5 | 5 | 2028
2028-05-15 | 14320.62 | 14921.14 | 14502.89 | 14495.77 | 15105.64 | 16309.41 | 17459.15 | 18235.67 | 18812.89 | 19515.83 | 20361.54 | 21112.8 | 21703.45 | 22292.76 | 22828.28 | 23310.46 | 23509.89 | 23193.97 | 22314.85 | 21807.69 | 21463.36 | 19984.38 | 18100.77 | 16459.66 | 462.1229 | 23509.89 | 5 | 2028
2028-05-16 | 15438.13 | 14209.35 | 13829.38 | 13851.86 | 14473.53 | 15690.99 | 16839.41 | 17515.81 | 17920.72 | 18423.48 | 19026.03 | 19437.4 | 19714.56 | 20041.54 | 20417.27 | 20817.52 | 20992.46 | 20739.36 | 20044.88 | 19767.12 | 19634.77 | 18464.2 | 16716.88 | 15215.28 | 429.2219 | 20992.46 | 5 | 2028
2028-05-17 | 14523.36 | 14465.29 | 14116.92 | 14170.25 | 14822.05 | 16066.82 | 17226.6 | 17880.98 | 18213.49 | 18621.72 | 19121.29 | 19432.11 | 19621.65 | 19876.07 | 20173.24 | 20554.79 | 20753.31 | 20566.79 | 19964.91 | 19744.94 | 19667.42 | 18547.85 | 16846.33 | 15391.5 | 430.3697 | 20753.31 | 5 | 2028
2028-05-18 | 14720.97 | 14660.62 | 14280.21 | 14304.94 | 14926.98 | 16136.15 | 17275.38 | 17978.97 | 18414.52 | 18948.6 | 19590.58 | 20049.54 | 20419.56 | 20849.1 | 21270.45 | 21707.88 | 21910.69 | 21667.78 | 20935.77 | 20568.79 | 20376.21 | 19148.74 | 17364.8 | 15830.01 | 443.3372 | 21910.69 | 5 | 2028
2028-05-19 | 15035.63 | 14649.51 | 14310.91 | 14385.93 | 15065.78 | 16351.98 | 17515.62 | 18177.34 | 18483.3 | 18855.28 | 19300.91 | 19562.57 | 19713.29 | 19924.64 | 20184.14 | 20537.3 | 20734.68 | 20569.02 | 19996.33 | 19781.05 | 19702.87 | 18596.63 | 16919.31 | 15487.71 | 433.8417 | 20734.68 | 5 | 2028
2028-05-20 | 14833.83 | 13748.15 | 13360.11 | 13277.56 | 13514.96 | 13690.63 | 13793.71 | 14833.86 | 15805.25 | 16319.78 | 16584.41 | 16751.49 | 16835.7 | 16930.62 | 17182.84 | 17522.23 | 17779.07 | 17740.92 | 17380.33 | 17358.44 | 17440 | 16579.35 | 15231.66 | 14054.01 | 378.5489 | 17779.07 | 5 | 2028
2028-05-21 | 13751 | 14301.04 | 13933.48 | 13873.12 | 14131.59 | 14321.83 | 14430.19 | 15477.43 | 16425.26 | 16902.81 | 17129.14 | 17261.98 | 17317.5 | 17388.95 | 17626.91 | 17970.72 | 18255.95 | 18265.96 | 17938.35 | 17931.24 | 18030.67 | 17181.92 | 15840.34 | 14671.95 | 390.3593 | 18265.96 | 5 | 2028
2028-05-22 | 14284.63 | 15152.08 | 14856.68 | 14964.59 | 15688.55 | 16997.15 | 18167.58 | 18820.5 | 19068.09 | 19352.61 | 19709.67 | 19881.51 | 19959.91 | 20099.79 | 20333.29 | 20675.16 | 20902.57 | 20816.17 | 20315.28 | 20130.87 | 20122.81 | 19069.47 | 17427.41 | 16027.56 | 442.8239 | 20902.57 | 5 | 2028
2028-05-23 | 15385.97 | 15173.59 | 14724.54 | 14688.11 | 15249.65 | 16387.01 | 17477.08 | 18289.77 | 18944.03 | 19746.82 | 20756.92 | 21601.6 | 22242.04 | 22877.01 | 23429.25 | 23920.69 | 24093.42 | 23736.55 | 22814.91 | 22248.31 | 21901.98 | 20349.86 | 18406.16 | 16729.63 | 471.1749 | 24093.42 | 5 | 2028
2028-05-24 | 15729.01 | 14843.37 | 14416.3 | 14398.5 | 14977.42 | 16132.62 | 17227.32 | 17998.8 | 18575.69 | 19283.72 | 20114.68 | 20851.69 | 21410.3 | 21988.35 | 22511.36 | 22996.02 | 23177.69 | 22847.36 | 21981.56 | 21472.42 | 21180 | 19756.77 | 17873.99 | 16243.82 | 457.9888 | 23177.69 | 5 | 2028
2028-05-25 | 15349.86 | 15188.91 | 14723.69 | 14672.51 | 15216.82 | 16330.41 | 17403.28 | 18238.81 | 18944.52 | 19809.03 | 20915.06 | 21864.5 | 22615.33 | 23358.58 | 24000.24 | 24552.46 | 24742.99 | 24350.29 | 23349.14 | 22703.12 | 22292.8 | 20679.25 | 18639.41 | 16909.74 | 476.8507 | 24742.99 | 5 | 2028
2028-05-26 | 15841.31 | 15507.94 | 15013.29 | 14948.08 | 15486.78 | 16611.71 | 17682.85 | 18574.8 | 19366.81 | 20351 | 21618.49 | 22674.12 | 23510.36 | 24301.41 | 24965.16 | 25501.02 | 25666.31 | 25231.47 | 24161.07 | 23437.21 | 22943.63 | 21261.06 | 19100.37 | 17326.12 | 491.0824 | 25666.31 | 5 | 2028
2028-05-27 | 16159.27 | 14970.2 | 14415.06 | 14184.13 | 14272.14 | 14275.82 | 14285.01 | 15586.95 | 17096.13 | 18270.39 | 19263.4 | 20156.33 | 20972.39 | 21685.19 | 22383.99 | 22975.25 | 23247.79 | 22927.66 | 21992.27 | 21443.98 | 21091.88 | 19719.01 | 17977.25 | 16418.2 | 445.7697 | 23247.79 | 5 | 2028
2028-05-28 | 15519.37 | 15239 | 14663.59 | 14415.17 | 14487.42 | 14474.88 | 14476.47 | 15814.65 | 17391.71 | 18649.86 | 19728.24 | 20760.66 | 21643.47 | 22388.34 | 23096.07 | 23678.88 | 23932.53 | 23586.78 | 22611.89 | 22020.74 | 21632.72 | 20155.23 | 18377.65 | 16784.47 | 455.5298 | 23932.53 | 5 | 2028
2028-05-29 | 15630.29 | 14988.84 | 14396.48 | 14158.53 | 14337.12 | 14573.69 | 14732.47 | 15845.45 | 17354.24 | 18971.54 | 20579.81 | 21934.87 | 22771.51 | 23469.38 | 24152.72 | 24724.34 | 24844.79 | 24280.03 | 23147.65 | 22495.1 | 22085.33 | 20547.13 | 18665.3 | 17001.58 | 465.6882 | 24844.79 | 5 | 2028
2028-05-30 | 16019.26 | 16376.38 | 15817.21 | 15684.89 | 16153.54 | 17185.36 | 18217.98 | 19220.96 | 20256.09 | 21693.11 | 23312.75 | 24676.45 | 25738.82 | 26689.56 | 27429.51 | 27989.29 | 28117.48 | 27598.99 | 26380.56 | 25503.02 | 24897.9 | 23068.61 | 20575.58 | 18630.83 | 527.2341 | 28117.48 | 5 | 2028
2028-05-31 | 17224.37 | 15695.83 | 15186.61 | 15097.45 | 15601.67 | 16661.3 | 17695.55 | 18613.36 | 19474.92 | 20581.45 | 21976.99 | 23175.49 | 24153.86 | 25092.87 | 25876.81 | 26512.44 | 26714.14 | 26249.16 | 25089.52 | 24272.52 | 23729.51 | 21976.87 | 19647.3 | 17797.48 | 504.0975 | 26714.14 | 5 | 2028
2028-06-01 | 16498.94 | 16411.78 | 15862.98 | 15737.95 | 16125.52 | 16848.91 | 17735.76 | 18819.45 | 19723.55 | 20729.82 | 21852.24 | 22893.64 | 23822.42 | 24750.13 | 25516.79 | 26129.04 | 26328.96 | 25894.43 | 24715.02 | 23609.13 | 22837.07 | 21597.75 | 19773.11 | 18145.8 | 502.3602 | 26328.96 | 6 | 2028
2028-06-02 | 17064.62 | 16897.56 | 16311.8 | 16161.02 | 16536.8 | 17259.92 | 18141.89 | 19300.52 | 20327.48 | 21482.53 | 22899.61 | 24220.87 | 25265.33 | 26251.72 | 27031.3 | 27609.76 | 27760.52 | 27266.33 | 25996.97 | 24788.51 | 23915.73 | 22344.65 | 20448.54 | 18762.17 | 524.0462 | 27760.52 | 6 | 2028
2028-06-03 | 17579.79 | 16962.41 | 16279.1 | 15947.52 | 15888.94 | 15582.55 | 15508.03 | 17106.76 | 18909.72 | 20413.86 | 21743.38 | 23016.08 | 24157.21 | 25102.75 | 25908.69 | 26499.23 | 26708.01 | 26279.46 | 25074.16 | 23981.19 | 23184 | 21905.41 | 20218.24 | 18666.71 | 502.6232 | 26708.01 | 6 | 2028
2028-06-04 | 17567.1 | 15170.5 | 14645.43 | 14451.45 | 14524.41 | 14352.08 | 14316.27 | 15647 | 16919.4 | 17770.37 | 18399.52 | 18817.29 | 19121.59 | 19424.84 | 19794.72 | 20158.21 | 20360.46 | 20230.9 | 19706.07 | 19265.2 | 19036.5 | 18358.77 | 17017.55 | 15799.71 | 420.8553 | 20360.46 | 6 | 2028
2028-06-05 | 15358.61 | 15616.25 | 15139.81 | 15079.87 | 15553.62 | 16370.05 | 17277.37 | 18252.93 | 18920.63 | 19633.94 | 20417.01 | 20909.13 | 21273.13 | 21677.66 | 22049.65 | 22488.8 | 22640.12 | 22316.89 | 21595.94 | 20982.19 | 20631.22 | 19754.25 | 18128.05 | 16686.61 | 458.7537 | 22640.12 | 6 | 2028
2028-06-06 | 15934.13 | 16045.59 | 15530.46 | 15434.34 | 15853.25 | 16610.41 | 17497.82 | 18523.9 | 19306.89 | 20166.97 | 21114.24 | 21759.2 | 22312.48 | 23000.4 | 23584.26 | 24078.06 | 24230.93 | 23855.76 | 22857.56 | 21956.6 | 21542.56 | 20585.06 | 18874.78 | 17358.8 | 478.0144 | 24230.93 | 6 | 2028
2028-06-07 | 16477.4 | 16372.03 | 15828.54 | 15707.81 | 16102.04 | 16830.15 | 17702.1 | 18778.68 | 19659.42 | 20638.44 | 21716.03 | 22619.27 | 23433.31 | 24239.28 | 24901.09 | 25433.27 | 25583.53 | 25158.78 | 24057.83 | 23013.36 | 22325.23 | 21265.49 | 19484.66 | 17900.98 | 495.2287 | 25583.53 | 6 | 2028
2028-06-08 | 16901.76 | 16188.36 | 15658.14 | 15548.71 | 15954.24 | 16694.83 | 17570.54 | 18622.45 | 19455.71 | 20377.06 | 21390.86 | 22100.66 | 22840.64 | 23586.95 | 24209.38 | 24721.31 | 24869.35 | 24465.5 | 23415.32 | 22422.07 | 21886.76 | 20894.73 | 19149.12 | 17599.31 | 486.5238 | 24869.35 | 6 | 2028
2028-06-09 | 16694.66 | 15828.78 | 15326.21 | 15246.72 | 15692.8 | 16487.09 | 17376.13 | 18387.73 | 19122.94 | 19921.52 | 20792.39 | 21361.9 | 21780.02 | 22284.2 | 22822.01 | 23279.11 | 23414.79 | 23049.37 | 22097.38 | 21420.88 | 21023.77 | 20098.83 | 18430.72 | 16952.57 | 468.8925 | 23414.79 | 6 | 2028
2028-06-10 | 16184.52 | 15951.48 | 15342.4 | 15074.95 | 15070.19 | 14803.72 | 14721.39 | 16194.72 | 17755.61 | 18955.79 | 19985.39 | 20828.99 | 21531.03 | 22200.94 | 23047.65 | 23741.08 | 24056.32 | 23719.69 | 22640.47 | 21790.51 | 21315.17 | 20391.42 | 18808.14 | 17356.52 | 461.4681 | 24056.32 | 6 | 2028
2028-06-11 | 16459.84 | 16578.87 | 15921.85 | 15613.07 | 15570.06 | 15265.64 | 15172.89 | 16730.82 | 18454.39 | 19855.17 | 21094.88 | 22127.25 | 23238.95 | 24251.55 | 25158.15 | 25856.77 | 26139.65 | 25732.06 | 24520.47 | 23413.5 | 22627.38 | 21503.78 | 19823.86 | 18279.52 | 489.3904 | 26139.65 | 6 | 2028
2028-06-12 | 17189.88 | 16573.61 | 16013.52 | 15880.97 | 16282.99 | 17018.11 | 17887.11 | 19009.34 | 19962.83 | 21025.15 | 22188.14 | 23336.35 | 24260.25 | 25137.5 | 25848.47 | 26392.02 | 26527.81 | 26061.81 | 24886.94 | 23756.83 | 22990.4 | 21718.59 | 19892.15 | 18258.35 | 508.0991 | 26527.81 | 6 | 2028
2028-06-13 | 17203.78 | 17182.36 | 16574.79 | 16398.66 | 16741.23 | 17415.61 | 18266.21 | 19455.76 | 20552.89 | 21798.41 | 23474.95 | 24872.79 | 25940.44 | 26916.61 | 27660.41 | 28201.48 | 28306.15 | 27782.76 | 26505.18 | 25277.39 | 24426.78 | 22842.52 | 20797.69 | 19090.74 | 533.6856 | 28306.15 | 6 | 2028
2028-06-14 | 17897.53 | 17427.75 | 16801.34 | 16608.92 | 16936.43 | 17594.93 | 18438.18 | 19661.43 | 20822.25 | 22146.23 | 24047.38 | 25540.27 | 26677.76 | 27698.37 | 28461.07 | 29000.59 | 29089.08 | 28536.94 | 27210.82 | 25931.18 | 25036.59 | 23403.29 | 21181.17 | 19439.5 | 545.589 | 29089.08 | 6 | 2028
2028-06-15 | 18204.14 | 17631.36 | 16989.88 | 16784.41 | 17100.82 | 17749.77 | 18591 | 19840.3 | 21050.4 | 22511.11 | 24515.06 | 26070.51 | 27244 | 28276.31 | 29030.95 | 29549.96 | 29615.63 | 29043.52 | 27692.25 | 26386.25 | 25466.63 | 23803.45 | 21459.62 | 19697.81 | 554.3051 | 29615.63 | 6 | 2028
2028-06-16 | 18457.28 | 17849.77 | 17191.44 | 16977.76 | 17297.34 | 17960.76 | 18806.3 | 20094.9 | 21362.56 | 22983.39 | 25076.13 | 26718.8 | 27969.46 | 29054.96 | 29841.51 | 30360.46 | 30413.87 | 29810.62 | 28396.56 | 27021.91 | 26024.46 | 24299.76 | 21795.09 | 19998.03 | 565.7631 | 30413.87 | 6 | 2028
2028-06-17 | 18672.01 | 17296.36 | 16584.99 | 16229.15 | 16144.48 | 15798.68 | 15686.66 | 17340.63 | 19244.11 | 20868.14 | 22331.15 | 23980.67 | 25285.77 | 26371.86 | 27281.34 | 27932.98 | 28144.72 | 27658.48 | 26338.6 | 25112.52 | 24227.85 | 22720.26 | 20847.14 | 19220.19 | 521.3187 | 28144.72 | 6 | 2028
2028-06-18 | 18053.05 | 16372.32 | 15731.81 | 15437.09 | 15409.55 | 15122.05 | 15029.27 | 16557.35 | 18219.44 | 19546.41 | 20697.13 | 21627.67 | 22437.86 | 23325.91 | 24136.98 | 24772.63 | 25028.8 | 24649.48 | 23530.63 | 22510.87 | 21919.71 | 20957.89 | 19337.31 | 17850.72 | 478.2619 | 25028.8 | 6 | 2028
2028-06-19 | 16946.3 | 16997.67 | 16405.23 | 16244.83 | 16621.17 | 17329.79 | 18188.38 | 19368.11 | 20430.98 | 21628.12 | 23148.35 | 24492.9 | 25539.08 | 26495.12 | 27240.54 | 27782.94 | 27892.85 | 27378.24 | 26118.23 | 24899.35 | 24053.95 | 22492.28 | 20560.79 | 18866.79 | 527.122 | 27892.85 | 6 | 2028
2028-06-20 | 17683 | 16729.31 | 16156.35 | 16010.08 | 16380.56 | 17081.8 | 17936.68 | 19065.39 | 20044.23 | 21144.02 | 22396.11 | 23604.3 | 24523.4 | 25395.86 | 26086.17 | 26615.31 | 26737.22 | 26264.62 | 25089.41 | 23963.09 | 23211.55 | 21874.7 | 20038.59 | 18402.5 | 512.4342 | 26737.22 | 6 | 2028
2028-06-21 | 17359.93 | 17024.05 | 16429.56 | 16264.53 | 16620.1 | 17309.29 | 18159.42 | 19325.12 | 20372.01 | 21557.8 | 23054.61 | 24330.32 | 25270.01 | 26123.43 | 26769.04 | 27241.79 | 27314.19 | 26814.65 | 25624.57 | 24478.42 | 23712.18 | 22230.14 | 20375.3 | 18721.76 | 522.4822 | 27314.19 | 6 | 2028
2028-06-22 | 17648.49 | 17225.89 | 16614.03 | 16434.31 | 16771.77 | 17436.11 | 18276.51 | 19475.61 | 20590.38 | 21855.81 | 23586.71 | 25031.4 | 26152.03 | 27183.14 | 27975.17 | 28552.45 | 28671.84 | 28135.84 | 26821.22 | 25552.71 | 24673.16 | 23060.38 | 20937.58 | 19208.61 | 537.8712 | 28671.84 | 6 | 2028
2028-06-23 | 18013.03 | 17673.67 | 17030.28 | 16829.39 | 17164.06 | 17847.06 | 18699.78 | 19960.05 | 21170.56 | 22638.32 | 24619.07 | 26128.25 | 27240.27 | 28193.14 | 28873.08 | 29318.08 | 29340.23 | 28766.69 | 27447.73 | 26167.12 | 25256.3 | 23613.87 | 21342.04 | 19603.67 | 552.9357 | 29340.23 | 6 | 2028
2028-06-24 | 18386.12 | 17482.82 | 16760.59 | 16395.12 | 16308.64 | 15972.46 | 15870.36 | 17538.8 | 19465.4 | 21124.32 | 22686.38 | 24276.05 | 25455.08 | 26370.27 | 27103.34 | 27599.65 | 27716.02 | 27231.43 | 25997.4 | 24855.09 | 24041.72 | 22589.4 | 20792.67 | 19208.52 | 521.2277 | 27716.02 | 6 | 2028
2028-06-25 | 18140.67 | 17178.86 | 16479.98 | 16134.62 | 16067.13 | 15750.25 | 15653.62 | 17280.62 | 19127.24 | 20687.88 | 22055.2 | 23426.02 | 24503.46 | 25346.59 | 26041.04 | 26527.06 | 26654.72 | 26205.48 | 25041.69 | 23970.45 | 23223.43 | 21955.5 | 20282.57 | 18746.83 | 506.4809 | 26654.72 | 6 | 2028
2028-06-26 | 17783.19 | 18402.45 | 17708.91 | 17460.72 | 17768.95 | 18430.72 | 19287.66 | 20637.58 | 22017.97 | 24063.81 | 26301.04 | 27955.62 | 29085.47 | 29933.79 | 30448 | 30706.97 | 30581.84 | 29949.95 | 28629.47 | 27340.35 | 26420.37 | 24738.2 | 22161.44 | 20391.76 | 578.2062 | 30706.97 | 6 | 2028
2028-06-27 | 19137.19 | 18698.18 | 17978.26 | 17705.06 | 17964.75 | 18567.02 | 19401.88 | 20785.65 | 22253.18 | 24539.21 | 26959.42 | 28829.51 | 30174.4 | 31248.55 | 31942.74 | 32339.73 | 32279.35 | 31606.28 | 30134.84 | 28704.68 | 27661.74 | 25850.1 | 23068.16 | 21028.25 | 598.8581 | 32339.73 | 6 | 2028
2028-06-28 | 19629.62 | 18974.92 | 18235.35 | 17945.03 | 18192.13 | 18786.85 | 19621.71 | 21038.21 | 22671.25 | 25060.49 | 27571.01 | 29488.39 | 30830.99 | 31862.45 | 32491.19 | 32816.26 | 32700.29 | 32005.95 | 30535.47 | 29103.41 | 28057.68 | 26232.34 | 23438.83 | 21297.94 | 608.5878 | 32816.26 | 6 | 2028
2028-06-29 | 19889.15 | 18267.81 | 17580.85 | 17336.15 | 17622.16 | 18251.25 | 19096.31 | 20421.49 | 21774.74 | 23721.45 | 25950.96 | 27653.08 | 28873.72 | 29868.2 | 30528.09 | 30926.99 | 30893.37 | 30269.73 | 28884.38 | 27544.41 | 26581.14 | 24857.06 | 22209.07 | 20410.28 | 579.4118 | 30926.99 | 6 | 2028
2028-06-30 | 19158.5 | 18090.25 | 17416.32 | 17189.21 | 17501.53 | 18166.91 | 19021.78 | 20333.95 | 21644.8 | 23438.68 | 25587.51 | 27232.42 | 28429.34 | 29419.06 | 30093.89 | 30506.22 | 30490.06 | 29877.69 | 28499.54 | 27162.66 | 26188.9 | 24477.63 | 21942.12 | 20159.08 | 572.028 | 30506.22 | 6 | 2028
2028-07-01 | 18917.27 | 18442.85 | 17661.58 | 17229.64 | 17098.55 | 16756.13 | 16436.22 | 18031.33 | 20042.51 | 21832.46 | 23519.8 | 25386.04 | 26763.52 | 27836.42 | 28698.53 | 29271.85 | 29386.8 | 28837.07 | 27467.07 | 26169.41 | 25285.24 | 23626.64 | 21771.99 | 20165.09 | 546.634 | 29386.8 | 7 | 2028
2028-07-02 | 19092.25 | 18375.46 | 17596.38 | 17166.8 | 17030.78 | 16673.62 | 16348.16 | 17943.25 | 19961.32 | 21753.51 | 23452.23 | 25438.02 | 26995.07 | 28283.41 | 29351.99 | 30097.11 | 30313.48 | 29750.39 | 28257.46 | 26844.46 | 25849.44 | 24099.36 | 22046.96 | 20376.81 | 553.0977 | 30313.48 | 7 | 2028
2028-07-03 | 19167.95 | 18793.55 | 18082.55 | 17806.69 | 18102.95 | 18789.83 | 19448.39 | 20655.34 | 21992.13 | 23706.59 | 26072.96 | 27967.56 | 29381.49 | 30569.16 | 31430.84 | 31981.35 | 32000.61 | 31329.57 | 29807.76 | 28309.87 | 27269.79 | 25347.36 | 22752.85 | 20939.32 | 591.7065 | 32000.61 | 7 | 2028
2028-07-04 | 19421.86 | 15914.95 | 15287.99 | 15008.65 | 15085.36 | 15069.93 | 14920.32 | 15992.51 | 17355.08 | 18750.71 | 20051.3 | 20952 | 21459.3 | 21968.68 | 22515.71 | 23168.18 | 23353.91 | 22825.14 | 21957.71 | 21298.19 | 20966.18 | 20074.18 | 18597.2 | 17210.34 | 459.2054 | 23353.91 | 7 | 2028
2028-07-05 | 16686.27 | 17263.37 | 16664.55 | 16484.17 | 16844 | 17581.43 | 18250.5 | 19242.11 | 20185.95 | 21280.23 | 22492.66 | 23613.5 | 24672.45 | 25712.4 | 26580.93 | 27262.91 | 27450.25 | 26955.42 | 25676.64 | 24440.85 | 23647.69 | 22338.22 | 20520.73 | 18887.34 | 520.7346 | 27450.25 | 7 | 2028
2028-07-06 | 17839.13 | 18196.3 | 17527.87 | 17287.3 | 17594.33 | 18284.97 | 18946.26 | 20058.56 | 21233.31 | 22615.05 | 24517.91 | 26205.81 | 27482.84 | 28630.99 | 29509.12 | 30132.04 | 30233.69 | 29639.86 | 28209.67 | 26820.16 | 25877.23 | 24058.32 | 21888.05 | 20145.83 | 562.9346 | 30233.69 | 7 | 2028
2028-07-07 | 18944.27 | 18965.83 | 18238.23 | 17957.71 | 18240.07 | 18931.53 | 19598 | 20817.67 | 22174.48 | 23997.56 | 26397.64 | 28309.61 | 29710.84 | 30876.93 | 31701.35 | 32212.32 | 32210.65 | 31535.3 | 30008.96 | 28514.74 | 27452.86 | 25515.67 | 22862.74 | 21055.07 | 596.23 | 32212.32 | 7 | 2028
2028-07-08 | 19721.27 | 17678.19 | 16953.7 | 16571.49 | 16481.21 | 16175.63 | 15877.4 | 17373.18 | 19203.01 | 20765.11 | 22152.6 | 23409.05 | 24713.92 | 25819.32 | 26783.95 | 27495.06 | 27739.96 | 27269.45 | 25951.01 | 24724.92 | 23884.13 | 22550.18 | 20876.76 | 19322.42 | 519.4929 | 27739.96 | 7 | 2028
2028-07-09 | 18337.4 | 17230.61 | 16539.68 | 16186.51 | 16121.89 | 15839.69 | 15546.96 | 16984.27 | 18702.59 | 20126.07 | 21373.7 | 22427.18 | 23363.07 | 24414.53 | 25372.53 | 26110.37 | 26396.3 | 25974.35 | 24729.76 | 23579.91 | 22887.45 | 21837.34 | 20219.4 | 18718.14 | 499.0197 | 26396.3 | 7 | 2028
2028-07-10 | 17794.94 | 17861.57 | 17220.86 | 17006.29 | 17355.8 | 18094.45 | 18779.85 | 19862.59 | 20968.72 | 22258.35 | 23858.27 | 25452.07 | 26692.74 | 27823.11 | 28720.08 | 29365.99 | 29501.33 | 28934.64 | 27533.76 | 26176.26 | 25243.46 | 23459.53 | 21496.84 | 19778 | 551.2395 | 29501.33 | 7 | 2028
2028-07-11 | 18612.11 | 19583.16 | 18814.56 | 18487.31 | 18724.74 | 19367.38 | 20037.63 | 21318.11 | 22813.19 | 25173.94 | 27816.58 | 29882.36 | 31326.49 | 32455.73 | 33179.55 | 33578.4 | 33482.62 | 32765.81 | 31218.43 | 29714.01 | 28635.35 | 26646.27 | 23782.79 | 21793.68 | 619.2102 | 33578.4 | 7 | 2028
2028-07-12 | 20407.39 | 19784.76 | 19000.8 | 18660.31 | 18885.42 | 19515.82 | 20182.68 | 21490.3 | 23037.63 | 25575.3 | 28312.11 | 30462.77 | 31971.67 | 33144.54 | 33889.39 | 34290.83 | 34184.74 | 33444.14 | 31851.89 | 30301.97 | 29180.66 | 27146.26 | 24239.01 | 22091.5 | 631.0519 | 34290.83 | 7 | 2028
2028-07-13 | 20694.91 | 19203.23 | 18462.16 | 18159.06 | 18414.89 | 19071.54 | 19749.1 | 20982.46 | 22392.29 | 24436.57 | 26946.32 | 28940.54 | 30383.34 | 31568.42 | 32380.24 | 32877.49 | 32862.14 | 32179.85 | 30634.29 | 29141.09 | 28064.09 | 26095.12 | 23257.68 | 21425.69 | 608.3225 | 32877.49 | 7 | 2028
2028-07-14 | 20125.42 | 18864.91 | 18146.27 | 17873.92 | 18164.51 | 18870.53 | 19559.5 | 20760.28 | 22086.77 | 23825.02 | 26176.78 | 28053.03 | 29432.93 | 30589.68 | 31412.8 | 31930.05 | 31947.93 | 31293.77 | 29782.56 | 28320.11 | 27257.68 | 25331.7 | 22745.29 | 20950.87 | 593.5023 | 31947.93 | 7 | 2028
2028-07-15 | 19673.78 | 18055.38 | 17304.58 | 16899.92 | 16792.12 | 16479.6 | 16199.69 | 17737.32 | 19651.56 | 21321.22 | 22813.93 | 24440.17 | 25803.11 | 26917.63 | 27851.7 | 28511.18 | 28715.44 | 28218.2 | 26859.45 | 25606.39 | 24709.3 | 23101.83 | 21396.66 | 19811.46 | 534.8716 | 28715.44 | 7 | 2028
2028-07-16 | 18737.61 | 16560.49 | 15921.43 | 15613.69 | 15590.08 | 15354.15 | 15097.52 | 16440.33 | 17986.46 | 19197.41 | 20234.89 | 21121.88 | 21852.1 | 22547.45 | 23350.41 | 24138.17 | 24504.58 | 24167.61 | 23023.8 | 22272.1 | 21808 | 20834.69 | 19298.25 | 17873.82 | 473.5269 | 24504.58 | 7 | 2028
2028-07-17 | 17081.25 | 17417.5 | 16812.24 | 16628.74 | 17008.15 | 17784.43 | 18501.94 | 19518.29 | 20503.44 | 21645.56 | 22901.69 | 24203.6 | 25306.69 | 26346.58 | 27199.7 | 27842.04 | 28013.15 | 27510.58 | 26205.37 | 24963.78 | 24104.1 | 22641.05 | 20814.26 | 19162.37 | 530.1165 | 28013.15 | 7 | 2028
2028-07-18 | 18066.94 | 18379.34 | 17700.45 | 17451.58 | 17754.46 | 18457.33 | 19160.51 | 20283.78 | 21489.88 | 22914.56 | 24993.35 | 26725.12 | 28019.54 | 29159.33 | 30007.01 | 30592.35 | 30682.66 | 30093.05 | 28651.24 | 27280.54 | 26294.13 | 24444.55 | 22158.99 | 20409.11 | 571.1698 | 30682.66 | 7 | 2028
2028-07-19 | 19141.39 | 18554.68 | 17863.4 | 17603.81 | 17898.61 | 18597.21 | 19303.44 | 20447.02 | 21691.78 | 23178.31 | 25406.17 | 27176.84 | 28480.46 | 29604.21 | 30419.53 | 30966.15 | 31026.33 | 30423.19 | 28974.76 | 27598.43 | 26601.21 | 24736.04 | 22359.37 | 20600.98 | 578.6533 | 31026.33 | 7 | 2028
2028-07-20 | 19352.18 | 18666.67 | 17967.13 | 17700.46 | 17988.94 | 18682.55 | 19390.6 | 20548.2 | 21820.83 | 23405.82 | 25684.3 | 27500.28 | 28837.69 | 29983.07 | 30807.23 | 31352.99 | 31407.84 | 30793.49 | 29321.72 | 27924.31 | 26902.27 | 25012.14 | 22541.66 | 20767.75 | 584.3601 | 31407.84 | 7 | 2028
2028-07-21 | 19506.55 | 18528.44 | 17838.38 | 17591.08 | 17908.7 | 18654.55 | 19381.01 | 20525.47 | 21749.21 | 23200.19 | 25348.78 | 27033.53 | 28240.14 | 29249.19 | 29964.36 | 30418.47 | 30434.33 | 29841.39 | 28450.22 | 27128.67 | 26157.03 | 24333.42 | 22109.21 | 20391.77 | 573.9841 | 30434.33 | 7 | 2028
2028-07-22 | 19232.11 | 18454.97 | 17679.38 | 17253.43 | 17135.56 | 16836.03 | 16593.12 | 18164.7 | 20146.22 | 21908.31 | 23569.77 | 25351.58 | 26617.57 | 27560.28 | 28292.03 | 28759.34 | 28848.33 | 28345.53 | 27053.04 | 25883.57 | 25016.95 | 23397.43 | 21659.44 | 20100.45 | 543.8591 | 28848.33 | 7 | 2028
2028-07-23 | 19090.13 | 18740.92 | 17943.19 | 17498.28 | 17361.66 | 17042.71 | 16796.81 | 18407.74 | 20467.05 | 22324.08 | 24293.53 | 26221.87 | 27615.49 | 28660.83 | 29459.83 | 29961.06 | 30053.96 | 29515.07 | 28134.53 | 26879.56 | 25928.27 | 24224.75 | 22196.4 | 20582.06 | 559.3998 | 30053.96 | 7 | 2028
2028-07-24 | 19457.75 | 19761.49 | 18986.79 | 18656.69 | 18917.88 | 19612.29 | 20346.15 | 21647.07 | 23175.26 | 25704.33 | 28380 | 30439.38 | 31840.98 | 32867.17 | 33476.13 | 33753.2 | 33599.03 | 32887.69 | 31373.52 | 29928.56 | 28828.42 | 26838.51 | 24008.21 | 21974.59 | 626.4611 | 33753.2 | 7 | 2028
2028-07-25 | 20580.91 | 17797.26 | 17164.68 | 16956.36 | 17298.03 | 18049.35 | 18793.76 | 19830.54 | 20879.08 | 22111.41 | 23601.8 | 25095.67 | 26215.63 | 27243.44 | 28039.75 | 28625.32 | 28764.93 | 28258.37 | 26938.01 | 25714.88 | 24821.32 | 23122.2 | 21274.71 | 19610.32 | 546.7877 | 28764.93 | 7 | 2028
2028-07-26 | 18563.32 | 18060.99 | 17409.44 | 17184.69 | 17513.34 | 18256.03 | 19002.52 | 20071.03 | 21179.93 | 22488.73 | 24227.36 | 25790.1 | 26937.78 | 27957.35 | 28719.99 | 29259.44 | 29359.64 | 28830.24 | 27490.38 | 26248.22 | 25331.2 | 23567.16 | 21600.2 | 19917.73 | 554.9668 | 29359.64 | 7 | 2028
2028-07-27 | 18774.31 | 18325.31 | 17654.61 | 17413.39 | 17728.29 | 18461.61 | 19212.62 | 20313.13 | 21484.55 | 22872 | 24869.05 | 26517.44 | 27715.76 | 28753.11 | 29505.74 | 30018.18 | 30091.25 | 29538.08 | 28163.11 | 26889.45 | 25932.56 | 24125.24 | 21973.95 | 20265.34 | 566.5981 | 30091.25 | 7 | 2028
2028-07-28 | 19105.76 | 19432.02 | 18677 | 18374.04 | 18645.32 | 19362.55 | 20114.95 | 21366.51 | 22803.04 | 25024.45 | 27561.44 | 29549.86 | 30945.36 | 32033.1 | 32729.46 | 33103.71 | 33039.16 | 32368.72 | 30846.87 | 29415.81 | 28290.29 | 26307.48 | 23498.4 | 21618.85 | 614.2142 | 33103.71 | 7 | 2028
2028-07-29 | 20240.29 | 18792.33 | 17992.77 | 17546.76 | 17411 | 17103.13 | 16885.71 | 18495.16 | 20558.87 | 22423.76 | 24443.71 | 26381.59 | 27777.69 | 28817.59 | 29603.19 | 30089.95 | 30185.29 | 29655.97 | 28274.18 | 27038.7 | 26065.2 | 24350.01 | 22287.91 | 20673.96 | 563.0947 | 30185.29 | 7 | 2028
2028-07-30 | 19557.9 | 18888.36 | 18082.02 | 17630.26 | 17489.67 | 17179.64 | 16968.03 | 18588.28 | 20674.55 | 22567.89 | 24685.39 | 26659.82 | 28082.06 | 29137.17 | 29926.73 | 30409.82 | 30500.88 | 29964.26 | 28564.51 | 27315.92 | 26320.08 | 24583.91 | 22443.83 | 20818 | 567.039 | 30500.88 | 7 | 2028
2028-07-31 | 19639.41 | 18814.53 | 18111.7 | 17844.67 | 18159.71 | 18910.59 | 19690.25 | 20862.14 | 22157.87 | 23885.15 | 26179.31 | 27972.65 | 29253.55 | 30284.19 | 30984.59 | 31403.49 | 31402.22 | 30800.88 | 29372.27 | 28049.4 | 27010.14 | 25126.39 | 22660.36 | 20906.67 | 589.4821 | 31403.49 | 7 | 2028
2028-08-01 | 18687.28 | 18109.65 | 17275.21 | 16962.27 | 17347.44 | 18466.28 | 19356.14 | 20426.76 | 21909.86 | 23799.7 | 26000.14 | 27823.1 | 29220.9 | 30399.23 | 31238.22 | 31778.51 | 31826.19 | 31141.18 | 29657.55 | 28504.77 | 27446.26 | 25125.49 | 22487.68 | 20298.94 | 585.2888 | 31826.19 | 8 | 2028
2028-08-02 | 18947.45 | 19453.93 | 18521.15 | 18123.18 | 18440.28 | 19506.67 | 20388.26 | 21626.33 | 23421.89 | 25777.38 | 28406.83 | 30498.31 | 32004.56 | 33153.4 | 33865.74 | 34230.3 | 34120.32 | 33340.11 | 31779.7 | 30541.8 | 29401.12 | 26965.64 | 24128.88 | 21844.92 | 628.4882 | 34230.3 | 8 | 2028
2028-08-03 | 20333.86 | 19190.7 | 18277.31 | 17896.34 | 18226.61 | 19304.56 | 20195.08 | 21399.34 | 23134.72 | 25393.43 | 27951.79 | 30004.29 | 31508.22 | 32684.36 | 33440.71 | 33855.2 | 33787.8 | 33027.23 | 31469.01 | 30240.18 | 29099.54 | 26674.85 | 23865.15 | 21591.52 | 622.5518 | 33855.2 | 8 | 2028
2028-08-04 | 20146.08 | 18547.5 | 17682.71 | 17351.72 | 17736.43 | 18881.3 | 19796.58 | 20924.63 | 22498.25 | 24502.33 | 26835.34 | 28714.88 | 30119.13 | 31249.75 | 32014.08 | 32458.36 | 32440.05 | 31728.27 | 30230.16 | 29063.27 | 27957.83 | 25602.05 | 22927.63 | 20726.05 | 600.1344 | 32458.36 | 8 | 2028
2028-08-05 | 19388.95 | 18433.83 | 17463.36 | 16920.7 | 16775.4 | 16663.71 | 16415.28 | 18059.52 | 20540.28 | 22914.07 | 25183 | 27170.8 | 28660.24 | 29764.6 | 30579.47 | 31065.97 | 31132.15 | 30500.03 | 29070.88 | 28026.31 | 26996.22 | 24807.47 | 22431.32 | 20406.91 | 569.3705 | 31132.15 | 8 | 2028
2028-08-06 | 19184.74 | 18259.03 | 17301.5 | 16770.07 | 16634.29 | 16531.97 | 16289.24 | 17910.41 | 20349.11 | 22670.43 | 24872.32 | 26821.17 | 28290.78 | 29392.08 | 30216.43 | 30719.93 | 30804.65 | 30186.79 | 28771.53 | 27744.28 | 26726.07 | 24554.31 | 22208.2 | 20199.33 | 563.4087 | 30804.65 | 8 | 2028
2028-08-07 | 19001.34 | 19248.56 | 18335.47 | 17957.57 | 18314.76 | 19436.55 | 20369.46 | 21585.04 | 23332.63 | 25611.53 | 28171.53 | 30215.55 | 31706.37 | 32836.65 | 33546.68 | 33906.59 | 33812.76 | 33053.84 | 31507.9 | 30299.23 | 29137.93 | 26712.09 | 23918.43 | 21653.01 | 623.6715 | 33906.59 | 8 | 2028
2028-08-08 | 20144.89 | 18604.65 | 17737.82 | 17397.58 | 17765.4 | 18890.9 | 19827.49 | 20944.71 | 22525.11 | 24548.67 | 26907.56 | 28800.55 | 30202.04 | 31327.38 | 32076.3 | 32516.81 | 32503.74 | 31805.33 | 30319.04 | 29186.14 | 28094.68 | 25741.37 | 23058.44 | 20856.94 | 601.7835 | 32516.81 | 8 | 2028
2028-08-09 | 19487.65 | 18142.47 | 17310.05 | 16999.59 | 17392.18 | 18539.49 | 19484.12 | 20541.67 | 22011.24 | 23890.32 | 26076.77 | 27867.03 | 29217.42 | 30337.07 | 31114.48 | 31603.26 | 31639.16 | 30976.66 | 29526.29 | 28434.29 | 27377.2 | 25069.75 | 22464.8 | 20303.19 | 585.8061 | 31639.16 | 8 | 2028
2028-08-10 | 18962.02 | 16610.03 | 15892.94 | 15681.92 | 16160.57 | 17387.81 | 18358.73 | 19214.9 | 20305.92 | 21713.49 | 23341.28 | 24675.34 | 25780.68 | 26795 | 27586.96 | 28171.23 | 28331.53 | 27794.72 | 26515.26 | 25605.71 | 24711.77 | 22700.8 | 20300.88 | 18307.57 | 530.9071 | 28331.53 | 8 | 2028
2028-08-11 | 17293.75 | 17306.21 | 16535.18 | 16286.05 | 16739.9 | 17957.57 | 18932.78 | 19892.22 | 21163.95 | 22791.53 | 24653.22 | 26274.32 | 27565.97 | 28708.09 | 29569.58 | 30159.64 | 30295.5 | 29691.22 | 28273.16 | 27222.75 | 26173.65 | 23951.98 | 21441.76 | 19339.18 | 558.2192 | 30295.5 | 8 | 2028
2028-08-12 | 18034.75 | 17461.15 | 16566.28 | 16089.65 | 16003.28 | 15960.94 | 15774.34 | 17279.63 | 19511.59 | 21578.24 | 23512.6 | 25199.67 | 26547.37 | 27599.68 | 28433.14 | 28987.6 | 29153.01 | 28615.77 | 27286.3 | 26374.91 | 25415.77 | 23396.5 | 21147.32 | 19227.59 | 535.1571 | 29153.01 | 8 | 2028
2028-08-13 | 18105.87 | 17802.54 | 16881.84 | 16383.13 | 16276.77 | 16215.98 | 16028 | 17578.18 | 19897.11 | 22071.42 | 24118.59 | 25946.44 | 27374.1 | 28478.8 | 29335.36 | 29889.81 | 30041.58 | 29475.72 | 28090.86 | 27125.6 | 26111.37 | 24000.4 | 21700.21 | 19731.33 | 548.661 | 30041.58 | 8 | 2028
2028-08-14 | 18495.24 | 16999.88 | 16255.37 | 16024.03 | 16503.16 | 17740.19 | 18740.74 | 19660.16 | 20866.63 | 22410.22 | 24188.92 | 25739.38 | 27015.42 | 28156.19 | 29037.4 | 29658.43 | 29828.42 | 29251.69 | 27857.81 | 26843.34 | 25812.7 | 23637.81 | 21151.79 | 19067.03 | 550.942 | 29828.42 | 8 | 2028
2028-08-15 | 17795.37 | 16428.27 | 15729.82 | 15535.22 | 16035.32 | 17304.83 | 18328.03 | 19142.12 | 20160.53 | 21485.38 | 23012.06 | 24206.5 | 25173.49 | 26055.08 | 26733.22 | 27235.45 | 27373.45 | 26879.08 | 25692.34 | 24897.86 | 24083.04 | 22154.61 | 19833.65 | 17915.15 | 519.1899 | 27373.45 | 8 | 2028
2028-08-16 | 16941.31 | 16148.86 | 15473.73 | 15299.44 | 15817.48 | 17104.71 | 18136.27 | 18910.5 | 19853.36 | 21084.2 | 22516.77 | 23634.91 | 24517.91 | 25374.57 | 26051.39 | 26569.39 | 26731.92 | 26265.07 | 25114.87 | 24360.11 | 23604.94 | 21713.47 | 19428.95 | 17545.28 | 508.1994 | 26731.92 | 8 | 2028
2028-08-17 | 16626.38 | 17189.63 | 16433.82 | 16190.24 | 16646.3 | 17876.54 | 18900.18 | 19813.34 | 21024.47 | 22588.22 | 24364.93 | 25866.46 | 27013.66 | 28008.79 | 28735.01 | 29234.49 | 29341.67 | 28785.03 | 27476.78 | 26565.93 | 25610.33 | 23496.46 | 21063.64 | 19037.2 | 547.8895 | 29341.67 | 8 | 2028
2028-08-18 | 17848.97 | 17633.34 | 16844.09 | 16579.81 | 17029.54 | 18272.57 | 19308.39 | 20287.12 | 21604.82 | 23299.39 | 25237.49 | 26849.19 | 28069.3 | 29091.37 | 29812.05 | 30270.5 | 30338.39 | 29742.86 | 28374.26 | 27400.18 | 26361.58 | 24141.77 | 21663.86 | 19591.14 | 565.652 | 30338.39 | 8 | 2028
2028-08-19 | 18318.19 | 16942.92 | 16090.14 | 15650.74 | 15598.7 | 15605.06 | 15479.37 | 16903.43 | 18996.73 | 20893.85 | 22665.87 | 24193.15 | 25459.27 | 26492.03 | 27340.52 | 27935.41 | 28166.27 | 27689.41 | 26408.5 | 25579.52 | 24638.82 | 22705.62 | 20516.27 | 18651.58 | 518.9214 | 28166.27 | 8 | 2028
2028-08-20 | 17589.22 | 17015.83 | 16156.42 | 15711.64 | 15652.01 | 15647.76 | 15520.98 | 16957.81 | 19078.92 | 21008.07 | 22825.9 | 24417.11 | 25773.64 | 26887.17 | 27804.93 | 28451.81 | 28709.92 | 28221.2 | 26886.75 | 26007.86 | 25016.5 | 23020.49 | 20790.44 | 18886.09 | 524.0385 | 28709.92 | 8 | 2028
2028-08-21 | 17714.17 | 17683.5 | 16893.3 | 16623.4 | 17076.23 | 18316.5 | 19374.67 | 20361.71 | 21708.53 | 23434.99 | 25434.24 | 27119.39 | 28428 | 29526.97 | 30313.33 | 30820.38 | 30917.88 | 30317.57 | 28901.19 | 27893.02 | 26802.95 | 24519.87 | 22002.58 | 19886.3 | 572.0707 | 30917.88 | 8 | 2028
2028-08-22 | 18522.1 | 18950.16 | 18065.76 | 17712.13 | 18076.89 | 19242.14 | 20290.16 | 21418.98 | 23047.97 | 25176.1 | 27606.27 | 29545.11 | 30949.75 | 32037.52 | 32715.82 | 33080.37 | 33049.39 | 32370.66 | 30883.49 | 29809.4 | 28653.43 | 26261.47 | 23553.25 | 21350.38 | 612.3687 | 33080.37 | 8 | 2028
2028-08-23 | 19831.51 | 17886.38 | 17080.29 | 16794.44 | 17214.14 | 18423.98 | 19483.4 | 20477.93 | 21857.05 | 23631.46 | 25700.77 | 27420.42 | 28730.46 | 29831.53 | 30600.38 | 31096.22 | 31187.21 | 30586.43 | 29166.04 | 28167.61 | 27079.68 | 24782.26 | 22237.7 | 20114.91 | 579.3822 | 31187.21 | 8 | 2028
2028-08-24 | 18786.4 | 18197.71 | 17370.19 | 17065.82 | 17472.99 | 18679.48 | 19748.11 | 20776.67 | 22219.94 | 24077.74 | 26247.44 | 28001.73 | 29300.06 | 30352.03 | 31051.49 | 31474.26 | 31513.77 | 30898.35 | 29485.61 | 28496.8 | 27407.83 | 25101.53 | 22536.17 | 20410.03 | 586.6722 | 31513.77 | 8 | 2028
2028-08-25 | 19051.86 | 17535.65 | 16756.86 | 16502.57 | 16962.41 | 18232.26 | 19327.08 | 20279.45 | 21564.62 | 23221.22 | 25127.2 | 26738.91 | 27981.15 | 29038.44 | 29793.42 | 30284.92 | 30396.93 | 29827.1 | 28444.7 | 27491.75 | 26409.27 | 24168.86 | 21691.79 | 19617.72 | 566.4461 | 30396.93 | 8 | 2028
2028-08-26 | 18324.23 | 16659.47 | 15831.75 | 15414.72 | 15384.88 | 15431.26 | 15368.77 | 16740.31 | 18750.67 | 20548.22 | 22226.86 | 23688.61 | 24889.76 | 25911.84 | 26765.64 | 27380.35 | 27656.21 | 27223.22 | 25969.1 | 25201.96 | 24264.63 | 22361.37 | 20208.38 | 18376.78 | 510.579 | 27656.21 | 8 | 2028
2028-08-27 | 17317.16 | 16400 | 15592.19 | 15192.28 | 15177.78 | 15239.94 | 15185.28 | 16521.41 | 18465.86 | 20181.77 | 21778.02 | 23171.55 | 24298.85 | 25292.01 | 26140.82 | 26765.69 | 27060.28 | 26650.37 | 25429.83 | 24699.7 | 23817.64 | 21948.26 | 19828.74 | 18029.29 | 500.1847 | 27060.28 | 8 | 2028
2028-08-28 | 16988.21 | 16483.57 | 15785.43 | 15595.55 | 16116.79 | 17431.54 | 18554.64 | 19375.68 | 20426.99 | 21785.23 | 23387.24 | 24754.93 | 25949.75 | 27054.02 | 27928.52 | 28572.42 | 28819.31 | 28326.59 | 26991.76 | 26103.5 | 25067.61 | 22972.99 | 20561.57 | 18544.89 | 533.5787 | 28819.31 | 8 | 2028
2028-08-29 | 17260.72 | 16583.07 | 15876.92 | 15677.68 | 16171.65 | 17461.56 | 18587.46 | 19402.28 | 20460.3 | 21834.55 | 23455.59 | 24838.49 | 26016.31 | 27113.02 | 27968.53 | 28605.68 | 28853.1 | 28368.38 | 27042.61 | 26177.52 | 25156.23 | 23057.69 | 20644.93 | 18634.23 | 535.2485 | 28853.1 | 8 | 2028
2028-08-30 | 17351.35 | 16376.26 | 15685.47 | 15499.52 | 16004.18 | 17303.43 | 18434.61 | 19222.77 | 20232.52 | 21545.87 | 23110.99 | 24436.86 | 25603.36 | 26710.55 | 27590.64 | 28258.97 | 28534.47 | 28065.37 | 26747.87 | 25894.9 | 24880.65 | 22810.21 | 20410.81 | 18412.76 | 529.1244 | 28534.47 | 8 | 2028
2028-08-31 | 17146.65 | 16086.86 | 15419.09 | 15252.89 | 15776.71 | 17098.81 | 18244.35 | 18990.26 | 19921.19 | 21138.34 | 22601.23 | 23825.11 | 24884.64 | 25932.92 | 26778.8 | 27435.33 | 27720.18 | 27281.28 | 26019.52 | 25227.58 | 24268.69 | 22274.03 | 19925.72 | 17976.73 | 517.2269 | 27720.18 | 8 | 2028
2028-09-01 | 17927.59 | 16404.57 | 15940.85 | 15849.06 | 16301.5 | 17386.23 | 18340.91 | 18750.31 | 19375.78 | 20260.23 | 21378.42 | 22691.43 | 23774.59 | 24825.21 | 25655.83 | 26265.28 | 26359.37 | 25633.28 | 24436.74 | 23991.09 | 22437.74 | 20550.74 | 18863.62 | 17473.15 | 500.8735 | 26359.37 | 9 | 2028
2028-09-02 | 16766.63 | 15745.71 | 15241.38 | 15021.94 | 15096.09 | 15222.24 | 15263.92 | 16004.93 | 17205.41 | 18209.98 | 19125.42 | 19998.04 | 20740.31 | 21595.43 | 22502.86 | 23217.05 | 23465.2 | 22878.78 | 21826.55 | 21584.97 | 20443.41 | 19127.84 | 17697.26 | 16501.19 | 450.4825 | 23465.2 | 9 | 2028
2028-09-03 | 15978.29 | 15614.31 | 15121.5 | 14911.96 | 14998.18 | 15142.22 | 15196.28 | 15914.43 | 17070.7 | 18023.4 | 18875.05 | 19672.01 | 20336.16 | 20955.34 | 21745.95 | 22399.48 | 22624.69 | 22064.86 | 21088.55 | 20952.91 | 20018.01 | 18748.28 | 17364.35 | 16213.25 | 441.0302 | 22624.69 | 9 | 2028
2028-09-04 | 15616.18 | 16884.17 | 16264.44 | 15963.17 | 16058.46 | 16348.2 | 16529.19 | 17245.7 | 18716.97 | 20440.65 | 22595.21 | 24531.78 | 25792.76 | 26804.89 | 27617.03 | 28164.09 | 28114.44 | 27167.67 | 25779.89 | 25302.97 | 23693.17 | 21554.76 | 19793.5 | 18404.1 | 515.3834 | 28164.09 | 9 | 2028
2028-09-05 | 17631.68 | 18034.63 | 17451.79 | 17250.3 | 17595.94 | 18582.14 | 19537.7 | 20139.08 | 21165.89 | 23103.4 | 25299.7 | 27174.51 | 28600.93 | 29800.86 | 30605.13 | 31087.48 | 31028.56 | 30150.02 | 28725.43 | 28068 | 26290.19 | 23884.32 | 21244.99 | 19680.69 | 572.1334 | 31087.48 | 9 | 2028
2028-09-06 | 18613.17 | 17218.85 | 16696.23 | 16547.1 | 16937.18 | 17961.47 | 18927.29 | 19424.48 | 20246.47 | 21488.7 | 23351.34 | 24975.68 | 26267.44 | 27436.23 | 28290.61 | 28872.23 | 28917.98 | 28122.74 | 26792.47 | 26237.55 | 24552.22 | 22262.56 | 20163.33 | 18674.18 | 538.9775 | 28917.98 | 9 | 2028
2028-09-07 | 17779.82 | 16889.38 | 16392.02 | 16264.79 | 16675.38 | 17722.7 | 18703.4 | 19154.51 | 19891.11 | 20920.2 | 22559.22 | 24055.04 | 25255.2 | 26367.98 | 27200.77 | 27788.38 | 27861.18 | 27107.63 | 25841.24 | 25359.15 | 23727.76 | 21502.39 | 19666.28 | 18222.01 | 522.9075 | 27861.18 | 9 | 2028
2028-09-08 | 17402.1 | 16719.23 | 16235.55 | 16126.54 | 16566.74 | 17657.37 | 18656.58 | 19093.37 | 19784.88 | 20754.74 | 22192.24 | 23611.17 | 24762.63 | 25841.8 | 26662.1 | 27240.61 | 27321.2 | 26584.81 | 25342.41 | 24884.16 | 23251.2 | 21086.59 | 19369.27 | 17949.71 | 515.097 | 27321.2 | 9 | 2028
2028-09-09 | 17144.22 | 16620.26 | 16056.29 | 15784.93 | 15820.85 | 15937.71 | 16026.81 | 16861.11 | 18250.84 | 19498.31 | 20642.72 | 21876.85 | 23022.51 | 23966.07 | 24739.98 | 25283.29 | 25408.62 | 24766.79 | 23660.63 | 23395.04 | 21899.13 | 20280.45 | 18796.99 | 17550.96 | 483.2914 | 25408.62 | 9 | 2028
2028-09-10 | 16934.58 | 17091.47 | 16490.9 | 16188.01 | 16191.88 | 16274.99 | 16359.17 | 17258.9 | 18779.45 | 20185.93 | 21623.04 | 23343.53 | 24722.16 | 25860.93 | 26769.47 | 27387.63 | 27530.22 | 26826.67 | 25559.82 | 25138.94 | 23488.9 | 21360.47 | 19724.27 | 18379.3 | 509.4706 | 27530.22 | 9 | 2028
2028-09-11 | 17543.29 | 17221.7 | 16702.07 | 16558.56 | 16975.04 | 18038.38 | 19049.07 | 19553.61 | 20386.6 | 21658.29 | 23541.25 | 25217.04 | 26587.15 | 27819.97 | 28730.99 | 29344.59 | 29420.31 | 28626.6 | 27246.11 | 26661.99 | 24888.64 | 22548.69 | 20355.77 | 18841.1 | 543.5168 | 29420.31 | 9 | 2028
2028-09-12 | 17825.81 | 16767.4 | 16279.97 | 16161.61 | 16578.08 | 17636.37 | 18647.45 | 19078.45 | 19790 | 20786.5 | 22351.28 | 23880.52 | 25159.42 | 26379.22 | 27319 | 28001.98 | 28150.94 | 27414.84 | 26095.99 | 25589.61 | 23888.52 | 21620.54 | 19730.27 | 18265.24 | 523.399 | 28150.94 | 9 | 2028
2028-09-13 | 17362.08 | 17591.75 | 17045.27 | 16875.43 | 17251.6 | 18283.44 | 19298.12 | 19828.04 | 20726.47 | 22298.04 | 24297.94 | 26025.81 | 27367.36 | 28533.98 | 29343 | 29860.84 | 29872.54 | 29065.45 | 27701.97 | 27148.57 | 25391.63 | 23042.34 | 20696.84 | 19183.87 | 554.0924 | 29872.54 | 9 | 2028
2028-09-14 | 18161.38 | 16957.89 | 16458.24 | 16329.23 | 16739.14 | 17800.42 | 18828.93 | 19277.5 | 20025.96 | 21071.18 | 22808.73 | 24367.83 | 25640.62 | 26823.9 | 27708.91 | 28333.91 | 28447.3 | 27704.64 | 26390.17 | 25898.47 | 24186.34 | 21906.69 | 19933.1 | 18466.32 | 530.2668 | 28447.3 | 9 | 2028
2028-09-15 | 17558.5 | 16417.08 | 15958.56 | 15871.54 | 16331.8 | 17453.82 | 18501.69 | 18888.78 | 19501.18 | 20373.71 | 21539.97 | 22891.68 | 24031.68 | 25141.23 | 26013.03 | 26655.11 | 26811.03 | 26123.69 | 24891.65 | 24481.76 | 22827.45 | 20792.11 | 19095.71 | 17695.61 | 505.8484 | 26811.03 | 9 | 2028
2028-09-16 | 16872.9 | 15803.73 | 15301.53 | 15084.24 | 15164.38 | 15327.84 | 15466 | 16189.3 | 17386.14 | 18391.05 | 19321.08 | 20228.86 | 21013.42 | 22028.94 | 22968.44 | 23704.6 | 24007.54 | 23457.58 | 22368.4 | 22163.17 | 20782.52 | 19425.53 | 17983.8 | 16776.22 | 457.2172 | 24007.54 | 9 | 2028
2028-09-17 | 16142.81 | 15548.35 | 15066.36 | 14866.57 | 14963.71 | 15147.59 | 15300.34 | 15986.37 | 17114.18 | 18034.74 | 18876.81 | 19705.53 | 20429.88 | 21154.79 | 22063.01 | 22792.32 | 23111.17 | 22596.67 | 21566.69 | 21428.89 | 20291.43 | 18975.44 | 17575.65 | 16408.24 | 445.1475 | 23111.17 | 9 | 2028
2028-09-18 | 15804.76 | 15247.34 | 14885.18 | 14877.93 | 15430.29 | 16652.81 | 17752.38 | 17968.88 | 18254.06 | 18729.41 | 19352.05 | 19843.83 | 20229.43 | 20654.88 | 21044.65 | 21486.52 | 21606.03 | 21090.5 | 20464.39 | 20477.71 | 19587.85 | 18324.56 | 16887.62 | 15734.01 | 442.3871 | 21606.03 | 9 | 2028
2028-09-19 | 15319.87 | 15104.86 | 14753.6 | 14753 | 15291.38 | 16500.81 | 17603.7 | 17782.5 | 18013.31 | 18428.38 | 18992.42 | 19424 | 19748.35 | 20141.89 | 20485.56 | 20802.59 | 20920.09 | 20558.05 | 20015.38 | 20082.52 | 19241.02 | 18014.4 | 16608.04 | 15490.5 | 434.0762 | 20920.09 | 9 | 2028
2028-09-20 | 15146.19 | 15677.84 | 15278.26 | 15236.05 | 15728.72 | 16884.73 | 17974.47 | 18240.44 | 18648.78 | 19276.96 | 20094.03 | 20809.6 | 21605.92 | 22526.57 | 23287.05 | 23903.82 | 24106.74 | 23533.56 | 22495.79 | 22315.29 | 20899.43 | 19500.03 | 17928.58 | 16651.57 | 467.7504 | 24106.74 | 9 | 2028
2028-09-21 | 15967.56 | 15769.09 | 15362.72 | 15314.69 | 15801.49 | 16952.81 | 18046.78 | 18324.22 | 18757.37 | 19415.83 | 20268.47 | 21027.42 | 21954.79 | 22920.3 | 23712.71 | 24348.72 | 24560.19 | 23977 | 22903.94 | 22693.38 | 21177.45 | 19719.58 | 18126.6 | 16828.75 | 473.9319 | 24560.19 | 9 | 2028
2028-09-22 | 16125.29 | 15393.47 | 15019.56 | 15005.77 | 15542.17 | 16764 | 17887.11 | 18114.77 | 18429.75 | 18943.2 | 19618.23 | 20179.72 | 20636.77 | 21211.58 | 21822.82 | 22329.18 | 22494.4 | 21970.46 | 21063.94 | 21016.93 | 20034.85 | 18711.91 | 17233.05 | 16041.96 | 451.5909 | 22494.4 | 9 | 2028
2028-09-23 | 15536.29 | 15001.04 | 14574.68 | 14423.44 | 14574.88 | 14835.63 | 15050.45 | 15633.62 | 16564.83 | 17250.52 | 17823.18 | 18362.89 | 18813.09 | 19255.25 | 19706.51 | 20105.13 | 20309.4 | 20027.24 | 19488.83 | 19604.56 | 18737.23 | 17585.41 | 16355.97 | 15352.97 | 414.973 | 20309.4 | 9 | 2028
2028-09-24 | 15039.43 | 15184.15 | 14740.73 | 14574.41 | 14712.6 | 14964.43 | 15185.57 | 15794.51 | 16780.52 | 17535.11 | 18179.58 | 18782.88 | 19279.06 | 19749.95 | 20211.09 | 20605.19 | 20799.24 | 20499.66 | 19928.6 | 20017.33 | 19114.42 | 17927.64 | 16668.27 | 15636.35 | 421.9107 | 20799.24 | 9 | 2028
2028-09-25 | 15263.3 | 16285.52 | 15844.29 | 15768.85 | 16254.37 | 17419.48 | 18544.92 | 18896.16 | 19462.5 | 20282.32 | 21341.49 | 22616.09 | 23684.97 | 24710.01 | 25506.37 | 26095.05 | 26257.76 | 25622.67 | 24454.67 | 24158.59 | 22515.12 | 20604.86 | 18950.17 | 17586.61 | 498.1261 | 26257.76 | 9 | 2028
2028-09-26 | 16707.99 | 16213.09 | 15777.83 | 15704.56 | 16175.28 | 17330.67 | 18459.43 | 18779.48 | 19300.47 | 20074.19 | 21027.92 | 22161.96 | 23079.02 | 23964.04 | 24633.86 | 25138.84 | 25267.06 | 24665.41 | 23599.7 | 23416.48 | 21876.25 | 20199.95 | 18599.97 | 17296.06 | 489.4495 | 25267.06 | 9 | 2028
2028-09-27 | 16564.79 | 15859.14 | 15469.03 | 15435.93 | 15947.33 | 17149.06 | 18303.02 | 18551.33 | 18925.62 | 19519.41 | 20275.82 | 20887.53 | 21521.43 | 22212.94 | 22752.66 | 23194.28 | 23331.62 | 22820.11 | 21923.73 | 21912.18 | 20669.26 | 19332.63 | 17838.1 | 16636.36 | 467.0333 | 23331.62 | 9 | 2028
2028-09-28 | 16068.44 | 15160.48 | 14839.98 | 14868.31 | 15438.29 | 16700.31 | 17878.98 | 18013.36 | 18160.21 | 18472.96 | 18932.7 | 19272.23 | 19521.65 | 19853.37 | 20151.32 | 20450 | 20584.79 | 20304.72 | 19822.3 | 19976.98 | 19150.03 | 17958.73 | 16603.92 | 15536.89 | 433.7209 | 20584.79 | 9 | 2028
2028-09-29 | 15224.7 | 15176.39 | 14869.31 | 14916.53 | 15517.7 | 16824.25 | 18021.2 | 18150.76 | 18261.5 | 18525.15 | 18923.81 | 19205.62 | 19410.38 | 19699.12 | 19967.92 | 20240.19 | 20371.26 | 20107.66 | 19649.22 | 19820.55 | 18990.46 | 17815.71 | 16491.71 | 15451.59 | 431.6327 | 20371.26 | 9 | 2028
2028-09-30 | 15127.62 | 14461.35 | 14094.76 | 13996.14 | 14203.65 | 14542.32 | 14827.53 | 15304 | 16033.58 | 16475.93 | 16781.93 | 17056.44 | 17273.32 | 17516.99 | 17826.8 | 18149.32 | 18362.07 | 18172.45 | 17800.43 | 18105.78 | 17362.99 | 16353.1 | 15274.52 | 14417.05 | 389.5201 | 18362.07 | 9 | 2028
2028-10-01 | 14770.37 | 14496.58 | 14203.04 | 14173.05 | 14445.14 | 14753.13 | 15067.45 | 15728.27 | 16466.13 | 16809.12 | 16978.15 | 17122.87 | 17223.66 | 17379.97 | 17628.11 | 17884.88 | 18024.51 | 17944.95 | 18045.12 | 18203.7 | 17436.74 | 16544.35 | 15516.48 | 14707.07 | 391.5528 | 18203.7 | 10 | 2028
2028-10-02 | 14486.44 | 15245.35 | 15059.31 | 15219.31 | 15948.3 | 17306.02 | 18619.7 | 18953.19 | 18936.71 | 18957.74 | 19099.47 | 19102.36 | 19047.75 | 19141.62 | 19285.31 | 19495.14 | 19583.09 | 19479.09 | 19647.95 | 19825.54 | 18812.34 | 17765.81 | 16567.9 | 15648.62 | 431.2341 | 19825.54 | 10 | 2028
2028-10-03 | 15284.36 | 15045.23 | 14840.84 | 14980.18 | 15668.52 | 16985.57 | 18270.21 | 18528.87 | 18542.85 | 18612.53 | 18813.43 | 18869.83 | 18849.93 | 18990.89 | 19162.34 | 19393.1 | 19476.66 | 19341.7 | 19474.61 | 19638.55 | 18613.02 | 17592.91 | 16376.51 | 15445.34 | 426.798 | 19638.55 | 10 | 2028
2028-10-04 | 15133.47 | 14947.03 | 14644.95 | 14692.82 | 15287.77 | 16509.58 | 17756.51 | 18109.35 | 18387.86 | 18877.03 | 19585.31 | 20171.53 | 20643.36 | 21214.39 | 21696.89 | 22090.86 | 22163.52 | 21812.84 | 21577.94 | 21411.2 | 20076.49 | 18490.1 | 17062.74 | 15923.19 | 448.2667 | 22163.52 | 10 | 2028
2028-10-05 | 15297.47 | 15290.29 | 14970.72 | 15003.9 | 15586.87 | 16801.53 | 18057.53 | 18444.08 | 18881.06 | 19500.42 | 20312.71 | 20984.32 | 21509.98 | 22104.15 | 22582.42 | 22956.62 | 23011.94 | 22646.02 | 22376.1 | 22177.97 | 20798.96 | 19141.25 | 17548.78 | 16380.27 | 462.3654 | 23011.94 | 10 | 2028
2028-10-06 | 15700.68 | 15919.21 | 15594.49 | 15634.84 | 16232.56 | 17469.64 | 18779.97 | 19354.41 | 19875.49 | 20565.65 | 21463.75 | 22253.52 | 22913.18 | 23630.55 | 24211.1 | 24654.46 | 24764.19 | 24404.81 | 24045.19 | 23742.09 | 22242.81 | 20487.29 | 18511.4 | 17282.49 | 489.7338 | 24764.19 | 10 | 2028
2028-10-07 | 16412.54 | 15482.47 | 15070.68 | 14935.62 | 15104.23 | 15315.45 | 15630.66 | 16469.89 | 17595.01 | 18416.08 | 19278.96 | 20188.59 | 20959.31 | 21685.54 | 22354.39 | 22867.68 | 23066.61 | 22764.66 | 22450.74 | 22255.9 | 20820.01 | 19226.95 | 17751.98 | 16662.33 | 452.7663 | 23066.61 | 10 | 2028
2028-10-08 | 15947.19 | 15043.07 | 14654.14 | 14538.13 | 14725.55 | 14960.59 | 15290.41 | 16079.51 | 17116.61 | 17831.92 | 18422.79 | 19137.86 | 19795.83 | 20438.34 | 21057.42 | 21549.54 | 21753 | 21483.1 | 21244.29 | 21135.8 | 19767.69 | 18323.03 | 17065.81 | 16032.63 | 433.3942 | 21753 | 10 | 2028
2028-10-09 | 15408.61 | 14929.68 | 14651.39 | 14723.71 | 15366.21 | 16653.34 | 17957.99 | 18291.91 | 18518.03 | 18931.33 | 19534.04 | 20020.7 | 20413.67 | 20894.9 | 21310.35 | 21652.72 | 21728.65 | 21426.8 | 21255.66 | 21165.85 | 19843.03 | 18347.26 | 16967.06 | 15865.74 | 445.8586 | 21728.65 | 10 | 2028
2028-10-10 | 15245.16 | 14704.56 | 14470.48 | 14580.23 | 15242.2 | 16551.98 | 17869.88 | 18121.44 | 18186.98 | 18320.63 | 18603.4 | 18782.95 | 18870.27 | 19096.37 | 19316.72 | 19555.77 | 19620.93 | 19424.57 | 19468.53 | 19594.69 | 18474.36 | 17433.34 | 16181.91 | 15213.45 | 422.9308 | 19620.93 | 10 | 2028
2028-10-11 | 14834.53 | 14595.04 | 14328.31 | 14407.2 | 15037.31 | 16315.68 | 17624.07 | 17907.24 | 18060.39 | 18304.57 | 18746.87 | 19107.42 | 19368.41 | 19751.32 | 20088.73 | 20392.65 | 20459.86 | 20188.54 | 20101.62 | 20114.67 | 18882.04 | 17668.71 | 16345.31 | 15305.22 | 427.9357 | 20459.86 | 10 | 2028
2028-10-12 | 14809.79 | 14448.35 | 14186.44 | 14269.11 | 14903.79 | 16191.58 | 17511.22 | 17779 | 17908.82 | 18126.41 | 18474.89 | 18795.08 | 19018.83 | 19369.19 | 19681.66 | 19968.6 | 20031.18 | 19768.02 | 19705.04 | 19751.26 | 18536.31 | 17421.6 | 16118.39 | 15096.99 | 421.8716 | 20031.18 | 10 | 2028
2028-10-13 | 14653.56 | 14378.58 | 14121.37 | 14216.33 | 14874.61 | 16204 | 17541.81 | 17808.08 | 17915.73 | 18104.83 | 18408.1 | 18626.85 | 18805.81 | 19108.53 | 19385.12 | 19634.8 | 19683.53 | 19426.88 | 19384.79 | 19450.59 | 18289.39 | 17196 | 15919.31 | 14920.19 | 418.0588 | 19683.53 | 10 | 2028
2028-10-14 | 14497.69 | 14265.16 | 13925.47 | 13851.51 | 14083.35 | 14382.19 | 14766.48 | 15450.65 | 16301.73 | 16795.4 | 17143.04 | 17484.61 | 17769.82 | 18085.83 | 18439.85 | 18813.33 | 19013.8 | 18830.59 | 18779.45 | 18891.75 | 17872.27 | 16855.07 | 15738.73 | 14838.87 | 396.8766 | 19013.8 | 10 | 2028
2028-10-15 | 14427.56 | 14460.01 | 14140.2 | 14085.93 | 14337.53 | 14656.5 | 15054.35 | 15725.07 | 16531.47 | 16967.09 | 17251.1 | 17529.45 | 17757.92 | 18024.84 | 18344 | 18670.27 | 18887.93 | 18756.6 | 18766.53 | 18932.06 | 17934.51 | 16948.49 | 15861.89 | 14992.2 | 399.0435 | 18932.06 | 10 | 2028
2028-10-16 | 14580.53 | 14681.84 | 14474.76 | 14612.52 | 15324.7 | 16703.26 | 18085.59 | 18313.78 | 18318.38 | 18372.27 | 18531.4 | 18607.62 | 18623.68 | 18774.18 | 18943.4 | 19146.71 | 19230.6 | 19090.7 | 19193.84 | 19396.87 | 18332.06 | 17316.35 | 16111.04 | 15178.7 | 419.9448 | 19396.87 | 10 | 2028
2028-10-17 | 14780.77 | 14802.54 | 14609.43 | 14758.59 | 15461.99 | 16830.39 | 18217.27 | 18416.89 | 18370.29 | 18365.72 | 18471.65 | 18468.04 | 18396.15 | 18488.45 | 18611.37 | 18806.02 | 18911.89 | 18823.87 | 18991.34 | 19264.04 | 18269.66 | 17291.68 | 16116.05 | 15220.7 | 418.7448 | 19264.04 | 10 | 2028
2028-10-18 | 14869.94 | 15179.56 | 15008.65 | 15180.74 | 15906.85 | 17297.91 | 18771.4 | 19029.55 | 18922.2 | 18848.12 | 18902.29 | 18828.25 | 18695.4 | 18736.31 | 18823.66 | 19010.53 | 19148.51 | 19125.31 | 19349.04 | 19667.94 | 18641.06 | 17644.23 | 16489.95 | 15617.33 | 427.6947 | 19667.94 | 10 | 2028
2028-10-19 | 15247.85 | 15592.99 | 15454.15 | 15658.57 | 16416.95 | 17840.45 | 19515.57 | 19751.8 | 19558.02 | 19369.71 | 19299.92 | 19105.09 | 18864.68 | 18813.37 | 18835.52 | 18999.62 | 19172.65 | 19237.35 | 19552.96 | 19949.87 | 18981.79 | 17946 | 16832.7 | 16002.29 | 435.9999 | 19949.87 | 10 | 2028
2028-10-20 | 15672.51 | 16428.03 | 16318.81 | 16564.04 | 17372.22 | 18938.85 | 20862.24 | 21118.58 | 20875.46 | 20609.64 | 20451.8 | 20183.66 | 19889.53 | 19787.45 | 19777.67 | 19933.81 | 20159.67 | 20318.13 | 20687.27 | 21106.59 | 20133.18 | 18918.99 | 17728.9 | 16914.36 | 460.7514 | 21118.58 | 10 | 2028
2028-10-21 | 16499.03 | 15041.49 | 14805.32 | 14832.82 | 15168.49 | 15585.53 | 16068.93 | 16664.35 | 17265.69 | 17441.22 | 17439.87 | 17433.95 | 17405.64 | 17448.16 | 17603.26 | 17819.13 | 18033.64 | 18098.97 | 18310.28 | 18682.28 | 17874.31 | 17027.29 | 16084.29 | 15357.15 | 403.9911 | 18682.28 | 10 | 2028
2028-10-22 | 15132.79 | 14651.09 | 14407.68 | 14426.24 | 14754.24 | 15169.19 | 15653.66 | 16235.23 | 16832.1 | 17007.66 | 17003.47 | 16989.84 | 16951.38 | 16982.9 | 17127.34 | 17328.28 | 17522.31 | 17566.22 | 17776.69 | 18113 | 17357.22 | 16519.61 | 15589.75 | 14873.25 | 391.9711 | 18113 | 10 | 2028
2028-10-23 | 14659.17 | 15011.17 | 14847.92 | 15028.96 | 15786.61 | 17225.98 | 18718.58 | 18962.9 | 18831.36 | 18726.78 | 18743.14 | 18637.97 | 18488.97 | 18495.72 | 18556.9 | 18710.58 | 18840.09 | 18824.01 | 19060.23 | 19410.55 | 18392.83 | 17439.47 | 16307.48 | 15447.04 | 423.1544 | 19410.55 | 10 | 2028
2028-10-24 | 15085.87 | 14575.22 | 14388.86 | 14543.57 | 15255.28 | 16650.45 | 18086.43 | 18256.61 | 18173.46 | 18129.76 | 18188.52 | 18138.89 | 18037.36 | 18073.82 | 18140.58 | 18267.83 | 18351.05 | 18299.21 | 18471.35 | 18811.93 | 17924.47 | 16961.89 | 15817.75 | 14950.24 | 411.5804 | 18811.93 | 10 | 2028
2028-10-25 | 14644.15 | 14783.85 | 14610.45 | 14778.51 | 15503.62 | 16913.25 | 18363.19 | 18546.35 | 18420.63 | 18344.4 | 18368.81 | 18287.16 | 18157.82 | 18170.64 | 18220.63 | 18343.49 | 18458.33 | 18430.48 | 18661.3 | 19031.56 | 18104.14 | 17154.44 | 16023.76 | 15170.32 | 415.4913 | 19031.56 | 10 | 2028
2028-10-26 | 14840.04 | 15408.7 | 15254.17 | 15443.55 | 16188.86 | 17616.26 | 19271.7 | 19506.81 | 19352.38 | 19221 | 19220.01 | 19102.46 | 18934.76 | 18945.38 | 19005.71 | 19183.06 | 19360.24 | 19399.24 | 19656.68 | 20039.17 | 18995.95 | 17917.86 | 16783.02 | 15928.35 | 434.5754 | 20039.17 | 10 | 2028
2028-10-27 | 15531.99 | 16086.95 | 15976.08 | 16218.51 | 17026.43 | 18528.69 | 20491.76 | 20714.2 | 20445.09 | 20157.34 | 19976.68 | 19686.84 | 19372.06 | 19249.12 | 19216.26 | 19348.02 | 19567.19 | 19725.05 | 20100.99 | 20570.08 | 19581.22 | 18410.81 | 17334.31 | 16537.04 | 449.8527 | 20714.2 | 10 | 2028
2028-10-28 | 16138.51 | 15448.06 | 15269.85 | 15354.34 | 15748.82 | 16239.07 | 16795.22 | 17335.92 | 17794.42 | 17789.8 | 17592.01 | 17392.08 | 17189.57 | 17079.62 | 17121.97 | 17285.72 | 17539.04 | 17723.82 | 18074.63 | 18564.8 | 17866.6 | 17111.13 | 16267.49 | 15638.27 | 406.3608 | 18564.8 | 10 | 2028
2028-10-29 | 15457.19 | 15326.03 | 15137.83 | 15212.29 | 15597.49 | 16081.41 | 16639.29 | 17183.73 | 17662.43 | 17685.19 | 17517.75 | 17348.33 | 17172.23 | 17084.43 | 17141.12 | 17308.92 | 17555.86 | 17722.23 | 18050.52 | 18513.85 | 17808.41 | 17036.85 | 16180.97 | 15538.91 | 403.9633 | 18513.85 | 10 | 2028
2028-10-30 | 15326.55 | 16831.93 | 16771.09 | 17059 | 17921.73 | 19753.64 | 21796.99 | 22000.66 | 21631.77 | 21204.54 | 20881.22 | 20461.14 | 20042.54 | 19821.26 | 19723 | 19843.93 | 20130.52 | 20421.58 | 20911.83 | 21477.78 | 20551.91 | 19401.68 | 18165.78 | 17405.03 | 469.5371 | 22000.66 | 10 | 2028
2028-10-31 | 16940.06 | 17574.6 | 17549.43 | 17872.65 | 18805.67 | 20864.91 | 22935.53 | 23116.34 | 22653.36 | 22103.29 | 21655.71 | 21115.07 | 20580.28 | 20279.37 | 20123.36 | 20248.25 | 20604.12 | 21017.82 | 21611.37 | 22265.86 | 21413.88 | 20317.98 | 18991.96 | 18172.44 | 488.8133 | 23116.34 | 10 | 2028
2028-11-01 | 17797.53 | 17101.6 | 17053.98 | 17306.54 | 18005.15 | 19705.19 | 21960.6 | 22369.31 | 21977.01 | 21450.64 | 20981.44 | 20438.51 | 19881.88 | 19511.78 | 19287.29 | 19508.13 | 20362.44 | 21346.24 | 21460.39 | 22205.7 | 21458.44 | 20176.31 | 18672.25 | 17944.43 | 477.9628 | 22369.31 | 11 | 2028
2028-11-02 | 17420.62 | 16449.67 | 16376.12 | 16600.63 | 17273.2 | 18567.41 | 20673.57 | 21072.54 | 20735.91 | 20293.93 | 19911.97 | 19446.97 | 18953.5 | 18685.37 | 18562.07 | 18703.22 | 19446.84 | 20328.3 | 20371.28 | 21079.47 | 20294.03 | 18984.59 | 17956.76 | 17215.89 | 455.4039 | 21079.47 | 11 | 2028
2028-11-03 | 16759.92 | 15469.94 | 15344.93 | 15522.56 | 16161.63 | 17443.64 | 18744.3 | 19106.14 | 18906.77 | 18718.26 | 18611.61 | 18450.02 | 18261.91 | 18152.33 | 18077.14 | 18206.91 | 18617.11 | 19132.36 | 19008.49 | 19597.39 | 18748.98 | 17934.95 | 16916.89 | 16134.23 | 428.0284 | 19597.39 | 11 | 2028
2028-11-04 | 15704.22 | 14221.83 | 13975.96 | 13954.93 | 14173 | 14509.51 | 14942.36 | 15547.95 | 16146.07 | 16360.78 | 16392.55 | 16448.68 | 16474.68 | 16498.86 | 16584.88 | 16812.62 | 17259.14 | 17590.78 | 17435.57 | 17771.35 | 17183.4 | 16402.9 | 15501.59 | 14777.61 | 382.6712 | 17771.35 | 11 | 2028
2028-11-05 | 14467.35 | 14821.63 | 14636.36 | 14658.6 | 14939.34 | 15310.21 | 15491.43 | 15978.11 | 16379.09 | 16442.75 | 16383.49 | 16367.76 | 16310.86 | 16268.94 | 16359.8 | 16591.96 | 17211.77 | 18045.1 | 17965.85 | 17679.97 | 16933.33 | 16175.4 | 15374.81 | 14764.15 | 385.5581 | 18045.1 | 11 | 2028
2028-11-06 | 14663.25 | 15660.97 | 15567.23 | 15754.36 | 16431.79 | 17717.96 | 18756.92 | 18966.48 | 18658.68 | 18454.55 | 18366.88 | 18246.93 | 18084.89 | 17992.5 | 17983.44 | 18142.96 | 18704.73 | 19974.93 | 19852.86 | 19297.09 | 18380.23 | 17539.28 | 16571.66 | 15847.17 | 425.6177 | 19974.93 | 11 | 2028
2028-11-07 | 15601.09 | 15317.74 | 15204.44 | 15368.8 | 16003.93 | 17249.06 | 18273.92 | 18404.49 | 18180.27 | 18008.76 | 17961.27 | 17874.21 | 17728.27 | 17666.32 | 17674.14 | 17847.02 | 18400.68 | 19464.68 | 19296.81 | 18775.99 | 18022.75 | 17172.82 | 16193.21 | 15461.75 | 417.1524 | 19464.68 | 11 | 2028
2028-11-08 | 15290.88 | 15856.74 | 15724.13 | 15873.57 | 16491.85 | 17716.38 | 18742.15 | 19048.82 | 18834.96 | 18722.57 | 18832.1 | 18889 | 18853.33 | 18945.29 | 19101.41 | 19487.68 | 20475.4 | 21798.7 | 21484.78 | 20765.37 | 19318.18 | 18208.93 | 17146.15 | 16335.4 | 441.9438 | 21798.7 | 11 | 2028
2028-11-09 | 15943.86 | 16586.31 | 16536.71 | 16768.07 | 17468.21 | 18775.2 | 20610.47 | 20826.42 | 20289.33 | 19758.29 | 19403.82 | 18993.68 | 18638.63 | 18478.03 | 18419.19 | 18584.81 | 19494.43 | 21090.52 | 21118.51 | 20693.44 | 19496.82 | 18449.52 | 17518.34 | 16840.38 | 450.783 | 21118.51 | 11 | 2028
2028-11-10 | 16589.18 | 17021.7 | 16994.55 | 17256.08 | 17997.66 | 19711.46 | 21588.63 | 21804.56 | 21198.31 | 20569.42 | 20102.87 | 19589.09 | 19043.96 | 18772.29 | 18679.5 | 18822.16 | 19875.69 | 21555.05 | 21652.26 | 21274.83 | 20092.41 | 18813.91 | 17909.43 | 17256.34 | 464.1713 | 21804.56 | 11 | 2028
2028-11-11 | 16993.26 | 16078.39 | 15966.18 | 16064.14 | 16419.92 | 16867.19 | 17116.14 | 17579.51 | 17849.21 | 17734.82 | 17487.38 | 17295.98 | 17087.38 | 16916.92 | 16918.12 | 17130.27 | 17831.99 | 18829.68 | 18891.15 | 18723.08 | 18049.23 | 17362.35 | 16631.8 | 16095.46 | 413.9196 | 18891.15 | 11 | 2028
2028-11-12 | 16023.47 | 15499.65 | 15357.97 | 15425.06 | 15751.47 | 16174.98 | 16413.01 | 16878.66 | 17195.8 | 17148.49 | 16972.84 | 16849.74 | 16699.65 | 16578.32 | 16611.91 | 16828.14 | 17497.97 | 18431.32 | 18436.53 | 18231.94 | 17521.81 | 16805.29 | 16051.61 | 15489.44 | 400.8751 | 18436.53 | 11 | 2028
2028-11-13 | 15418.86 | 16228.02 | 16154.28 | 16363.78 | 17063.97 | 18381.92 | 19931.38 | 20174.33 | 19734.91 | 19330.18 | 19112.11 | 18856.36 | 18683.65 | 18584.16 | 18569.08 | 18737.06 | 19646.05 | 21150.92 | 21064.17 | 20556.56 | 19243.73 | 18260.75 | 17295.63 | 16574.9 | 445.1168 | 21150.92 | 11 | 2028
2028-11-14 | 16254.28 | 15949.96 | 15875.9 | 16080.88 | 16757.44 | 18052.25 | 19404.77 | 19603.51 | 19114.58 | 18677.47 | 18527.54 | 18347.33 | 18121.29 | 17991.23 | 17949.43 | 18109.28 | 18710.99 | 20146.75 | 20103.93 | 19658.05 | 18600.66 | 17784.26 | 16845.29 | 16155.71 | 432.8228 | 20146.75 | 11 | 2028
2028-11-15 | 15946.5 | 16234.85 | 16175.93 | 16396.81 | 17088.89 | 18399.51 | 20016.9 | 20209.48 | 19676.97 | 19163.05 | 18828.04 | 18573.27 | 18318.3 | 18163.84 | 18105.13 | 18262.19 | 18930.45 | 20495.71 | 20500.1 | 20093.15 | 18871.35 | 18067.89 | 17141.69 | 16465.79 | 440.1258 | 20500.1 | 11 | 2028
2028-11-16 | 16226.04 | 16807.23 | 16777.62 | 17029.23 | 17751.09 | 19308.71 | 21217.26 | 21402.73 | 20789.09 | 20161.8 | 19707.18 | 19205.63 | 18715.95 | 18514.47 | 18424.09 | 18577.12 | 19521.7 | 21198.65 | 21294.93 | 20955.07 | 19777.01 | 18633.48 | 17730.42 | 17080.04 | 456.8065 | 21402.73 | 11 | 2028
2028-11-17 | 16833.07 | 16704.63 | 16667.75 | 16918.89 | 17651.88 | 19133.77 | 21055.5 | 21250.83 | 20654.09 | 20048.23 | 19608.52 | 19122.91 | 18720.59 | 18522.55 | 18433.14 | 18569.42 | 19433.17 | 21083.72 | 21151.98 | 20789.6 | 19567.44 | 18493.09 | 17590.39 | 16935.94 | 454.9411 | 21250.83 | 11 | 2028
2028-11-18 | 16692.26 | 16717.04 | 16647.01 | 16788.54 | 17188.09 | 17686.71 | 17991.4 | 18433.18 | 18620.42 | 18397.38 | 18035.4 | 17737.22 | 17436.64 | 17187.31 | 17131.33 | 17326.46 | 18075.63 | 19340.48 | 19582.33 | 19438.93 | 18591.21 | 17945.89 | 17262.33 | 16773.95 | 427.0271 | 19582.33 | 11 | 2028
2028-11-19 | 16651.4 | 17986.32 | 17980.79 | 18190.13 | 18654.94 | 19449.52 | 20056.11 | 20797.7 | 20949.93 | 20321.91 | 19432.75 | 18746.37 | 18323.15 | 17970.95 | 17845.92 | 18032.18 | 18856.86 | 20909.73 | 21353.54 | 21356.63 | 20407.5 | 19409.71 | 18570.11 | 18137.4 | 460.3915 | 21356.63 | 11 | 2028
2028-11-20 | 17926.08 | 18462.04 | 18521.29 | 18868.64 | 20309.18 | 22764.48 | 24796.92 | 24969.02 | 24121.28 | 23162.31 | 22351.85 | 21525.76 | 20722.72 | 20140.77 | 19822.83 | 20039.4 | 21306.93 | 23308.16 | 23667.2 | 23518.5 | 22459.83 | 21238.63 | 19818.34 | 18888.11 | 512.7103 | 24969.02 | 11 | 2028
2028-11-21 | 18549.85 | 17495.87 | 17505.16 | 17797.69 | 18559.43 | 20748.95 | 22734.54 | 22897.62 | 22166.5 | 21381.07 | 20759.31 | 20104.59 | 19435.82 | 18982.85 | 18768.08 | 18981.69 | 20166.68 | 21996.72 | 22216.14 | 21987.2 | 20862.45 | 19575.77 | 18442.79 | 17830.77 | 479.9475 | 22897.62 | 11 | 2028
2028-11-22 | 17589.43 | 17630.54 | 17646.7 | 17946.2 | 18715.29 | 21024.89 | 23017.31 | 23179.18 | 22429.44 | 21617.73 | 20968.55 | 20289.05 | 19598.25 | 19127.18 | 18879.33 | 19113.18 | 20311.84 | 22167.48 | 22407.87 | 22193.23 | 21079.69 | 19803.14 | 18581.03 | 17975.11 | 483.2916 | 23179.18 | 11 | 2028
2028-11-23 | 17522.66 | 16889.78 | 16863.05 | 17061.33 | 17579.48 | 18312.73 | 18896.54 | 19243.93 | 19222.31 | 19007.2 | 18665.21 | 18306.97 | 17800.78 | 17390.44 | 17222.27 | 17394.93 | 18104.24 | 19526.54 | 19817.62 | 19819.93 | 18898.74 | 18227.11 | 17602.37 | 17153.28 | 436.5294 | 19819.93 | 11 | 2028
2028-11-24 | 17012.63 | 16338.19 | 16281.13 | 16454.85 | 16960.54 | 17698.94 | 18159.47 | 18376.6 | 18410.63 | 18344.17 | 18205.66 | 17941.92 | 17492.21 | 17122.24 | 16980.13 | 17138.88 | 17805.07 | 18857.43 | 19048.44 | 18975.04 | 18261.95 | 17641.49 | 16999.21 | 16526.11 | 423.0329 | 19048.44 | 11 | 2028
2028-11-25 | 16552.45 | 17654.69 | 17636.56 | 17832.75 | 18285.3 | 18840.32 | 19445.04 | 20174.91 | 20350.56 | 19762.4 | 18914.2 | 18463.02 | 18061.3 | 17726.31 | 17611.08 | 17792.19 | 18603.27 | 20440.38 | 20846.27 | 20845.14 | 19858.76 | 18864.96 | 18230.21 | 17792.45 | 450.5845 | 20846.27 | 11 | 2028
2028-11-26 | 17591.72 | 17519.25 | 17495.09 | 17684.7 | 18131.64 | 18682.6 | 19178.69 | 19907.51 | 20097.91 | 19531.53 | 18758.75 | 18352.75 | 17962.09 | 17636.56 | 17527.54 | 17708.63 | 18512.91 | 20265.74 | 20652.54 | 20640.99 | 19640.64 | 18728.55 | 18090.41 | 17648.77 | 447.9475 | 20652.54 | 11 | 2028
2028-11-27 | 17495.38 | 17307.18 | 17314.1 | 17606.16 | 18389.29 | 20481.22 | 22506.29 | 22669.08 | 21949.09 | 21178.88 | 20567.25 | 19930.77 | 19290.35 | 18863.85 | 18730.71 | 18855.19 | 19992.29 | 21800.14 | 21996.79 | 21763.31 | 20590.66 | 19285.76 | 18281.42 | 17664.23 | 474.5094 | 22669.08 | 11 | 2028
2028-11-28 | 17386.94 | 19848.71 | 20045.7 | 20746.1 | 22267.93 | 24798.53 | 26923.82 | 27054.22 | 26031.6 | 24843.16 | 23793.87 | 22744.11 | 21740.22 | 21005.79 | 20578.83 | 20783.48 | 22174.86 | 24401.68 | 24945.43 | 24966.8 | 24009.55 | 22877.27 | 21544.79 | 20658.6 | 546.172 | 27054.22 | 11 | 2028
2028-11-29 | 19952.98 | 19167.56 | 19331.54 | 19997.18 | 21485.93 | 23989.42 | 26100.53 | 26232.13 | 25260.64 | 24145.27 | 23173.08 | 22195.91 | 21253.86 | 20571.09 | 20178.13 | 20385.03 | 21738.28 | 23891.6 | 24374.49 | 24356.62 | 23361.91 | 22199.38 | 20843.78 | 19931.24 | 534.1176 | 26232.13 | 11 | 2028
2028-11-30 | 19395.59 | 18844.48 | 18933.1 | 19579.73 | 21050.75 | 23540.47 | 25646.13 | 25777.46 | 24833.03 | 23756.79 | 22825.91 | 21888.17 | 20979.48 | 20324.61 | 19949.88 | 20157.47 | 21490.17 | 23603.63 | 24053.37 | 24015.4 | 22998.9 | 21819.62 | 20452.24 | 19526.11 | 525.4425 | 25777.46 | 11 | 2028
2028-12-01 | 18780.8 | 19300.59 | 19246.49 | 19630.26 | 20720.18 | 22668.74 | 24747.25 | 25133.82 | 24539.9 | 23696.41 | 22961.44 | 22244.1 | 21498.52 | 20998.8 | 20763.66 | 21085.04 | 22530.36 | 24471.02 | 24376.05 | 24059.44 | 23052.13 | 21957.24 | 20569.69 | 19480.91 | 528.5128 | 25133.82 | 12 | 2028
2028-12-02 | 19152.11 | 18051.57 | 17874.22 | 18019.52 | 18521.06 | 19102.66 | 19685.36 | 20528.5 | 20951.78 | 20582.07 | 19930.31 | 19330.17 | 18709.33 | 18246.81 | 18138.54 | 18558.64 | 20091.22 | 21893.15 | 21834.73 | 21661.77 | 20827.27 | 19901.41 | 18788.84 | 17887.72 | 468.2688 | 21893.15 | 12 | 2028
2028-12-03 | 17832.85 | 20389.12 | 20330.51 | 20600.57 | 21221.91 | 21910.26 | 22565.51 | 23432.94 | 23701.56 | 22985.44 | 22047.46 | 21179.59 | 20331.17 | 19677.73 | 19441.59 | 19845.65 | 21515.41 | 23623.76 | 23811.88 | 23795.29 | 23022.97 | 22205.89 | 21186.17 | 20387.53 | 517.0428 | 23811.88 | 12 | 2028
2028-12-04 | 20132.92 | 20388.71 | 20394.31 | 20838.76 | 21995.41 | 24136.96 | 26340.59 | 26716.96 | 26016.74 | 25024.07 | 24101.27 | 23132.51 | 22291.31 | 21700.29 | 21406.29 | 21721.95 | 23234.25 | 25434.6 | 25465 | 25240.59 | 24269.22 | 23095.89 | 21751.36 | 20708.08 | 555.538 | 26716.96 | 12 | 2028
2028-12-05 | 20346.71 | 19720.22 | 19691.77 | 20097.59 | 21196.14 | 23156.29 | 25333.29 | 25698.01 | 25046.68 | 24130.92 | 23294.8 | 22488.46 | 21691.67 | 21154.06 | 20893.72 | 21223.89 | 22710.16 | 24765.29 | 24735.59 | 24483.4 | 23495.18 | 22401.97 | 21035.53 | 19973.17 | 538.7645 | 25698.01 | 12 | 2028
2028-12-06 | 19676.14 | 18581.72 | 18497.47 | 18844.31 | 19887.18 | 21788.22 | 23730.22 | 24099.04 | 23549.31 | 22808.32 | 22224.4 | 21576.36 | 20884.55 | 20435.02 | 20233.04 | 20568.57 | 21990.29 | 23786.49 | 23636.97 | 23304.39 | 22382.79 | 21270.41 | 19863.32 | 18755.56 | 512.3741 | 24099.04 | 12 | 2028
2028-12-07 | 18518.14 | 20893.27 | 20916.5 | 21377.78 | 22529.33 | 24756.32 | 26978.96 | 27344.56 | 26606.7 | 25566.41 | 24601.08 | 23580.49 | 22638.36 | 22033.57 | 21729.44 | 22061.89 | 23684.93 | 25959.17 | 26030.11 | 25847.92 | 24905.44 | 23710.86 | 22316.23 | 21287.79 | 565.8753 | 27344.56 | 12 | 2028
2028-12-08 | 20838.98 | 22898.5 | 23028.33 | 23658.55 | 25152.59 | 27613.32 | 29915.55 | 30271.35 | 29329.1 | 27999.57 | 26719.54 | 25400.97 | 24127.75 | 23211.95 | 22779.12 | 23074.22 | 24967.87 | 27507.75 | 27807.24 | 27780.92 | 26953.34 | 25872.67 | 24431.49 | 23356.93 | 614.6976 | 30271.35 | 12 | 2028
2028-12-09 | 22850.17 | 21995.88 | 22021.62 | 22380.4 | 23087.62 | 23967.59 | 24809.75 | 25752.6 | 25857.25 | 24892.28 | 23559.58 | 22446.23 | 21435.77 | 20645.91 | 20316.83 | 20705.44 | 22475.02 | 24958.93 | 25328.67 | 25454.63 | 24732.22 | 23873.42 | 22843.98 | 22121.66 | 558.5135 | 25857.25 | 12 | 2028
2028-12-10 | 21926.26 | 20740.01 | 20705.94 | 21001.54 | 21648.45 | 22369.51 | 23064.43 | 23993.34 | 24204.16 | 23390.91 | 22347.86 | 21416.38 | 20514.39 | 19814.9 | 19545.18 | 19936.76 | 21634.73 | 23829.29 | 24073.58 | 24117.12 | 23322.08 | 22523.83 | 21534.41 | 20765.73 | 528.4208 | 24204.16 | 12 | 2028
2028-12-11 | 20635.4 | 20166.12 | 20166.13 | 20604.7 | 21756.46 | 23866.33 | 26095.92 | 26460.14 | 25760.14 | 24773.91 | 23857.4 | 22928.93 | 22095.29 | 21509.94 | 21217.46 | 21526.78 | 23034.43 | 25192.91 | 25212.37 | 25000.14 | 24009.02 | 22864.3 | 21524.58 | 20483.27 | 550.7421 | 26460.14 | 12 | 2028
2028-12-12 | 20156.39 | 16202.37 | 15998.56 | 16220.44 | 17142.91 | 18943.19 | 20736.68 | 21062.3 | 20776.51 | 20377.45 | 20078.99 | 19699.2 | 19238.1 | 18981.42 | 18907.28 | 19255.68 | 20542.33 | 21996.06 | 21645.12 | 21211.15 | 20162.91 | 18937.51 | 17440.47 | 16231.28 | 461.9443 | 21996.06 | 12 | 2028
2028-12-13 | 16156.39 | 17746.13 | 17622.12 | 17927.66 | 18930.7 | 20803.48 | 22647.04 | 22961.2 | 22544.27 | 21962.12 | 21469.18 | 20907.24 | 20290.88 | 19903.77 | 19741.97 | 20077.94 | 21455.72 | 23087.99 | 22886.82 | 22561.04 | 21598.42 | 20447.47 | 19014.88 | 17876.42 | 490.6209 | 23087.99 | 12 | 2028
2028-12-14 | 17564.88 | 17112.85 | 16957.57 | 17230.48 | 18201.8 | 20048.63 | 21878.4 | 22194.28 | 21826.4 | 21314.09 | 20894.78 | 20401.49 | 19844.5 | 19506.76 | 19377.4 | 19715.81 | 21057.81 | 22621.09 | 22362.27 | 21999.21 | 21001.75 | 19821.97 | 18366.77 | 17202.38 | 478.5034 | 22621.09 | 12 | 2028
2028-12-15 | 16991.57 | 17417.04 | 17276.59 | 17569.38 | 18574.05 | 20462.6 | 22310.27 | 22635.78 | 22247.5 | 21701.45 | 21240.44 | 20708.32 | 20121.15 | 19753.03 | 19602.03 | 19922.16 | 21269.73 | 22859.11 | 22618.58 | 22259.54 | 21249.28 | 20073.1 | 18634 | 17483.29 | 484.98 | 22859.11 | 12 | 2028
2028-12-16 | 17217.94 | 19379.56 | 19279.36 | 19505.28 | 20086.18 | 20752.41 | 21417.68 | 22234.21 | 22517.75 | 21960.55 | 21107.84 | 20322.29 | 19544.22 | 18948.47 | 18747.35 | 19143.75 | 20765.27 | 22743.46 | 22832.67 | 22789.61 | 22023.67 | 21168.92 | 20133.06 | 19311.79 | 493.9333 | 22832.67 | 12 | 2028
2028-12-17 | 19096.57 | 20058.46 | 19993.09 | 20255.48 | 20871.9 | 21570.75 | 22260.48 | 23071.87 | 23323.41 | 22661.71 | 21724.91 | 20861.59 | 20017.14 | 19365.84 | 19127.36 | 19518.85 | 21181.3 | 23237.98 | 23401.74 | 23408.08 | 22664.51 | 21840.69 | 20832.54 | 20041.81 | 510.3881 | 23408.08 | 12 | 2028
2028-12-18 | 19850.53 | 18963.53 | 18904.42 | 19280.75 | 20373.44 | 22331.74 | 24400.5 | 24769.33 | 24176.94 | 23343.62 | 22663.28 | 21963.99 | 21241.49 | 20749.37 | 20519.05 | 20833.44 | 22272.45 | 24156.93 | 24049.67 | 23752.44 | 22767.3 | 21666.65 | 20284.56 | 19195.69 | 522.5111 | 24769.33 | 12 | 2028
2028-12-19 | 18914.93 | 17971.66 | 17862.03 | 18182.17 | 19200.66 | 21089.94 | 22950.23 | 23293.1 | 22813.86 | 22195.55 | 21663.72 | 21067.05 | 20419.96 | 20007.2 | 19827.66 | 20158.28 | 21552.13 | 23217.47 | 23042.68 | 22741.99 | 21790.49 | 20653.01 | 19236.41 | 18114.86 | 497.967 | 23293.1 | 12 | 2028
2028-12-20 | 17886.26 | 16783.93 | 16613.97 | 16871 | 17828.1 | 19662.12 | 21483.07 | 21798.66 | 21452.04 | 20970.66 | 20583.24 | 20120.45 | 19587.91 | 19270.93 | 19155.61 | 19493.65 | 20816.76 | 22345.39 | 22060.52 | 21679.99 | 20667.04 | 19475.73 | 18012.47 | 16839.08 | 471.4586 | 22345.39 | 12 | 2028
2028-12-21 | 16653.42 | 15791.85 | 15573.19 | 15779.05 | 16687.1 | 18479.92 | 20277.08 | 20595.61 | 20325.36 | 19952.48 | 19679.74 | 19324.32 | 18883.34 | 18642.82 | 18577.99 | 18920.18 | 20186.86 | 21606.89 | 21232.23 | 20792.09 | 19725.57 | 18489.99 | 16991.51 | 15778.27 | 448.9469 | 21606.89 | 12 | 2028
2028-12-22 | 15634.58 | 19517.48 | 19481.88 | 19884.98 | 20995.72 | 22976.6 | 25160.53 | 25526.81 | 24883.99 | 23980.95 | 23150.5 | 22384.69 | 21599.16 | 21065.2 | 20804.32 | 21112.16 | 22581.62 | 24585.32 | 24531.25 | 24272.19 | 23235.08 | 22153.43 | 20794.35 | 19732.77 | 530.0456 | 25526.81 | 12 | 2028
2028-12-23 | 19276.88 | 21540.04 | 21548.49 | 21888.76 | 22579.64 | 23369.96 | 24219.7 | 25153.92 | 25280.98 | 24353.09 | 23071.93 | 22043.49 | 21059.32 | 20291.04 | 19975.02 | 20357.62 | 22105.83 | 24487.9 | 24823.51 | 24940.1 | 24188.78 | 23313.22 | 22356.4 | 21628.31 | 543.8539 | 25280.98 | 12 | 2028
2028-12-24 | 21167.9 | 17066.48 | 16835.85 | 16849.22 | 16971.19 | 16577.42 | 16147.39 | 17140.4 | 18181.34 | 18304.06 | 17881.34 | 17336.59 | 16516.93 | 15831.1 | 15676.8 | 16122.38 | 17671.48 | 19448.21 | 19458.04 | 19519.1 | 18853.51 | 18185.87 | 17456.27 | 16818.49 | 422.0174 | 21167.9 | 12 | 2028
2028-12-25 | 16978.54 | 18088.76 | 17971.84 | 18212 | 18919 | 19883.21 | 20727.96 | 21213.42 | 21341.57 | 21135.63 | 20745.06 | 20123.98 | 19222.12 | 18524.29 | 18263.18 | 18617.52 | 20069 | 21797.31 | 21760.23 | 21703.65 | 20958.25 | 20110.1 | 19090.24 | 18246.59 | 473.7035 | 21797.31 | 12 | 2028
2028-12-26 | 18190.84 | 20043.13 | 20112.27 | 20550.21 | 21476.96 | 22827.8 | 24157.25 | 24608.27 | 24691.33 | 24536.47 | 24244.72 | 23669.25 | 22876.6 | 22384.39 | 22248.27 | 22667.02 | 24370.85 | 26300.99 | 26037.27 | 25573.33 | 24349.59 | 22999 | 21578.76 | 20463.6 | 550.9582 | 26300.99 | 12 | 2028
2028-12-27 | 19984.29 | 21807.27 | 21887.13 | 22407.06 | 23693.63 | 26080.51 | 28353.75 | 28696.48 | 27836.35 | 26632 | 25487.8 | 24298.28 | 23131.54 | 22418.64 | 22041.31 | 22352.03 | 24088.52 | 26505.5 | 26708.62 | 26634.63 | 25766.46 | 24643.68 | 23182.13 | 22218.45 | 586.8561 | 28696.48 | 12 | 2028
2028-12-28 | 21758.69 | 23519.1 | 23711.81 | 24425.15 | 25942.85 | 28418.52 | 30753.33 | 31084.61 | 30066.09 | 28639.51 | 27259.89 | 25850.76 | 24497.69 | 23513 | 22995.4 | 23315.69 | 25296.32 | 27934.42 | 28319.44 | 28375.25 | 27609.56 | 26575.15 | 25170.38 | 24137.99 | 629.1706 | 31084.61 | 12 | 2028
2028-12-29 | 23568.6 | 24283.04 | 24510.82 | 25265.82 | 26836.83 | 29369.62 | 31728.95 | 32071.77 | 31004.1 | 29501.66 | 28035.64 | 26545.6 | 25127.88 | 24084.09 | 23500.91 | 23829.14 | 25840.13 | 28550.31 | 28989.65 | 29070.55 | 28314.44 | 27300.36 | 25923.24 | 24918.05 | 648.1712 | 32071.77 | 12 | 2028
2028-12-30 | 24353.29 | 21168.77 | 21141.66 | 21446.56 | 22102.4 | 22827.29 | 23584.15 | 24546.7 | 24764.75 | 23954.97 | 22839.45 | 21920.9 | 21034.63 | 20351.22 | 20096.75 | 20503.91 | 22225.73 | 24541.19 | 24782.24 | 24812.42 | 23999.59 | 23092.82 | 22089.76 | 21310.13 | 543.4913 | 24812.42 | 12 | 2028
2028-12-31 | 21183.89 | 18600.44 | 18459.53 | 18642.95 | 19182.94 | 19809.11 | 20441.31 | 21265.54 | 21616.38 | 21153.06 | 20397.7 | 19703.52 | 19003.15 | 18473.13 | 18317.76 | 18719.8 | 20292.85 | 22177.89 | 22191.45 | 22090.23 | 21282.76 | 20391.65 | 19324.18 | 18468.64 | 481.1899 | 22191.45 | 12 | 2028
2029-01-01 | 18678.73 | 15666.9 | 15427.5 | 15469.22 | 15887.9 | 16590.18 | 17319.11 | 17641.61 | 17937.68 | 18194.58 | 18310.74 | 18238.88 | 17863.69 | 17541.79 | 17465.68 | 17698.87 | 18333.32 | 19448.16 | 19419.61 | 19286.32 | 18444.27 | 17541.06 | 16551.67 | 15770.26 | 420.7277 | 19448.16 | 1 | 2029
2029-01-02 | 15886.03 | 20679.01 | 20702.76 | 21081.23 | 22005.56 | 24029.22 | 26611.5 | 26839.82 | 25958.33 | 24955.18 | 24019.59 | 23033.74 | 22369.07 | 21868.77 | 21586.71 | 21767.23 | 22651.72 | 24872.22 | 25379.07 | 25370.25 | 24265.91 | 23012 | 21898.02 | 21111.68 | 551.9546 | 26839.82 | 1 | 2029
2029-01-03 | 20584.57 | 19873.49 | 19856.1 | 20191.72 | 21073.91 | 22715.39 | 25106.75 | 25343.39 | 24562.66 | 23700.65 | 22935.6 | 22391.7 | 21805.22 | 21370.13 | 21131.82 | 21317.33 | 22153.46 | 23981.26 | 24373.98 | 24282.87 | 23147.05 | 22213.93 | 21068 | 20246 | 535.427 | 25343.39 | 1 | 2029
2029-01-04 | 19931.89 | 20879.2 | 20908.36 | 21293.54 | 22222.71 | 24357.73 | 26939.51 | 27175.2 | 26288.93 | 25275.74 | 24330.16 | 23334.14 | 22568 | 22065.62 | 21783.18 | 21967.66 | 22861.92 | 25209.58 | 25726.52 | 25718.39 | 24619.37 | 23250.96 | 22133.35 | 21345.48 | 562.1871 | 27175.2 | 1 | 2029
2029-01-05 | 20951.71 | 18294.98 | 18196.52 | 18450.36 | 19267.9 | 20862.38 | 22499.54 | 22673.86 | 22286.01 | 21901.23 | 21574.18 | 21209.28 | 20777.51 | 20468.18 | 20312.76 | 20494.55 | 21226.36 | 22581.66 | 22687.06 | 22511.25 | 21633.28 | 20615.47 | 19409.69 | 18517.71 | 499.4034 | 22687.06 | 1 | 2029
2029-01-06 | 18331.2 | 16287.15 | 16040.98 | 16051.42 | 16344.48 | 16776.85 | 17334.36 | 17928.8 | 18381.98 | 18397.24 | 18180.9 | 18014.17 | 17772.1 | 17561.87 | 17556.91 | 17823.05 | 18569.48 | 19838.12 | 19879.63 | 19728.12 | 18854.29 | 17931.81 | 16917.15 | 16142.09 | 426.6441 | 19879.63 | 1 | 2029
2029-01-07 | 16152.25 | 19274.8 | 19176.96 | 19343.57 | 19785.93 | 20347.61 | 20986.85 | 21568.57 | 21786.1 | 21468.62 | 20899.65 | 20402.83 | 19880.72 | 19436 | 19275.25 | 19525.52 | 20444.33 | 22045.51 | 22361.45 | 22398.72 | 21684.78 | 20896.74 | 19992.92 | 19341.54 | 488.4772 | 22398.72 | 1 | 2029
2029-01-08 | 19071.01 | 21086 | 21128.03 | 21528.98 | 22493.97 | 24789.03 | 27367.61 | 27616.22 | 26710.13 | 25661.56 | 24671.73 | 23637.48 | 22787.61 | 22260.62 | 21964.43 | 22136.29 | 23028.34 | 25444.3 | 25989.07 | 25979.61 | 24889.62 | 23538.32 | 22338.49 | 21556.02 | 567.6745 | 27616.22 | 1 | 2029
2029-01-09 | 21099.53 | 19540.79 | 19503.33 | 19817.89 | 20679.64 | 22295.8 | 24430.76 | 24681.38 | 23957.19 | 23170.11 | 22634.67 | 22138.91 | 21592.35 | 21191.64 | 20978.59 | 21170.82 | 21982.15 | 23651.09 | 23986.57 | 23838.37 | 22836.31 | 21886.12 | 20720.02 | 19877.88 | 527.6619 | 24681.38 | 1 | 2029
2029-01-10 | 19610.75 | 19051.34 | 18988.92 | 19276.98 | 20113.92 | 21706.65 | 23517.28 | 23773.65 | 23111.19 | 22595.74 | 22189.83 | 21751.32 | 21252.33 | 20891.95 | 20706.33 | 20902.58 | 21684.66 | 23123.53 | 23382.38 | 23181.61 | 22373.41 | 21400.55 | 20214.58 | 19351.14 | 514.1526 | 23773.65 | 1 | 2029
2029-01-11 | 19072.75 | 18731.03 | 18652.66 | 18923.87 | 19744.92 | 21323.62 | 22945.53 | 23185.22 | 22693.63 | 22266.28 | 21898.43 | 21495.78 | 21026.91 | 20691.86 | 20523.18 | 20721.34 | 21484.91 | 22887.83 | 23039.15 | 22892.43 | 22069.88 | 21082.49 | 19884.5 | 19007.82 | 506.246 | 23185.22 | 1 | 2029
2029-01-12 | 18755.25 | 20591.34 | 20603.2 | 20973.35 | 21901.59 | 23841.88 | 26378.73 | 26638.34 | 25803.46 | 24852.85 | 23966.3 | 23058.56 | 22420.57 | 21939.45 | 21672.35 | 21846.93 | 22705.41 | 24867.45 | 25330.2 | 25254.53 | 24120.42 | 22896.9 | 21768.28 | 20964.73 | 553.1521 | 26638.34 | 1 | 2029
2029-01-13 | 20552.41 | 18112.11 | 17952.63 | 18054.7 | 18434.34 | 18933.91 | 19519.43 | 20114.43 | 20435.79 | 20261.52 | 19843.38 | 19486.36 | 19082.76 | 18737.98 | 18646.06 | 18907.4 | 19752.91 | 21213.17 | 21414.49 | 21360.69 | 20588.21 | 19745.83 | 18790.55 | 18083.87 | 468.0249 | 21414.49 | 1 | 2029
2029-01-14 | 18046.47 | 17415.21 | 17220.37 | 17285.08 | 17629.34 | 18096.28 | 18657.94 | 19257.73 | 19636.57 | 19542.64 | 19209.74 | 18932.86 | 18596.5 | 18308.42 | 18254.83 | 18521.27 | 19325.4 | 20705.4 | 20840.8 | 20738.57 | 19928.9 | 19054.54 | 18071.57 | 17334.78 | 450.6112 | 20840.8 | 1 | 2029
2029-01-15 | 17268.73 | 19265.37 | 19211.55 | 19511.98 | 20379.67 | 21997.18 | 23916.11 | 24194.18 | 23530.48 | 22894.84 | 22476.26 | 22029.86 | 21535.18 | 21163.33 | 20973.58 | 21162.3 | 21940.69 | 23474.48 | 23750.83 | 23530.88 | 22615.56 | 21643.6 | 20456.89 | 19588.92 | 518.5124 | 24194.18 | 1 | 2029
2029-01-16 | 19206.19 | 21618.95 | 21680.09 | 22098.86 | 23059.09 | 25636.02 | 28179.36 | 28431.18 | 27481.03 | 26368.74 | 25314.5 | 24211.2 | 23094.78 | 22532.3 | 22220.38 | 22407.48 | 23433.11 | 26013.81 | 26622.89 | 26640.92 | 25625.38 | 24312.68 | 22853.58 | 22088.95 | 581.1315 | 28431.18 | 1 | 2029
2029-01-17 | 21623.18 | 25782.41 | 26126.74 | 27034.98 | 28791.52 | 31606.4 | 34287.33 | 34517.51 | 33172.7 | 31503.23 | 29859 | 28204.44 | 26619.24 | 25380.99 | 24643.67 | 24889.11 | 26567.37 | 29704.16 | 30771.96 | 31105.52 | 30356.04 | 29267.88 | 27791.41 | 26845.43 | 686.4522 | 34517.51 | 1 | 2029
2029-01-18 | 25932.96 | 24968.97 | 25270.51 | 26133.93 | 27846.87 | 30619.36 | 33264.73 | 33503.44 | 32230.28 | 30659.82 | 29120.1 | 27562.28 | 26059.21 | 24890.05 | 24200 | 24452.82 | 26080.36 | 29119.69 | 30108.06 | 30379.56 | 29589.15 | 28463.23 | 26951.3 | 25966.98 | 673.3737 | 33503.44 | 1 | 2029
2029-01-19 | 25318.69 | 23371.45 | 23590.4 | 24370.82 | 26016.95 | 28740.16 | 31341.23 | 31601.91 | 30467.44 | 29085.94 | 27741.35 | 26364.83 | 25019.57 | 23978.43 | 23372.85 | 23622.09 | 25143.22 | 27990.85 | 28816.45 | 28962.48 | 28058.26 | 26846.88 | 25273.5 | 24217.1 | 639.3129 | 31601.91 | 1 | 2029
2029-01-20 | 23645.11 | 22556.26 | 22611.95 | 22941.06 | 23724.77 | 24771.66 | 25801.59 | 26691.68 | 26679.05 | 25691.93 | 24296.24 | 23058.4 | 22251.58 | 21570.02 | 21257.56 | 21502.36 | 22595.7 | 25187.85 | 26085.25 | 26387.67 | 25601.92 | 24630.24 | 23419.14 | 22826.16 | 575.7852 | 26691.68 | 1 | 2029
2029-01-21 | 22607.11 | 22036.6 | 22064.93 | 22365.33 | 22932.74 | 23821.32 | 24816.56 | 25715.04 | 25771.61 | 24880.05 | 23585.24 | 22648.68 | 21894.38 | 21257.09 | 20974.93 | 21224.65 | 22285.59 | 24625.99 | 25446.79 | 25689.11 | 24864.06 | 23856.01 | 22822.55 | 22264.9 | 560.4513 | 25771.61 | 1 | 2029
2029-01-22 | 22049.47 | 20481.18 | 20481.68 | 20839.52 | 21761.18 | 23594.43 | 26049.39 | 26339.46 | 25559.78 | 24673.95 | 23853.47 | 23024.38 | 22430.61 | 21977.15 | 21736.98 | 21927.67 | 22766.72 | 24896.37 | 25322.12 | 25174.92 | 24052.68 | 22855.77 | 21700.6 | 20871.63 | 554.4211 | 26339.46 | 1 | 2029
2029-01-23 | 20588.57 | 21296.28 | 21334.22 | 21728.93 | 22664.83 | 24989.15 | 27457.75 | 27735.05 | 26857.29 | 25837.31 | 24879.2 | 23862.16 | 22902.23 | 22390.09 | 22110.15 | 22308.84 | 23238.84 | 25733.29 | 26275.71 | 26213.01 | 25182 | 23841.78 | 22512.44 | 21720.84 | 573.66 | 27735.05 | 1 | 2029
2029-01-24 | 21344.14 | 22668.69 | 22774.2 | 23251.58 | 24823.17 | 27454.87 | 29976.64 | 30246.42 | 29207.57 | 27959.64 | 26759.73 | 25515.99 | 24279.62 | 23335.17 | 22902.78 | 23094.34 | 24541.02 | 27263.74 | 27994.8 | 28060.08 | 27140.39 | 25892.88 | 24264.12 | 23189.19 | 613.9408 | 30246.42 | 1 | 2029
2029-01-25 | 22738.55 | 22251.99 | 22335.38 | 22778.19 | 24094.02 | 26691.72 | 29183.43 | 29460.8 | 28478.54 | 27308.38 | 26190.73 | 25023.37 | 23851.33 | 23005.34 | 22679.48 | 22875.56 | 24171.46 | 26817.58 | 27486.34 | 27501.29 | 26550.08 | 25273.12 | 23615.96 | 22738.31 | 603.101 | 29460.8 | 1 | 2029
2029-01-26 | 22393.1 | 24144.1 | 24390.75 | 25201.13 | 26873.25 | 29597.78 | 32160.12 | 32440.31 | 31278.23 | 29848.1 | 28450.21 | 27019.87 | 25628.34 | 24550.32 | 23926.64 | 24185.73 | 25734.6 | 28636.89 | 29512 | 29658.31 | 28805.99 | 27623.9 | 26055.74 | 25011.11 | 653.1265 | 32440.31 | 1 | 2029
2029-01-27 | 24279.69 | 21424.16 | 21415.57 | 21677.39 | 22206.78 | 22808.98 | 23572.79 | 24496.52 | 24656.88 | 23902.83 | 22865.32 | 22183.23 | 21502.35 | 20927.9 | 20691.46 | 20953.52 | 21968.94 | 24016.09 | 24732.11 | 24870.62 | 24005.9 | 23046.61 | 22183.95 | 21588.56 | 545.9782 | 24870.62 | 1 | 2029
2029-01-28 | 21469.68 | 21654.65 | 21656.84 | 21930.06 | 22470.19 | 23080.35 | 23985.67 | 24910.06 | 25046.12 | 24256.86 | 23075.38 | 22369.76 | 21668.91 | 21077.85 | 20830.79 | 21092.46 | 22120.12 | 24279.75 | 25025.64 | 25181.49 | 24336.19 | 23296.57 | 22420.34 | 21833.26 | 549.069 | 25181.49 | 1 | 2029
2029-01-29 | 21619.3 | 20365.23 | 20351.91 | 20695.94 | 21602.08 | 23310.39 | 25693.2 | 26009.67 | 25281.48 | 24457.52 | 23700.5 | 22959.68 | 22396.45 | 21969.75 | 21751.92 | 21953.7 | 22773.45 | 24850.77 | 25236.44 | 25023.96 | 23904.88 | 22749.54 | 21572.22 | 20722.87 | 550.9529 | 26009.67 | 1 | 2029
2029-01-30 | 20445.14 | 17411.94 | 17247.08 | 17429.46 | 18159.04 | 19619.73 | 21093.81 | 21310.64 | 21059.81 | 20852.7 | 20714.93 | 20518.62 | 20225.82 | 20041.01 | 19983.7 | 20215.42 | 20871.04 | 22067.99 | 22056.22 | 21735.13 | 20861.73 | 19803.36 | 18510.53 | 17538.58 | 479.7734 | 22067.99 | 1 | 2029
2029-01-31 | 17427.68 | 20243.55 | 20212.42 | 20536.34 | 21401.17 | 22977.52 | 25305.81 | 25632.42 | 24955.25 | 24201.08 | 23525.06 | 22862.35 | 22331.05 | 21947.83 | 21760.28 | 21986.4 | 22805.19 | 24895.56 | 25231.67 | 24977.29 | 23847.87 | 22686.3 | 21483.08 | 20613.34 | 543.8465 | 25632.42 | 1 | 2029
2029-02-01 | 20173.36 | 21120.7 | 21237.22 | 21734.83 | 22866.6 | 25470.98 | 27951.13 | 28020.65 | 26925.48 | 25704.07 | 24578.01 | 23436.48 | 22388.54 | 21765.69 | 21360.35 | 21413.64 | 22038.59 | 23834.36 | 25024.3 | 25306.98 | 24433.95 | 23318.01 | 22151.27 | 21439.42 | 563.6946 | 28020.65 | 2 | 2029
2029-02-02 | 21122.76 | 20641.65 | 20730.83 | 21204.05 | 22248.59 | 24697.12 | 27154.46 | 27243.28 | 26215 | 25081.05 | 24042.46 | 22983.22 | 22138.95 | 21556.29 | 21177.6 | 21222.25 | 21806.34 | 23397.26 | 24507.91 | 24719.78 | 23782.21 | 22648.47 | 21624 | 20887.35 | 552.8329 | 27243.28 | 2 | 2029
2029-02-03 | 20629.87 | 20423.08 | 20452.28 | 20770.87 | 21367.43 | 22109.38 | 22920.96 | 23600.02 | 23566.94 | 22716.82 | 21826.73 | 21077.9 | 20352.31 | 19728.3 | 19408.52 | 19530.26 | 20234.77 | 21751.45 | 22654.67 | 23021.38 | 22373.08 | 21721.45 | 20961.38 | 20420.13 | 513.62 | 23600.02 | 2 | 2029
2029-02-04 | 20314.25 | 20627.91 | 20666.58 | 20995.22 | 21601.18 | 22349.9 | 23255.94 | 23935.83 | 23883.37 | 23005.05 | 22013.44 | 21243.98 | 20500.89 | 19862.33 | 19533.32 | 19654.84 | 20370.05 | 21907.5 | 22855.81 | 23274.86 | 22568.04 | 21925.28 | 21171.32 | 20637.27 | 518.1542 | 23935.83 | 2 | 2029
2029-02-05 | 20510.91 | 23074.23 | 23351.88 | 24169.68 | 25811.35 | 28524.38 | 31043.57 | 31138.72 | 29895.34 | 28447.9 | 27080.17 | 25720.73 | 24425.67 | 23396.98 | 22735.82 | 22799.65 | 23786.86 | 26063.77 | 27440.91 | 27814.89 | 27039.08 | 26006.01 | 24666.19 | 23752.48 | 618.6972 | 31138.72 | 2 | 2029
2029-02-06 | 23110.96 | 24036.66 | 24350.26 | 25204.52 | 26860.6 | 29575.6 | 32097.98 | 32190.86 | 30892.63 | 29368.5 | 27926.48 | 26494.95 | 25130.36 | 24060.55 | 23373.02 | 23455.96 | 24505.42 | 26876.69 | 28322.66 | 28742.63 | 28022.89 | 27020.33 | 25694.61 | 24805.82 | 642.1209 | 32190.86 | 2 | 2029
2029-02-07 | 24204.8 | 19415.55 | 19439.02 | 19838.94 | 20799.41 | 22582.88 | 24932.54 | 25037.24 | 24164.75 | 23246.88 | 22450.72 | 21858.1 | 21238.04 | 20768.07 | 20469.23 | 20543.83 | 21057.55 | 22311.96 | 23128.84 | 23208.66 | 22353.2 | 21473.2 | 20386.2 | 19587.5 | 524.4971 | 25037.24 | 2 | 2029
2029-02-08 | 19520.06 | 20289.6 | 20354.99 | 20799.45 | 21801.54 | 24014.58 | 26387.31 | 26490.7 | 25528.65 | 24482.73 | 23541.31 | 22567.19 | 21862.29 | 21326.5 | 20984.54 | 21056.02 | 21617.95 | 23083.49 | 24140.43 | 24288.77 | 23368.24 | 22342.65 | 21285.1 | 20519.55 | 541.6536 | 26490.7 | 2 | 2029
2029-02-09 | 20268.32 | 19256.02 | 19265.66 | 19656.47 | 20618.81 | 22386.31 | 24650.76 | 24777.02 | 23945.07 | 23075.97 | 22387.88 | 21824.46 | 21234.31 | 20784.73 | 20499.62 | 20565.52 | 21054.86 | 22273.56 | 23006.96 | 23036.47 | 22201.12 | 21297.56 | 20197.91 | 19382.31 | 517.6477 | 24777.02 | 2 | 2029
2029-02-10 | 19193.47 | 18580.99 | 18509.99 | 18723.86 | 19218.19 | 19854.58 | 20472.01 | 20984.36 | 21134.31 | 20757.3 | 20156.02 | 19636.58 | 19104.54 | 18644.2 | 18438.04 | 18581.5 | 19166.43 | 20452.98 | 21169.37 | 21306.48 | 20642.55 | 19903.42 | 19055.54 | 18421.03 | 472.1077 | 21306.48 | 2 | 2029
2029-02-11 | 18403.62 | 20937.8 | 20982.54 | 21318.6 | 21929 | 22692.63 | 23633.55 | 24338.09 | 24290.99 | 23408.95 | 22302.72 | 21526.01 | 20776.21 | 20133.54 | 19806.69 | 19939.01 | 20658.31 | 22204.29 | 23278.4 | 23668.57 | 22937.43 | 22246 | 21482.94 | 20943.29 | 523.8392 | 24338.09 | 2 | 2029
2029-02-12 | 20737.98 | 21985.01 | 22132.3 | 22666.13 | 24216.47 | 26841.38 | 29256.41 | 29373.28 | 28250.92 | 26967.31 | 25768.9 | 24557.61 | 23384.57 | 22530.03 | 22107.78 | 22165.02 | 22834.33 | 24937.63 | 26191.07 | 26447.08 | 25635.32 | 24556.28 | 23158.67 | 22344.07 | 589.0456 | 29373.28 | 2 | 2029
2029-02-13 | 21981.2 | 19689.35 | 19718.79 | 20125.85 | 21091.12 | 22972.03 | 25275.07 | 25400 | 24529.53 | 23605.25 | 22792.06 | 22103.9 | 21475.96 | 21000.83 | 20702.68 | 20786.12 | 21304.26 | 22567.74 | 23495.4 | 23552.95 | 22625.59 | 21753.87 | 20660.35 | 19858.05 | 529.068 | 25400 | 2 | 2029
2029-02-14 | 19715.3 | 20110.91 | 20159.83 | 20587.58 | 21572.19 | 23656.65 | 25964.95 | 26091.5 | 25181.04 | 24198.54 | 23323.51 | 22445.93 | 21781.85 | 21276.7 | 20959.36 | 21042.46 | 21582.76 | 22976.13 | 23989.34 | 24075.01 | 23151.65 | 22174.01 | 21092.97 | 20305.25 | 537.4154 | 26091.5 | 2 | 2029
2029-02-15 | 20059.29 | 18302.15 | 18259.29 | 18590.64 | 19482.49 | 21160.06 | 22875.11 | 23018.11 | 22353.5 | 21851.9 | 21444.51 | 21006.62 | 20516.77 | 20157.84 | 19938.74 | 20034.05 | 20466.98 | 21566.46 | 22128.68 | 22072.41 | 21317.1 | 20381.21 | 19228.76 | 18362.3 | 494.575 | 23018.11 | 2 | 2029
2029-02-16 | 18271.83 | 17640.99 | 17561.35 | 17858.93 | 18730 | 20398.64 | 21983.34 | 22099.58 | 21655.47 | 21239.19 | 20916.45 | 20557.1 | 20137.86 | 19833.46 | 19650.36 | 19737.45 | 20118.35 | 21129.9 | 21615.02 | 21491.78 | 20673.36 | 19694.13 | 18514.6 | 17614.77 | 479.1239 | 22099.58 | 2 | 2029
2029-02-17 | 17488.71 | 18226.51 | 18126.29 | 18310.7 | 18773.63 | 19360.83 | 19905.77 | 20443.73 | 20657.01 | 20359.05 | 19841.02 | 19394.18 | 18922.6 | 18514.95 | 18349.97 | 18510.97 | 19058.07 | 20272.61 | 20933.48 | 20997.39 | 20327.03 | 19565.91 | 18679.28 | 18007.14 | 463.0268 | 20997.39 | 2 | 2029
2029-02-18 | 17964.9 | 21270.91 | 21321.08 | 21663.87 | 22278.14 | 23150.67 | 24019.04 | 24754.01 | 24717.47 | 23836.44 | 22621.45 | 21831.36 | 21076.12 | 20431.2 | 20108.97 | 20255.01 | 20976.71 | 22527.94 | 23736.27 | 24086.63 | 23396.51 | 22588.32 | 21812.87 | 21265.19 | 531.6911 | 24754.01 | 2 | 2029
2029-02-19 | 21034.32 | 22478.41 | 22639.01 | 23372.71 | 24955.57 | 27564.56 | 29913.42 | 30059.93 | 28931.03 | 27624.21 | 26400.27 | 25159.52 | 23958.99 | 23013.39 | 22506.15 | 22576.6 | 23418.29 | 25553.21 | 26838.33 | 27067.91 | 26307.95 | 25251.34 | 23845 | 22868.8 | 603.3389 | 30059.93 | 2 | 2029
2029-02-20 | 22471.29 | 20581.75 | 20644.15 | 21087.24 | 22083.66 | 24352.1 | 26604.44 | 26756.51 | 25836.13 | 24827.55 | 23923.64 | 22974.96 | 22172.21 | 21651.23 | 21328.57 | 21422.49 | 21975.16 | 23551.21 | 24597.47 | 24664.51 | 23790.24 | 22653.63 | 21568.24 | 20780.39 | 552.2988 | 26756.51 | 2 | 2029
2029-02-21 | 20609.97 | 16390.53 | 16242.25 | 16463.85 | 17247.63 | 18811.84 | 20307.37 | 20435.24 | 20108.95 | 19856.08 | 19711.64 | 19514.82 | 19228.83 | 19042.34 | 18943.33 | 19062.74 | 19369.58 | 20226.97 | 20593 | 20370.32 | 19524.3 | 18497.05 | 17250.6 | 16284.2 | 454.0934 | 20609.97 | 2 | 2029
2029-02-22 | 16340.77 | 15919.59 | 15746.98 | 15943.15 | 16702.14 | 18243.3 | 19721.07 | 19852.78 | 19566.48 | 19369.26 | 19283.77 | 19141.38 | 18901.78 | 18754.14 | 18681.31 | 18804.38 | 19082.63 | 19885.15 | 20206.16 | 19950.01 | 19080.03 | 18031.21 | 16765.18 | 15777.32 | 439.75 | 20206.16 | 2 | 2029
2029-02-23 | 15734.36 | 17041.44 | 16921.17 | 17177.1 | 18005.5 | 19616.49 | 21125.89 | 21267.25 | 20903.61 | 20591.14 | 20378.22 | 20116.77 | 19779.27 | 19545.29 | 19414.73 | 19519.89 | 19849.98 | 20764.2 | 21172.58 | 20963.65 | 20124.69 | 19112.8 | 17886.84 | 16940.69 | 463.9536 | 21267.25 | 2 | 2029
2029-02-24 | 16775.17 | 18440.95 | 18341.56 | 18527.78 | 18990.11 | 19557.78 | 20054.96 | 20612.6 | 20838.99 | 20550.69 | 20042.46 | 19600.82 | 19132.2 | 18729.04 | 18572.49 | 18745.78 | 19290.53 | 20500.99 | 21161.86 | 21195.6 | 20546.76 | 19790 | 18889.69 | 18207.26 | 467.0961 | 21195.6 | 2 | 2029
2029-02-25 | 18135.95 | 17499.39 | 17350.79 | 17485.45 | 17897.78 | 18417.29 | 18874.97 | 19441.92 | 19750.17 | 19575.35 | 19186.72 | 18856.14 | 18481.72 | 18157.89 | 18055.58 | 18236.95 | 18723.48 | 19821.98 | 20391.56 | 20354.72 | 19658.01 | 18857.62 | 17917.19 | 17191.15 | 448.3198 | 20391.56 | 2 | 2029
2029-02-26 | 17240.08 | 16681.57 | 16542.28 | 16776.65 | 17590.38 | 19171.28 | 20642.97 | 20796.93 | 20477.88 | 20222.51 | 20069.38 | 19867.1 | 19586.79 | 19390.91 | 19291.94 | 19408.65 | 19711.06 | 20573.47 | 20943.99 | 20691.32 | 19846.09 | 18821.16 | 17569.05 | 16594.15 | 458.5076 | 20943.99 | 2 | 2029
2029-02-27 | 16505.19 | 18569.25 | 18520.7 | 18848.07 | 19731.02 | 21364.4 | 23024.77 | 23221.14 | 22567.27 | 22070.79 | 21698.7 | 21285.96 | 20815.76 | 20476.87 | 20281.75 | 20400.71 | 20820.3 | 21895.7 | 22445.02 | 22321.8 | 21600.67 | 20666.87 | 19483.19 | 18590.99 | 497.2069 | 23221.14 | 2 | 2029
2029-02-28 | 18359.57 | 20028.68 | 20051.45 | 20454.02 | 21408.62 | 23335.81 | 25474.21 | 25665.3 | 24856.87 | 23991.67 | 23236.4 | 22456.62 | 21852.28 | 21401.36 | 21132.55 | 21245.22 | 21747.27 | 23101.69 | 24044.66 | 23988.13 | 23090.03 | 22116.01 | 20984.13 | 20150.24 | 534.1728 | 25665.3 | 2 | 2029
2029-03-01 | 19815.44 | 17704.13 | 17725.88 | 18094.09 | 18989.28 | 20870.96 | 22837.23 | 22914.3 | 22074.67 | 21291.2 | 20697.86 | 20098.58 | 19612.86 | 19227.05 | 18998.16 | 19020.55 | 19356.59 | 20119.05 | 20897.42 | 21176.88 | 20259.31 | 19380.73 | 18288.36 | 17514.33 | 476.9649 | 22914.3 | 3 | 2029
2029-03-02 | 17567.54 | 16967.66 | 16946.29 | 17279.77 | 18149.29 | 19807.78 | 21607.97 | 21706.99 | 20961.03 | 20306.31 | 19929.22 | 19587.3 | 19180.74 | 18853.05 | 18664.25 | 18676.3 | 18957.63 | 19622.81 | 20141.39 | 20272.9 | 19535.81 | 18609.92 | 17489.28 | 16681.76 | 457.503 | 21706.99 | 3 | 2029
2029-03-03 | 16694.47 | 19196.89 | 19245.09 | 19558.55 | 20131.52 | 21092.99 | 21743.08 | 22378.96 | 22303.35 | 21536.04 | 20531.83 | 19814.4 | 19197.7 | 18641.37 | 18380.93 | 18453.17 | 18991.04 | 20040.42 | 21088.59 | 21666.78 | 20970.99 | 20146.31 | 19369.74 | 18849.77 | 480.024 | 22378.96 | 3 | 2029
2029-03-04 | 18830.81 | 19626.51 | 19694.64 | 20029.33 | 20773.16 | 21789.93 | 22446.12 | 23083.44 | 22966.63 | 22139.65 | 21071.68 | 20161.98 | 19508.08 | 18920.93 | 18640.86 | 18712.44 | 19273.02 | 20371.55 | 21589.34 | 22196.77 | 21534.54 | 20670.69 | 19810.26 | 19305.47 | 493.1478 | 23083.44 | 3 | 2029
2029-03-05 | 19329.84 | 21328.9 | 21586.57 | 22346.06 | 23878.35 | 26416.88 | 28483.01 | 28567.28 | 27391.02 | 26118.93 | 25001.19 | 23887.93 | 22796.85 | 21909.3 | 21358.54 | 21359.18 | 22075.42 | 23608.07 | 24845.96 | 25372.95 | 24673.71 | 23642.05 | 22292.38 | 21398.65 | 569.669 | 28567.28 | 3 | 2029
2029-03-06 | 21115.96 | 20569.46 | 20782.15 | 21493.37 | 22959.46 | 25427.39 | 27444.83 | 27526.68 | 26412.3 | 25232.58 | 24216.77 | 23193.17 | 22164.88 | 21348.53 | 20842.64 | 20863.25 | 21539 | 22984.86 | 24153.12 | 24632.22 | 23914.38 | 22853.66 | 21468.07 | 20543.46 | 553.6822 | 27526.68 | 3 | 2029
2029-03-07 | 20400.61 | 19403.79 | 19501.58 | 19951.06 | 21206.18 | 23604.28 | 25572.62 | 25663.82 | 24673.43 | 23667.6 | 22835.68 | 21983.56 | 21100.92 | 20406.71 | 20055.54 | 20078.92 | 20598.98 | 21871.94 | 22898.11 | 23275.34 | 22477.73 | 21348.05 | 20027.42 | 19308.19 | 521.9121 | 25663.82 | 3 | 2029
2029-03-08 | 19266.14 | 19171.56 | 19256.28 | 19692.24 | 20830.68 | 23208.75 | 25156.94 | 25253.95 | 24295.09 | 23332.1 | 22544.95 | 21733.95 | 20886.14 | 20221.8 | 19936.54 | 19963.02 | 20417.36 | 21648.76 | 22641.52 | 22989.38 | 22176.8 | 21031.57 | 19786.3 | 19054.63 | 514.4964 | 25253.95 | 3 | 2029
2029-03-09 | 19006.77 | 18768.59 | 18826.14 | 19244.17 | 20191.75 | 22558.74 | 24481.47 | 24600.34 | 23701.24 | 22818.38 | 22104.45 | 21365.68 | 20584.14 | 20062 | 19800.89 | 19816.25 | 20185.72 | 21290.32 | 22211.18 | 22490.35 | 21618.54 | 20432.83 | 19329.44 | 18577.07 | 504.0664 | 24600.34 | 3 | 2029
2029-03-10 | 18532.2 | 17595.08 | 17552.39 | 17771.76 | 18251.58 | 18858.75 | 19216.98 | 19706.5 | 19809.85 | 19475.36 | 18979.41 | 18569.31 | 18128.52 | 17722.22 | 17568.58 | 17663.15 | 18091.41 | 18930.53 | 19605.9 | 19868.51 | 19284.23 | 18564.25 | 17705.8 | 17098.43 | 444.5507 | 19868.51 | 3 | 2029
2029-03-11 | 17231.32 | 17393.18 | 17323.28 | 17536.71 | 17983.6 | 18590.6 | 19271.43 | 19878.54 | 20117.43 | 19836.97 | 19312.37 | 18854.03 | 18388 | 17950.41 | 17722.64 | 17775.81 | 18023.62 | 18360.51 | 19047.98 | 20136.17 | 19821.88 | 19143.68 | 18229.58 | 17545.64 | 445.4754 | 20136.17 | 3 | 2029
2029-03-12 | 17345.64 | 17980.82 | 17984.7 | 18360.73 | 19250.3 | 21218.21 | 23535.47 | 23835.93 | 23209.6 | 22518.16 | 21896.71 | 21219.59 | 20514.21 | 20032.99 | 19745.28 | 19734.34 | 19884.92 | 20142.54 | 20937.73 | 22273.94 | 21749.11 | 20580.03 | 19344.29 | 18471.58 | 491.7668 | 23835.93 | 3 | 2029
2029-03-13 | 18058.68 | 16831.59 | 16774.44 | 17084.81 | 17892.47 | 19477.97 | 21505.98 | 21801.96 | 21293.65 | 20776 | 20342.8 | 19917.37 | 19513.79 | 19190.72 | 18961.06 | 18968.14 | 19059.21 | 19194.59 | 19711.86 | 20765.14 | 20201.74 | 19322.09 | 18112.17 | 17199.07 | 461.9573 | 21801.96 | 3 | 2029
2029-03-14 | 16910.54 | 16760.82 | 16643.86 | 16898.16 | 17649.19 | 19172.69 | 21034.1 | 21423.76 | 21143.22 | 20910.7 | 20799.04 | 20624.33 | 20355.15 | 20180.22 | 20090.28 | 20169.48 | 20252.4 | 20299.59 | 20782.04 | 21815.09 | 21044.13 | 19821.31 | 18485.35 | 17448.08 | 470.7135 | 21815.09 | 3 | 2029
2029-03-15 | 16943.21 | 15304.81 | 15169.25 | 15397.55 | 16125.4 | 17634.37 | 19200.36 | 19425.44 | 19185.41 | 18990.56 | 18868.73 | 18691.85 | 18434.88 | 18235.14 | 18089.55 | 18107.51 | 18104.31 | 18060.92 | 18434.69 | 19234.27 | 18741.07 | 17794.1 | 16522.82 | 15542.11 | 426.2383 | 19425.44 | 3 | 2029
2029-03-16 | 15328.94 | 16523.32 | 16440.81 | 16735.54 | 17535.35 | 19121.66 | 20945.28 | 21271.02 | 20823.94 | 20385.24 | 20060.33 | 19760.11 | 19403.13 | 19112.23 | 18907.8 | 18906.91 | 18962.92 | 19038.63 | 19503.49 | 20384.17 | 19887.87 | 18977.89 | 17748.81 | 16813.64 | 452.579 | 21271.02 | 3 | 2029
2029-03-17 | 16448.26 | 15734.15 | 15572.89 | 15691.15 | 16044.94 | 16553.43 | 17139.31 | 17772.79 | 18169.68 | 18104.8 | 17806.36 | 17557.05 | 17267.26 | 16979.54 | 16857.12 | 16930.47 | 17068.84 | 17195.18 | 17712.66 | 18655.67 | 18261.24 | 17503.3 | 16509.42 | 15740.19 | 409.2757 | 18655.67 | 3 | 2029
2029-03-18 | 15623.72 | 16244.53 | 16106.54 | 16249.61 | 16626.41 | 17150.91 | 17739.56 | 18375.25 | 18738.08 | 18623.43 | 18271.58 | 17971.42 | 17638.54 | 17315.16 | 17170.31 | 17243.38 | 17408.02 | 17585.4 | 18145.89 | 19112.23 | 18747.39 | 18011.34 | 17032.3 | 16280.28 | 419.4113 | 19112.23 | 3 | 2029
2029-03-19 | 16102.08 | 17636.71 | 17615.93 | 17966.89 | 18830.25 | 20581.11 | 22810.25 | 23138.35 | 22581.54 | 21978.18 | 21445.46 | 20845.36 | 20222.97 | 19846.74 | 19591.72 | 19591.92 | 19707.38 | 19901.92 | 20546.01 | 21799.51 | 21271.64 | 20148.47 | 18954.71 | 18054.69 | 481.1698 | 23138.35 | 3 | 2029
2029-03-20 | 17644.85 | 16018.31 | 15910.96 | 16169.93 | 16925.27 | 18444.14 | 19991.01 | 20297.15 | 19953.48 | 19703.65 | 19521.63 | 19286.2 | 18978.84 | 18738.77 | 18570.95 | 18594.04 | 18621.31 | 18637.06 | 19062.37 | 19875.45 | 19427.15 | 18507.99 | 17248.89 | 16284.33 | 442.4137 | 20297.15 | 3 | 2029
2029-03-21 | 16050.05 | 14760.01 | 14587.67 | 14778.78 | 15467.91 | 16924.86 | 18423.57 | 18671.46 | 18503.29 | 18402.11 | 18376.56 | 18285.94 | 18102.1 | 17965.7 | 17868.17 | 17900.52 | 17851.11 | 17720.04 | 18025.51 | 18748.87 | 18236.86 | 17260.2 | 15949.6 | 14928.17 | 413.7891 | 18748.87 | 3 | 2029
2029-03-22 | 14725.9 | 15731.17 | 15604.46 | 15843.7 | 16579.18 | 18074.72 | 19596.58 | 19843.89 | 19606.74 | 19406.67 | 19277.13 | 19090.7 | 18825.54 | 18621.78 | 18480.37 | 18511.46 | 18517.5 | 18489.3 | 18876.31 | 19652.48 | 19186.6 | 18247.93 | 16967.37 | 15980.71 | 433.7382 | 19843.89 | 3 | 2029
2029-03-23 | 15675.23 | 17061.75 | 16997.29 | 17312.41 | 18128.5 | 19709.84 | 21702.12 | 22051.57 | 21581.78 | 21100.54 | 20688.74 | 20204.59 | 19814.46 | 19497.73 | 19282.06 | 19288.37 | 19360.02 | 19469.8 | 19969.34 | 21018.88 | 20443.28 | 19503.58 | 18277.75 | 17349.16 | 465.4888 | 22051.57 | 3 | 2029
2029-03-24 | 16974.82 | 18099.46 | 18043.48 | 18274.49 | 18732.36 | 19309.56 | 19899.44 | 20703.06 | 21041.34 | 20640.22 | 19969.71 | 19492.98 | 19010.5 | 18564.05 | 18343.25 | 18418.52 | 18676.32 | 19033.25 | 19744.29 | 20970.58 | 20628.41 | 19868.31 | 18938.14 | 18243.82 | 461.6204 | 21041.34 | 3 | 2029
2029-03-25 | 17997.07 | 16859.14 | 16740.23 | 16905.23 | 17299.39 | 17818.09 | 18364.56 | 19021.23 | 19369.33 | 19224.96 | 18838.34 | 18501.48 | 18137.55 | 17790.66 | 17637.01 | 17720.36 | 17903.87 | 18118.53 | 18713.62 | 19670.62 | 19349.17 | 18633.82 | 17655.13 | 16907.09 | 435.1765 | 19670.62 | 3 | 2029
2029-03-26 | 16784.94 | 15971.39 | 15851.9 | 16101.26 | 16863.37 | 18376.19 | 19878.79 | 20170.32 | 19931.59 | 19738.32 | 19609.76 | 19427.38 | 19179.54 | 18974.09 | 18840.47 | 18869.13 | 18870.75 | 18840.37 | 19224.16 | 19966.91 | 19496.28 | 18552.73 | 17264.22 | 16263.75 | 443.0476 | 20170.32 | 3 | 2029
2029-03-27 | 15997.87 | 14518.4 | 14319.63 | 14484.99 | 15146.18 | 16561.05 | 18002.65 | 18276.78 | 18169.97 | 18145.67 | 18200.32 | 18183.58 | 18064.43 | 17984.92 | 17931.76 | 17983.28 | 17906.05 | 17714.08 | 17964.54 | 18619.6 | 18090.68 | 17085.53 | 15735.99 | 14675.72 | 409.7637 | 18619.6 | 3 | 2029
2029-03-28 | 14487.74 | 15902.83 | 15736.01 | 15939.52 | 16635.14 | 18070.79 | 19528.16 | 19840.66 | 19729.58 | 19681.63 | 19720.7 | 19705.49 | 19598.79 | 19536.15 | 19502.67 | 19596.22 | 19595.7 | 19494.99 | 19766.2 | 20465.9 | 19866.25 | 18838.69 | 17458.54 | 16375.08 | 445.0734 | 20465.9 | 3 | 2029
2029-03-29 | 15930.8 | 15289.72 | 15052.86 | 15187.77 | 15814.4 | 17179.01 | 18589.89 | 18953.63 | 19004.01 | 19164.75 | 19434.05 | 19649.6 | 19751.52 | 19870.03 | 19966.24 | 20115.37 | 20073.94 | 19836.44 | 19938.67 | 20494.8 | 19769.81 | 18626.3 | 17135.59 | 15940.25 | 440.7694 | 20494.8 | 3 | 2029
2029-03-30 | 15464.76 | 14440.01 | 14206.92 | 14349.86 | 14995.2 | 16401.72 | 17814.75 | 18136.13 | 18114.63 | 18195.72 | 18355.56 | 18449.78 | 18436.83 | 18442.38 | 18453.52 | 18522.84 | 18423.77 | 18164.78 | 18324.1 | 18879.26 | 18267.05 | 17193.04 | 15787.14 | 14669.09 | 412.4888 | 18879.26 | 3 | 2029
2029-03-31 | 14385.74 | 14999.7 | 14759.83 | 14801.2 | 15073.23 | 15464.76 | 15901.47 | 16608.35 | 17186.07 | 17349.29 | 17291.19 | 17267.09 | 17174.71 | 17060.43 | 17071.18 | 17201.5 | 17262.72 | 17212.03 | 17562.16 | 18309.43 | 17850.53 | 17000.98 | 15891.49 | 15006.54 | 395.6916 | 18309.43 | 3 | 2029
2029-04-01 | 14868.17 | 14350.52 | 14105.86 | 14151 | 14525.37 | 14985.05 | 15376.96 | 16059.4 | 16595.09 | 16726.8 | 16640.72 | 16564.87 | 16418.09 | 16331.9 | 16398.82 | 16566.51 | 16826.42 | 16908.93 | 16809.55 | 17402.91 | 17307.65 | 16486.36 | 15425.67 | 14570.35 | 382.403 | 17402.91 | 4 | 2029
2029-04-02 | 14326.42 | 14050.84 | 13845.4 | 14011.31 | 14773.97 | 16215.91 | 17539.74 | 17844.03 | 17758.72 | 17738.05 | 17783.21 | 17740.35 | 17603.03 | 17563.62 | 17589.19 | 17684.4 | 17802.45 | 17732.92 | 17519.5 | 17981.06 | 17807.42 | 16823.21 | 15516.22 | 14469.8 | 399.7208 | 17981.06 | 4 | 2029
2029-04-03 | 14098.86 | 15518.43 | 15383.73 | 15622.47 | 16437.14 | 17915.98 | 19853.06 | 20272.73 | 19958.24 | 19670.26 | 19466.89 | 19141.95 | 18708 | 18471.64 | 18381.17 | 18526.56 | 18829.25 | 18980.98 | 18882.59 | 19722.7 | 19597.45 | 18246.68 | 16963.38 | 15990.15 | 434.6403 | 20272.73 | 4 | 2029
2029-04-04 | 15534.92 | 15067.02 | 14907.62 | 15120.83 | 15910.03 | 17362.72 | 19001.66 | 19431.05 | 19178.95 | 18976.45 | 18862.46 | 18619.39 | 18255.52 | 18078.27 | 18031.67 | 18181.51 | 18440.63 | 18509.28 | 18343.78 | 19128.1 | 18971.26 | 17766.17 | 16496.06 | 15499.76 | 423.6751 | 19431.05 | 4 | 2029
2029-04-05 | 15121.99 | 16192.05 | 16087.58 | 16358.46 | 17203.43 | 19007.12 | 21012.55 | 21438.17 | 21059.5 | 20676.89 | 20372.3 | 19951.84 | 19435.53 | 19131.71 | 18999.57 | 19145.97 | 19498.93 | 19747.38 | 19730.74 | 20611.82 | 20543.63 | 19234.67 | 17652.22 | 16701.03 | 454.9151 | 21438.17 | 4 | 2029
2029-04-06 | 16254.65 | 17041.24 | 16972.14 | 17292.39 | 18217.69 | 20523.77 | 22560.69 | 22997.78 | 22531.63 | 22023.34 | 21572.93 | 21021.91 | 20399.55 | 19998.3 | 19803.56 | 19929.04 | 20342.06 | 20712.69 | 20792.25 | 21724.23 | 21690.93 | 20423.16 | 18655.25 | 17566.86 | 481.048 | 22997.78 | 4 | 2029
2029-04-07 | 17087.25 | 17045.4 | 16938.28 | 17127.59 | 17639.32 | 18233.76 | 18878.38 | 19874.56 | 20337.88 | 20065.74 | 19442.88 | 18848.93 | 18219.98 | 17869.06 | 17783.32 | 17931.53 | 18432.8 | 18990.31 | 19235.82 | 20364.34 | 20494 | 19493.44 | 18095.56 | 17362.9 | 445.793 | 20494 | 4 | 2029
2029-04-08 | 17063.17 | 17513.76 | 17423.66 | 17631.83 | 18164.78 | 19017.38 | 19667.31 | 20672.99 | 21107.88 | 20790.78 | 20121.65 | 19486.77 | 18825.6 | 18326.75 | 18181.9 | 18416.73 | 19043.43 | 19660.4 | 19944.82 | 21089.58 | 21240.75 | 20253.51 | 18858.95 | 17890.17 | 460.3946 | 21240.75 | 4 | 2029
2029-04-09 | 17546.76 | 16560.96 | 16463.51 | 16745.51 | 17615.88 | 19618.56 | 21598.71 | 22069.31 | 21721.75 | 21361.7 | 21077.01 | 20681.16 | 20206.34 | 19922.05 | 19815.88 | 19975.86 | 20339.14 | 20594.54 | 20564.45 | 21392.7 | 21310.33 | 19981 | 18150.34 | 17174.41 | 472.4879 | 22069.31 | 4 | 2029
2029-04-10 | 16736.49 | 15764.51 | 15630.64 | 15872.17 | 16685.82 | 18181.34 | 20107.2 | 20559.93 | 20266.12 | 19993.97 | 19802.71 | 19483.06 | 19053.31 | 18823.99 | 18748.25 | 18911.5 | 19210.15 | 19356.05 | 19259.48 | 20051.13 | 19961.71 | 18618.18 | 17203.37 | 16219.08 | 444.5002 | 20559.93 | 4 | 2029
2029-04-11 | 15854.12 | 16732.55 | 16645.03 | 16935.35 | 17796.01 | 19875.1 | 21835.77 | 22286.1 | 21887.26 | 21465.25 | 21116.08 | 20650.4 | 20096.27 | 19763.63 | 19620.26 | 19779.98 | 20160.25 | 20459.42 | 20486.28 | 21359 | 21340.24 | 20055.44 | 18242.23 | 17263.16 | 471.7052 | 22286.1 | 4 | 2029
2029-04-12 | 16803.73 | 15370.11 | 15198.99 | 15403.46 | 16180.35 | 17598.08 | 19261.05 | 19749.87 | 19576.1 | 19460.29 | 19439.82 | 19288.45 | 19008.59 | 18908.22 | 18924.62 | 19124.13 | 19382.66 | 19416.79 | 19195.29 | 19876.01 | 19703.92 | 18280.15 | 16921.19 | 15883.06 | 437.9549 | 19876.01 | 4 | 2029
2029-04-13 | 15518.89 | 14502.82 | 14289.9 | 14461.88 | 15214.04 | 16628.15 | 17876.03 | 18261.06 | 18165.6 | 18163.68 | 18246.88 | 18191.03 | 18033.31 | 18006.55 | 18046.79 | 18185.21 | 18357.17 | 18251.8 | 17984.08 | 18534.07 | 18294.98 | 17243.14 | 15914.85 | 14856.93 | 411.2288 | 18534.07 | 4 | 2029
2029-04-14 | 14514.22 | 14364.83 | 14113.13 | 14152.43 | 14516.32 | 14932.65 | 15228.07 | 15937.35 | 16495.87 | 16649.99 | 16579.03 | 16505.5 | 16355.86 | 16270.04 | 16346.67 | 16522.07 | 16754.93 | 16804.97 | 16703.83 | 17246.27 | 17198.65 | 16393.87 | 15321.89 | 14456.72 | 380.3652 | 17246.27 | 4 | 2029
2029-04-15 | 14263.74 | 15705.87 | 15517.74 | 15624.4 | 16052.23 | 16522.84 | 16851.74 | 17559.13 | 18020.47 | 18035.87 | 17818.4 | 17608.5 | 17344.32 | 17162.98 | 17176.88 | 17348.95 | 17658.42 | 17852.41 | 17866.22 | 18659.36 | 18693.34 | 17752.74 | 16723.93 | 15907.74 | 409.7282 | 18693.34 | 4 | 2029
2029-04-16 | 15601.87 | 15509.86 | 15348.05 | 15563.85 | 16368.49 | 17807.82 | 19526.22 | 20038.28 | 19865.95 | 19739.66 | 19699.69 | 19529.49 | 19246.32 | 19126.31 | 19139.16 | 19329.76 | 19581.43 | 19617.66 | 19407.77 | 20065.07 | 19906.31 | 18491.73 | 17073.71 | 16031.07 | 441.6155 | 20065.07 | 4 | 2029
2029-04-17 | 15616.04 | 15431.08 | 15207.04 | 15363.13 | 16088.22 | 17438.61 | 18935.06 | 19529.94 | 19583.96 | 19748 | 20041.23 | 20211.96 | 20231.26 | 20394.35 | 20608.39 | 20917.82 | 21163.87 | 21058.87 | 20615.66 | 21063.88 | 20731.22 | 19137.72 | 17386.33 | 16229.44 | 452.7331 | 21163.87 | 4 | 2029
2029-04-18 | 15653.49 | 14666.24 | 14413.61 | 14538.55 | 15233.74 | 16556.07 | 17739.68 | 18181.4 | 18285.57 | 18525.68 | 18893.6 | 19124.87 | 19189.99 | 19389.47 | 19625.88 | 19921.93 | 20098.34 | 19887.43 | 19384.73 | 19793.68 | 19446.73 | 17940.88 | 16498.19 | 15331.02 | 428.3208 | 20098.34 | 4 | 2029
2029-04-19 | 14842.98 | 14516.48 | 14265.34 | 14390.73 | 15088.02 | 16414.05 | 17592.46 | 17978.8 | 18030.58 | 18243.29 | 18567.94 | 18733.06 | 18718.8 | 18835.29 | 18999.88 | 19238.34 | 19375.85 | 19163.93 | 18712.06 | 19168.64 | 18876.82 | 17585.45 | 16173.52 | 15035.65 | 418.548 | 19375.85 | 4 | 2029
2029-04-20 | 14618.6 | 14506.75 | 14244.6 | 14371.13 | 15075.03 | 16422.35 | 17600.38 | 18007.09 | 18081.34 | 18310.54 | 18669.68 | 18885.27 | 18932.11 | 19099.79 | 19309.56 | 19563.99 | 19702.38 | 19461.4 | 18955.78 | 19353.6 | 18998.62 | 17632.85 | 16203.6 | 15046.79 | 421.0532 | 19702.38 | 4 | 2029
2029-04-21 | 14582.96 | 14522.93 | 14157.51 | 14092.24 | 14349.32 | 14639.89 | 14843.6 | 15700.51 | 16587.25 | 17148.95 | 17524.84 | 17893.98 | 18133.98 | 18477.14 | 18922.78 | 19351.45 | 19631.15 | 19422.23 | 18844.61 | 19221.47 | 18831.9 | 17568.15 | 16262.39 | 15167.79 | 405.879 | 19631.15 | 4 | 2029
2029-04-22 | 14674.03 | 14243.87 | 13883.13 | 13820.66 | 14079.25 | 14368.99 | 14563.85 | 15403.26 | 16263.8 | 16794.1 | 17138.61 | 17482.8 | 17709.29 | 17949.48 | 18304.65 | 18745.36 | 19026.27 | 18810.32 | 18241.44 | 18627.87 | 18258.93 | 17193.39 | 15900.61 | 14817.91 | 396.3019 | 19026.27 | 4 | 2029
2029-04-23 | 14356.72 | 13991.78 | 13724.67 | 13833.62 | 14531.57 | 15855.13 | 17002.63 | 17403.98 | 17493.45 | 17682.52 | 17947.03 | 18108.24 | 18159.75 | 18331.73 | 18550.38 | 18798.53 | 18889.1 | 18585.93 | 18085.6 | 18447.11 | 18130.17 | 17063.53 | 15635.24 | 14471.43 | 405.0798 | 18889.1 | 4 | 2029
2029-04-24 | 14059.37 | 13897.97 | 13631.83 | 13739.63 | 14417.77 | 15716.48 | 16851.22 | 17229.22 | 17290 | 17450.59 | 17688.49 | 17818.61 | 17818.73 | 17922.97 | 18069.88 | 18321.23 | 18416.23 | 18126.78 | 17774.06 | 18058.95 | 17883.3 | 16840.69 | 15426.17 | 14283.92 | 398.7341 | 18416.23 | 4 | 2029
2029-04-25 | 13926.9 | 14781.66 | 14466.34 | 14533.67 | 15167.54 | 16408.52 | 17519.74 | 18004.2 | 18361.45 | 18938.45 | 19684.26 | 20303.51 | 20728.36 | 21244.07 | 21717.82 | 22147.02 | 22309.57 | 21933.5 | 21165.55 | 21292.24 | 20753.46 | 18944.27 | 17104.34 | 15794.28 | 447.2307 | 22309.57 | 4 | 2029
2029-04-26 | 15075.48 | 15310.6 | 14963.02 | 15003.48 | 15608.03 | 16810.52 | 17903.64 | 18642.33 | 19205.47 | 20000.97 | 21001.5 | 21896.48 | 22584.35 | 23332.88 | 23981.01 | 24522.18 | 24723.77 | 24287.9 | 23341.77 | 23282.83 | 22581.04 | 20609.02 | 18127.32 | 16710.76 | 479.5064 | 24723.77 | 4 | 2029
2029-04-27 | 15802.95 | 14836.83 | 14502.62 | 14564 | 15197.53 | 16449.7 | 17548.29 | 18066.96 | 18477.92 | 19137.34 | 19962.47 | 20668.95 | 21180.47 | 21762.82 | 22288.46 | 22731.77 | 22882.19 | 22458.83 | 21618.29 | 21659.74 | 21048.49 | 19181.37 | 17228.79 | 15887.42 | 455.1442 | 22882.19 | 4 | 2029
2029-04-28 | 15137.78 | 14227.13 | 13949.91 | 13964.59 | 14299.63 | 14654.93 | 14844.95 | 15594.43 | 16220.51 | 16454.41 | 16462.99 | 16457.26 | 16364.74 | 16330.6 | 16453.09 | 16652.15 | 16848.43 | 16829.96 | 16679.89 | 17131.33 | 17094.64 | 16273.41 | 15158.05 | 14252.23 | 378.337 | 17131.33 | 4 | 2029
2029-04-29 | 14101.06 | 14325.2 | 14052.67 | 14072.27 | 14411.94 | 14770.03 | 14959.35 | 15709.25 | 16328.26 | 16551.84 | 16549.23 | 16532.7 | 16430.75 | 16388.78 | 16506.39 | 16705.17 | 16906.14 | 16897.44 | 16756.4 | 17212.29 | 17182.48 | 16366.37 | 15254.3 | 14352.4 | 379.3227 | 17212.29 | 4 | 2029
2029-04-30 | 14175.99 | 14609.19 | 14372.13 | 14512.29 | 15238.72 | 16572.23 | 17695.85 | 18106.74 | 18171.96 | 18350.04 | 18628.76 | 18751.87 | 18721.34 | 18818.29 | 18993.87 | 19242.98 | 19371.28 | 19152.37 | 18720.68 | 19129.78 | 18888.86 | 17619.6 | 16211.34 | 15072.49 | 419.1286 | 19371.28 | 4 | 2029
2029-05-01 | 14228.32 | 14311.78 | 13949.52 | 13990.47 | 14629.43 | 15876.79 | 17098.07 | 17733.06 | 18086.32 | 18531.93 | 19084.09 | 19461.61 | 19710.57 | 20016.9 | 20383.74 | 20792 | 21017.54 | 20811.2 | 20095.05 | 19890.07 | 19708.85 | 18543.55 | 16845.1 | 15392.91 | 430.1889 | 21017.54 | 5 | 2029
2029-05-02 | 14657.37 | 14805.53 | 14388.07 | 14380.77 | 14968.71 | 16154.45 | 17346.18 | 18073.9 | 18615.68 | 19289.59 | 20104.57 | 20891.56 | 21511.87 | 22161.96 | 22744.61 | 23278.16 | 23531.52 | 23229.34 | 22290.3 | 21818.66 | 21392.43 | 19866.12 | 18007.83 | 16401 | 459.9102 | 23531.52 | 5 | 2029
2029-05-03 | 15359.89 | 14470.39 | 14128.3 | 14188.78 | 14846.86 | 16109.14 | 17329.22 | 17951.27 | 18257.66 | 18641.91 | 19124.75 | 19430.35 | 19613.28 | 19862.38 | 20151.85 | 20539.26 | 20772.46 | 20608.47 | 19977.44 | 19811.18 | 19675.53 | 18550.01 | 16885.01 | 15467.18 | 431.7526 | 20772.46 | 5 | 2029
2029-05-04 | 14787.01 | 14635.56 | 14334.92 | 14446.23 | 15162.5 | 16499.63 | 17741.78 | 18332.32 | 18520.8 | 18755.25 | 19055.59 | 19177.68 | 19197.16 | 19293.56 | 19458.11 | 19715.31 | 19910.18 | 19843.88 | 19415.12 | 19340.96 | 19280.51 | 18242.45 | 16673.58 | 15349.54 | 427.1696 | 19910.18 | 5 | 2029
2029-05-05 | 14760.68 | 14983.9 | 14682.79 | 14690.83 | 15020.18 | 15299.92 | 15520.09 | 16495.18 | 17281.13 | 17565.33 | 17594.01 | 17542.4 | 17431.55 | 17361.04 | 17493.42 | 17791.95 | 18141.36 | 18296.15 | 18097.27 | 18255.44 | 18386.81 | 17616.13 | 16389.05 | 15338.4 | 402.035 | 18386.81 | 5 | 2029
2029-05-06 | 14978.18 | 14650.51 | 14331.78 | 14321.38 | 14632.58 | 14893.66 | 15096.22 | 16075.48 | 16891.18 | 17216.26 | 17287.67 | 17275.12 | 17197.42 | 17154.79 | 17306.51 | 17608 | 17935.67 | 18049.68 | 17818.62 | 17950.16 | 18066.63 | 17281.4 | 16039.73 | 14973.4 | 395.032 | 18066.63 | 5 | 2029
2029-05-07 | 14650.8 | 13836.47 | 13523.7 | 13609 | 14312.26 | 15622.68 | 16834.68 | 17411.83 | 17617.86 | 17876.27 | 18202.52 | 18336.13 | 18367.46 | 18461.1 | 18625.75 | 18868 | 19012.82 | 18885.56 | 18445.92 | 18366.3 | 18334 | 17314.6 | 15753.75 | 14428.06 | 406.6975 | 19012.82 | 5 | 2029
2029-05-08 | 13983.24 | 14268.31 | 13890.66 | 13916.68 | 14538.7 | 15753.12 | 16921.77 | 17581.07 | 17977.91 | 18475.18 | 19081.13 | 19507.82 | 19799.96 | 20161.74 | 20574.92 | 21003.89 | 21209.35 | 20957.27 | 20199.74 | 19923.09 | 19737.43 | 18555.27 | 16826.33 | 15346.05 | 430.1906 | 21209.35 | 5 | 2029
2029-05-09 | 14604.25 | 15009.8 | 14571.54 | 14545.73 | 15113.12 | 16260.74 | 17399.88 | 18170.9 | 18785.47 | 19545 | 20513.24 | 21411.13 | 22122.34 | 22848.97 | 23489.4 | 24055.72 | 24296.77 | 23947.89 | 22944.1 | 22379.65 | 21921.73 | 20270.91 | 18355.99 | 16699.34 | 469.2636 | 24296.77 | 5 | 2029
2029-05-10 | 15607.12 | 14663.9 | 14253.18 | 14250.72 | 14842.82 | 16017.79 | 17159.94 | 17881.34 | 18395.86 | 19034.66 | 19799.72 | 20446.16 | 20979.39 | 21547.52 | 22070.45 | 22563.21 | 22777.57 | 22470.07 | 21588.8 | 21141.14 | 20800.79 | 19425.25 | 17602.15 | 16031.7 | 451.3512 | 22777.57 | 5 | 2029
2029-05-11 | 15170.39 | 14960.32 | 14527.87 | 14518.53 | 15109.71 | 16296.96 | 17437.27 | 18207.42 | 18791.52 | 19513.21 | 20386.43 | 21212.43 | 21858.73 | 22516.4 | 23106.83 | 23626.32 | 23846.46 | 23504.51 | 22536.89 | 21993.76 | 21553.89 | 19983.29 | 18107.14 | 16483.94 | 465.2502 | 23846.46 | 5 | 2029
2029-05-12 | 15470.41 | 14398.04 | 13936.32 | 13791.47 | 13965.81 | 14074.26 | 14177.9 | 15316.47 | 16522.39 | 17336.5 | 17952.25 | 18492 | 18914.64 | 19304.18 | 19765.66 | 20225.68 | 20565.95 | 20400.53 | 19754.54 | 19524.66 | 19347.45 | 18269.98 | 16740.84 | 15391.34 | 413.6393 | 20565.95 | 5 | 2029
2029-05-13 | 14726.18 | 14103.83 | 13641.32 | 13494.03 | 13665.11 | 13768.57 | 13860.88 | 14987.1 | 16180.11 | 16980.16 | 17581.51 | 18109.54 | 18526.74 | 18917.2 | 19384.56 | 19843.04 | 20120.23 | 19968.77 | 19356.4 | 19126.87 | 18959.01 | 17891.5 | 16370.29 | 15027.63 | 404.5906 | 20120.23 | 5 | 2029
2029-05-14 | 14391.84 | 14993.66 | 14580.15 | 14578.46 | 15189.54 | 16377.8 | 17508.09 | 18272.68 | 18836.62 | 19525.03 | 20363.63 | 21136.08 | 21735.21 | 22338.02 | 22891.6 | 23391.32 | 23601.98 | 23278.73 | 22361.45 | 21849.87 | 21470.72 | 19956.29 | 18101.85 | 16494.78 | 463.2254 | 23601.98 | 5 | 2029
2029-05-15 | 15495.69 | 14293.87 | 13917.61 | 13944.61 | 14566.4 | 15765.83 | 16890.67 | 17557.77 | 17953.32 | 18445.98 | 19040.08 | 19444.15 | 19709.55 | 20028.19 | 20415.16 | 20830.76 | 21014.61 | 20753.86 | 20030.92 | 19764.22 | 19617.05 | 18458.22 | 16737.02 | 15266.62 | 429.9422 | 21014.61 | 5 | 2029
2029-05-16 | 14594.19 | 14543 | 14198.51 | 14256.51 | 14908.76 | 16137.2 | 17277.25 | 17921.04 | 18243.07 | 18640.19 | 19130.44 | 19433.46 | 19610.86 | 19856.48 | 20151.78 | 20546.97 | 20756.3 | 20566.44 | 19945.2 | 19738.7 | 19644.73 | 18536.5 | 16861.98 | 15439 | 430.9386 | 20756.3 | 5 | 2029
2029-05-17 | 14787.29 | 14736.08 | 14359.93 | 14389.67 | 15012.49 | 16205.76 | 17325.52 | 18017.92 | 18441.77 | 18963.25 | 19594.21 | 20043.61 | 20411.96 | 20849.6 | 21285.34 | 21738.32 | 21952.13 | 21703.98 | 20938.46 | 20571.25 | 20348.35 | 19130.26 | 17374.31 | 15872.35 | 444.0538 | 21952.13 | 5 | 2029
2029-05-18 | 15098.28 | 14729.02 | 14393.66 | 14472.6 | 15152.1 | 16419.75 | 17559.76 | 18212.5 | 18510.37 | 18873.84 | 19312.9 | 19569.03 | 19709.53 | 19913.91 | 20171.75 | 20539.29 | 20746.54 | 20576.48 | 19983.61 | 19778.44 | 19684.44 | 18589.04 | 16937.01 | 15535.71 | 434.4696 | 20746.54 | 5 | 2029
2029-05-19 | 14900.88 | 13838.13 | 13453.94 | 13377.33 | 13620.11 | 13790.73 | 13882.86 | 14909.45 | 15864.73 | 16369.08 | 16629.27 | 16792.09 | 16867.12 | 16956.36 | 17207 | 17544.83 | 17801.22 | 17764.25 | 17399.62 | 17385.54 | 17449.03 | 16595.99 | 15269.49 | 14119.05 | 379.7881 | 17801.22 | 5 | 2029
2029-05-20 | 13831.17 | 14380.7 | 14017.28 | 13963.11 | 14227.39 | 14414.44 | 14515.76 | 15547.81 | 16477.84 | 16943.5 | 17163.78 | 17291.06 | 17336.31 | 17401.03 | 17636.26 | 17977.56 | 18262.95 | 18275.28 | 17944.29 | 17947.9 | 18028.1 | 17187 | 15867.97 | 14727.9 | 391.3664 | 18275.28 | 5 | 2029
2029-05-21 | 14356.11 | 15221.57 | 14929.41 | 15041.39 | 15765.26 | 17057.09 | 18207.77 | 18850.28 | 19088.49 | 19363.44 | 19712.89 | 19878.67 | 19946.46 | 20078.87 | 20314.25 | 20668.86 | 20908.32 | 20822.32 | 20295.91 | 20120.66 | 20094.99 | 19052.12 | 17436.31 | 16067.58 | 443.279 | 20908.32 | 5 | 2029
2029-05-22 | 15444.39 | 15243.04 | 14799.09 | 14768.39 | 15331.39 | 16453.72 | 17524.94 | 18325.11 | 18965.08 | 19752.09 | 20774.46 | 21643.61 | 22294.88 | 22944.72 | 23515.7 | 24024.57 | 24207.36 | 23841.41 | 22879.94 | 22306.43 | 21924.66 | 20315.36 | 18403.32 | 16761.35 | 472.445 | 24207.36 | 5 | 2029
2029-05-23 | 15783.26 | 14920.4 | 14497.62 | 14484.82 | 15064.33 | 16202.25 | 17274.06 | 18035.06 | 18600.56 | 19296.07 | 20115.84 | 20875.31 | 21443.71 | 22036.36 | 22578.75 | 23081.66 | 23272.52 | 22931.95 | 22026.88 | 21509.05 | 21184.13 | 19735.4 | 17880.37 | 16282.96 | 459.1133 | 23272.52 | 5 | 2029
2029-05-24 | 15411.11 | 15258.22 | 14798.3 | 14753.02 | 15299 | 16397.84 | 17452.07 | 18274.8 | 18965.62 | 19813.61 | 20937.69 | 21915.09 | 22680.48 | 23442.19 | 24105.59 | 24677.31 | 24878.52 | 24475.53 | 23431.88 | 22776.29 | 22328.41 | 20655.65 | 18633.83 | 16939.35 | 478.3014 | 24878.52 | 5 | 2029
2029-05-25 | 15894.86 | 15577.51 | 15088 | 15028.36 | 15568.31 | 16676.63 | 17725.31 | 18605.48 | 19383.65 | 20357.37 | 21665.94 | 22755.12 | 23610.35 | 24423.25 | 25111.14 | 25667.68 | 25841.93 | 25393.65 | 24277.59 | 23538.49 | 23006.83 | 21263.02 | 19092.26 | 17352.47 | 492.9052 | 25841.93 | 5 | 2029
2029-05-26 | 16210.89 | 15042.25 | 14493.53 | 14270.79 | 14366.56 | 14369.29 | 14372.71 | 15656.34 | 17141.08 | 18295.21 | 19273.01 | 20151.34 | 20979.09 | 21709.41 | 22431.84 | 23044.37 | 23330.41 | 23002.45 | 22026.92 | 21473.55 | 21087.96 | 19694.04 | 17979.65 | 16453.67 | 446.8564 | 23330.41 | 5 | 2029
2029-05-27 | 15576.5 | 15307.86 | 14739.12 | 14499.1 | 14579.29 | 14565.99 | 14561.91 | 15881.35 | 17433.16 | 18670.18 | 19732.34 | 20771.39 | 21672.48 | 22435.89 | 23167.55 | 23771.36 | 24037.9 | 23683.45 | 22667.11 | 22069.44 | 21646.75 | 20125.07 | 18375.3 | 16815.6 | 456.7861 | 24037.9 | 5 | 2029
2029-05-28 | 15684.2 | 15066.22 | 14479.62 | 14248.6 | 14432.5 | 14661.48 | 14804.72 | 15904.94 | 17393.53 | 18989.57 | 20602.61 | 22003.03 | 22859.45 | 23577.74 | 24288.07 | 24882.01 | 25009.21 | 24424.52 | 23243.35 | 22574.18 | 22130.85 | 20536.76 | 18663.06 | 17031.05 | 467.4913 | 25009.21 | 5 | 2029
2029-05-29 | 16075.14 | 16431.66 | 15878.93 | 15753.46 | 16224.63 | 17242.68 | 18257.2 | 19245.33 | 20267.53 | 21745.23 | 23414.82 | 24820.23 | 25907.73 | 26883.7 | 27648.62 | 28228.24 | 28365.14 | 27832.13 | 26563.95 | 25669.08 | 25019.94 | 23124.45 | 20554.93 | 18640.03 | 529.7948 | 28365.14 | 5 | 2029
2029-05-30 | 17261.19 | 15762.86 | 15258.94 | 15175.61 | 15681.25 | 16724.74 | 17736.88 | 18642.43 | 19489.23 | 20598.59 | 22039.11 | 23275.88 | 24278.25 | 25243.78 | 26055.79 | 26714.84 | 26926.54 | 26446.77 | 25238.05 | 24402.04 | 23818.2 | 22001.59 | 19632.64 | 17818.24 | 506.2234 | 26926.54 | 5 | 2029
2029-05-31 | 16590.6 | 15644.63 | 15149.38 | 15073.5 | 15585.53 | 16633.61 | 17643.39 | 18534.37 | 19352.44 | 20391.95 | 21788.46 | 22988.03 | 23965.18 | 24917.35 | 25727.29 | 26391.99 | 26611.25 | 26141.04 | 24949.69 | 24129.2 | 23564.5 | 21767.73 | 19451.89 | 17651.65 | 500.6446 | 26611.25 | 5 | 2029
2029-06-01 | 16481.52 | 16998.71 | 16412.79 | 16267.08 | 16650.7 | 17372.82 | 18249.42 | 19405.58 | 20426.43 | 21575.59 | 22997.46 | 24340.3 | 25393.69 | 26391.37 | 27185.74 | 27776.65 | 27934.75 | 27434.52 | 26132.7 | 24915.06 | 24001.73 | 22396.37 | 20518.17 | 18845.35 | 526.1045 | 27934.75 | 6 | 2029
2029-06-02 | 17646.72 | 17070.2 | 16385.86 | 16058.37 | 16006.41 | 15695.56 | 15608.79 | 17207.61 | 19007.72 | 20509.68 | 21839.51 | 23125.54 | 24280.53 | 25240.03 | 26064.56 | 26670.01 | 26884.84 | 26447.12 | 25207.85 | 24100.16 | 23266.83 | 21976.48 | 20293.06 | 18752.84 | 505.3463 | 26884.84 | 6 | 2029
2029-06-03 | 17662.47 | 15275.67 | 14749.99 | 14560.52 | 14640.65 | 14465.66 | 14421.2 | 15750.71 | 17018.68 | 17865.78 | 18493.63 | 18909.63 | 19206.51 | 19505.69 | 19876.86 | 20242.33 | 20446.88 | 20318.06 | 19785.78 | 19352.11 | 19107.8 | 18427.31 | 17091.02 | 15885.46 | 423.0604 | 20446.88 | 6 | 2029
2029-06-04 | 15454.77 | 15721.19 | 15244.15 | 15188.7 | 15669.61 | 16483.1 | 17381.46 | 18356.03 | 19019.6 | 19729.12 | 20510.93 | 21001.32 | 21357.93 | 21758.25 | 22131.51 | 22575.1 | 22732.49 | 22404.22 | 21675.32 | 21068.99 | 20702.42 | 19822.53 | 18201.28 | 16772.14 | 460.9622 | 22732.49 | 6 | 2029
2029-06-05 | 16030.31 | 16150.52 | 15634.77 | 15543.16 | 15969.32 | 16723.59 | 17602.05 | 18627.12 | 19405.92 | 20262.15 | 21208.09 | 21851.31 | 22397.64 | 23093.1 | 23689.78 | 24195.28 | 24354.05 | 23972.78 | 22945.52 | 22043.25 | 21613.52 | 20653.14 | 18947.8 | 17444.15 | 480.3583 | 24354.05 | 6 | 2029
2029-06-06 | 16573.32 | 16473.49 | 15929.87 | 15814.13 | 16216.25 | 16943.33 | 17809.95 | 18884.09 | 19758.8 | 20731.99 | 21806.29 | 22711.67 | 23530.37 | 24344.36 | 25018.76 | 25562.26 | 25719.58 | 25289.93 | 24159.39 | 23108.42 | 22382.53 | 21329.36 | 19554.82 | 17984.59 | 497.6376 | 25719.58 | 6 | 2029
2029-06-07 | 16995.41 | 16293.24 | 15762.39 | 15657.49 | 16070.27 | 16807.97 | 17674.74 | 18725.63 | 19554.68 | 20472.16 | 21484.6 | 22192.23 | 22935.39 | 23690.31 | 24326.25 | 24850.23 | 25004.1 | 24593.61 | 23513.44 | 22510.8 | 21957.58 | 20962.69 | 19222.04 | 17684.56 | 488.9418 | 25004.1 | 6 | 2029
2029-06-08 | 16790.32 | 15933.7 | 15430.45 | 15355.53 | 15808.79 | 16600.21 | 17480.26 | 18490.86 | 19221.86 | 20016.65 | 20886.13 | 21453.94 | 21864.73 | 22361.9 | 22911.75 | 23380.12 | 23521.6 | 23150.39 | 22170.4 | 21507.54 | 21094.74 | 20166.93 | 18503.79 | 17037.99 | 471.1406 | 23521.6 | 6 | 2029
2029-06-09 | 16280.48 | 16056.33 | 15446.67 | 15183.75 | 15186.22 | 14917.12 | 14826.17 | 16298.22 | 17854.56 | 19050.73 | 20078.87 | 20920.52 | 21615 | 22275.31 | 23139.74 | 23848.82 | 24173.19 | 23831.23 | 22721.66 | 21876.41 | 21385.56 | 20459.15 | 18880.9 | 17441.66 | 463.7483 | 24173.19 | 6 | 2029
2029-06-10 | 16555.74 | 16686.82 | 16028.75 | 15724.05 | 15687.65 | 15378.78 | 15273.78 | 16831.81 | 18552.57 | 19951.21 | 21191.27 | 22223.16 | 23345.51 | 24373.33 | 25300.38 | 26015.88 | 26306.16 | 25889.8 | 24644.11 | 23522.17 | 22700.11 | 21575 | 19898.84 | 18365.8 | 492.0227 | 26306.16 | 6 | 2029
2029-06-11 | 17287.52 | 16678.17 | 16117.5 | 15989.49 | 16398.7 | 17130.91 | 17990.96 | 19112.15 | 20061.4 | 21119.78 | 22281.35 | 23446.52 | 24378.57 | 25266.81 | 25992.92 | 26549.34 | 26690.99 | 26217.3 | 25010.32 | 23868.65 | 23064.74 | 21786.09 | 19964.68 | 18343.25 | 510.7481 | 26690.99 | 6 | 2029
2029-06-12 | 17299.61 | 17290.18 | 16681.54 | 16509.49 | 16858.71 | 17528.38 | 18366.43 | 19556.32 | 20650.93 | 21894.4 | 23594.5 | 25019.49 | 26100.09 | 27090.63 | 27851.79 | 28406.6 | 28515.2 | 27980.83 | 26667.76 | 25422.46 | 24533.5 | 22914.02 | 20872.59 | 19176.91 | 536.7824 | 28515.2 | 6 | 2029
2029-06-13 | 17995.09 | 17532.13 | 16905.14 | 16717.28 | 17052.07 | 17707.72 | 18542.03 | 19764.2 | 20920.68 | 22240.62 | 24172.74 | 25692.41 | 26842.37 | 27876.48 | 28655.23 | 29207.36 | 29300.67 | 28739.16 | 27378 | 26083.72 | 25148.79 | 23479.64 | 21253.28 | 19524.02 | 548.7308 | 29300.67 | 6 | 2029
2029-06-14 | 18299.53 | 17735.66 | 17093.6 | 16892.69 | 17216.4 | 17862.5 | 18694.79 | 19943 | 21148.74 | 22609.64 | 24648.94 | 26232.29 | 27418.92 | 28464.93 | 29235.47 | 29766.72 | 29836.8 | 29254.95 | 27868.18 | 26547.05 | 25586.65 | 23887.09 | 21531.62 | 19782.22 | 557.5584 | 29836.8 | 6 | 2029
2029-06-15 | 18552.4 | 17957.23 | 17297.79 | 17088.27 | 17414.47 | 18073.21 | 18906.16 | 20195.07 | 21460.11 | 23090.45 | 25222.73 | 26897.05 | 28164.05 | 29265.88 | 30070.61 | 30603.18 | 30659.85 | 30044.27 | 28592.44 | 27197.91 | 26160.01 | 24397.85 | 21869.45 | 20083.76 | 569.2642 | 30659.85 | 6 | 2029
2029-06-16 | 18769.13 | 17400.67 | 16688.77 | 16337.5 | 16260.08 | 15911.69 | 15791.05 | 17443.67 | 19342.47 | 20962.33 | 22423.7 | 24100.93 | 25421.14 | 26522.09 | 27450.4 | 28116.98 | 28336.02 | 27841.69 | 26487.07 | 25247.65 | 24324.07 | 22783.87 | 20919.09 | 19304.58 | 524.1866 | 28336.02 | 6 | 2029
2029-06-17 | 18148.44 | 16480.35 | 15838.79 | 15548.15 | 15527.21 | 15235.25 | 15130.22 | 16658.41 | 18317.71 | 19642.57 | 20793.68 | 21723.78 | 22529.87 | 23430.89 | 24260.67 | 24912.03 | 25175.08 | 24787.5 | 23636.26 | 22603.11 | 21993.96 | 21029.33 | 19412.49 | 17937.18 | 480.7529 | 25175.08 | 6 | 2029
2029-06-18 | 17044.08 | 17105.41 | 16511.92 | 16355.59 | 16738.51 | 17442.38 | 18288.41 | 19468.49 | 20528.86 | 21723.96 | 23260.19 | 24630.77 | 25689.16 | 26659.25 | 27422.08 | 27978.44 | 28092.59 | 27567.28 | 26272.26 | 25036.36 | 24153.23 | 22556.88 | 20635.68 | 18952.97 | 530.1147 | 28092.59 | 6 | 2029
2029-06-19 | 17780.8 | 16837.31 | 16263.27 | 16121.06 | 16498.19 | 17194.71 | 18037.04 | 19166.11 | 20142.47 | 21240.27 | 22496.08 | 23727.96 | 24657.27 | 25542.24 | 26248.95 | 26791.58 | 26917.7 | 26435.06 | 25226.22 | 24084.26 | 23296.17 | 21946.19 | 20113.78 | 18488.95 | 515.2536 | 26917.7 | 6 | 2029
2029-06-20 | 17457.81 | 17128.6 | 16533.51 | 16373.02 | 16735.87 | 17422.19 | 18263.38 | 19428.03 | 20470.62 | 21652.43 | 23162.01 | 24460.53 | 25409.02 | 26272.93 | 26932.45 | 27416.56 | 27493.45 | 26985.51 | 25762.87 | 24604.54 | 23800.3 | 22297.57 | 20447.73 | 18806.56 | 525.3175 | 27493.45 | 6 | 2029
2029-06-21 | 17744.11 | 17330.36 | 16717.9 | 16542.74 | 16887.48 | 17548.96 | 18380.43 | 19578.46 | 20688.9 | 21950.33 | 23703.68 | 25174.27 | 26307.05 | 27351.87 | 28160.5 | 28751.08 | 28875.85 | 28330.77 | 26981.31 | 25698.37 | 24778.76 | 23130.48 | 21009.79 | 19293.21 | 540.9167 | 28875.85 | 6 | 2029
2029-06-22 | 18108.37 | 17784.55 | 17139.56 | 16942.35 | 17283 | 17959.48 | 18795.99 | 20057.98 | 21267.69 | 22741.17 | 24762.01 | 26302.51 | 27430.09 | 28398.54 | 29096.37 | 29554.72 | 29578.36 | 28990.91 | 27634.58 | 26331.99 | 25383.49 | 23704.82 | 21419.21 | 19691.08 | 556.3588 | 29578.36 | 6 | 2029
2029-06-23 | 18485.55 | 17590.41 | 16867.16 | 16505.79 | 16425.94 | 16085.32 | 15970.97 | 17639.48 | 19563.17 | 21219.86 | 22788.41 | 24408.48 | 25602.09 | 26530.65 | 27280.95 | 27790.46 | 27911.2 | 27416.41 | 26147.88 | 24989.95 | 24140.16 | 22656 | 20867.27 | 19294.44 | 524.178 | 27911.2 | 6 | 2029
2029-06-24 | 18238.28 | 17286.57 | 16586.66 | 16245.4 | 16184.52 | 15863.2 | 15754.32 | 17381.4 | 19225.15 | 20783.59 | 22151.21 | 23543.02 | 24633.15 | 25488.37 | 26199.35 | 26698.35 | 26830.57 | 26371.79 | 25174.78 | 24089.22 | 23306.99 | 22026.55 | 20357.38 | 18832.93 | 509.2527 | 26830.57 | 6 | 2029
2029-06-25 | 17880.8 | 18512.96 | 17817.93 | 17573.39 | 17887.6 | 18542.78 | 19383.55 | 20735.16 | 22114.73 | 24192.92 | 26474.94 | 28163.28 | 29308.73 | 30170.67 | 30699.64 | 30968.52 | 30842.2 | 30195.29 | 28837.38 | 27526.14 | 26568.29 | 24849.11 | 22238.33 | 20478.85 | 581.9632 | 30968.52 | 6 | 2029
2029-06-26 | 19236.6 | 18808.74 | 18087.31 | 17817.76 | 18083.51 | 18679.26 | 19497.95 | 20883.4 | 22349.92 | 24678.6 | 27146.94 | 29054.88 | 30419.69 | 31511.51 | 32223.75 | 32633 | 32572.42 | 31883.48 | 30371.67 | 28916.47 | 27832.88 | 25981.77 | 23150.55 | 21115.17 | 602.9372 | 32633 | 6 | 2029
2029-06-27 | 19728.9 | 19082.03 | 18341.44 | 18055.24 | 18309.04 | 18899.09 | 19721.39 | 21138.15 | 22776.3 | 25207.4 | 27765.12 | 29719.09 | 31079.79 | 32126.47 | 32770.41 | 33105.31 | 32989.3 | 32280.82 | 30771.33 | 29318.02 | 28230.42 | 26365.62 | 23524.39 | 21383.24 | 612.6883 | 33105.31 | 6 | 2029
2029-06-28 | 19986.24 | 18378.54 | 17690.05 | 17449 | 17741.06 | 18363.61 | 19192.5 | 20519.38 | 21871.81 | 23846.01 | 26120.16 | 27857.07 | 29095.33 | 30106.07 | 30783.39 | 31194.56 | 31161.21 | 30522.61 | 29098.46 | 27735.1 | 26732.63 | 24970.63 | 22286.03 | 20497.44 | 583.1989 | 31194.56 | 6 | 2029
2029-06-29 | 19257.76 | 18197.62 | 17522.58 | 17299.63 | 17618.58 | 18279.28 | 19121.56 | 20434.03 | 21742.23 | 23554.08 | 25743.48 | 27420.07 | 28632.35 | 29636.64 | 30327.58 | 30751.58 | 30737.4 | 30112.54 | 28697.28 | 27341.21 | 26327.45 | 24578.96 | 22016.42 | 20244.74 | 575.5951 | 30751.58 | 6 | 2029
2029-06-30 | 18996.15 | 18081.72 | 17322.29 | 16929.84 | 16823.28 | 16460.91 | 16347.67 | 18077.96 | 20120.85 | 21926.52 | 23952.59 | 25738.69 | 27038.23 | 28015.43 | 28763.77 | 29237.41 | 29313.44 | 28770.94 | 27428.65 | 26199.6 | 25272.76 | 23704.23 | 21581.06 | 19953.92 | 546.0579 | 29313.44 | 6 | 2029
2029-07-01 | 18834.77 | 18489.81 | 17714.09 | 17290.87 | 17162.01 | 16800.96 | 16461.62 | 18048.1 | 20052.33 | 21832.83 | 23530.51 | 25559.24 | 27141.92 | 28454.45 | 29550.13 | 30315.67 | 30537.51 | 29959.54 | 28422.63 | 26982.6 | 25945.58 | 24154.97 | 22103.76 | 20454.65 | 555.8006 | 30537.51 | 7 | 2029
2029-07-02 | 19249.7 | 18901.76 | 18194.13 | 17923.98 | 18224.87 | 18902.64 | 19544.39 | 20743.8 | 22069.38 | 23782.95 | 26197.79 | 28131.09 | 29565.91 | 30774.13 | 31657 | 32222.9 | 32245.16 | 31559.65 | 29994.81 | 28471.73 | 27386.66 | 25420.31 | 22802.18 | 21011.85 | 594.9788 | 32245.16 | 7 | 2029
2029-07-03 | 19688.43 | 17012.63 | 16444.95 | 16294.11 | 16681.7 | 17433.6 | 18089.91 | 19024.95 | 19861.06 | 20824.87 | 21897.65 | 22703.84 | 23477.09 | 24415.6 | 25232.14 | 25899.53 | 26095.47 | 25636.27 | 24425.79 | 23274.15 | 22721.91 | 21653.26 | 19920.27 | 18375.25 | 507.0844 | 26095.47 | 7 | 2029
2029-07-04 | 17382.27 | 16412.8 | 15759.66 | 15461 | 15519.58 | 15473.81 | 15304.74 | 16422.24 | 17874.45 | 19382.2 | 20808.85 | 21832.5 | 22438.19 | 23141.69 | 24020.67 | 24768.74 | 24956.84 | 24366.94 | 23077.84 | 22248.79 | 21834.13 | 20873.05 | 19339.16 | 17905.04 | 476.6052 | 24956.84 | 7 | 2029
2029-07-05 | 17213.81 | 18311.58 | 17645.76 | 17410.18 | 17720.91 | 18400.34 | 19041.05 | 20147.81 | 21314.2 | 22686.88 | 24618.35 | 26343.19 | 27640.6 | 28810.24 | 29711.78 | 30352.41 | 30457.26 | 29847.95 | 28374.97 | 26958.05 | 25973.08 | 24111.82 | 21945.48 | 20224.9 | 565.2626 | 30457.26 | 7 | 2029
2029-07-06 | 19018.33 | 19076.35 | 18351.84 | 18076.5 | 18362.9 | 19043.25 | 19689.24 | 20902.72 | 22250.07 | 24081.16 | 26533.46 | 28486.77 | 29910.72 | 31098.78 | 31945.57 | 32472.45 | 32472.06 | 31779.81 | 30209.07 | 28685.75 | 27580.14 | 25598.57 | 22913.96 | 21128.29 | 599.6678 | 32472.45 | 7 | 2029
2029-07-07 | 19813.49 | 17797.08 | 17075.6 | 16699.42 | 16616.03 | 16306.23 | 15993.91 | 17481.76 | 19298.97 | 20850.89 | 22231.83 | 23490.48 | 24815.95 | 25941.97 | 26931.67 | 27662.49 | 27913.38 | 27429.83 | 26070.86 | 24821.43 | 23941.67 | 22601.48 | 20941.24 | 19407.17 | 522.1348 | 27913.38 | 7 | 2029
2029-07-08 | 18440.6 | 17349.03 | 16661.37 | 16314.54 | 16257.27 | 15972.58 | 15669.39 | 17097.72 | 18802.33 | 20214.56 | 21454.63 | 22500.06 | 23429.47 | 24498.77 | 25479.97 | 26236.84 | 26530.8 | 26099.05 | 24816.81 | 23649.23 | 22934.56 | 21889.34 | 20285.54 | 18805.3 | 501.3898 | 26530.8 | 7 | 2029
2029-07-09 | 17899.9 | 17979.29 | 17340.98 | 17131.24 | 17484.43 | 18211.74 | 18876.47 | 19953.93 | 21052.19 | 22333.41 | 23944.47 | 25573.32 | 26833.29 | 27984.93 | 28905.58 | 29569.93 | 29709.26 | 29127.9 | 27684.95 | 26300.95 | 25326.52 | 23501.07 | 21557.1 | 19859.69 | 554.1425 | 29709.26 | 7 | 2029
2029-07-10 | 18713.69 | 19692.74 | 18926.94 | 18604.76 | 18845.68 | 19475.55 | 20121.51 | 21396.74 | 22883.19 | 25284.67 | 27986.78 | 30099.16 | 31568.97 | 32720.97 | 33466.85 | 33880.2 | 33782.52 | 33045.49 | 31451.61 | 29913.43 | 28791.34 | 26756.41 | 23836.26 | 21863.49 | 623.1089 | 33880.2 | 7 | 2029
2029-07-11 | 20499.3 | 19889.62 | 19109.06 | 18774.19 | 19003.52 | 19623.1 | 20269.38 | 21570.13 | 23106.67 | 25691.77 | 28487.14 | 30683.81 | 32217.77 | 33412.48 | 34178.04 | 34592.86 | 34485.93 | 33726.93 | 32088.7 | 30508.21 | 29341.38 | 27260.51 | 24297.61 | 22157.81 | 634.9759 | 34592.86 | 7 | 2029
2029-07-12 | 20782.83 | 19315.31 | 18576.86 | 18278.66 | 18537.88 | 19181.66 | 19834.88 | 21063.3 | 22465.07 | 24532.78 | 27099.37 | 29138.78 | 30607.22 | 31816.19 | 32651.83 | 33165.53 | 33149.86 | 32448.04 | 30856 | 29329.26 | 28208.86 | 26194.42 | 23308.79 | 21497.92 | 612.0413 | 33165.53 | 7 | 2029
2029-07-13 | 20219.4 | 18976.09 | 18260.49 | 17993.26 | 18287.84 | 18982.66 | 19650.99 | 20845.7 | 22162.93 | 23905.22 | 26308.25 | 28225.13 | 29627.33 | 30805.86 | 31651.33 | 32184.62 | 32204.17 | 31533.54 | 29978.21 | 28487.3 | 27381.12 | 25410.97 | 22797.29 | 21024.77 | 596.9045 | 32204.17 | 7 | 2029
2029-07-14 | 19768.53 | 18171.81 | 17424.18 | 17025.71 | 16924.9 | 16608.2 | 16314.09 | 17843.5 | 19744.58 | 21403.35 | 22888.82 | 24541.86 | 25926.56 | 27061.85 | 28020.38 | 28698.55 | 28908.01 | 28397.2 | 26997.13 | 25720.2 | 24783.03 | 23149.51 | 21457.73 | 19893 | 537.6727 | 28908.01 | 7 | 2029
2029-07-15 | 18838.32 | 16690.1 | 16052.98 | 15750.31 | 15732.54 | 15490.04 | 15215.35 | 16552.7 | 18089.9 | 19294.95 | 20330.12 | 21213.29 | 21934.46 | 22624.78 | 23443.28 | 24253.41 | 24626.9 | 24277.27 | 23094.94 | 22344.02 | 21870.54 | 20901.28 | 19375.78 | 17969.6 | 475.9669 | 24626.9 | 7 | 2029
2029-07-16 | 17195.27 | 17538.12 | 16935.02 | 16756.15 | 17139.06 | 17903.74 | 18600.35 | 19611.89 | 20589.96 | 21724.62 | 22974.96 | 24300.34 | 25419.98 | 26479.4 | 27355.33 | 28016.02 | 28191.8 | 27675.84 | 26330.44 | 25064.65 | 24164.78 | 22691.45 | 20879.01 | 19248.09 | 532.7863 | 28191.8 | 7 | 2029
2029-07-17 | 18172.25 | 18496.82 | 17820.13 | 17575.81 | 17881.78 | 18571.48 | 19250.13 | 20369.21 | 21568.58 | 22985.9 | 25108.02 | 26879.82 | 28196.9 | 29359.76 | 30232 | 30835.49 | 30927.54 | 30320.25 | 28833.99 | 27432.18 | 26404.13 | 24511.37 | 22217.32 | 20488 | 574.4389 | 30927.54 | 7 | 2029
2029-07-18 | 19241.59 | 18667.61 | 17979.11 | 17724.61 | 18023.19 | 18710.52 | 19395.89 | 20533.71 | 21769.66 | 23247.7 | 25524.08 | 27333.29 | 28657.84 | 29802.56 | 30640.03 | 31202.86 | 31265.44 | 30646.63 | 29155.06 | 27751.59 | 26711.26 | 24802.86 | 22413.71 | 20677.07 | 581.8779 | 31265.44 | 7 | 2029
2029-07-19 | 19448.97 | 18782.27 | 18085.06 | 17823.06 | 18114.72 | 18795.22 | 19478.72 | 20631.89 | 21897.36 | 23481.79 | 25812.54 | 27670.22 | 29031.14 | 30199.68 | 31047.92 | 31611.06 | 31666.96 | 31034.44 | 29517.64 | 28088.58 | 27024.21 | 25090.12 | 22597.47 | 20844.29 | 587.7753 | 31666.96 | 7 | 2029
2029-07-20 | 19604.59 | 18641.81 | 17954.59 | 17712.25 | 18033.69 | 18768.08 | 19473.64 | 20612.42 | 21827.57 | 23269.02 | 25464.05 | 27185.66 | 28411.1 | 29439.06 | 30174.44 | 30643.32 | 30660.77 | 30052.58 | 28619.66 | 27272.45 | 26258.85 | 24393.05 | 22165.39 | 20469.34 | 577.1074 | 30660.77 | 7 | 2029
2029-07-21 | 19329.86 | 18572.15 | 17799.41 | 17379.31 | 17267.86 | 16962.18 | 16701.16 | 18265.72 | 20235.47 | 21988.04 | 23655.44 | 25478.42 | 26766.16 | 27727.98 | 28481.92 | 28965.31 | 29055.96 | 28537.2 | 27203.28 | 26007.52 | 25102.7 | 23444.95 | 21721.45 | 20181.63 | 546.8311 | 29055.96 | 7 | 2029
2029-07-22 | 19190.95 | 18856.24 | 18061.52 | 17622.58 | 17492.48 | 17167.53 | 16903.53 | 18507.17 | 20554.2 | 22401.1 | 24393.36 | 26365.74 | 27783.68 | 28850.13 | 29672.65 | 30190.64 | 30285.3 | 29729.73 | 28306.02 | 27023.07 | 26031.91 | 24288.54 | 22254.89 | 20660.08 | 562.593 | 30285.3 | 7 | 2029
2029-07-23 | 19556.35 | 19866.74 | 19095.34 | 18770.82 | 19036.23 | 19719.6 | 20432.5 | 21726.67 | 23244.22 | 25822.15 | 28555.15 | 30658.71 | 32082.89 | 33128.13 | 33755 | 34043.24 | 33887.4 | 33158.51 | 31600.06 | 30126.88 | 28981.86 | 26946.52 | 24062.02 | 22041.87 | 630.2989 | 34043.24 | 7 | 2029
2029-07-24 | 20669.41 | 17918.54 | 17287.85 | 17083.82 | 17428.34 | 18166.17 | 18885.76 | 19918.94 | 20961.78 | 22188.01 | 23689.16 | 25218.39 | 26357.51 | 27406.22 | 28226.09 | 28829.8 | 28972.09 | 28449.5 | 27087.09 | 25835.76 | 24902.4 | 23173.13 | 21338.85 | 19694.44 | 549.6891 | 28972.09 | 7 | 2029
2029-07-25 | 18667.3 | 18177.14 | 17528.1 | 17308.23 | 17640.44 | 18371.57 | 19096.92 | 20160.17 | 21261.15 | 22561.38 | 24322.14 | 25919.33 | 27084.82 | 28123.34 | 28907.1 | 29462.6 | 29565.96 | 29022.36 | 27641.5 | 26374.86 | 25416.3 | 23610.98 | 21659.53 | 19998.29 | 557.8815 | 29565.96 | 7 | 2029
2029-07-26 | 18874.89 | 18443.14 | 17774.58 | 17537.86 | 17855.78 | 18575.72 | 19301.89 | 20398.36 | 21563.27 | 22943.61 | 24981.32 | 26668.1 | 27887.15 | 28945.55 | 29720.86 | 30250 | 30324.46 | 29754.33 | 28336.25 | 27033.39 | 26035.45 | 24185.77 | 22033.5 | 20345.17 | 569.7704 | 30324.46 | 7 | 2029
2029-07-27 | 19206.64 | 19542.88 | 18790.64 | 18492.53 | 18767.27 | 19471.36 | 20199.02 | 21445.6 | 22873.99 | 25130.36 | 27725.03 | 29758.53 | 31178.58 | 32288.45 | 33006.39 | 33395.03 | 33329.29 | 32639.77 | 31072.17 | 29609.2 | 28439.97 | 26411.67 | 23546.88 | 21689.91 | 618.0112 | 33395.03 | 7 | 2029
2029-07-28 | 20333.53 | 18903.91 | 18107.87 | 17668.31 | 17539.71 | 17227.63 | 16995.6 | 18596.35 | 20645.92 | 22498.64 | 24541.59 | 26521.45 | 27940 | 28999.13 | 29806.21 | 30308.27 | 30406.68 | 29863.14 | 28439.59 | 27180.61 | 26165.54 | 24410.53 | 22343.12 | 20749.84 | 566.1932 | 30406.68 | 7 | 2029
2029-07-29 | 19653.58 | 19002.72 | 18199.44 | 17753.7 | 17619.65 | 17303.56 | 17073.63 | 18686.53 | 20760.35 | 22643.31 | 24792.9 | 26812.28 | 28259.4 | 29335.81 | 30148.69 | 30648.18 | 30740.98 | 30187.72 | 28744.43 | 27468 | 26431.41 | 24654.76 | 22500.69 | 20894.48 | 570.3162 | 30740.98 | 7 | 2029
2029-07-30 | 19736.64 | 18929.4 | 18228.89 | 17966.56 | 18284.84 | 19022.42 | 19777.12 | 20944.57 | 22233.01 | 23969.32 | 26316.05 | 28150.6 | 29453.55 | 30505.17 | 31227.08 | 31661.12 | 31659.93 | 31040.94 | 29568.31 | 28215.55 | 27133.84 | 25206.43 | 22715.64 | 20982.5 | 592.9295 | 31661.12 | 7 | 2029
2029-07-31 | 19750.48 | 19039.27 | 18327.74 | 18054.32 | 18340.94 | 19041.42 | 19788.2 | 20955.38 | 22262.88 | 24087.09 | 26497.91 | 28410.34 | 29784.96 | 30928.01 | 31719.19 | 32217.39 | 32252.67 | 31629.31 | 30103.94 | 28712.42 | 27590.07 | 25616.86 | 22961.66 | 21201.99 | 599.2744 | 32252.67 | 7 | 2029
2029-08-01 | 19253.9 | 19819.81 | 18904.75 | 18519.04 | 18834.87 | 19867.03 | 20704.94 | 21919.59 | 23676.66 | 26029.59 | 28674.9 | 30778.09 | 32285.61 | 33438.39 | 34159.94 | 34531.79 | 34421.04 | 33632.62 | 32052.59 | 30808.01 | 29645.68 | 27196.49 | 24350.78 | 22128.13 | 635.6342 | 34531.79 | 8 | 2029
2029-08-02 | 20655.2 | 19562.35 | 18666.25 | 18297.16 | 18625.88 | 19669.36 | 20515.98 | 21697.57 | 23395.78 | 25644.23 | 28218.2 | 30282.25 | 31787.45 | 32967.63 | 33733.35 | 34155.33 | 34087.3 | 33318.6 | 31740.77 | 30505.29 | 29343 | 26904.64 | 24092.82 | 21880.27 | 629.7467 | 34155.33 | 8 | 2029
2029-08-03 | 20481.55 | 18933.69 | 18085.02 | 17764.97 | 18147.3 | 19256.89 | 20127.87 | 21235.26 | 22775.32 | 24746.67 | 27097.18 | 28987.66 | 30392.79 | 31527.31 | 32301.05 | 32752.96 | 32734.26 | 32014.56 | 30497.1 | 29323.86 | 28197.01 | 25827.85 | 23175.49 | 21033.39 | 607.417 | 32752.96 | 8 | 2029
2029-08-04 | 19741.33 | 18821.81 | 17870.01 | 17343.07 | 17207.85 | 17088.8 | 16821.65 | 18433.52 | 20860.72 | 23184.42 | 25438.54 | 27437.62 | 28928.19 | 30036.37 | 30860.86 | 31355.16 | 31421.28 | 30781.53 | 29333.29 | 28282.81 | 27231.69 | 25030.28 | 22689.78 | 20720.91 | 576.9215 | 31421.28 | 8 | 2029
2029-08-05 | 19541.64 | 18650.83 | 17711.68 | 17195.72 | 17069.82 | 16959.95 | 16698.35 | 18287.67 | 20673.72 | 22946.11 | 25126.72 | 27086.71 | 28557.39 | 29662.49 | 30496.49 | 31007.86 | 31092.58 | 30467.15 | 29032.85 | 27999.75 | 26960.55 | 24776.19 | 22471.53 | 20517.86 | 570.9916 | 31092.58 | 8 | 2029
2029-08-06 | 19362.36 | 19618.55 | 18722.81 | 18356.84 | 18712.41 | 19799.37 | 20687.68 | 21880.63 | 23590.98 | 25862.68 | 28438.28 | 30493.81 | 31985.8 | 33119.96 | 33839.21 | 34206.44 | 34111.95 | 33344.93 | 31779.45 | 30564.29 | 29381.39 | 26941.91 | 24145.37 | 21940.68 | 630.8878 | 34206.44 | 8 | 2029
2029-08-07 | 20480.89 | 18989.08 | 18138.51 | 17809.27 | 18174.74 | 19264.72 | 20156.37 | 21252.86 | 22799.47 | 24796.38 | 27170.14 | 29074.12 | 30476.49 | 31605.69 | 32363.96 | 32812.05 | 32798.55 | 32092.23 | 30586.6 | 29447.41 | 28334.47 | 25967.74 | 23303.76 | 21161.73 | 609.0572 | 32812.05 | 8 | 2029
2029-08-08 | 19837.98 | 18532.98 | 17716.63 | 17417.08 | 17807.57 | 18921.08 | 19824.93 | 20861.39 | 22297.42 | 24134.81 | 26331.95 | 28130.8 | 29480.17 | 30602.09 | 31387.38 | 31882.85 | 31919.62 | 31251.39 | 29783.07 | 28688.59 | 27609.02 | 25288.54 | 22719.95 | 20618.26 | 593.0456 | 31919.62 | 8 | 2029
2029-08-09 | 19320.85 | 17037.98 | 16333.79 | 16130.96 | 16604.95 | 17794.42 | 18719.54 | 19560.82 | 20628.72 | 22007.23 | 23604.29 | 24933.84 | 26038.95 | 27056.76 | 27858.24 | 28450.6 | 28611.09 | 28066.98 | 26768.92 | 25853.91 | 24939.21 | 22951.58 | 20606.51 | 18668.02 | 538.5482 | 28611.09 | 8 | 2029
2029-08-10 | 17692.66 | 17719.54 | 16962.54 | 16722.58 | 17172.58 | 18353.36 | 19282.9 | 20225.43 | 21470.21 | 23064.03 | 24907.07 | 26538.17 | 27830.29 | 28976.35 | 29847.62 | 30445.85 | 30581.87 | 29970.07 | 28532.95 | 27476.62 | 26406.32 | 24174.99 | 21722.14 | 19676.83 | 565.753 | 30581.87 | 8 | 2029
2029-08-11 | 18416.81 | 17870.37 | 16992.49 | 16530.13 | 16452.6 | 16401.37 | 16194.64 | 17670.66 | 19854.49 | 21877.77 | 23774.47 | 25459.28 | 26807.59 | 27863.54 | 28706.69 | 29269.2 | 29434.9 | 28890.38 | 27542.19 | 26625.38 | 25645.46 | 23631.6 | 21433.86 | 19567.34 | 542.9132 | 29434.9 | 8 | 2029
2029-08-12 | 18486.52 | 18204.34 | 17301.19 | 16817.24 | 16720.14 | 16650.87 | 16442.8 | 17962.71 | 20231.62 | 22360.21 | 24367.25 | 26208.78 | 27637.34 | 28745.87 | 29612.2 | 30174.71 | 30326.72 | 29753.48 | 28349.69 | 27378.81 | 26343.6 | 24222.28 | 21974.67 | 20060.09 | 556.3331 | 30326.72 | 8 | 2029
2029-08-13 | 18866.73 | 17419.02 | 16688.1 | 16465.49 | 16940.44 | 18140.1 | 19094.46 | 19997.84 | 21178.91 | 22690.6 | 24435.27 | 26001.28 | 27277.67 | 28422.39 | 29313.45 | 29942.77 | 30113.05 | 29528.89 | 28116.03 | 27095.78 | 26044.01 | 23868.52 | 21439.26 | 19411.19 | 558.4913 | 30113.05 | 8 | 2029
2029-08-14 | 18182.52 | 16864.15 | 16177.6 | 15990.27 | 16484.5 | 17713.1 | 18684.98 | 19486.8 | 20485.84 | 21785.77 | 23286.22 | 24464.92 | 25437.63 | 26323.8 | 27012.62 | 27523.71 | 27660.69 | 27157.14 | 25950.86 | 25147.69 | 24309.65 | 22422.08 | 20152.66 | 18285.98 | 526.9912 | 27660.69 | 8 | 2029
2029-08-15 | 17349.77 | 16586.8 | 15923.65 | 15756.75 | 16269.3 | 17517.44 | 18501.82 | 19262.98 | 20185.95 | 21391.59 | 22797.71 | 23892.34 | 24771.56 | 25631.14 | 26317.06 | 26842.9 | 27005.63 | 26531.73 | 25363.41 | 24603.75 | 23837.05 | 21985.87 | 19753.64 | 17922.35 | 516.0022 | 27005.63 | 8 | 2029
2029-08-16 | 17039.88 | 17608.95 | 16866.32 | 16631.09 | 17082.18 | 18272.37 | 19244.73 | 20143.41 | 21330.97 | 22864.59 | 24620.28 | 26135.7 | 27284.54 | 28284.65 | 29021.72 | 29530.04 | 29636.1 | 29070.04 | 27741.82 | 26821.84 | 25846.4 | 23734.57 | 21355.76 | 19383.55 | 555.5515 | 29636.1 | 8 | 2029
2029-08-17 | 18238.38 | 18039.48 | 17264.67 | 17009.87 | 17455.85 | 18661.43 | 19650.24 | 20611.63 | 21901.37 | 23560.72 | 25493.49 | 27115.15 | 28335.46 | 29361.03 | 30090.97 | 30557.1 | 30624.91 | 30021.89 | 28634.41 | 27654.7 | 26594.93 | 24360.64 | 21939.37 | 19923.27 | 573.101 | 30624.91 | 8 | 2029
2029-08-18 | 18693.97 | 17363.48 | 16526.73 | 16100.81 | 16056.88 | 16053.28 | 15906.08 | 17302.68 | 19350.88 | 21208.34 | 22946.28 | 24441.17 | 25715.5 | 26751.84 | 27610.07 | 28213.16 | 28444.55 | 27960.64 | 26661.19 | 25827.08 | 24865.67 | 22955.85 | 20816.63 | 19003.92 | 526.7767 | 28444.55 | 8 | 2029
2029-08-19 | 17981.08 | 17434.84 | 16591.63 | 16160.43 | 16109.06 | 16095.08 | 15946.83 | 17355.91 | 19431.32 | 21320.13 | 23102.87 | 24672.86 | 26031.02 | 27148.42 | 28076.18 | 28731.45 | 28990.19 | 28494.37 | 27141.18 | 26256.99 | 25244.73 | 23263.85 | 21084.81 | 19233.33 | 531.8986 | 28990.19 | 8 | 2029
2029-08-20 | 18103.23 | 18091.73 | 17315.56 | 17054.66 | 17503.09 | 18703.7 | 19710.09 | 20681.28 | 22001.79 | 23694.71 | 25695.36 | 27392.72 | 28703.52 | 29807.85 | 30605.29 | 31121.26 | 31217.67 | 30607.8 | 29171.09 | 28153.51 | 27043.22 | 24744.84 | 22274.61 | 20214.4 | 579.613 | 31217.67 | 8 | 2029
2029-08-21 | 18896.79 | 19331.1 | 18462.76 | 18119.85 | 18481.56 | 19608.18 | 20604.48 | 21713.99 | 23310.3 | 25428.01 | 27875.78 | 29827.78 | 31235.02 | 32328.09 | 33017.05 | 33389.97 | 33357.38 | 32668.77 | 31160.97 | 30077.15 | 28900.61 | 26494.87 | 23790.93 | 21646.24 | 619.7276 | 33389.97 | 8 | 2029
2029-08-22 | 20176.92 | 18282.53 | 17491.93 | 17216.44 | 17633.44 | 18808.11 | 19824.19 | 20799.03 | 22146.62 | 23881.64 | 25954.56 | 27682.55 | 28991.41 | 30094.69 | 30871.39 | 31373.95 | 31466.01 | 30859.73 | 29421.51 | 28420.93 | 27310.41 | 24999.99 | 22497.84 | 20434.1 | 586.6399 | 31466.01 | 8 | 2029
2029-08-23 | 19149.9 | 18591.05 | 17778.91 | 17484.75 | 17888.73 | 19057.9 | 20078.66 | 21088.46 | 22500.94 | 24319.87 | 26507.61 | 28272.37 | 29571.2 | 30626.77 | 31335.4 | 31765.68 | 31804.95 | 31181.93 | 29750.11 | 28755.55 | 27645.1 | 25325.55 | 22792.94 | 20724.59 | 593.9989 | 31804.95 | 8 | 2029
2029-08-24 | 19412.04 | 17948.34 | 17183.03 | 16937.51 | 17392.55 | 18622 | 19663.99 | 20601.49 | 21861.59 | 23486.25 | 25387.29 | 27010.85 | 28254.85 | 29317.36 | 30083.42 | 30583.82 | 30694.82 | 30115.57 | 28712.93 | 27750.71 | 26648.26 | 24391.81 | 21970.02 | 19951.06 | 573.9816 | 30694.82 | 8 | 2029
2029-08-25 | 18702.31 | 17090.6 | 16277.64 | 15873.08 | 15850.08 | 15883.24 | 15793.32 | 17140.47 | 19109.71 | 20872.22 | 22521.06 | 23953.6 | 25151.78 | 26178.99 | 27044.24 | 27668.31 | 27943.78 | 27501.87 | 26227.99 | 25452.26 | 24487.81 | 22623.82 | 20518.79 | 18736.9 | 518.6039 | 27943.78 | 8 | 2029
2029-08-26 | 17717.5 | 16832.58 | 16039.75 | 15652.47 | 15645.27 | 15696.16 | 15618.31 | 16929.03 | 18831.65 | 20511.92 | 22077.92 | 23441.94 | 24547.34 | 25547.33 | 26405.94 | 27039.13 | 27334.49 | 26917.79 | 25678.91 | 24943.99 | 24045.59 | 22215.06 | 20144.22 | 18395.2 | 508.2095 | 27334.49 | 8 | 2029
2029-08-27 | 17393.07 | 16914.17 | 16228.53 | 16046.5 | 16562.63 | 17838.22 | 18912.32 | 19719.62 | 20748.91 | 22079.38 | 23651.23 | 25013.23 | 26207.98 | 27316.08 | 28200.47 | 28852.75 | 29100.23 | 28600.39 | 27246.79 | 26353.19 | 25296.26 | 23218.25 | 20862.04 | 18900.45 | 541.2627 | 29100.23 | 8 | 2029
2029-08-28 | 17660 | 17016.07 | 16321.88 | 16130.05 | 16618.2 | 17866.59 | 18938.78 | 19741.49 | 20779.3 | 22127.7 | 23720.4 | 25103.96 | 26283.29 | 27385.38 | 28252.33 | 28898.87 | 29145.72 | 28651.85 | 27306 | 26431.91 | 25390.75 | 23305.37 | 20946.38 | 18989.37 | 543.0116 | 29145.72 | 8 | 2029
2029-08-29 | 17751.08 | 16809.76 | 16131.17 | 15952.91 | 16452.27 | 17712.02 | 18793.71 | 19568.66 | 20557.11 | 21843.59 | 23379.32 | 24694.47 | 25860.73 | 26971.76 | 27861.81 | 28538.58 | 28814.73 | 28338.59 | 27002.31 | 26144.04 | 25108.81 | 23058.59 | 20714.22 | 18770.91 | 536.8311 | 28814.73 | 8 | 2029
2029-08-30 | 17548.33 | 16526.46 | 15870.46 | 15711.49 | 16229.63 | 17511.81 | 18607.62 | 19341.15 | 20252.49 | 21444.83 | 22880.6 | 24078.61 | 25139.5 | 26191.4 | 27047.05 | 27711.96 | 27997.48 | 27551.64 | 26271.33 | 25474.33 | 24486.95 | 22534.18 | 20239.66 | 18344.43 | 524.9934 | 27997.48 | 8 | 2029
2029-08-31 | 17213.96 | 16004.63 | 15389.7 | 15273.79 | 15845.41 | 17201.91 | 18327.78 | 18994.66 | 19758.68 | 20769.69 | 21995.98 | 22989.41 | 23811.78 | 24656.36 | 25406.02 | 26002.27 | 26276.71 | 25882.24 | 24721.95 | 24067.82 | 23247.35 | 21396.23 | 19217.11 | 17430.19 | 501.8816 | 26276.71 | 8 | 2029
2029-09-01 | 17586.91 | 15936.31 | 15404.24 | 15176.9 | 15259.09 | 15383.22 | 15408.27 | 16191.17 | 17455.13 | 18513.4 | 19480.57 | 20402.99 | 21182.61 | 22037.75 | 22933.1 | 23638.72 | 23881.55 | 23301.56 | 22256.89 | 22018.48 | 20850.02 | 19460.49 | 17956.23 | 16706.65 | 458.4223 | 23881.55 | 9 | 2029
2029-09-02 | 16188.67 | 15798.37 | 15278.46 | 15061.48 | 15156.32 | 15299.29 | 15337.45 | 16096.24 | 17313.8 | 18317.61 | 19217.82 | 20060.84 | 20758.43 | 21410.37 | 22191.44 | 22837.63 | 23058 | 22504.03 | 21533.77 | 21401.77 | 20403.37 | 19061.99 | 17606.65 | 16404.42 | 448.2982 | 23058 | 9 | 2029
2029-09-03 | 15797.04 | 17142.93 | 16489.22 | 16176.87 | 16280.79 | 16573.97 | 16741.47 | 17499.4 | 19048.27 | 20864.23 | 23023.44 | 24925.73 | 26157.06 | 27149.19 | 27952.36 | 28495.55 | 28445.06 | 27509.83 | 26134.74 | 25662.37 | 24070.44 | 21971.79 | 20169.14 | 18715.98 | 522.9969 | 28495.55 | 9 | 2029
2029-09-04 | 17905.68 | 18342.46 | 17727.53 | 17519.39 | 17889.38 | 18917.29 | 19898.64 | 20536.78 | 21611.05 | 23514.5 | 25674.83 | 27516.49 | 28909.26 | 30085.62 | 30881.6 | 31361.29 | 31302.09 | 30433.84 | 29023.15 | 28374.18 | 26618.61 | 24258.53 | 21683.25 | 20045.29 | 580.0307 | 31361.29 | 9 | 2029
2029-09-05 | 18937.67 | 17482.54 | 16931.45 | 16778.72 | 17195.9 | 18265.73 | 19261.73 | 19788.82 | 20655.24 | 21930.24 | 23761.18 | 25355.4 | 26614.64 | 27758.81 | 28602.21 | 29178.09 | 29222.6 | 28438.02 | 27121.06 | 26576.26 | 24910.09 | 22664.26 | 20544.86 | 18987.11 | 546.9626 | 29222.6 | 9 | 2029
2029-09-06 | 18060.38 | 17140.24 | 16615.16 | 16484.95 | 16922.95 | 18015.04 | 19022.99 | 19503.15 | 20281.76 | 21367.94 | 22989.46 | 24459.75 | 25630.94 | 26721.8 | 27545.67 | 28128.54 | 28198.44 | 27452.63 | 26196.95 | 25719.77 | 24107.69 | 21924.58 | 20025.72 | 18513.94 | 531.0304 | 28198.44 | 9 | 2029
2029-09-07 | 17664.67 | 16960.27 | 16449.64 | 16338.36 | 16806.53 | 17942.68 | 18969.61 | 19434.05 | 20165.02 | 21188.85 | 22631.93 | 24026.85 | 25150.44 | 26208.24 | 27019.79 | 27593.4 | 27670.75 | 26941.58 | 25709.16 | 25254.94 | 23640.68 | 21521.49 | 19714.18 | 18228.47 | 523.2316 | 27670.75 | 9 | 2029
2029-09-08 | 17395.29 | 16857.88 | 16262.6 | 15980.31 | 16021.86 | 16134.33 | 16205.39 | 17087.85 | 18552.28 | 19867.54 | 21077.07 | 22327.42 | 23445.56 | 24370.57 | 25136.76 | 25676 | 25797.33 | 25160.97 | 24062.16 | 23796.51 | 22316.12 | 20674.67 | 19113.54 | 17810.26 | 491.1303 | 25797.33 | 9 | 2029
2029-09-09 | 17174.26 | 17352.32 | 16718.54 | 16403.19 | 16411.21 | 16488.24 | 16554.02 | 17505.28 | 19107 | 20589.13 | 22074.28 | 23764.74 | 25111.08 | 26227.39 | 27125.49 | 27738.03 | 27876.21 | 27179.39 | 25923.14 | 25505.36 | 23873.93 | 21785.22 | 20087.09 | 18679.79 | 517.2543 | 27876.21 | 9 | 2029
2029-09-10 | 17813.97 | 17485.78 | 16937.74 | 16790.69 | 17234.28 | 18343.68 | 19386.26 | 19920.46 | 20797.97 | 22098.35 | 23949.22 | 25593.93 | 26930.23 | 28137.06 | 29035.96 | 29642.91 | 29716.55 | 28933.26 | 27566.91 | 26993.16 | 25240.29 | 22945.02 | 20745.73 | 19161.5 | 551.4009 | 29716.55 | 9 | 2029
2029-09-11 | 18108.56 | 17008.63 | 16494.47 | 16374.07 | 16818.89 | 17924.37 | 18967.87 | 19425.5 | 20175.95 | 21225.9 | 22781.36 | 24282.36 | 25528.96 | 26723.07 | 27650.14 | 28325.35 | 28471 | 27744.35 | 26438.58 | 25941.32 | 24259.78 | 22035.17 | 20090.19 | 18557.71 | 531.3535 | 28471 | 9 | 2029
2029-09-12 | 17620.52 | 17877.53 | 17300.79 | 17125.88 | 17527.87 | 18603.7 | 19647.21 | 20210.26 | 21158.72 | 22725.31 | 24693.23 | 26390.92 | 27700.61 | 28844.3 | 29644.9 | 30159.37 | 30169.37 | 29371.11 | 28020.3 | 27473.25 | 25738.12 | 23433.54 | 21107.72 | 19523.69 | 562.0682 | 30169.37 | 9 | 2029
2029-09-13 | 18463.05 | 17212.04 | 16684.54 | 16552.48 | 16989.81 | 18096.55 | 19154.67 | 19632.21 | 20423.23 | 21526.31 | 23234.02 | 24766.34 | 26008.7 | 27168.64 | 28043.67 | 28663.15 | 28772.79 | 28037.65 | 26734.87 | 26248.27 | 24557.06 | 22320.77 | 20305.83 | 18770.35 | 538.367 | 28772.79 | 9 | 2029
2029-09-14 | 17829.23 | 16639.63 | 16155.89 | 16068.19 | 16558.04 | 17729.01 | 18810.73 | 19221.54 | 19867.6 | 20787.26 | 21988.39 | 23315.42 | 24426.08 | 25512 | 26372.4 | 27007.2 | 27159.5 | 26480.45 | 25259.47 | 24856.36 | 23220.02 | 21208.26 | 19424.27 | 17960.11 | 513.8571 | 27159.5 | 9 | 2029
2029-09-15 | 17108.58 | 15996.97 | 15467.15 | 15242.08 | 15330.63 | 15493.97 | 15620.36 | 16384.66 | 17644.74 | 18703.28 | 19685.74 | 20645.06 | 21469.18 | 22462.77 | 23389.49 | 24116.59 | 24413.07 | 23868.77 | 22787.93 | 22585.16 | 21205.92 | 19772.99 | 18256.97 | 16995.31 | 464.6474 | 24413.07 | 9 | 2029
2029-09-16 | 16341.76 | 15732.46 | 15223.32 | 15016.18 | 15121.87 | 15304.73 | 15442.76 | 16169.39 | 17358.83 | 18330.84 | 19222.82 | 20100.65 | 20862.7 | 21615.95 | 22513.66 | 23235.15 | 23546.11 | 23034.48 | 22010.33 | 21869.88 | 20694.56 | 19304.35 | 17831.18 | 16610.52 | 452.4945 | 23546.11 | 9 | 2029
2029-09-17 | 15990.11 | 15413.93 | 15031.38 | 15027.31 | 15613.12 | 16889.65 | 18025.92 | 18257.37 | 18559.9 | 19062.59 | 19722 | 20244.57 | 20649.45 | 21097.85 | 21504.03 | 21942.89 | 22059.6 | 21548.82 | 20893.7 | 20905.36 | 19952.48 | 18615.8 | 17104.58 | 15899.8 | 450.0122 | 22059.6 | 9 | 2029
2029-09-18 | 15478.32 | 15267.44 | 14895.95 | 14898.61 | 15470.4 | 16732.75 | 17869.39 | 18063.29 | 18311 | 18752.67 | 19352.48 | 19813.72 | 20156.44 | 20572.47 | 20940.8 | 21278.88 | 21397.14 | 21015.04 | 20432.1 | 20496.6 | 19594.12 | 18295.31 | 16814.87 | 15646.5 | 441.5463 | 21397.14 | 9 | 2029
2029-09-19 | 15296.75 | 15868.51 | 15446.2 | 15405.23 | 15929.2 | 17135.44 | 18258.09 | 18543.67 | 18977.68 | 19642.98 | 20508.48 | 21267.89 | 22055.22 | 22957.72 | 23710.69 | 24322.17 | 24519.62 | 23950.5 | 22918.83 | 22737.12 | 21335.16 | 19855.16 | 18201.25 | 16865.25 | 475.7088 | 24519.62 | 9 | 2029
2029-09-20 | 16159.62 | 15960.73 | 15531.81 | 15485.2 | 16003.68 | 17206.92 | 18337.73 | 18633.87 | 19092.08 | 19787.15 | 20688.1 | 21486.94 | 22388.95 | 23333.8 | 24116.41 | 24745.65 | 24952.59 | 24375.72 | 23310.79 | 23103.37 | 21603.16 | 20081.72 | 18406.43 | 17049.72 | 481.8421 | 24952.59 | 9 | 2029
2029-09-21 | 16322.84 | 15568.85 | 15173.58 | 15162.23 | 15731.15 | 17005.08 | 18162.39 | 18407.02 | 18742.73 | 19287.46 | 20003.92 | 20601.65 | 21083.73 | 21671.17 | 22277.84 | 22780.84 | 22941.18 | 22420.12 | 21516.8 | 21465.48 | 20427.23 | 19028.05 | 17471.34 | 16225.73 | 459.4784 | 22941.18 | 9 | 2029
2029-09-22 | 15707.77 | 15158.35 | 14707.69 | 14551.48 | 14714.02 | 14977.62 | 15180.99 | 15799.49 | 16782.57 | 17508.08 | 18117.15 | 18691.5 | 19165.36 | 19632.74 | 20114.25 | 20538.77 | 20752.22 | 20450.68 | 19872.69 | 19989.35 | 19062.93 | 17844.86 | 16550.71 | 15502.85 | 421.3741 | 20752.22 | 9 | 2029
2029-09-23 | 15185.57 | 15350.51 | 14881.91 | 14709.89 | 14858.55 | 15112.78 | 15322.74 | 15968.35 | 17008.95 | 17806.78 | 18491.25 | 19132.37 | 19654.55 | 20152.05 | 20643.92 | 21063.73 | 21266.48 | 20946.64 | 20334.35 | 20422.65 | 19458.89 | 18204.18 | 16878.57 | 15800.3 | 428.656 | 21266.48 | 9 | 2029
2029-09-24 | 15419.58 | 16503.3 | 16037.58 | 15962.01 | 16477.91 | 17694.13 | 18857.29 | 19230.48 | 19828.05 | 20692.27 | 21793.66 | 23045.25 | 24086.48 | 25089.65 | 25876.21 | 26458.79 | 26617.72 | 25989.82 | 24831.66 | 24540.1 | 22914.54 | 21009.99 | 19270.01 | 17844.49 | 506.071 | 26617.72 | 9 | 2029
2029-09-25 | 16935.02 | 16426.95 | 15967.66 | 15894.55 | 16396.21 | 17603.71 | 18771 | 19111.96 | 19662.38 | 20478.48 | 21485.59 | 22598.2 | 23490.52 | 24356.57 | 25019.08 | 25519.94 | 25645.29 | 25050.35 | 23992.61 | 23811.97 | 22287.92 | 20586.09 | 18903.46 | 17540.33 | 497.5358 | 25645.29 | 9 | 2029
2029-09-26 | 16785.24 | 16059.21 | 15646.83 | 15615.44 | 16159.04 | 17413.29 | 18603.42 | 18870.46 | 19268.72 | 19897.96 | 20699.75 | 21350.06 | 21972.36 | 22650.36 | 23187.04 | 23626.95 | 23760.16 | 23251.45 | 22358.31 | 22342.11 | 21093.59 | 19679.45 | 18106.4 | 16849.46 | 475.2471 | 23760.16 | 9 | 2029
2029-09-27 | 16267.03 | 15326.08 | 14986.88 | 15019.94 | 15624.89 | 16942.47 | 18158.72 | 18305.96 | 18465.5 | 18799.72 | 19289.95 | 19654.5 | 19918.43 | 20269.55 | 20589.89 | 20908.67 | 21048.6 | 20749.09 | 20229.46 | 20385.9 | 19498.74 | 18236.96 | 16810.72 | 15695.39 | 441.183 | 21048.6 | 9 | 2029
2029-09-28 | 15379.65 | 15338.04 | 15013.54 | 15066.69 | 15704.14 | 17068.98 | 18307.7 | 18447.7 | 18567.2 | 18847.7 | 19271.99 | 19574.52 | 19790.13 | 20095.06 | 20383.66 | 20674.61 | 20812.03 | 20531.81 | 20038.97 | 20216.68 | 19326.82 | 18083.29 | 16690.57 | 15604.82 | 438.8363 | 20812.03 | 9 | 2029
2029-09-29 | 15277.32 | 14592.17 | 14204.32 | 14103.34 | 14324.61 | 14670.03 | 14947.47 | 15453.82 | 16225.26 | 16695.34 | 17024.35 | 17320.24 | 17548.8 | 17807.87 | 18140.86 | 18485.34 | 18707.55 | 18503.26 | 18100.02 | 18415.89 | 17620.25 | 16551 | 15415.39 | 14520.47 | 394.655 | 18707.55 | 9 | 2029
2029-09-30 | 14420.8 | 14876.65 | 14520.69 | 14451 | 14704.06 | 15083.84 | 15387.87 | 15870.19 | 16568.29 | 16943.81 | 17169.48 | 17363.09 | 17499.96 | 17679.44 | 17955.25 | 18275.79 | 18519.14 | 18378.45 | 18050.07 | 18434.38 | 17688.72 | 16669.51 | 15583.08 | 14737.99 | 396.8315 | 18519.14 | 9 | 2029
2029-10-01 | 15035.68 | 15302.73 | 15119.62 | 15277.62 | 15990.57 | 17299.62 | 18550.15 | 18902.14 | 18887.11 | 18912.18 | 19065.5 | 19072.98 | 19012.02 | 19109.48 | 19265.39 | 19490.35 | 19582.04 | 19469.08 | 19630.52 | 19812.82 | 18739.83 | 17714.66 | 16553.34 | 15670.13 | 431.4656 | 19812.82 | 10 | 2029
2029-10-02 | 15352.61 | 15111.94 | 14910.5 | 15047.85 | 15719.89 | 16986.81 | 18210.39 | 18460.18 | 18479.69 | 18558.25 | 18775.72 | 18841.13 | 18818.76 | 18966.69 | 19153.22 | 19400.56 | 19486.12 | 19338.42 | 19460.78 | 19624.42 | 18539.01 | 17549.9 | 16369.42 | 15473.82 | 426.6361 | 19624.42 | 10 | 2029
2029-10-03 | 15187.44 | 15013.82 | 14718.15 | 14767.06 | 15348.95 | 16525.27 | 17715.96 | 18061.3 | 18332.36 | 18830.17 | 19572.83 | 20187.26 | 20674.92 | 21268.41 | 21776.78 | 22192.91 | 22268.43 | 21898.41 | 21639.51 | 21462.98 | 20054.7 | 18417.71 | 17033.6 | 15936.97 | 448.8859 | 22268.43 | 10 | 2029
2029-10-04 | 15343.21 | 15350.6 | 15037.41 | 15071.63 | 15641.22 | 16808.73 | 18004.66 | 18384.18 | 18830.38 | 19480.54 | 20333.93 | 21039.18 | 21584.53 | 22203.69 | 22709.35 | 23106.07 | 23162.44 | 22774.43 | 22477.75 | 22264.72 | 20811.69 | 19079.74 | 17508.2 | 16382.3 | 463.3906 | 23162.44 | 10 | 2029
2029-10-05 | 15737.47 | 15962.19 | 15644 | 15685.27 | 16269.65 | 17459.8 | 18709.35 | 19314.08 | 19860.64 | 20584.17 | 21527.09 | 22355.26 | 23039.87 | 23787.35 | 24399.52 | 24868.94 | 24982.31 | 24601.45 | 24211.99 | 23890.5 | 22313.66 | 20480.56 | 18442.73 | 17258.15 | 491.386 | 24982.31 | 10 | 2029
2029-10-06 | 16427.67 | 15533.94 | 15131.92 | 15003.62 | 15173.29 | 15369.9 | 15656.38 | 16473.99 | 17567.23 | 18366.59 | 19249.85 | 20200.53 | 20998.45 | 21753.36 | 22455.57 | 22996.43 | 23203.54 | 22884.22 | 22543.36 | 22338.82 | 20827.64 | 19164.63 | 17702.66 | 16654.37 | 453.678 | 23203.54 | 10 | 2029
2029-10-07 | 15973.64 | 15110.24 | 14730.01 | 14619.74 | 14807.13 | 15025.16 | 15322.37 | 16092.6 | 17102.08 | 17800.55 | 18380.48 | 19114.56 | 19797.04 | 20466.57 | 21118.63 | 21638.5 | 21849.09 | 21560.98 | 21296.93 | 21178.42 | 19738.8 | 18259.43 | 17038.82 | 16044.35 | 434.0661 | 21849.09 | 10 | 2029
2029-10-08 | 15452.31 | 14999.77 | 14726.82 | 14799.13 | 15427.43 | 16666.34 | 17909.95 | 18238.57 | 18460.76 | 18885.44 | 19520.88 | 20033.74 | 20440.54 | 20942.43 | 21382.56 | 21746.59 | 21824.71 | 21503.75 | 21310.19 | 21210.54 | 19816.51 | 18283.57 | 16943.82 | 15883.1 | 446.4094 | 21824.71 | 10 | 2029
2029-10-09 | 15293.49 | 14777.79 | 14548.15 | 14657.15 | 15304.22 | 16566.02 | 17825.62 | 18072.58 | 18136.79 | 18268.29 | 18552.23 | 18743.74 | 18831.36 | 19066.16 | 19301.8 | 19556.65 | 19624.26 | 19414.79 | 19445.98 | 19574.19 | 18402.58 | 17391.43 | 16177.96 | 15247.48 | 422.7807 | 19624.26 | 10 | 2029
2029-10-10 | 14893.08 | 14671.68 | 14410.37 | 14489.39 | 15105.49 | 16336.81 | 17587.2 | 17864.82 | 18014.13 | 18252.98 | 18701.07 | 19080.83 | 19349.18 | 19747.05 | 20104.46 | 20426.83 | 20496.6 | 20209.15 | 20104.19 | 20114.73 | 18812.53 | 17620.12 | 16336.8 | 15336.8 | 428.0663 | 20496.6 | 10 | 2029
2029-10-11 | 14868.92 | 14532.46 | 14275.36 | 14357.6 | 14977.54 | 16216.21 | 17474.01 | 17738.07 | 17866.46 | 18081.37 | 18423.29 | 18762.7 | 18994.07 | 19359.75 | 19692.88 | 19998.68 | 20062.46 | 19781.36 | 19699.96 | 19741.19 | 18458.54 | 17383.99 | 16119.01 | 15136.07 | 422.002 | 20062.46 | 10 | 2029
2029-10-12 | 14719.97 | 14465.53 | 14212.97 | 14307.25 | 14950.66 | 16230.57 | 17506.3 | 17769.3 | 17876.35 | 18063.67 | 18364.4 | 18584.04 | 18768.6 | 19084.97 | 19380.9 | 19648.62 | 19698.32 | 19424.34 | 19365.19 | 19427.53 | 18227.32 | 17164.72 | 15925.53 | 14964.15 | 418.1312 | 19698.32 | 10 | 2029
2029-10-13 | 14568.09 | 14351.42 | 14019.43 | 13950.48 | 14181.7 | 14463.45 | 14816.96 | 15484.02 | 16311.08 | 16792.37 | 17134.29 | 17467.78 | 17740.34 | 18046.59 | 18395.4 | 18780.05 | 18988.6 | 18792.82 | 18725.31 | 18840.3 | 17819.63 | 16830.17 | 15747.57 | 14883.55 | 397.1314 | 18988.6 | 10 | 2029
2029-10-14 | 14497.87 | 14540.5 | 14227.81 | 14177.96 | 14428.39 | 14729.67 | 15096.33 | 15750.34 | 16534.02 | 16958.95 | 17239.09 | 17511.19 | 17728.68 | 17987.28 | 18302.24 | 18631.36 | 18857.79 | 18715.98 | 18712 | 18882.38 | 17879.96 | 16920.79 | 15867.04 | 15032.31 | 399.2099 | 18882.38 | 10 | 2029
2029-10-15 | 14645.82 | 14758.7 | 14554.85 | 14690.73 | 15386.77 | 16714.45 | 18033.37 | 18259.41 | 18266.45 | 18322.57 | 18483.41 | 18564.73 | 18579.29 | 18737.27 | 18921.29 | 19140.56 | 19226.84 | 19074.38 | 19166.15 | 19371.14 | 18269.32 | 17282.35 | 16112.36 | 15215.62 | 419.7778 | 19371.14 | 10 | 2029
2029-10-16 | 14842.46 | 14875.97 | 14685.64 | 14832.45 | 15519.16 | 16836.08 | 18159.1 | 18357.03 | 18314.09 | 18313.26 | 18420.05 | 18423.16 | 18346.89 | 18444.19 | 18580.14 | 18789.87 | 18898.62 | 18799.75 | 18958.08 | 19234.92 | 18207.64 | 17257.56 | 16116.4 | 15255.8 | 418.4683 | 19234.92 | 10 | 2029
2029-10-17 | 14929.07 | 15238.69 | 15070.37 | 15239.89 | 15949.26 | 17289.96 | 18710.21 | 18984.18 | 18875.01 | 18801.27 | 18863.56 | 18791.28 | 18649.79 | 18691.99 | 18789.28 | 18989.82 | 19133.14 | 19103.84 | 19322.04 | 19650.77 | 18562.57 | 17595.95 | 16476.79 | 15639.32 | 427.3481 | 19650.77 | 10 | 2029
2029-10-18 | 15293.75 | 15639.93 | 15502.74 | 15703.65 | 16444.36 | 17816.56 | 19484.54 | 19735.69 | 19536.62 | 19344.06 | 19277.4 | 19079.47 | 18826.07 | 18772.34 | 18801.8 | 18978.64 | 19158.41 | 19220.56 | 19534.35 | 19944.24 | 18917.2 | 17888.8 | 16809.41 | 16012.91 | 435.7235 | 19944.24 | 10 | 2029
2029-10-19 | 15706.66 | 16451.44 | 16342.99 | 16583.61 | 17373.19 | 18907.18 | 20882.26 | 21153.79 | 20903.2 | 20629.77 | 20471.79 | 20197.65 | 19888.16 | 19781.84 | 19778.21 | 19947.47 | 20182.56 | 20342.61 | 20712.59 | 21146.54 | 20115.23 | 18845.24 | 17679.3 | 16898.13 | 460.9214 | 21153.79 | 10 | 2029
2029-10-20 | 16508.16 | 15107.88 | 14875.88 | 14904.99 | 15236.47 | 15631.18 | 16077.31 | 16659.63 | 17245.92 | 17420.19 | 17425.12 | 17422.72 | 17392.28 | 17434.13 | 17590.98 | 17805.48 | 18012.56 | 18070.37 | 18264.15 | 18627.58 | 17825.06 | 17000.76 | 16085.14 | 15387.67 | 404.0116 | 18627.58 | 10 | 2029
2029-10-21 | 15183.96 | 14728.83 | 14489.81 | 14510.25 | 14834.31 | 15226.98 | 15674.15 | 16243.02 | 16824.96 | 16999.24 | 17001.41 | 16991.5 | 16951.22 | 16982.36 | 17128.86 | 17328.89 | 17516.1 | 17553.11 | 17746.09 | 18068.34 | 17323.01 | 16507.87 | 15605.01 | 14917.86 | 392.3371 | 18068.34 | 10 | 2029
2029-10-22 | 14724.19 | 15078.26 | 14916.94 | 15094.84 | 15835.05 | 17221.75 | 18648.12 | 18909.07 | 18776.81 | 18673.78 | 18699.3 | 18596.59 | 18440.78 | 18447.87 | 18519.49 | 18687.11 | 18820.83 | 18797.21 | 19027.41 | 19385.64 | 18328.13 | 17401.73 | 16302.9 | 15475.95 | 422.8098 | 19385.64 | 10 | 2029
2029-10-23 | 15138.61 | 14652.02 | 14468.7 | 14621.35 | 15316.75 | 16661.46 | 18035.62 | 18203.62 | 18123.45 | 18082.73 | 18144.28 | 18097.63 | 17994.16 | 18029.15 | 18099.17 | 18227.3 | 18308.08 | 18253.77 | 18408.98 | 18760.27 | 17868.5 | 16933.55 | 15824.24 | 14991.72 | 411.2451 | 18760.27 | 10 | 2029
2029-10-24 | 14707.76 | 14854.52 | 14683.78 | 14849.4 | 15557.81 | 16916.54 | 18304.27 | 18481.51 | 18363.36 | 18291.07 | 18319.27 | 18241.54 | 18111.07 | 18123.11 | 18176.86 | 18300.74 | 18415.18 | 18381.05 | 18606.63 | 18988.79 | 18042.89 | 17120.45 | 16024.2 | 15205.34 | 415.0671 | 18988.79 | 10 | 2029
2029-10-25 | 14897.92 | 15461.16 | 15308.74 | 15495.05 | 16223.04 | 17599.02 | 19230.66 | 19480.66 | 19322.5 | 19189.13 | 19194.02 | 19076.48 | 18898.74 | 18909.4 | 18978.58 | 19169.22 | 19353.33 | 19388.74 | 19642.02 | 20036.91 | 18931.7 | 17861.62 | 16761.32 | 15941.28 | 434.3512 | 20036.91 | 10 | 2029
2029-10-26 | 15570.24 | 16120.36 | 16010.29 | 16248.21 | 17037.54 | 18487.04 | 20496.81 | 20733.06 | 20455.44 | 20159.21 | 19977.5 | 19680.82 | 19349.84 | 19221.83 | 19194.2 | 19338.1 | 19566.22 | 19725.63 | 20102.69 | 20588.39 | 19540.99 | 18339.89 | 17296.28 | 16531.86 | 449.7724 | 20733.06 | 10 | 2029
2029-10-27 | 16157.97 | 15499.13 | 15323.86 | 15408.76 | 15797.97 | 16265.53 | 16785.75 | 17313.61 | 17759.46 | 17756.92 | 17569.31 | 17377.02 | 17176.24 | 17068.85 | 17115.07 | 17278.21 | 17523.83 | 17699.1 | 18029.26 | 18501.32 | 17813.37 | 17078.17 | 16260.27 | 15658.9 | 406.2179 | 18501.32 | 10 | 2029
2029-10-28 | 15496.63 | 15380.68 | 15195.71 | 15270.87 | 15651.08 | 16112.49 | 16634.4 | 17165.88 | 17631.34 | 17655.4 | 17497.25 | 17334.59 | 17159.45 | 17073.57 | 17133.71 | 17300.79 | 17540.2 | 17697.6 | 18005.9 | 18448.28 | 17756.9 | 17006.07 | 16176.28 | 15562.45 | 403.8875 | 18448.28 | 10 | 2029
2029-10-29 | 15369.86 | 16842.51 | 16781.07 | 17063.18 | 17905.97 | 19756.04 | 21855.84 | 22072.56 | 21690.9 | 21249.54 | 20919.08 | 20486.7 | 20047.22 | 19816.82 | 19720.94 | 19853.39 | 20151.71 | 20449.74 | 20945.54 | 21531.89 | 20549.51 | 19345.85 | 18104.32 | 17375.18 | 469.8854 | 22072.56 | 10 | 2029
2029-10-30 | 16936.37 | 17563.62 | 17536.76 | 17853 | 18780.59 | 20913.9 | 23042.48 | 23235.97 | 22756.82 | 22187.88 | 21728.17 | 21170.54 | 20610.85 | 20297.46 | 20141.59 | 20277.65 | 20647.66 | 21072.88 | 21675.81 | 22353.63 | 21447.3 | 20299.83 | 18920.49 | 18119.62 | 489.5709 | 23235.97 | 10 | 2029
2029-10-31 | 17698.28 | 17286.24 | 17240.63 | 17537.64 | 18374.84 | 20424.97 | 22548.51 | 22750.28 | 22321.42 | 21820.9 | 21436.73 | 20954.74 | 20461.77 | 20205.47 | 20088.48 | 20236.47 | 20586.51 | 20958.59 | 21503.25 | 22140.42 | 21189.44 | 20004.56 | 18594.77 | 17865.01 | 484.2299 | 22750.28 | 10 | 2029
2029-11-01 | 17655.91 | 16531.97 | 16456.76 | 16682.69 | 17356.51 | 18637.42 | 20760.11 | 21173.8 | 20832.12 | 20383.93 | 20000.24 | 19528.8 | 19018.6 | 18747.71 | 18629.3 | 18773.91 | 19535.68 | 20431.36 | 20458.82 | 21179.75 | 20356.65 | 19011.83 | 18003.23 | 17273.3 | 457.4204 | 21179.75 | 11 | 2029
2029-11-02 | 16841.23 | 15556.92 | 15430.46 | 15609.76 | 16250.28 | 17519.18 | 18796.72 | 19161.01 | 18959.52 | 18777.16 | 18675.19 | 18516.89 | 18326.71 | 18217.45 | 18146.91 | 18280.14 | 18688.24 | 19207.06 | 19064.22 | 19663.6 | 18793.94 | 17980.94 | 16968.11 | 16196.61 | 429.6282 | 19663.6 | 11 | 2029
2029-11-03 | 15780.5 | 14317.41 | 14070.28 | 14051.49 | 14272.64 | 14598.92 | 15009.56 | 15616.54 | 16214.7 | 16432.13 | 16469.57 | 16529.35 | 16553.5 | 16578.44 | 16669.42 | 16900.87 | 17344.38 | 17669.51 | 17504.96 | 17835.35 | 17239.36 | 16459.45 | 15561.66 | 14847.57 | 384.5276 | 17835.35 | 11 | 2029
2029-11-04 | 14550.63 | 14914.46 | 14727.66 | 14751.92 | 15035.41 | 15395.86 | 15556.03 | 16044.67 | 16446.57 | 16513.66 | 16460.54 | 16448.9 | 16390.55 | 16349.67 | 16445.57 | 16681.32 | 17297.25 | 18121.8 | 18032.84 | 17744.46 | 16990.57 | 16233.13 | 15435.6 | 14834.24 | 387.4033 | 18121.8 | 11 | 2029
2029-11-05 | 14745.57 | 15746.91 | 15651.62 | 15840.36 | 16519.06 | 17792.05 | 18809.12 | 19018.44 | 18715.67 | 18514.53 | 18431.53 | 18314.82 | 18150.66 | 18058.5 | 18053.91 | 18216.67 | 18775.58 | 20067 | 19926.08 | 19355.47 | 18427.23 | 17587.46 | 16624.85 | 15911.13 | 427.2542 | 20067 | 11 | 2029
2029-11-06 | 15677.31 | 15405.46 | 15290.69 | 15456.75 | 16093.26 | 17325.3 | 18328.3 | 18461.29 | 18239.34 | 18070.64 | 18027.64 | 17943.63 | 17795.39 | 17733.55 | 17745.74 | 17921.85 | 18472.7 | 19547.2 | 19359.23 | 18832.27 | 18071.34 | 17222.66 | 16248.11 | 15527.49 | 418.7971 | 19547.2 | 11 | 2029
2029-11-07 | 15368.52 | 15941.96 | 15807.97 | 15959.19 | 16578.91 | 17790.46 | 18794.36 | 19104.25 | 18888.32 | 18779.73 | 18895.43 | 18956.92 | 18914.76 | 19008.25 | 19175.25 | 19576.95 | 20586.41 | 21933.08 | 21595.81 | 20857.5 | 19357.42 | 18253.94 | 17196.61 | 16397.07 | 443.7191 | 21933.08 | 11 | 2029
2029-11-08 | 16018.37 | 16668.07 | 16616.7 | 16849.44 | 17550.66 | 18847.89 | 20695.4 | 20921.89 | 20375.56 | 19836.2 | 19480.33 | 19064.4 | 18701.48 | 18541.45 | 18487.29 | 18656.17 | 19583.89 | 21209.47 | 21221.74 | 20784.37 | 19540.41 | 18493.36 | 17567.02 | 16899.64 | 452.6112 | 21221.74 | 11 | 2029
2029-11-09 | 16660.69 | 17101.48 | 17072.42 | 17335.23 | 18077.72 | 19803.38 | 21693.52 | 21919.68 | 21302.48 | 20663.01 | 20192.61 | 19670.76 | 19107.61 | 18834.59 | 18746.63 | 18892.59 | 19972.02 | 21682.91 | 21766.23 | 21377.98 | 20149.28 | 18855.88 | 17956.13 | 17313.52 | 466.1484 | 21919.68 | 11 | 2029
2029-11-10 | 17062.67 | 16162.39 | 16048.73 | 16148.77 | 16507.48 | 16945.58 | 17176.32 | 17640.53 | 17910.2 | 17798.38 | 17556.3 | 17368.47 | 17157.99 | 16988.12 | 16993.72 | 17208.85 | 17907.06 | 18896.56 | 18948.51 | 18779.83 | 18097.64 | 17411.06 | 16684.38 | 16157.96 | 415.5575 | 18948.51 | 11 | 2029
2029-11-11 | 16097.44 | 15586.37 | 15443.38 | 15512.69 | 15842.17 | 16256.63 | 16476.49 | 16942.97 | 17259.86 | 17214.81 | 17044.18 | 16924.33 | 16772.08 | 16651.12 | 16688.95 | 16908.14 | 17574.61 | 18500.08 | 18496.03 | 18291 | 17572.69 | 16856.61 | 16106.91 | 15554.78 | 402.5743 | 18500.08 | 11 | 2029
2029-11-12 | 15495.66 | 16311.3 | 16235.92 | 16446.92 | 17148.27 | 18452.89 | 19999.49 | 20253.29 | 19806.58 | 19396.22 | 19179.79 | 18921.41 | 18746.62 | 18647.4 | 18636.83 | 18808 | 19736.71 | 21269.2 | 21164.38 | 20643.02 | 19280.86 | 18305.55 | 17345.44 | 16635.46 | 446.8672 | 21269.2 | 11 | 2029
2029-11-13 | 16327.32 | 16034.7 | 15958.98 | 16165.48 | 16843.22 | 18124.71 | 19462.74 | 19671.63 | 19174.54 | 18736.21 | 18591.24 | 18414.53 | 18186.57 | 18056.93 | 18019.73 | 18182.87 | 18781.55 | 20244.59 | 20184.47 | 19725.83 | 18646.52 | 17831.22 | 16897.12 | 16218.18 | 434.4809 | 20244.59 | 11 | 2029
2029-11-14 | 16020.99 | 16318.25 | 16257.6 | 16479.92 | 17173.11 | 18470.34 | 20088.57 | 20291.17 | 19749.52 | 19227.67 | 18891.7 | 18639.41 | 18382.65 | 18228.73 | 18174.7 | 18335.06 | 19007.3 | 20601.36 | 20589.51 | 20170.66 | 18915.94 | 18113.52 | 17192.13 | 16526.81 | 441.8466 | 20601.36 | 11 | 2029
2029-11-15 | 16299.18 | 16885.02 | 16853.98 | 17107.29 | 17830.66 | 19393.52 | 21321.44 | 21514.63 | 20887.31 | 20246.6 | 19785.44 | 19273.71 | 18773.01 | 18571.24 | 18484.63 | 18640.27 | 19598.78 | 21309.4 | 21392.99 | 21046.98 | 19820.7 | 18673.02 | 17775.8 | 17136.85 | 458.6225 | 21514.63 | 11 | 2029
2029-11-16 | 16901.56 | 16785.9 | 16747.17 | 16999.62 | 17733.57 | 19212.71 | 21148.41 | 21353.52 | 20746.04 | 20130.1 | 19687.16 | 19194.12 | 18783.34 | 18586.03 | 18501.43 | 18641.04 | 19519.56 | 21201 | 21254.72 | 20881.85 | 19612.51 | 18536.58 | 17638.6 | 16994.63 | 456.7912 | 21353.52 | 11 | 2029
2029-11-17 | 16762.94 | 16795.12 | 16723.86 | 16867.67 | 17270.5 | 17761.33 | 18050.69 | 18492.18 | 18678.21 | 18456.56 | 18098.83 | 17803.37 | 17500.18 | 17250.76 | 17198.39 | 17395.87 | 18142.06 | 19407.11 | 19639.69 | 19495.07 | 18633.49 | 17988.43 | 17309.65 | 16831.93 | 428.5539 | 19639.69 | 11 | 2029
2029-11-18 | 16720.75 | 18061.37 | 18053.85 | 18264.7 | 18731.91 | 19534.96 | 20126.29 | 20890.07 | 21048.48 | 20409.81 | 19507.92 | 18812.86 | 18388.79 | 18038.04 | 17917.81 | 18107.5 | 18928.17 | 21023.32 | 21460.71 | 21461.56 | 20472.09 | 19446.74 | 18614.26 | 18190.67 | 462.2126 | 21461.56 | 11 | 2029
2029-11-19 | 17991.37 | 18534.84 | 18591.74 | 18939.87 | 20427.01 | 22925.07 | 24974.03 | 25155.27 | 24291.32 | 23314.33 | 22493.3 | 21652.55 | 20825.48 | 20230.1 | 19912.1 | 20141.2 | 21437.14 | 23477.2 | 23827.78 | 23673.3 | 22571.25 | 21316.85 | 19864.29 | 18938.51 | 515.5059 | 25155.27 | 11 | 2029
2029-11-20 | 18612.52 | 17576.3 | 17583.04 | 17876.18 | 18638.1 | 20865.57 | 22861.38 | 23035.85 | 22294.07 | 21497.59 | 20872.39 | 20209.32 | 19521.88 | 19060.14 | 18843.39 | 19076.48 | 20286.46 | 22148.94 | 22355.07 | 22113.93 | 20945.07 | 19623.28 | 18490.76 | 17887.42 | 482.2751 | 23035.85 | 11 | 2029
2029-11-21 | 17658.22 | 17704.48 | 17718.94 | 18019.88 | 18790.24 | 21148.08 | 23161.79 | 23330.8 | 22564.43 | 21735.16 | 21075.64 | 20382.25 | 19668.27 | 19184.36 | 18936.35 | 19181.28 | 20407.76 | 22301.12 | 22531.85 | 22313.86 | 21153.69 | 19842.81 | 18623.07 | 18028.07 | 485.4624 | 23330.8 | 11 | 2029
2029-11-22 | 17587.49 | 16969.49 | 16940.85 | 17140.59 | 17660.8 | 18383.53 | 18946.41 | 19307.04 | 19287.44 | 19071.37 | 18729.32 | 18374.66 | 17867.96 | 17459.31 | 17296.08 | 17472.3 | 18178.1 | 19615.46 | 19896.84 | 19896.24 | 18934.71 | 18272.14 | 17650.39 | 17210.5 | 438.149 | 19896.84 | 11 | 2029
2029-11-23 | 17081.59 | 16420.57 | 16361.72 | 16537.04 | 17044.89 | 17772.86 | 18214.21 | 18433.38 | 18468.6 | 18404.44 | 18271.21 | 18011.6 | 17561.13 | 17192.65 | 17055.34 | 17217.64 | 17880.5 | 18929.81 | 19109.15 | 19031.56 | 18309.6 | 17689.12 | 17049.94 | 16586.17 | 424.6347 | 19109.15 | 11 | 2029
2029-11-24 | 16624.1 | 17728.39 | 17708.75 | 17906.93 | 18362.47 | 18909.46 | 19507.09 | 20256.74 | 20436.37 | 19835.5 | 18972.66 | 18526.53 | 18122.72 | 17788.04 | 17676.52 | 17860.35 | 18668.24 | 20532.87 | 20932.95 | 20933.74 | 19904.85 | 18904.21 | 18273.64 | 17846.01 | 452.2191 | 20933.74 | 11 | 2029
2029-11-25 | 17656.6 | 17593.58 | 17567.94 | 17759.57 | 18209.53 | 18752.48 | 19234.82 | 19983.41 | 20178.12 | 19599.51 | 18819.3 | 18416.77 | 18023.96 | 17698.69 | 17593.37 | 17777.18 | 18578.29 | 20354.35 | 20734.92 | 20725.07 | 19681.93 | 18768.42 | 18134.49 | 17702.99 | 449.5453 | 20734.92 | 11 | 2029
2029-11-26 | 17560.6 | 17385.39 | 17390.26 | 17683.39 | 18467.27 | 20590.74 | 22632.12 | 22803.9 | 22070.47 | 21286.46 | 20668.25 | 20021.11 | 19360.27 | 18926.54 | 18798.29 | 18926.47 | 20092.08 | 21934.39 | 22119.11 | 21877.98 | 20659.27 | 19319.32 | 18327.22 | 17719.99 | 476.6209 | 22803.9 | 11 | 2029
2029-11-27 | 17454.73 | 19939.82 | 20138.72 | 20860.77 | 22427.62 | 25006.11 | 27155.69 | 27292.51 | 26247.15 | 25032.7 | 23964.17 | 22892.32 | 21858.23 | 21105.07 | 20673.94 | 20889.08 | 22312.62 | 24585.46 | 25126.3 | 25149.55 | 24149.11 | 22985.7 | 21625.23 | 20733.13 | 549.6057 | 27292.51 | 11 | 2029
2029-11-28 | 20030.04 | 19243.45 | 19408.59 | 20095.11 | 21628.13 | 24178.9 | 26313.98 | 26452.03 | 25458.95 | 24319.2 | 23329.5 | 22331.87 | 21361.01 | 20660.66 | 20264.28 | 20481.72 | 21866.28 | 24063.97 | 24542.59 | 24525.73 | 23487.01 | 22292.68 | 20908.56 | 19989.51 | 537.2337 | 26452.03 | 11 | 2029
2029-11-29 | 19460.03 | 18912.73 | 19001.27 | 19668.35 | 21183.23 | 23719.91 | 25849.43 | 25987.2 | 25021.79 | 23922.06 | 22974.6 | 22017.27 | 21080.51 | 20408.69 | 20030.94 | 20249.09 | 21612.64 | 23769.59 | 24214.31 | 24176.91 | 23115.93 | 21904.48 | 20508.32 | 19575.36 | 528.3646 | 25987.2 | 11 | 2029
2029-11-30 | 19081.01 | 18717.97 | 18786.01 | 19275.4 | 20788.17 | 23339.83 | 25472.24 | 25622.88 | 24690.73 | 23634.78 | 22725.14 | 21805 | 20905.38 | 20257.76 | 19895.07 | 20097.79 | 21430.22 | 23539.19 | 23938.65 | 23863.54 | 22750.38 | 21509.66 | 20104.17 | 19156.25 | 521.3872 | 25622.88 | 11 | 2029
2029-12-01 | 18557.84 | 18214.51 | 18031.74 | 18184.99 | 18704.59 | 19288.42 | 19860.48 | 20721.77 | 21152.32 | 20776.72 | 20116.65 | 19506.36 | 18867.32 | 18394.25 | 18288.93 | 18721.74 | 20282.31 | 22112.92 | 22040.4 | 21866.19 | 20998.88 | 20052.47 | 18922.07 | 18017.69 | 471.6816 | 22112.92 | 12 | 2029
2029-12-02 | 17941.04 | 20593.78 | 20531.88 | 20812.1 | 21453.66 | 22146.16 | 22792.09 | 23673.12 | 23942.36 | 23222.99 | 22271.6 | 21388.82 | 20518.13 | 19850.73 | 19615.28 | 20031.78 | 21731.98 | 23870.05 | 24044.06 | 24029.35 | 23233.77 | 22398.07 | 21362.18 | 20562.12 | 522.0171 | 24044.06 | 12 | 2029
2029-12-03 | 20315.7 | 20593.43 | 20596.93 | 21054.79 | 22241.68 | 24401.14 | 26589.51 | 26970.64 | 26267.1 | 25270.95 | 24348.79 | 23377.14 | 22513.87 | 21909.93 | 21615.52 | 21942.03 | 23482.04 | 25688.4 | 25704.06 | 25480.66 | 24484.17 | 23303.46 | 21936.84 | 20887.8 | 560.9766 | 26970.64 | 12 | 2029
2029-12-04 | 20535.84 | 19912.92 | 19881.79 | 20300.42 | 21428.62 | 23416.71 | 25578.37 | 25947.87 | 25293.45 | 24374.54 | 23539.42 | 22723.34 | 21905.57 | 21355.95 | 21095.8 | 21436.86 | 22950.17 | 25016.7 | 24971.98 | 24720.61 | 23707.1 | 22597.56 | 21208.63 | 20140.05 | 544.0403 | 25947.87 | 12 | 2029
2029-12-05 | 19853.58 | 18754.15 | 18666.22 | 19024.82 | 20096.32 | 22023.86 | 23968.78 | 24342.39 | 23789.99 | 23044.98 | 22453.91 | 21794.98 | 21084.07 | 20624.09 | 20423.34 | 20769.85 | 22217.45 | 24033.92 | 23868.89 | 23536.81 | 22582.81 | 21445.88 | 20015.57 | 18900.75 | 517.3174 | 24342.39 | 12 | 2029
2029-12-06 | 18674.68 | 21106.86 | 21128.34 | 21603.42 | 22785.58 | 25023.24 | 27230.74 | 27601.12 | 26859.8 | 25815.87 | 24851.01 | 23828.11 | 22869.15 | 22251.14 | 21946.41 | 22289.82 | 23935.75 | 26215.44 | 26271.76 | 26090.68 | 25123.09 | 23918.73 | 22512.15 | 21478.1 | 571.411 | 27601.12 | 12 | 2029
2029-12-07 | 21036.61 | 23147.44 | 23277.44 | 23920.65 | 25430.38 | 27891.58 | 30178.95 | 30539.44 | 29592.88 | 28258.5 | 26977.68 | 25655.61 | 24369.77 | 23448.79 | 23013.13 | 23318.79 | 25223.63 | 27770.07 | 28055.92 | 28031.41 | 27179.3 | 26089.37 | 24644.77 | 23580.4 | 620.6325 | 30539.44 | 12 | 2029
2029-12-08 | 23084.3 | 22229.18 | 22253.14 | 22623.66 | 23352.66 | 24230.87 | 25052.25 | 26002.22 | 26106.82 | 25138.49 | 23804.78 | 22678.13 | 21642.49 | 20836.24 | 20506.18 | 20906.98 | 22708.81 | 25210.67 | 25567.04 | 25695.45 | 24949.04 | 24081.97 | 23049.57 | 22327.19 | 564.0381 | 26106.82 | 12 | 2029
2029-12-09 | 22143.9 | 20950.9 | 20913.98 | 21220.19 | 21887.79 | 22613.58 | 23299.9 | 24235.79 | 24447.01 | 23631 | 22577.38 | 21629.89 | 20704.67 | 19990.41 | 19720.76 | 20124.58 | 21853.51 | 24076.43 | 24306.84 | 24352.49 | 23534 | 22721.71 | 21716.64 | 20947.07 | 533.6004 | 24447.01 | 12 | 2029
2029-12-10 | 20830.02 | 20366.81 | 20364.62 | 20816.5 | 21998.4 | 24129.4 | 26343.83 | 26712.77 | 26009.45 | 25019.76 | 24103.93 | 23169.95 | 22314.38 | 21716.21 | 21423.34 | 21743.42 | 23278.71 | 25445.73 | 25450.4 | 25239.23 | 24222.91 | 23067.74 | 21705.99 | 20658.95 | 556.1324 | 26712.77 | 12 | 2029
2029-12-11 | 20342.41 | 16327.75 | 16118.77 | 16350.8 | 17300.58 | 19128.03 | 20937.44 | 21270.11 | 20976.63 | 20568.67 | 20265.64 | 19877.68 | 19399.86 | 19134.55 | 19062.29 | 19420.82 | 20732.1 | 22210.35 | 21841.26 | 21404.77 | 20317.76 | 19066.03 | 17545.88 | 16329.29 | 465.9295 | 22210.35 | 12 | 2029
2029-12-12 | 16267.92 | 17903.55 | 17775.15 | 18091.71 | 19122.67 | 21021.44 | 22876.97 | 23199.86 | 22775.31 | 22183.59 | 21685.16 | 21113.9 | 20479.78 | 20083.36 | 19923.48 | 20270.47 | 21673.36 | 23331.25 | 23113.27 | 22783.13 | 21784.4 | 20608.22 | 19151.92 | 18005.85 | 495.2257 | 23331.25 | 12 | 2029
2029-12-13 | 17704.34 | 17258.92 | 17098.68 | 17382.03 | 18380.71 | 20253.07 | 22094.55 | 22419.19 | 22044.57 | 21523.94 | 21100.46 | 20599.09 | 20025.42 | 19679.24 | 19552.39 | 19901.87 | 21268.33 | 22855.99 | 22579.33 | 22211.24 | 21177.05 | 19971.52 | 18492.19 | 17319.72 | 482.8938 | 22855.99 | 12 | 2029
2029-12-14 | 17120.36 | 17563.61 | 17419.16 | 17723.32 | 18756.5 | 20673.28 | 22537.65 | 22870 | 22472.03 | 21914.38 | 21445.63 | 20902.52 | 20296.3 | 19917.63 | 19767.3 | 20097.14 | 21470.57 | 23087 | 22830.6 | 22470.69 | 21422.76 | 20221.36 | 18760.38 | 17603.55 | 489.3437 | 23087 | 12 | 2029
2029-12-15 | 17348.45 | 19561.7 | 19458.11 | 19694.04 | 20295.26 | 20967.73 | 21628.71 | 22461 | 22746.93 | 22177.85 | 21310.76 | 20509.72 | 19708.89 | 19098.59 | 18897.14 | 19304.77 | 20957.03 | 22969.16 | 23048.19 | 23009.94 | 22211.24 | 21337.42 | 20286.81 | 19465.17 | 498.4546 | 23048.19 | 12 | 2029
2029-12-16 | 19260.6 | 20257.23 | 20188.44 | 20460.86 | 21097.41 | 21800.59 | 22481.62 | 23310.57 | 23562.68 | 22893.5 | 21943.37 | 21065.25 | 20198.61 | 19533.39 | 19295.53 | 19699.27 | 21392.04 | 23481.95 | 23632.28 | 23640.58 | 22869.06 | 22026.5 | 21002.34 | 20210.29 | 515.304 | 23640.58 | 12 | 2029
2029-12-17 | 20030.97 | 19138.3 | 19076.58 | 19465.73 | 20588.35 | 22576.14 | 24647.18 | 25018.59 | 24420.56 | 23581.43 | 22894.47 | 22181.24 | 21437.05 | 20932.15 | 20700.91 | 21025.07 | 22491.63 | 24394.78 | 24273.71 | 23981.5 | 22968.16 | 21843.53 | 20440.38 | 19346.4 | 527.4548 | 25018.59 | 12 | 2029
2029-12-18 | 19075.9 | 18133.19 | 18019.41 | 18350.83 | 19397.52 | 21313.08 | 23185.63 | 23533.16 | 23049.78 | 22421.26 | 21883.26 | 21276.64 | 20611.25 | 20188.7 | 20010.76 | 20352.32 | 21771.55 | 23462.59 | 23271.99 | 22967.4 | 21980.03 | 20817.55 | 19377.51 | 18248.63 | 502.6999 | 23533.16 | 12 | 2029
2029-12-19 | 18031.32 | 16915.22 | 16741.37 | 17009.84 | 17995.72 | 19859.98 | 21702.16 | 22022.76 | 21664.9 | 21170.52 | 20774.11 | 20299.45 | 19747.13 | 19418.82 | 19303.13 | 19649.84 | 20999.33 | 22555.9 | 22255.47 | 21877.14 | 20824.79 | 19608 | 18124.21 | 16945.73 | 475.4968 | 22555.9 | 12 | 2029
2029-12-20 | 16771 | 15909.91 | 15685.81 | 15901.54 | 16836.65 | 18656.5 | 20469.64 | 20795.09 | 20517.43 | 20136.12 | 19859.32 | 19496.17 | 19038.83 | 18789.97 | 18727.17 | 19079.4 | 20370.35 | 21814.31 | 21421.07 | 20978.3 | 19872.69 | 18610.6 | 17088.96 | 15868.23 | 452.6951 | 21814.31 | 12 | 2029
2029-12-21 | 15735.77 | 19697.08 | 19660 | 20077.07 | 21219.06 | 23232.32 | 25415.93 | 25782.64 | 25131.16 | 24219.04 | 23385.17 | 22602.32 | 21792.43 | 21243.33 | 20979.53 | 21295.8 | 22794.46 | 24813.53 | 24747.49 | 24497.91 | 23438.56 | 22333.6 | 20955.8 | 19891.19 | 534.9412 | 25782.64 | 12 | 2029
2029-12-22 | 19441.1 | 21760.75 | 21767.76 | 22120.07 | 22833.26 | 23630.94 | 24465.48 | 25404.61 | 25528.97 | 24594.88 | 23309.94 | 22261.71 | 21251.09 | 20465.18 | 20146.77 | 20540.39 | 22321.62 | 24726.98 | 25050.58 | 25173.88 | 24397.12 | 23514.83 | 22549.86 | 21823.07 | 549.0808 | 25528.97 | 12 | 2029
2029-12-23 | 21540.11 | 18423.81 | 18264.31 | 18441.45 | 18986.79 | 19611.55 | 20244.31 | 21080.29 | 21453.82 | 21009.48 | 20273.29 | 19595.78 | 18900 | 18377.8 | 18235.18 | 18647.26 | 20234.53 | 22121.32 | 22097.03 | 21989.61 | 21128.16 | 20203.25 | 19112.96 | 18246.63 | 478.2187 | 22121.32 | 12 | 2029
2029-12-24 | 18104.74 | 18255.35 | 18134.14 | 18384.38 | 19113.03 | 20085.98 | 20924.81 | 21421.7 | 21551.51 | 21342.82 | 20948.99 | 20317.36 | 19392.05 | 18679.56 | 18419.07 | 18784.77 | 20263.1 | 22018.87 | 21968.31 | 21912.35 | 21135.7 | 20268.36 | 19232.32 | 18386.68 | 479.0459 | 22018.87 | 12 | 2029
2029-12-25 | 18187.01 | 20051.39 | 20017.77 | 20357.39 | 21150.6 | 22174.49 | 23054.88 | 23583 | 23557.95 | 23093.95 | 22486.82 | 21650.19 | 20539.64 | 19688.11 | 19333.26 | 19700.68 | 21294.28 | 23257.95 | 23393.42 | 23477.41 | 22801.29 | 22022.58 | 21054.74 | 20291.01 | 516.2198 | 23583 | 12 | 2029
2029-12-26 | 20165.58 | 20995.87 | 21102.63 | 21594.4 | 22586.92 | 24085.66 | 25466.29 | 25916.13 | 25927.1 | 25671.72 | 25276.88 | 24602.3 | 23675.72 | 23072.67 | 22897.54 | 23323.4 | 25153.49 | 27187.12 | 26988.95 | 26584.83 | 25379.15 | 24012 | 22538.85 | 21450.09 | 575.6553 | 27187.12 | 12 | 2029
2029-12-27 | 20990.62 | 23772.75 | 23964.31 | 24686.83 | 26221.34 | 28700.49 | 31026.17 | 31359.91 | 30334.05 | 28899.25 | 27515.52 | 26100.15 | 24732.13 | 23739.22 | 23223.55 | 23549.63 | 25540.58 | 28188.02 | 28561.19 | 28623.38 | 27831.96 | 26788.68 | 25382.64 | 24362.3 | 634.0947 | 31359.91 | 12 | 2029
2029-12-28 | 23765.95 | 24534.55 | 24762.1 | 25527.17 | 27116.12 | 29655.33 | 32011.11 | 32354.25 | 31276.19 | 29762.22 | 28288.52 | 26789.38 | 25354.41 | 24300.31 | 23716.86 | 24049.73 | 26072.48 | 28794.69 | 29224.07 | 29315.82 | 28532.71 | 27510.17 | 26134.12 | 25143 | 653.9913 | 32354.25 | 12 | 2029
2029-12-29 | 24588.67 | 21378.35 | 21349.83 | 21666.79 | 22345.18 | 23079.81 | 23833.03 | 24798.48 | 25011.38 | 24192.88 | 23068.45 | 22129.83 | 21217.07 | 20515.92 | 20258.64 | 20675.98 | 22431.45 | 24769.03 | 24999.29 | 25040.14 | 24200.2 | 23289.78 | 22274.52 | 21496.93 | 548.6116 | 25040.14 | 12 | 2029
2029-12-30 | 21381.84 | 18764.21 | 18619.84 | 18813.16 | 19373.6 | 20007.74 | 20639.89 | 21478.15 | 21830.11 | 21353.99 | 20583.16 | 19872.89 | 19149.36 | 18604.34 | 18447.93 | 18860.04 | 20464.06 | 22383.44 | 22386.89 | 22293.22 | 21451.03 | 20540.44 | 19459.62 | 18604.75 | 485.3637 | 22386.89 | 12 | 2029
2029-12-31 | 18611.76 | 18389 | 18288.05 | 18636.22 | 19719.47 | 21668.48 | 23573.06 | 23953.15 | 23429.45 | 22774.92 | 22211.49 | 21586.48 | 20917.2 | 20475.72 | 20288.73 | 20618.44 | 22038.26 | 23774.51 | 23570.07 | 23253.33 | 22255.56 | 21095.9 | 19662.2 | 18535.18 | 509.3266 | 23953.15 | 12 | 2029
2030-01-01 | 18230.19 | 19592.06 | 19551.37 | 19827.2 | 20480.5 | 21393.9 | 22274.82 | 22582.45 | 22535.55 | 22308.48 | 21908.75 | 21328.14 | 20480.69 | 19783.21 | 19470.3 | 19702.6 | 20641.68 | 22322.86 | 22697.71 | 22860.78 | 22207.53 | 21449.56 | 20567.81 | 19941.76 | 504.1399 | 22860.78 | 1 | 2030
2030-01-02 | 19787.38 | 19793.87 | 19774.9 | 20140.51 | 21098.67 | 22854.58 | 25197.21 | 25438.28 | 24633.48 | 23745.72 | 23071.04 | 22484.11 | 21847.21 | 21376.6 | 21122.85 | 21322.04 | 22217.14 | 24016.18 | 24404.73 | 24322.47 | 23254.9 | 22252.99 | 21033.74 | 20169.54 | 535.3601 | 25438.28 | 1 | 2030
2030-01-03 | 19822.84 | 20867.51 | 20898.25 | 21316.77 | 22325.15 | 24444.99 | 27071.71 | 27311.8 | 26399.04 | 25356.65 | 24387.54 | 23384.8 | 22661.55 | 22119.09 | 21818.24 | 22016.38 | 22973.57 | 25272.48 | 25788.08 | 25790.67 | 24639.85 | 23358.35 | 22171.02 | 21343.3 | 563.5396 | 27311.8 | 1 | 2030
2030-01-04 | 20932.64 | 18107.01 | 18001.51 | 18279.61 | 19167.57 | 20871.54 | 22610.47 | 22795.71 | 22377.73 | 21962.19 | 21611.16 | 21215.33 | 20743.53 | 20407.35 | 20242.29 | 20438.4 | 21222.73 | 22670.82 | 22774.24 | 22594.08 | 21638.67 | 20547.17 | 19263.88 | 18324.99 | 498.8006 | 22795.71 | 1 | 2030
2030-01-05 | 18138.15 | 15965.31 | 15701.75 | 15719.42 | 16044.97 | 16507.3 | 17093.87 | 17728.41 | 18208.6 | 18219.99 | 17987.31 | 17802.3 | 17531.84 | 17301.74 | 17297.27 | 17583.19 | 18382.79 | 19737.95 | 19772.91 | 19618.95 | 18669.95 | 17681.98 | 16603.41 | 15789.48 | 421.0888 | 19772.91 | 1 | 2030
2030-01-06 | 15810.71 | 19155.15 | 19049.99 | 19234.38 | 19719.46 | 20319.93 | 20993.83 | 21614.76 | 21843.27 | 21499.3 | 20890.09 | 20352.81 | 19783.27 | 19302.82 | 19132.07 | 19401.11 | 20384.83 | 22095.02 | 22422.92 | 22470.43 | 21691.94 | 20847.46 | 19887.25 | 19205.48 | 487.1083 | 22470.43 | 1 | 2030
2030-01-07 | 18927.54 | 21089.07 | 21133.46 | 21568.56 | 22613.51 | 24885.18 | 27508.43 | 27761.49 | 26828.29 | 25749.6 | 24735.21 | 23672.8 | 22889.12 | 22320.53 | 22004.96 | 22190.32 | 23145.82 | 25510.95 | 26055.21 | 26056.8 | 24915.75 | 23566.89 | 22389.02 | 21567.5 | 569.086 | 27761.49 | 1 | 2030
2030-01-08 | 21093.5 | 19438.85 | 19398.44 | 19741.6 | 20677.89 | 22406.75 | 24505.88 | 24761.24 | 24014.27 | 23249.93 | 22749.92 | 22214.3 | 21620.04 | 21186.11 | 20959.31 | 21165.66 | 22034.25 | 23678.5 | 24008.53 | 23867.89 | 22923.33 | 21903.23 | 20662.45 | 19776.72 | 528.0386 | 24761.24 | 1 | 2030
2030-01-09 | 19503.85 | 18912.64 | 18846.14 | 19161.56 | 20072.04 | 21778 | 23577.81 | 23836.72 | 23210.18 | 22708.86 | 22271.29 | 21794.91 | 21249.95 | 20857.65 | 20658.73 | 20868.39 | 21706.72 | 23245.41 | 23429.97 | 23305.17 | 22424.62 | 21380.54 | 20120.05 | 19212.81 | 514.134 | 23836.72 | 1 | 2030
2030-01-10 | 18927.01 | 18574.59 | 18490.5 | 18787.4 | 19680.15 | 21368.98 | 23092.19 | 23271.32 | 22819.66 | 22358.84 | 21964.1 | 21527.75 | 21016.46 | 20652.61 | 20473.15 | 20685.78 | 21503.34 | 23001.86 | 23153.62 | 23003.46 | 22105.37 | 21045.58 | 19770.75 | 18848.08 | 506.1226 | 23271.32 | 1 | 2030
2030-01-11 | 18588.34 | 20558.93 | 20571.24 | 20973.52 | 21979.75 | 23916 | 26496.59 | 26760.89 | 25900.58 | 24922.14 | 24013.44 | 23189.99 | 22497.96 | 21978.36 | 21694.08 | 21882.53 | 22802.16 | 24921.36 | 25381.79 | 25315.7 | 24129.69 | 22983.08 | 21782.19 | 20937.79 | 554.1781 | 26760.89 | 1 | 2030
2030-01-12 | 20509.97 | 17913.77 | 17742.78 | 17858.27 | 18276.35 | 18810.47 | 19426.97 | 20062.09 | 20401.5 | 20210.47 | 19762.32 | 19374.24 | 18931.28 | 18557.52 | 18460.24 | 18741.08 | 19646.5 | 21206.25 | 21411.79 | 21362.09 | 20521.17 | 19618.71 | 18603.54 | 17862.68 | 465.272 | 21411.79 | 1 | 2030
2030-01-13 | 17834.14 | 17169.88 | 16961.15 | 17036.75 | 17416.99 | 17916.26 | 18507.26 | 19147.51 | 19548.31 | 19443.09 | 19085.94 | 18783.34 | 18412.18 | 18098.94 | 18042.56 | 18328.81 | 19190.03 | 20664.11 | 20799.3 | 20697.96 | 19817.45 | 18880.87 | 17836.13 | 17063.08 | 446.682 | 20799.3 | 1 | 2030
2030-01-14 | 17003.15 | 19141.45 | 19084.05 | 19412.4 | 20354.11 | 22084.76 | 23984.45 | 24265.32 | 23577 | 23022.48 | 22571.09 | 22085.78 | 21544.3 | 21139.93 | 20936.7 | 21138.89 | 21973.94 | 23521.03 | 23755.4 | 23568.29 | 22680.5 | 21637.86 | 20376.85 | 19465.4 | 518.3251 | 24265.32 | 1 | 2030
2030-01-15 | 19068.64 | 21657.67 | 21722.56 | 22176.96 | 23218.5 | 25752.52 | 28339.93 | 28596.52 | 27618.42 | 26474.66 | 25394.4 | 24261.53 | 23214.83 | 22617.57 | 22285.25 | 22486.16 | 23475.12 | 26095.1 | 26704.95 | 26734.3 | 25668.88 | 24320.84 | 22940.33 | 22137.43 | 582.9631 | 28596.52 | 1 | 2030
2030-01-16 | 21651.31 | 25882.64 | 26233.69 | 27170.74 | 28982.15 | 31858.93 | 34587.09 | 34821.54 | 33439.77 | 31726.1 | 30042.39 | 28345.78 | 26711.3 | 25437.81 | 24685.74 | 24939.94 | 26660.31 | 29869.59 | 30948.59 | 31300.62 | 30507.22 | 29388.81 | 27885.81 | 26938 | 690.0159 | 34821.54 | 1 | 2030
2030-01-17 | 26021.95 | 25045.09 | 25353.21 | 26245.22 | 28013.09 | 30849.58 | 33547.37 | 33788.22 | 32476.68 | 30861.03 | 29280.79 | 27680.4 | 26127.72 | 24922.89 | 24217.23 | 24477.47 | 26147.34 | 29259.54 | 30259.01 | 30552.26 | 29715.49 | 28558.76 | 27021.85 | 26036.84 | 676.459 | 33788.22 | 1 | 2030
2030-01-18 | 25389.73 | 23491.88 | 23644.22 | 24441.36 | 26140.53 | 28926.03 | 31578.33 | 31841.39 | 30671.61 | 29249.17 | 27868.57 | 26453.62 | 25062.32 | 23988.48 | 23436.12 | 23626.16 | 25187.41 | 28103.7 | 28936.94 | 29102.23 | 28149.73 | 26905.86 | 25306.05 | 24247.33 | 641.7488 | 31841.39 | 1 | 2030
2030-01-19 | 23678.64 | 22658.65 | 22717.46 | 23075.32 | 23798.62 | 24866.28 | 25905.77 | 26815.19 | 26795.91 | 25780.02 | 24350.62 | 23188.25 | 22314.66 | 21581.35 | 21248.66 | 21511.94 | 22682.06 | 25247.93 | 26152.79 | 26473.44 | 25644.29 | 24645.87 | 23481.26 | 22925.89 | 577.5409 | 26815.19 | 1 | 2030
2030-01-20 | 22703.1 | 22099.98 | 22130.16 | 22457.93 | 23077.4 | 23894.45 | 24904.48 | 25820.16 | 25868.61 | 24947.2 | 23617.55 | 22744.7 | 21925.67 | 21238.23 | 20936.58 | 21203.99 | 22340.46 | 24661 | 25489.23 | 25753.1 | 24882.25 | 23846.92 | 22904.86 | 22324.71 | 561.7727 | 25868.61 | 1 | 2030
2030-01-21 | 22106.16 | 20443.62 | 20443.65 | 20832.75 | 21831.38 | 23663.45 | 26160.25 | 26455.71 | 25651.81 | 24739.58 | 23898.37 | 23153.79 | 22508.02 | 22017.9 | 21762.15 | 21967.52 | 22866.4 | 24950.52 | 25373.06 | 25233.81 | 24059.81 | 22937.25 | 21708.24 | 20837.04 | 555.6022 | 26455.71 | 1 | 2030
2030-01-22 | 20547.32 | 21309.47 | 21350.18 | 21779.47 | 22795.71 | 25091.14 | 27608.11 | 27888.43 | 26981.33 | 25928.74 | 24943.36 | 23895.97 | 23011.05 | 22456.75 | 22157.26 | 22369.39 | 23327.41 | 25795.91 | 26339.31 | 26290.8 | 25208.05 | 23832.17 | 22572.88 | 21742.62 | 575.2228 | 27888.43 | 1 | 2030
2030-01-23 | 21351.37 | 22774.54 | 22887.41 | 23392.97 | 24920.51 | 27612.99 | 30184.35 | 30456.98 | 29385.11 | 28099.35 | 26866.67 | 25587.46 | 24307.57 | 23378.66 | 23003.53 | 23208.11 | 24572.85 | 27361.23 | 28097.56 | 28179.91 | 27210.96 | 25929.89 | 24273.5 | 23310.13 | 616.3536 | 30456.98 | 1 | 2030
2030-01-24 | 22840.57 | 22329.78 | 22419.03 | 22899.66 | 24174.8 | 26832.49 | 29373.1 | 29653.49 | 28639.51 | 27433.3 | 26284.73 | 25083.62 | 23869.53 | 23113.62 | 22765.12 | 22974.49 | 24194.86 | 26904.9 | 27577.52 | 27608.4 | 26607.25 | 25296.06 | 23621.01 | 22828.87 | 605.3257 | 29653.49 | 1 | 2030
2030-01-25 | 22469.73 | 24200.9 | 24452.89 | 25290.58 | 27016.35 | 29803.2 | 32415.89 | 32698.9 | 31500.86 | 30028.69 | 28593.55 | 27123.55 | 25684.92 | 24573.36 | 23935.67 | 24202.62 | 25792.24 | 28764.41 | 29648.31 | 29813.88 | 28914.44 | 27700.53 | 26106.07 | 25059.4 | 655.7909 | 32698.9 | 1 | 2030
2030-01-26 | 24327.66 | 21446.28 | 21437.03 | 21723.63 | 22302.46 | 22948.32 | 23632.41 | 24573.91 | 24728.53 | 23947.78 | 22984.72 | 22247.72 | 21507.1 | 20886.74 | 20633.9 | 20914.42 | 22002.25 | 24037.16 | 24758.25 | 24915.97 | 24004.56 | 23137.69 | 22223.2 | 21602.76 | 546.9244 | 24915.97 | 1 | 2030
2030-01-27 | 21486.3 | 21696.24 | 21697.92 | 21996.14 | 22585.7 | 23237.94 | 24048.52 | 24993.02 | 25125.83 | 24312.32 | 23213.13 | 22452.94 | 21692.52 | 21055.82 | 20792.96 | 21074.16 | 22174.12 | 24319.08 | 25069 | 25239.77 | 24349.74 | 23387.51 | 22478.94 | 21865.95 | 550.3456 | 25239.77 | 1 | 2030
2030-01-28 | 21648.91 | 20315.88 | 20301.74 | 20676.66 | 21659.45 | 23395.65 | 25802.09 | 26122.24 | 25367.95 | 24515.75 | 23736 | 23078.5 | 22463.81 | 22000.88 | 21767.7 | 21983.79 | 22862.99 | 24891.56 | 25274.83 | 25073.48 | 23901.18 | 22818.53 | 21567.63 | 20676.15 | 551.9033 | 26122.24 | 1 | 2030
2030-01-29 | 20392.31 | 17161.94 | 16986.07 | 17188.68 | 17984.51 | 19549.44 | 21118.92 | 21348.75 | 21075.32 | 20847.45 | 20695.83 | 20477.87 | 20153.07 | 19948.27 | 19886.5 | 20133.78 | 20836.99 | 22117.31 | 22096.16 | 21763.02 | 20809.47 | 19674.1 | 18299.8 | 17276.91 | 477.8225 | 22117.31 | 1 | 2030
2030-01-30 | 17169.17 | 20185.2 | 20152.15 | 20505.86 | 21446.24 | 23134.7 | 25407.01 | 25737.78 | 25035.84 | 24255.12 | 23558.23 | 22980.31 | 22400.82 | 21984.17 | 21783.36 | 22024.73 | 22902.24 | 24938.93 | 25271.33 | 25026.76 | 23843.36 | 22752.09 | 21473.48 | 20559.8 | 544.5287 | 25737.78 | 1 | 2030
2030-01-31 | 20110.8 | 21576.21 | 21619.11 | 22052.04 | 23067.8 | 25451.39 | 27891.71 | 28203.61 | 27315.2 | 26275.09 | 25299.79 | 24254.59 | 23262.73 | 22711.23 | 22419.62 | 22643.98 | 23633.15 | 26185.48 | 26733.29 | 26639.49 | 25594.27 | 24228.08 | 22835.68 | 21994.98 | 581.9993 | 28203.61 | 1 | 2030
2030-02-01 | 21898.19 | 20918.72 | 21011.28 | 21506.42 | 22597.91 | 25047.8 | 27483.66 | 27566.39 | 26534.7 | 25398.35 | 24360.35 | 23302.31 | 22438.38 | 21828.85 | 21436.56 | 21482.8 | 22090.23 | 23699.76 | 24792.99 | 25022.2 | 24065.45 | 22949.14 | 21898.91 | 21155.06 | 560.4864 | 27566.39 | 2 | 2030
2030-02-02 | 20915.11 | 20693.97 | 20724.44 | 21059.69 | 21687.61 | 22456.65 | 23283.6 | 23951.82 | 23907.48 | 23052.74 | 22136.32 | 21355.09 | 20592.5 | 19940.4 | 19608.94 | 19734.69 | 20466.32 | 22036.49 | 22962.75 | 23337.52 | 22667.39 | 21992.1 | 21215.13 | 20673.1 | 520.4519 | 23951.82 | 2 | 2030
2030-02-03 | 20574.54 | 20905.43 | 20945.67 | 21291.29 | 21928.92 | 22704.95 | 23615.94 | 24284.99 | 24221.42 | 23338.7 | 22329.07 | 21526.54 | 20745.89 | 20078.78 | 19737.79 | 19863.31 | 20605.99 | 22197.6 | 23154.28 | 23589.01 | 22868.65 | 22202.51 | 21431.86 | 20897.26 | 525.0404 | 24284.99 | 2 | 2030
2030-02-04 | 20776.21 | 23415.8 | 23691.5 | 24511.02 | 26152.04 | 28844.81 | 31342.02 | 31431.04 | 30185.97 | 28738.61 | 27374.12 | 26018.29 | 24718.53 | 23688.52 | 23041.73 | 23095.15 | 24080.77 | 26345.45 | 27703.1 | 28093.17 | 27296.99 | 26268.53 | 24950.36 | 24065.29 | 625.829 | 31431.04 | 2 | 2030
2030-02-05 | 23442.15 | 24370.76 | 24682.12 | 25537.77 | 27192.9 | 29887.41 | 32387.72 | 32474.39 | 31174.85 | 29651.37 | 28213.16 | 26785.76 | 25416.9 | 24346.1 | 23662.6 | 23745.61 | 24793.06 | 27151.43 | 28577.43 | 29013.26 | 28272.87 | 27274.74 | 25970.56 | 25110.26 | 649.1352 | 32474.39 | 2 | 2030
2030-02-06 | 24527.19 | 19653.68 | 19678.4 | 20097.98 | 21103.18 | 22949.64 | 25278.65 | 25376.99 | 24499.83 | 23577.79 | 22784.09 | 22164.33 | 21511.42 | 21018.12 | 20708.15 | 20784.82 | 21319.25 | 22618.61 | 23424.47 | 23522.81 | 22647.75 | 21735.58 | 20620.83 | 19812.92 | 531.4165 | 25376.99 | 2 | 2030
2030-02-07 | 19753.07 | 20555.82 | 20623.87 | 21089.4 | 22137.61 | 24370.09 | 26722.02 | 26819.01 | 25852.99 | 24803.89 | 23862.39 | 22889.86 | 22155.88 | 21594.64 | 21240.14 | 21313.59 | 21897.79 | 23388.09 | 24428.13 | 24594.47 | 23654.75 | 22633.05 | 21548.64 | 20775.05 | 548.7042 | 26819.01 | 2 | 2030
2030-02-08 | 20524.86 | 19488.04 | 19498.54 | 19908.62 | 20915.28 | 22743.44 | 24999.73 | 25119.59 | 24282.62 | 23409 | 22715.63 | 22125.94 | 21503.8 | 21031.66 | 20736.09 | 20804.02 | 21313.56 | 22576.22 | 23303.32 | 23351.63 | 22489.73 | 21553.63 | 20426.01 | 19600.94 | 524.4219 | 25119.59 | 2 | 2030
2030-02-09 | 19416.35 | 18796.06 | 18722.56 | 18949.15 | 19470.79 | 20128.75 | 20760.91 | 21287.96 | 21435.92 | 21040.11 | 20415.33 | 19872.64 | 19311.45 | 18829.71 | 18616.9 | 18765.93 | 19373.09 | 20703.89 | 21436.19 | 21588.92 | 20885.5 | 20119.75 | 19250.61 | 18611.08 | 477.7896 | 21588.92 | 2 | 2030
2030-02-10 | 18603.06 | 21229.04 | 21275.03 | 21627.77 | 22269.29 | 23059.15 | 23984.98 | 24680.57 | 24625.06 | 23741.6 | 22631.42 | 21823.21 | 21037.19 | 20367.23 | 20029.84 | 20167.41 | 20913.31 | 22511.92 | 23582.81 | 23984.62 | 23233.75 | 22537.97 | 21756.4 | 21214.86 | 530.8875 | 24680.57 | 2 | 2030
2030-02-11 | 21013.27 | 22310.14 | 22462.11 | 23019.24 | 24572.33 | 27174.9 | 29563.31 | 29675.98 | 28553.71 | 27271.84 | 26078.25 | 24871.8 | 23695.16 | 22842.19 | 22406.23 | 22466.28 | 23148.85 | 25238.9 | 26472.35 | 26741.12 | 25910.53 | 24836.25 | 23458.69 | 22659.8 | 596.4432 | 29675.98 | 2 | 2030
2030-02-12 | 22296.85 | 19940.15 | 19970.49 | 20396.91 | 21406.36 | 23335.6 | 25612.84 | 25733.41 | 24860.99 | 23935.56 | 23124.17 | 22423.63 | 21764.09 | 21266.86 | 20959 | 21045.69 | 21583.7 | 22890.62 | 23797.37 | 23869.35 | 22933.54 | 22029.74 | 20906.78 | 20093.92 | 536.1776 | 25733.41 | 2 | 2030
2030-02-13 | 19957.37 | 20375.33 | 20425.78 | 20873.57 | 21902.98 | 24014.83 | 26297.29 | 26419.47 | 25507.38 | 24524.19 | 23651.45 | 22776.72 | 22079.87 | 21551.64 | 21223.97 | 21310.32 | 21871.21 | 23292.28 | 24287.44 | 24387.31 | 23446.16 | 22463.44 | 21353.37 | 20555.57 | 544.5489 | 26419.47 | 2 | 2030
2030-02-14 | 20312.68 | 18508.06 | 18463.76 | 18812.01 | 19745.65 | 21479.69 | 23231.77 | 23370.26 | 22698.09 | 22173.87 | 21749.08 | 21290.79 | 20773.82 | 20396.54 | 20170.29 | 20269.21 | 20719.23 | 21856.84 | 22429.78 | 22382.25 | 21582.69 | 20612.65 | 19428.86 | 18549.76 | 501.0076 | 23370.26 | 2 | 2030
2030-02-15 | 18466.58 | 17824.67 | 17742.42 | 18055.71 | 18967.36 | 20691.35 | 22321.9 | 22439.73 | 21974.36 | 21538.13 | 21200.81 | 20823.63 | 20379.51 | 20058.61 | 19869.62 | 19960.5 | 20357.12 | 21404.17 | 21897.87 | 21781.73 | 20917.94 | 19903.54 | 18691.74 | 17778.25 | 485.0472 | 22439.73 | 2 | 2030
2030-02-16 | 17658.69 | 18426.23 | 18323.17 | 18519.91 | 19009.87 | 19619.15 | 20180.57 | 20732.48 | 20943.7 | 20627.25 | 20085.85 | 19616.13 | 19115.84 | 18687.11 | 18515.56 | 18681.52 | 19250.54 | 20508.75 | 21184.99 | 21265.38 | 20554.19 | 19765.97 | 18858.62 | 18181.76 | 468.3132 | 21265.38 | 2 | 2030
2030-02-17 | 18147.61 | 21569.13 | 21621.33 | 21981.58 | 22627.83 | 23513.73 | 24373.07 | 25096.75 | 25048.91 | 24163.48 | 22950.2 | 22132.22 | 21339.08 | 20665.39 | 20331.53 | 20482.08 | 21231.37 | 22837.15 | 24027.31 | 24393.9 | 23682.31 | 22886.1 | 22093.52 | 21545.22 | 538.7408 | 25096.75 | 2 | 2030
2030-02-18 | 21316.48 | 22815.75 | 22982.05 | 23720.25 | 25302.97 | 27892.53 | 30220.78 | 30360.73 | 29229.18 | 27921.31 | 26699.21 | 25461.01 | 24255.08 | 23307.49 | 22807.13 | 22879.62 | 23714.49 | 25838.28 | 27104.74 | 27351.56 | 26570.96 | 25519.2 | 24135.19 | 23188.35 | 610.5943 | 30360.73 | 2 | 2030
2030-02-19 | 22799.92 | 20857.52 | 20922.49 | 21386.66 | 22429.03 | 24705 | 26937.41 | 27082.79 | 26158.06 | 25146.03 | 24241.44 | 23292.99 | 22475.09 | 21929.14 | 21594.74 | 21691.08 | 22265.67 | 23851.49 | 24881.02 | 24966.69 | 24072.84 | 22953.2 | 21840.44 | 21044.04 | 559.5248 | 27082.79 | 2 | 2030
2030-02-20 | 20878.49 | 16526.77 | 16374.81 | 16610.86 | 17434.36 | 19055.62 | 20602.68 | 20729.64 | 20381.91 | 20110 | 19951.96 | 19738.79 | 19429.34 | 19227.31 | 19122.36 | 19244.03 | 19565.75 | 20456.99 | 20829.78 | 20616.93 | 19721.59 | 18657.71 | 17380.1 | 16400.64 | 459.0484 | 20878.49 | 2 | 2030
2030-02-21 | 16468.54 | 16048.33 | 15870.08 | 16078.79 | 16875.23 | 18468.43 | 19988.84 | 20123.03 | 19820.78 | 19610.81 | 19518.29 | 19364.99 | 19106.39 | 18947.24 | 18872.02 | 18999.53 | 19289.82 | 20120.85 | 20444.8 | 20190.95 | 19273.03 | 18186.42 | 16885.42 | 15881.02 | 444.4336 | 20444.8 | 2 | 2030
2030-02-22 | 15846.51 | 17205.72 | 17081.53 | 17351.83 | 18219.42 | 19883.89 | 21436.68 | 21580.45 | 21198.16 | 20869.1 | 20645.08 | 20368.93 | 20009.2 | 19761 | 19626.28 | 19735.75 | 20079.88 | 21026.46 | 21440.96 | 21236.38 | 20351.37 | 19303.27 | 18043.58 | 17082.31 | 469.3837 | 21580.45 | 2 | 2030
2030-02-23 | 16922.27 | 18651.48 | 18548.68 | 18746.71 | 19235.3 | 19822.33 | 20330.36 | 20904.14 | 21131.06 | 20826.84 | 20298.33 | 19836.06 | 19340.4 | 18917.66 | 18755.99 | 18935.95 | 19501.65 | 20753.91 | 21428.83 | 21474.85 | 20787.06 | 20003.13 | 19079.68 | 18390.57 | 472.6232 | 21474.85 | 2 | 2030
2030-02-24 | 18327.26 | 17675.64 | 17522.58 | 17667.92 | 18105.59 | 18645.02 | 19116.4 | 19698.17 | 20007.57 | 19818.27 | 19411.06 | 19061.66 | 18661.74 | 18319.53 | 18212.46 | 18399.81 | 18906.38 | 20044.86 | 20626.66 | 20603.04 | 19864.87 | 19036.09 | 18072.72 | 17339.85 | 453.1451 | 20626.66 | 2 | 2030
2030-02-25 | 17399.97 | 16831.36 | 16688 | 16936.51 | 17789.4 | 19424.93 | 20942.95 | 21098.08 | 20759.76 | 20487.37 | 20323.15 | 20106.23 | 19803.62 | 19593.37 | 19489.64 | 19610.2 | 19926.81 | 20821.71 | 21198.06 | 20951.49 | 20058.95 | 18997.43 | 17712.07 | 16722.36 | 463.6734 | 21198.06 | 2 | 2030
2030-02-26 | 16640.67 | 18779.96 | 18730.33 | 19074.98 | 20000.13 | 21690.7 | 23385.87 | 23575.13 | 22914.94 | 22398.18 | 22007.92 | 21573.96 | 21075.81 | 20717.84 | 20514.87 | 20637.43 | 21074.69 | 22189.26 | 22749.92 | 22636.47 | 21871.25 | 20903.57 | 19688.83 | 18784.29 | 503.617 | 23575.13 | 2 | 2030
2030-02-27 | 18555.16 | 20290.43 | 20313.89 | 20735.63 | 21734.06 | 23696.47 | 25810.39 | 25996.57 | 25185.78 | 24318.99 | 23565.42 | 22788.14 | 22153 | 21680.77 | 21403.11 | 21520.13 | 22041.55 | 23417.66 | 24343 | 24301.78 | 23385.8 | 22404.08 | 21241.32 | 20395.74 | 541.2789 | 25996.57 | 2 | 2030
2030-02-28 | 20132.29 | 18427.66 | 18357.39 | 18680.6 | 19584.38 | 21250.19 | 22779.07 | 22964.38 | 22466.31 | 22026.52 | 21688.74 | 21302.74 | 20845.25 | 20521.91 | 20343.92 | 20472.29 | 20884.23 | 21950.38 | 22472.48 | 22322.54 | 21541.68 | 20556.52 | 19322.04 | 18397 | 499.2905 | 22964.38 | 2 | 2030
2030-03-01 | 18424.77 | 17176.04 | 17154.25 | 17508.15 | 18427.56 | 20157.42 | 21955.48 | 22048.25 | 21300.85 | 20643.85 | 20256.81 | 19892.05 | 19456.01 | 19107.76 | 18909.05 | 18922.43 | 19220.34 | 19916.13 | 20449.95 | 20600.99 | 19814.48 | 18847.12 | 17687.81 | 16863.05 | 464.7406 | 22048.25 | 3 | 2030
2030-03-02 | 16904.7 | 19497.08 | 19547.51 | 19880.15 | 20489.43 | 21448.57 | 22088.41 | 22710.95 | 22625.49 | 21857.25 | 20859.04 | 20126.93 | 19471.33 | 18885.38 | 18612.16 | 18688.17 | 19252.97 | 20348.38 | 21382.5 | 21970.85 | 21258.44 | 20445.82 | 19645.02 | 19119.67 | 487.1162 | 22710.95 | 3 | 2030
2030-03-03 | 19110.03 | 19947.78 | 20018.42 | 20372.65 | 21133.89 | 22136.68 | 22777.37 | 23403.35 | 23279.78 | 22455.41 | 21396.94 | 20493.98 | 19801.1 | 19184.39 | 18892.09 | 18968.29 | 19555.8 | 20695.3 | 21885.63 | 22498.85 | 21820.83 | 20964.6 | 20106.28 | 19595.52 | 500.495 | 23403.35 | 3 | 2030
2030-03-04 | 19630.21 | 21665.25 | 21919.49 | 22676.24 | 24199.91 | 26705.42 | 28738.66 | 28818.9 | 27649.34 | 26385.44 | 25278.19 | 24175.04 | 23086.05 | 22202.11 | 21658.68 | 21661.05 | 22372.55 | 23889.23 | 25101.92 | 25636.22 | 24922.22 | 23900.26 | 22575.24 | 21710.98 | 576.5586 | 28818.9 | 3 | 2030
2030-03-05 | 21445.19 | 20911.23 | 21121.62 | 21831.31 | 23290.3 | 25728.37 | 27718.57 | 27794.22 | 26683.04 | 25507.5 | 24498.17 | 23481.37 | 22452.28 | 21637.01 | 21136.06 | 21157.16 | 21829.96 | 23263.39 | 24408.78 | 24899.94 | 24166.39 | 23116.09 | 21757.38 | 20864.3 | 560.6996 | 27794.22 | 3 | 2030
2030-03-06 | 20735.67 | 19712.14 | 19814.35 | 20289.08 | 21558.91 | 23928.04 | 25869.76 | 25954.64 | 24965.89 | 23962.07 | 23134.34 | 22286.87 | 21401.62 | 20706.96 | 20360.78 | 20385.42 | 20901.7 | 22164.38 | 23169.46 | 23560.01 | 22747.67 | 21629.27 | 20328.7 | 19595.78 | 529.1635 | 25954.64 | 3 | 2030
2030-03-07 | 19561.27 | 19474.14 | 19562.22 | 20022.37 | 21190.63 | 23537.34 | 25453.98 | 25546.61 | 24591.58 | 23632.85 | 22852.04 | 22047.39 | 21198.4 | 20544.24 | 20246.36 | 20275.11 | 20734.62 | 21954.03 | 22924.71 | 23282.25 | 22456.37 | 21322.36 | 20080.67 | 19333.59 | 521.8251 | 25546.61 | 3 | 2030
2030-03-08 | 19292.83 | 19050.14 | 19110.5 | 19552.39 | 20553.06 | 22896.31 | 24793.01 | 24905.42 | 24006.8 | 23124.53 | 22413.03 | 21677.51 | 20892.21 | 20365.89 | 20091.94 | 20108.8 | 20498.44 | 21590.31 | 22491.22 | 22784.68 | 21898.67 | 20724.77 | 19602.72 | 18835.39 | 511.2606 | 24905.42 | 3 | 2030
2030-03-09 | 18798.02 | 17830.22 | 17786.05 | 18020.8 | 18533.09 | 19168.34 | 19540.91 | 20046.57 | 20146.3 | 19789.36 | 19267.33 | 18831.22 | 18358.72 | 17928.89 | 17766.8 | 17866.01 | 18316.71 | 19193.32 | 19890.17 | 20177.75 | 19551.48 | 18799.58 | 17913.55 | 17297.22 | 450.8184 | 20177.75 | 3 | 2030
2030-03-10 | 17445.27 | 17624.7 | 17551.75 | 17779.8 | 18256.7 | 18889.53 | 19593.62 | 20223.29 | 20465.54 | 20167.1 | 19617.82 | 19134.31 | 18637.03 | 18175.66 | 17938.94 | 17994.84 | 18256.14 | 18609.55 | 19317.69 | 20460.8 | 20117.12 | 19408.38 | 18463.29 | 17765.26 | 451.8941 | 20465.54 | 3 | 2030
2030-03-11 | 17566.53 | 18232.59 | 18237.08 | 18635.2 | 19574.7 | 21571.68 | 23858.15 | 24149.84 | 23520.89 | 22827.56 | 22207.54 | 21532.63 | 20822.54 | 20336.41 | 20035.84 | 20024.08 | 20185.27 | 20458.03 | 21233.39 | 22570.94 | 22027.73 | 20870.31 | 19618.73 | 18725.55 | 498.8232 | 24149.84 | 3 | 2030
2030-03-12 | 18306.12 | 17036.41 | 16977.43 | 17307.41 | 18162.67 | 19817.46 | 21853.84 | 22140.93 | 21628.36 | 21106.56 | 20672.43 | 20240.97 | 19808.19 | 19464.36 | 19224.19 | 19230.71 | 19329.5 | 19474.81 | 20006.59 | 21080.82 | 20509.31 | 19589.45 | 18337.55 | 17402.02 | 468.7081 | 22140.93 | 3 | 2030
2030-03-13 | 17110.7 | 16966.08 | 16844.3 | 17115.47 | 17911.19 | 19499.42 | 21382.68 | 21764.27 | 21479.23 | 21241.82 | 21127.94 | 20951.42 | 20673.71 | 20501.5 | 20408 | 20490.5 | 20577.11 | 20621.34 | 21088.13 | 22122.44 | 21337.45 | 20112.94 | 18728.44 | 17662.43 | 477.7185 | 22122.44 | 3 | 2030
2030-03-14 | 17147.56 | 15447.59 | 15307.01 | 15551.59 | 16323.76 | 17898.88 | 19528.2 | 19758.96 | 19501.14 | 19290 | 19157.64 | 18965.63 | 18685.43 | 18469.93 | 18317.25 | 18335.06 | 18335.73 | 18295.01 | 18677.46 | 19522.53 | 18989.31 | 17999.4 | 16683.65 | 15677.73 | 431.8664 | 19758.96 | 3 | 2030
2030-03-15 | 15464.4 | 16714.64 | 16629.3 | 16942.89 | 17789.28 | 19443.8 | 21300.91 | 21617.58 | 21165.45 | 20721.75 | 20393.66 | 20073.37 | 19689.02 | 19378.75 | 19164.95 | 19163.73 | 19226.45 | 19309.96 | 19787.68 | 20704.45 | 20182.62 | 19231.73 | 17959.81 | 17001.39 | 459.0576 | 21617.58 | 3 | 2030
2030-03-16 | 16630.56 | 15898.37 | 15730.34 | 15859.36 | 16239.31 | 16769.61 | 17374.87 | 18032 | 18438.7 | 18364.64 | 18050.72 | 17784.64 | 17470.81 | 17165.38 | 17038.27 | 17115.12 | 17262.49 | 17396.81 | 17928.1 | 18920.19 | 18493.21 | 17701.53 | 16673.41 | 15886.57 | 414.225 | 18920.19 | 3 | 2030
2030-03-17 | 15774.64 | 16425.81 | 16282.52 | 16437.87 | 16842.48 | 17391.45 | 18003.55 | 18661.43 | 19030.72 | 18902.72 | 18531.16 | 18210.5 | 17850.39 | 17506.54 | 17354.77 | 17430.46 | 17606.12 | 17795.25 | 18372.35 | 19391.76 | 18994.6 | 18225.88 | 17214.61 | 16446.91 | 424.6845 | 19391.76 | 3 | 2030
2030-03-18 | 16270.23 | 17874.61 | 17853.44 | 18225.48 | 19137.67 | 20942.5 | 23141.94 | 23460.95 | 22900.65 | 22294.3 | 21761.9 | 21163.04 | 20541.76 | 20142.69 | 19876.12 | 19875.93 | 20000.55 | 20207.68 | 20846.52 | 22102.38 | 21556.19 | 20448.5 | 19213.46 | 18291.87 | 488.1304 | 23460.95 | 3 | 2030
2030-03-19 | 17875.46 | 16193.75 | 16082 | 16357.98 | 17158.09 | 18741.51 | 20346.99 | 20651.67 | 20299.91 | 20033.67 | 19840.75 | 19589.51 | 19258.32 | 19002.18 | 18827.67 | 18851.72 | 18883.16 | 18902.27 | 19337.29 | 20193.34 | 19707.77 | 18746.61 | 17442.1 | 16451.8 | 448.7755 | 20651.67 | 3 | 2030
2030-03-20 | 16218.03 | 14880.59 | 14701.74 | 14907.61 | 15639.49 | 17160.48 | 18719.79 | 18974.28 | 18791.24 | 18677.58 | 18645.42 | 18543.19 | 18339.12 | 18189.54 | 18086.86 | 18119.65 | 18072.22 | 17940.24 | 18251.63 | 19017.37 | 18464.57 | 17443.77 | 16087.08 | 15038.8 | 418.9103 | 19017.37 | 3 | 2030
2030-03-21 | 14837.67 | 15891.27 | 15759.91 | 16015.87 | 16795.99 | 18357.15 | 19940.54 | 20194.43 | 19939.6 | 19723.01 | 19582.62 | 19380.68 | 19091.99 | 18872.3 | 18723.96 | 18755.44 | 18765.73 | 18740.8 | 19137.05 | 19957.75 | 19452.95 | 18471.69 | 17146.27 | 16134.17 | 439.6688 | 20194.43 | 3 | 2030
2030-03-22 | 15824.63 | 17278.54 | 17211.45 | 17545.73 | 18408.41 | 20055.76 | 22043 | 22385.13 | 21913.14 | 21430.23 | 21019.64 | 20541.27 | 20123.85 | 19788.04 | 19563.86 | 19571.03 | 19649.1 | 19766.35 | 20279.08 | 21335.86 | 20743.43 | 19782.99 | 18513.03 | 17560.26 | 472.3338 | 22385.13 | 3 | 2030
2030-03-23 | 17180.55 | 18356 | 18298.08 | 18544.92 | 19033.95 | 19637.8 | 20251.2 | 21055.89 | 21379.28 | 20972.63 | 20298.2 | 19793.9 | 19278.1 | 18806.18 | 18575.39 | 18653.4 | 18926.04 | 19302 | 20035.75 | 21282.95 | 20919.61 | 20158.17 | 19197.75 | 18490.14 | 468.4279 | 21379.28 | 3 | 2030
2030-03-24 | 18242.39 | 17068.94 | 16945 | 17122.64 | 17544.66 | 18085.6 | 18649.87 | 19331.11 | 19687.02 | 19530.2 | 19124.52 | 18767.42 | 18376.44 | 18009.45 | 17849.85 | 17937.14 | 18131.52 | 18357.72 | 18969.74 | 19976.34 | 19625.21 | 18877.84 | 17865.51 | 17100.77 | 441.1769 | 19976.34 | 3 | 2030
2030-03-25 | 16983.2 | 16141.51 | 16017.61 | 16283.92 | 17090.73 | 18668.76 | 20231.72 | 20530.09 | 20274.34 | 20064.61 | 19925.22 | 19727.23 | 19455.84 | 19234.48 | 19094.23 | 19123.65 | 19129.78 | 19102.85 | 19496.08 | 20282.65 | 19773.89 | 18787.86 | 17454.21 | 16428.04 | 449.3025 | 20530.09 | 3 | 2030
2030-03-26 | 16161.42 | 14629.04 | 14422.69 | 14601.76 | 15304.58 | 16781.77 | 18281.65 | 18563.45 | 18444.25 | 18410.58 | 18461.9 | 18436.56 | 18299.83 | 18209.44 | 18152.95 | 18205.69 | 18129.32 | 17933.95 | 18188.09 | 18882.74 | 18312.33 | 17261.89 | 15864.66 | 14775.98 | 414.7165 | 18882.74 | 3 | 2030
2030-03-27 | 14589.27 | 16073.14 | 15899.5 | 16117.78 | 16855.81 | 18352.64 | 19864.93 | 20188.23 | 20066.48 | 20010.23 | 20047.36 | 20025.27 | 19902.97 | 19831.39 | 19796.67 | 19894.09 | 19896.68 | 19794.57 | 20069.23 | 20790.09 | 20164.19 | 19090.34 | 17659.83 | 16545.78 | 451.5265 | 20790.09 | 3 | 2030
2030-03-28 | 16093.04 | 15431.12 | 15185.08 | 15332.51 | 15999.51 | 17424.42 | 18892.23 | 19267.32 | 19311.58 | 19470.32 | 19744.93 | 19961.24 | 20054.68 | 20170.22 | 20269.12 | 20423.53 | 20384.53 | 20141.75 | 20241.65 | 20814.16 | 20058.91 | 18864.69 | 17320.53 | 16091.23 | 446.9483 | 20814.16 | 3 | 2030
2030-03-29 | 15605.52 | 14546.25 | 14304.19 | 14459.83 | 15145.5 | 16612.92 | 18082.66 | 18413.15 | 18382.46 | 18458.32 | 18619.14 | 18709.32 | 18683.07 | 18681.26 | 18691.77 | 18763.64 | 18664.99 | 18400.17 | 18559.93 | 19151.33 | 18495.48 | 17373.97 | 15918.01 | 14769.25 | 417.4921 | 19151.33 | 3 | 2030
2030-03-30 | 14483.82 | 15133.8 | 14883.96 | 14932.98 | 15227.87 | 15636.46 | 16086.47 | 16819.98 | 17414.84 | 17578.11 | 17514.31 | 17482.59 | 17374.26 | 17249.28 | 17260.73 | 17396.9 | 17464 | 17414.08 | 17771.2 | 18559.59 | 18065.53 | 17178.58 | 16030.1 | 15122.84 | 400.0823 | 18559.59 | 3 | 2030
2030-03-31 | 14951.04 | 14823.52 | 14564.81 | 14603.78 | 14888.88 | 15287.49 | 15723.96 | 16452.62 | 17053.48 | 17227.79 | 17172.87 | 17144.99 | 17037.33 | 16911.9 | 16922.26 | 17050.95 | 17098 | 17022.74 | 17372.25 | 18156.16 | 17667.43 | 16784.9 | 15640.07 | 14734.88 | 392.2941 | 18156.16 | 3 | 2030
2030-04-01 | 14650.96 | 14141.65 | 13938.79 | 14107.88 | 14869.96 | 16295.36 | 17601.62 | 17898.42 | 17806.4 | 17778.48 | 17818.13 | 17771.11 | 17625.56 | 17580.61 | 17604.91 | 17699.25 | 17820.1 | 17755.21 | 17538.85 | 18006.93 | 17818.32 | 16844.24 | 15560.1 | 14540.76 | 401.0736 | 18006.93 | 4 | 2030
2030-04-02 | 14196.27 | 15594.45 | 15461.04 | 15701.57 | 16514.04 | 17973.74 | 19969.67 | 20398.7 | 20065.88 | 19760.68 | 19546.22 | 19205.8 | 18746.04 | 18494.61 | 18401.36 | 18553.27 | 18869.73 | 19029.37 | 18917.95 | 19797.91 | 19642.63 | 18246.09 | 16991.94 | 16043.88 | 436.1228 | 20398.7 | 4 | 2030
2030-04-03 | 15604.32 | 15145.22 | 14987.88 | 15203.65 | 15991.58 | 17427.27 | 19097.98 | 19534.88 | 19263.64 | 19043.55 | 18918.32 | 18659.92 | 18270.4 | 18078.05 | 18040.37 | 18183.43 | 18456.29 | 18532.69 | 18353.61 | 19180.33 | 18991.17 | 17775.33 | 16527.68 | 15557.94 | 424.8255 | 19534.88 | 4 | 2030
2030-04-04 | 15193.37 | 16256.61 | 16153.53 | 16426.28 | 17269.31 | 19105.05 | 21170.04 | 21603.05 | 21201.38 | 20795.71 | 20474.08 | 20032.89 | 19486.32 | 19163.53 | 19025.51 | 19177.23 | 19546.78 | 19808.45 | 19782.76 | 20709.19 | 20611.37 | 19258.19 | 17669.83 | 16744.65 | 456.6651 | 21603.05 | 4 | 2030
2030-04-05 | 16312.6 | 17099.25 | 17030.73 | 17351.73 | 18290.52 | 20665.67 | 22757.49 | 23204.02 | 22714.9 | 22182.47 | 21713.91 | 21140.57 | 20486.48 | 20065.42 | 19864.79 | 19996.8 | 20427.07 | 20812.56 | 20884.91 | 21860.12 | 21800.54 | 20489.92 | 18676.85 | 17601.61 | 483.4309 | 23204.02 | 4 | 2030
2030-04-06 | 17136.97 | 17099.87 | 16994.2 | 17186.56 | 17701.16 | 18306.3 | 18969.33 | 19990.46 | 20456.34 | 20164.31 | 19515.34 | 18895.62 | 18232.41 | 17883.51 | 17797.8 | 17944.45 | 18447.04 | 19027.09 | 19271.57 | 20454.17 | 20561.86 | 19527.1 | 18108.22 | 17398.73 | 447.0704 | 20561.86 | 4 | 2030
2030-04-07 | 17111.21 | 17562.58 | 17473.73 | 17684.72 | 18233.19 | 19113.63 | 19782.13 | 20813.04 | 21249.63 | 20911.26 | 20214.62 | 19552.74 | 18856.35 | 18332.61 | 18181.41 | 18424.64 | 19076.16 | 19717.47 | 20002.02 | 21201.35 | 21331.17 | 20310.14 | 18883.73 | 17919.66 | 461.9392 | 21331.17 | 4 | 2030
2030-04-08 | 17589.03 | 16624.73 | 16528.08 | 16811.4 | 17679.24 | 19734 | 21767.17 | 22248.22 | 21880.98 | 21501.3 | 21203.04 | 20789.57 | 20287.22 | 19986.56 | 19876.96 | 20044.33 | 20423.44 | 20690.23 | 20649.38 | 21517.5 | 21406.65 | 20032.47 | 18165.01 | 17214.21 | 474.6507 | 22248.22 | 4 | 2030
2030-04-09 | 16790.25 | 15834.25 | 15702.15 | 15945.9 | 16757.98 | 18254.06 | 20237.1 | 20698 | 20383.77 | 20091.91 | 19887.06 | 19549.8 | 19092.46 | 18846.45 | 18766.52 | 18935.61 | 19249.2 | 19405.17 | 19297.12 | 20131.39 | 20011.64 | 18622.86 | 17226.44 | 16268.56 | 445.9856 | 20698 | 4 | 2030
2030-04-10 | 15916.57 | 16790.58 | 16704.26 | 16996.21 | 17854.72 | 19999.29 | 22018.2 | 22476.63 | 22054.18 | 21607.88 | 21240.34 | 20752.61 | 20167.1 | 19814.63 | 19665.02 | 19830.48 | 20228.16 | 20542.06 | 20561.2 | 21478.99 | 21432.05 | 20103.79 | 18246.17 | 17300.01 | 473.7811 | 22476.63 | 4 | 2030
2030-04-11 | 16854.64 | 15447.94 | 15278.56 | 15485.23 | 16260.38 | 17659.72 | 19359.6 | 19859.83 | 19671.98 | 19544.13 | 19518.12 | 19356.56 | 19055.68 | 18944.33 | 18961.16 | 19168.84 | 19439.8 | 19478.26 | 19240.01 | 19955.76 | 19752.16 | 18280.48 | 16950.29 | 15938.14 | 439.4616 | 19955.76 | 4 | 2030
2030-04-12 | 15587.86 | 14591.56 | 14380.99 | 14555.49 | 15306.49 | 16702.49 | 17930.22 | 18323.22 | 18216.06 | 18205.36 | 18286.65 | 18223.54 | 18056.51 | 18025.29 | 18065.28 | 18199.88 | 18381.76 | 18276.77 | 18003.5 | 18572.92 | 18301.27 | 17262.78 | 15956.33 | 14924.52 | 412.3367 | 18572.92 | 4 | 2030
2030-04-13 | 14595.18 | 14451.71 | 14203.23 | 14247.37 | 14615.94 | 15028.38 | 15318.72 | 16015.66 | 16559.75 | 16704.55 | 16629.61 | 16552.43 | 16394.85 | 16303.86 | 16378.54 | 16552.07 | 16786.3 | 16839.47 | 16733.98 | 17282.19 | 17217.7 | 16420.29 | 15368.1 | 14527.72 | 381.7276 | 17282.19 | 4 | 2030
2030-04-14 | 14345.74 | 15780.11 | 15593.84 | 15704.13 | 16135.19 | 16599.31 | 16919.03 | 17615.64 | 18065.51 | 18075.28 | 17857.44 | 17646.94 | 17377.32 | 17193.17 | 17207.15 | 17378.2 | 17687.28 | 17881.13 | 17888.22 | 18702.14 | 18712.65 | 17766.59 | 16755.91 | 15962.68 | 410.8506 | 18712.65 | 4 | 2030
2030-04-15 | 15669.78 | 15586.3 | 15426.08 | 15643.98 | 16446.91 | 17867.92 | 19631.87 | 20155.61 | 19968.91 | 19830.08 | 19783.98 | 19602.98 | 19298.16 | 19166.74 | 19179.73 | 19378.64 | 19642.73 | 19683.73 | 19457.66 | 20149.67 | 19960.11 | 18498.16 | 17101.35 | 16084.66 | 443.2157 | 20155.61 | 4 | 2030
2030-04-16 | 15683.71 | 15508.29 | 15286.64 | 15445.5 | 16169.44 | 17502.26 | 19023.36 | 19632.86 | 19679.66 | 19840.05 | 20137.26 | 20307.55 | 20315 | 20475.05 | 20695.48 | 21016.46 | 21274.6 | 21169.68 | 20703.02 | 21179.21 | 20810.14 | 19163.71 | 17409.93 | 16280.47 | 454.7093 | 21274.6 | 4 | 2030
2030-04-17 | 15720.63 | 14749.37 | 14499.96 | 14628.51 | 15323.54 | 16630.47 | 17798.15 | 18246.9 | 18342.67 | 18578.51 | 18949.81 | 19180.15 | 19232.83 | 19428.55 | 19670.2 | 19976.15 | 20163.82 | 19952.15 | 19425.67 | 19865.65 | 19480.55 | 17948.06 | 16529.9 | 15391.4 | 429.7136 | 20163.82 | 4 | 2030
2030-04-18 | 14917.77 | 14601.38 | 14353.45 | 14482.44 | 15179.56 | 16490.14 | 17652.68 | 18030.37 | 18079.47 | 18287.66 | 18614.4 | 18776.61 | 18747.49 | 18857.73 | 19025.38 | 19271.97 | 19419.54 | 19206.83 | 18732.72 | 19221.77 | 18893.46 | 17596.9 | 16209.13 | 15099.56 | 419.7484 | 19419.54 | 4 | 2030
2030-04-19 | 14696.49 | 14595.53 | 14336.32 | 14465.92 | 15169.23 | 16499.24 | 17658 | 18057.33 | 18124.79 | 18356.29 | 18721.88 | 18938.45 | 18974.04 | 19139.12 | 19355.23 | 19620.13 | 19767.45 | 19522.73 | 18992.15 | 19416.99 | 19025.91 | 17647.87 | 16241.68 | 15112.2 | 422.435 | 19767.45 | 4 | 2030
2030-04-20 | 14663.33 | 14611.42 | 14250.14 | 14190.5 | 14452.87 | 14739.26 | 14935.49 | 15779.62 | 16649.79 | 17199.22 | 17567.64 | 17929.35 | 18157.94 | 18497.77 | 18956.71 | 19400.96 | 19693.71 | 19481.67 | 18876.59 | 19280.51 | 18854.51 | 17584.49 | 16300.06 | 15231.99 | 407.2855 | 19693.71 | 4 | 2030
2030-04-21 | 14753.38 | 14335.96 | 13979.19 | 13922.37 | 14186.21 | 14471.67 | 14659.02 | 15486.02 | 16330.29 | 16848.77 | 17186.13 | 17523.1 | 17738.18 | 17970.52 | 18319.9 | 18776.57 | 19070.57 | 18851.3 | 18255.19 | 18668.93 | 18264.34 | 17214.19 | 15942.73 | 14886.25 | 397.6408 | 19070.57 | 4 | 2030
2030-04-22 | 14439.83 | 14083.57 | 13819.71 | 13932.57 | 14630.67 | 15939.03 | 17071.01 | 17463.81 | 17544.47 | 17723.83 | 17980.14 | 18134.65 | 18168.86 | 18336.46 | 18559.71 | 18816.72 | 18916.15 | 18609.81 | 18098.17 | 18477.41 | 18137.32 | 17081.68 | 15677.83 | 14542.41 | 406.1858 | 18916.15 | 4 | 2030
2030-04-23 | 14143.62 | 13990.58 | 13727.71 | 13839.39 | 14517.56 | 15801.05 | 16920.3 | 17289.91 | 17342.15 | 17493.31 | 17723.35 | 17847 | 17836.88 | 17933.86 | 18070.22 | 18327.14 | 18430.91 | 18138.32 | 17789.15 | 18082.91 | 17892.88 | 16861.06 | 15470.89 | 14356.84 | 399.827 | 18430.91 | 4 | 2030
2030-04-24 | 14012.92 | 14863.78 | 14552.35 | 14624.03 | 15258.41 | 16484.86 | 17580.93 | 18055.68 | 18420.47 | 19003.4 | 19763.98 | 20393.93 | 20817.17 | 21338.65 | 21824.9 | 22268.11 | 22441.59 | 22059.73 | 21259.95 | 21409.06 | 20826.49 | 18958.07 | 17128.98 | 15849.17 | 449.1966 | 22441.59 | 4 | 2030
2030-04-25 | 15147.79 | 15389.75 | 15045.98 | 15090.64 | 15695.4 | 16882.01 | 17956.65 | 18717.76 | 19288.98 | 20099.89 | 21125.75 | 22042.09 | 22738.38 | 23501.48 | 24169.21 | 24729.08 | 24941.54 | 24495.69 | 23510.86 | 23464.46 | 22715.28 | 20678.94 | 18142.31 | 16756.22 | 482.3261 | 24941.54 | 4 | 2030
2030-04-26 | 15868.86 | 14922.05 | 14591.57 | 14656.84 | 15290.54 | 16526.45 | 17606.64 | 18116.7 | 18537.03 | 19207.61 | 20053.22 | 20775.4 | 21289.73 | 21881.95 | 22423.56 | 22883.17 | 23043 | 22610.35 | 21734.69 | 21792.31 | 21137.37 | 19209.4 | 17254.78 | 15942.84 | 457.3561 | 23043 | 4 | 2030
2030-04-27 | 15211.25 | 14319.21 | 14044.94 | 14064.35 | 14403.76 | 14753.99 | 14936.52 | 15674.71 | 16287.31 | 16512.91 | 16518.37 | 16509.61 | 16409.58 | 16370.85 | 16492.11 | 16689.83 | 16887.1 | 16871.06 | 16716.25 | 17171.76 | 17119.08 | 16305.11 | 15208.93 | 14327.17 | 379.8058 | 17171.76 | 4 | 2030
2030-04-28 | 14187.1 | 14416.09 | 14146.45 | 14170.72 | 14514.71 | 14867.69 | 15049.54 | 15788.13 | 16393.75 | 16609.16 | 16603.58 | 16584.14 | 16474.79 | 16428.33 | 16544.76 | 16742.21 | 16944.11 | 16937.72 | 16791.83 | 17251.74 | 17205.86 | 16396.94 | 15304.01 | 14426.13 | 380.7795 | 17251.74 | 4 | 2030
2030-04-29 | 14261.32 | 14696.78 | 14462.13 | 14605.36 | 15330.98 | 16647.35 | 17752.17 | 18165.4 | 18223.45 | 18398.29 | 18680.51 | 18801.64 | 18757.01 | 18849.14 | 19029.85 | 19289.07 | 19426.07 | 19204.18 | 18749.57 | 19185.81 | 18911.76 | 17634.87 | 16249.52 | 15137.66 | 420.4499 | 19426.07 | 4 | 2030
2030-04-30 | 14742.41 | 14564.01 | 14267.09 | 14350.11 | 14995.41 | 16222.51 | 17282.61 | 17731.97 | 17919.99 | 18312.67 | 18939.1 | 19413.47 | 19684.76 | 20072.88 | 20465.44 | 20849.16 | 20978.69 | 20605.62 | 19906.5 | 20124.96 | 19669.94 | 18006.08 | 16497.97 | 15272.96 | 430.8763 | 20978.69 | 4 | 2030
2030-05-01 | 14296 | 14863.78 | 14453.69 | 14451.66 | 15036.62 | 16198.83 | 17362.83 | 18074.49 | 18600.13 | 19255.65 | 20052.67 | 20859.93 | 21491.75 | 22158.79 | 22762.87 | 23316.76 | 23583.62 | 23273.45 | 22290.87 | 21814.63 | 21348.11 | 19792.12 | 17974.48 | 16411.17 | 459.7249 | 23583.62 | 5 | 2030
2030-05-02 | 15389.69 | 14534.53 | 14198.39 | 14262.91 | 14916.79 | 16154.14 | 17345.91 | 17953.87 | 18248.4 | 18619.53 | 19090.5 | 19386.43 | 19556.1 | 19794.85 | 20077.05 | 20479.4 | 20725.24 | 20558.31 | 19908.73 | 19756.32 | 19606.53 | 18499.99 | 16872.07 | 15494.24 | 431.4299 | 20725.24 | 5 | 2030
2030-05-03 | 14836.21 | 14696.84 | 14401.25 | 14515.85 | 15227.06 | 16538.51 | 17752.03 | 18329.33 | 18508.13 | 18732.28 | 19023.9 | 19139.68 | 19149.05 | 19237.75 | 19399.41 | 19653.45 | 19848.16 | 19785.36 | 19357.15 | 19294.81 | 19218.26 | 18197.37 | 16663.88 | 15378.18 | 426.8839 | 19848.16 | 5 | 2030
2030-05-04 | 14810.16 | 15037.79 | 14742 | 14755.27 | 15087.48 | 15361.14 | 15571.42 | 16525.89 | 17291.14 | 17564.13 | 17589 | 17534.26 | 17416.03 | 17340.97 | 17471.07 | 17765.77 | 18112.26 | 18266.61 | 18064.18 | 18229.55 | 18340.73 | 17581.98 | 16383.88 | 15366.48 | 402.2092 | 18340.73 | 5 | 2030
2030-05-05 | 15023.7 | 14710.56 | 14397.47 | 14392.65 | 14707.03 | 14962.39 | 15155.37 | 16113.94 | 16908.39 | 17221.51 | 17288.32 | 17271.92 | 17186.23 | 17138.52 | 17287.61 | 17585.22 | 17910.37 | 18024.69 | 17790.68 | 17929.9 | 18026.47 | 17253.42 | 16041.01 | 15008.22 | 395.3356 | 18026.47 | 5 | 2030
2030-05-06 | 14702.23 | 13915.06 | 13607.27 | 13695.74 | 14393.73 | 15676.86 | 16856.96 | 17422.63 | 17620.73 | 17870.48 | 18189.79 | 18318.62 | 18341.32 | 18428.65 | 18591.82 | 18832.18 | 18976.82 | 18852.47 | 18412.64 | 18341.99 | 18294.34 | 17291.7 | 15764.64 | 14475.89 | 406.8746 | 18976.82 | 5 | 2030
2030-05-07 | 14050.42 | 14336.24 | 13965.21 | 13995.91 | 14614.37 | 15804.74 | 16946.05 | 17590.57 | 17973.88 | 18455.97 | 19047.78 | 19462.58 | 19739.43 | 20086.77 | 20515.25 | 20960.68 | 21177.81 | 20919.57 | 20125.07 | 19866.27 | 19667.39 | 18505.23 | 16814.55 | 15375.44 | 429.9972 | 21177.81 | 5 | 2030
2030-05-08 | 14658.13 | 15064.34 | 14633.84 | 14613.63 | 15178.4 | 16303.21 | 17415.59 | 18169.75 | 18766.85 | 19506.43 | 20471.51 | 21398.17 | 22124.22 | 22870.55 | 23534.49 | 24122.37 | 24376.5 | 24017.92 | 22968.24 | 22395.82 | 21896.47 | 20186.67 | 18316.28 | 16704.07 | 469.6934 | 24376.5 | 5 | 2030
2030-05-09 | 15642.15 | 14724.68 | 14321.2 | 14323.92 | 14912.99 | 16064.64 | 17179.95 | 17885.42 | 18384.28 | 19005.31 | 19753.31 | 20398.67 | 20940.2 | 21522.36 | 22064.55 | 22576.15 | 22802.56 | 22486.87 | 21564.15 | 21112.75 | 20735.22 | 19359.29 | 17576.2 | 16048.6 | 451.3854 | 22802.56 | 5 | 2030
2030-05-10 | 15213.8 | 15016.05 | 14591.11 | 14587.24 | 15175.59 | 16339.92 | 17453.56 | 18207.11 | 18774.32 | 19476.84 | 20336.58 | 21188.82 | 21847.43 | 22522.5 | 23134.75 | 23674.7 | 23907.48 | 23556.4 | 22544.65 | 21995 | 21515.53 | 19906.53 | 18071.45 | 16492.14 | 465.5295 | 23907.48 | 5 | 2030
2030-05-11 | 15507.31 | 14463.15 | 14009.73 | 13872.91 | 14052.88 | 14158.42 | 14254.39 | 15369.29 | 16546.83 | 17340.05 | 17941.2 | 18466.98 | 18872.32 | 19248.92 | 19702.08 | 20149.85 | 20506.91 | 20338.54 | 19691.44 | 19475.92 | 19284.18 | 18224.16 | 16729.59 | 15418.91 | 413.626 | 20506.91 | 5 | 2030
2030-05-12 | 14776.79 | 14174.33 | 13720.14 | 13580.93 | 13757.71 | 13858.35 | 13943.19 | 15045.98 | 16210.85 | 16990.24 | 17577.26 | 18091.52 | 18491.53 | 18869.02 | 19327.95 | 19779.6 | 20055.14 | 19908.89 | 19300.61 | 19085.42 | 18902.87 | 17852.63 | 16365.86 | 15061.88 | 404.7287 | 20055.14 | 5 | 2030
2030-05-13 | 14448.61 | 15047.73 | 14641.6 | 14645.16 | 15253.25 | 16418.46 | 17522.34 | 18270.42 | 18817.99 | 19487.83 | 20313.62 | 21110.12 | 21719.32 | 22337.51 | 22911.39 | 23430.68 | 23653.66 | 23321.98 | 22362.26 | 21845.24 | 21428.32 | 19880.83 | 18067.02 | 16503.33 | 463.4387 | 23653.66 | 5 | 2030
2030-05-14 | 15532.54 | 14361.29 | 13991.63 | 14023.29 | 14641.53 | 15817.19 | 16915.49 | 17567.67 | 17949.71 | 18427.25 | 19007.43 | 19400.02 | 19650.64 | 19957.65 | 20349.84 | 20781.4 | 20976.11 | 20708.89 | 19961.26 | 19710.28 | 19549.17 | 18409.93 | 16726.85 | 15297.43 | 429.7145 | 20976.11 | 5 | 2030
2030-05-15 | 14647.63 | 14605.76 | 14267.27 | 14329.36 | 14977.52 | 16181.65 | 17294.86 | 17924.17 | 18234.05 | 18617.79 | 19096.03 | 19389.43 | 19553.68 | 19789 | 20077.12 | 20487.52 | 20708.62 | 20514.86 | 19877.04 | 19685.13 | 19576.25 | 18486.7 | 16849.44 | 15466.56 | 430.6374 | 20708.62 | 5 | 2030
2030-05-16 | 14837.33 | 14795.4 | 14425.85 | 14460.19 | 15079.43 | 16249.04 | 17342.36 | 18019.37 | 18429.21 | 18935.06 | 19551.43 | 19988.53 | 20352.54 | 20799.53 | 21251.39 | 21721.72 | 21947.51 | 21693.34 | 20890.56 | 20522.54 | 20266.7 | 19069.63 | 17352.44 | 15892.04 | 443.8731 | 21947.51 | 5 | 2030
2030-05-17 | 15142.57 | 14788.65 | 14458.98 | 14541.8 | 15216.91 | 16460.16 | 17573.44 | 18211.78 | 18497.96 | 18848.78 | 19276.56 | 19523.91 | 19652.07 | 19846.77 | 20094.44 | 20476.8 | 20696.08 | 20523.17 | 19915.25 | 19724.32 | 19614.83 | 18537.63 | 16922.52 | 15560.99 | 434.1064 | 20696.08 | 5 | 2030
2030-05-18 | 14947.86 | 13913.22 | 13535.89 | 13466.08 | 13713.3 | 13879.87 | 13964.47 | 14969.49 | 15900.95 | 16390.02 | 16642.14 | 16797.87 | 16862.08 | 16943.82 | 17190.01 | 17523.28 | 17778.46 | 17744.58 | 17379.47 | 17375.77 | 17420.33 | 16580.71 | 15285.04 | 14169.7 | 380.3744 | 17778.46 | 5 | 2030
2030-05-19 | 13897.96 | 14445.78 | 14088.83 | 14041.04 | 14309.37 | 14492.06 | 14585.69 | 15596.06 | 16502.74 | 16953.85 | 17166.79 | 17287.65 | 17322.63 | 17380.31 | 17611.37 | 17948.05 | 18231.68 | 18246.19 | 17914.11 | 17927.76 | 17988.72 | 17160.81 | 15872.48 | 14767.32 | 391.7393 | 18246.19 | 5 | 2030
2030-05-20 | 14413.13 | 15274.66 | 14987.1 | 15101.76 | 15819.95 | 17084.83 | 18204.75 | 18834.56 | 19064.28 | 19330.3 | 19672.4 | 19832.83 | 19891.29 | 20016.71 | 20253.63 | 20623.51 | 20875.03 | 20787.11 | 20231.11 | 20064.08 | 20022.93 | 18997.21 | 17416.21 | 16085.22 | 442.8846 | 20875.03 | 5 | 2030
2030-05-21 | 15484.89 | 15293.23 | 14857.14 | 14832.13 | 15392.62 | 16492.6 | 17538.31 | 18321.08 | 18943.1 | 19709.64 | 20742.36 | 21639.24 | 22303.16 | 22969.93 | 23561.9 | 24090.22 | 24283.96 | 23907.7 | 22901.86 | 22320.04 | 21899.62 | 20226.3 | 18362.7 | 16764.9 | 472.8386 | 24283.96 | 5 | 2030
2030-05-22 | 15815.18 | 14976.46 | 14561.15 | 14553.72 | 15130.42 | 16245.7 | 17291.98 | 18036.32 | 18585.22 | 19261.92 | 20063.63 | 20843.35 | 21421.34 | 22028.9 | 22591.26 | 23113.38 | 23315.45 | 22965.48 | 22018.1 | 21493.98 | 21132.44 | 19663.74 | 17849.31 | 16295.24 | 459.2537 | 23315.45 | 5 | 2030
2030-05-23 | 15450.01 | 15308.2 | 14856.45 | 14817.12 | 15360.87 | 16437.8 | 17466.86 | 18271.76 | 18943.71 | 19770.12 | 20911.3 | 21920.33 | 22702.56 | 23485.22 | 24172.96 | 24766.44 | 24979.3 | 24564.64 | 23473.66 | 22806.77 | 22317.84 | 20578.8 | 18589.02 | 16939.69 | 478.8914 | 24979.3 | 5 | 2030
2030-05-24 | 15925.11 | 15622.02 | 15141.08 | 15087.84 | 15625.86 | 16712.71 | 17736.45 | 18597.97 | 19355.71 | 20309.9 | 21662.04 | 22786.95 | 23662.17 | 24498 | 25211.22 | 25789.61 | 25974.9 | 25513.61 | 24348.05 | 23595.31 | 23020.76 | 21208.64 | 19038.56 | 17344.84 | 493.7693 | 25974.9 | 5 | 2030
2030-05-25 | 16234.49 | 15099.34 | 14560.03 | 14346.23 | 14448.35 | 14448.13 | 14441.86 | 15700.63 | 17153.86 | 18282.99 | 19241.6 | 20101.43 | 20942.99 | 21694.92 | 22445.54 | 23082.92 | 23382.7 | 23043.72 | 22022.24 | 21458.47 | 21037.5 | 19626.46 | 17948.67 | 16463.57 | 447.2086 | 23382.7 | 5 | 2030
2030-05-26 | 15614.25 | 15360.12 | 14801.16 | 14570.4 | 14657.2 | 14641.24 | 14627.63 | 15921.54 | 17440.62 | 18651.13 | 19692.54 | 20737.44 | 21661.36 | 22447.55 | 23207.71 | 23836.07 | 24115.67 | 23749.24 | 22685.47 | 22075.79 | 21616.39 | 20049.6 | 18337.08 | 16818.9 | 457.3161 | 24115.67 | 5 | 2030
2030-05-27 | 15716.79 | 15116.27 | 14540.29 | 14318.45 | 14507.72 | 14731.88 | 14866.88 | 15944.42 | 17399.85 | 18960.38 | 20565.76 | 22012.77 | 22888.14 | 23626.1 | 24363.33 | 24979.9 | 25116.93 | 24514.22 | 23281.56 | 22601.09 | 22118.88 | 20462.85 | 18613.83 | 17025.61 | 468.2739 | 25116.93 | 5 | 2030
2030-05-28 | 16102.43 | 16467.54 | 15923.65 | 15804.59 | 16273.48 | 17267.11 | 18249.44 | 19219.7 | 20226.31 | 21755.35 | 23486.55 | 24943.25 | 26063.01 | 27070.81 | 27866.99 | 28470.99 | 28614.97 | 28061.27 | 26734.97 | 25812.45 | 25117.4 | 23147.33 | 20487.99 | 18612.65 | 531.7802 | 28614.97 | 5 | 2030
2030-05-29 | 17270.76 | 15803.72 | 15308.78 | 15232.1 | 15736.22 | 16758.81 | 17746.58 | 18632.75 | 19457.85 | 20563.49 | 22052.13 | 23329.9 | 24357.79 | 25351.57 | 26193.29 | 26877.34 | 27101.14 | 26606.9 | 25344.87 | 24491.01 | 23861.22 | 21973.25 | 19569.59 | 17802.58 | 507.4236 | 27101.14 | 5 | 2030
2030-05-30 | 16608.18 | 15691.25 | 15204.3 | 15134.41 | 15644.14 | 16669.24 | 17650.79 | 18524.2 | 19323.02 | 20351.41 | 21797.07 | 23038.4 | 24041.94 | 25023.55 | 25864.78 | 26555.8 | 26786.24 | 26299.76 | 25054.39 | 24212.78 | 23604.01 | 21736.34 | 19394.98 | 17640.67 | 501.8517 | 26786.24 | 5 | 2030
2030-05-31 | 16482.83 | 16204.2 | 15675.66 | 15581.35 | 16077.17 | 17108.24 | 18091 | 19042.31 | 19967.88 | 21337.02 | 22970.8 | 24374.9 | 25494.58 | 26530.85 | 27382.19 | 28034.34 | 28218.51 | 27674.31 | 26338.83 | 25399.08 | 24683.22 | 22719.02 | 20108.68 | 18295.42 | 523.7924 | 28218.51 | 5 | 2030
2030-06-01 | 17062.97 | 17173.02 | 16486.62 | 16163.18 | 16118.88 | 15806.37 | 15714.37 | 17315.17 | 19114.15 | 20614.43 | 21944.7 | 23235.17 | 24397.26 | 25364.96 | 26202.85 | 26819.65 | 27042.45 | 26600.93 | 25332.93 | 24221.11 | 23350.7 | 22055.92 | 20373.88 | 18842.65 | 507.3543 | 27042.45 | 6 | 2030
2030-06-02 | 17732.78 | 15377.38 | 14849.57 | 14664.02 | 14751.49 | 14573.33 | 14520.15 | 15852.35 | 17119.67 | 17965.41 | 18593.83 | 19009.51 | 19300.03 | 19596.11 | 19969.67 | 20338.2 | 20545.66 | 20417.19 | 19875.88 | 19448.05 | 19187.17 | 18501.78 | 17166.45 | 15969.63 | 425.3253 | 20545.66 | 6 | 2030
2030-06-03 | 15545.89 | 15823.99 | 15344.98 | 15293.86 | 15783.35 | 16596.3 | 17488.36 | 18464.77 | 19126.19 | 19834.03 | 20616.84 | 21107.16 | 21457.6 | 21854.99 | 22230.62 | 22675.42 | 22838.61 | 22506.12 | 21770.66 | 21169.81 | 20786.17 | 19900.58 | 18279.47 | 16858.46 | 463.3542 | 22838.61 | 6 | 2030
2030-06-04 | 16125 | 16257.77 | 15739.43 | 15651.6 | 16085.7 | 16837.52 | 17706.02 | 18734.5 | 19513.24 | 20370.12 | 21319.38 | 21964.53 | 22505.54 | 23208.39 | 23818.18 | 24335.45 | 24498.71 | 24110.12 | 23054.58 | 22150.05 | 21703.83 | 20737.37 | 19030.62 | 17533.77 | 482.9914 | 24498.71 | 6 | 2030
2030-06-05 | 16671.63 | 16578.18 | 16032.4 | 15920.85 | 16331.48 | 17057.89 | 17918.15 | 18994.4 | 19867.5 | 20839.66 | 21915.71 | 22824.54 | 23647.25 | 24468.77 | 25155.81 | 25710.57 | 25873.56 | 25438.01 | 24278.93 | 23220.53 | 22459.35 | 21411.35 | 19636.52 | 18074.03 | 500.3271 | 25873.56 | 6 | 2030
2030-06-06 | 17092.79 | 16397.49 | 15864.5 | 15763.82 | 16185.13 | 16922.19 | 17782.6 | 18835.55 | 19662.87 | 20579.19 | 21593.22 | 22301.39 | 23043.03 | 23804.57 | 24452.56 | 24987.48 | 25146.96 | 24730.87 | 23622.94 | 22613.63 | 22044.64 | 21043.75 | 19302.91 | 17773.26 | 491.5473 | 25146.96 | 6 | 2030
2030-06-07 | 16886.98 | 16036.94 | 15531.59 | 15461 | 15922.83 | 16713.69 | 17587.37 | 18599.9 | 19328.9 | 20122.24 | 20992.9 | 21560.91 | 21965.78 | 22453.98 | 23014.58 | 23493.22 | 23640.28 | 23264.19 | 22264.74 | 21609.56 | 21179.55 | 20245.96 | 18582.83 | 17125.08 | 473.585 | 23640.28 | 6 | 2030
2030-06-08 | 16375.95 | 16163.32 | 15550.82 | 15291.17 | 15300.17 | 15025.81 | 14922.38 | 16398.91 | 17957.11 | 19154.74 | 20186.37 | 21030.32 | 21720.77 | 22374.79 | 23256.58 | 23980.87 | 24312.5 | 23963.9 | 22824.91 | 21981.91 | 21474.75 | 20542.66 | 18963.44 | 17531.23 | 466.2854 | 24312.5 | 6 | 2030
2030-06-09 | 16653.98 | 16792.02 | 16131.48 | 15830.42 | 15801.08 | 15488.7 | 15374.81 | 16936.13 | 18657.36 | 20056.01 | 21298.18 | 22331.31 | 23456.29 | 24495.08 | 25438.78 | 26168.49 | 26466.72 | 26044.71 | 24768.83 | 23638.64 | 22780.87 | 21657.38 | 19981.31 | 18456.17 | 494.7047 | 26466.72 | 6 | 2030
2030-06-10 | 17385.61 | 16786.7 | 16223.35 | 16099.02 | 16516.02 | 17245.63 | 18095.65 | 19220.47 | 20170.08 | 21229.6 | 22395.04 | 23576.06 | 24515.41 | 25414.03 | 26155.27 | 26724.46 | 26870.53 | 26388.16 | 25150.23 | 23996.09 | 23157.3 | 21873.01 | 20049.93 | 18435.02 | 513.6727 | 26870.53 | 6 | 2030
2030-06-11 | 17399.74 | 17396.91 | 16785.93 | 16617.93 | 16975.54 | 17644.4 | 18476 | 19668.31 | 20761.85 | 22004.98 | 23721.73 | 25168.14 | 26256.89 | 27257.66 | 28032.79 | 28599.08 | 28712.62 | 28170.7 | 26826.25 | 25570.48 | 24643.7 | 22993.2 | 20957.6 | 19269.34 | 539.9118 | 28712.62 | 6 | 2030
2030-06-12 | 18094.97 | 17642.82 | 17012.95 | 16828.63 | 17171.15 | 17824.1 | 18648.33 | 19874.41 | 21031.78 | 22353.52 | 24313.59 | 25858.29 | 27019.31 | 28065.99 | 28860.67 | 29425.36 | 29522.2 | 28950.54 | 27555.89 | 26246.48 | 25274.23 | 23573.07 | 21341.88 | 19618.84 | 552.109 | 29522.2 | 6 | 2030
2030-06-13 | 18402.23 | 17846.86 | 17201.88 | 17004.49 | 17335.89 | 17979.27 | 18801.47 | 20053.66 | 21260.41 | 22724.77 | 24797.18 | 26406.55 | 27604.83 | 28663.58 | 29449.91 | 29993.41 | 30066.66 | 29474.34 | 28053.68 | 26717.01 | 25718.88 | 23986.85 | 21620.92 | 19877.69 | 561.0424 | 30066.66 | 6 | 2030
2030-06-14 | 18655.67 | 18065.5 | 17403.57 | 17198.04 | 17532.51 | 18190.36 | 19016.79 | 20308.36 | 21572.72 | 23209.38 | 25373.58 | 27073.23 | 28351.32 | 29465.09 | 30284.51 | 30828.44 | 30889.46 | 30265.16 | 28779.96 | 27372.89 | 26295.34 | 24500.2 | 21956.93 | 20178.46 | 572.7675 | 30889.46 | 6 | 2030
2030-06-15 | 18870.98 | 17511.01 | 16796.01 | 16447.79 | 16376.72 | 16022.87 | 15889.65 | 17547.22 | 19448.74 | 21071.11 | 22537.07 | 24239.24 | 25572.8 | 26687.49 | 27634.12 | 28315.29 | 28540.01 | 28036.63 | 26648.78 | 25395.39 | 24435.73 | 22866.34 | 21006.75 | 19398.82 | 527.2966 | 28540.01 | 6 | 2030
2030-06-16 | 18250.81 | 16588.4 | 15943.92 | 15656.48 | 15642.02 | 15344.74 | 15227.19 | 16760 | 18421.42 | 19748.07 | 20902.97 | 21835.6 | 22636.62 | 23548.32 | 24394.91 | 25060.58 | 25329.95 | 24935.01 | 23753.7 | 22709.81 | 22084.68 | 21114.28 | 19496.37 | 18027.99 | 483.4138 | 25329.95 | 6 | 2030
2030-06-17 | 17143.68 | 17215 | 16618.74 | 16466.03 | 16856.67 | 17557.88 | 18393.83 | 19577.69 | 20638.71 | 21835.29 | 23385.51 | 24778.67 | 25846.37 | 26828.08 | 27606.6 | 28175.75 | 28293.91 | 27759.11 | 26431.77 | 25181.92 | 24262.69 | 22635.54 | 20722.61 | 19046.27 | 533.2583 | 28293.91 | 6 | 2030
2030-06-18 | 17882.34 | 16946.27 | 16369.49 | 16230.93 | 16615.89 | 17309.81 | 18142.08 | 19274.83 | 20251.63 | 21350.68 | 22610.94 | 23863.4 | 24800.27 | 25695.53 | 26417.05 | 26972.08 | 27102.21 | 26610.66 | 25370.7 | 24216 | 23392.86 | 22033.67 | 20199.53 | 18581.18 | 518.24 | 27102.21 | 6 | 2030
2030-06-19 | 17558.53 | 17238.29 | 16640.41 | 16483.53 | 16854.16 | 17537.86 | 18368.99 | 19537.4 | 20580.6 | 21763.87 | 23287.23 | 24607.36 | 25563.73 | 26437.58 | 27111.17 | 27606.76 | 27686.89 | 27169.64 | 25915.68 | 24744.35 | 23904.81 | 22385.93 | 20534.31 | 18899.58 | 528.4187 | 27686.89 | 6 | 2030
2030-06-20 | 17845.53 | 17440.54 | 16825.25 | 16653.66 | 17006.14 | 17664.94 | 18486.32 | 19688.2 | 20799.42 | 22062.5 | 23837.23 | 25332.09 | 26475.66 | 27533.23 | 28358.26 | 28962 | 29090.78 | 28535.81 | 27153.04 | 25855.16 | 24898.45 | 23218.48 | 21097.78 | 19387.45 | 544.2079 | 29090.78 | 6 | 2030
2030-06-21 | 18210.53 | 17892.4 | 17244.95 | 17051.76 | 17400.72 | 18076.35 | 18906.36 | 20170.93 | 21379.83 | 22854.74 | 24905.77 | 26469.52 | 27605.99 | 28584.31 | 29295.15 | 29763.7 | 29791.15 | 29195.42 | 27807.22 | 26493.53 | 25506.78 | 23796.41 | 21505.56 | 19784.8 | 559.6939 | 29791.15 | 6 | 2030
2030-06-22 | 18586.73 | 17704.59 | 16977.72 | 16618.91 | 16544.77 | 16196.86 | 16066.33 | 17741.23 | 19669.51 | 21330.76 | 22909.84 | 24558.45 | 25765.24 | 26706.51 | 27474.03 | 27996.78 | 28120.45 | 27614.46 | 26312.68 | 25138.16 | 24254.66 | 22741.94 | 20957.44 | 19390.17 | 527.3782 | 28120.45 | 6 | 2030
2030-06-23 | 18342.99 | 17396.64 | 16693.66 | 16355.48 | 16300.98 | 15974.26 | 15852.85 | 17484.8 | 19331.15 | 20891.95 | 22263.92 | 23672.79 | 24772.63 | 25637.77 | 26363.68 | 26874.63 | 27011.14 | 26543.87 | 25316.09 | 24218.97 | 23402.87 | 22114 | 20443.63 | 18925.99 | 512.1867 | 27011.14 | 6 | 2030
2030-06-24 | 17982.59 | 18626.09 | 17928.03 | 17686.88 | 18008.66 | 18661.05 | 19491.72 | 20847.56 | 22228.57 | 24331.37 | 26650.28 | 28366.13 | 29522.29 | 30394.07 | 30935.04 | 31212.23 | 31086.19 | 30427.88 | 29036.68 | 27710.32 | 26715.23 | 24963.42 | 22329.29 | 20575.97 | 585.7175 | 31212.23 | 6 | 2030
2030-06-25 | 19341.74 | 18922.62 | 18198.07 | 17931.86 | 18205.18 | 18798.07 | 19606.63 | 20996.42 | 22462.74 | 24825.84 | 27333.99 | 29272.98 | 30652.27 | 31757.47 | 32484.56 | 32904.18 | 32844.76 | 32143.66 | 30596.03 | 29123.19 | 27999.97 | 26114.11 | 23242.28 | 21213.97 | 606.9726 | 32904.18 | 6 | 2030
2030-06-26 | 19835.33 | 19199.95 | 18455.7 | 18172.34 | 18433.04 | 19018.37 | 19826.92 | 21249.52 | 22895.08 | 25364.89 | 27966.44 | 29954.33 | 31331.27 | 32392.28 | 33051.66 | 33396.9 | 33280.01 | 32556.89 | 31010.26 | 29535.45 | 28409.38 | 26509.38 | 23625.58 | 21484.23 | 616.9552 | 33396.9 | 6 | 2030
2030-06-27 | 20095.47 | 18491.35 | 17799.83 | 17562.18 | 17861.87 | 18481.64 | 19300.43 | 20631.49 | 21985.3 | 23980.36 | 26291.28 | 28056.6 | 29307.33 | 30330.21 | 31021.85 | 31443.4 | 31411.62 | 30761.66 | 29303.05 | 27923.49 | 26882.66 | 25087.25 | 22377.23 | 20594.7 | 586.9822 | 31443.4 | 6 | 2030
2030-06-28 | 19363.03 | 18313.2 | 17634.66 | 17414.73 | 17740.67 | 18396.79 | 19225.32 | 20543.33 | 21854.57 | 23684.29 | 25911.77 | 27618.02 | 28844.16 | 29862.2 | 30569.4 | 31005.31 | 30991.99 | 30353.92 | 28903.15 | 27527.38 | 26476.76 | 24695.03 | 22109.55 | 20342.9 | 579.3821 | 31005.31 | 6 | 2030
2030-06-29 | 19102.91 | 18197.13 | 17433.99 | 17044.01 | 16943.1 | 16573.38 | 16443.97 | 18180.81 | 20228.58 | 22039.19 | 24092.09 | 25909.3 | 27223.7 | 28214.34 | 28979.85 | 29466.2 | 29544.48 | 28990.01 | 27613.33 | 26366.58 | 25404.83 | 23806.47 | 21673.02 | 20051.31 | 549.5226 | 29544.48 | 6 | 2030
2030-06-30 | 18925.32 | 18131.01 | 17370.01 | 16982.36 | 16876.65 | 16492.48 | 16357.61 | 18094.45 | 20148.95 | 21961.72 | 24026.5 | 25959.65 | 27448.21 | 28647.78 | 29613.53 | 30266.5 | 30443.16 | 29875.74 | 28379.83 | 27021.22 | 25951.96 | 24264.91 | 21942.36 | 20258.65 | 555.4406 | 30443.16 | 6 | 2030
2030-07-01 | 19011.49 | 19030.38 | 18319.93 | 18052.9 | 18360.26 | 19032.62 | 19659.27 | 20862.43 | 22189.5 | 23845.52 | 26234.93 | 28145.43 | 29554.77 | 30746.21 | 31623.69 | 32188.18 | 32210.9 | 31530.19 | 29970.57 | 28467.55 | 27377.28 | 25431.96 | 22903.24 | 21120.16 | 595.8694 | 32210.9 | 7 | 2030
2030-07-02 | 19790.56 | 17134.75 | 16565.02 | 16417.96 | 16812.74 | 17561.26 | 18206.19 | 19143.19 | 19978.3 | 20941.82 | 22017 | 22823.94 | 23528.15 | 24451.26 | 25261.45 | 25925.23 | 26121.03 | 25666.19 | 24458.21 | 23326.43 | 22819.5 | 21746.68 | 20014.39 | 18478.11 | 509.1894 | 26121.03 | 7 | 2030
2030-07-03 | 17669.48 | 17507.39 | 16908.64 | 16736.59 | 17106.96 | 17829.45 | 18466.47 | 19455.4 | 20391.53 | 21478.52 | 22688.05 | 23758.73 | 24810.5 | 25853.06 | 26737.6 | 27434.39 | 27626.45 | 27123.07 | 25808.28 | 24569.3 | 23727.97 | 22484.78 | 20682.23 | 19078.38 | 525.9332 | 27626.45 | 7 | 2030
2030-07-04 | 17911.6 | 17465.85 | 16740.76 | 16385.36 | 16397.55 | 16298.87 | 16105.83 | 17347.15 | 19030.95 | 20827.29 | 22547.19 | 24075.34 | 25184.21 | 26142.96 | 27025.91 | 27711.13 | 27811.36 | 27125.37 | 25685.53 | 24478.34 | 23663.53 | 22443.37 | 20795.97 | 19261.27 | 518.4627 | 27811.36 | 7 | 2030
2030-07-05 | 18402.88 | 19204.93 | 18477.75 | 18205.42 | 18498.29 | 19173.14 | 19804.08 | 21021.33 | 22370.3 | 24140.28 | 26566.75 | 28496.88 | 29895.25 | 31066.79 | 31908.62 | 32434.55 | 32434.88 | 31747.49 | 30182 | 28678.77 | 27568.23 | 25607.8 | 23015.4 | 21236.88 | 600.1387 | 32434.88 | 7 | 2030
2030-07-06 | 19906.82 | 17923.99 | 17199.71 | 16826.54 | 16749.14 | 16432.58 | 16103.86 | 17596.09 | 19415.64 | 20970.12 | 22356.02 | 23561.56 | 24862.98 | 25973.02 | 26955.99 | 27683.38 | 27931.98 | 27450.76 | 26094.49 | 24861.92 | 23974.07 | 22701.06 | 21040.13 | 19513.55 | 524.0854 | 27931.98 | 7 | 2030
2030-07-07 | 18555.51 | 17475.3 | 16784.89 | 16441.1 | 16389.87 | 16098.45 | 15778.88 | 17211.5 | 18918.28 | 20332.87 | 21577.7 | 22625.97 | 23493.08 | 24547.06 | 25521.6 | 26274.74 | 26565.92 | 26135.87 | 24855.42 | 23703.71 | 23037.64 | 21987.89 | 20383.48 | 18910.82 | 503.6076 | 26565.92 | 7 | 2030
2030-07-08 | 18015.97 | 18103.17 | 17462.64 | 17256.59 | 17616.96 | 18340.82 | 18994.15 | 20073.75 | 21171.34 | 22452.71 | 24003.69 | 25611.15 | 26845.9 | 27979.63 | 28892.68 | 29553.28 | 29692.93 | 29117.36 | 27679.58 | 26318 | 25335.81 | 23535.92 | 21653.68 | 19964.79 | 555.6725 | 29692.93 | 7 | 2030
2030-07-09 | 18828.46 | 19822.12 | 19053.49 | 18734.36 | 18981.62 | 19606.06 | 20236.93 | 21516.05 | 23004.27 | 25327.99 | 28001.22 | 30088.56 | 31532.22 | 32668.16 | 33410.36 | 33824.25 | 33728.62 | 32997.07 | 31408.86 | 29891.15 | 28764.7 | 26751.69 | 23869.95 | 21972.93 | 624.0211 | 33824.25 | 7 | 2030
2030-07-10 | 20618.79 | 20019.28 | 19235.87 | 18904.04 | 19139.7 | 19753.81 | 20385.01 | 21689.69 | 23228.07 | 25730.24 | 28495.62 | 30666.24 | 32173.28 | 33351.42 | 34113.06 | 34528.4 | 34423.63 | 33670.37 | 32038.35 | 30478.84 | 29308.18 | 27249.76 | 24325.79 | 22267.67 | 635.7951 | 34528.4 | 7 | 2030
2030-07-11 | 20902.87 | 19444.14 | 18702.9 | 18407.79 | 18673.37 | 19311.74 | 19949.88 | 21182.13 | 22585.55 | 24585.1 | 27124.43 | 29139.67 | 30581.99 | 31774.2 | 32605.07 | 33118.11 | 33103.51 | 32406.74 | 30820.36 | 29313.95 | 28189.18 | 26196.42 | 23410.49 | 21606.83 | 613.1364 | 33118.11 | 7 | 2030
2030-07-12 | 20338.76 | 19104.53 | 18386.26 | 18122.06 | 18423.12 | 19112.46 | 19765.77 | 20964.23 | 22283.03 | 23966.44 | 26344.23 | 28238.37 | 29615.26 | 30777.38 | 31617.91 | 32150.16 | 32170.2 | 31504.15 | 29953.91 | 28482.69 | 27371.58 | 25422.45 | 22898.55 | 21133.21 | 598.1467 | 32170.2 | 7 | 2030
2030-07-13 | 19887.45 | 18302.66 | 17551.7 | 17155.73 | 17060.25 | 16734.9 | 16420.74 | 17956.01 | 19861.38 | 21524.86 | 23017.37 | 24607.44 | 25969.26 | 27090.22 | 28044.14 | 28720.69 | 28927.1 | 28416.69 | 27018.41 | 25754.63 | 24811.31 | 23253.87 | 21560.05 | 20001.63 | 539.6485 | 28927.1 | 7 | 2030
2030-07-14 | 18958.07 | 16815.41 | 16175.61 | 15876.07 | 15864.38 | 15615.22 | 15324.2 | 16665.69 | 18204.82 | 19411.93 | 20451.56 | 21337.34 | 22054.74 | 22744.77 | 23509.23 | 24315.01 | 24684.77 | 24335.85 | 23183.23 | 22460.51 | 21972.07 | 20998.4 | 19472.41 | 18073.91 | 478.5052 | 24684.77 | 7 | 2030
2030-07-15 | 17310.65 | 17664.77 | 17059.02 | 16883.39 | 17272.89 | 18032.3 | 18713.87 | 19728.89 | 20707.94 | 21844.53 | 23099.46 | 24360.41 | 25458.43 | 26502.76 | 27373.36 | 28031.53 | 28205.98 | 27692.77 | 26349.95 | 25101.12 | 24193.85 | 22790.52 | 20977.28 | 19353.86 | 534.7095 | 28205.98 | 7 | 2030
2030-07-16 | 18288.47 | 18624.47 | 17945.08 | 17703.93 | 18016.34 | 18700.68 | 19364.29 | 20487.05 | 21687.76 | 23107.44 | 25156.88 | 26907.69 | 28200.51 | 29347.11 | 30214.12 | 30815.89 | 30907.74 | 30304.36 | 28822.49 | 27439.51 | 26405.99 | 24533.5 | 22317.44 | 20595.45 | 575.8942 | 30907.74 | 7 | 2030
2030-07-17 | 19359.43 | 18798.91 | 18107.2 | 17855.38 | 18159.75 | 18839.84 | 19506.49 | 20649.45 | 21888.63 | 23357.47 | 25572.79 | 27362.8 | 28664.88 | 29795.31 | 30629.71 | 31192.48 | 31253.97 | 30636.95 | 29148.42 | 27759.78 | 26715.36 | 24827.17 | 22516.79 | 20786.34 | 583.3853 | 31253.97 | 7 | 2030
2030-07-18 | 19569.2 | 18906.92 | 18207.48 | 17949.1 | 18247.82 | 18924.83 | 19596.98 | 20752.44 | 22017.52 | 23544.56 | 25848.15 | 27681.6 | 29015.83 | 30166.32 | 31007.88 | 31568.61 | 31625.97 | 30999.92 | 29489.28 | 28083.42 | 27012.76 | 25099.67 | 22695.47 | 20950.71 | 588.9624 | 31625.97 | 7 | 2030
2030-07-19 | 19721.04 | 18773.17 | 18082.84 | 17843.09 | 18170.41 | 18897.49 | 19584.41 | 20728.28 | 21946.7 | 23392.46 | 25514.91 | 27218.34 | 28422.5 | 29437.57 | 30171.07 | 30640.88 | 30657.62 | 30051.01 | 28620.29 | 27287.01 | 26268.63 | 24422.36 | 22268.42 | 20578.52 | 578.699 | 30657.62 | 7 | 2030
2030-07-20 | 19450.15 | 18700.18 | 17924.57 | 17507.41 | 17401.92 | 17089.48 | 16812.14 | 18381.18 | 20353.49 | 22108.92 | 23724.11 | 25525.7 | 26789.84 | 27737.69 | 28487.75 | 28970.68 | 29060.95 | 28544.95 | 27213.43 | 26033.87 | 25121.26 | 23488.08 | 21821.48 | 20289.13 | 548.5384 | 29060.95 | 7 | 2030
2030-07-21 | 19309.06 | 18984.69 | 18187.05 | 17751.02 | 17626.86 | 17295.12 | 17014.8 | 18622.98 | 20672.67 | 22522.57 | 24453.26 | 26402.47 | 27795.21 | 28846.46 | 29664.27 | 30181.38 | 30275.6 | 29723.23 | 28303 | 27037.3 | 26039.39 | 24313.79 | 22355.68 | 20768.27 | 564.1461 | 30275.6 | 7 | 2030
2030-07-22 | 19675.08 | 20000.15 | 19225.36 | 18903.4 | 19174.59 | 19850.68 | 20544.89 | 21844.39 | 23365.53 | 25862.41 | 28568.9 | 30649.88 | 32050.58 | 33082.78 | 33709.1 | 34000.43 | 33845.94 | 33120.12 | 31565.39 | 30107.63 | 28959.36 | 26945.59 | 24097.15 | 22153.21 | 631.3025 | 34000.43 | 7 | 2030
2030-07-23 | 20791.58 | 18048.76 | 17414.94 | 17213.67 | 17564.04 | 18294.71 | 18995.64 | 20033.8 | 21079.59 | 22309.88 | 23759.77 | 25273.14 | 26392.05 | 27427.58 | 28244.58 | 28847.75 | 28988.02 | 28466.07 | 27105.16 | 25866.81 | 24928.09 | 23276.75 | 21440.38 | 19802.29 | 551.5651 | 28988.02 | 7 | 2030
2030-07-24 | 18786.61 | 18307.74 | 17655.54 | 17438.4 | 17776.45 | 18500.41 | 19207.1 | 20275.38 | 21379.4 | 22683.78 | 24385.18 | 25965.71 | 27110.66 | 28136.15 | 28917.47 | 29473.01 | 29574.81 | 29032.1 | 27652.95 | 26399.47 | 25435.86 | 23649.55 | 21761.51 | 20106.58 | 559.6118 | 29574.81 | 7 | 2030
2030-07-25 | 18994.52 | 18574.12 | 17902.37 | 17668.36 | 17992.1 | 18704.85 | 19412.36 | 20513.91 | 21681.95 | 23066.57 | 25036.5 | 26705.54 | 27903.41 | 28948.53 | 29721.52 | 30251.01 | 30324.25 | 29755.33 | 28339.4 | 27050.15 | 26047.62 | 24217.46 | 22136.03 | 20453.96 | 571.4018 | 30324.25 | 7 | 2030
2030-07-26 | 19326.85 | 19675.54 | 18920.09 | 18624.48 | 18905.04 | 19601.77 | 20310.83 | 21562.67 | 22994.62 | 25179.03 | 27748.91 | 29760.51 | 31156.9 | 32252.96 | 32969.25 | 33359.76 | 33294.27 | 32607.33 | 31043.54 | 29595.88 | 28423.73 | 26416.85 | 23587.92 | 21800.86 | 619.1196 | 33359.76 | 7 | 2030
2030-07-27 | 20455.58 | 19035.83 | 18236.38 | 17799.26 | 17675.95 | 17355.22 | 17103.24 | 18709.95 | 20764.02 | 22621.73 | 24604.55 | 26563.38 | 27958.61 | 29004.38 | 29808.69 | 30311.22 | 30407.91 | 29865.18 | 28443.69 | 27197.63 | 26177.34 | 24439.99 | 22446.72 | 20859.7 | 567.8461 | 30407.91 | 7 | 2030
2030-07-28 | 19774.61 | 19134.78 | 18328.08 | 17884.76 | 17756 | 17431.26 | 17181.38 | 18800.26 | 20878.61 | 22766.61 | 24852.86 | 26850.74 | 28274.2 | 29337.04 | 30147.08 | 30647.08 | 30738.21 | 30185.88 | 28744.88 | 27481.59 | 26440.03 | 24681.29 | 22604.52 | 21004.56 | 571.9263 | 30738.21 | 7 | 2030
2030-07-29 | 19857.96 | 19061.46 | 18357.66 | 18097.97 | 18422.12 | 19152.5 | 19888.57 | 21061.16 | 22352.86 | 24031.72 | 26356.58 | 28171.75 | 29452.71 | 30491.16 | 31211.37 | 31646.75 | 31645.07 | 31027.83 | 29557.89 | 28219.1 | 27133.41 | 25226.32 | 22819.25 | 21092.31 | 594.3355 | 31646.75 | 7 | 2030
2030-07-30 | 19871.37 | 19171.11 | 18456.33 | 18185.56 | 18477.95 | 19171.22 | 19899.38 | 21071.72 | 22382.57 | 24146.82 | 26535 | 28427 | 29778.54 | 30907.35 | 31696.02 | 32194.93 | 32229.43 | 31607.93 | 30086 | 28709.15 | 27583.7 | 25631.44 | 23065.53 | 21312.02 | 600.5981 | 32229.43 | 7 | 2030
2030-07-31 | 20042.8 | 20284.34 | 19488.72 | 19147.75 | 19383.76 | 20035.42 | 20760.88 | 22070.27 | 23700.14 | 26376.42 | 29196.92 | 31384.12 | 32854.31 | 33948.19 | 34594.49 | 34897.55 | 34758.76 | 34033.87 | 32428.32 | 30961.13 | 29743.49 | 27664.85 | 24766.18 | 22594.78 | 645.1175 | 34897.55 | 7 | 2030
2030-08-01 | 21004.79 | 20097.02 | 19295.53 | 18969.04 | 19263.86 | 20180.35 | 20909.46 | 21964.12 | 23475.45 | 25810.39 | 28509.31 | 30676.21 | 32249.8 | 33484.7 | 34292.86 | 34740.42 | 34668.46 | 33858.35 | 32193.48 | 30897.27 | 29657.17 | 27097.61 | 24102.34 | 22133.78 | 639.5318 | 34740.42 | 8 | 2030
2030-08-02 | 20893.73 | 19538.74 | 18779.09 | 18497.06 | 18841.57 | 19820.3 | 20571.83 | 21561.96 | 22932.75 | 24867.3 | 27332.71 | 29318.25 | 30787 | 31974.4 | 32791.12 | 33270.63 | 33250.68 | 32492.19 | 30890.98 | 29660.68 | 28459.02 | 25972.28 | 23272.83 | 21377.06 | 617.1542 | 33270.63 | 8 | 2030
2030-08-03 | 20240.51 | 19435.81 | 18585.24 | 18119.42 | 18006.41 | 17891.48 | 17628.58 | 19066.72 | 21227.83 | 23298.14 | 25596.75 | 27695.38 | 29252.64 | 30412.62 | 31282.41 | 31806.22 | 31874.92 | 31199.87 | 29670.91 | 28569.22 | 27448.16 | 25138.17 | 22838.53 | 21096.94 | 587.3829 | 31874.92 | 8 | 2030
2030-08-04 | 20063.09 | 19283.31 | 18443.99 | 17987.96 | 17883.31 | 17776.55 | 17518.55 | 18936.64 | 21061.05 | 23085.58 | 25270.78 | 27328.55 | 28864.98 | 30021.78 | 30901.52 | 31443.17 | 31531.31 | 30871.24 | 29356.86 | 28273.33 | 27164.73 | 24872.54 | 22643.89 | 20915.83 | 581.5005 | 31531.31 | 8 | 2030
2030-08-05 | 19903.83 | 20145.57 | 19344.74 | 19021.55 | 19342.93 | 20301.24 | 21068.61 | 22134.82 | 23658.03 | 26034.69 | 28735.31 | 30892.99 | 32451.97 | 33638.84 | 34398.37 | 34789.23 | 34690.1 | 33882.1 | 32230.55 | 30956.37 | 29695.84 | 27135.49 | 24159.02 | 22189.03 | 640.8012 | 34789.23 | 8 | 2030
2030-08-06 | 20900.95 | 19585.6 | 18824.61 | 18533.68 | 18861.43 | 19819.34 | 20588.41 | 21567.36 | 22943.46 | 24924.13 | 27413.73 | 29413.28 | 30879.27 | 32060.96 | 32861.38 | 33336.2 | 33321.2 | 32576.35 | 30986.96 | 29791.44 | 28602.91 | 26118.14 | 23388.55 | 21492.81 | 618.7922 | 33336.2 | 8 | 2030
2030-08-07 | 20327.59 | 19178.75 | 18448.2 | 18183.78 | 18533.94 | 19512.82 | 20292.65 | 21218.19 | 22495.65 | 24198.58 | 26537.49 | 28427.16 | 29837.68 | 31011.84 | 31840.53 | 32364.87 | 32402.4 | 31697.4 | 30147.01 | 28998.24 | 27844.58 | 25408.08 | 22867.88 | 21008.02 | 602.7833 | 32402.4 | 8 | 2030
2030-08-08 | 19864.09 | 17844.88 | 17214.1 | 17036.03 | 17461.1 | 18507.66 | 19306.03 | 20057.97 | 21006.97 | 22233.75 | 23659.43 | 25085.29 | 26240.2 | 27305.76 | 28151.49 | 28777.04 | 28943.79 | 28368.61 | 26996.22 | 26035.13 | 25053.78 | 23065.24 | 20982.96 | 19268.25 | 548.4658 | 28943.79 | 8 | 2030
2030-08-09 | 18417.72 | 18455.86 | 17777.77 | 17567.21 | 17972.33 | 19014.48 | 19817.9 | 20661.36 | 21768.78 | 23188.19 | 25043.12 | 26757.53 | 28107.98 | 29307.65 | 30226.43 | 30858.89 | 31000.64 | 30355.02 | 28837.79 | 27729.73 | 26587.14 | 24207.25 | 21976.74 | 20167.05 | 575.8046 | 31000.64 | 8 | 2030
2030-08-10 | 19060 | 18587.09 | 17802.28 | 17394.09 | 17332.77 | 17278.25 | 17068.92 | 18386.21 | 20330.24 | 22132.61 | 23824.49 | 25627.29 | 27035.68 | 28141.2 | 29030.57 | 29625.64 | 29798.39 | 29222.95 | 27798.59 | 26836.67 | 25790.02 | 23669.84 | 21718.47 | 20067.93 | 553.5602 | 29798.39 | 8 | 2030
2030-08-11 | 19122.81 | 18881.58 | 18074.83 | 17647.85 | 17569.62 | 17501.01 | 17294.47 | 18649.28 | 20667.31 | 22561.56 | 24450.42 | 26404.04 | 27894.6 | 29053.39 | 29965.32 | 30559.32 | 30718.96 | 30115.61 | 28634.47 | 27619.82 | 26514.19 | 24255.13 | 22198.01 | 20505.91 | 566.8595 | 30718.96 | 8 | 2030
2030-08-12 | 19456.52 | 18183.71 | 17529.52 | 17334.27 | 17762.62 | 18821.33 | 19647.04 | 20455.64 | 21506.72 | 22853 | 24538.35 | 26196.52 | 27529.83 | 28728.11 | 29667.46 | 30332.27 | 30509.83 | 29893.1 | 28401.09 | 27330.72 | 26207.2 | 23885.1 | 21727.92 | 19932.73 | 568.4306 | 30509.83 | 8 | 2030
2030-08-13 | 18849.52 | 17689.52 | 17074.43 | 16910.21 | 17353.42 | 18434.83 | 19274.75 | 19991.61 | 20879.14 | 22035.79 | 23375.35 | 24595.24 | 25611.65 | 26539.61 | 27267.53 | 27808.06 | 27950.18 | 27417.42 | 26141.01 | 25296.87 | 24380.88 | 22593.06 | 20578.16 | 18927.36 | 536.9756 | 27950.18 | 8 | 2030
2030-08-14 | 18107.42 | 17442.04 | 16847.76 | 16701.77 | 17161.41 | 18260.24 | 19111.21 | 19791.89 | 20611.57 | 21684.11 | 22939.58 | 23955.08 | 24915.34 | 25815.54 | 26540.45 | 27096.38 | 27265.4 | 26763.66 | 25526.93 | 24728.3 | 23845.43 | 22204.05 | 20222.27 | 18602.95 | 526.1408 | 27265.4 | 8 | 2030
2030-08-15 | 17833.75 | 18354.26 | 17689.3 | 17482.28 | 17886.77 | 18933.96 | 19774.54 | 20577.52 | 21633.32 | 22998.49 | 24748.26 | 26341.65 | 27542.35 | 28589.29 | 29367.62 | 29905.33 | 30015.22 | 29417.07 | 28013.16 | 27046.89 | 26002.05 | 23763.53 | 21651.22 | 19906.55 | 565.4744 | 30015.22 | 8 | 2030
2030-08-16 | 18904.06 | 18744.6 | 18050.14 | 17825.85 | 18226.66 | 19288.92 | 20141.3 | 21003.03 | 22152.48 | 23632.39 | 25660.86 | 27367.48 | 28644.64 | 29719.91 | 30492.54 | 30987.95 | 31057.2 | 30418.63 | 28951.98 | 27920.24 | 26789.86 | 24422.97 | 22173.28 | 20388.43 | 582.9654 | 31057.2 | 8 | 2030
2030-08-17 | 19308.39 | 18138.59 | 17389.86 | 17013.67 | 16981.75 | 16967.68 | 16807.39 | 18055.52 | 19880.51 | 21537.11 | 23089.52 | 24563.76 | 25902.39 | 26989.13 | 27895.94 | 28534.53 | 28774.76 | 28260.58 | 26885.84 | 26006.59 | 24980.45 | 23071.51 | 21170.86 | 19567 | 537.7733 | 28774.76 | 8 | 2030
2030-08-18 | 18674.01 | 18198.92 | 17444.97 | 17064.55 | 17026.6 | 17005.26 | 16847.96 | 18105.66 | 19953.06 | 21635.58 | 23225.92 | 24805.02 | 26223.68 | 27393.51 | 28371.38 | 29063.45 | 29333.48 | 28808.98 | 27379.38 | 26451.58 | 25371.09 | 23341.99 | 21407.28 | 19770.11 | 542.9034 | 29333.48 | 8 | 2030
2030-08-19 | 18780.16 | 18783.78 | 18089.35 | 17859.91 | 18264.43 | 19323.98 | 20196.18 | 21065.08 | 22240.59 | 23748.54 | 25867.82 | 27651.1 | 29020.44 | 30176.37 | 31017.77 | 31564.08 | 31664.46 | 31020.83 | 29503.9 | 28436.34 | 27251.65 | 24838.57 | 22472.95 | 20649.22 | 589.4875 | 31664.46 | 8 | 2030
2030-08-20 | 19490.94 | 19890.83 | 19114.04 | 18810.89 | 19135.15 | 20125.69 | 20988.06 | 21978.55 | 23399.07 | 25584.37 | 28151.34 | 30201.07 | 31672.19 | 32816.02 | 33543.91 | 33940.15 | 33905.23 | 33178.9 | 31587.26 | 30449.66 | 29194.63 | 26669.16 | 23823.12 | 21925.06 | 629.5753 | 33940.15 | 8 | 2030
2030-08-21 | 20629.31 | 18959.13 | 18250.98 | 18007.5 | 18380.64 | 19412.02 | 20287.9 | 21160.09 | 22360.66 | 23913.52 | 26147.46 | 27965.14 | 29335.08 | 30491.4 | 31312.77 | 31845.63 | 31939.8 | 31297.44 | 29777.19 | 28722.82 | 27537.96 | 25111.73 | 22672.72 | 20845.46 | 596.3643 | 31939.8 | 8 | 2030
2030-08-22 | 19717.33 | 19234.2 | 18506.89 | 18246.75 | 18608.23 | 19634.7 | 20514.8 | 21418.1 | 22676.55 | 24410.31 | 26725.68 | 28581.79 | 29941.25 | 31047.64 | 31797.81 | 32255.09 | 32294.07 | 31634.21 | 30120.66 | 29072.58 | 27887.82 | 25452.09 | 22935.88 | 21104.53 | 603.819 | 32294.07 | 8 | 2030
2030-08-23 | 19951.87 | 18663.54 | 17977.56 | 17761.51 | 18170.37 | 19253.88 | 20153.64 | 20994.1 | 22117.17 | 23566.23 | 25549.72 | 27258.33 | 28560.27 | 29674.16 | 30484.54 | 31015.8 | 31130.25 | 30516.53 | 29034.03 | 28020.58 | 26845.57 | 24458.19 | 22200.7 | 20413.31 | 583.7718 | 31130.25 | 8 | 2030
2030-08-24 | 19315.57 | 17891.85 | 17164.76 | 16808.16 | 16795.58 | 16816.16 | 16710.63 | 17913.32 | 19666.01 | 21235.92 | 22706.88 | 24004.39 | 25304.41 | 26380 | 27292.58 | 27952 | 28239.5 | 27771.39 | 26424.7 | 25610.29 | 24578.18 | 22771.25 | 20902.55 | 19327.21 | 529.5833 | 28239.5 | 8 | 2030
2030-08-25 | 18435.7 | 17661.77 | 16952.53 | 16611.37 | 16612.94 | 16649.26 | 16554.34 | 17724.72 | 19417.96 | 20914.54 | 22311.64 | 23519.77 | 24672.4 | 25719.58 | 26625.29 | 27294.25 | 27602.55 | 27160.81 | 25850.69 | 25078.93 | 24077.19 | 22406.71 | 20568.54 | 19022.36 | 519.4458 | 27602.55 | 8 | 2030
2030-08-26 | 18145.79 | 17737.38 | 17122.87 | 16963.35 | 17427.79 | 18552.05 | 19480.29 | 20205.03 | 21122.74 | 22309.63 | 23714.96 | 25170.24 | 26419.67 | 27581.37 | 28515.55 | 29205.48 | 29462.61 | 28931.95 | 27500.52 | 26558.72 | 25431.2 | 23309.51 | 21216.16 | 19478.79 | 551.5637 | 29462.61 | 8 | 2030
2030-08-27 | 18387.97 | 17826.02 | 17204.15 | 17035.84 | 17473.38 | 18572.37 | 19501.78 | 20219.36 | 21141.72 | 22341.87 | 23763.74 | 25262.81 | 26495.25 | 27648.9 | 28563.14 | 29245.4 | 29502.53 | 28979.9 | 27557.52 | 26639.19 | 25525.75 | 23380.96 | 21286.34 | 19555.14 | 553.111 | 29502.53 | 8 | 2030
2030-08-28 | 18466.62 | 17642.01 | 17034.04 | 16877.82 | 17325.41 | 18434.53 | 19372.37 | 20065.24 | 20943.57 | 22088.5 | 23459.6 | 24834.72 | 26053.46 | 27216.49 | 28154.9 | 28868.77 | 29156.53 | 28652.43 | 27240.07 | 26338.28 | 25231.03 | 23160.91 | 21079.29 | 19360.29 | 547.0569 | 29156.53 | 8 | 2030
2030-08-29 | 18285.31 | 17392.87 | 16804.4 | 16664.94 | 17128.68 | 18255.76 | 19202.14 | 19859.75 | 20671.2 | 21734.25 | 23018.25 | 24171.51 | 25307.86 | 26410.77 | 27314.94 | 28017.5 | 28313.86 | 27839.34 | 26484.13 | 25642.58 | 24586.64 | 22697.43 | 20658.9 | 18981.4 | 535.4444 | 28313.86 | 8 | 2030
2030-08-30 | 17990.37 | 16929.53 | 16377.24 | 16276.93 | 16790.28 | 17986.91 | 18960.77 | 19560.6 | 20241.09 | 21142.8 | 22239.4 | 23118.2 | 23864.68 | 24801.55 | 25595.04 | 26226.42 | 26511.6 | 26091.18 | 24862.02 | 24145.8 | 23322.93 | 21681.01 | 19745.56 | 18164.48 | 512.6264 | 26511.6 | 8 | 2030
2030-08-31 | 17327.6 | 16193.36 | 15597.88 | 15354.96 | 15446.23 | 15581.18 | 15550.97 | 16516.04 | 17831.43 | 18861.43 | 19789.43 | 20610.63 | 21320.43 | 21995.08 | 22672.14 | 23247.28 | 23597.15 | 23383.14 | 22535.3 | 22144.67 | 21528.46 | 20091.16 | 18444.94 | 17082.53 | 462.7034 | 23597.15 | 8 | 2030
2030-09-01 | 16909.24 | 15929.26 | 15397.15 | 15179.01 | 15280.16 | 15415.38 | 15430.76 | 16208.72 | 17452 | 18478.48 | 19401.83 | 20265.14 | 20973.77 | 21639.05 | 22432.08 | 23088.4 | 23308.32 | 22744.45 | 21754.32 | 21619.05 | 20589.46 | 19219.07 | 17736.27 | 16519.35 | 452.9707 | 23308.32 | 9 | 2030
2030-09-02 | 15936.54 | 17300.37 | 16632.05 | 16317.32 | 16427.77 | 16715.57 | 16862.48 | 17639.3 | 19219.33 | 21072.67 | 23255.67 | 25172.16 | 26405.96 | 27403.99 | 28219.3 | 28772.07 | 28719.97 | 27773.17 | 26376.47 | 25895.9 | 24280.75 | 22167.89 | 20347.49 | 18875.39 | 527.7896 | 28772.07 | 9 | 2030
2030-09-03 | 18061.65 | 18514.79 | 17886.54 | 17678.08 | 18060.84 | 19099.45 | 20078.67 | 20732.35 | 21827.82 | 23737.65 | 25913.84 | 27767.39 | 29161.75 | 30343.21 | 31149.56 | 31637.52 | 31577.8 | 30700.31 | 29269.09 | 28614.81 | 26833.98 | 24458.8 | 21882.23 | 20222.91 | 585.211 | 31637.52 | 9 | 2030
2030-09-04 | 19108.9 | 17639.76 | 17076.47 | 16924.42 | 17355.14 | 18436.36 | 19430.46 | 19971.16 | 20855.09 | 22146.39 | 23991.69 | 25596.65 | 26856.79 | 28005.92 | 28859.95 | 29444.55 | 29489.01 | 28695.57 | 27358.5 | 26808.83 | 25117.88 | 22857.37 | 20723.66 | 19145.93 | 551.8965 | 29489.01 | 9 | 2030
2030-09-05 | 18215.75 | 17294.86 | 16757.54 | 16627.93 | 17079.19 | 18181.16 | 19183.71 | 19678.07 | 20474.5 | 21584.85 | 23220.99 | 24703.52 | 25876.95 | 26974.15 | 27810.18 | 28402.88 | 28471.69 | 27715.12 | 26438.3 | 25952.82 | 24317.35 | 22119.62 | 20198.01 | 18665.94 | 535.9451 | 28471.69 | 9 | 2030
2030-09-06 | 17814.81 | 17107.73 | 16585.72 | 16475.71 | 16958.04 | 18106.29 | 19131.84 | 19608.42 | 20354.4 | 21399.16 | 22857.02 | 24261.83 | 25385.74 | 26448.17 | 27270.18 | 27852.56 | 27930.01 | 27192.27 | 25940.17 | 25481.59 | 23842.8 | 21718.22 | 19878.31 | 18374 | 527.975 | 27930.01 | 9 | 2030
2030-09-07 | 17538.9 | 17004.1 | 16395.73 | 16111.63 | 16159.24 | 16265.31 | 16317.84 | 17220.29 | 18712.95 | 20054.39 | 21290.63 | 22555.23 | 23673.63 | 24602.6 | 25379.05 | 25926.87 | 26048.46 | 25403.91 | 24285.95 | 24016.85 | 22512.57 | 20856.37 | 19267.22 | 17948.54 | 495.5483 | 26048.46 | 9 | 2030
2030-09-08 | 17313.49 | 17507.09 | 16859.57 | 16541.8 | 16555.35 | 16625.4 | 16672.58 | 17645.01 | 19277.38 | 20788.61 | 22297.2 | 23998.94 | 25346.66 | 26467.78 | 27376.69 | 27998.13 | 28136.64 | 27431.35 | 26155.27 | 25733.37 | 24077.3 | 21974.63 | 20258 | 18833.48 | 521.8717 | 28136.64 | 9 | 2030
2030-09-09 | 17964.91 | 17646.63 | 17085.85 | 16939.02 | 17395.61 | 18514.71 | 19552.29 | 20101.47 | 20998.34 | 22316.85 | 24184.69 | 25842.44 | 27181.71 | 28395.42 | 29306.81 | 29923.74 | 29996.35 | 29202.2 | 27814.24 | 27231.81 | 25454.98 | 23144.61 | 20930.49 | 19324.75 | 556.4499 | 29996.35 | 9 | 2030
2030-09-10 | 18266.95 | 17160.87 | 16634.66 | 16515.04 | 16973.24 | 18088.83 | 19127.56 | 19599.01 | 20366.75 | 21440.22 | 23011.95 | 24525.31 | 25774.49 | 26975.41 | 27915.11 | 28600.56 | 28745.47 | 28008.15 | 26681 | 26175.36 | 24470.13 | 22230.69 | 20263.62 | 18710.46 | 536.2608 | 28745.47 | 9 | 2030
2030-09-11 | 17769.93 | 18041.63 | 17452.26 | 17277.63 | 17692.93 | 18780.31 | 19822.8 | 20400.06 | 21367.47 | 22944.94 | 24927.86 | 26636.78 | 27947.68 | 29096.32 | 29907.32 | 30430.22 | 30440.01 | 29632.83 | 28261.76 | 27709.85 | 25949.56 | 23630.11 | 21296.48 | 19692.03 | 567.1088 | 30440.01 | 9 | 2030
2030-09-12 | 18625.69 | 17367.92 | 16828.11 | 16696.64 | 17147.22 | 18264.09 | 19317.68 | 19809.41 | 20618.44 | 21745.98 | 23466.64 | 25011.46 | 26256.37 | 27422.97 | 28310.39 | 28939.86 | 29048.6 | 28302.75 | 26978.61 | 26483.67 | 24768.73 | 22517.57 | 20483.1 | 18926.87 | 543.3388 | 29048.6 | 9 | 2030
2030-09-13 | 17982.46 | 16784.97 | 16289.78 | 16203.31 | 16707.03 | 17888.75 | 18966.27 | 19389.81 | 20051.22 | 20992 | 22215.12 | 23553.72 | 24666.3 | 25758.6 | 26631.34 | 27276.28 | 27427.88 | 26738.41 | 25496.49 | 25085.49 | 23425.77 | 21403.42 | 19586.01 | 18102.4 | 518.6228 | 27427.88 | 9 | 2030
2030-09-14 | 17249.49 | 16131.33 | 15589.09 | 15362.75 | 15457.52 | 15613.45 | 15718.59 | 16502.21 | 17788.73 | 18870.9 | 19877.95 | 20859.59 | 21697.01 | 22696.12 | 23635.45 | 24373.05 | 24669.43 | 24115.28 | 23014.07 | 22804.39 | 21406.23 | 19942.67 | 18398.14 | 17120.66 | 468.8941 | 24669.43 | 9 | 2030
2030-09-15 | 16468.98 | 15862.16 | 15340.97 | 15132.87 | 15245.07 | 15420.87 | 15537.88 | 16283.14 | 17497.77 | 18491.88 | 19406.83 | 20305.53 | 21079.75 | 21845.53 | 22755.71 | 23487.68 | 23798.6 | 23277.26 | 22232.99 | 22085.93 | 20885.79 | 19465.69 | 17964.78 | 16729.06 | 456.6027 | 23798.6 | 9 | 2030
2030-09-16 | 16111.5 | 15534.75 | 15143.03 | 15142.15 | 15743.99 | 17035.17 | 18172.05 | 18411.42 | 18721.32 | 19235.73 | 19911.87 | 20447.41 | 20856.73 | 21313.65 | 21729.81 | 22176.78 | 22293.77 | 21775.43 | 21101.05 | 21110.79 | 20126.08 | 18760.32 | 17221.92 | 16003.73 | 454.0804 | 22293.77 | 9 | 2030
2030-09-17 | 15588.17 | 15389.12 | 15008.17 | 15013.77 | 15601.05 | 16876.31 | 18009.96 | 18212.89 | 18469.02 | 18923.47 | 19540.89 | 20015.6 | 20363.13 | 20788.3 | 21170.11 | 21519.71 | 21639.98 | 21244.28 | 20638.55 | 20698.88 | 19766.09 | 18438.46 | 16930.16 | 15747.7 | 445.5938 | 21639.98 | 9 | 2030
2030-09-18 | 15405.01 | 16000.68 | 15567.98 | 15529.19 | 16067.87 | 17286.01 | 18405.36 | 18701.65 | 19147.35 | 19829.37 | 20717.22 | 21495.39 | 22285.22 | 23193.24 | 23958.06 | 24579.49 | 24776.41 | 24197.34 | 23145.52 | 22956.85 | 21538 | 20026.04 | 18341.14 | 16988.01 | 480.1384 | 24776.41 | 9 | 2030
2030-09-19 | 16283.47 | 16094.52 | 15655.08 | 15610.56 | 16143.66 | 17358.75 | 18486.39 | 18793.43 | 19263.77 | 19976.07 | 20900 | 21718.3 | 22620.43 | 23571 | 24365.6 | 25004.86 | 25211.32 | 24624.47 | 23539.23 | 23324.73 | 21801.66 | 20256.62 | 18549.96 | 17175.74 | 486.3296 | 25211.32 | 9 | 2030
2030-09-20 | 16449.55 | 15691.94 | 15287.32 | 15279.03 | 15863.79 | 17152.2 | 18310.45 | 18563.34 | 18907.07 | 19464.3 | 20198.61 | 20810.65 | 21298.63 | 21890.75 | 22507.02 | 23018.46 | 23179.28 | 22650.6 | 21729.05 | 21675.16 | 20609.74 | 19180.36 | 17595.71 | 16335.74 | 463.6487 | 23179.28 | 9 | 2030
2030-09-21 | 15821.69 | 15274.47 | 14813.38 | 14657.57 | 14828.22 | 15088.17 | 15275.52 | 15909.16 | 16911.95 | 17653.17 | 18278.21 | 18866.48 | 19345.99 | 19822.2 | 20317.93 | 20754.9 | 20971.92 | 20660.97 | 20061.41 | 20178.23 | 19220.96 | 17976.23 | 16658.84 | 15600.26 | 424.9478 | 20971.92 | 9 | 2030
2030-09-22 | 15289.91 | 15473.59 | 14993.68 | 14821.31 | 14977.2 | 15225.64 | 15415.89 | 16078.67 | 17141.85 | 17958.71 | 18662.44 | 19320.21 | 19850.18 | 20358.28 | 20865.84 | 21298.88 | 21504.15 | 21172.96 | 20537.46 | 20622.5 | 19628.21 | 18345.95 | 16995.28 | 15904.51 | 432.4433 | 21504.15 | 9 | 2030
2030-09-23 | 15529.98 | 16646.83 | 16169.85 | 16095.78 | 16625.89 | 17853.7 | 19014.06 | 19399.33 | 20011.3 | 20895.66 | 22019.52 | 23282.38 | 24325.22 | 25334.37 | 26132.92 | 26725.39 | 26883.66 | 26245.59 | 25066.76 | 24767.78 | 23118.85 | 21201.09 | 19428.57 | 17984.38 | 510.7589 | 26883.66 | 9 | 2030
2030-09-24 | 17072.71 | 16569.06 | 16098.69 | 16027.2 | 16543.19 | 17762.61 | 18927.36 | 19280.06 | 19844.24 | 20679.73 | 21711.71 | 22833.66 | 23726.93 | 24598.32 | 25272.29 | 25782.59 | 25907.11 | 25302.1 | 24224.09 | 24036.48 | 22489.48 | 20769.95 | 19055.84 | 17675.06 | 502.1905 | 25907.11 | 9 | 2030
2030-09-25 | 16920.52 | 16194.92 | 15772.31 | 15743.27 | 16301.92 | 17568.92 | 18756.95 | 19034.39 | 19443.72 | 20089.04 | 20912.04 | 21579.15 | 22202 | 22884.51 | 23432.08 | 23881.15 | 24013.55 | 23495.16 | 22582.49 | 22560.07 | 21292.18 | 19847.22 | 18244.67 | 16971.99 | 479.7242 | 24013.55 | 9 | 2030
2030-09-26 | 16393.32 | 15445.33 | 15097.79 | 15134.8 | 15756.49 | 17089.92 | 18308.4 | 18462.31 | 18626.84 | 18969.88 | 19473.82 | 19848.54 | 20114.56 | 20472.41 | 20804.09 | 21133.2 | 21275.28 | 20966.39 | 20426.11 | 20582.95 | 19664.8 | 18375.07 | 16923.23 | 15795.99 | 445.1415 | 21275.28 | 9 | 2030
2030-09-27 | 15487.52 | 15460.72 | 15127.65 | 15184.52 | 15838.33 | 17217.37 | 18454.8 | 18602.63 | 18728.16 | 19018.49 | 19457.36 | 19770.52 | 19988.52 | 20300.72 | 20601.44 | 20903.34 | 21042.15 | 20751.44 | 20237.63 | 20413.52 | 19494.14 | 18222.92 | 16803.89 | 15705.52 | 442.8133 | 21042.15 | 9 | 2030
2030-09-28 | 15385.98 | 14701.99 | 14304.29 | 14204.22 | 14433.94 | 14775.19 | 15034.19 | 15555.18 | 16344.44 | 16827.76 | 17169.68 | 17476.06 | 17707.04 | 17972.53 | 18318.4 | 18674.7 | 18899.72 | 18686.18 | 18263.46 | 18580.15 | 17757 | 16663.39 | 15506.16 | 14602.05 | 397.8437 | 18899.72 | 9 | 2030
2030-09-29 | 14514.21 | 14991.66 | 14626.42 | 14558.21 | 14820.28 | 15196.51 | 15482.58 | 15979.11 | 16693.72 | 17080.79 | 17317.51 | 17519.79 | 17657.42 | 17841.89 | 18129.56 | 18461.48 | 18708.01 | 18559.21 | 18212.7 | 18599.07 | 17826.78 | 16784.1 | 15676.95 | 14823.57 | 400.0615 | 18708.01 | 9 | 2030
2030-09-30 | 14732.88 | 15766.89 | 15512.66 | 15641.1 | 16377.05 | 17838.09 | 19137.33 | 19210.8 | 19146.38 | 19194.6 | 19367.53 | 19415.21 | 19398.93 | 19495.44 | 19642.82 | 19872.68 | 20043 | 19892.39 | 19574.54 | 19935.11 | 19162.61 | 18036.87 | 16754.63 | 15789.19 | 438.9387 | 20043 | 9 | 2030
2030-10-01 | 15913.81 | 15203.67 | 15000.61 | 15140.43 | 15815.43 | 17070.07 | 18270.71 | 18517.48 | 18539.79 | 18623.55 | 18852.37 | 18923.85 | 18897.01 | 19048.04 | 19245.72 | 19505.14 | 19592.42 | 19435.81 | 19546.16 | 19710.89 | 18580.69 | 17600.59 | 16424.68 | 15540.32 | 428.9992 | 19710.89 | 10 | 2030
2030-10-02 | 15290.89 | 15109.37 | 14811.83 | 14863.07 | 15447.56 | 16610.04 | 17774.32 | 18123.4 | 18396.54 | 18903.3 | 19672.14 | 20307.47 | 20804.37 | 21412.93 | 21941.69 | 22375.06 | 22450.96 | 22064.65 | 21783.46 | 21596.15 | 20136.91 | 18469.46 | 17089.43 | 16003.52 | 451.4385 | 22450.96 | 10 | 2030
2030-10-03 | 15426.73 | 15445.08 | 15130.09 | 15166.69 | 15738.91 | 16892.61 | 18062.11 | 18445.25 | 18897.39 | 19568.72 | 20450.86 | 21179.1 | 21735.05 | 22369.85 | 22895.82 | 23309.34 | 23365.67 | 22960.94 | 22641.1 | 22416.44 | 20911.43 | 19132.44 | 17562.52 | 16447.43 | 466.1516 | 23365.67 | 10 | 2030
2030-10-04 | 15818.2 | 16048.24 | 15729.31 | 15773.79 | 16362.08 | 17542.07 | 18769.66 | 19391.7 | 19950.59 | 20691.36 | 21659.99 | 22509.76 | 23204.63 | 23967.43 | 24599.01 | 25085.08 | 25202.35 | 24809.49 | 24397.77 | 24070.4 | 22436.91 | 20555.36 | 18489.02 | 17317.67 | 494.3819 | 25202.35 | 10 | 2030
2030-10-05 | 16501.99 | 15627.99 | 15224.48 | 15099.11 | 15272.86 | 15458.92 | 15721.93 | 16541.82 | 17634.54 | 18435.46 | 19338.87 | 20318.15 | 21132.09 | 21905.85 | 22632.97 | 23194.34 | 23405.07 | 23070.67 | 22705.78 | 22490.49 | 20927.43 | 19219.91 | 17756.56 | 16718.79 | 456.3361 | 23405.07 | 10 | 2030
2030-10-06 | 16053.3 | 15205.64 | 14823.83 | 14716.44 | 14907.87 | 15115.27 | 15388.98 | 16161.63 | 17170.86 | 17871.2 | 18455.53 | 19207.08 | 19902.86 | 20589.29 | 21265.1 | 21804.98 | 22019.24 | 21716.78 | 21430.48 | 21303.23 | 19813.39 | 18311.93 | 17094.83 | 16110.71 | 436.4404 | 22019.24 | 10 | 2030
2030-10-07 | 15533.75 | 15091.91 | 14817.63 | 14892.6 | 15524.12 | 16751.04 | 17971.77 | 18302.66 | 18525.37 | 18955.91 | 19612.42 | 20141.65 | 20553.75 | 21066.98 | 21524.05 | 21903.22 | 21983.16 | 21649.44 | 21436.72 | 21332.41 | 19886.8 | 18332.15 | 16997.34 | 15948.5 | 448.7353 | 21983.16 | 10 | 2030
2030-10-08 | 15373.18 | 14870.45 | 14639.34 | 14750.88 | 15401.01 | 16650.63 | 17887.25 | 18136.7 | 18201.9 | 18335.06 | 18623.45 | 18824 | 18909.84 | 19149.73 | 19397.62 | 19664.72 | 19733.63 | 19513.8 | 19530.86 | 19659.36 | 18453.45 | 17442.69 | 16233.78 | 15314.76 | 424.6981 | 19733.63 | 10 | 2030
2030-10-09 | 14974.03 | 14767.94 | 14504.8 | 14585.99 | 15204.63 | 16422.09 | 17646.05 | 17927.42 | 18079.19 | 18321.24 | 18780.2 | 19175.54 | 19448.18 | 19856.6 | 20230.78 | 20568.13 | 20638.09 | 20336.27 | 20212.64 | 20216.81 | 18865.9 | 17674.47 | 16394.69 | 15405.3 | 430.237 | 20638.09 | 10 | 2030
2030-10-10 | 14951.95 | 14625.93 | 14367.46 | 14452.31 | 15075.39 | 16301.96 | 17536.79 | 17803.28 | 17932.47 | 18148.77 | 18494.04 | 18843.22 | 19076.19 | 19449.99 | 19797.63 | 20116.89 | 20181.89 | 19888.76 | 19790.61 | 19830.1 | 18505.7 | 17435.3 | 16175.05 | 15203.74 | 423.9854 | 20181.89 | 10 | 2030
2030-10-11 | 14801.65 | 14559.35 | 14305.42 | 14402.27 | 15048.85 | 16316.61 | 17569.36 | 17834.85 | 17942.81 | 18131.61 | 18435.86 | 18658.29 | 18843.24 | 19166.72 | 19476.36 | 19757.05 | 19807.84 | 19522.19 | 19447.09 | 19508.62 | 18278.92 | 17216.84 | 15982.29 | 15032.43 | 420.0465 | 19807.84 | 10 | 2030
2030-10-12 | 14650.22 | 14448.85 | 14115.26 | 14049 | 14284.17 | 14555.26 | 14885.25 | 15554.86 | 16382.24 | 16865.99 | 17213.14 | 17549.68 | 17819.16 | 18125.27 | 18479 | 18880.4 | 19092.47 | 18884.5 | 18799.34 | 18911.1 | 17876.75 | 16887.29 | 15807.52 | 14953.64 | 399.0704 | 19092.47 | 10 | 2030
2030-10-13 | 14582.28 | 14637.31 | 14322.96 | 14275.74 | 14530.06 | 14820.62 | 15163.71 | 15820.32 | 16604.45 | 17032.03 | 17317.58 | 17592.94 | 17807.53 | 18066.13 | 18386.12 | 18728.32 | 18958.68 | 18805.95 | 18785.8 | 18954.24 | 17936.87 | 16977.6 | 15926.6 | 15101.91 | 401.1357 | 18958.68 | 10 | 2030
2030-10-14 | 14729.79 | 14851.55 | 14646.15 | 14784.49 | 15483.55 | 16798.94 | 18094.73 | 18323.38 | 18331.63 | 18389.66 | 18554.44 | 18638.94 | 18649.56 | 18810.94 | 19005.94 | 19236.91 | 19325.15 | 19163.88 | 19243.12 | 19450.57 | 18320.76 | 17334.08 | 16168.49 | 15283.09 | 421.6197 | 19450.57 | 10 | 2030
2030-10-15 | 14923.57 | 14968.29 | 14776.37 | 14925.59 | 15615.24 | 16919.8 | 18219.63 | 18420.21 | 18378.61 | 18379.86 | 18488.36 | 18496.14 | 18414.22 | 18513.44 | 18659.31 | 18880.23 | 18991.22 | 18884.57 | 19031.75 | 19312.36 | 18259.11 | 17309.23 | 16172.4 | 15323.03 | 420.2625 | 19312.36 | 10 | 2030
2030-10-16 | 15009.83 | 15333.07 | 15162.62 | 15334.02 | 16045.65 | 17372.14 | 18762.9 | 19050.52 | 18943.66 | 18874.24 | 18946.93 | 18879.72 | 18732.9 | 18777.41 | 18885.41 | 19098.04 | 19243.21 | 19205.59 | 19412.66 | 19742.46 | 18610.52 | 17650.32 | 16534.16 | 15706.78 | 429.3148 | 19742.46 | 10 | 2030
2030-10-17 | 15375.39 | 15733.01 | 15593.58 | 15796.28 | 16539.14 | 17897.02 | 19555.4 | 19819.65 | 19620.8 | 19429.8 | 19370.53 | 19174.73 | 18913.38 | 18859.73 | 18898.32 | 19086.69 | 19269.16 | 19325.12 | 19630.03 | 20042.88 | 18973.52 | 17942.22 | 16865.71 | 16079.15 | 437.7912 | 20042.88 | 10 | 2030
2030-10-18 | 15787.2 | 16538.83 | 16428.54 | 16671.27 | 17463.55 | 18994.59 | 20989.04 | 21271.87 | 21017.68 | 20741.08 | 20585.86 | 20309.96 | 19989.28 | 19880.23 | 19883.33 | 20063.23 | 20303.72 | 20462.25 | 20826.31 | 21268.13 | 20193.93 | 18888.22 | 17730.36 | 16960.14 | 463.2486 | 21271.87 | 10 | 2030
2030-10-19 | 16584.03 | 15199.59 | 14966.14 | 14998.08 | 15333.81 | 15719.27 | 16145.07 | 16728.86 | 17314.49 | 17490.31 | 17499.72 | 17499.96 | 17466.15 | 17507.53 | 17668.75 | 17886.95 | 18093.14 | 18146.86 | 18329.77 | 18689.33 | 17878.13 | 17053.48 | 16141.41 | 15454.61 | 405.7954 | 18689.33 | 10 | 2030
2030-10-20 | 15263.99 | 14821.76 | 14581.3 | 14604.6 | 14932.94 | 15316.36 | 15743.2 | 16313.58 | 16894.88 | 17070.7 | 17077.36 | 17070.11 | 17026.49 | 17057.2 | 17208.1 | 17411.87 | 17598.27 | 17631.26 | 17813.36 | 18133.12 | 17377.68 | 16562.17 | 15662.82 | 14986.3 | 394.1594 | 18133.12 | 10 | 2030
2030-10-21 | 14805.7 | 15170.06 | 15007.05 | 15187.29 | 15930.37 | 17304.59 | 18703.37 | 18975.38 | 18842.17 | 18739.94 | 18772.34 | 18671.71 | 18511.04 | 18515.2 | 18594.93 | 18773.03 | 18909.8 | 18880.38 | 19101.3 | 19465.57 | 18379.36 | 17453.06 | 16358.4 | 15542.56 | 424.5946 | 19465.57 | 10 | 2030
2030-10-22 | 15218.69 | 14748.28 | 14562.88 | 14717.47 | 15415.18 | 16745.65 | 18092.97 | 18265.08 | 18188.1 | 18151.47 | 18219.1 | 18176.67 | 18071.28 | 18107.03 | 18182.89 | 18315.82 | 18395.35 | 18335.83 | 18478.3 | 18831.19 | 17925.01 | 16990.06 | 15883.71 | 15061.27 | 413.0793 | 18831.19 | 10 | 2030
2030-10-23 | 14791.29 | 14950.13 | 14777.27 | 14944.78 | 15655.46 | 16999.91 | 18360.75 | 18536.13 | 18427.23 | 18359.13 | 18393.53 | 18320.11 | 18187.82 | 18200.68 | 18260.32 | 18389.01 | 18508.53 | 18465.96 | 18680.58 | 19065.07 | 18098.83 | 17176.35 | 16083.03 | 15274.19 | 416.9061 | 19065.07 | 10 | 2030
2030-10-24 | 14981.01 | 15558.06 | 15402.99 | 15590.67 | 16320.25 | 17680.12 | 19290.33 | 19555.39 | 19400.89 | 19273.16 | 19289.75 | 19178.36 | 18996.28 | 19010.19 | 19091.11 | 19294.76 | 19480.47 | 19506.89 | 19748.5 | 20142.09 | 18993.96 | 17918.94 | 16820.32 | 16009.24 | 436.5337 | 20142.09 | 10 | 2030
2030-10-25 | 15653.29 | 16208.81 | 16096.92 | 16336.95 | 17128.98 | 18565.78 | 20594.57 | 20841.3 | 20559.45 | 20259.52 | 20080.03 | 19781.08 | 19438.4 | 19307.17 | 19285.72 | 19439.66 | 19673.02 | 19830.89 | 20202.18 | 20696.95 | 19606.27 | 18388.18 | 17348.58 | 16595.04 | 451.9187 | 20841.3 | 10 | 2030
2030-10-26 | 16235.06 | 15589.56 | 15412.65 | 15500.21 | 15893.49 | 16351.55 | 16851.21 | 17380.71 | 17826.35 | 17825.93 | 17643.4 | 17454.36 | 17250.77 | 17143.39 | 17194.32 | 17361.33 | 17605.94 | 17776.75 | 18095.59 | 18560.34 | 17866.44 | 17130.62 | 16315.95 | 15724.93 | 407.9909 | 18560.34 | 10 | 2030
2030-10-27 | 15575.65 | 15471.49 | 15284.92 | 15362.76 | 15747.07 | 16199.01 | 16700.34 | 17233.45 | 17698.65 | 17724.73 | 17571.58 | 17412.07 | 17234.04 | 17148.1 | 17212.91 | 17383.84 | 17622.27 | 17775.26 | 18072.31 | 18509.3 | 17810.16 | 17058.75 | 16232.24 | 15628.8 | 405.6697 | 18509.3 | 10 | 2030
2030-10-28 | 15449.31 | 16928.64 | 16865.18 | 17149.29 | 17994.62 | 19863.99 | 21986.04 | 22212.79 | 21824.35 | 21375.86 | 21043.96 | 20606 | 20151.94 | 19915.9 | 19824.47 | 19966.6 | 20271.82 | 20571.57 | 21064.26 | 21661.97 | 20637.53 | 19399.55 | 18154.03 | 17435.68 | 472.3553 | 22212.79 | 10 | 2030
2030-10-29 | 17010.61 | 17647.28 | 17618.3 | 17936.41 | 18876.87 | 21049.86 | 23201.62 | 23404.89 | 22916.89 | 22337.98 | 21873.82 | 21307.81 | 20731.16 | 20410.11 | 20257.36 | 20402.9 | 20781.26 | 21210.94 | 21813.08 | 22504.02 | 21556.93 | 20376.27 | 18965.04 | 18177.62 | 492.369 | 23404.89 | 10 | 2030
2030-10-30 | 17770.06 | 17370.79 | 17323.12 | 17622.06 | 18461.7 | 20549.53 | 22696.11 | 22907.87 | 22471.33 | 21962.43 | 21575.58 | 21086.94 | 20578.58 | 20315.93 | 20202.96 | 20360.7 | 20718.63 | 21093.94 | 21636.47 | 22285.81 | 21293.05 | 20074.12 | 18631.75 | 17923.83 | 486.9133 | 22907.87 | 10 | 2030
2030-10-31 | 17541.12 | 16653.18 | 16576.96 | 16845.01 | 17655.92 | 19355.64 | 21486.69 | 21689.3 | 21305.03 | 20875.37 | 20570.48 | 20155.1 | 19706.09 | 19491.51 | 19407.6 | 19557.19 | 19858.21 | 20137.35 | 20612.99 | 21227.42 | 20198.74 | 18954.16 | 17836.06 | 17121.87 | 464.819 | 21689.3 | 10 | 2030
2030-11-01 | 17138.47 | 15677.9 | 15547.27 | 15732.17 | 16387.5 | 17666.72 | 18943.36 | 19309.91 | 19111.44 | 18935.12 | 18837.25 | 18680.3 | 18485.03 | 18374.84 | 18309.16 | 18448.71 | 18861.74 | 19390.3 | 19228.05 | 19826.99 | 18939.5 | 18110.54 | 17081.37 | 16304.11 | 433.3277 | 19826.99 | 11 | 2030
2030-11-02 | 15904.41 | 14417.09 | 14164.36 | 14148.39 | 14377.93 | 14701.66 | 15101.59 | 15721.1 | 16329.76 | 16552.6 | 16594.57 | 16657.35 | 16678.15 | 16703.21 | 16800.44 | 17038.98 | 17488.71 | 17815.59 | 17639.01 | 17972.76 | 17357.02 | 16562.38 | 15651.36 | 14933.41 | 387.3118 | 17972.76 | 11 | 2030
2030-11-03 | 14643.73 | 15025.76 | 14833.82 | 14861.13 | 15153.57 | 15510.45 | 15653.04 | 16153.64 | 16564.89 | 16636.8 | 16588.33 | 16579.53 | 16517.69 | 16477.16 | 16579.94 | 16824.05 | 17448.33 | 18280.28 | 18179.65 | 17883.04 | 17107.49 | 16335.53 | 15525.01 | 14920.87 | 390.2837 | 18280.28 | 11 | 2030
2030-11-04 | 14842.6 | 15867.83 | 15769.27 | 15964.12 | 16658.8 | 17943.87 | 18959.44 | 19169.44 | 18869.55 | 18667.51 | 18587.02 | 18470.28 | 18299.96 | 18206.18 | 18205.83 | 18375.09 | 18942.25 | 20247.88 | 20089.12 | 19510.05 | 18562.54 | 17706.51 | 16729.41 | 16012.19 | 430.6567 | 20247.88 | 11 | 2030
2030-11-05 | 15786.55 | 15521.26 | 15402.92 | 15574.82 | 16227.14 | 17471.1 | 18472.53 | 18611 | 18387.54 | 18218.52 | 18178.63 | 18095.21 | 17941.35 | 17878.32 | 17894.99 | 18077.6 | 18636.39 | 19723.68 | 19517.26 | 18986.39 | 18201.87 | 17336.66 | 16347.41 | 15623.07 | 422.1122 | 19723.68 | 11 | 2030
2030-11-06 | 15472.75 | 16065.67 | 15927.82 | 16084.66 | 16719.98 | 17943.14 | 18945.47 | 19257.12 | 19041.52 | 18938.07 | 19059.24 | 19125.22 | 19077.06 | 19171.1 | 19347.45 | 19760.32 | 20780.09 | 22134.85 | 21777.53 | 21028.76 | 19492.26 | 18383.32 | 17310.03 | 16505.56 | 447.349 | 22134.85 | 11 | 2030
2030-11-07 | 16132.61 | 16802.9 | 16748.93 | 16988.51 | 17706.52 | 19021.87 | 20859.71 | 21094.3 | 20544.78 | 20003.33 | 19650.57 | 19234.06 | 18861.1 | 18698.4 | 18647.71 | 18823 | 19767.07 | 21403.71 | 21399.67 | 20955.04 | 19677.37 | 18626.52 | 17686.19 | 17015.9 | 456.3498 | 21403.71 | 11 | 2030
2030-11-08 | 16784.23 | 17242.38 | 17211.04 | 17481.11 | 18240.71 | 19986.64 | 21867.43 | 22101.54 | 21480.31 | 20837.66 | 20369.1 | 19845.57 | 19270.83 | 18994.21 | 18909.27 | 19061.51 | 20158.36 | 21881.31 | 21949.21 | 21554.43 | 20292.55 | 18994.54 | 18081.19 | 17436.11 | 470.0312 | 22101.54 | 11 | 2030
2030-11-09 | 17192.73 | 16289.59 | 16172.33 | 16276.97 | 16646.33 | 17083.67 | 17301.11 | 17775.64 | 18051.08 | 17939.66 | 17697.7 | 17508.68 | 17291.25 | 17118.72 | 17128.77 | 17351.23 | 18059.78 | 19060.56 | 19103.84 | 18931.22 | 18227.66 | 17527.79 | 16790.34 | 16263.25 | 418.7899 | 19103.84 | 11 | 2030
2030-11-10 | 16212.93 | 15704.88 | 15557.84 | 15631.3 | 15970.98 | 16384.32 | 16590.71 | 17067.56 | 17390.93 | 17347.28 | 17177.85 | 17057.83 | 16899.52 | 16776.62 | 16819.39 | 17045.97 | 17722.3 | 18658.08 | 18644.52 | 18435 | 17694.79 | 16964.98 | 16204.17 | 15650.98 | 405.6107 | 18658.08 | 11 | 2030
2030-11-11 | 15601.96 | 16440.68 | 16362.33 | 16579.77 | 17297.47 | 18614.65 | 20155.41 | 20417.46 | 19968.55 | 19557.4 | 19345.56 | 19085.92 | 18904.83 | 18803.86 | 18797.43 | 18975.24 | 19920.24 | 21462.86 | 21340.59 | 20811.3 | 19414.55 | 18435.38 | 17460.81 | 16747.38 | 450.5016 | 21462.86 | 11 | 2030
2030-11-12 | 16446.23 | 16157.05 | 16078.79 | 16292.14 | 16986.87 | 18282.67 | 19619.56 | 19834.2 | 19331.71 | 18892.86 | 18747.78 | 18568.89 | 18332.95 | 18200.03 | 18165.48 | 18334.22 | 18942.31 | 20417.76 | 20342.05 | 19880.24 | 18782.11 | 17950.95 | 17003.91 | 16322.85 | 437.9136 | 20417.76 | 11 | 2030
2030-11-13 | 16133.4 | 16447.83 | 16384.44 | 16613.44 | 17323.29 | 18633.43 | 20246.4 | 20456.84 | 19912.07 | 19388.32 | 19055.67 | 18801.5 | 18537.48 | 18380.98 | 18330.43 | 18497.06 | 19184.32 | 20789.11 | 20760.69 | 20334.79 | 19059.22 | 18240.98 | 17305.69 | 16637.47 | 445.4548 | 20789.11 | 11 | 2030
2030-11-14 | 16417.62 | 17026.12 | 16992.34 | 17252.38 | 17992.33 | 19573.22 | 21486.78 | 21689.87 | 21061.26 | 20420.37 | 19964.11 | 19453.14 | 18939.24 | 18735.24 | 18652.68 | 18815.24 | 19795.29 | 21515.5 | 21582.03 | 21225.44 | 19966.98 | 18812.4 | 17900.48 | 17258.06 | 462.5281 | 21689.87 | 11 | 2030
2030-11-15 | 17030.66 | 16924.98 | 16883.39 | 17142.54 | 17892.91 | 19389.52 | 21310.81 | 21525.8 | 20917.15 | 20301.28 | 19863.38 | 19371.34 | 18947.92 | 18748.46 | 18668 | 18814.52 | 19714.23 | 21405.02 | 21441.49 | 21057.96 | 19756.33 | 18673.87 | 17761.18 | 17113.74 | 460.6565 | 21525.8 | 11 | 2030
2030-11-16 | 16890.52 | 16934.83 | 16860.18 | 17008.84 | 17422.42 | 17911.66 | 18185.4 | 18638.12 | 18830.25 | 18609.05 | 18251.38 | 17954.5 | 17644.12 | 17391.92 | 17344.2 | 17549.47 | 18305.96 | 19590.98 | 19808.23 | 19655.33 | 18775.24 | 18117.34 | 17427.37 | 16948.75 | 432.0561 | 19808.23 | 11 | 2030
2030-11-17 | 16847.61 | 18217.19 | 18207.68 | 18424.8 | 18904.31 | 19714.73 | 20282.88 | 21060.37 | 21223.01 | 20581.07 | 19676.44 | 18974.88 | 18540.63 | 18184.5 | 18066.84 | 18263.47 | 19096.35 | 21213.7 | 21639.45 | 21637.87 | 20618.18 | 19576.8 | 18749.3 | 18326.61 | 466.0287 | 21639.45 | 11 | 2030
2030-11-18 | 18135.48 | 18697.78 | 18753.71 | 19112.74 | 20629.49 | 23141.81 | 25183.14 | 25371.85 | 24501.24 | 23517.4 | 22694.51 | 21848.56 | 21006.85 | 20404.72 | 20090.93 | 20329.49 | 21638.94 | 23694.54 | 24032.53 | 23874.02 | 22740.11 | 21466.72 | 19999.06 | 19085.19 | 519.9508 | 25371.85 | 11 | 2030
2030-11-19 | 18766.1 | 17721.86 | 17727.27 | 18028.52 | 18808.69 | 21061.18 | 23054.49 | 23234.28 | 22484.58 | 21680.27 | 21052.91 | 20384.53 | 19682.19 | 19213.25 | 19002.24 | 19241.27 | 20465.09 | 22343.61 | 22536.82 | 22294.79 | 21091.82 | 19750.48 | 18622.19 | 18017.59 | 486.266 | 23234.28 | 11 | 2030
2030-11-20 | 17795.54 | 17854.97 | 17867.79 | 18176.55 | 18964.72 | 21346.59 | 23352.45 | 23528.89 | 22757.09 | 21922.64 | 21263.5 | 20566.83 | 19839.69 | 19350.19 | 19106.93 | 19361.67 | 20600.85 | 22508.19 | 22724.76 | 22501.83 | 21308.99 | 19978.41 | 18758.87 | 18161.74 | 489.5997 | 23528.89 | 11 | 2030
2030-11-21 | 17900.44 | 17971.72 | 17991.53 | 18307.61 | 19157.26 | 21600.54 | 23623.48 | 23794.63 | 23000.35 | 22136.16 | 21445.52 | 20720.32 | 19969.13 | 19459.18 | 19201.27 | 19452.02 | 20706.04 | 22641.83 | 22881.09 | 22680.39 | 21495.94 | 20175.44 | 18879.82 | 18290.08 | 493.4818 | 23794.63 | 11 | 2030
2030-11-22 | 18044.69 | 17414 | 17403.11 | 17694.38 | 18476.95 | 20469.34 | 22476.98 | 22664.06 | 21953.13 | 21203.46 | 20625.14 | 20006.29 | 19351.65 | 18999.81 | 18880.72 | 19015.33 | 20130.26 | 21947.92 | 22084.18 | 21805.88 | 20536.54 | 19158.67 | 18270.26 | 17656.35 | 476.2691 | 22664.06 | 11 | 2030
2030-11-23 | 17429.83 | 17879.17 | 17857.31 | 18061.51 | 18529.17 | 19077.08 | 19657.02 | 20420.18 | 20604.37 | 20000.64 | 19135.98 | 18685.04 | 18271.39 | 17931.56 | 17822.56 | 18013.59 | 18833.57 | 20719.12 | 21106.97 | 21105.31 | 20045.92 | 19044.45 | 18404.18 | 17977.07 | 456.613 | 21106.97 | 11 | 2030
2030-11-24 | 17821.68 | 17739.39 | 17711.87 | 17909.85 | 18372.38 | 18917.83 | 19387.53 | 20147.46 | 20344.13 | 19759.92 | 18977.32 | 18569.29 | 18165.65 | 17834.31 | 17730.52 | 17920.79 | 18734.67 | 20527.92 | 20897.57 | 20889.46 | 19814.34 | 18903.18 | 18260.63 | 17830.59 | 453.1683 | 20897.57 | 11 | 2030
2030-11-25 | 17698.45 | 17528.06 | 17531.57 | 17832.74 | 18634.74 | 20782.61 | 22821.87 | 22998.8 | 22257.45 | 21465.69 | 20845.37 | 20192.96 | 19517.29 | 19081.6 | 18954.47 | 19088.24 | 20267.37 | 22125.56 | 22297.25 | 22055.46 | 20802.49 | 19442.88 | 18455.77 | 17847.34 | 480.526 | 22998.8 | 11 | 2030
2030-11-26 | 17588.91 | 20126.31 | 20323.98 | 21058.84 | 22651.82 | 25245.82 | 27389 | 27532.9 | 26479.12 | 25255.34 | 24182.8 | 23103.68 | 22052.99 | 21291.37 | 20863.05 | 21087.69 | 22526.04 | 24816.9 | 25346.89 | 25367.76 | 24336.3 | 23154.75 | 21779.75 | 20890.56 | 554.4526 | 27532.9 | 11 | 2030
2030-11-27 | 20199.09 | 19417.38 | 19581.67 | 20281.34 | 21841.09 | 24409.9 | 26543.98 | 26686.96 | 25683.25 | 24532 | 23536.22 | 22529.72 | 21540.92 | 20830.82 | 20435.78 | 20661.48 | 22061.75 | 24279.06 | 24747.67 | 24732.31 | 23660.83 | 22448.3 | 21051.41 | 20136.67 | 541.8296 | 26686.96 | 11 | 2030
2030-11-28 | 19450.44 | 18218.35 | 18247.88 | 18517.75 | 19286.51 | 20657.14 | 21544.39 | 21885.84 | 21687.16 | 21225.93 | 20625.93 | 19797.28 | 18760.82 | 18246.82 | 18017.48 | 18185.43 | 19050.75 | 21136.2 | 21599.09 | 21760.31 | 20859.29 | 19911.42 | 18917.04 | 18535.58 | 476.1248 | 21885.84 | 11 | 2030
2030-11-29 | 18386.38 | 18020.14 | 18036.99 | 18300.88 | 18901.77 | 20272.04 | 21162.08 | 21516.4 | 21351.23 | 20934.23 | 20372.41 | 19581.38 | 18701.02 | 18199.4 | 17977.57 | 18129.75 | 18895.73 | 20902.41 | 21319.69 | 21442.99 | 20489.6 | 19512.3 | 18677.52 | 18287.17 | 469.3711 | 21516.4 | 11 | 2030
2030-11-30 | 18267.07 | 18026.24 | 18014.45 | 18229.11 | 18708.32 | 19403.38 | 20050.06 | 20799.17 | 20947.53 | 20299.65 | 19388.54 | 18807.45 | 18376.44 | 18022.16 | 17902.34 | 18087.85 | 18923.34 | 20924.49 | 21341.31 | 21382.8 | 20317.2 | 19260.03 | 18574.63 | 18160.13 | 462.2137 | 21382.8 | 11 | 2030
2030-12-01 | 17268.43 | 20772.52 | 20707.68 | 20995.72 | 21652.27 | 22343.3 | 22974.42 | 23867.04 | 24138.55 | 23412.88 | 22455.53 | 21565.16 | 20678.92 | 20002.59 | 19769.83 | 20195.77 | 21913.87 | 24070.41 | 24231.2 | 24218.45 | 23397.64 | 22549.23 | 21505.1 | 20709.93 | 525.3964 | 24231.2 | 12 | 2030
2030-12-02 | 20437.29 | 20772.25 | 20773.48 | 21240.96 | 22448.46 | 24623.61 | 26809.61 | 27197.84 | 26486.6 | 25480.99 | 24553.56 | 23573.15 | 22694.41 | 22082.22 | 21789.88 | 22124.97 | 23681.37 | 25907.08 | 25907.98 | 25684.27 | 24656.27 | 23463.27 | 22085.08 | 21038.51 | 565.5131 | 27197.84 | 12 | 2030
2030-12-03 | 20696.03 | 20084.71 | 20051 | 20478.91 | 21627.31 | 23629.58 | 25788.69 | 26165.29 | 25503.78 | 24576.24 | 23736.74 | 22913.52 | 22080.85 | 21523.48 | 21265.78 | 21615.45 | 23144.8 | 25229.15 | 25168.96 | 24916.88 | 23871.54 | 22750.38 | 21349.66 | 20283.29 | 548.452 | 26165.29 | 12 | 2030
2030-12-04 | 20009.84 | 18914.28 | 18823.2 | 19190.47 | 20281.6 | 22220.38 | 24162.83 | 24543.59 | 23985.13 | 23233.6 | 22640.11 | 21975.82 | 21251.09 | 20784.27 | 20586.55 | 20941.74 | 22404.71 | 24236.45 | 24054.75 | 23721.14 | 22739.94 | 21587.14 | 20144.62 | 19031.53 | 521.4648 | 24543.59 | 12 | 2030
2030-12-05 | 18819.1 | 21290.67 | 21310.1 | 21795.02 | 22997.94 | 25252.35 | 27457.76 | 27835.26 | 27085.98 | 26032.14 | 25061.6 | 24029.89 | 23054.16 | 22427.71 | 22124.98 | 22477.04 | 24141.17 | 26440.05 | 26481.93 | 26300.83 | 25301.88 | 24080.31 | 22666.34 | 21634.83 | 576.099 | 27835.26 | 12 | 2030
2030-12-06 | 21204.79 | 23351.67 | 23480.76 | 24137.81 | 25672.7 | 28149.1 | 30435.15 | 30802.52 | 29845.88 | 28498.6 | 27209 | 25875.1 | 24568.6 | 23636.69 | 23201.73 | 23515.83 | 25441.58 | 28009.99 | 28283.83 | 28261.05 | 27379.02 | 26273.13 | 24816.44 | 23756.1 | 625.8071 | 30802.52 | 12 | 2030
2030-12-07 | 23273.48 | 22424.4 | 22446.29 | 22825.53 | 23570.4 | 24451.37 | 25256.67 | 26219.7 | 26324.92 | 25347.4 | 24004.42 | 22867.56 | 21814.71 | 20998.13 | 20669.79 | 21079.91 | 22900.67 | 25424.71 | 25769.68 | 25901.5 | 25126.37 | 24245.64 | 23209.56 | 22492.84 | 568.6457 | 26324.92 | 12 | 2030
2030-12-08 | 22323.61 | 21133.23 | 21093.61 | 21407.89 | 22090.75 | 22815.4 | 23487.33 | 24435.38 | 24648.3 | 23824.66 | 22764.44 | 21808.75 | 20867.44 | 20143.78 | 19876.45 | 20289.63 | 22036.75 | 24279 | 24496.74 | 24544.96 | 23701.02 | 22876.26 | 21863.2 | 21098.79 | 537.9074 | 24648.3 | 12 | 2030
2030-12-09 | 20996.56 | 20543.32 | 20538.79 | 21000.22 | 22202.69 | 24349.08 | 26561.41 | 26937.32 | 26226.32 | 25227.24 | 24306.25 | 23363.95 | 22492.99 | 21886.63 | 21595.83 | 21924.47 | 23476.1 | 25662.08 | 25651.84 | 25440.49 | 24392.46 | 23225.27 | 21851.95 | 20807.35 | 560.6606 | 26937.32 | 12 | 2030
2030-12-10 | 20503.91 | 16463.35 | 16249.98 | 16489.4 | 17457.58 | 19295.26 | 21101.55 | 21440.54 | 21143.71 | 20732.25 | 20429.75 | 20039.18 | 19549.91 | 19279.72 | 19211.79 | 19579.13 | 20904.42 | 22394.19 | 22008.21 | 21568.9 | 20452.07 | 19183.3 | 17650.01 | 16434.09 | 469.5622 | 22394.19 | 12 | 2030
2030-12-11 | 16388.07 | 18050.51 | 17919.2 | 18244.64 | 19295.66 | 21207.89 | 23065.68 | 23392.87 | 22961.22 | 22361.5 | 21859.07 | 21281.27 | 20632.34 | 20228.07 | 20070 | 20424.59 | 21843.58 | 23516.91 | 23284.9 | 22956.81 | 21927.97 | 20735.75 | 19268.7 | 18125.51 | 499.0427 | 23516.91 | 12 | 2030
2030-12-12 | 17836.12 | 17399.34 | 17235.87 | 17527.76 | 18546.18 | 20431.73 | 22275.33 | 22604.29 | 22223.07 | 21695.17 | 21268.46 | 20761.26 | 20173.38 | 19819.88 | 19695.16 | 20052.28 | 21434.47 | 23036.86 | 22745.57 | 22379.14 | 21314.49 | 20092.61 | 18602.3 | 17432.44 | 486.5832 | 23036.86 | 12 | 2030
2030-12-13 | 17246.02 | 17711.49 | 17563.36 | 17875.54 | 18927.82 | 20855.45 | 22717.22 | 23055.75 | 22653.34 | 22090.62 | 21620.87 | 21073.61 | 20454.59 | 20069.97 | 19923.19 | 20261.75 | 21649.88 | 23279.31 | 23007.26 | 22645.47 | 21568.39 | 20350.56 | 18876.96 | 17721.35 | 493.1998 | 23279.31 | 12 | 2030
2030-12-14 | 17479.52 | 19730.03 | 19623.07 | 19866.36 | 20482.16 | 21152.95 | 21799.29 | 22643 | 22931.45 | 22357.2 | 21485.11 | 20677.36 | 19861.68 | 19243.03 | 19044.57 | 19461.63 | 21131.32 | 23160.31 | 23226.99 | 23190.23 | 22365.02 | 21478.11 | 20419.03 | 19601.99 | 502.4114 | 23226.99 | 12 | 2030
2030-12-15 | 19411.12 | 20428.07 | 20356.91 | 20637.69 | 21290.03 | 21994.35 | 22665.84 | 23504.26 | 23755.81 | 23078.11 | 22119.58 | 21231.89 | 20347.96 | 19672.19 | 19435.32 | 19847.34 | 21559.12 | 23668.81 | 23806.11 | 23820.96 | 23023.95 | 22168.84 | 21138.24 | 20352.59 | 519.3151 | 23820.96 | 12 | 2030
2030-12-16 | 20186.4 | 19297.9 | 19233.91 | 19632.65 | 20776.08 | 22777.97 | 24853.34 | 25229.59 | 24622.1 | 23772.08 | 23079.56 | 22358.21 | 21597.95 | 21084.16 | 20854.07 | 21185.56 | 22668.9 | 24589.04 | 24453.41 | 24164.54 | 23122.91 | 21982.85 | 20569.69 | 19479.33 | 531.5722 | 25229.59 | 12 | 2030
2030-12-17 | 19221.46 | 18282.51 | 18165.97 | 18506.42 | 19573.33 | 21502.51 | 23377.5 | 23729.69 | 23238.51 | 22601.61 | 22059.26 | 21445.75 | 20765.24 | 20334.58 | 20158.24 | 20507.37 | 21942.88 | 23649.03 | 23445.34 | 23143.05 | 22125.71 | 20947.33 | 19496.67 | 18370.83 | 506.5908 | 23729.69 | 12 | 2030
2030-12-18 | 18166.31 | 17052.23 | 16875 | 17151.86 | 18157.35 | 20034.71 | 21879.03 | 22203.9 | 21839.61 | 21338.22 | 20938.9 | 20458.69 | 19892.38 | 19556.93 | 19443.46 | 19797.81 | 21162.86 | 22733.87 | 22418.55 | 22041.79 | 20958.81 | 19725.56 | 18230.71 | 17054.75 | 479.1133 | 22733.87 | 12 | 2030
2030-12-19 | 16893.31 | 16041.3 | 15812.66 | 16035.61 | 16988.95 | 18818.96 | 20629.04 | 20960.72 | 20679.89 | 20295.34 | 20019.41 | 19653.94 | 19185.35 | 18931.78 | 18873.38 | 19234.4 | 20539.15 | 21994.29 | 21583.9 | 21138.25 | 20002.66 | 18723.43 | 17188.57 | 15968.43 | 456.1927 | 21994.29 | 12 | 2030
2030-12-20 | 15850.21 | 19861.96 | 19822.94 | 20249.81 | 21412.85 | 23440.43 | 25629.61 | 26001.07 | 25339.74 | 24415.97 | 23575.5 | 22784.01 | 21957.47 | 21399.07 | 21136.03 | 21459.81 | 22975.61 | 25012.86 | 24932.73 | 24686.96 | 23599.06 | 22478.87 | 21091.03 | 20030.05 | 539.1436 | 26001.07 | 12 | 2030
2030-12-21 | 19590.54 | 21951.27 | 21956.02 | 22316.86 | 23045.77 | 23845.37 | 24663.98 | 25616.05 | 25741.24 | 24798.32 | 23504.51 | 22447.11 | 21419.53 | 20623.49 | 20306.88 | 20709.81 | 22509.78 | 24936.34 | 25248.18 | 25374.85 | 24569.08 | 23677.57 | 22704.96 | 21983.71 | 553.5412 | 25741.24 | 12 | 2030
2030-12-22 | 21713.63 | 18576.14 | 18413.36 | 18597.9 | 19158.1 | 19783.2 | 20405.94 | 21251.46 | 21625.98 | 21175.07 | 20432.69 | 19747.64 | 19036.31 | 18505 | 18364.31 | 18784.79 | 20390 | 22294.53 | 22258.15 | 22155.33 | 21265.57 | 20327.29 | 19229.86 | 18369.15 | 481.8614 | 22294.53 | 12 | 2030
2030-12-23 | 18410.82 | 19636.34 | 19589.16 | 20005.73 | 21166.3 | 23182.82 | 25326.62 | 25701.13 | 25062.79 | 24169.56 | 23386.5 | 22627.31 | 21835.11 | 21294.7 | 21047.31 | 21376.41 | 22879.17 | 24872.58 | 24772.45 | 24508.4 | 23440.8 | 22315.86 | 20916.13 | 19840.69 | 537.3647 | 25701.13 | 12 | 2030
2030-12-24 | 19334.8 | 20217 | 20182.1 | 20531.69 | 21343.27 | 22374.1 | 23251.89 | 23785.05 | 23753.61 | 23280.63 | 22665.84 | 21817.77 | 20685.66 | 19820.11 | 19463.76 | 19837.57 | 21450.34 | 23434.59 | 23557.21 | 23652.54 | 22951.07 | 22160.7 | 21189.03 | 20433.78 | 521.1741 | 23785.05 | 12 | 2030
2030-12-25 | 20164.98 | 20988.03 | 20990.74 | 21379.91 | 22229.36 | 23291.48 | 24303.68 | 24851.14 | 24752.62 | 24177.39 | 23370.95 | 22436.91 | 21234.18 | 20309.72 | 19914.73 | 20285.44 | 21941.65 | 24083.04 | 24293.67 | 24440.77 | 23707.11 | 22926.28 | 21981.71 | 21257.19 | 539.3127 | 24851.14 | 12 | 2030
2030-12-26 | 21156.73 | 22907.97 | 23100.67 | 23695.41 | 24967.78 | 26676.5 | 28109.13 | 28555.25 | 28405.28 | 27922.6 | 27289.25 | 26386.75 | 25254.23 | 24437.75 | 24133.95 | 24617.58 | 26596.59 | 28871.18 | 28840.4 | 28565.64 | 27430.13 | 26133.74 | 24578.89 | 23462.47 | 622.0959 | 28871.18 | 12 | 2030
2030-12-27 | 22948.51 | 24749.64 | 24977.67 | 25756.85 | 27372.73 | 29930.8 | 32291.57 | 32639.23 | 31547 | 30015.29 | 28528.05 | 27012.99 | 25553.81 | 24484.76 | 23899.33 | 24240.49 | 26286.03 | 29034.41 | 29454.69 | 29553.69 | 28740.04 | 27702.49 | 26316.95 | 25332.24 | 658.3693 | 32639.23 | 12 | 2030
2030-12-28 | 24748.02 | 21560.47 | 21529.99 | 21855.76 | 22550.37 | 23286.46 | 24030.84 | 25007.31 | 25219.16 | 24389.98 | 23256.05 | 22307.27 | 21376.78 | 20664.71 | 20408.19 | 20834 | 22609.13 | 24967.99 | 25187.06 | 25234.78 | 24363.86 | 23444.99 | 22423.31 | 21652.24 | 552.9087 | 25234.78 | 12 | 2030
2030-12-29 | 21547.83 | 18919.97 | 18772.5 | 18973.4 | 19548.86 | 20183.43 | 20805.52 | 21653.39 | 22006.05 | 21523.04 | 20745.37 | 20027.09 | 19287.71 | 18733.36 | 18578.84 | 18999.16 | 20621.25 | 22558.67 | 22550.42 | 22461.48 | 21591.09 | 20667.29 | 19579.63 | 18730.68 | 489.066 | 22558.67 | 12 | 2030
2030-12-30 | 18752.43 | 18536.52 | 18433.57 | 18791.54 | 19896.05 | 21861.27 | 23774.09 | 24156.92 | 23621.75 | 22956.11 | 22385.23 | 21750.91 | 21064.55 | 20613.19 | 20426.13 | 20762.16 | 22199.46 | 23951.77 | 23733.41 | 23426.68 | 22397.73 | 21222.51 | 19780.2 | 18657.94 | 513.1521 | 24156.92 | 12 | 2030
2030-12-31 | 18412.85 | 16768.64 | 16574.48 | 16833.91 | 17822.2 | 19678.51 | 21498.78 | 21831 | 21497.56 | 21037.75 | 20680.45 | 20239.35 | 19706.36 | 19399.54 | 19307.54 | 19666.12 | 21010.04 | 22540.72 | 22193.67 | 21786.3 | 20689.45 | 19441.79 | 17931.64 | 16740.08 | 473.2887 | 22540.72 | 12 | 2030
2031-01-01 | 16807.75 | 18868.31 | 18782.15 | 19019.69 | 19642.19 | 20519.63 | 21368.37 | 21683.68 | 21703.72 | 21571.42 | 21273.33 | 20783.07 | 20003.83 | 19366.24 | 19099.59 | 19341.37 | 20238.86 | 21835.19 | 22122.75 | 22236.19 | 21515.17 | 20708.44 | 19790.2 | 19134.51 | 487.4157 | 22236.19 | 1 | 2031
2031-01-02 | 18992.27 | 21020.15 | 21050.27 | 21477.67 | 22503.76 | 24647 | 27289.86 | 27531.69 | 26601.91 | 25541.36 | 24559.21 | 23546.78 | 22808.72 | 22257.12 | 21955.31 | 22157.36 | 23125.04 | 25441.4 | 25949.81 | 25963.72 | 24772.86 | 23490.4 | 22298.39 | 21477.64 | 566.4597 | 27531.69 | 1 | 2031
2031-01-03 | 21036.12 | 18236.89 | 18129.65 | 18415.46 | 19319.96 | 21035.37 | 22778.63 | 22964.58 | 22538.67 | 22115.52 | 21760.35 | 21358.68 | 20874.12 | 20530.5 | 20365.6 | 20565.71 | 21359.22 | 22819.95 | 22915.24 | 22741.55 | 21760.15 | 20656.29 | 19367.52 | 18434.71 | 502.0804 | 22964.58 | 1 | 2031
2031-01-04 | 18255.24 | 16077.89 | 15811.27 | 15834.45 | 16171.67 | 16635.2 | 17216.71 | 17855.69 | 18335.32 | 18342.55 | 18106.71 | 17917.47 | 17635.76 | 17399.13 | 17396.14 | 17686.78 | 18495.64 | 19862.65 | 19888.9 | 19741.63 | 18766.92 | 17767.66 | 16685.36 | 15878.55 | 423.7653 | 19888.9 | 1 | 2031
2031-01-05 | 15911.55 | 19293.79 | 19186.87 | 19378.13 | 19876.2 | 20478.99 | 21148.55 | 21773.81 | 21999.7 | 21648.65 | 21033.2 | 20488.83 | 19905.6 | 19416.57 | 19245.94 | 19519.57 | 20514.07 | 22239 | 22560.6 | 22616.41 | 21813.59 | 20958.98 | 19996.02 | 19322.45 | 490.3271 | 22616.41 | 1 | 2031
2031-01-06 | 19054.11 | 21243.51 | 21287.39 | 21731.46 | 22794.19 | 25091.61 | 27730.84 | 27985.65 | 27035.11 | 25937.78 | 24909.82 | 23831.29 | 23037.16 | 22459.22 | 22142.58 | 22331.84 | 23297.93 | 25681.65 | 26219.18 | 26232.28 | 25051.63 | 23700.48 | 22518.02 | 21703.56 | 573.0083 | 27985.65 | 1 | 2031
2031-01-07 | 21237.89 | 19579.85 | 19538.24 | 19889.67 | 20843.06 | 22583.78 | 24694.41 | 24951.69 | 24189.63 | 23414.71 | 22909.34 | 22366.73 | 21758.73 | 21316.54 | 21089.37 | 21299.69 | 22178.05 | 23829.01 | 24149.73 | 24018.76 | 23055.43 | 22023.44 | 20777.54 | 19898.29 | 531.5936 | 24951.69 | 1 | 2031
2031-01-08 | 19635.25 | 19049.37 | 18981.46 | 19304.93 | 20232.28 | 21949.92 | 23755.64 | 24016.51 | 23378.86 | 22869.24 | 22426.83 | 21943.92 | 21385.62 | 20985.4 | 20786.34 | 20999.99 | 21847.85 | 23399.86 | 23576.86 | 23458.83 | 22552.67 | 21496.51 | 20230.74 | 19329.81 | 517.5947 | 24016.51 | 1 | 2031
2031-01-09 | 19053.7 | 18708.56 | 18622.92 | 18927.71 | 19837.19 | 21537.56 | 23265.05 | 23444.95 | 22985.15 | 22516.37 | 22117.13 | 21674.58 | 21150.23 | 20778.69 | 20599.24 | 20815.89 | 21642.8 | 23154.32 | 23298.25 | 23154.67 | 22230.82 | 21158.83 | 19878.6 | 18962.11 | 509.5153 | 23444.95 | 1 | 2031
2031-01-10 | 18711.99 | 20708.85 | 20720.39 | 21131.4 | 22155.14 | 24111.08 | 26707.14 | 26973.32 | 26096.52 | 25100.64 | 24179.6 | 23349.49 | 22642.9 | 22114.36 | 21829.27 | 22021.67 | 22951.58 | 25085.44 | 25538.19 | 25482.83 | 24256.76 | 23112.11 | 21906.41 | 21068.87 | 557.956 | 26973.32 | 1 | 2031
2031-01-11 | 20649.58 | 18042.27 | 17868.98 | 17990.78 | 18421.29 | 18957.19 | 19568.89 | 20208.45 | 20546.14 | 20349.29 | 19896.22 | 19502.26 | 19046.64 | 18665.17 | 18568.62 | 18854.14 | 19769.7 | 21342.96 | 21541.19 | 21499.02 | 20633.26 | 19720.19 | 18701.82 | 17968.68 | 468.3127 | 21541.19 | 1 | 2031
2031-01-12 | 17951.87 | 17292.32 | 17080.98 | 17162.57 | 17554.93 | 18055.69 | 18641.68 | 19286.41 | 19685.99 | 19575.66 | 19214.33 | 18906.54 | 18523.3 | 18202.86 | 18147.53 | 18438.5 | 19309.5 | 20796.39 | 20923.7 | 20829.46 | 19923.81 | 18976.35 | 17928.17 | 17162.57 | 449.5711 | 20923.7 | 1 | 2031
2031-01-13 | 17114.02 | 19279.99 | 19221.25 | 19557.7 | 20516.33 | 22258.63 | 24166.14 | 24449.08 | 23746.25 | 23184.56 | 22728.22 | 22236.27 | 21681.35 | 21268.98 | 21065.58 | 21271.81 | 22116.45 | 23676.99 | 23892.79 | 23723.59 | 22810.34 | 21755.7 | 20489.42 | 19584.3 | 521.7957 | 24449.08 | 1 | 2031
2031-01-14 | 19196.25 | 21812.9 | 21878.04 | 22342.18 | 23402.43 | 25969.87 | 28579.03 | 28835.2 | 27836.25 | 26669.88 | 25571.83 | 24419.37 | 23358.9 | 22750.65 | 22415.79 | 22619.53 | 23620.21 | 26261.17 | 26866.67 | 26912.38 | 25806.38 | 24437.94 | 23070.64 | 22276.35 | 586.9098 | 28835.2 | 1 | 2031
2031-01-15 | 21797.64 | 26084.28 | 26438.14 | 27393.9 | 29239.94 | 32146.65 | 34892.13 | 35128.25 | 33724.03 | 31984.43 | 30279.42 | 28559.48 | 26893.22 | 25598.19 | 24839.61 | 25100.12 | 26844.26 | 30091.69 | 31170.01 | 31537.37 | 30708.03 | 29571.56 | 28058.48 | 27119.66 | 695.2005 | 35128.25 | 1 | 2031
2031-01-16 | 26210.31 | 25237.06 | 25547.49 | 26457.7 | 28259.68 | 31125.64 | 33840.39 | 34082.99 | 32749.82 | 31109.37 | 29509.03 | 27886.41 | 26302.9 | 25077.32 | 24365.69 | 24632.29 | 26325.35 | 29474.59 | 30472.46 | 30780.36 | 29907.16 | 28731.93 | 27184.55 | 26208.09 | 681.4786 | 34082.99 | 1 | 2031
2031-01-17 | 25570.7 | 23665.74 | 23818.44 | 24632.64 | 26364.9 | 29178.99 | 31847.6 | 32112.52 | 30922.66 | 29477.63 | 28079.24 | 26644.22 | 25223.93 | 24130.88 | 23585.55 | 23770.12 | 25353.43 | 28304.57 | 29134.43 | 29313.1 | 28323.2 | 27059.96 | 25448.94 | 24397.94 | 646.3613 | 32112.52 | 1 | 2031
2031-01-18 | 23839.96 | 22822 | 22880.98 | 23247.69 | 23992.78 | 25072.12 | 26115.44 | 27031.92 | 27002.81 | 25965.69 | 24514.49 | 23341.36 | 22450.03 | 21704.68 | 21369.48 | 21636.21 | 22819.6 | 25402.78 | 26306.8 | 26647.36 | 25781 | 24766.66 | 23615.98 | 23071.3 | 581.3991 | 27031.92 | 1 | 2031
2031-01-19 | 22858.04 | 22258.78 | 22288.87 | 22625.23 | 23259.53 | 24089.04 | 25102.56 | 26025.35 | 26064.8 | 25123.27 | 23773.22 | 22894.58 | 22058.27 | 21359.16 | 21055.17 | 21326.22 | 22475.72 | 24809.61 | 25636.03 | 25919.16 | 25010.7 | 23959.01 | 23035.2 | 22465.4 | 565.4729 | 26064.8 | 1 | 2031
2031-01-20 | 22256 | 20585.03 | 20585.33 | 20984.15 | 22001.63 | 23856.12 | 26379.61 | 26672.58 | 25846.72 | 24911.21 | 24051.76 | 23301.22 | 22638.09 | 22136.45 | 21877.38 | 22084.77 | 22995.73 | 25090.52 | 25508.32 | 25388.42 | 24171.48 | 23056.06 | 21825.26 | 20963.46 | 559.1673 | 26672.58 | 1 | 2031
2031-01-21 | 20681.87 | 21457.98 | 21499.3 | 21938.68 | 22974.15 | 25301.01 | 27845.02 | 28122.82 | 27192.66 | 26115.22 | 25109.94 | 24041.33 | 23146.25 | 22579.89 | 22276.71 | 22490.82 | 23461.3 | 25946.68 | 26486.62 | 26458.31 | 25333.33 | 23937.02 | 22697.15 | 21876.57 | 578.9706 | 28122.82 | 1 | 2031
2031-01-22 | 21492.47 | 22938.89 | 23052.39 | 23568.08 | 25128.4 | 27851.8 | 30444.75 | 30717.12 | 29623.36 | 28313.35 | 27061.37 | 25761.02 | 24451.23 | 23518.38 | 23140.26 | 23347.87 | 24718.17 | 27542.48 | 28275.83 | 28375.14 | 27366.79 | 26066.08 | 24400.04 | 23458.8 | 620.6141 | 30717.12 | 1 | 2031
2031-01-23 | 22996.24 | 22486.62 | 22576.88 | 23068.01 | 24371.17 | 27062.47 | 29630.4 | 29908.27 | 28869.99 | 27637.15 | 26466.8 | 25242.71 | 23997.25 | 23242.12 | 22889.54 | 23100.87 | 24320.81 | 27068.49 | 27739.14 | 27791.13 | 26748.68 | 25417.8 | 23753.82 | 22971.68 | 609.358 | 29908.27 | 1 | 2031
2031-01-24 | 22619.87 | 24377.15 | 24631.61 | 25487.63 | 27247.86 | 30066.43 | 32701.08 | 32983.8 | 31762.32 | 30263.7 | 28806.93 | 27313.63 | 25843.24 | 24710 | 24065.12 | 24337.3 | 25950.77 | 28961.08 | 29843.83 | 30027.51 | 29089.8 | 27857.16 | 26253.74 | 25216.83 | 660.4184 | 32983.8 | 1 | 2031
2031-01-25 | 24492.45 | 21595.86 | 21586.79 | 21882.21 | 22476.27 | 23129.11 | 23822.08 | 24768.63 | 24912.39 | 24109.86 | 23136.88 | 22387.45 | 21628.65 | 20995.76 | 20739.65 | 21022.81 | 22124.24 | 24166.18 | 24885.96 | 25066.46 | 24115.44 | 23258.26 | 22344.62 | 21735.63 | 550.3836 | 25066.46 | 1 | 2031
2031-01-26 | 21628.49 | 21847.86 | 21849.81 | 22156.94 | 22761.82 | 23421.1 | 24243 | 25192.59 | 25314.28 | 24478.6 | 23367.17 | 22594.35 | 21815.59 | 21166.23 | 20900.02 | 21183.86 | 22297.51 | 24451.35 | 25200.3 | 25393.99 | 24464.61 | 23510.12 | 22602.44 | 22000.97 | 553.843 | 25393.99 | 1 | 2031
2031-01-27 | 21792.34 | 20456.23 | 20442.26 | 20826.77 | 21828.29 | 23580.47 | 26017.3 | 26335.24 | 25559.56 | 24684.78 | 23887.51 | 23225.31 | 22593.52 | 22119.29 | 21882.97 | 22101.17 | 22992.29 | 25030.87 | 25408.94 | 25226.23 | 24011 | 22936.37 | 21683.49 | 20801.25 | 555.4235 | 26335.24 | 1 | 2031
2031-01-28 | 20525.51 | 17276.55 | 17099.52 | 17310.35 | 18123.6 | 19703.33 | 21284.23 | 21511.99 | 21227.65 | 20989.19 | 20830.39 | 20604.29 | 20264.88 | 20050.88 | 19987.37 | 20236.9 | 20950.49 | 22245.63 | 22217.6 | 21896.07 | 20914.21 | 19766.43 | 18389.14 | 17374.35 | 480.7806 | 22245.63 | 1 | 2031
2031-01-29 | 17276.04 | 20328.4 | 20294.77 | 20657.39 | 21615.62 | 23317.77 | 25612.18 | 25943.37 | 25223.82 | 24424.68 | 23714.68 | 23133.28 | 22538.64 | 22112.46 | 21910.09 | 22154.78 | 23043.14 | 25092.14 | 25416.9 | 25185.53 | 23960.28 | 22874.64 | 21592.12 | 20685.99 | 548.1087 | 25943.37 | 1 | 2031
2031-01-30 | 20244.09 | 21726.86 | 21770.4 | 22213.44 | 23248.43 | 25665.38 | 28131.85 | 28441.58 | 27530.33 | 26465.51 | 25470.44 | 24404.06 | 23399.96 | 22836.43 | 22541.2 | 22767.65 | 23752.59 | 26340.73 | 26885.12 | 26810.98 | 25723.95 | 24337.43 | 22962.04 | 22130.95 | 585.8014 | 28441.58 | 1 | 2031
2031-01-31 | 21734.12 | 21224.12 | 21239.56 | 21656.41 | 22680.21 | 24809.91 | 27250.76 | 27580.64 | 26742.71 | 25773.57 | 24875.41 | 23899.29 | 23135.53 | 22614.59 | 22347.34 | 22565.44 | 23491.01 | 25856.55 | 26314.97 | 26164.64 | 25009.42 | 23645.14 | 22410.75 | 21553.27 | 574.5754 | 27580.64 | 1 | 2031
2031-02-01 | 21706.59 | 20983.06 | 21014.31 | 21366.85 | 22027.62 | 22823.54 | 23660.42 | 24319.02 | 24266.39 | 23411.46 | 22467.03 | 21652.89 | 20852.22 | 20171.45 | 19828.88 | 19959.9 | 20719.6 | 22345.3 | 23295.15 | 23679.29 | 22982.77 | 22281.89 | 21485.19 | 20940.9 | 528.2417 | 24319.02 | 2 | 2031
2031-02-02 | 20866.09 | 21201.62 | 21242.98 | 21606.24 | 22277.05 | 23080.19 | 23989.63 | 24649.05 | 24577.38 | 23694.73 | 22666.26 | 21830.12 | 21010.77 | 20314.48 | 19962.07 | 20092.85 | 20863.98 | 22511.83 | 23483.22 | 23928.41 | 23190.8 | 22499.37 | 21709.2 | 21172.59 | 532.4209 | 24649.05 | 2 | 2031
2031-02-03 | 21059.31 | 23782.57 | 24055.18 | 24874.32 | 26510.93 | 29176.49 | 31642.57 | 31727.54 | 30485.55 | 29043.59 | 27687.36 | 26339.71 | 25039.53 | 24011.75 | 23377.94 | 23431.03 | 24407.48 | 26654.1 | 27988.92 | 28389.93 | 27576.34 | 26553.87 | 25257.21 | 24400.02 | 633.4732 | 31727.54 | 2 | 2031
2031-02-04 | 23797.29 | 24728.64 | 25036.55 | 25891.44 | 27541.8 | 30208.84 | 32677.9 | 32760.43 | 31464.41 | 29947.01 | 28517.76 | 27099.16 | 25730.37 | 24662.22 | 23985.63 | 24069.84 | 25112.33 | 27451.82 | 28854.41 | 29300.9 | 28542.8 | 27550.43 | 26267.63 | 25435.05 | 656.6347 | 32760.43 | 2 | 2031
2031-02-05 | 24871.78 | 19907.68 | 19933.13 | 20373.24 | 21425.63 | 23336.39 | 25635.77 | 25729.85 | 24852.23 | 23930.57 | 23140.32 | 22493.26 | 21806.64 | 21289.78 | 20969.33 | 21049.2 | 21604.84 | 22950.56 | 23749.97 | 23862.13 | 22963.37 | 22016.45 | 20870.37 | 20051.11 | 538.8136 | 25729.85 | 2 | 2031
2031-02-06 | 20000.33 | 20840.08 | 20910.32 | 21397.91 | 22494.8 | 24743.47 | 27065.56 | 27158.31 | 26192.67 | 25145.15 | 24207.93 | 23243.15 | 22472.72 | 21885.65 | 21519.19 | 21595.75 | 22202.84 | 23723.93 | 24744.19 | 24923.72 | 23968.13 | 22943.97 | 21829.27 | 21045.5 | 556.2545 | 27158.31 | 2 | 2031
2031-02-07 | 20797.51 | 19735.41 | 19746.23 | 20176.37 | 21229.77 | 23120.86 | 25360.27 | 25475.72 | 24637.96 | 23764.26 | 23066.17 | 22450.33 | 21795.51 | 21300.62 | 20995.15 | 21066.44 | 21596.68 | 22904.68 | 23630.44 | 23692.91 | 22799.72 | 21828.49 | 20669 | 19832.12 | 531.6726 | 25475.72 | 2 | 2031
2031-02-08 | 19652.7 | 19021.25 | 18945.08 | 19185.3 | 19736.19 | 20417.31 | 21065.29 | 21608.14 | 21754.02 | 21338.06 | 20688.1 | 20120.48 | 19528.06 | 19023.37 | 18803.42 | 18958.44 | 19589.44 | 20967.71 | 21717.12 | 21886.57 | 21140.87 | 20346.56 | 19454.56 | 18809.54 | 483.7576 | 21886.57 | 2 | 2031
2031-02-09 | 18811.68 | 21535.97 | 21583.33 | 21953.92 | 22628.79 | 23445.76 | 24355.23 | 25040.88 | 24977.2 | 24093.8 | 22978.64 | 22136.65 | 21311.82 | 20612.59 | 20263.9 | 20407.09 | 21181.53 | 22836.6 | 23907.77 | 24320.37 | 23551.29 | 22845.96 | 22044.49 | 21500.81 | 538.3261 | 25040.88 | 2 | 2031
2031-02-10 | 21303.16 | 22653.47 | 22810.46 | 23392.55 | 24946.04 | 27522.3 | 29880.65 | 29988.98 | 28868.64 | 27590.57 | 26403.68 | 25204.04 | 24025.89 | 23171.73 | 22721.06 | 22784.12 | 23484.4 | 25558.03 | 26769.81 | 27050.68 | 26202.95 | 25135.13 | 23779.57 | 22993.12 | 604.241 | 29988.98 | 2 | 2031
2031-02-11 | 22630.03 | 20203.69 | 20234.99 | 20682.15 | 21738.95 | 23718.69 | 25966.84 | 26082.89 | 25209.96 | 24284.92 | 23476.63 | 22761.21 | 22067.8 | 21546.88 | 21228.59 | 21318.78 | 21878.1 | 23231.63 | 24119.41 | 24205.47 | 23258.64 | 22320.42 | 21165.83 | 20341.55 | 543.6741 | 26082.89 | 2 | 2031
2031-02-12 | 20211.57 | 20653.49 | 20705.59 | 21174.82 | 22252.28 | 24391.53 | 26644.85 | 26762.48 | 25850.26 | 24868.01 | 23998.94 | 23126.16 | 22394.18 | 21841.22 | 21502.47 | 21592.31 | 22175.28 | 23629.07 | 24604.87 | 24718.56 | 23761.49 | 22768.66 | 21627.4 | 20818.71 | 552.0742 | 26762.48 | 2 | 2031
2031-02-13 | 20579.03 | 18723.42 | 18677.56 | 19043.93 | 20022.35 | 21817 | 23608.21 | 23742 | 23062.27 | 22513.8 | 22070.37 | 21590.19 | 21044.17 | 20647.23 | 20413.3 | 20516.1 | 20984.45 | 22162.98 | 22747.46 | 22709.25 | 21862.31 | 20855.64 | 19638.18 | 18745.42 | 507.7766 | 23742 | 2 | 2031
2031-02-14 | 18670 | 18016.18 | 17931.12 | 18261.24 | 19216.39 | 20999.79 | 22679.56 | 22799.1 | 22310.97 | 21853.36 | 21500.4 | 21104.12 | 20633.33 | 20294.77 | 20099.46 | 20194.4 | 20607.88 | 21693.03 | 22195.97 | 22087.4 | 21175.03 | 20122.91 | 18876.43 | 17948.18 | 491.271 | 22799.1 | 2 | 2031
2031-02-15 | 17835.73 | 18638.95 | 18532.23 | 18741.6 | 19259.74 | 19890.53 | 20465.4 | 21033.95 | 21245.2 | 20911.27 | 20347.44 | 19855.21 | 19325.76 | 18875.86 | 18698.58 | 18871.05 | 19462.6 | 20765.84 | 21457.33 | 21552 | 20798.25 | 19980.73 | 19049.27 | 18365.72 | 473.9602 | 21552 | 2 | 2031
2031-02-16 | 18340.87 | 21887.55 | 21941.34 | 22319.7 | 22999.46 | 23896.04 | 24739.65 | 25453.11 | 25397.04 | 24511.69 | 23305.26 | 22456 | 21623.8 | 20920.72 | 20575.69 | 20732.25 | 21510.17 | 23172.66 | 24348.11 | 24725.83 | 23995.66 | 23205.72 | 22392.92 | 21842.31 | 546.2936 | 25453.11 | 2 | 2031
2031-02-17 | 21616.62 | 23176.16 | 23347.98 | 24090.89 | 25669.76 | 28233.13 | 30531.89 | 30667.25 | 29537.72 | 28233.9 | 27018.79 | 25787.73 | 24580.55 | 23634.42 | 23135.42 | 23211.28 | 24044.75 | 26151.79 | 27396.27 | 27655.39 | 26857.18 | 25811.67 | 24449.7 | 23531.35 | 618.3716 | 30667.25 | 2 | 2031
2031-02-18 | 23149.87 | 21147.79 | 21215.52 | 21702.24 | 22793.86 | 25075.3 | 27284.55 | 27423 | 26495.54 | 25481.76 | 24578.31 | 23631.93 | 22795.3 | 22222.6 | 21875.46 | 21974.62 | 22572.74 | 24172.47 | 25183.8 | 25287.68 | 24376.11 | 23270.1 | 22127.56 | 21321.75 | 567.1599 | 27423 | 2 | 2031
2031-02-19 | 21161.5 | 16675.44 | 16518.31 | 16768.71 | 17633.25 | 19311.31 | 20905.05 | 21034.43 | 20668.09 | 20380.45 | 20212.69 | 19985.82 | 19654.33 | 19438.54 | 19330 | 19456.26 | 19791.96 | 20715.82 | 21093.44 | 20884.38 | 19938.46 | 18834.81 | 17520.41 | 16523.94 | 464.4374 | 21161.5 | 2 | 2031
2031-02-20 | 16605.02 | 16176.9 | 15993.19 | 16215.92 | 17053.24 | 18704.47 | 20274.93 | 20410.14 | 20088.6 | 19862.68 | 19760.05 | 19593.05 | 19312.55 | 19139.66 | 19060.54 | 19191.65 | 19495.82 | 20359.27 | 20687.69 | 20439.58 | 19469.18 | 18342.25 | 17005.49 | 15984.76 | 449.2266 | 20687.69 | 2 | 2031
2031-02-21 | 15958.84 | 17372.43 | 17244.64 | 17530.91 | 18441.27 | 20165.3 | 21768.95 | 21913.67 | 21509.2 | 21160.07 | 20921.57 | 20627.66 | 20242.54 | 19977.69 | 19837.18 | 19950.11 | 20310.27 | 21293.38 | 21715.77 | 21519.12 | 20583.69 | 19496.95 | 18202.83 | 17226.76 | 474.9708 | 21913.67 | 2 | 2031
2031-02-22 | 17071.6 | 18867.84 | 18762 | 18973.29 | 19490.77 | 20100.74 | 20624.67 | 21214.19 | 21439.46 | 21115.85 | 20562.67 | 20076.1 | 19549.86 | 19104.74 | 18936.37 | 19122.08 | 19711.15 | 21010.06 | 21701.49 | 21763.97 | 21033.25 | 20220.4 | 19274.15 | 18579.51 | 478.3062 | 21763.97 | 2 | 2031
2031-02-23 | 18524.37 | 17863.15 | 17704.74 | 17860.95 | 18325.02 | 18883.62 | 19365.44 | 19964.82 | 20277.62 | 20075.13 | 19650.25 | 19282.49 | 18856.83 | 18496.36 | 18385.62 | 18580.34 | 19107.38 | 20286.88 | 20880.68 | 20867.86 | 20086.32 | 19226.9 | 18237.32 | 17495.72 | 458.2858 | 20880.68 | 2 | 2031
2031-02-24 | 17568.46 | 16990.49 | 16842.17 | 17105.28 | 17999.4 | 19691.36 | 21254.81 | 21412.88 | 21056.06 | 20767.75 | 20593.89 | 20363.1 | 20038.18 | 19813.95 | 19706.57 | 19832.23 | 20163.04 | 21090.93 | 21472.41 | 21229.01 | 20286.83 | 19185.85 | 17863.23 | 16856.21 | 469.1841 | 21472.41 | 2 | 2031
2031-02-25 | 16783.22 | 19004.44 | 18953.08 | 19315.7 | 20285.34 | 22035.08 | 23760.84 | 23944.9 | 23282.28 | 22745.65 | 22338.16 | 21883.26 | 21356.73 | 20979.75 | 20769.8 | 20897.18 | 21352.38 | 22507.1 | 23078.81 | 22972.46 | 22161.06 | 21156.83 | 19907.18 | 18988.02 | 510.4592 | 23944.9 | 2 | 2031
2031-02-26 | 18762.11 | 20561.76 | 20586.52 | 21029.38 | 22075.53 | 24076.25 | 26168.1 | 26346.98 | 25532.47 | 24662.57 | 23909.07 | 23132.53 | 22462.83 | 21966.31 | 21677.74 | 21798.45 | 22341.66 | 23743.49 | 24651.47 | 24629.62 | 23696.3 | 22703.13 | 21508.76 | 20651.87 | 548.6749 | 26346.98 | 2 | 2031
2031-02-27 | 20390.07 | 18636.34 | 18564.21 | 18905.22 | 19853.51 | 21579.85 | 23159.12 | 23343.36 | 22823.27 | 22359.77 | 22004.26 | 21597.11 | 21111.07 | 20768.45 | 20582.88 | 20715.3 | 21145.33 | 22251.86 | 22784.89 | 22644.13 | 21815.54 | 20793.47 | 19524.94 | 18585.9 | 505.9399 | 23343.36 | 2 | 2031
2031-02-28 | 18536.7 | 17808.38 | 17690.32 | 17987.99 | 18906.13 | 20613.57 | 22163.26 | 22331.49 | 21929.26 | 21572.83 | 21324.51 | 21016.9 | 20619.31 | 20346.37 | 20207.56 | 20333.63 | 20700.54 | 21697.82 | 22136.72 | 21914.2 | 21014.3 | 19940.92 | 18637.41 | 17656.63 | 487.0867 | 22331.49 | 2 | 2031
2031-03-01 | 17720.64 | 19748.43 | 19800.01 | 20148.45 | 20787.09 | 21745.6 | 22375.21 | 22991.49 | 22898.23 | 22125.93 | 21128.59 | 20384.31 | 19697.55 | 19088.45 | 18806.6 | 18886.54 | 19472.11 | 20601.9 | 21626.35 | 22225.45 | 21492.81 | 20685.19 | 19866.93 | 19340.91 | 493.6448 | 22991.49 | 3 | 2031
2031-03-02 | 19360.97 | 20208.68 | 20281.63 | 20652.82 | 21431.15 | 22430.47 | 23066.06 | 23683.76 | 23550.03 | 22719.09 | 21659.1 | 20756.73 | 20030.1 | 19387.98 | 19085.11 | 19164.35 | 19774.27 | 20951.21 | 22118.42 | 22746.27 | 22046.6 | 21191.34 | 20338.86 | 19829.13 | 506.4641 | 23683.76 | 3 | 2031
2031-03-03 | 19875.66 | 21940.15 | 22193.52 | 22954.08 | 24481.97 | 26976.61 | 28998 | 29072.74 | 27898.18 | 26629.88 | 25521.43 | 24417.22 | 23319.76 | 22431.13 | 21888.96 | 21891.97 | 22605.64 | 24120.34 | 25318.94 | 25868.38 | 25133.15 | 24113.05 | 22804.32 | 21964.32 | 582.4194 | 29072.74 | 3 | 2031
2031-03-04 | 21712.37 | 21194.76 | 21403.77 | 22116.79 | 23579.33 | 26004.08 | 27977.44 | 28049.54 | 26935.58 | 25757.94 | 24749.63 | 23733.53 | 22697.46 | 21878.91 | 21380.7 | 21403.59 | 22077.56 | 23507.25 | 24637.54 | 25140.14 | 24386.75 | 23338.24 | 21994.12 | 21123.9 | 566.7809 | 28049.54 | 3 | 2031
2031-03-05 | 21009.2 | 19969.47 | 20074.53 | 20569.6 | 21856.41 | 24212.57 | 26137.68 | 26218.96 | 25226.83 | 24220.07 | 23392.47 | 22544.88 | 21651.94 | 20953.41 | 20610.35 | 20637.04 | 21153.85 | 22413.62 | 23404.28 | 23806.76 | 22974.97 | 21858.68 | 20569.87 | 19830.1 | 535.2975 | 26218.96 | 3 | 2031
2031-03-06 | 19805.03 | 19720.66 | 19811.73 | 20292.31 | 21487.43 | 23823.89 | 25729.2 | 25816.19 | 24855.06 | 23890.39 | 23106.78 | 22299.6 | 21440.87 | 20791.51 | 20482.85 | 20512.85 | 20975.38 | 22194.31 | 23152.13 | 23525.75 | 22679.25 | 21547.68 | 20311.56 | 19558.45 | 527.8109 | 25816.19 | 3 | 2031
2031-03-07 | 19525.78 | 19283.49 | 19346.11 | 19807.72 | 20851.09 | 23186.36 | 25071.85 | 25178.6 | 24273.61 | 23385.07 | 22670.36 | 21931.97 | 21136.66 | 20605.27 | 20321.31 | 20339.52 | 20745.83 | 21832.61 | 22720.93 | 23030.67 | 22124.16 | 20956.68 | 19819.94 | 19045.96 | 517.1916 | 25178.6 | 3 | 2031
2031-03-08 | 19017.25 | 18032.24 | 17986.45 | 18234.09 | 18772.84 | 19427.47 | 19806.39 | 20324.71 | 20421.18 | 20046.92 | 19505.67 | 19050.25 | 18552.05 | 18103.68 | 17936.22 | 18040.03 | 18508.11 | 19412.62 | 20122.78 | 20430.36 | 19767.52 | 18990.32 | 18084.28 | 17464.58 | 456.038 | 20430.36 | 3 | 2031
2031-03-09 | 17627.58 | 17817.54 | 17742.7 | 17983.98 | 18486.7 | 19140.77 | 19864.9 | 20509.42 | 20750.25 | 20434.15 | 19863.04 | 19357.84 | 18832.71 | 18350.29 | 18105.47 | 18162.98 | 18436.54 | 18804.94 | 19527.68 | 20718.87 | 20346.5 | 19613.85 | 18648.64 | 17945.48 | 457.0728 | 20750.25 | 3 | 2031
2031-03-10 | 17750.25 | 18443.5 | 18448.46 | 18865.06 | 19844.88 | 21867.94 | 24141.35 | 24426.49 | 23789.96 | 23089.4 | 22465.73 | 21787.55 | 21067.12 | 20575.51 | 20264.85 | 20252.68 | 20423.32 | 20708.89 | 21469.15 | 22817.97 | 22252.58 | 21097.69 | 19836.69 | 18932.79 | 504.6198 | 24426.49 | 3 | 2031
2031-03-11 | 18511.2 | 17215.24 | 17154.38 | 17500.43 | 18393.48 | 20098.8 | 22141.39 | 22423.88 | 21905.65 | 21378.53 | 20942.54 | 20505.7 | 20049.07 | 19688.88 | 19441.81 | 19449.01 | 19554.15 | 19706.5 | 20246.4 | 21339.56 | 20755.12 | 19803.88 | 18521.18 | 17572.19 | 474.299 | 22423.88 | 3 | 2031
2031-03-12 | 17282.34 | 17138.81 | 17013.83 | 17299.89 | 18132.39 | 19771.25 | 21677.84 | 22052.36 | 21758 | 21511.13 | 21391.13 | 21208.89 | 20918.62 | 20747.89 | 20650.44 | 20735 | 20828.61 | 20870.18 | 21324.41 | 22371.54 | 21565.62 | 20338.23 | 18920.45 | 17838.33 | 483.3472 | 22371.54 | 3 | 2031
2031-03-13 | 17318.44 | 15575.63 | 15431.3 | 15689.96 | 16498.13 | 18123.5 | 19800.28 | 20034.07 | 19760.16 | 19534.16 | 19392.08 | 19187.08 | 18886.1 | 18656.68 | 18498.33 | 18516.23 | 18521.29 | 18483.86 | 18871.12 | 19754.72 | 19185.54 | 18162.39 | 16815.39 | 15795.17 | 436.4916 | 20034.07 | 3 | 2031
2031-03-14 | 15584.74 | 16883.34 | 16795.44 | 17124.45 | 18007.93 | 19712.12 | 21591.54 | 21903.54 | 21445.47 | 20996.1 | 20665.8 | 20330.51 | 19923.66 | 19598.14 | 19378.29 | 19377.98 | 19446.23 | 19535.18 | 20019.78 | 20965.09 | 20418.98 | 19436.18 | 18132.77 | 17160.2 | 464.4335 | 21903.54 | 3 | 2031
2031-03-15 | 16788.95 | 16044.19 | 15870.81 | 16009.66 | 16411.79 | 16958.1 | 17576.29 | 18250.79 | 18662.99 | 18580.19 | 18253.5 | 17973.76 | 17638.85 | 17318.36 | 17187.8 | 17267.78 | 17423.08 | 17564.17 | 18103.72 | 19136.28 | 18679.33 | 17860.99 | 16808.96 | 16012.97 | 418.3833 | 19136.28 | 3 | 2031
2031-03-16 | 15907.65 | 16583.22 | 16435.95 | 16602.39 | 17030.65 | 17598.38 | 18227.8 | 18901.35 | 19273 | 19132.4 | 18744.27 | 18406.71 | 18022.83 | 17661.41 | 17504.03 | 17581.89 | 17767.26 | 17966.53 | 18554.37 | 19618.24 | 19190.84 | 18396.46 | 17363.09 | 16588.21 | 429.0589 | 19618.24 | 3 | 2031
2031-03-17 | 16415.66 | 18078.76 | 18056.76 | 18445.98 | 19396.96 | 21241.71 | 23423.37 | 23737.7 | 23172.04 | 22560.81 | 22027.04 | 21426.73 | 20801.45 | 20384.48 | 20110.16 | 20110.81 | 20242.81 | 20459.06 | 21092.75 | 22356.29 | 21789.18 | 20687.86 | 19422.49 | 18488.08 | 493.9289 | 23737.7 | 3 | 2031
2031-03-18 | 18070.2 | 16343.87 | 16229.23 | 16520.22 | 17357.17 | 18991.09 | 20643.35 | 20945.17 | 20582.6 | 20299.86 | 20095.42 | 19829.46 | 19475.99 | 19204.72 | 19023.88 | 19048.21 | 19084.96 | 19109.13 | 19550.51 | 20445.42 | 19925.27 | 18931.73 | 17596.29 | 16592.18 | 453.8959 | 20945.17 | 3 | 2031
2031-03-19 | 16361.35 | 14991.79 | 14808.07 | 15026.86 | 15793.55 | 17363.19 | 18967.9 | 19226.11 | 19029.21 | 18903.57 | 18864.67 | 18752.11 | 18529.54 | 18367.99 | 18261.11 | 18294.43 | 18249.97 | 18118.57 | 18432.66 | 19234.59 | 18645.22 | 17590.29 | 16201.13 | 15137.3 | 423.1512 | 19234.59 | 3 | 2031
2031-03-20 | 14939.92 | 16036.18 | 15900.81 | 16170.65 | 16986.32 | 18595.24 | 20220.69 | 20479.87 | 20211.05 | 19981.62 | 19833.4 | 19619.93 | 19311.69 | 19079.32 | 18926.78 | 18959.67 | 18973.67 | 18950.75 | 19351.11 | 20206.47 | 19667.51 | 18653.09 | 17294.65 | 16266.84 | 444.6172 | 20479.87 | 3 | 2031
2031-03-21 | 15957.94 | 17460.08 | 17391.54 | 17742.37 | 18643.34 | 20342.24 | 22335.27 | 22670.61 | 22190.22 | 21699.06 | 21283.73 | 20806.74 | 20364.39 | 20011.22 | 19779.33 | 19786.75 | 19871.77 | 19997.21 | 20518.94 | 21588.8 | 20974.35 | 19999.28 | 18699.32 | 17733.86 | 477.8484 | 22670.61 | 3 | 2031
2031-03-22 | 17352.66 | 18570.43 | 18511.09 | 18771.7 | 19286.93 | 19911.18 | 20541.97 | 21347.76 | 21658.85 | 21243.58 | 20563.54 | 20036.97 | 19492.79 | 18999.52 | 18760.79 | 18841.07 | 19126.3 | 19517.92 | 20267.02 | 21536.16 | 21149.57 | 20385.83 | 19404.8 | 18691.83 | 473.9703 | 21658.85 | 3 | 2031
2031-03-23 | 18445.99 | 17245.29 | 17117.96 | 17307.33 | 17753.54 | 18313.02 | 18893.22 | 19590.79 | 19948.66 | 19778.37 | 19355.14 | 18980.09 | 18564.45 | 18179.21 | 18013.77 | 18103.59 | 18308.23 | 18545.66 | 19169.43 | 20220.1 | 19840.03 | 19067.64 | 18033.16 | 17261.35 | 446.036 | 20220.1 | 3 | 2031
2031-03-24 | 17149.64 | 16290.51 | 16163.29 | 16444.18 | 17287.35 | 18914.93 | 20523.12 | 20824.47 | 20554.1 | 20329.37 | 20180.04 | 19968.75 | 19676.36 | 19440.99 | 19295.36 | 19325.57 | 19336.54 | 19313.54 | 19712.13 | 20535.95 | 19992.51 | 18973.6 | 17608.14 | 16567.32 | 454.4078 | 20824.47 | 3 | 2031
2031-03-25 | 16302.9 | 14736.45 | 14523.87 | 14714.53 | 15450.62 | 16973.1 | 18512.55 | 18800.45 | 18671.3 | 18630.2 | 18679.38 | 18647.75 | 18496.01 | 18396.77 | 18338.79 | 18393.57 | 18318.35 | 18119.92 | 18373.95 | 19099.54 | 18492.99 | 17407.37 | 15974.98 | 14868.32 | 418.9237 | 19099.54 | 3 | 2031
2031-03-26 | 14686.15 | 16219.35 | 16040.99 | 16272.57 | 17045.67 | 18590.45 | 20146.73 | 20475.79 | 20341.92 | 20275.32 | 20307.73 | 20277.69 | 20139.36 | 20058.08 | 20021.14 | 20121.05 | 20128.13 | 20027.47 | 20303.75 | 21045.71 | 20394.8 | 19285.33 | 17820.13 | 16688.6 | 456.7139 | 21045.71 | 3 | 2031
2031-03-27 | 16232 | 15558.06 | 15305.15 | 15463.79 | 16163.79 | 17634.53 | 19144.97 | 19527.38 | 19564.39 | 19719.09 | 19995.99 | 20211.39 | 20295.23 | 20406.55 | 20507.17 | 20665.8 | 20630.08 | 20384.59 | 20480.93 | 21069.72 | 20286.09 | 19052.75 | 17470.53 | 16220.31 | 451.9903 | 21069.72 | 3 | 2031
2031-03-28 | 15729.94 | 14654.4 | 14404.51 | 14570.4 | 15287.69 | 16797.08 | 18301.07 | 18640.47 | 18604.3 | 18678.09 | 18842.25 | 18931.24 | 18894.49 | 18887.91 | 18900.43 | 18976.33 | 18877.49 | 18606.03 | 18762.12 | 19378.72 | 18686.25 | 17527.53 | 16033.26 | 14863.34 | 421.8353 | 19378.72 | 3 | 2031
2031-03-29 | 14580.72 | 15252.76 | 14995.81 | 15052.76 | 15368.07 | 15791.27 | 16253.8 | 17005.2 | 17609.09 | 17768.36 | 17697.11 | 17657.03 | 17532.45 | 17396.36 | 17407.01 | 17547.15 | 17620.74 | 17573.87 | 17935.24 | 18761.25 | 18234.08 | 17318.04 | 16143.35 | 15224.78 | 403.7263 | 18761.25 | 3 | 2031
2031-03-30 | 15057.29 | 14933.32 | 14667.23 | 14713.84 | 15019.05 | 15431.98 | 15880.59 | 16626.98 | 17237.06 | 17407.7 | 17345.61 | 17309.49 | 17185.61 | 17049.06 | 17058.59 | 17191.02 | 17243.97 | 17171 | 17524.52 | 18345.93 | 17824.23 | 16912.73 | 15741.8 | 14825.36 | 395.704 | 18345.93 | 3 | 2031
2031-03-31 | 14723.85 | 14600.62 | 14378.3 | 14560.98 | 15305.71 | 16823.75 | 18316.08 | 18635.16 | 18546.34 | 18547.58 | 18632.98 | 18634.84 | 18523.22 | 18441.46 | 18405.37 | 18457.19 | 18350.67 | 18106.52 | 18331.14 | 18997.49 | 18382.77 | 17285.61 | 15835.96 | 14704.79 | 415.5284 | 18997.49 | 3 | 2031
2031-04-01 | 14513.22 | 15651.83 | 15520.59 | 15760.72 | 16564.04 | 17992.2 | 20065.44 | 20507.34 | 20153.23 | 19827.98 | 19600.51 | 19241.52 | 18751.52 | 18482.4 | 18385.6 | 18545.42 | 18878.23 | 19047.21 | 18921.1 | 19848.73 | 19660.28 | 18206.19 | 16991.52 | 16075.82 | 437.1926 | 20507.34 | 4 | 2031
2031-04-02 | 15667.63 | 15208.35 | 15054.24 | 15270.52 | 16050.44 | 17456.98 | 19167.05 | 19614.74 | 19321.68 | 19081.59 | 18943.76 | 18667.52 | 18248.5 | 18042.28 | 18011.21 | 18146.96 | 18435.87 | 18520.94 | 18326.2 | 19203.05 | 18977.91 | 17749.42 | 16534.15 | 15598.44 | 425.2994 | 19614.74 | 4 | 2031
2031-04-03 | 15250.68 | 16300.14 | 16198.73 | 16470.36 | 17303.64 | 19175.54 | 21310.8 | 21756.65 | 21331.11 | 20901.57 | 20562.97 | 20099.54 | 19519.66 | 19176.5 | 19033.17 | 19192.76 | 19580.62 | 19855.44 | 19818.29 | 20794.17 | 20665.16 | 19256.2 | 17655.38 | 16762.25 | 457.9713 | 21756.65 | 4 | 2031
2031-04-04 | 16348.32 | 17122.81 | 17055.69 | 17375.12 | 18326.11 | 20792.07 | 22960.61 | 23417.77 | 22898.59 | 22334.27 | 21840.66 | 21237.77 | 20544.09 | 20097.33 | 19887.25 | 20025.8 | 20478.25 | 20884.31 | 20950.87 | 21982.45 | 21892.91 | 20528.86 | 18658.81 | 17600.05 | 485.2408 | 23417.77 | 4 | 2031
2031-04-05 | 17153.26 | 17126.36 | 17022.38 | 17215.55 | 17728.1 | 18343.97 | 19024.88 | 20081.1 | 20555.4 | 20243.57 | 19565.89 | 18917.23 | 18215.39 | 17868.14 | 17784.52 | 17929.07 | 18437.07 | 19042.15 | 19285.36 | 20528.19 | 20614.69 | 19537.05 | 18084.61 | 17402.51 | 447.7064 | 20614.69 | 4 | 2031
2031-04-06 | 17130.05 | 17579.4 | 17491.99 | 17703.37 | 18268.91 | 19181.31 | 19868.03 | 20934.24 | 21378.13 | 21018.14 | 20291.06 | 19598.79 | 18862.7 | 18311.19 | 18157.13 | 18409.22 | 19089.63 | 19758.25 | 20043.05 | 21303.24 | 21412.5 | 20349.26 | 18878.43 | 17912.86 | 462.9309 | 21412.5 | 4 | 2031
2031-04-07 | 17598.15 | 16657.61 | 16562.98 | 16845.53 | 17704.2 | 19826.62 | 21934.19 | 22427.16 | 22034.11 | 21628.22 | 21310.87 | 20873.72 | 20336.97 | 20015.02 | 19899.14 | 20074.21 | 20473.67 | 20756.61 | 20705.5 | 21625.78 | 21482.36 | 20052.2 | 18138.55 | 17221.23 | 476.1846 | 22427.16 | 4 | 2031
2031-04-08 | 16813.71 | 15883.29 | 15753.9 | 15997.59 | 16801.15 | 18292.75 | 20348.71 | 20821.25 | 20483.59 | 20169.03 | 19948.62 | 19590.63 | 19101.28 | 18835.88 | 18750.91 | 18927.25 | 19258.4 | 19426.02 | 19304.95 | 20189.62 | 20036.42 | 18590.83 | 17218.62 | 16294.52 | 446.8389 | 20821.25 | 4 | 2031
2031-04-09 | 15957.97 | 16826.71 | 16741.13 | 17031.17 | 17878.97 | 20102.98 | 22184.65 | 22659.22 | 22214.94 | 21746.35 | 21363.08 | 20853.77 | 20235.43 | 19863.39 | 19710.02 | 19885.17 | 20300.9 | 20627.43 | 20635.2 | 21597.66 | 21522.87 | 20139.37 | 18219.33 | 17307.71 | 475.6054 | 22659.22 | 4 | 2031
2031-04-10 | 16880.84 | 15504.93 | 15339.03 | 15546.39 | 16313.77 | 17684.71 | 19438.38 | 19951.72 | 19745.14 | 19600.68 | 19565.78 | 19390 | 19062.99 | 18937.24 | 18952.61 | 19168.99 | 19455.94 | 19501.66 | 19245.56 | 20007.3 | 19767.16 | 18235.62 | 16948.15 | 15970.91 | 440.2155 | 20007.3 | 4 | 2031
2031-04-11 | 15636.54 | 14666.62 | 14460.35 | 14636.3 | 15380.38 | 16748.59 | 17949.61 | 18354.45 | 18231.5 | 18208.39 | 18285.18 | 18211.59 | 18035.9 | 17999.38 | 18037.64 | 18161.61 | 18356.38 | 18253.64 | 17979.32 | 18572.31 | 18262.74 | 17247.28 | 15974.46 | 14977.92 | 412.6281 | 18572.31 | 4 | 2031
2031-04-12 | 14663.46 | 14532.23 | 14288.46 | 14336.41 | 14705.97 | 15109.19 | 15388.4 | 16068.72 | 16595.96 | 16732.45 | 16656.14 | 16577.66 | 16414.99 | 16321.01 | 16394.43 | 16565.28 | 16798.08 | 16852.36 | 16742.6 | 17288.63 | 17209.14 | 16425.72 | 15400.52 | 14590.37 | 382.6582 | 17288.63 | 4 | 2031
2031-04-13 | 14421.29 | 15833.48 | 15650.65 | 15763.4 | 16194.15 | 16647.99 | 16955.96 | 17635.97 | 18070.92 | 18075.16 | 17858.87 | 17649.78 | 17377.37 | 17192.14 | 17206.09 | 17374.51 | 17680.61 | 17872.7 | 17873.22 | 18710.69 | 18696.14 | 17744.52 | 16759.99 | 15996 | 411.2416 | 18710.69 | 4 | 2031
2031-04-14 | 15718.2 | 15640.38 | 15483.49 | 15701.96 | 16497.05 | 17889.77 | 19719.29 | 20256.52 | 20050.76 | 19894.71 | 19838.94 | 19642.87 | 19311.09 | 19164.69 | 19175.93 | 19383.68 | 19663.81 | 19712.55 | 19469.34 | 20207 | 19981.98 | 18460.83 | 17096.58 | 16114.75 | 444.0762 | 20256.52 | 4 | 2031
2031-04-15 | 15730.2 | 15564.28 | 15347.2 | 15507.72 | 16224.9 | 17530.66 | 19089.17 | 19715.87 | 19752.61 | 19907.04 | 20207.38 | 20375.81 | 20368.75 | 20524.43 | 20750.98 | 21084.95 | 21358.65 | 21255.63 | 20762.59 | 21275.83 | 20864.03 | 19151.37 | 17398.64 | 16306.5 | 456.0552 | 21358.65 | 4 | 2031
2031-04-16 | 15766.2 | 14824.09 | 14579.34 | 14709.72 | 15397.99 | 16676.61 | 17815.17 | 18274.63 | 18365.01 | 18600.81 | 18981.01 | 19214.17 | 19256.08 | 19450.69 | 19701.14 | 20020.77 | 20220.01 | 20003.79 | 19447.17 | 19918.45 | 19491.38 | 17922.64 | 16539.11 | 15437.04 | 430.613 | 20220.01 | 4 | 2031
2031-04-17 | 14981.81 | 14679.07 | 14435.77 | 14566.59 | 15256.92 | 16539.12 | 17672.63 | 18040.15 | 18092.11 | 18299.25 | 18633.25 | 18795.75 | 18752.81 | 18858.78 | 19032.47 | 19290.51 | 19448.12 | 19230.82 | 18728.52 | 19250.71 | 18882.52 | 17578.61 | 16224.85 | 15151.11 | 420.4223 | 19448.12 | 4 | 2031
2031-04-18 | 14765.62 | 14670.67 | 14416.78 | 14548.73 | 15246.06 | 16549.64 | 17683.12 | 18070.73 | 18129.43 | 18364.5 | 18736.18 | 18952.69 | 18974.62 | 19135.8 | 19357.97 | 19634.4 | 19793.37 | 19545.65 | 18986.79 | 19447.47 | 19014 | 17624.65 | 16254.15 | 15161.94 | 423.065 | 19793.37 | 4 | 2031
2031-04-19 | 14730.82 | 14685.89 | 14332.13 | 14278.84 | 14544.89 | 14826.42 | 15017.01 | 15840.1 | 16685.1 | 17216.18 | 17572.36 | 17922.37 | 18136.61 | 18469.57 | 18943.48 | 19405.82 | 19715.5 | 19501.35 | 18864.91 | 19304.47 | 18835.88 | 17562.74 | 16311.33 | 15279.26 | 407.983 | 19715.5 | 4 | 2031
2031-04-20 | 14818.84 | 14416.03 | 14066.68 | 14016.16 | 14283.65 | 14564.28 | 14746.16 | 15552.48 | 16372.11 | 16872.83 | 17198.59 | 17524.35 | 17725.37 | 17947.03 | 18283.09 | 18758.29 | 19069.25 | 18847.6 | 18220.46 | 18670.21 | 18223.8 | 17199.96 | 15961.26 | 14940.55 | 398.279 | 19069.25 | 4 | 2031
2031-04-21 | 14511.42 | 14172.02 | 13913.04 | 14028.21 | 14719.98 | 16000.45 | 17104.09 | 17486.81 | 17560.2 | 17730.61 | 17978.83 | 18127.2 | 18149.04 | 18314.67 | 18545.99 | 18815.31 | 18923.31 | 18609.28 | 18078.37 | 18477.08 | 18110.3 | 17074.33 | 15704.97 | 14605.62 | 406.7411 | 18923.31 | 4 | 2031
2031-04-22 | 14223.47 | 14080.98 | 13822.94 | 13936.86 | 14608.6 | 15864.16 | 16955.13 | 17314.9 | 17360.26 | 17502.94 | 17725.4 | 17843.42 | 17824.59 | 17914.89 | 18048.87 | 18310.56 | 18422.75 | 18122.58 | 17774.18 | 18071.36 | 17870.19 | 16857.73 | 15501.79 | 14423.51 | 400.3821 | 18422.75 | 4 | 2031
2031-04-23 | 14096.06 | 14936.67 | 14631.09 | 14705.78 | 15334.56 | 16534.24 | 17602.57 | 18065.27 | 18445.25 | 19041.03 | 19824.95 | 20472.48 | 20898.73 | 21431.15 | 21935.37 | 22397.48 | 22582.09 | 22189.32 | 21349.2 | 21518.73 | 20886.99 | 18943.8 | 17126.3 | 15885.7 | 450.8348 | 22582.09 | 4 | 2031
2031-04-24 | 15207.91 | 15448.88 | 15112.09 | 15160.76 | 15761.06 | 16923.5 | 17974.38 | 18765.94 | 19346.49 | 20175.58 | 21231.64 | 22173.73 | 22881.25 | 23662.3 | 24352.84 | 24934.75 | 25161.23 | 24704.52 | 23674 | 23645.13 | 22839.25 | 20722.29 | 18116.59 | 16772.97 | 484.7491 | 25161.23 | 4 | 2031
2031-04-25 | 15912.31 | 14991.11 | 14667.32 | 14736.27 | 15365.32 | 16576.61 | 17633.06 | 18129.24 | 18563.45 | 19246.87 | 20116.37 | 20857.17 | 21375.66 | 21979.79 | 22539.64 | 23018.16 | 23190.23 | 22747.56 | 21830.74 | 21910.46 | 21203.49 | 19199.31 | 17246.96 | 15975.92 | 459.013 | 23190.23 | 4 | 2031
2031-04-26 | 15266.84 | 14399.48 | 14130.82 | 14155.05 | 14496.62 | 14840.57 | 15017.54 | 15737.05 | 16329.66 | 16543.49 | 16544.05 | 16531 | 16423.26 | 16379.31 | 16497.26 | 16691.06 | 16888.51 | 16876.52 | 16719.36 | 17177.26 | 17108.67 | 16309.05 | 15242.2 | 14392.43 | 380.6971 | 17177.26 | 4 | 2031
2031-04-27 | 14263.7 | 14494.36 | 14230.24 | 14259.23 | 14605.29 | 14951.94 | 15128.23 | 15848.15 | 16433.92 | 16637.76 | 16627.5 | 16603.99 | 16487.13 | 16435.61 | 16548.84 | 16742.36 | 16944.35 | 16941.81 | 16793.39 | 17255.6 | 17193.65 | 16399 | 15335.33 | 14489.35 | 381.6507 | 17255.6 | 4 | 2031
2031-04-28 | 14336.54 | 14772.62 | 14542.25 | 14687.16 | 15405.89 | 16694.22 | 17771.25 | 18188.35 | 18239.3 | 18411.74 | 18699.49 | 18819.16 | 18759.25 | 18846.62 | 19033.8 | 19305.42 | 19452.39 | 19225.97 | 18744.14 | 19212.05 | 18900.9 | 17616.14 | 16264.9 | 15188.62 | 421.1182 | 19452.39 | 4 | 2031
2031-04-29 | 14810.26 | 14642.89 | 14351.5 | 14437.33 | 15076.83 | 16277.15 | 17310.22 | 17748.07 | 17926.49 | 18324.91 | 18969.7 | 19455.9 | 19724.49 | 20118.64 | 20525.7 | 20926.05 | 21065.02 | 20681.37 | 19945.65 | 20187.1 | 19687.66 | 17979.52 | 16508.05 | 15321.11 | 432.0016 | 21065.02 | 4 | 2031
2031-04-30 | 14818.87 | 15078.09 | 14738.32 | 14781.68 | 15376.08 | 16522.29 | 17529.66 | 18048.84 | 18591.01 | 19398.44 | 20417.71 | 21303.72 | 21950.7 | 22677.78 | 23331.95 | 23881.95 | 24054.64 | 23556.74 | 22555.89 | 22532.79 | 21799.82 | 19737.34 | 17530.65 | 16208.07 | 466.423 | 24054.64 | 4 | 2031
2031-05-01 | 15047.1 | 14614.91 | 14278.83 | 14348.56 | 15010.16 | 16244.99 | 17429.85 | 18034.99 | 18323.15 | 18687.98 | 19155.51 | 19447.74 | 19607.92 | 19840.76 | 20118.34 | 20531.68 | 20787.71 | 20619.82 | 19954.52 | 19812.8 | 19645.3 | 18537.16 | 16917.27 | 15554.86 | 432.5519 | 20787.71 | 5 | 2031
2031-05-02 | 14898.13 | 14776.85 | 14481.09 | 14600.99 | 15319.75 | 16628.77 | 17835.29 | 18409.85 | 18582.34 | 18800.47 | 19088.65 | 19201 | 19201.2 | 19284.07 | 19445.7 | 19700.78 | 19898.65 | 19838.29 | 19403.25 | 19351.42 | 19257.01 | 18234.39 | 16708.87 | 15438.61 | 428.3854 | 19898.65 | 5 | 2031
2031-05-03 | 14880.62 | 15117.03 | 14821.29 | 14839.81 | 15180.01 | 15452.39 | 15656.95 | 16607.96 | 17366.14 | 17632.93 | 17654.68 | 17596.45 | 17469.09 | 17388.66 | 17518.87 | 17814.63 | 18164.12 | 18320.72 | 18111.29 | 18286.54 | 18379.69 | 17619.15 | 16428.75 | 15426.47 | 403.7342 | 18379.69 | 5 | 2031
2031-05-04 | 15094.56 | 14790.24 | 14477.22 | 14477.67 | 14800.07 | 15054.17 | 15241.47 | 16196.56 | 16983.9 | 17290.77 | 17354.4 | 17334.46 | 17239.59 | 17186.49 | 17335.65 | 17634.32 | 17962.51 | 18079.12 | 17838.16 | 17987.29 | 18065.85 | 17291.03 | 16086.34 | 15068.69 | 396.8705 | 18079.12 | 5 | 2031
2031-05-05 | 14773.36 | 13995.67 | 13687.97 | 13781.64 | 14487.22 | 15767.8 | 16941.03 | 17503.97 | 17695.89 | 17939.52 | 18255.6 | 18380.88 | 18394.32 | 18475.88 | 18639.11 | 18880.59 | 19028.41 | 18906.53 | 18459.95 | 18399.92 | 18334.65 | 17330.25 | 15811.16 | 14537.69 | 408.409 | 19028.41 | 5 | 2031
2031-05-06 | 14123.14 | 14416.9 | 14045.96 | 14081.92 | 14708.16 | 15896.07 | 17030.53 | 17672.18 | 18049.01 | 18524.64 | 19112.85 | 19523.79 | 19791.01 | 20127.88 | 20567 | 21024.47 | 21251.1 | 20989.69 | 20166.25 | 19922.6 | 19706.08 | 18542.39 | 16859.83 | 15436.22 | 431.5697 | 21251.1 | 5 | 2031
2031-05-07 | 14730.05 | 15144.03 | 14713.71 | 14698.83 | 15271.44 | 16393.89 | 17499.46 | 18250.6 | 18840.92 | 19573.72 | 20543.55 | 21488.76 | 22221 | 22978.36 | 23658.61 | 24262.05 | 24526.66 | 24162.47 | 23077.69 | 22504.52 | 21968.28 | 20221.6 | 18359.56 | 16763.09 | 471.8528 | 24526.66 | 5 | 2031
2031-05-08 | 15712.69 | 14801.21 | 14398.4 | 14406.92 | 15004.48 | 16155.72 | 17268.11 | 17969.11 | 18459.39 | 19071.7 | 19813.84 | 20458.53 | 20999.91 | 21587.49 | 22141.36 | 22665.5 | 22902.89 | 22584.82 | 21631.43 | 21186.15 | 20773.44 | 19391.09 | 17617.63 | 16106.85 | 453.1087 | 22902.89 | 5 | 2031
2031-05-09 | 15282.43 | 15095.65 | 14670.72 | 14672.31 | 15268.36 | 16430.47 | 17537.24 | 18287.81 | 18848.2 | 19544.06 | 20402.72 | 21271.78 | 21934.92 | 22619.35 | 23246.74 | 23801.41 | 24044.45 | 23688.1 | 22642.46 | 22093.04 | 21577.91 | 19941.29 | 18114.58 | 16551.11 | 467.5671 | 24044.45 | 5 | 2031
2031-05-10 | 15577.47 | 14543.17 | 14090.01 | 13958.65 | 14146.82 | 14251.3 | 14341.7 | 15452.92 | 16622.85 | 17409.17 | 18006.43 | 18527.95 | 18923.46 | 19294.09 | 19746.92 | 20195.41 | 20560.08 | 20390.79 | 19736.4 | 19531.26 | 19321.9 | 18260.5 | 16774.02 | 15478.84 | 415.1421 | 20560.08 | 5 | 2031
2031-05-11 | 14848.05 | 14254.75 | 13800.81 | 13667.06 | 13852.04 | 13951.63 | 14030.92 | 15130.04 | 16287.31 | 17059.84 | 17642.98 | 18152.99 | 18543.17 | 18914.69 | 19373.28 | 19825.79 | 20104.44 | 19960.83 | 19346.08 | 19141.29 | 18941.1 | 17889.46 | 16410.77 | 15122.29 | 406.2516 | 20104.44 | 5 | 2031
2031-05-12 | 14520.09 | 15126.84 | 14720.94 | 14729.81 | 15345.61 | 16508.44 | 17605.54 | 18350.65 | 18891.58 | 19554.73 | 20379.64 | 21191.36 | 21803.45 | 22429.64 | 23017.7 | 23551.14 | 23784.11 | 23447.62 | 22455.2 | 21939.21 | 21488.1 | 19915.94 | 18110.49 | 16562.44 | 465.4303 | 23784.11 | 5 | 2031
2031-05-13 | 15603.27 | 14441.91 | 14072.34 | 14109.26 | 14735.27 | 15908.5 | 17000.01 | 17649.31 | 18024.87 | 18495.97 | 19072.55 | 19461.31 | 19702.34 | 20003.34 | 20397.67 | 20840.94 | 21044.6 | 20773.99 | 20006.99 | 19766.82 | 19588.02 | 18447.22 | 16772.24 | 15358.31 | 431.277 | 21044.6 | 5 | 2031
2031-05-14 | 14719.55 | 14686.05 | 14347.62 | 14414.92 | 15070.81 | 16272.47 | 17378.87 | 18005.33 | 18308.81 | 18686.25 | 19161.04 | 19450.73 | 19605.51 | 19834.92 | 20118.51 | 20540.08 | 20770.76 | 20575.4 | 19922.87 | 19741.7 | 19615.06 | 18523.88 | 16894.66 | 15527.21 | 432.173 | 20770.76 | 5 | 2031
2031-05-15 | 14908.99 | 14875.44 | 14505.98 | 14545.58 | 15172.59 | 16339.78 | 17426.31 | 18100.41 | 18503.73 | 19003.1 | 19615.83 | 20049.04 | 20406.96 | 20857.84 | 21320.9 | 21803.89 | 22039.4 | 21782.16 | 20950.25 | 20586.42 | 20299.56 | 19106.04 | 17397 | 15952.13 | 445.5493 | 22039.4 | 5 | 2031
2031-05-16 | 15213.59 | 14868.53 | 14538.75 | 14626.92 | 15309.62 | 16550.53 | 17656.94 | 18292.46 | 18572.2 | 18916.82 | 19340.98 | 19584.72 | 19703.55 | 19892.28 | 20139.22 | 20526.92 | 20756.03 | 20582.19 | 19960.61 | 19780.36 | 19653.05 | 18574.2 | 16967.18 | 15621.18 | 435.6288 | 20756.03 | 5 | 2031
2031-05-17 | 15018.94 | 13997.57 | 13619.88 | 13554.91 | 13809.58 | 13973.01 | 14048.17 | 15051.18 | 15977.27 | 16461.96 | 16712.7 | 16866.33 | 16922.58 | 17000.05 | 17247.48 | 17582.64 | 17840.03 | 17806.96 | 17434.01 | 17437.39 | 17464.94 | 16623.46 | 15334.22 | 14232.93 | 382.0182 | 17840.03 | 5 | 2031
2031-05-18 | 13972.7 | 14525.82 | 14168.99 | 14126.54 | 14402.95 | 14584.47 | 14672.55 | 15679.38 | 16578.79 | 17023.48 | 17233.04 | 17350.17 | 17375.81 | 17427.95 | 17658.98 | 17996.66 | 18283.39 | 18300.33 | 17961.42 | 17985.16 | 18028.15 | 17198.55 | 15918.03 | 14828.11 | 393.2814 | 18300.33 | 5 | 2031
2031-05-19 | 14484.78 | 15353.45 | 15065.96 | 15185.78 | 15911.53 | 17173.9 | 18287.03 | 18914.03 | 19137.52 | 19397.39 | 19736.23 | 19893.07 | 19942.22 | 20061.83 | 20296.5 | 20676.84 | 20938.96 | 20852.15 | 20273.2 | 20119.72 | 20060.93 | 19033.48 | 17460.53 | 16144.87 | 444.4019 | 20938.96 | 5 | 2031
2031-05-20 | 15555.75 | 15376.22 | 14939.79 | 14919.61 | 15487.27 | 16582.92 | 17618.02 | 18399.26 | 19016.41 | 19778.23 | 20825.74 | 21742.63 | 22413.06 | 23090.64 | 23698.87 | 24242.44 | 24443.98 | 24059.48 | 23018.24 | 22431.52 | 21977.33 | 20261.76 | 18408.75 | 16825.47 | 475.1134 | 24443.98 | 5 | 2031
2031-05-21 | 15887.9 | 15059.87 | 14644.19 | 14641.57 | 15225.42 | 16336.36 | 17372.02 | 18114.87 | 18659 | 19331.09 | 20130.97 | 20927.66 | 21510.06 | 22127.04 | 22704.95 | 23242.15 | 23452.2 | 23094.64 | 22113.26 | 21585.63 | 21191.75 | 19703.6 | 17896.04 | 16356.43 | 461.3087 | 23452.2 | 5 | 2031
2031-05-22 | 15523.35 | 15391.18 | 14939.1 | 14904.63 | 15455.57 | 16528.2 | 17546.67 | 18350 | 19017.02 | 19838.62 | 20998.62 | 22030.36 | 22821.98 | 23618.24 | 24324.56 | 24934.88 | 25156.02 | 24732.2 | 23603.74 | 22929.89 | 22405.55 | 20618.91 | 18634.77 | 17000.03 | 481.3041 | 25156.02 | 5 | 2031
2031-05-23 | 15997.56 | 15700.82 | 15219.96 | 15172.24 | 15718.04 | 16802.77 | 17819.76 | 18678.15 | 19428.82 | 20379.03 | 21759.93 | 22908.22 | 23793.26 | 24642.27 | 25373.05 | 25967.14 | 26161.59 | 25692.35 | 24489.18 | 23731.75 | 23119.27 | 21258.39 | 19080.41 | 17402.67 | 496.2966 | 26161.59 | 5 | 2031
2031-05-24 | 16304.01 | 15182.13 | 14642.67 | 14433.92 | 14543.67 | 14540.53 | 14524.94 | 15781.37 | 17228.55 | 18352.44 | 19308.73 | 20165.51 | 21015.1 | 21780.11 | 22550.93 | 23206.54 | 23516.98 | 23170.75 | 22113.72 | 21545.89 | 21092.75 | 19665.17 | 17994.31 | 16523.76 | 449.1845 | 23516.98 | 5 | 2031
2031-05-25 | 15686.74 | 15438.97 | 14880.4 | 14655.21 | 14750.34 | 14733.48 | 14714.46 | 16004.46 | 17515.46 | 18718.52 | 19755.46 | 20807.68 | 21742.03 | 22540.39 | 23319.29 | 23964.54 | 24255.54 | 23883.37 | 22784.42 | 22173.49 | 21679.78 | 20083.52 | 18379.38 | 16876.98 | 459.3439 | 24255.54 | 5 | 2031
2031-05-26 | 15786.51 | 15198.66 | 14622.65 | 14405.89 | 14602.65 | 14823.61 | 14949.22 | 16024.75 | 17474.09 | 19028.71 | 20644.72 | 22124.58 | 23010.77 | 23761.47 | 24519.13 | 25153.2 | 25297.45 | 24681.14 | 23408.23 | 22720.68 | 22204.76 | 20504.34 | 18658.75 | 17085.16 | 470.6911 | 25297.45 | 5 | 2031
2031-05-27 | 16174.75 | 16545.37 | 16001.81 | 15888.21 | 16365.07 | 17356.51 | 18332.21 | 19299.17 | 20303.36 | 21861.74 | 23630.87 | 25118.85 | 26254.44 | 27279.45 | 28095.08 | 28715.11 | 28867.01 | 28302.94 | 26934.87 | 26003.13 | 25266.51 | 23243.67 | 20527.18 | 18669.13 | 535.0364 | 28867.01 | 5 | 2031
2031-05-28 | 17339.36 | 15886.04 | 15390.84 | 15319.05 | 15830.42 | 16848.8 | 17826.02 | 18710.53 | 19530.49 | 20643.32 | 22166.7 | 23473.63 | 24516.92 | 25529.33 | 26393.34 | 27096.46 | 27328.87 | 26823.52 | 25519.89 | 24654.54 | 23985.95 | 22046.87 | 19614.05 | 17861.77 | 510.3367 | 27328.87 | 5 | 2031
2031-05-29 | 16679.82 | 15770.11 | 15283.41 | 15218.92 | 15736.57 | 16759.43 | 17734.35 | 18604.58 | 19396.37 | 20424.13 | 21900.83 | 23168.28 | 24184.79 | 25183.06 | 26044.87 | 26753.98 | 26994.39 | 26499.19 | 25213.99 | 24365.11 | 23716.83 | 21798.77 | 19436.83 | 17698.44 | 504.5671 | 26994.39 | 5 | 2031
2031-05-30 | 16552.26 | 16285.82 | 15756.91 | 15667.69 | 16170.65 | 17197.68 | 18169.85 | 19119.44 | 20039.66 | 21432.69 | 23104.68 | 24541.02 | 25678.34 | 26734.26 | 27608.18 | 28278.98 | 28471.14 | 27914.79 | 26536.22 | 25583.33 | 24827.36 | 22810.58 | 20151.95 | 18353.63 | 526.9871 | 28471.14 | 5 | 2031
2031-05-31 | 17071.25 | 16352.98 | 15722.22 | 15434.69 | 15469.65 | 15381.8 | 15318.77 | 16740.96 | 18499.83 | 20005.52 | 21682.79 | 23271.17 | 24510.27 | 25529.07 | 26433.44 | 27119.17 | 27371.43 | 26882.96 | 25572.15 | 24729.73 | 24053.52 | 22207.77 | 19897.47 | 18243.77 | 503.5024 | 27371.43 | 5 | 2031
2031-06-01 | 17099.51 | 15464.26 | 14944.57 | 14766.8 | 14860.45 | 14682.9 | 14621.84 | 15930.4 | 17171.62 | 17999.08 | 18615.65 | 19020.76 | 19297.89 | 19584.6 | 19952.89 | 20317.27 | 20523.48 | 20397.91 | 19858.38 | 19444.85 | 19174.4 | 18499.26 | 17191.46 | 16027.04 | 425.4473 | 20523.48 | 6 | 2031
2031-06-02 | 15594.9 | 15903.3 | 15431.5 | 15385.69 | 15873.86 | 16670.19 | 17538.29 | 18497.21 | 19142.9 | 19834.78 | 20603.19 | 21081.63 | 21417.55 | 21803.98 | 22174.38 | 22625.61 | 22797.42 | 22455.75 | 21719.98 | 21136.46 | 20746.05 | 19874.8 | 18286.27 | 16901.47 | 463.4972 | 22797.42 | 6 | 2031
2031-06-03 | 16188.54 | 16329.99 | 15819.53 | 15737.55 | 16170.78 | 16906.55 | 17751.36 | 18761.25 | 19522.16 | 20360.5 | 21292.52 | 21923.03 | 22452.58 | 23172.24 | 23803.2 | 24339.1 | 24510.72 | 24110.96 | 23011.58 | 22099.18 | 21647.68 | 20697.01 | 19024.34 | 17565.14 | 483.1975 | 24510.72 | 6 | 2031
2031-06-04 | 16727.92 | 16648.33 | 16110.43 | 16004.66 | 16414.18 | 17123.16 | 17956.32 | 19014.54 | 19869.99 | 20823.6 | 21882.12 | 22796.72 | 23638.06 | 24481.71 | 25194.01 | 25769.75 | 25939.92 | 25489.5 | 24282 | 23195.3 | 22385.94 | 21363.47 | 19622.6 | 18097.8 | 500.832 | 25939.92 | 6 | 2031
2031-06-05 | 17144.01 | 16467.37 | 15942.52 | 15847.9 | 16268.56 | 16989.82 | 17826.69 | 18860.61 | 19669.28 | 20566.07 | 21561.76 | 22254.22 | 23006.5 | 23786.63 | 24456.95 | 25011.06 | 25178.81 | 24750.69 | 23597.31 | 22565.22 | 21982.74 | 20998.21 | 19292.03 | 17800.6 | 491.8256 | 25178.81 | 6 | 2031
2031-06-06 | 16939.94 | 16113.3 | 15615.6 | 15550.61 | 16011.4 | 16786.01 | 17636.05 | 18630.47 | 19342.56 | 20118.47 | 20973.2 | 21527.85 | 21916.95 | 22391.97 | 22972.33 | 23468.86 | 23624.04 | 23237.39 | 22205.35 | 21568.41 | 21132.33 | 20213.77 | 18583.99 | 17163.18 | 473.724 | 23624.04 | 6 | 2031
2031-06-07 | 16437.23 | 16233.85 | 15631.41 | 15381.24 | 15398.28 | 15128 | 15021.18 | 16470.17 | 17995.62 | 19167.15 | 20178.21 | 21002.82 | 21671.69 | 22305.27 | 23208.32 | 23956.84 | 24303.42 | 23947.12 | 22763.31 | 21932.78 | 21419.35 | 20501.77 | 18955.54 | 17560.88 | 466.5715 | 24303.42 | 6 | 2031
2031-06-08 | 16708.7 | 16858.58 | 16207.97 | 15916.16 | 15894.24 | 15582.94 | 15458.76 | 16993.83 | 18683.12 | 20056.12 | 21277.9 | 22291.54 | 23437.33 | 24504.97 | 25481.85 | 26238.33 | 26548.09 | 26111.64 | 24783.93 | 23624 | 22716.68 | 21605.37 | 19961.38 | 18473.22 | 495.4167 | 26548.09 | 6 | 2031
2031-06-09 | 17431.68 | 16849.89 | 16295.22 | 16177.41 | 16594.25 | 17308.66 | 18135.51 | 19240.25 | 20169.3 | 21206.95 | 22351.49 | 23561.47 | 24520.77 | 25442.23 | 26208.63 | 26798.45 | 26952.74 | 26456.56 | 25169.44 | 23988.52 | 23098.58 | 21813.87 | 20026.83 | 18451.48 | 514.2502 | 26952.74 | 6 | 2031
2031-06-10 | 17444.16 | 17453.3 | 16851.33 | 16690.06 | 17047.41 | 17699.82 | 18504.86 | 19677.12 | 20749.31 | 21969.31 | 23719.09 | 25211.85 | 26327.54 | 27355.83 | 28158.91 | 28746.59 | 28865.86 | 28305.78 | 26907.21 | 25617.05 | 24637.04 | 22929.19 | 20921.35 | 19272.95 | 541.0629 | 28865.86 | 6 | 2031
2031-06-11 | 18129.55 | 17691.78 | 17071.74 | 16894.87 | 17237.99 | 17876.58 | 18677.95 | 19882.01 | 21015.18 | 22310.56 | 24324.22 | 25916.07 | 27104.41 | 28178.26 | 28999.74 | 29584.63 | 29687.94 | 29099.43 | 27650.53 | 26309.09 | 25280.98 | 23521.2 | 21296.55 | 19615.06 | 553.3563 | 29687.94 | 6 | 2031
2031-06-12 | 18429.65 | 17895.68 | 17260.3 | 17070.12 | 17401.68 | 18029.04 | 18824.87 | 20055.97 | 21239.46 | 22690.07 | 24827.39 | 26488.1 | 27716.74 | 28804.73 | 29619.32 | 30183.54 | 30261.32 | 29649.27 | 28172.16 | 26798.62 | 25745.09 | 23953.27 | 21573.45 | 19871.04 | 562.5609 | 30261.32 | 6 | 2031
2031-06-13 | 18681.22 | 18111.1 | 17459.05 | 17260.91 | 17595.74 | 18237.79 | 19037.95 | 20307.95 | 21548.18 | 23186.37 | 25418.48 | 27172.26 | 28483.08 | 29627.9 | 30476.69 | 31041.85 | 31107.32 | 30462.54 | 28919.26 | 27473.68 | 26339.19 | 24482.71 | 21903.66 | 20166.58 | 574.5015 | 31107.32 | 6 | 2031
2031-06-14 | 18892.29 | 17562.16 | 16858.52 | 16520.79 | 16458.43 | 16108.18 | 15968.6 | 17596.88 | 19461.64 | 21052.67 | 22492.56 | 24244.06 | 25609.77 | 26753.81 | 27731.95 | 28437.28 | 28672.55 | 28154.44 | 26712.72 | 25429.8 | 24416.25 | 22793.22 | 20966.9 | 19398.47 | 528.2939 | 28672.55 | 6 | 2031
2031-06-15 | 18280.31 | 16658.34 | 16023.52 | 15745.1 | 15737.82 | 15441.37 | 15313.57 | 16820.64 | 18451.12 | 19753.31 | 20889.3 | 21804.14 | 22592.66 | 23529.33 | 24406.12 | 25096.56 | 25376.53 | 24967.99 | 23737.75 | 22666.78 | 22027.07 | 21071.45 | 19484.63 | 18052.25 | 483.9277 | 25376.53 | 6 | 2031
2031-06-16 | 17194.21 | 17274.28 | 16686.8 | 16540.62 | 16930.9 | 17615.58 | 18425.05 | 19589.21 | 20629.55 | 21803.88 | 23370.04 | 24807.81 | 25901.33 | 26910.11 | 27716.64 | 28307.63 | 28431.95 | 27879.47 | 26498.79 | 25215.22 | 24243.62 | 22560.04 | 20690.73 | 19053.92 | 534.2774 | 28431.95 | 6 | 2031
2031-06-17 | 17920.44 | 17010.23 | 16441.86 | 16309.54 | 16693.8 | 17370.85 | 18176.52 | 19290.26 | 20247.67 | 21326.01 | 22574.43 | 23867.3 | 24826.37 | 25745.99 | 26493.82 | 27069.85 | 27206.17 | 26698.02 | 25407.16 | 24221.19 | 23347.99 | 21975.25 | 20176.09 | 18596.4 | 518.9932 | 27206.17 | 6 | 2031
2031-06-18 | 17602.25 | 17297.3 | 16708.21 | 16557.87 | 16928.04 | 17595.04 | 18399.61 | 19548.38 | 20571.07 | 21732.22 | 23271.44 | 24634.05 | 25613.24 | 26510.74 | 27209.15 | 27723.92 | 27808.73 | 27274.08 | 25968.78 | 24765.68 | 23875.59 | 22321.55 | 20505.21 | 18909.42 | 529.3316 | 27808.73 | 6 | 2031
2031-06-19 | 17884.48 | 17496.21 | 16890.01 | 16725.2 | 17077.51 | 17720.02 | 18515.03 | 19696.69 | 20786.26 | 22025.89 | 23838.07 | 25380.77 | 26552.98 | 27639.81 | 28494.31 | 29120.62 | 29255.61 | 28682.08 | 27244.01 | 25910.45 | 24899.59 | 23161.37 | 21059.16 | 19389.08 | 545.4452 | 29255.61 | 6 | 2031
2031-06-20 | 18243.7 | 17940.86 | 17303.04 | 17117.05 | 17466.14 | 18125.66 | 18929.32 | 20172.8 | 21358.5 | 22821.02 | 24936.49 | 26550.23 | 27715.02 | 28720.26 | 29457.13 | 29944.55 | 29975.38 | 29360.06 | 27916.77 | 26567.44 | 25526.53 | 23757.37 | 21459.91 | 19779.55 | 561.1448 | 29975.38 | 6 | 2031
2031-06-21 | 18612.89 | 17752.4 | 17037.1 | 16688.97 | 16623.58 | 16279.18 | 16142.23 | 17787.55 | 19678.61 | 21307.84 | 22874.36 | 24573.22 | 25808.23 | 26773.51 | 27567 | 28109.01 | 28240.1 | 27719.29 | 26366.31 | 25164.7 | 24229.65 | 22665.02 | 20918.4 | 19389.95 | 528.3091 | 28240.1 | 6 | 2031
2031-06-22 | 18371.18 | 17456.21 | 16763.42 | 16434.65 | 16387.37 | 16060.16 | 15925.03 | 17530.92 | 19344.96 | 20879.28 | 22230.51 | 23674.54 | 24803.02 | 25693.32 | 26447.4 | 26979.53 | 27121.37 | 26636.02 | 25356.51 | 24226.67 | 23363.56 | 22058.13 | 20418.46 | 18936.58 | 513.0988 | 27121.37 | 6 | 2031
2031-06-23 | 18021.28 | 18664.8 | 17976.79 | 17743.21 | 18065.12 | 18699.99 | 19500.76 | 20835.31 | 22192.01 | 24345.52 | 26739.64 | 28512.16 | 29698.83 | 30595.84 | 31159.15 | 31450.38 | 31321.83 | 30639.78 | 29191.92 | 27825.48 | 26776.97 | 24964.83 | 22272.82 | 20559.28 | 587.7537 | 31450.38 | 6 | 2031
2031-06-24 | 19357.76 | 18953.29 | 18239.72 | 17981.88 | 18256.29 | 18834.02 | 19616.49 | 20982.8 | 22421.43 | 24855.34 | 27441.8 | 29442.19 | 30857.52 | 31993.25 | 32746.71 | 33183.28 | 33124.39 | 32400.19 | 30792.22 | 29278.32 | 28095.89 | 26145.67 | 23188.98 | 21184.77 | 609.3742 | 33183.28 | 6 | 2031
2031-06-25 | 19840.85 | 19225.92 | 18493 | 18218.29 | 18480.28 | 19050.58 | 19833.05 | 21231.61 | 22867.03 | 25410.93 | 28093.65 | 30144.43 | 31557.35 | 32647.5 | 33331.15 | 33691.06 | 33572.92 | 32826.03 | 31219.1 | 29703.17 | 28517.81 | 26553.05 | 23584.02 | 21450.47 | 619.5432 | 33691.06 | 6 | 2031
2031-06-26 | 20096.25 | 18532.57 | 17850.97 | 17620.76 | 17920.49 | 18522.83 | 19311.76 | 20621.76 | 21951.6 | 23986.16 | 26372.06 | 28195.67 | 29480.3 | 30532.98 | 31251.65 | 31691.34 | 31659.66 | 30985.95 | 29468.34 | 28046.58 | 26950.3 | 25092.99 | 22319.56 | 20577.44 | 589.04 | 31691.34 | 6 | 2031
2031-06-27 | 19378.73 | 18354.58 | 17686.21 | 17473.91 | 17800.36 | 18440.7 | 19242.93 | 20538.91 | 21825.23 | 23675.9 | 25973.24 | 27733.82 | 28991.09 | 30037.21 | 30770.3 | 31224.11 | 31212.95 | 30553.98 | 29046.2 | 27632.88 | 26526.16 | 24683.52 | 22053.69 | 20328.22 | 581.1848 | 31224.11 | 6 | 2031
2031-06-28 | 19120.57 | 18239.94 | 17488.52 | 17109.28 | 17016.93 | 16649.27 | 16509.88 | 18217.45 | 20227.77 | 22005.76 | 24097.52 | 25972.35 | 27320.21 | 28338.03 | 29131.15 | 29636.83 | 29719.94 | 29146.93 | 27715.34 | 26435.27 | 25420.83 | 23767.77 | 21624.48 | 20041.42 | 550.9534 | 29719.94 | 6 | 2031
2031-06-29 | 18946.03 | 18178.32 | 17428.51 | 17051.1 | 16953.4 | 16569.72 | 16421.41 | 18130.37 | 20149.08 | 21931.13 | 24034.5 | 26031.02 | 27560.33 | 28795.23 | 29796.49 | 30475.12 | 30658.45 | 30069.84 | 28513.96 | 27114.56 | 25990.55 | 24245.84 | 21891.87 | 20246.79 | 557.1836 | 30658.45 | 6 | 2031
2031-06-30 | 19008.73 | 18579.95 | 17895.7 | 17666.08 | 17984.32 | 18606.91 | 19408.23 | 20739.26 | 22098.31 | 24201.9 | 26638.5 | 28538.75 | 29922.19 | 31057.45 | 31849.84 | 32332.8 | 32321.45 | 31629.32 | 30046.74 | 28559.32 | 27384.57 | 25471.26 | 22559.29 | 20777.59 | 595.2785 | 32332.8 | 6 | 2031
2031-07-01 | 19525.84 | 17250.91 | 16682.65 | 16539.87 | 16938.29 | 17675.89 | 18300.93 | 19234.45 | 20064.17 | 21022.26 | 22093.81 | 22896.74 | 23597.62 | 24536.91 | 25368.5 | 26050.2 | 26250.75 | 25783.56 | 24538.09 | 23385.34 | 22869.8 | 21800.91 | 20080.77 | 18563.32 | 511.0516 | 26250.75 | 7 | 2031
2031-07-02 | 17755.26 | 17618.06 | 17021.43 | 16854.28 | 17229.05 | 17942.64 | 18563.48 | 19547.19 | 20475.55 | 21554.43 | 22757.63 | 23830.08 | 24894.97 | 25954.15 | 26859.71 | 27573.87 | 27771.91 | 27257.54 | 25904.69 | 24646.82 | 23764.66 | 22530.8 | 20742.12 | 19158.63 | 528.2089 | 27771.91 | 7 | 2031
2031-07-03 | 18183.21 | 18544.3 | 17878.34 | 17651.18 | 17973.04 | 18638.48 | 19248.01 | 20352.48 | 21511.08 | 22876.29 | 24759.82 | 26498 | 27788.78 | 28960.7 | 29877.86 | 30532.63 | 30641.5 | 30023.19 | 28513.48 | 27093.68 | 26059.09 | 24176.35 | 22097.27 | 20405.04 | 570.2838 | 30641.5 | 7 | 2031
2031-07-04 | 19079.66 | 18341.01 | 17559.98 | 17170.25 | 17164.38 | 17060.81 | 16858.11 | 18200.54 | 20054.5 | 22066.05 | 24224.82 | 26320.19 | 27572.21 | 28566.5 | 29417.56 | 30006.59 | 30004.03 | 29217.84 | 27638.07 | 26301.57 | 25327.12 | 23594.66 | 21821.39 | 20240.46 | 553.8083 | 30006.59 | 7 | 2031
2031-07-05 | 19267.33 | 18035.82 | 17313.92 | 16946.41 | 16875.64 | 16554.59 | 16211.72 | 17697.28 | 19505.82 | 21051.52 | 22432.02 | 23634.57 | 24955.41 | 26085.1 | 27092.69 | 27839.52 | 28093.98 | 27599.92 | 26203.48 | 24948.72 | 24021.61 | 22750.08 | 21100.82 | 19592.97 | 525.8109 | 28093.98 | 7 | 2031
2031-07-06 | 18627.11 | 17589.69 | 16901.47 | 16563.17 | 16518.43 | 16222.38 | 15888.59 | 17314.9 | 19011.31 | 20417.91 | 21658.16 | 22701.12 | 23559.72 | 24632.33 | 25631.36 | 26404.4 | 26702.22 | 26260.31 | 24941.11 | 23768.74 | 23087.22 | 22041.01 | 20447.94 | 18993.69 | 505.8843 | 26702.22 | 7 | 2031
2031-07-07 | 18114.28 | 18217.34 | 17578.2 | 17376.32 | 17740.03 | 18451.41 | 19081.22 | 20158 | 21250.58 | 22526.71 | 24086.38 | 25730.25 | 26985.11 | 28140.77 | 29078.83 | 29758.77 | 29901.08 | 29308.77 | 27827.88 | 26437.15 | 25414.33 | 23584.02 | 21713.48 | 20043.16 | 558.5041 | 29901.08 | 7 | 2031
2031-07-08 | 18926.05 | 19919.53 | 19154.03 | 18840.63 | 19092.96 | 19709.06 | 20323.84 | 21596.02 | 23073.31 | 25425.09 | 28150.63 | 30278.92 | 31743.26 | 32897.39 | 33657.84 | 34083.81 | 33988.81 | 33241.93 | 31610.52 | 30068.65 | 28896.03 | 26838.51 | 23905.93 | 22036.59 | 627.4593 | 34083.81 | 7 | 2031
2031-07-09 | 20701.94 | 20118.95 | 19338.26 | 19011.77 | 19251.91 | 19855.89 | 20467.33 | 21766.35 | 23295.33 | 25837.02 | 28659.22 | 30874.63 | 32405.48 | 33604.38 | 34386.41 | 34815.06 | 34709.49 | 33938.19 | 32260.71 | 30672.14 | 29455.75 | 27351.72 | 24374.2 | 22331.18 | 639.4833 | 34815.06 | 7 | 2031
2031-07-10 | 20986.27 | 19547.11 | 18808.34 | 18518.36 | 18788.27 | 19416.36 | 20034.69 | 21261.71 | 22656.5 | 24670.33 | 27262.22 | 29319.34 | 30784.22 | 31997.49 | 32850.07 | 33378.26 | 33364.55 | 32650.82 | 31019.83 | 29485.36 | 28315.72 | 26278.55 | 23457.37 | 21674.13 | 616.5259 | 33378.26 | 7 | 2031
2031-07-11 | 20425.69 | 19209.64 | 18493.74 | 18234.49 | 18539.81 | 19218.72 | 19852.2 | 21045.71 | 22356.43 | 24038.2 | 26465.71 | 28399.47 | 29797.54 | 30980.32 | 31842.81 | 32390.91 | 32412.6 | 31730.36 | 30136.43 | 28638.18 | 27483.08 | 25490.57 | 22948.48 | 21203.28 | 601.3344 | 32412.6 | 7 | 2031
2031-07-12 | 19976.84 | 18408.94 | 17661.01 | 17271.3 | 17183.19 | 16855.27 | 16530.53 | 18057.46 | 19949.51 | 21601.6 | 23086.18 | 24692.91 | 26073.4 | 27212.4 | 28188.61 | 28882.45 | 29095.21 | 28573.7 | 27135.89 | 25853.45 | 24868.55 | 23295.74 | 21615.09 | 20076.72 | 542.146 | 29095.21 | 7 | 2031
2031-07-13 | 19050.59 | 16936.97 | 16298.56 | 16003.78 | 15997.74 | 15741.83 | 15432.75 | 16769.9 | 18301.44 | 19503.73 | 20541.88 | 21424.84 | 22134.1 | 22819.68 | 23593.82 | 24421.67 | 24798.28 | 24436.74 | 23250.18 | 22530.09 | 22031.91 | 21061.19 | 19544.76 | 18163.11 | 480.7895 | 24798.28 | 7 | 2031
2031-07-14 | 17417.04 | 17778.06 | 17173.98 | 17002.83 | 17396.14 | 18144.74 | 18806.28 | 19817.43 | 20790.33 | 21920.53 | 23170.79 | 24448.83 | 25562.42 | 26625.24 | 27518.29 | 28194.54 | 28373.54 | 27847.07 | 26464.38 | 25192.65 | 24244.88 | 22838.93 | 21038.3 | 19434.19 | 537.2014 | 28373.54 | 7 | 2031
2031-07-15 | 18387.21 | 18732.13 | 18054.85 | 17818.52 | 18135 | 18808.8 | 19452.44 | 20570.61 | 21763.86 | 23175.49 | 25257.66 | 27045.38 | 28357.88 | 29524.75 | 30414.18 | 31032.76 | 31127.48 | 30508.91 | 28984.41 | 27575.7 | 26499.01 | 24584.32 | 22370.6 | 20668.54 | 578.8505 | 31127.48 | 7 | 2031
2031-07-16 | 19451.9 | 18908.95 | 18218.93 | 17971.52 | 18279.37 | 18947.08 | 19590.08 | 20729.76 | 21963.08 | 23425.56 | 25686.32 | 27516.25 | 28840.12 | 29992.27 | 30850.25 | 31430.28 | 31492.81 | 30858.05 | 29325.32 | 27906.73 | 26820.22 | 24889.28 | 22571.47 | 20859.87 | 586.5255 | 31492.81 | 7 | 2031
2031-07-17 | 19662.63 | 19016.35 | 18318.65 | 18064.72 | 18366.93 | 19031.58 | 19680.05 | 20832.16 | 22091.23 | 23612.37 | 25966.86 | 27841.03 | 29197.67 | 30370.24 | 31235.52 | 31813.47 | 31871.81 | 31227.84 | 29672.59 | 28236.46 | 27123.2 | 25166.91 | 22749.12 | 21023.3 | 592.1727 | 31871.81 | 7 | 2031
2031-07-18 | 19813.85 | 18883.54 | 18194.93 | 17959.52 | 18290.32 | 19004.89 | 19668.11 | 20808.78 | 22021.51 | 23461.06 | 25625.78 | 27367.51 | 28591.47 | 29626.23 | 30381.44 | 30867.09 | 30884.14 | 30260.17 | 28786.59 | 27424.77 | 26365.41 | 24477.42 | 22324.62 | 20653.3 | 581.7425 | 30884.14 | 7 | 2031
2031-07-19 | 19544.5 | 18810.93 | 18037.51 | 17625.79 | 17526.44 | 17207.63 | 16912.18 | 18475.53 | 20437.77 | 22185.22 | 23801.18 | 25642.92 | 26927.72 | 27893.87 | 28665.89 | 29164.82 | 29256.72 | 28724.92 | 27352.26 | 26147.41 | 25196.36 | 23536.56 | 21880.34 | 20365.64 | 551.3201 | 29256.72 | 7 | 2031
2031-07-20 | 19404.28 | 19093.81 | 18298.5 | 17868.02 | 17750.1 | 17412.09 | 17113.69 | 18715.95 | 20755.14 | 22596.52 | 24543.98 | 26536.11 | 27951.98 | 29023.45 | 29864.5 | 30398.28 | 30494.22 | 29925.36 | 28462.32 | 27169.7 | 26131.74 | 24367.12 | 22411.48 | 20842.04 | 567.1304 | 30494.22 | 7 | 2031
2031-07-21 | 19768.26 | 20103.44 | 19330.83 | 19013.7 | 19288.71 | 19952.6 | 20623.08 | 21918.45 | 23432.16 | 25972.56 | 28737.54 | 30863.81 | 32287.85 | 33339.89 | 33985.73 | 34289.45 | 34132.11 | 33386.7 | 31786.67 | 30297.95 | 29105.96 | 27047.32 | 24144.81 | 22219.04 | 635.0286 | 34289.45 | 7 | 2031
2031-07-22 | 20877.86 | 18159.71 | 17527.74 | 17331.05 | 17685.29 | 18405.15 | 19085.88 | 20119.95 | 21159.17 | 22382.5 | 23834.31 | 25380.13 | 26515.39 | 27569.13 | 28407.63 | 29027.6 | 29171.63 | 28636.04 | 27234.77 | 25973.44 | 24993.34 | 23322.19 | 21498.58 | 19879.93 | 554.1784 | 29171.63 | 7 | 2031
2031-07-23 | 18882.47 | 18420.59 | 17769.85 | 17556.92 | 17898.26 | 18609.58 | 19292.39 | 20357.83 | 21456.75 | 22755.73 | 24476.42 | 26092.92 | 27256.65 | 28301.91 | 29105.82 | 29678.46 | 29782.04 | 29223 | 27801.72 | 26520.86 | 25516.67 | 23689.48 | 21820.53 | 20184.01 | 562.4509 | 29782.04 | 7 | 2031
2031-07-24 | 19091.25 | 18685.44 | 18015.28 | 17785.56 | 18112.67 | 18812.85 | 19496.48 | 20594.99 | 21757.57 | 23136.32 | 25139.98 | 26846.65 | 28064.32 | 29129.57 | 29924.98 | 30471.08 | 30545.57 | 29959.83 | 28501.07 | 27183.76 | 26139.92 | 24268.09 | 22192.89 | 20529.4 | 574.3855 | 30545.57 | 7 | 2031
2031-07-25 | 19422.03 | 19777.37 | 19024.52 | 18734.04 | 19018.96 | 19705.22 | 20394.13 | 21640.7 | 23063.92 | 25273.61 | 27896.83 | 29950.25 | 31368.21 | 32483.63 | 33219.5 | 33623.19 | 33557.77 | 32854.22 | 31246.51 | 29772.27 | 28554.97 | 26503.68 | 23631.33 | 21867.1 | 622.584 | 33623.19 | 7 | 2031
2031-07-26 | 20541.96 | 19144.67 | 18347.56 | 17915.98 | 17798.91 | 17471.85 | 17201.63 | 18802.43 | 20845.96 | 22695.12 | 24698.11 | 26700.04 | 28118.45 | 29184.32 | 30011.61 | 30530.54 | 30629 | 30069.96 | 28605.64 | 27333.03 | 26272.28 | 24495.68 | 22501.99 | 20932.95 | 570.8497 | 30629 | 7 | 2031
2031-07-27 | 19866.98 | 19239.67 | 18435.85 | 17998.58 | 17876.73 | 17547.54 | 17283.06 | 18894.54 | 20960.4 | 22837.7 | 24946.16 | 26985.6 | 28430.86 | 29512.34 | 30343.69 | 30858.85 | 30952.92 | 30386.39 | 28903.63 | 27617.57 | 26533.88 | 24735.76 | 22656.22 | 21075.44 | 574.8804 | 30952.92 | 7 | 2031
2031-07-28 | 19947.8 | 19170.13 | 18468.1 | 18212.89 | 18540.55 | 19258.43 | 19970.52 | 21139.73 | 22425.31 | 24107.43 | 26483.56 | 28339.03 | 29641.02 | 30699.51 | 31441.04 | 31891.52 | 31889.85 | 31255.08 | 29741.44 | 28373.93 | 27245.68 | 25295.66 | 22872.36 | 21164.22 | 597.5748 | 31891.52 | 7 | 2031
2031-07-29 | 19963.08 | 19279.03 | 18566.08 | 18299.82 | 18595.74 | 19276.55 | 19980.72 | 21149.61 | 22454.18 | 24225.95 | 26666.61 | 28600.43 | 29974.72 | 31125.18 | 31936.55 | 32451.52 | 32486.58 | 31847.24 | 30280.49 | 28873.92 | 27704.85 | 25708.68 | 23117.07 | 21382.54 | 603.9471 | 32486.58 | 7 | 2031
2031-07-30 | 20133.74 | 20385.87 | 19592.56 | 19256.5 | 19496.35 | 20135.79 | 20837.29 | 22142.42 | 23766.94 | 26497.5 | 29378.65 | 31613.21 | 33108.44 | 34223.22 | 34889.49 | 35204.93 | 35063.45 | 34318.76 | 32666.82 | 31168.21 | 29905.23 | 27780.37 | 24826.73 | 22657.96 | 649.0504 | 35204.93 | 7 | 2031
2031-07-31 | 21263.86 | 20172.01 | 19394.16 | 19071.65 | 19321.81 | 19968.91 | 20674.03 | 21952.77 | 23465.76 | 26066.11 | 28869.76 | 31062.6 | 32557.09 | 33704.58 | 34422.39 | 34795.41 | 34700.72 | 33975.95 | 32325.02 | 30832.54 | 29570.86 | 27457.84 | 24516.01 | 22450.24 | 642.5921 | 34795.41 | 7 | 2031
2031-08-01 | 21273.48 | 19929.16 | 19136.91 | 18847.22 | 19212.3 | 20221.56 | 20982.74 | 22016.67 | 23444.93 | 25419.6 | 27838.15 | 29783.39 | 31214.62 | 32375.37 | 33180.98 | 33655.93 | 33636.07 | 32888.46 | 31307.11 | 30102.11 | 28910.95 | 26474.34 | 23779.26 | 21815.82 | 627.4471 | 33655.93 | 8 | 2031
2031-08-02 | 20637.34 | 19823.24 | 18936.19 | 18454.99 | 18342.76 | 18214.06 | 17920.33 | 19420.5 | 21670.62 | 23827.13 | 26138.74 | 28194.66 | 29712.72 | 30846.79 | 31704.43 | 32222.86 | 32289.89 | 31624.15 | 30113.69 | 29034.24 | 27921.51 | 25657.6 | 23327.92 | 21524.92 | 597.5613 | 32289.89 | 8 | 2031
2031-08-03 | 20461.97 | 19660.98 | 18786.18 | 18315.69 | 18212.83 | 18094.67 | 17810.09 | 19287.81 | 21497.78 | 23604.55 | 25815.19 | 27829.05 | 29324.99 | 30454.31 | 31320.07 | 31854.89 | 31942.1 | 31293.1 | 29798.22 | 28740.28 | 27638.59 | 25392.35 | 23122.65 | 21334.95 | 591.5933 | 31942.1 | 8 | 2031
2031-08-04 | 20294.47 | 20561.31 | 19726.1 | 19393.61 | 19734.36 | 20722.39 | 21499.95 | 22613.06 | 24199.66 | 26561.82 | 29210.82 | 31324.65 | 32844.35 | 34004.7 | 34754.5 | 35142.78 | 35045.37 | 34249.26 | 32618.73 | 31370.86 | 30122.38 | 27613.72 | 24702.64 | 22658.95 | 650.9704 | 35142.78 | 8 | 2031
2031-08-05 | 21333.85 | 19978.92 | 19185.23 | 18886.44 | 19234.8 | 20223.55 | 21003.34 | 22026.17 | 23460.19 | 25473.09 | 27915.53 | 29874.52 | 31302.92 | 32458.25 | 33247.96 | 33718.72 | 33703.85 | 32969.78 | 31400.27 | 30229.71 | 29052.06 | 26617.62 | 23899.32 | 21935.83 | 629.1319 | 33718.72 | 8 | 2031
2031-08-06 | 20737.95 | 19559.71 | 18797.16 | 18525.39 | 18896.31 | 19904.82 | 20691.81 | 21660.64 | 22994.12 | 24764.82 | 27062.31 | 28915.81 | 30291.68 | 31441.21 | 32260.2 | 32780.52 | 32815.93 | 32118.77 | 30586.13 | 29457.58 | 28315.23 | 25927.84 | 23360.96 | 21433.56 | 613.3005 | 32815.93 | 8 | 2031
2031-08-07 | 20259.3 | 18173.21 | 17514.48 | 17332.44 | 17781.07 | 18859.96 | 19666.39 | 20454.56 | 21446.62 | 22728.63 | 24219.51 | 25644.55 | 26770.35 | 27813.47 | 28649.08 | 29268.5 | 29430.45 | 28860.33 | 27501.92 | 26557.05 | 25583.39 | 23570.33 | 21401.41 | 19625.06 | 559.1121 | 29430.45 | 8 | 2031
2031-08-08 | 18753.61 | 18807.14 | 18099.21 | 17883.27 | 18310.57 | 19383.74 | 20194.95 | 21077.84 | 22234.31 | 23716.39 | 25601.51 | 27283.42 | 28600.68 | 29774.96 | 30682.03 | 31307.78 | 31445.06 | 30805.82 | 29305.37 | 28216.27 | 27084.11 | 24751.94 | 22434.74 | 20559.63 | 586.3143 | 31445.06 | 8 | 2031
2031-08-09 | 19422.57 | 18944.69 | 18125.52 | 17703.71 | 17644.43 | 17576.49 | 17334.55 | 18710.53 | 20736.99 | 22617.13 | 24384.98 | 26176.85 | 27551.01 | 28633.32 | 29511.7 | 30100.99 | 30268.75 | 29698.39 | 28289.01 | 27342.62 | 26303.89 | 24198.88 | 22166.42 | 20456.92 | 563.9003 | 30268.75 | 8 | 2031
2031-08-10 | 19487.63 | 19250.77 | 18408.76 | 17967.43 | 17890.61 | 17808.02 | 17568.94 | 18983.97 | 21087.34 | 23062.99 | 25021.16 | 26937.21 | 28391.77 | 29526.24 | 30426.72 | 31014.94 | 31169.86 | 30572.19 | 29107.23 | 28109.23 | 27012.77 | 24798.51 | 22664.94 | 20912.19 | 577.1814 | 31169.86 | 8 | 2031
2031-08-11 | 19835.53 | 18525.55 | 17842.38 | 17642.33 | 18093.41 | 19183.8 | 20018.19 | 20864.82 | 21962.63 | 23368.6 | 25107.17 | 26734.11 | 28034.8 | 29207.77 | 30135.09 | 30792.62 | 30964.93 | 30353.91 | 28878.24 | 27826.11 | 26712.92 | 24421.72 | 22174.92 | 20315.13 | 578.9967 | 30964.93 | 8 | 2031
2031-08-12 | 19204.38 | 18008.09 | 17366.22 | 17199.1 | 17667.25 | 18784.44 | 19638.14 | 20388.23 | 21314.42 | 22521.36 | 23920.59 | 25158.25 | 26146.78 | 27053.59 | 27772.3 | 28307.44 | 28446.46 | 27919.93 | 26656.76 | 25830.1 | 24919.25 | 23075.05 | 20977.66 | 19269.04 | 547.5448 | 28446.46 | 8 | 2031
2031-08-13 | 18430.34 | 17750.86 | 17130.64 | 16982.46 | 17467.67 | 18602.96 | 19468.2 | 20180.64 | 21036.29 | 22155.79 | 23467.59 | 24531.62 | 25465.21 | 26344.83 | 27060.58 | 27610.81 | 27776.15 | 27279.99 | 26055.66 | 25273.53 | 24395.1 | 22670.63 | 20607.68 | 18931.82 | 536.6771 | 27776.15 | 8 | 2031
2031-08-14 | 18144.72 | 18695.27 | 18002.04 | 17790.97 | 18219.66 | 19303.32 | 20161.65 | 20999.8 | 22098.86 | 23520.38 | 25301.92 | 26861.27 | 28028.36 | 29050.09 | 29816.53 | 30347.79 | 30456.37 | 29867.95 | 28481.29 | 27538.82 | 26500.69 | 24287.53 | 22090.26 | 20285.2 | 575.8507 | 30456.37 | 8 | 2031
2031-08-15 | 19254.39 | 19103.66 | 18379.23 | 18149.55 | 18573.08 | 19669.21 | 20535.36 | 21435.7 | 22633.86 | 24176.68 | 26201.63 | 27873.88 | 29117.65 | 30168.59 | 30931.02 | 31421.57 | 31489.04 | 30858.78 | 29409.14 | 28398.46 | 27277.09 | 24957.85 | 22636.14 | 20788.1 | 593.4397 | 31489.04 | 8 | 2031
2031-08-16 | 19678.49 | 18474.71 | 17693.63 | 17305.6 | 17277.53 | 17253.72 | 17066.85 | 18369.31 | 20270.02 | 21996.44 | 23617.15 | 25129.3 | 26433.46 | 27495.74 | 28389.57 | 29020.38 | 29255.34 | 28747.03 | 27387.52 | 26525.76 | 25505.97 | 23572.44 | 21594.18 | 19934.49 | 547.9946 | 29255.34 | 8 | 2031
2031-08-17 | 19018.64 | 18537.34 | 17750.81 | 17358.4 | 17324.09 | 17292.72 | 17108.94 | 18421.37 | 20345.35 | 22098.7 | 23758.84 | 25365.52 | 26748 | 27891.61 | 28854.98 | 29538.12 | 29802.23 | 29283.82 | 27870.61 | 26961.35 | 25888.36 | 23853.62 | 21839.94 | 20145.59 | 553.0589 | 29802.23 | 8 | 2031
2031-08-18 | 19129.11 | 19149.35 | 18424.3 | 18188.72 | 18615.09 | 19706.36 | 20589.04 | 21498.44 | 22725.57 | 24299.6 | 26408.51 | 28157.92 | 29493.85 | 30625.42 | 31456.91 | 31998.45 | 32095.2 | 31457.86 | 29957.79 | 28908.39 | 27735.33 | 25370.71 | 22949.44 | 21059.94 | 600.0013 | 32095.2 | 8 | 2031
2031-08-19 | 19869.63 | 20299.89 | 19489.22 | 19177.22 | 19521.29 | 20541.93 | 21414.7 | 22451.12 | 23933.29 | 26121.33 | 28642.04 | 30652.23 | 32087.38 | 33207.3 | 33927.67 | 34322.59 | 34287.06 | 33569.03 | 31996 | 30878.37 | 29636.79 | 27162.25 | 24354 | 22386.84 | 639.9292 | 34322.59 | 8 | 2031
2031-08-20 | 21054.32 | 19327.62 | 18588.91 | 18339.44 | 18734.94 | 19800.1 | 20691.04 | 21602.79 | 22854.32 | 24483.87 | 26676.1 | 28457.08 | 29791.5 | 30921.95 | 31732.16 | 32259.72 | 32351.72 | 31717.95 | 30216.11 | 29183.68 | 28009.65 | 25632.56 | 23155.11 | 21262.86 | 606.8455 | 32351.72 | 8 | 2031
2031-08-21 | 20103.22 | 19609.89 | 18851.78 | 18585.51 | 18969.61 | 20031.73 | 20931.06 | 21873.61 | 23183.31 | 24968.18 | 27237.57 | 29054.11 | 30376.52 | 31456.51 | 32195.43 | 32647.95 | 32687.07 | 32038.26 | 30544.28 | 29521.75 | 28346.64 | 25960.45 | 23425.77 | 21530.5 | 614.1307 | 32687.07 | 8 | 2031
2031-08-22 | 20344.17 | 19019.31 | 18303.7 | 18082.59 | 18514.51 | 19632.74 | 20548.17 | 21426.38 | 22597.09 | 24107.81 | 26092.92 | 27767.1 | 29035.12 | 30123.86 | 30923.24 | 31448.87 | 31560.57 | 30954.63 | 29489.47 | 28496.69 | 27331.64 | 24992.34 | 22664.61 | 20813.94 | 594.2715 | 31560.57 | 8 | 2031
2031-08-23 | 19686.13 | 18221.91 | 17462.78 | 17094.6 | 17085.93 | 17096.11 | 16962.18 | 18218.94 | 20046.47 | 21684.92 | 23223.05 | 24588.33 | 25856.46 | 26909.43 | 27810.51 | 28462.8 | 28742.89 | 28277.56 | 26944.21 | 26142.16 | 25117.69 | 23264.62 | 21318.15 | 19686.89 | 539.9047 | 28742.89 | 8 | 2031
2031-08-24 | 18773.69 | 17982.93 | 17242.31 | 16890.21 | 16896.2 | 16922.66 | 16799.7 | 18022.95 | 19788.68 | 21350.96 | 22812.26 | 24077.39 | 25237.72 | 26262.87 | 27157.27 | 27818.92 | 28119.39 | 27679.88 | 26382.3 | 25621.98 | 24627.35 | 22885.59 | 20970.99 | 19369.96 | 529.6942 | 28119.39 | 8 | 2031
2031-08-25 | 18472.44 | 18058 | 17416.56 | 17254.22 | 17743.46 | 18903.99 | 19848.99 | 20606.93 | 21564.06 | 22802.18 | 24269.72 | 25723.06 | 26939.81 | 28075.35 | 28996.03 | 29677.1 | 29928.45 | 29403.75 | 27988.67 | 27066.07 | 25947.94 | 23818.85 | 21640.01 | 19841.49 | 561.9871 | 29928.45 | 8 | 2031
2031-08-26 | 18721.54 | 18153.77 | 17504.13 | 17332.34 | 17793.94 | 18927.2 | 19869.69 | 20622.37 | 21586.67 | 22841.02 | 24327.85 | 25818.5 | 27019.92 | 28149.29 | 29052.07 | 29727.01 | 29977.42 | 29458.73 | 28051.36 | 27148.29 | 26045.55 | 23898.4 | 21716.88 | 19923.14 | 563.6671 | 29977.42 | 8 | 2031
2031-08-27 | 18805.7 | 17962.48 | 17327.29 | 17168.07 | 17640.1 | 18783.89 | 19735.17 | 20462.14 | 21380.67 | 22577.61 | 24011.65 | 25399.47 | 26587.51 | 27726.05 | 28652.47 | 29358.34 | 29638.73 | 29138.19 | 27740.62 | 26853.73 | 25757.06 | 23669.62 | 21501.63 | 19720.58 | 557.5988 | 29638.73 | 8 | 2031
2031-08-28 | 18617.43 | 17699.82 | 17085.48 | 16944.19 | 17433.67 | 18598.18 | 19562.39 | 20251.12 | 21098.14 | 22207.8 | 23549.16 | 24743.71 | 25849.39 | 26927.44 | 27818.74 | 28512.47 | 28802.44 | 28332.93 | 26992.61 | 26168.41 | 25120.81 | 23183.4 | 21061.68 | 19325.04 | 545.8865 | 28802.44 | 8 | 2031
2031-08-29 | 18307.9 | 17217.07 | 16640.49 | 16539.7 | 17080.01 | 18315.8 | 19308.38 | 19936.32 | 20646.99 | 21588.78 | 22735.42 | 23656.85 | 24438.85 | 25354.19 | 26137.02 | 26760.72 | 27039.62 | 26622.84 | 25405.64 | 24703.73 | 23843.05 | 22127.04 | 20112.34 | 18476.22 | 522.995 | 27039.62 | 8 | 2031
2031-08-30 | 17619.95 | 16456.81 | 15834.48 | 15584.51 | 15683.54 | 15812.48 | 15756.88 | 16766.62 | 18139.59 | 19216.92 | 20190.41 | 21053.24 | 21791.22 | 22495.74 | 23207.78 | 23812.3 | 24174.56 | 23945.39 | 23050.62 | 22638.56 | 21980.66 | 20478.2 | 18763.39 | 17353.46 | 471.8073 | 24174.56 | 8 | 2031
2031-08-31 | 16730.15 | 16306.02 | 15697.05 | 15458.42 | 15571.2 | 15720.79 | 15679.64 | 16662.9 | 17985.06 | 19002.77 | 19902.77 | 20678.47 | 21326.16 | 21943.07 | 22583.6 | 23138.28 | 23481.78 | 23274.46 | 22442.23 | 22095.84 | 21490.94 | 20041.09 | 18380.12 | 17022.19 | 462.615 | 23481.78 | 8 | 2031
2031-09-01 | 16662.62 | 17452.53 | 16771.36 | 16455.32 | 16572.92 | 16856.47 | 16985.53 | 17778.3 | 19384.63 | 21269.72 | 23471.74 | 25400.86 | 26635.71 | 27638.25 | 28464.21 | 29025.65 | 28973.05 | 28016.53 | 26599.15 | 26113.88 | 24473.74 | 22346.61 | 20513.88 | 19027.28 | 532.8899 | 29025.65 | 9 | 2031
2031-09-02 | 18230.57 | 18686.86 | 18045.9 | 17837.12 | 18231.28 | 19276.16 | 20246.75 | 20916.27 | 22032.62 | 23950.99 | 26145.97 | 28013.81 | 29411.69 | 30600.12 | 31418.7 | 31916.19 | 31854.81 | 30965.82 | 29512.4 | 28848.77 | 27043.39 | 24652.42 | 22072.19 | 20393.94 | 590.3047 | 31916.19 | 9 | 2031
2031-09-03 | 19278.27 | 17798.29 | 17223.31 | 17071.81 | 17514.65 | 18602.81 | 19588.53 | 20143.28 | 21044.82 | 22352.39 | 24214.95 | 25833.04 | 27096.07 | 28252.03 | 29118.52 | 29713.08 | 29756.37 | 28951.82 | 27592.98 | 27034.44 | 25319.37 | 23043.59 | 20895.64 | 19300.29 | 556.7404 | 29756.37 | 9 | 2031
2031-09-04 | 18369.79 | 17444.44 | 16896.41 | 16768.16 | 17232.5 | 18343.72 | 19341.91 | 19848.03 | 20658.83 | 21789.18 | 23436.16 | 24929.23 | 26103.48 | 27205.65 | 28052.4 | 28653.99 | 28722.89 | 27957.46 | 26660.48 | 26170.19 | 24509.62 | 22297.2 | 20359.03 | 18811.29 | 540.562 | 28722.89 | 9 | 2031
2031-09-05 | 17960.09 | 17257.75 | 16724.79 | 16615.84 | 17110.85 | 18266.61 | 19284.2 | 19773.62 | 20535.02 | 21600.76 | 23074.86 | 24491.87 | 25617.98 | 26686.9 | 27521.24 | 28113.66 | 28190.08 | 27441.52 | 26168.1 | 25701.14 | 24038.58 | 21907.44 | 20037.42 | 18516.6 | 532.6369 | 28190.08 | 9 | 2031
2031-09-06 | 17682.4 | 17152.98 | 16532.14 | 16246.38 | 16299.48 | 16396.71 | 16426.14 | 17348.36 | 18868.18 | 20235.25 | 21497.9 | 22777.96 | 23898.57 | 24833.3 | 25621.82 | 26179.46 | 26300.18 | 25645.18 | 24506.45 | 24229.99 | 22702.55 | 21032.38 | 19417.1 | 18084.82 | 499.9157 | 26300.18 | 9 | 2031
2031-09-07 | 17453.31 | 17663.7 | 17003.07 | 16683.13 | 16701.68 | 16762.32 | 16786.27 | 17779.6 | 19441.27 | 20980.75 | 22512.9 | 24228.32 | 25579.32 | 26707.09 | 27628.69 | 28260.28 | 28398.01 | 27681.99 | 26384.41 | 25954.44 | 24274.5 | 22157.2 | 20423.24 | 18983.45 | 526.4289 | 28398.01 | 9 | 2031
2031-09-08 | 18115.15 | 17805.54 | 17233.03 | 17086.77 | 17555.55 | 18681.77 | 19711.49 | 20274.67 | 21189.18 | 22523.49 | 24408.68 | 26079.82 | 27422.31 | 28643.18 | 29567.26 | 30194.37 | 30265.96 | 29460.76 | 28050.82 | 27459.4 | 25658.04 | 23332.19 | 21105.44 | 19481.71 | 561.3066 | 30265.96 | 9 | 2031
2031-09-09 | 18421.65 | 17308.35 | 16771.58 | 16653.49 | 17124.89 | 18249.93 | 19284.84 | 19767.72 | 20549.37 | 21642.26 | 23226.14 | 24750.19 | 26000.51 | 27206.89 | 28157.8 | 28852.59 | 28997.93 | 28251.84 | 26904.3 | 26393.75 | 24663.1 | 22408.77 | 20425.66 | 18856.48 | 540.87 | 28997.93 | 9 | 2031
2031-09-10 | 17914.39 | 18206.42 | 17604.92 | 17430.5 | 17857.69 | 18952.08 | 19986.92 | 20578.85 | 21565.15 | 23154.65 | 25155.44 | 26877.98 | 28191.97 | 29347.44 | 30170.71 | 30703.29 | 30711.76 | 29893.4 | 28500.41 | 27939.61 | 26154.9 | 23819.9 | 21477.35 | 19854.83 | 572.0506 | 30711.76 | 9 | 2031
2031-09-11 | 18785.92 | 17522.25 | 16971.11 | 16840.52 | 17303.51 | 18427.86 | 19473.99 | 19979.04 | 20804.5 | 21954.38 | 23687.47 | 25245.14 | 26492.84 | 27666.35 | 28566.4 | 29206.05 | 29313.92 | 28557.18 | 27211.33 | 26707.77 | 24968.62 | 22702.21 | 20651.35 | 19077.81 | 548.1175 | 29313.92 | 9 | 2031
2031-09-12 | 18132.61 | 16926.37 | 16421.2 | 16336.63 | 16854.03 | 18045.75 | 19119.98 | 19553.98 | 20227.6 | 21185.67 | 22425.46 | 23773.93 | 24886.96 | 25984.28 | 26867.93 | 27522.1 | 27674.16 | 26976.19 | 25714.31 | 25298.92 | 23614.1 | 21583.63 | 19737.79 | 18239.21 | 523.1028 | 27674.16 | 9 | 2031
2031-09-13 | 17386.43 | 16263.18 | 15709.99 | 15483.39 | 15585.02 | 15734.81 | 15821.46 | 16621.52 | 17930.11 | 19031.84 | 20059.73 | 21060.22 | 21907.74 | 22908.07 | 23858.62 | 24605.83 | 24903.31 | 24341.22 | 23220.62 | 23007.6 | 21591.39 | 20100.35 | 18531.77 | 17242.5 | 472.9067 | 24903.31 | 9 | 2031
2031-09-14 | 16593.62 | 15989.73 | 15457.99 | 15249.88 | 15369.22 | 15539.24 | 15638.01 | 16399.04 | 17634.62 | 18646.9 | 19581.27 | 20497.59 | 21280.99 | 22053.62 | 22974.85 | 23716.39 | 24028.45 | 23499.33 | 22435.95 | 22285.86 | 21062.85 | 19615.99 | 18091.64 | 16844.86 | 460.4879 | 24028.45 | 9 | 2031
2031-09-15 | 16231.08 | 15661.21 | 15260.44 | 15262.37 | 15878.53 | 17179.5 | 18310.17 | 18558.66 | 18877.14 | 19404.35 | 20097.99 | 20646.99 | 21061.01 | 21526.78 | 21955.28 | 22411.61 | 22527.76 | 21999.66 | 21304.57 | 21309.22 | 20295.29 | 18903.07 | 17339.39 | 16109.33 | 458.1114 | 22527.76 | 9 | 2031
2031-09-16 | 15701.41 | 15509.57 | 15120.31 | 15129.38 | 15731.72 | 17018.87 | 18150.2 | 18360.38 | 18622.54 | 19086.91 | 19718.93 | 20204.57 | 20554.66 | 20986.85 | 21380.3 | 21740.11 | 21859.58 | 21455.99 | 20829.35 | 20888.11 | 19925.75 | 18572.3 | 17040.58 | 15847.89 | 449.4363 | 21859.58 | 9 | 2031
2031-09-17 | 15512.89 | 16130.33 | 15688.54 | 15652.53 | 16205.58 | 17434.77 | 18551.6 | 18856.56 | 19311.2 | 20006.6 | 20913.27 | 21707.13 | 22495.1 | 23407.23 | 24182.47 | 24812.92 | 25010.52 | 24423.41 | 23352.47 | 23160.36 | 21725.06 | 20184.54 | 18473.38 | 17107.37 | 484.3058 | 25010.52 | 9 | 2031
2031-09-18 | 16405.06 | 16229.24 | 15780.05 | 15737.75 | 16284.47 | 17508.55 | 18629.94 | 18947.39 | 19428.92 | 20157.15 | 21102.42 | 21938.61 | 22840.07 | 23796.57 | 24603.38 | 25252.86 | 25458.9 | 24861.89 | 23756.06 | 23534.23 | 21989.79 | 20422.8 | 18688.25 | 17299.57 | 490.6539 | 25458.9 | 9 | 2031
2031-09-19 | 16575.94 | 15816.59 | 15403.4 | 15398.22 | 15997.84 | 17297.92 | 18454.18 | 18714.85 | 19065.89 | 19634.5 | 20385.37 | 21010.54 | 21503.29 | 22098.54 | 22724.56 | 23244.6 | 23405.91 | 22869.48 | 21929.46 | 21878.09 | 20782.56 | 19326.04 | 17716.64 | 16445.22 | 467.6796 | 23405.91 | 9 | 2031
2031-09-20 | 15936.65 | 15396.74 | 14925.48 | 14770 | 14947.97 | 15201.44 | 15367.84 | 16017.05 | 17039.4 | 17796.98 | 18438.89 | 19041.5 | 19526.78 | 20012.09 | 20522.5 | 20972.09 | 21191.35 | 20869.82 | 20248.48 | 20362.15 | 19376.59 | 18107.49 | 16768.3 | 15700.2 | 428.5378 | 21191.35 | 9 | 2031
2031-09-21 | 15398.55 | 15598.93 | 15108.54 | 14936.25 | 15099.24 | 15341.03 | 15510.36 | 16189.17 | 17272.84 | 18107.24 | 18829.06 | 19502.24 | 20038.78 | 20556.46 | 21078.89 | 21524.49 | 21731.83 | 21389.73 | 20731.9 | 20813.3 | 19790.14 | 18482.94 | 17109.96 | 16009.14 | 436.151 | 21731.83 | 9 | 2031
2031-09-22 | 15642.21 | 16786.75 | 16299.89 | 16227.99 | 16772.07 | 18010.64 | 19168.93 | 19564.1 | 20187.43 | 21088.21 | 22229.01 | 23501.4 | 24544.35 | 25558.11 | 26367.2 | 26968.62 | 27127.4 | 26481.1 | 25282.57 | 24979.68 | 23305.6 | 21377.63 | 19577.44 | 18119.01 | 515.1673 | 27127.4 | 9 | 2031
2031-09-23 | 17206.72 | 16711.18 | 16230.55 | 16160.88 | 16690.24 | 17918.71 | 19077.75 | 19441.6 | 20018.43 | 20871.76 | 21926.78 | 23057.3 | 23951.68 | 24828.63 | 25514.25 | 26034.17 | 26157.89 | 25542.64 | 24444.07 | 24249.26 | 22678.85 | 20944.08 | 19201.99 | 17806.62 | 506.666 | 26157.89 | 9 | 2031
2031-09-24 | 17054.43 | 16327.72 | 15896.16 | 15870.06 | 16443.38 | 17722.17 | 18908.75 | 19194.58 | 19612.29 | 20270.45 | 21111.24 | 21792.3 | 22411.49 | 23097.07 | 23654.05 | 24111.35 | 24244.12 | 23717.98 | 22786.83 | 22761.75 | 21475.46 | 20002.97 | 18375.46 | 17091.16 | 483.9332 | 24244.12 | 9 | 2031
2031-09-25 | 16517.2 | 15570.27 | 15214.41 | 15254.91 | 15891.53 | 17235.79 | 18449.47 | 18611.38 | 18782.39 | 19135.67 | 19654.4 | 20040.09 | 20308.71 | 20673.82 | 21017.63 | 21357.48 | 21500.61 | 21181.16 | 20619.97 | 20773.8 | 19827.24 | 18512.07 | 17036.38 | 15898.56 | 449.0649 | 21500.61 | 9 | 2031
2031-09-26 | 15599.07 | 15582.13 | 15241.56 | 15302.58 | 15972.27 | 17364.31 | 18600.94 | 18754.99 | 18884.46 | 19182.08 | 19632.88 | 19954.45 | 20172.83 | 20490.41 | 20801.57 | 21113.18 | 21253.98 | 20954.77 | 20421.67 | 20598.07 | 19649.8 | 18353.76 | 16912.7 | 15805.33 | 446.5998 | 21253.98 | 9 | 2031
2031-09-27 | 15494.33 | 14811.91 | 14405.59 | 14307.19 | 14545.77 | 14883.8 | 15126.84 | 15660.07 | 16463.72 | 16957.35 | 17309.74 | 17624.5 | 17856 | 18126.07 | 18482.99 | 18849.75 | 19077.99 | 18857.03 | 18416.34 | 18735.97 | 17885.63 | 16770.18 | 15594.98 | 14685.01 | 400.9288 | 19077.99 | 9 | 2031
2031-09-28 | 14608.85 | 15109.83 | 14735.92 | 14669.4 | 14940.16 | 15311.72 | 15578.4 | 16088.35 | 16818.07 | 17216.03 | 17463.55 | 17674.14 | 17812.09 | 18001.16 | 18300.28 | 18643.14 | 18892.33 | 18735.5 | 18371.17 | 18758.61 | 17960.93 | 16896.94 | 15771.32 | 14911.64 | 403.2695 | 18892.33 | 9 | 2031
2031-09-29 | 14833.41 | 15897.4 | 15636.25 | 15769.53 | 16521.84 | 17995.29 | 19290.88 | 19370.88 | 19309.23 | 19363.04 | 19545.58 | 19599.1 | 19580.72 | 19680.5 | 19837.1 | 20076.31 | 20248.21 | 20089.7 | 19754.54 | 20115.52 | 19317.15 | 18168.57 | 16865.14 | 15891.76 | 442.7577 | 20248.21 | 9 | 2031
2031-09-30 | 15688.75 | 15680.89 | 15401.18 | 15513.1 | 16223.77 | 17656.39 | 18940.19 | 19012.52 | 18973.69 | 19065.37 | 19295.31 | 19390.49 | 19397.27 | 19535.1 | 19714.4 | 19972.52 | 20143.49 | 19961.32 | 19599.46 | 19953.18 | 19150.93 | 17986.74 | 16664.35 | 15677.85 | 438.5983 | 20143.49 | 9 | 2031
2031-10-01 | 15874.72 | 15220.16 | 14917.01 | 14971.5 | 15566.52 | 16730.92 | 17884.05 | 18241.78 | 18520.95 | 19030.02 | 19816.26 | 20464.73 | 20964.16 | 21580.57 | 22123.74 | 22569.38 | 22644.57 | 22246.28 | 21945.68 | 21749.91 | 20257.49 | 18581.09 | 17186.88 | 16096.96 | 455.1853 | 22644.57 | 10 | 2031
2031-10-02 | 15550.95 | 15555.63 | 15235.39 | 15275.54 | 15858.82 | 17016.23 | 18178.24 | 18568.89 | 19018.45 | 19700.34 | 20598.44 | 21338.69 | 21896.1 | 22537.29 | 23075.87 | 23500.29 | 23556.91 | 23142.2 | 22803.94 | 22574.4 | 21034.38 | 19230.77 | 17661.85 | 16543.66 | 469.4533 | 23556.91 | 10 | 2031
2031-10-03 | 15922.19 | 16167.69 | 15842.92 | 15890.57 | 16489.27 | 17671.04 | 18875.38 | 19511.4 | 20080.96 | 20835.76 | 21823.93 | 22689.14 | 23388.65 | 24160.95 | 24808.06 | 25307.16 | 25424.33 | 25019.52 | 24587.12 | 24250.01 | 22581.84 | 20674.41 | 18599.89 | 17423.7 | 498.0259 | 25424.33 | 10 | 2031
2031-10-04 | 16613.09 | 15743.62 | 15333.4 | 15209.48 | 15389.31 | 15567.44 | 15810.51 | 16643.56 | 17750.13 | 18562.99 | 19477.71 | 20473.69 | 21293.38 | 22076.78 | 22820.45 | 23395.64 | 23607.24 | 23261.46 | 22876.36 | 22652.56 | 21055.88 | 19324.62 | 17860.4 | 16819.12 | 459.6188 | 23607.24 | 10 | 2031
2031-10-05 | 16160.06 | 15313.82 | 14926.06 | 14820.71 | 15019.01 | 15220.57 | 15478.07 | 16261.94 | 17282.47 | 17991.86 | 18586.35 | 19343.93 | 20042.45 | 20735.89 | 21425.95 | 21978.24 | 22194.59 | 21883.29 | 21579.02 | 21448.18 | 19924.16 | 18418.18 | 17189.71 | 16203.79 | 439.4283 | 22194.59 | 10 | 2031
2031-10-06 | 15633.62 | 15202.57 | 14922.88 | 15001.28 | 15643.51 | 16872.66 | 18082.69 | 18421.91 | 18650.08 | 19082.1 | 19754.81 | 20295.99 | 20709.52 | 21229.62 | 21700.33 | 22091.32 | 22170.73 | 21825.7 | 21594.4 | 21482.72 | 20004.38 | 18442.23 | 17093.7 | 16041.27 | 451.95 | 22170.73 | 10 | 2031
2031-10-07 | 15473.6 | 14978.93 | 14742.93 | 14858.25 | 15519.53 | 16771.99 | 17998.28 | 18255.3 | 18324.56 | 18463.33 | 18756.52 | 18965.65 | 19049.7 | 19293.53 | 19552.78 | 19830.32 | 19898.39 | 19668.38 | 19669.23 | 19792.69 | 18569.43 | 17544.6 | 16323.07 | 15401.77 | 427.7028 | 19898.39 | 10 | 2031
2031-10-08 | 15070.55 | 14871.92 | 14604.11 | 14689.23 | 15319.37 | 16541.23 | 17758.35 | 18046.12 | 18201.01 | 18447.76 | 18910.04 | 19313.91 | 19585.05 | 19997.48 | 20382.61 | 20730.01 | 20800.35 | 20489.66 | 20349.72 | 20351.49 | 18967.1 | 17774.75 | 16482.81 | 15491.64 | 433.1763 | 20800.35 | 10 | 2031
2031-10-09 | 15046.24 | 14731.82 | 14468.25 | 14556.61 | 15190.61 | 16419.87 | 17644.44 | 17918.56 | 18052.41 | 18275.06 | 18630.06 | 18984.98 | 19217.86 | 19597.02 | 19957.02 | 20287.27 | 20351.4 | 20047.28 | 19931.7 | 19965.22 | 18622.05 | 17537.12 | 16263.63 | 15289.64 | 426.9861 | 20351.4 | 10 | 2031
2031-10-10 | 14896.25 | 14664.31 | 14405.34 | 14505.77 | 15163.3 | 16433.86 | 17676.42 | 17949.38 | 18061.73 | 18256.59 | 18570.19 | 18796.86 | 18981.17 | 19309.51 | 19631.15 | 19922.58 | 19972.47 | 19676.01 | 19583.87 | 19639.87 | 18393 | 17316.59 | 16069.04 | 15116.73 | 422.992 | 19972.47 | 10 | 2031
2031-10-11 | 14743.57 | 14549.68 | 14210.7 | 14146.83 | 14389.28 | 14655.21 | 14969.67 | 15649.37 | 16486.33 | 16977.03 | 17332.1 | 17674.86 | 17943.8 | 18252.68 | 18614.62 | 19022.62 | 19236.72 | 19020.91 | 18919.95 | 19030.72 | 17982.6 | 16979.96 | 15890.03 | 15035.73 | 401.715 | 19236.72 | 10 | 2031
2031-10-12 | 14672.91 | 14739.99 | 14420.43 | 14375.79 | 14637.56 | 14923.16 | 15250.84 | 15917.42 | 16710.72 | 17144.7 | 17437.58 | 17718.58 | 17932.09 | 18193.01 | 18520.88 | 18868.96 | 19101.53 | 18941.56 | 18906.31 | 19074.35 | 18043.34 | 17071.17 | 16010.29 | 15185.46 | 403.7986 | 19101.53 | 10 | 2031
2031-10-13 | 14821.95 | 14959.7 | 14749.7 | 14892.01 | 15602.44 | 16921.08 | 18207.11 | 18442.87 | 18454.53 | 18517.35 | 18690.11 | 18777.45 | 18785.41 | 18949.92 | 19155.66 | 19396.8 | 19484.53 | 19313.79 | 19377.61 | 19581.09 | 18435.1 | 17434.75 | 16256.86 | 15369.68 | 424.5775 | 19581.09 | 10 | 2031
2031-10-14 | 15019.69 | 15077.6 | 14881.23 | 15034.57 | 15735.77 | 17043.77 | 18334 | 18541.55 | 18502.98 | 18508.53 | 18623.74 | 18634.36 | 18551.67 | 18650.62 | 18806.71 | 19037.55 | 19148.12 | 19032.51 | 19164.88 | 19442.11 | 18373.22 | 17409.94 | 16261.08 | 15410.21 | 423.2264 | 19442.11 | 10 | 2031
2031-10-15 | 15106.86 | 15442.65 | 15268.44 | 15444.64 | 16168.64 | 17500.58 | 18875.28 | 19171.18 | 19065.52 | 18998.74 | 19078.78 | 19015.17 | 18862.32 | 18906.97 | 19023.07 | 19244.39 | 19390.73 | 19347.08 | 19541.37 | 19872.27 | 18709.18 | 17750.51 | 16623.78 | 15796.2 | 432.2044 | 19872.27 | 10 | 2031
2031-10-16 | 15473.91 | 15846.49 | 15703.6 | 15911.39 | 16666.93 | 18030.57 | 19676.3 | 19948.59 | 19749.95 | 19560.3 | 19506.96 | 19313.39 | 19044.77 | 18990.23 | 19036.18 | 19232.97 | 19417 | 19467.94 | 19761.12 | 20175.95 | 19076.12 | 18045.27 | 16958.56 | 16172.21 | 440.7667 | 20175.95 | 10 | 2031
2031-10-17 | 15889.34 | 16663.05 | 16549.11 | 16796.83 | 17601.45 | 19135.53 | 21119.07 | 21411.98 | 21159.84 | 20886.36 | 20738.75 | 20466.42 | 20139.66 | 20030.85 | 20042.67 | 20232.23 | 20473.83 | 20626.32 | 20978.05 | 21418.42 | 20315.27 | 18989.89 | 17834.13 | 17063.21 | 466.5623 | 21418.42 | 10 | 2031
2031-10-18 | 16696.21 | 15311.08 | 15072.74 | 15107.55 | 15450.89 | 15830.51 | 16238.2 | 16832.61 | 17427.27 | 17608.98 | 17624.91 | 17629.65 | 17593.62 | 17636.42 | 17805.18 | 18030.84 | 18238 | 18286.86 | 18460.29 | 18811.35 | 17988.18 | 17151.72 | 16229.87 | 15543.19 | 408.6061 | 18811.35 | 10 | 2031
2031-10-19 | 15363.52 | 14929.62 | 14684.21 | 14710.29 | 15046.16 | 15423.72 | 15832.45 | 16413.33 | 17003.61 | 17185.35 | 17198.5 | 17195.68 | 17149.74 | 17181.78 | 17340.12 | 17551.2 | 17738.37 | 17766.31 | 17938.92 | 18257.53 | 17482.93 | 16655.69 | 15746.66 | 15070.38 | 396.8661 | 18257.53 | 10 | 2031
2031-10-20 | 14900.81 | 15278.08 | 15111.36 | 15296.42 | 16051.9 | 17431.75 | 18814.3 | 19094.28 | 18961.87 | 18861.88 | 18901.19 | 18803.75 | 18642.97 | 18646.98 | 18728.16 | 18914.71 | 19052.69 | 19017.43 | 19225.82 | 19591.76 | 18490.33 | 17551.1 | 16446.09 | 15630.24 | 427.4459 | 19591.76 | 10 | 2031
2031-10-21 | 15315.68 | 14852.22 | 14662.91 | 14822.13 | 15532.07 | 16868.04 | 18209.73 | 18387.17 | 18311.13 | 18276.54 | 18349.37 | 18309.6 | 18200.21 | 18236.1 | 18317.46 | 18456.09 | 18536.11 | 18472.12 | 18597.01 | 18951.24 | 18031.92 | 17083.87 | 15967.04 | 15144.46 | 415.8902 | 18951.24 | 10 | 2031
2031-10-22 | 14884.03 | 15056.02 | 14879.38 | 15051.64 | 15774.68 | 17124.76 | 18480.11 | 18652.37 | 18552.58 | 18486.22 | 18525.49 | 18454.44 | 18317.88 | 18330.66 | 18395.65 | 18530.01 | 18648.2 | 18599.55 | 18801.47 | 19187.64 | 18207.43 | 17271.97 | 16168.29 | 15359.45 | 419.7399 | 19187.64 | 10 | 2031
2031-10-23 | 15075.54 | 15669.81 | 15511.12 | 15703.76 | 16445.88 | 17811.54 | 19408.35 | 19681.46 | 19527.63 | 19401.91 | 19425.25 | 19316.99 | 19128.5 | 19142.23 | 19230.96 | 19443.19 | 19630.52 | 19651.59 | 19880.8 | 20276.17 | 19096.71 | 18021.71 | 16912.7 | 16101.58 | 439.4959 | 20276.17 | 10 | 2031
2031-10-24 | 15754.14 | 16329.83 | 16214.28 | 16459.27 | 17263.64 | 18704.87 | 20720.37 | 20976.78 | 20696.7 | 20399.64 | 20227.5 | 19931.88 | 19582.88 | 19451.66 | 19438.67 | 19601.99 | 19836.38 | 19988.2 | 20347.23 | 20841.12 | 19721.3 | 18499.37 | 17448.65 | 16694.58 | 455.1309 | 20976.78 | 10 | 2031
2031-10-25 | 16343.93 | 15704.89 | 15523.64 | 15614.6 | 16016.03 | 16468.96 | 16951.22 | 17490.82 | 17944.14 | 17947.93 | 17770.08 | 17583.71 | 17376.25 | 17268.87 | 17326.29 | 17500.25 | 17746.19 | 17913.28 | 18223.95 | 18681.08 | 17976.46 | 17229.67 | 16406.16 | 15816.2 | 410.8246 | 18681.08 | 10 | 2031
2031-10-26 | 15678.23 | 15585.68 | 15394.67 | 15475.82 | 15868.19 | 16314.94 | 16798.9 | 17342.13 | 17815.21 | 17845.75 | 17697.55 | 17541 | 17359.34 | 17273.61 | 17345.04 | 17522.96 | 17762.66 | 17911.76 | 18200.43 | 18637.39 | 17919.63 | 17157.1 | 16321.63 | 15719.13 | 408.4887 | 18637.39 | 10 | 2031
2031-10-27 | 15550.66 | 17056.91 | 16990.24 | 17279.72 | 18137.84 | 20014.46 | 22126.96 | 22363.18 | 21975.34 | 21528.11 | 21201.9 | 20765.7 | 20303.98 | 20066.82 | 19983.07 | 20134.41 | 20441.45 | 20736.66 | 21218.37 | 21816.29 | 20763.36 | 19506.38 | 18261.63 | 17543.14 | 475.7666 | 22363.18 | 10 | 2031
2031-10-28 | 17127.06 | 17782.52 | 17750.67 | 18074.53 | 19030.92 | 21213.75 | 23356.4 | 23569.04 | 23080.68 | 22501.69 | 22041.81 | 21476.25 | 20890.8 | 20567.69 | 20421.96 | 20576.6 | 20957.43 | 21383.88 | 21976.1 | 22668.04 | 21692.99 | 20493.85 | 19066.08 | 18292.44 | 495.9932 | 23569.04 | 10 | 2031
2031-10-29 | 17893.87 | 17503.36 | 17452.65 | 17757.16 | 18609.8 | 20708.06 | 22845.48 | 23066.7 | 22630.34 | 22122.11 | 21740.36 | 21253 | 20736.57 | 20472.48 | 20366.95 | 20533.93 | 20894.11 | 21265.61 | 21797.58 | 22447.48 | 21426.28 | 20188.47 | 18736.03 | 18036.2 | 490.4846 | 23066.7 | 10 | 2031
2031-10-30 | 17662.79 | 16782.1 | 16702.07 | 16974.94 | 17797.96 | 19501.26 | 21617.89 | 21831.85 | 21450.86 | 21025.48 | 20729.25 | 20318.09 | 19863.5 | 19649.71 | 19575.25 | 19735.14 | 20036.57 | 20308.68 | 20771.65 | 21382.33 | 20326.05 | 19062.08 | 17943.44 | 17227.99 | 468.2769 | 21831.85 | 10 | 2031
2031-10-31 | 16939.46 | 15689.73 | 15552 | 15772.94 | 16556.88 | 17996.68 | 19739.53 | 19971.62 | 19721.12 | 19477.54 | 19364.49 | 19127.28 | 18826.95 | 18734.19 | 18739.07 | 18889.4 | 19089.41 | 19176.66 | 19480.01 | 19975.78 | 18799.04 | 17839.29 | 16786.07 | 16024.73 | 438.2699 | 19975.78 | 10 | 2031
2031-11-01 | 16127.97 | 14514.04 | 14263.88 | 14250.1 | 14478.89 | 14787.7 | 15159.35 | 15770.55 | 16369.92 | 16592.08 | 16639.04 | 16704.69 | 16723.8 | 16749.4 | 16849.68 | 17088.65 | 17528.74 | 17843.78 | 17660.82 | 17984.27 | 17369.39 | 16587.69 | 15694.11 | 14997.33 | 388.7359 | 17984.27 | 11 | 2031
2031-11-02 | 14736.39 | 15108.14 | 14917.99 | 14947.09 | 15237.91 | 15580.73 | 15703.15 | 16196.63 | 16600.7 | 16673.3 | 16630.17 | 16624.76 | 16561.81 | 16521.88 | 16627.12 | 16870.29 | 17481.92 | 18293.97 | 18186.2 | 17893.94 | 17122.04 | 16362.69 | 15568.86 | 14984.17 | 391.4319 | 18293.97 | 11 | 2031
2031-11-03 | 14919.45 | 15933.38 | 15834.73 | 16027.95 | 16712.68 | 17965.17 | 18943.46 | 19151.98 | 18859.55 | 18663.61 | 18589.3 | 18478.13 | 18308.82 | 18216.68 | 18220.87 | 18390.66 | 18946.17 | 20280.48 | 20100.04 | 19500.89 | 18548.82 | 17707.43 | 16750.35 | 16054.67 | 431.1053 | 20280.48 | 11 | 2031
2031-11-04 | 15844.15 | 15593.96 | 15475.84 | 15646.48 | 16289.23 | 17500.9 | 18465.14 | 18603.7 | 18385.58 | 18221.89 | 18187.37 | 18108.8 | 17955.33 | 17893.4 | 17914.23 | 18097.36 | 18644.85 | 19742.89 | 19513.06 | 18974.5 | 18194.81 | 17344.59 | 16375.57 | 15673.05 | 422.6467 | 19742.89 | 11 | 2031
2031-11-05 | 15536.81 | 16127.8 | 15990.58 | 16146.44 | 16772.48 | 17963.75 | 18928.91 | 19244.35 | 19025.22 | 18927.47 | 19053.69 | 19124.8 | 19069.16 | 19165.43 | 19354.78 | 19787.15 | 20837.45 | 22226.79 | 21841.51 | 21066.99 | 19462.19 | 18370.73 | 17319.35 | 16538.3 | 447.8821 | 22226.79 | 11 | 2031
2031-11-06 | 16183.32 | 16850.21 | 16795.18 | 17032.16 | 17739.29 | 19026.03 | 20889.87 | 21137.66 | 20574.54 | 20020.42 | 19663.49 | 19237.53 | 18856.85 | 18697.23 | 18652.04 | 18827.99 | 19794.19 | 21473.99 | 21452.7 | 20991.53 | 19653.39 | 18608.89 | 17687.83 | 17038.28 | 456.8846 | 21473.99 | 11 | 2031
2031-11-07 | 16822.31 | 17281.38 | 17248.47 | 17515.48 | 18263.67 | 20017.87 | 21925.67 | 22172.58 | 21535.38 | 20876.9 | 20400.72 | 19864.55 | 19266.18 | 18988.96 | 18910.14 | 19063.16 | 20195.2 | 21964.17 | 22017.36 | 21608.12 | 20287.2 | 18969.26 | 18074.71 | 17449.9 | 470.7193 | 22172.58 | 11 | 2031
2031-11-08 | 17222.11 | 16346.86 | 16229.91 | 16334.81 | 16701.03 | 17122.71 | 17318.47 | 17786.42 | 18057.36 | 17950.26 | 17717.48 | 17535.43 | 17319.98 | 17150.66 | 17165 | 17386.95 | 18081.19 | 19058.72 | 19092 | 18921.28 | 18219.95 | 17531.26 | 16809.06 | 16299.88 | 419.3588 | 19092 | 11 | 2031
2031-11-09 | 16261.75 | 15773.74 | 15627.6 | 15701.93 | 16039.06 | 16437.22 | 16622.16 | 17092.37 | 17410.3 | 17369.63 | 17207.95 | 17093.52 | 16936.02 | 16815.35 | 16861.77 | 17087.76 | 17750.41 | 18664.23 | 18641.8 | 18434.9 | 17697.65 | 16979.6 | 16234.49 | 15699.74 | 406.4409 | 18664.23 | 11 | 2031
2031-11-10 | 15662.92 | 16497.85 | 16418.58 | 16633.55 | 17340.26 | 18622.62 | 20156.29 | 20434.24 | 19977.34 | 19560.38 | 19351.62 | 19085.94 | 18907.2 | 18809.08 | 18808.37 | 18987.24 | 19962.65 | 21543.31 | 21398.93 | 20846.64 | 19387.97 | 18425.33 | 17469.6 | 16776.69 | 451.0646 | 21543.31 | 11 | 2031
2031-11-11 | 16492.55 | 16220.01 | 16140.76 | 16351.62 | 17035.4 | 18296.27 | 19606.22 | 19835.69 | 19323.87 | 18884.09 | 18748.11 | 18577.31 | 18344.53 | 18215.14 | 18186.84 | 18357.06 | 18952.13 | 20469.19 | 20372.52 | 19889.24 | 18767.09 | 17950.08 | 17021.3 | 16360.24 | 438.3973 | 20469.19 | 11 | 2031
2031-11-12 | 16186.05 | 16505.04 | 16440.36 | 16666.57 | 17365.16 | 18640.09 | 20252.11 | 20477.25 | 19921.86 | 19389.08 | 19055.87 | 18805.31 | 18545.01 | 18392.52 | 18348.51 | 18516.68 | 19207.32 | 20851.83 | 20803.88 | 20357.6 | 19038.72 | 18234.37 | 17317.11 | 16668.64 | 445.9869 | 20851.83 | 11 | 2031
2031-11-13 | 16464.61 | 17068.96 | 17033.73 | 17290.77 | 18019.4 | 19594.19 | 21536.05 | 21751.39 | 21106.78 | 20450.2 | 19986.62 | 19463.32 | 18933.41 | 18733.3 | 18656.89 | 18820.35 | 19823.32 | 21589.22 | 21640.64 | 21270.22 | 19951.86 | 18791.04 | 17897.83 | 17275.6 | 463.1497 | 21751.39 | 11 | 2031
2031-11-14 | 17063.93 | 16967.41 | 16924.86 | 17181.58 | 17921.26 | 19402.69 | 21357.95 | 21582.92 | 20955.84 | 20321.87 | 19874.29 | 19368.13 | 18938.47 | 18741.65 | 18666.18 | 18812.89 | 19723.99 | 21462.28 | 21484.64 | 21091.41 | 19728.15 | 18651.57 | 17758.8 | 17132.63 | 461.1154 | 21582.92 | 11 | 2031
2031-11-15 | 16924.06 | 16979.31 | 16904.12 | 17052.17 | 17461.73 | 17934.27 | 18185.22 | 18631.79 | 18821.07 | 18606.38 | 18260.18 | 17972.38 | 17665.83 | 17418.41 | 17376.13 | 17581.23 | 18322.46 | 19602.46 | 19809.41 | 19649.5 | 18756.67 | 18109.13 | 17433.46 | 16971.78 | 432.4292 | 19809.41 | 11 | 2031
2031-11-16 | 16883.83 | 18236.29 | 18224.93 | 18440.09 | 18914.26 | 19736.63 | 20292.13 | 21099.21 | 21269.69 | 20611.79 | 19686.35 | 18972.54 | 18544.58 | 18195.29 | 18084.44 | 18281.08 | 19097.16 | 21274.52 | 21696.3 | 21692.29 | 20621.83 | 19543.51 | 18729.22 | 18322.36 | 466.4503 | 21696.3 | 11 | 2031
2031-11-17 | 18146.08 | 18704.39 | 18757.58 | 19116.65 | 20690.83 | 23269.68 | 25348.62 | 25546.51 | 24649.42 | 23636.2 | 22791.84 | 21920.79 | 21044.76 | 20421.97 | 20104.41 | 20356.24 | 21706.69 | 23820.85 | 24153.78 | 23992.36 | 22801.66 | 21483.49 | 19973.48 | 19065.5 | 521.5038 | 25546.51 | 11 | 2031
2031-11-18 | 18762.69 | 17750.98 | 17754.16 | 18051.59 | 18819.64 | 21127.3 | 23151.35 | 23342.67 | 22573.27 | 21748.3 | 21108.43 | 20422.98 | 19693.19 | 19209.49 | 18999.53 | 19252.96 | 20513.48 | 22442.49 | 22624.43 | 22372 | 21110.78 | 19722.08 | 18605.32 | 18020.14 | 487.1793 | 23342.67 | 11 | 2031
2031-11-19 | 17813.28 | 17878.51 | 17889.33 | 18194.48 | 18970.9 | 21421.53 | 23464.26 | 23649.85 | 22854.95 | 21995.86 | 21320.77 | 20603.99 | 19846.61 | 19339.79 | 19094.7 | 19363.16 | 20640.94 | 22602.18 | 22809.56 | 22581.26 | 21329.29 | 19951.94 | 18737.62 | 18160.42 | 490.5152 | 23649.85 | 11 | 2031
2031-11-20 | 17914.37 | 17995.85 | 18013.11 | 18325.03 | 19177.37 | 21683.05 | 23737.67 | 23920.04 | 23104.82 | 22218.15 | 21513.62 | 20769.89 | 19989.8 | 19463.83 | 19205.56 | 19471.2 | 20762.92 | 22751 | 22980.21 | 22770.37 | 21528.41 | 20161.18 | 18858.44 | 18287.53 | 494.6034 | 23920.04 | 11 | 2031
2031-11-21 | 18057.89 | 17449.69 | 17436.78 | 17724.53 | 18495.2 | 20515.08 | 22553.66 | 22752.04 | 22022.52 | 21253.76 | 20665.04 | 20030.99 | 19350.32 | 18995.28 | 18882.82 | 19018.86 | 20167.4 | 22033.99 | 22157.42 | 21868.15 | 20539.68 | 19122.21 | 18260.75 | 17666.19 | 477.0203 | 22752.04 | 11 | 2031
2031-11-22 | 17454.75 | 17902.13 | 17879.06 | 18081.93 | 18545 | 19076.68 | 19653 | 20443.02 | 20632.98 | 20011.37 | 19124.7 | 18684.97 | 18276.09 | 17941.72 | 17838.16 | 18028.87 | 18833.14 | 20755.01 | 21139.09 | 21139.4 | 20026.81 | 19015.52 | 18389.33 | 17978.82 | 456.8516 | 21139.4 | 11 | 2031
2031-11-23 | 17836.95 | 17767.98 | 17738.95 | 17935.3 | 18392.81 | 18920.47 | 19369.53 | 20158.45 | 20364.12 | 19765.7 | 18972.23 | 18575.71 | 18177.79 | 17852.79 | 17755.39 | 17946.07 | 18743.6 | 20569.14 | 20932.92 | 20922.16 | 19794.78 | 18880.36 | 18250.83 | 17836.5 | 453.4605 | 20932.92 | 11 | 2031
2031-11-24 | 17717.74 | 17557.84 | 17559.61 | 17857.43 | 18647.85 | 20838.71 | 22915.56 | 23101.27 | 22337.5 | 21522.21 | 20887.17 | 20215.82 | 19510.92 | 19069.02 | 18947.75 | 19082.31 | 20294.63 | 22205.45 | 22366.83 | 22119.61 | 20806.45 | 19399.43 | 18440.81 | 17852.46 | 481.2544 | 23101.27 | 11 | 2031
2031-11-25 | 17609.14 | 20156.67 | 20357.83 | 21121.62 | 22775.18 | 25439.11 | 27623.37 | 27775.41 | 26689.95 | 25429.65 | 24328.67 | 23217.94 | 22127.17 | 21339.99 | 20904.23 | 21141.74 | 22624.79 | 24981.18 | 25511.44 | 25534.28 | 24448.48 | 23224.66 | 21809.64 | 20907.84 | 557.08 | 27775.41 | 11 | 2031
2031-11-26 | 20214.69 | 19436.81 | 19602 | 20328.02 | 21945.3 | 24577.47 | 26740.96 | 26896.46 | 25868.39 | 24688.99 | 23673.66 | 22642.9 | 21620.09 | 20889.8 | 20491.96 | 20733.47 | 22174.64 | 24450.36 | 24914.11 | 24890.74 | 23766.64 | 22510.34 | 21068.23 | 20136.27 | 544.2623 | 26896.46 | 11 | 2031
2031-11-27 | 19455.24 | 18234.43 | 18261.2 | 18527.47 | 19315.15 | 20714.64 | 21599.32 | 21956.89 | 21754.84 | 21283.69 | 20673.24 | 19822.83 | 18756.33 | 18252.21 | 18031.27 | 18200.56 | 19062.12 | 21204.38 | 21664.42 | 21827.25 | 20878.27 | 19895.94 | 18890.29 | 18523.38 | 476.7854 | 21956.89 | 11 | 2031
2031-11-28 | 18389.62 | 18037.72 | 18052.42 | 18313.37 | 18906.97 | 20315.6 | 21208.6 | 21576.81 | 21406.25 | 20977.51 | 20403.47 | 19589.47 | 18694.24 | 18201.1 | 17986.42 | 18139.2 | 18890.25 | 20950.4 | 21365.34 | 21494.08 | 20490.7 | 19478.73 | 18653 | 18278.38 | 469.7997 | 21576.81 | 11 | 2031
2031-11-29 | 18273.46 | 18046.26 | 18033.07 | 18246.19 | 18720.59 | 19415.83 | 20058.02 | 20833.56 | 20986.61 | 20319.5 | 19385.02 | 18804.79 | 18378.89 | 18030.36 | 17916.23 | 18101.47 | 18920.93 | 20966.74 | 21380.67 | 21425.44 | 20306.49 | 19212.15 | 18556.24 | 18158.15 | 462.4767 | 21425.44 | 11 | 2031
2031-11-30 | 18026.47 | 19954.08 | 20076.08 | 20629.43 | 21659.21 | 22782.25 | 23511.52 | 24269.65 | 24191.76 | 23200.92 | 21923.11 | 20783.8 | 19703.54 | 18973.45 | 18774.93 | 18949.12 | 20457.73 | 22993.85 | 23672.9 | 23906.31 | 22938.42 | 21974.38 | 20958.51 | 20349.22 | 514.6606 | 24269.65 | 11 | 2031
2031-12-01 | 19632.33 | 20705.61 | 20704.01 | 21154.74 | 22316.38 | 25121.55 | 27861.64 | 28359.05 | 27458.11 | 26188.48 | 25007.13 | 23734.28 | 22529.14 | 21941.23 | 21666.24 | 21992.7 | 23859.65 | 26682.28 | 26664.22 | 26384.35 | 25054.53 | 23478.75 | 21923.78 | 20932.29 | 571.3525 | 28359.05 | 12 | 2031
2031-12-02 | 20583.78 | 20046.5 | 20011.37 | 20423.96 | 21527.83 | 23876.41 | 26585.04 | 27071.1 | 26235.54 | 25066.34 | 23996.62 | 22822.89 | 21935.87 | 21400.61 | 21158.85 | 21499.79 | 23122.39 | 25844.89 | 25747.01 | 25426.74 | 24068.48 | 22557.71 | 21217.66 | 20207.49 | 552.4349 | 27071.1 | 12 | 2031
2031-12-03 | 19958 | 18924.18 | 18834.06 | 19188.48 | 20237.49 | 22085.61 | 24525.29 | 25016.65 | 24311.79 | 23328.02 | 22472.82 | 21840.55 | 21140.25 | 20691.82 | 20507.59 | 20853.84 | 22258.44 | 24587.19 | 24335.46 | 23912.19 | 22550.38 | 21442.22 | 20062.1 | 19007.18 | 522.0716 | 25016.65 | 12 | 2031
2031-12-04 | 18819.61 | 21207.23 | 21222.39 | 21689.01 | 22972.93 | 25932.1 | 28692.36 | 29182.27 | 28238.94 | 26913.29 | 25681.7 | 24363.19 | 23020.97 | 22277.79 | 21994.32 | 22338.75 | 24492.58 | 27393.76 | 27423.04 | 27187.02 | 25889.07 | 24327.54 | 22484.01 | 21505.62 | 585.2495 | 29182.27 | 12 | 2031
2031-12-05 | 21110.7 | 23377.71 | 23567.27 | 24468.36 | 26450.15 | 29583.46 | 32450.78 | 32921.59 | 31710.17 | 30007.82 | 28368.55 | 26664.87 | 24994.08 | 23793.84 | 23169.05 | 23632.59 | 26104.64 | 29352.35 | 29680.6 | 29655.19 | 28511.26 | 27099.72 | 25252.55 | 23929.44 | 645.8567 | 32921.59 | 12 | 2031
2031-12-06 | 23255.01 | 22289.88 | 22308.21 | 22674.73 | 23769 | 24889.56 | 25882.07 | 27110.45 | 27245.11 | 26010.43 | 24304.19 | 22701.7 | 21687.79 | 20903.63 | 20593.95 | 20992.24 | 22739.42 | 26063.27 | 26480.43 | 26651.86 | 25650.53 | 24530.77 | 23123.72 | 22325.41 | 574.1834 | 27245.11 | 12 | 2031
2031-12-07 | 22179.22 | 21051.89 | 21011.26 | 21315.49 | 21975.31 | 22671.04 | 23618.2 | 24849.29 | 25120.54 | 24081.01 | 22597.95 | 21686.53 | 20779.55 | 20084.48 | 19833.3 | 20234.54 | 21911.13 | 24611.49 | 24867.46 | 24933.1 | 23838.74 | 22678.5 | 21709.72 | 20988.79 | 538.6285 | 25120.54 | 12 | 2031
2031-12-08 | 20906.85 | 20486.22 | 20479.1 | 20924.04 | 22080.84 | 24772.93 | 27546.47 | 28028.19 | 27127.65 | 25866.29 | 24693.7 | 23432 | 22336.03 | 21753.7 | 21480.18 | 21800.42 | 23563.84 | 26372.68 | 26340.24 | 26075.88 | 24720.64 | 23134.53 | 21700.34 | 20710.74 | 566.3335 | 28028.19 | 12 | 2031
2031-12-09 | 20434.22 | 16570.07 | 16363.36 | 16595.85 | 17527.83 | 19281.41 | 20996.74 | 21321.86 | 21033.8 | 20636.22 | 20349.01 | 19977.02 | 19500.72 | 19239.24 | 19177.99 | 19534.65 | 20808.31 | 22236.16 | 21855.38 | 21439.92 | 20350.93 | 19131.82 | 17666.6 | 16514.76 | 468.5439 | 22236.16 | 12 | 2031
2031-12-10 | 16485.91 | 18096.19 | 17967.5 | 18281.83 | 19292.37 | 21115.03 | 23055.22 | 23541.08 | 22921.35 | 22200.24 | 21724.1 | 21174.7 | 20547.07 | 20158.6 | 20012.38 | 20358.03 | 21720.45 | 23650.49 | 23290.8 | 22812.81 | 21772 | 20626.06 | 19222.44 | 18138.67 | 498.1653 | 23650.49 | 12 | 2031
2031-12-11 | 17876.81 | 17471.96 | 17312.43 | 17594.61 | 18573.89 | 20370.96 | 22117.37 | 22434.7 | 22068.12 | 21561.47 | 21157.91 | 20676.18 | 20107.09 | 19767.28 | 19653.03 | 20001.09 | 21328.22 | 22954.92 | 22570.73 | 22221.54 | 21183.88 | 20009.52 | 18583.6 | 17474.27 | 485.0716 | 22954.92 | 12 | 2031
2031-12-12 | 17312.13 | 17767.99 | 17623.81 | 17926.16 | 18939.49 | 20780.46 | 22549.4 | 23013.73 | 22485.66 | 21943.2 | 21495.88 | 20973.67 | 20373.08 | 20001.78 | 19864.69 | 20193.31 | 21526.77 | 23263.99 | 22853.38 | 22474.27 | 21422.25 | 20251.43 | 18843.3 | 17748.96 | 491.6288 | 23263.99 | 12 | 2031
2031-12-13 | 17532.24 | 19706.45 | 19601.26 | 19837.41 | 20432.98 | 21067.12 | 21665.81 | 22476.91 | 22827.27 | 22201.94 | 21371.25 | 20601.73 | 19815.19 | 19220.81 | 19035.69 | 19440.66 | 21043.03 | 23084.48 | 23160.44 | 23113.49 | 22192.78 | 21337.81 | 20324.92 | 19553.58 | 500.6452 | 23160.44 | 12 | 2031
2031-12-14 | 19386.71 | 20375.67 | 20304.82 | 20576.91 | 21207.5 | 21873.79 | 22496.59 | 23654.28 | 23990.26 | 23047 | 21979.53 | 21133.35 | 20281.38 | 19632.25 | 19410.29 | 19810.43 | 21453.15 | 23821.63 | 23993.36 | 24016.94 | 22861.22 | 22000.03 | 21014.45 | 20273.2 | 518.5947 | 24016.94 | 12 | 2031
2031-12-15 | 20129.9 | 19287.69 | 19224.21 | 19609.63 | 20710.7 | 22639.54 | 25389.52 | 25868.89 | 25096.18 | 24020.02 | 23043.41 | 22205.07 | 21469.74 | 20974.6 | 20757.74 | 21079.67 | 22504.39 | 25000.02 | 24810.58 | 24453.75 | 22995.75 | 21817.66 | 20467.34 | 19435.37 | 532.9914 | 25868.89 | 12 | 2031
2031-12-16 | 19202.14 | 18318.48 | 18203.95 | 18532.67 | 19558.46 | 21397.38 | 23508.36 | 23984.9 | 23324.59 | 22430.3 | 21915.87 | 21332.28 | 20674.36 | 20260.6 | 20096.89 | 20437.31 | 21815.56 | 23843.86 | 23525.21 | 23084.9 | 21961.37 | 20828.69 | 19440.81 | 18373.7 | 506.0526 | 23984.9 | 12 | 2031
2031-12-17 | 18193.18 | 17138.98 | 16966.27 | 17234.03 | 18200.94 | 19990.19 | 21737.28 | 22050.69 | 21700.33 | 21219.08 | 20841.76 | 20385.96 | 19837.54 | 19515.05 | 19411.61 | 19757.04 | 21067.75 | 22571.48 | 22257.09 | 21897.94 | 20842.63 | 19657.35 | 18227.09 | 17111.95 | 477.8132 | 22571.48 | 12 | 2031
2031-12-18 | 16972.61 | 16161.04 | 15940.32 | 16157.63 | 17076.21 | 18824.84 | 20548.49 | 20864.79 | 20589.7 | 20215.39 | 19951.14 | 19601.2 | 19143.03 | 18895.91 | 18842.24 | 19191.77 | 20446.86 | 21843.54 | 21440.63 | 21022.72 | 19914.59 | 18685.67 | 17220.67 | 16066.26 | 455.6173 | 21843.54 | 12 | 2031
2031-12-19 | 15968.62 | 19834.18 | 19793.97 | 20205.69 | 21324.35 | 23589.49 | 26360.68 | 26836.66 | 25999.85 | 24834.52 | 23762.58 | 22619.85 | 21822.02 | 21285.67 | 21038.68 | 21354.14 | 22848.14 | 25555.6 | 25435.16 | 25127.52 | 23704.79 | 22297.13 | 20969.55 | 19964.47 | 542.5333 | 26836.66 | 12 | 2031
2031-12-20 | 19558.52 | 21827.47 | 21830.68 | 22180.79 | 23002.78 | 24122.28 | 25145.88 | 26354.8 | 26507.86 | 25309.44 | 23640.27 | 22285.24 | 21292.13 | 20524.53 | 20223.09 | 20612.16 | 22341.59 | 25418.07 | 25797 | 25973.04 | 24929.84 | 23789.59 | 22509.46 | 21832.99 | 557.0095 | 26507.86 | 12 | 2031
2031-12-21 | 21588.49 | 18600.05 | 18441.36 | 18621.16 | 19163.47 | 19753.82 | 20329.88 | 21142.71 | 21500.99 | 21068.48 | 20362.12 | 19710.28 | 19023.76 | 18513.14 | 18383.43 | 18791.68 | 20332.25 | 22155.63 | 22108.32 | 22011.06 | 21138.5 | 20234.26 | 19184.63 | 18371.47 | 480.5309 | 22155.63 | 12 | 2031
2031-12-22 | 18427.23 | 19607.84 | 19561.13 | 19964.29 | 21082.6 | 23225.98 | 25996.54 | 26470.94 | 25655.56 | 24520.79 | 23481.39 | 22456.21 | 21688.52 | 21166.29 | 20931.38 | 21249.77 | 22694.17 | 25345.51 | 25202.99 | 24883.04 | 23448.17 | 22131.18 | 20795.68 | 19779.65 | 539.7668 | 26470.94 | 12 | 2031
2031-12-23 | 19469.85 | 21351.56 | 21389.04 | 21878.02 | 23294.39 | 26306.21 | 29135.2 | 29587.12 | 28557.72 | 27126.95 | 25779.38 | 24351.99 | 22913.56 | 22148.54 | 21823.85 | 22145.3 | 24233.91 | 27209.71 | 27315.96 | 27175.38 | 25905.9 | 24388.23 | 22563.24 | 21625.3 | 587.6763 | 29587.12 | 12 | 2031
2031-12-24 | 21070.27 | 20896.95 | 20897.98 | 21273.97 | 22094.22 | 23463.92 | 24753.02 | 25447.88 | 25314.35 | 24586.92 | 23558.14 | 22264.23 | 21103.02 | 20212.19 | 19834.66 | 20193.81 | 21785.18 | 24408 | 24660.41 | 24854.94 | 23895.78 | 22795.89 | 21806.93 | 21127.01 | 542.2997 | 25447.88 | 12 | 2031
2031-12-25 | 20900.14 | 22563.88 | 22677.41 | 23410.2 | 24815.98 | 26468.16 | 27822.37 | 28507.94 | 28177.87 | 27172.27 | 25848.78 | 24191.72 | 22282.12 | 21261.49 | 20797.98 | 21148.79 | 23006.26 | 26273.16 | 26755.2 | 27105.24 | 26280.78 | 25293.64 | 24022.34 | 23106.56 | 589.8903 | 28507.94 | 12 | 2031
2031-12-26 | 22778.03 | 23699.77 | 24029.32 | 24972.23 | 26693.37 | 28937.4 | 30775.7 | 31352.5 | 31090 | 30374.56 | 29446.06 | 28177.07 | 26635.94 | 25510.14 | 25072.81 | 25667.36 | 28217.98 | 31195.11 | 31212.5 | 30916.38 | 29458.6 | 27832.72 | 25903.59 | 24499.16 | 664.4483 | 31352.5 | 12 | 2031
2031-12-27 | 23771.58 | 21452.82 | 21422.25 | 21738.72 | 22411.44 | 23353.77 | 24343.22 | 25583.12 | 25845.94 | 24791.58 | 23280.02 | 22151.28 | 21251.22 | 20564.16 | 20320.36 | 20731.36 | 22436.96 | 25457.9 | 25719.29 | 25795.41 | 24670.02 | 23453.55 | 22239.41 | 21515.22 | 554.3006 | 25845.94 | 12 | 2031
2031-12-28 | 21394.4 | 18925.37 | 18781.99 | 18978.1 | 19535.84 | 20137.65 | 20717.8 | 21531.04 | 21866.03 | 21400.22 | 20657.54 | 19971.81 | 19256.71 | 18722.41 | 18577.87 | 18984.91 | 20542.77 | 22399.71 | 22380.65 | 22300.36 | 21445.24 | 20555.12 | 19516.56 | 18716.12 | 487.2962 | 22399.71 | 12 | 2031
2031-12-29 | 18748.98 | 18553.27 | 18453.1 | 18800.06 | 19864.67 | 21744.1 | 24029.4 | 24514.36 | 23829.85 | 22878.7 | 22223.35 | 21615.89 | 20949.66 | 20512.82 | 20335.78 | 20660.81 | 22042.47 | 24179.19 | 23886.87 | 23458.75 | 22212.25 | 21082.74 | 19706.43 | 18645.55 | 512.929 | 24514.36 | 12 | 2031
2031-12-30 | 18423.43 | 16858.35 | 16670.7 | 16922.99 | 17875.06 | 19648.91 | 21382.33 | 21699.14 | 21373.62 | 20927.15 | 20584.86 | 20162.39 | 19642.47 | 19344.3 | 19258.43 | 19605.6 | 20898.23 | 22367.34 | 22025.16 | 21643.95 | 20572.97 | 19374.32 | 17933.04 | 16806.04 | 472.0008 | 22367.34 | 12 | 2031
2031-12-31 | 16693.29 | 20476.8 | 20468.88 | 20910.29 | 22043.49 | 24709.13 | 27484.81 | 27948.81 | 27032.81 | 25759.88 | 24577.94 | 23304.63 | 22196.55 | 21614.38 | 21339.9 | 21668 | 23432.44 | 26252.19 | 26231.08 | 25993.87 | 24655.92 | 23077.18 | 21658.06 | 20681.09 | 560.2114 | 27948.81 | 12 | 2031
2032-01-01 | 20170.99 | 20127.7 | 20089.75 | 20390.02 | 21081.84 | 22011.59 | 22887.74 | 23207.59 | 23149.1 | 22903.81 | 22488.22 | 21884.02 | 20997.7 | 20274.46 | 19959.09 | 20206.33 | 21181.58 | 22915.34 | 23286.59 | 23466.19 | 22767.07 | 21986.14 | 21091.25 | 20476.43 | 519.0005 | 23466.19 | 1 | 2032
2032-01-02 | 20380.7 | 18383.57 | 18273.99 | 18569.51 | 19496.91 | 21234.21 | 22991.62 | 23179.36 | 22743.11 | 22309.81 | 21948.39 | 21538.01 | 21037.43 | 20684.04 | 20518.3 | 20723.49 | 21530.72 | 23012.42 | 23099.88 | 22931.78 | 21918.35 | 20795.55 | 19493.94 | 18562.17 | 505.3573 | 23179.36 | 1 | 2032
2032-01-03 | 18364.13 | 16195.2 | 15924 | 15953.05 | 16304.65 | 16772.45 | 17352.11 | 17999.19 | 18480.97 | 18483.93 | 18243.51 | 18048.23 | 17752.93 | 17508.17 | 17506.61 | 17803.57 | 18626.36 | 20013.03 | 20030.48 | 19889.16 | 18883.08 | 17866.88 | 16774.82 | 15970.84 | 426.7473 | 20030.48 | 1 | 2032
2032-01-04 | 16013.96 | 19455.5 | 19346.22 | 19545.66 | 20060.38 | 20669.38 | 21338.31 | 21971.47 | 22195.98 | 21835.68 | 21210.41 | 20655.14 | 20054.14 | 19553.5 | 19381.98 | 19661.73 | 20672.74 | 22422.28 | 22739.13 | 22803.68 | 21971.8 | 21102.24 | 20131.16 | 19462.3 | 494.2548 | 22803.68 | 1 | 2032
2032-01-05 | 19202.02 | 21432.15 | 21475.81 | 21931.71 | 23019.42 | 25340.02 | 27982.7 | 28238.1 | 27274.51 | 26163.6 | 25126.89 | 24037.27 | 23230.14 | 22639.23 | 22319.62 | 22513.79 | 23496 | 25890.95 | 26418.99 | 26443.78 | 25228.53 | 23881.32 | 22687.54 | 21875.83 | 577.8499 | 28238.1 | 1 | 2032
2032-01-06 | 21416.16 | 19741.56 | 19699.12 | 20061.7 | 21039.69 | 22805.2 | 24932.48 | 25188.06 | 24411.24 | 23626.74 | 23110.83 | 22555.72 | 21928.44 | 21473.7 | 21243.36 | 21457.76 | 22351.86 | 24014.55 | 24325.91 | 24210.29 | 23226.84 | 22176.91 | 20920.31 | 20044.11 | 535.9625 | 25188.06 | 1 | 2032
2032-01-07 | 19788.91 | 19207.74 | 19138.05 | 19471.74 | 20422.58 | 22162.5 | 23981.06 | 24242.65 | 23596.43 | 23075.5 | 22625.65 | 22132.87 | 21557.53 | 21146.76 | 20946.33 | 21165.06 | 22027.21 | 23601.37 | 23771.51 | 23659.62 | 22722.03 | 21647.4 | 20369.12 | 19469.6 | 521.9292 | 24242.65 | 1 | 2032
2032-01-08 | 19201.73 | 18862.23 | 18774.57 | 19089.33 | 20022.04 | 21744.45 | 23486.02 | 23667.8 | 23197.29 | 22717.76 | 22311.69 | 21859.81 | 21318.89 | 20937.2 | 20756.65 | 20978.41 | 21819.33 | 23352.44 | 23489.04 | 23351.25 | 22395.75 | 21305.07 | 20012.13 | 19096.83 | 513.7477 | 23667.8 | 1 | 2032
2032-01-09 | 18854.96 | 20889.69 | 20900.53 | 21322.97 | 22371.29 | 24352.73 | 26951.94 | 27218.79 | 26329.43 | 25320.69 | 24391.59 | 23556.36 | 22830.66 | 22289.81 | 22002.21 | 22199.6 | 23145.13 | 25290.86 | 25733.58 | 25689.43 | 24428.43 | 23285.28 | 22067.9 | 21232.73 | 562.6566 | 27218.79 | 1 | 2032
2032-01-10 | 20819.87 | 18186.7 | 18010.13 | 18139.15 | 18585.35 | 19126.55 | 19736.8 | 20384.47 | 20722.35 | 20518.38 | 20057.73 | 19654.93 | 19183.31 | 18791.72 | 18695.3 | 18987.09 | 19918.05 | 21513.83 | 21705.63 | 21670.84 | 20775.19 | 19846.36 | 18819.11 | 18089.83 | 471.9387 | 21705.63 | 1 | 2032
2032-01-11 | 18084.85 | 17426.43 | 17211.27 | 17299.54 | 17707.05 | 18212.6 | 18796.79 | 19449.71 | 19850.33 | 19734.09 | 19366.46 | 19050.99 | 18652.76 | 18323.03 | 18268.4 | 18565.7 | 19451.48 | 20959.7 | 21079.6 | 20992.05 | 20055.97 | 19092.29 | 18034.81 | 17272.62 | 452.9385 | 21079.6 | 1 | 2032
2032-01-12 | 17235.32 | 19441.52 | 19381.14 | 19727.94 | 20710.09 | 22474.62 | 24393.78 | 24677.51 | 23963.34 | 23393.83 | 22929.86 | 22427.79 | 21855.61 | 21432.54 | 21227.73 | 21439.09 | 22298.16 | 23881.03 | 24076.79 | 23927.09 | 22982.72 | 21909.73 | 20630.96 | 19727.31 | 526.1455 | 24677.51 | 1 | 2032
2032-01-13 | 19346.27 | 22009.39 | 22074.61 | 22550.9 | 23636.51 | 26224.72 | 28837.2 | 29094.05 | 28081.77 | 26901.38 | 25794.11 | 24630.15 | 23558.06 | 22936.4 | 22598.3 | 22807.01 | 23824.12 | 26475.17 | 27071.59 | 27129.06 | 25988.7 | 24605.89 | 23248.16 | 22456.8 | 591.8803 | 29094.05 | 1 | 2032
2032-01-14 | 21983.35 | 26311.77 | 26668.42 | 27640.1 | 29514.51 | 32443.77 | 35205.77 | 35437.65 | 34011.18 | 32247.02 | 30521.96 | 28781.34 | 27086.3 | 25771.5 | 25005.98 | 25268.75 | 27031.5 | 30307.35 | 31383.2 | 31774.01 | 30909.11 | 29760.42 | 28249.04 | 27327.85 | 700.6418 | 35437.65 | 1 | 2032
2032-01-15 | 26427.84 | 25464.49 | 25776.56 | 26701.57 | 28530.55 | 31415.65 | 34140.59 | 34381.37 | 33029.53 | 31368.51 | 29752.32 | 28112.43 | 26502.94 | 25260.13 | 24543.83 | 24814.28 | 26524.18 | 29698.53 | 30691.64 | 31017.82 | 30110.33 | 28922.31 | 27373.99 | 26412.85 | 686.9742 | 34381.37 | 1 | 2032
2032-01-16 | 25786.94 | 23883.44 | 24037.98 | 24863.87 | 26622.5 | 29455.2 | 32133.59 | 32396.77 | 31189.16 | 29724.89 | 28311.97 | 26860.96 | 25415.83 | 24306.43 | 23772.59 | 23960.05 | 25545.02 | 28519.97 | 29344.01 | 29540.21 | 28515.47 | 27238.97 | 25626.58 | 24590.45 | 651.6428 | 32396.77 | 1 | 2032
2032-01-17 | 24044.84 | 23028.49 | 23087.98 | 23465.83 | 24233.95 | 25319.89 | 26361.96 | 27281.1 | 27242.08 | 26188.43 | 24722.36 | 23541.33 | 22626.41 | 21864.48 | 21524.7 | 21796.52 | 23000.07 | 25597.63 | 26496.35 | 26855.51 | 25955.5 | 24929.95 | 23797.98 | 23261.12 | 586.2245 | 27281.1 | 1 | 2032
2032-01-18 | 23055.96 | 22457.49 | 22487.71 | 22834.82 | 23488.43 | 24330.16 | 25342.22 | 26267.73 | 26297.7 | 25340.28 | 23975.8 | 23087.97 | 22228.82 | 21513.77 | 21205.72 | 21481.76 | 22650.9 | 24999.88 | 25820.55 | 26121.9 | 25179.44 | 24116.31 | 23208.86 | 22646.68 | 570.1409 | 26297.7 | 1 | 2032
2032-01-19 | 22445.8 | 20764.62 | 20764.11 | 21174.13 | 22215.95 | 24096.14 | 26622.29 | 26916.12 | 26078.07 | 25130.08 | 24263.03 | 23507.49 | 22825.59 | 22312.02 | 22050.77 | 22263.32 | 23189.62 | 25295.8 | 25703.31 | 25594.21 | 24342.44 | 23228.08 | 21985.29 | 21125.56 | 563.8938 | 26916.12 | 1 | 2032
2032-01-20 | 20852.34 | 21649.6 | 21690.66 | 22141.86 | 23202.34 | 25551.32 | 28098.21 | 28376.84 | 27433.82 | 26342.97 | 25329.1 | 24249.56 | 23342.49 | 22763.29 | 22457.31 | 22676.53 | 23663.02 | 26158.55 | 26688.97 | 26671.92 | 25512.47 | 24101.6 | 22869.56 | 22051.52 | 583.8759 | 28376.84 | 1 | 2032
2032-01-21 | 21674.08 | 23146.97 | 23261.81 | 23790.94 | 25378.06 | 28119.6 | 30721.89 | 30992.68 | 29881.84 | 28553.51 | 27287.79 | 25972.2 | 24638.3 | 23705.56 | 23322.28 | 23533.81 | 24905.55 | 27752.75 | 28479.62 | 28595.82 | 27552.21 | 26237.88 | 24570.27 | 23653.6 | 625.729 | 30992.68 | 1 | 2032
2032-01-22 | 23196.32 | 22692.43 | 22783.11 | 23286.78 | 24618.63 | 27324.75 | 29895.72 | 30174.41 | 29122.53 | 27875.22 | 26695.17 | 25459.1 | 24192.22 | 23434.68 | 23078.62 | 23295.02 | 24520.59 | 27288.01 | 27950 | 28013.8 | 26937.42 | 25592.42 | 23940.8 | 23161.75 | 614.5295 | 30174.41 | 1 | 2032
2032-01-23 | 22816.54 | 24598.49 | 24854.22 | 25724.7 | 27511.5 | 30348.7 | 32992.88 | 33274 | 32034.51 | 30516.28 | 29044.34 | 27534.53 | 26038.94 | 24889.07 | 24240.08 | 24516.08 | 26145.91 | 29180.41 | 30057.78 | 30259.03 | 29286.76 | 28041.07 | 26436.52 | 25414.72 | 665.7571 | 33274 | 1 | 2032
2032-01-24 | 24702.08 | 21789.4 | 21779.32 | 22084.35 | 22696.4 | 23356.15 | 24046.73 | 24998.55 | 25136.65 | 24322.49 | 23343.18 | 22580.04 | 21801.04 | 21154.55 | 20896.37 | 21185.79 | 22305.22 | 24364.56 | 25076.13 | 25269.39 | 24285.66 | 23433.3 | 22512.22 | 21908.83 | 555.0284 | 25269.39 | 1 | 2032
2032-01-25 | 21811.97 | 22040.93 | 22042.62 | 22360.09 | 22983.86 | 23652.31 | 24476.81 | 25429.31 | 25542.09 | 24691.25 | 23572.41 | 22783.61 | 21982.81 | 21318.2 | 21048.44 | 21337.44 | 22470.24 | 24639.2 | 25381.88 | 25593.19 | 24629.69 | 23683.47 | 22770.17 | 22175.87 | 558.4179 | 25593.19 | 1 | 2032
2032-01-26 | 21975.86 | 20634.03 | 20619.04 | 21014.56 | 22040.2 | 23814.74 | 26257.52 | 26576.49 | 25788.97 | 24902.11 | 24097.67 | 23430.54 | 22780.41 | 22294.63 | 22056.45 | 22279.96 | 23186.15 | 25235.77 | 25603.28 | 25430.94 | 24180.89 | 23106.73 | 21841.56 | 20961.1 | 560.1096 | 26576.49 | 1 | 2032
2032-01-27 | 20693.75 | 17406.42 | 17226.7 | 17446.78 | 18282.67 | 19884.94 | 21482.15 | 21710.8 | 21416.01 | 21167.68 | 21002.89 | 20768.52 | 20413.54 | 20190.15 | 20125.79 | 20379.79 | 21106.79 | 22422.35 | 22385.85 | 22070.96 | 21055.53 | 19888.23 | 18498.61 | 17485.11 | 484.512 | 22422.35 | 1 | 2032
2032-01-28 | 17396.79 | 20500.42 | 20466.08 | 20840.03 | 21822.96 | 23549.35 | 25856.49 | 26186.5 | 25452.42 | 24638.45 | 23918.41 | 23332.46 | 22718.71 | 22280.2 | 22075.07 | 22324.19 | 23228.39 | 25285.75 | 25601.26 | 25384.55 | 24122.62 | 23039.35 | 21745.79 | 20842.49 | 552.6087 | 26186.5 | 1 | 2032
2032-01-29 | 20405.77 | 21918.18 | 21962.09 | 22417.56 | 23478.32 | 25918.33 | 28393.28 | 28701.68 | 27774.59 | 26693.12 | 25686.08 | 24606.05 | 23591.94 | 23014.19 | 22714.94 | 22945.57 | 23933.43 | 26542.86 | 27079.48 | 27021.06 | 25898.24 | 24497.53 | 23134.61 | 22307.39 | 590.6363 | 28701.68 | 1 | 2032
2032-01-30 | 21916.11 | 21408.13 | 21423.52 | 21852.45 | 22901.58 | 25056.49 | 27505.55 | 27834.15 | 26980.83 | 25995.71 | 25086.18 | 24097.03 | 23322.38 | 22787.81 | 22516.95 | 22739.29 | 23681.4 | 26054.79 | 26504.96 | 26369.96 | 25178.76 | 23820.54 | 22575.78 | 21721.86 | 579.3322 | 27834.15 | 1 | 2032
2032-01-31 | 21410.38 | 21178.28 | 21128.93 | 21393.47 | 21964.09 | 22570.75 | 23143.49 | 23823.83 | 24051.06 | 23529.72 | 22792.11 | 22122.12 | 21422.23 | 20843.24 | 20634.94 | 20939.08 | 22009.21 | 23875.44 | 24408.12 | 24488.77 | 23641.73 | 22836.53 | 21873.09 | 21227.12 | 537.3077 | 24488.77 | 1 | 2032
2032-02-01 | 21574.6 | 21413.21 | 21454.64 | 21827.09 | 22514.22 | 23324.28 | 24235.95 | 24895.61 | 24814.74 | 23919.19 | 22880.82 | 22032.12 | 21194.19 | 20485.35 | 20130.01 | 20263.25 | 21045.01 | 22710.3 | 23679.63 | 24136.59 | 23379.65 | 22679.07 | 21888.74 | 21363.11 | 537.8414 | 24895.61 | 2 | 2032
2032-02-02 | 21276.56 | 24016.45 | 24290.06 | 25120.93 | 26778.66 | 29457.11 | 31928.16 | 32010.46 | 30753.37 | 29295.68 | 27927.78 | 26567.5 | 25246.97 | 24206.06 | 23577.14 | 23631.97 | 24610.56 | 26871.91 | 28203.47 | 28621.15 | 27778.3 | 26746.53 | 25452.06 | 24610.43 | 638.9793 | 32010.46 | 2 | 2032
2032-02-03 | 24020.92 | 24967.26 | 25276.34 | 26143.16 | 27814.88 | 30494.97 | 32969.07 | 33048.98 | 31737.61 | 30204.12 | 28762.84 | 27331.31 | 25941.96 | 24860.46 | 24180.73 | 24267.03 | 25319.51 | 27674.17 | 29073.81 | 29537.1 | 28749.85 | 27748.29 | 26467.74 | 25650.8 | 662.2429 | 33048.98 | 2 | 2032
2032-02-04 | 25099.38 | 20107.61 | 20133.01 | 20583.17 | 21655.88 | 23587.7 | 25891.26 | 25982.79 | 25091.95 | 24157.25 | 23360.59 | 22702.77 | 21999.01 | 21471.12 | 21147.97 | 21229.69 | 21793.9 | 23154.32 | 23943.49 | 24070.78 | 23150.68 | 22191.83 | 21042.28 | 20231.37 | 543.7798 | 25982.79 | 2 | 2032
2032-02-05 | 20191.35 | 21044.35 | 21115.55 | 21614.2 | 22732.59 | 25002.08 | 27333.93 | 27422 | 26439.9 | 25375.74 | 24425.76 | 23453 | 22663.09 | 22062.91 | 21692.01 | 21769.22 | 22386.33 | 23916.02 | 24932.99 | 25132.24 | 24145.11 | 23122.25 | 22006.16 | 21232.61 | 561.2114 | 27422 | 2 | 2032
2032-02-06 | 20993.1 | 19933.5 | 19944.14 | 20384.23 | 21457.81 | 23365.78 | 25613.9 | 25726.84 | 24876.03 | 23989.53 | 23284.8 | 22658.51 | 21986.84 | 21481.12 | 21173.11 | 21246.31 | 21785 | 23107.42 | 23823.04 | 23900.48 | 22985.47 | 22002.22 | 20839.11 | 20010.47 | 536.5688 | 25726.84 | 2 | 2032
2032-02-07 | 19840.76 | 19213.2 | 19136.07 | 19384.38 | 19950.49 | 20637.47 | 21285.45 | 21830.77 | 21970.96 | 21544.56 | 20884.89 | 20307.13 | 19698.24 | 19182.71 | 18960.98 | 19118.65 | 19758.99 | 21152.3 | 21900.63 | 22083.17 | 21311.32 | 20506.99 | 19613.86 | 18978.89 | 488.2529 | 22083.17 | 2 | 2032
2032-02-08 | 18992.26 | 21750.46 | 21797.97 | 22177.81 | 22869.04 | 23696.83 | 24603.44 | 25289.4 | 25216.56 | 24320.22 | 23195.96 | 22341.4 | 21498 | 20786.19 | 20434.57 | 20580.32 | 21365.41 | 23037.98 | 24101.24 | 24530.58 | 23732.68 | 23028.77 | 22226.98 | 21694.28 | 543.2683 | 25289.4 | 2 | 2032
2032-02-09 | 21506.12 | 22877.98 | 23036.15 | 23629.49 | 25205.78 | 27794.51 | 30157.34 | 30263.07 | 29128.24 | 27835.26 | 26637.57 | 25426.09 | 24228.27 | 23368.96 | 22914.4 | 22979.27 | 23683.21 | 25770.3 | 26978.21 | 27275.16 | 26397.94 | 25320.64 | 23966.91 | 23199.6 | 609.5805 | 30263.07 | 2 | 2032
2032-02-10 | 22844.89 | 20406.18 | 20437.53 | 20894.77 | 21971.96 | 23971.92 | 26224.04 | 26337.58 | 25451.47 | 24513.34 | 23696.18 | 22973.12 | 22262.58 | 21730.58 | 21409.59 | 21501.71 | 22069.62 | 23437.91 | 24314.82 | 24415.9 | 23448.56 | 22498.55 | 21340.34 | 20524.43 | 548.6776 | 26337.58 | 2 | 2032
2032-02-11 | 20404.68 | 20860.01 | 20912.34 | 21391.86 | 22489.89 | 24648.17 | 26905.48 | 27020.63 | 26095.01 | 25099.38 | 24221.14 | 23341.35 | 22591.89 | 22027.56 | 21685.92 | 21777.69 | 22369.47 | 23832.06 | 24802.75 | 24931.59 | 23944.35 | 22950.8 | 21806.05 | 21005.87 | 557.1159 | 27020.63 | 2 | 2032
2032-02-12 | 20775.48 | 18912.63 | 18866.12 | 19241.86 | 20239.94 | 22050.89 | 23853.46 | 23984.84 | 23292.33 | 22732.31 | 22281 | 21791.58 | 21229.75 | 20822.85 | 20586.97 | 20691.81 | 21167.93 | 22359.65 | 22941.49 | 22914.35 | 22039.71 | 21020.64 | 19799 | 18913.99 | 512.5106 | 23984.84 | 2 | 2032
2032-02-13 | 18849.06 | 18198.78 | 18112.72 | 18451.87 | 19426.32 | 21225.66 | 22914.66 | 23032.84 | 22533.35 | 22065 | 21704.97 | 21300.22 | 20814.3 | 20466.3 | 20269.41 | 20366.44 | 20787.31 | 21884.86 | 22384.54 | 22286.56 | 21346.19 | 20281.39 | 19030.46 | 18109.67 | 495.8429 | 23032.84 | 2 | 2032
2032-02-14 | 18007.55 | 18823.38 | 18716.04 | 18933.77 | 19467.59 | 20106.05 | 20684.62 | 21254.13 | 21458.13 | 21112.15 | 20537.12 | 20033.61 | 19486.75 | 19025.06 | 18844.91 | 19019.2 | 19620.76 | 20940.21 | 21631.29 | 21741.75 | 20960.68 | 20133.19 | 19201.74 | 18529.28 | 478.269 | 21741.75 | 2 | 2032
2032-02-15 | 18514.6 | 22101.12 | 22155.73 | 22543.96 | 23240.88 | 24149.51 | 24995.45 | 25707.17 | 25639.25 | 24737.97 | 23520.61 | 22657.76 | 21805.43 | 21088.28 | 20738.87 | 20897.13 | 21686.75 | 23368.68 | 24534.67 | 24933.22 | 24173.06 | 23387.09 | 22575.36 | 22037.05 | 551.1896 | 25707.17 | 2 | 2032
2032-02-16 | 21819.64 | 23401.29 | 23575.04 | 24329.78 | 25930.44 | 28509.07 | 30817.53 | 30948.23 | 29801.44 | 28479.6 | 27250.69 | 26005.31 | 24776.39 | 23815.69 | 23322.2 | 23399 | 24233.01 | 26356.45 | 27598.7 | 27878.07 | 27049.25 | 25994.68 | 24636.43 | 23735.12 | 623.6631 | 30948.23 | 2 | 2032
2032-02-17 | 23366.66 | 21358.74 | 21426.85 | 21924 | 23036.32 | 25335.41 | 27548.43 | 27684.48 | 26743.56 | 25716.23 | 24803.44 | 23846.54 | 22996.6 | 22412.35 | 22062.25 | 22163.43 | 22770.51 | 24378.22 | 25384.62 | 25503.6 | 24562.08 | 23456.71 | 22310.68 | 21513.41 | 572.3051 | 27684.48 | 2 | 2032
2032-02-18 | 21363.06 | 16846.27 | 16687.49 | 16946.22 | 17829.39 | 19522.69 | 21124.97 | 21253.19 | 20876.65 | 20579.81 | 20406.65 | 20172.79 | 19827.43 | 19603.3 | 19493.94 | 19622.43 | 19964.71 | 20899.47 | 21272.6 | 21073.08 | 20098.59 | 18981.67 | 17662.22 | 16672.56 | 468.7812 | 21363.06 | 2 | 2032
2032-02-19 | 16765.75 | 16343.25 | 16157.66 | 16388.46 | 17244.17 | 18910.4 | 20489.19 | 20623.28 | 20291.95 | 20057.39 | 19949.93 | 19776.49 | 19482.59 | 19301.73 | 19222.05 | 19355.45 | 19665.91 | 20539.71 | 20863.2 | 20624.28 | 19625.09 | 18484.69 | 17142.67 | 16128.54 | 453.4338 | 20863.2 | 2 | 2032
2032-02-20 | 16113.54 | 17549.26 | 17420.09 | 17714.99 | 18644.24 | 20383.68 | 21995.87 | 22139.46 | 21724.39 | 21365.5 | 21120.94 | 20819.47 | 20419.99 | 20146.37 | 20004.77 | 20119.95 | 20487.01 | 21481.62 | 21900.01 | 21713.17 | 20749.54 | 19649.82 | 18350.81 | 17381.77 | 479.3963 | 22139.46 | 2 | 2032
2032-02-21 | 17236.6 | 19058.42 | 18951.35 | 19170.47 | 19702.88 | 20318.07 | 20840.88 | 21433.28 | 21653.58 | 21320.37 | 20758.34 | 20262.34 | 19720.23 | 19264.8 | 19095.12 | 19283.75 | 19881.78 | 21195 | 21884.84 | 21959.46 | 21202.72 | 20379.69 | 19431.83 | 18746.79 | 482.7526 | 21959.46 | 2 | 2032
2032-02-22 | 18702.27 | 18040.71 | 17881.21 | 18045.35 | 18524.61 | 19090.16 | 19574.77 | 20175.48 | 20481.88 | 20268.55 | 19833.37 | 19455.22 | 19013 | 18641.54 | 18528.68 | 18725.21 | 19261.62 | 20456.2 | 21048.83 | 21050.82 | 20241.69 | 19371.89 | 18382.13 | 17651.23 | 462.4464 | 21050.82 | 2 | 2032
2032-02-23 | 17735.33 | 17160.23 | 17010.92 | 17282.99 | 18196.5 | 19905.78 | 21481.73 | 21637.11 | 21267.96 | 20968.07 | 20786.47 | 20546.74 | 20206.24 | 19972.17 | 19862.53 | 19989.55 | 20328.02 | 21268.77 | 21647.03 | 21416.37 | 20444.85 | 19330.91 | 18004.75 | 17005.85 | 473.4569 | 21647.03 | 2 | 2032
2032-02-24 | 16942.89 | 19192.18 | 19140.68 | 19513.16 | 20503.13 | 22270.98 | 24012.46 | 24192.19 | 23514.79 | 22964.53 | 22547.54 | 22081.95 | 21538.25 | 21150.04 | 20936.79 | 21065.67 | 21529.6 | 22699.2 | 23269.21 | 23176.65 | 22336.92 | 21320.51 | 20067.69 | 19157.17 | 515.1242 | 24192.19 | 2 | 2032
2032-02-25 | 18939.54 | 20763.37 | 20788.72 | 21242.14 | 22309.33 | 24331.36 | 26431.95 | 26606.42 | 25776.35 | 24890.68 | 24126.06 | 23342.43 | 22654.34 | 22145.51 | 21852.91 | 21975.05 | 22527.79 | 23937.16 | 24841.07 | 24837.94 | 23873.29 | 22880.69 | 21683.59 | 20835.97 | 553.5937 | 26606.42 | 2 | 2032
2032-02-26 | 20582.23 | 18824.77 | 18751.73 | 19101.86 | 20069.52 | 21811.56 | 23399.28 | 23584.13 | 23051.2 | 22576.92 | 22214.65 | 21799.09 | 21297.8 | 20945.7 | 20758.5 | 20893.43 | 21330.95 | 22450.05 | 22979.86 | 22849.24 | 21993.21 | 20958.59 | 19685.17 | 18753.26 | 510.6627 | 23584.13 | 2 | 2032
2032-02-27 | 18714.5 | 17985.14 | 17866.33 | 18173.27 | 19111.1 | 20836.04 | 22398.14 | 22563.72 | 22148.83 | 21780.25 | 21523.85 | 21206.89 | 20793.28 | 20510.04 | 20368.6 | 20496.28 | 20871.23 | 21882.03 | 22318.15 | 22108.54 | 21179.82 | 20093.76 | 18786.6 | 17813.93 | 491.5303 | 22563.72 | 2 | 2032
2032-02-28 | 17751.35 | 20535.86 | 20491.07 | 20776.99 | 21370.1 | 22016.5 | 22518.99 | 23128.49 | 23266.1 | 22806.5 | 22108.54 | 21480.8 | 20826.42 | 20279.05 | 20054.75 | 20249.68 | 20915.92 | 22362.02 | 23165.92 | 23284.93 | 22618.85 | 21856.58 | 20939.96 | 20294.89 | 515.1003 | 23284.93 | 2 | 2032
2032-02-29 | 20186.61 | 21024.88 | 21002.86 | 21312.94 | 21928.7 | 22591.77 | 23099.33 | 23765.73 | 23895.39 | 23304.75 | 22554.18 | 21876.64 | 21179.98 | 20597.51 | 20350.84 | 20545.02 | 21237.12 | 22733.33 | 23579.24 | 23726.2 | 23084.09 | 22343.04 | 21441.46 | 20813.82 | 528.1754 | 23895.39 | 2 | 2032
2032-03-01 | 20836.06 | 22247.42 | 22498.27 | 23259.8 | 24785.43 | 27259.05 | 29257.92 | 29328.81 | 28154.45 | 26887.82 | 25783.19 | 24683.69 | 23582.94 | 22694.23 | 22156.61 | 22161.5 | 22874.37 | 24381.23 | 25561.62 | 26120.35 | 25367.44 | 24351.78 | 23061.41 | 22246.32 | 589.5417 | 29328.81 | 3 | 2032
2032-03-02 | 22036.68 | 21502.16 | 21709.82 | 22424.82 | 23886.14 | 26292.85 | 28249.11 | 28315.37 | 27198.65 | 26019.23 | 25011.31 | 23996.88 | 22955.04 | 22134.1 | 21638.55 | 21662.04 | 22336.9 | 23761.45 | 24875.5 | 25391.88 | 24620.21 | 23576.63 | 22253.12 | 21409.67 | 573.2581 | 28315.37 | 3 | 2032
2032-03-03 | 21310.72 | 20247.98 | 20356.6 | 20874.23 | 22176.11 | 24514.73 | 26423.11 | 26498.48 | 25502.67 | 24492.83 | 23664.27 | 22817.12 | 21917.33 | 21215.52 | 20872.13 | 20900.1 | 21420.12 | 22676.02 | 23651.49 | 24068.48 | 23218.97 | 22108.11 | 20831.36 | 20085.31 | 541.8438 | 26498.48 | 3 | 2032
2032-03-04 | 20069.85 | 19991.35 | 20085.55 | 20588.23 | 21809.88 | 24128.96 | 26017.69 | 26098.72 | 25133.67 | 24165.6 | 23380.71 | 22573.67 | 21707.85 | 21060.74 | 20740.63 | 20772.01 | 21242.99 | 22458.36 | 23401.24 | 23789.58 | 22925.45 | 21799.43 | 20564.94 | 19805.15 | 534.3122 | 26098.72 | 3 | 2032
2032-03-05 | 19781.67 | 19543.95 | 19608.62 | 20090.71 | 21181.26 | 23496.71 | 25360.85 | 25463.49 | 24556.85 | 23666.97 | 22953.49 | 22216.88 | 21415.7 | 20875.01 | 20581.84 | 20602.69 | 21026.25 | 22110.31 | 22982.79 | 23303.71 | 22381.05 | 21227.75 | 20062.18 | 19279.3 | 523.77 | 25463.49 | 3 | 2032
2032-03-06 | 19260.94 | 18250.96 | 18203.76 | 18465.94 | 19033.18 | 19710.48 | 20100.6 | 20631.41 | 20722.2 | 20326.92 | 19762.4 | 19285.06 | 18757.86 | 18288.14 | 18113.51 | 18221.39 | 18709.36 | 19646.03 | 20372.19 | 20705.04 | 20001.91 | 19196.64 | 18270.35 | 17647.86 | 461.6841 | 20722.2 | 3 | 2032
2032-03-07 | 17866.27 | 18678.84 | 18651.35 | 18934.54 | 19521.39 | 20212.75 | 20606.38 | 21146.85 | 21223.5 | 20762.37 | 20152.33 | 19631.82 | 19067.91 | 18567.84 | 18373.99 | 18481.42 | 18991.79 | 19971.85 | 20734.43 | 21087.75 | 20409.11 | 19622.25 | 18708.88 | 18101.26 | 469.5069 | 21223.5 | 3 | 2032
2032-03-08 | 18242.76 | 19328.68 | 19382.93 | 19846.45 | 20925.16 | 23157.82 | 24979.13 | 25101.2 | 24246.94 | 23417.91 | 22773.48 | 22100.26 | 21362.34 | 20869.72 | 20609.28 | 20645.86 | 21049.46 | 22085.38 | 22919.24 | 23189.86 | 22265.91 | 21126.78 | 19934.32 | 19118.91 | 518.6798 | 25101.2 | 3 | 2032
2032-03-09 | 19050.21 | 18056.56 | 18043.75 | 18435.23 | 19425.73 | 21236.73 | 22998.25 | 23115.67 | 22376.32 | 21716.65 | 21255.81 | 20815.49 | 20322.74 | 19948.84 | 19752.81 | 19807.96 | 20144.81 | 20902.1 | 21532.16 | 21716.84 | 20827.91 | 19815.29 | 18574.81 | 17713.94 | 487.5866 | 23115.67 | 3 | 2032
2032-03-10 | 17781.66 | 17977.45 | 17898.48 | 18228.11 | 19156.22 | 20864.27 | 22538.23 | 22746.98 | 22229.83 | 21848.31 | 21701.11 | 21517.8 | 21204.77 | 21040.58 | 20998.84 | 21133.82 | 21512.11 | 22290.78 | 22765.9 | 22741.21 | 21577.75 | 20366.17 | 18986.34 | 17988.13 | 497.0949 | 22765.9 | 3 | 2032
2032-03-11 | 17819.46 | 16369.3 | 16269.84 | 16570.62 | 17472.84 | 19164.83 | 20536.64 | 20646.47 | 20179.14 | 19836.68 | 19670.61 | 19461.12 | 19130.46 | 18892.85 | 18789.7 | 18856.82 | 19089.43 | 19649.17 | 20064.61 | 20095.93 | 19213.79 | 18126.81 | 16818.47 | 15882.87 | 448.6085 | 20646.47 | 3 | 2032
2032-03-12 | 16033.41 | 17713.86 | 17673.55 | 18046.97 | 19027.3 | 20801.5 | 22453.33 | 22600.05 | 21920.55 | 21337.92 | 20978.2 | 20632.53 | 20190.84 | 19853.06 | 19685.14 | 19733.22 | 20032.12 | 20724.39 | 21241.81 | 21346.11 | 20482.34 | 19437.57 | 18175.47 | 17290.03 | 477.4113 | 22600.05 | 3 | 2032
2032-03-13 | 17274.6 | 16849.82 | 16720.73 | 16898.25 | 17381.34 | 17961.59 | 18245.97 | 18809.06 | 19047.36 | 18850.19 | 18492.27 | 18204.3 | 17836.67 | 17503.59 | 17427.55 | 17558.14 | 17946.52 | 18692.15 | 19265.82 | 19455.55 | 18689.67 | 17814.5 | 16811.51 | 16108.18 | 429.8453 | 19455.55 | 3 | 2032
2032-03-14 | 16325.17 | 16760.96 | 16608.59 | 16786.56 | 17238.87 | 17824.32 | 18468.48 | 19161.07 | 19537.44 | 19385.54 | 18981.51 | 18628.17 | 18220.61 | 17841.69 | 17679.67 | 17760.86 | 17955.78 | 18164.16 | 18762.87 | 19872.14 | 19413.37 | 18590.18 | 17531.12 | 16746.68 | 434.2458 | 19872.14 | 3 | 2032
2032-03-15 | 16602.55 | 18299.96 | 18277.35 | 18685.71 | 19678.38 | 21567.23 | 23730.39 | 24037.01 | 23464.52 | 22847.22 | 22310.2 | 21708.42 | 21077.19 | 20639.9 | 20355.78 | 20356.46 | 20497.72 | 20725.96 | 21358.41 | 22629.92 | 22042.38 | 20945.85 | 19649.2 | 18702.08 | 500.1898 | 24037.01 | 3 | 2032
2032-03-16 | 18283.49 | 16509.07 | 16391.18 | 16698.39 | 17574.01 | 19262.24 | 20965.38 | 21264.23 | 20889.49 | 20588.85 | 20371.33 | 20089.67 | 19712.45 | 19425.24 | 19237.75 | 19262.4 | 19305.21 | 19334.86 | 19783.64 | 20720.38 | 20163.39 | 19134.68 | 17765.91 | 16746.66 | 459.4799 | 21264.23 | 3 | 2032
2032-03-17 | 16519.05 | 15118.32 | 14928.6 | 15160.8 | 15963.23 | 17583.01 | 19232.92 | 19496.73 | 19286.64 | 19150.3 | 19105.74 | 18984.1 | 18743.43 | 18570.8 | 18460.99 | 18495.85 | 18453.89 | 18321.27 | 18637.62 | 19475.21 | 18847.83 | 17755.6 | 16329.9 | 15247.77 | 427.8696 | 19496.73 | 3 | 2032
2032-03-18 | 15055.09 | 16191.69 | 16052.42 | 16337.81 | 17191.49 | 18853.94 | 20529.42 | 20792.61 | 20506.25 | 20260.58 | 20101.06 | 19873.53 | 19542.99 | 19295.89 | 19137.58 | 19171.06 | 19190.41 | 19171.49 | 19577.95 | 20473.92 | 19897.51 | 18847.27 | 17454.78 | 16411.09 | 449.9178 | 20792.61 | 3 | 2032
2032-03-19 | 16102.58 | 17659.9 | 17589.94 | 17958.38 | 18899.76 | 20653.78 | 22650.13 | 22977.58 | 22489.93 | 21991.66 | 21572.54 | 21095.35 | 20626.17 | 20254.84 | 20014.77 | 20022.66 | 20115.36 | 20249.81 | 20781.9 | 21868 | 21233.8 | 20237.19 | 18904.77 | 17925.13 | 483.8759 | 22977.58 | 3 | 2032
2032-03-20 | 17542.33 | 18810.4 | 18748.75 | 19023.84 | 19565.89 | 20209.68 | 20855.32 | 21663.19 | 21963.69 | 21543.73 | 20857.82 | 20309.61 | 19736.78 | 19221.87 | 18975.93 | 19059.62 | 19357.53 | 19764.26 | 20529.3 | 21822.75 | 21415.39 | 20641.95 | 19636.82 | 18916.31 | 480.1728 | 21963.69 | 3 | 2032
2032-03-21 | 18672.66 | 17439.75 | 17308.55 | 17510.7 | 17982.28 | 18561.4 | 19159.05 | 19874.73 | 20234.81 | 20049.98 | 19607.57 | 19213.85 | 18772.08 | 18367.2 | 18195.44 | 18288.02 | 18503.79 | 18753.32 | 19390.23 | 20489.13 | 20078.08 | 19277.83 | 18219.06 | 17439.15 | 451.3887 | 20489.13 | 3 | 2032
2032-03-22 | 17333.77 | 16455.37 | 16324.26 | 16620.87 | 17502.35 | 19183.17 | 20840.54 | 21145.54 | 20858.34 | 20617.33 | 20456.64 | 20231.41 | 19916.73 | 19666.74 | 19515.32 | 19546.48 | 19562.89 | 19544.37 | 19949.24 | 20813.08 | 20232.26 | 19177.7 | 17777.75 | 16720.9 | 459.9931 | 21145.54 | 3 | 2032
2032-03-23 | 16458.49 | 14850.9 | 14632.01 | 14835.73 | 15607.33 | 17180.64 | 18767.47 | 19060.23 | 18917.93 | 18866.5 | 18910.6 | 18870.68 | 18701.62 | 18591.83 | 18531.04 | 18587.09 | 18514.4 | 18314.44 | 18569.99 | 19332.09 | 18685.93 | 17562.29 | 16093.46 | 14968.49 | 423.4112 | 19332.09 | 3 | 2032
2032-03-24 | 14790.41 | 16380.17 | 16196.57 | 16442.5 | 17252.34 | 18848.67 | 20452.83 | 20788.05 | 20640.84 | 20563.03 | 20589.8 | 20551.49 | 20396.31 | 20304.99 | 20265.89 | 20368.52 | 20380.75 | 20281.62 | 20560.13 | 21328.13 | 20647.2 | 19499.05 | 17996.37 | 16845.73 | 462.3714 | 21328.13 | 3 | 2032
2032-03-25 | 16384.71 | 15701.65 | 15440.6 | 15610.76 | 16344.53 | 17862.36 | 19415.01 | 19806.9 | 19837.97 | 19990.62 | 20271.75 | 20488.35 | 20563.9 | 20672.59 | 20776.74 | 20940.91 | 20908.05 | 20657.7 | 20749.49 | 21356.6 | 20539.46 | 19263.43 | 17638.51 | 16364.16 | 457.5867 | 21356.6 | 3 | 2032
2032-03-26 | 15869.66 | 14765.67 | 14508.69 | 14686.37 | 15438.33 | 16996.91 | 18547.05 | 18892.43 | 18846.01 | 18912.75 | 19076.05 | 19160.53 | 19109.82 | 19095.94 | 19107.91 | 19186.44 | 19089.51 | 18814.57 | 18969.55 | 19619.89 | 18886.12 | 17687.53 | 16154.61 | 14964.13 | 426.3865 | 19619.89 | 3 | 2032
2032-03-27 | 14683.29 | 15384.46 | 15119.58 | 15185.14 | 15521.73 | 15960.31 | 16436.59 | 17207.75 | 17821.55 | 17976.61 | 17897.24 | 17849 | 17707.53 | 17559.59 | 17569.41 | 17713.88 | 17794.51 | 17750.81 | 18117.09 | 18984.31 | 18421.52 | 17473.2 | 16269.76 | 15338.49 | 407.7434 | 18984.31 | 3 | 2032
2032-03-28 | 15174.88 | 15058.87 | 14784.02 | 14838.35 | 15163.79 | 15589.65 | 16047.39 | 16815 | 17437.29 | 17606.34 | 17538.64 | 17496.28 | 17357.06 | 17210.07 | 17220.13 | 17357.59 | 17415.91 | 17343.49 | 17700.54 | 18559.75 | 18003.6 | 17059.75 | 15858.66 | 14928.33 | 399.5654 | 18559.75 | 3 | 2032
2032-03-29 | 14833.99 | 14712.2 | 14483.05 | 14678.33 | 15458.28 | 17026.15 | 18564.07 | 18888.47 | 18787.37 | 18779.41 | 18860.87 | 18855.54 | 18727.4 | 18635.85 | 18597.38 | 18650.81 | 18546.02 | 18299.39 | 18524.83 | 19226.26 | 18571.85 | 17436.63 | 15949.77 | 14799.8 | 419.8937 | 19226.26 | 3 | 2032
2032-03-30 | 14577.86 | 16415.57 | 16269.1 | 16549.41 | 17392.5 | 19005.85 | 20575.25 | 20878.8 | 20630.01 | 20421.5 | 20294.79 | 20089.57 | 19775.91 | 19547.39 | 19413.93 | 19468.29 | 19468.95 | 19420.25 | 19814.74 | 20640.18 | 20103.01 | 19057.36 | 17637.18 | 16569.57 | 454.017 | 20878.8 | 3 | 2032
2032-03-31 | 16250.64 | 15886.69 | 15712.19 | 15963.3 | 16777.57 | 18362.8 | 19908.18 | 20217.64 | 20015.97 | 19872.56 | 19814.18 | 19671.78 | 19412.02 | 19228.7 | 19126.23 | 19185.27 | 19152.55 | 19040.12 | 19382.85 | 20167.59 | 19604.39 | 18534.22 | 17090.79 | 15997.85 | 444.3761 | 20217.64 | 3 | 2032
2032-04-01 | 15615.95 | 16430.07 | 16327.61 | 16608.74 | 17463.07 | 19376.29 | 21536.62 | 21982.44 | 21539.71 | 21092.88 | 20742.43 | 20265.36 | 19662.65 | 19304.99 | 19158 | 19320.48 | 19719.4 | 20003.65 | 19956.91 | 20964.82 | 20805.87 | 19375.02 | 17776.96 | 16883.95 | 461.9139 | 21982.44 | 4 | 2032
2032-04-02 | 16487.02 | 17264.74 | 17197.1 | 17526.68 | 18513.22 | 21012.12 | 23206.03 | 23663.13 | 23125.49 | 22542.16 | 22034.78 | 21416.52 | 20698.56 | 20236.04 | 20021.51 | 20162.87 | 20627.33 | 21044.57 | 21102.99 | 22167.52 | 22048.93 | 20663.7 | 18781.05 | 17734.49 | 489.2785 | 23663.13 | 4 | 2032
2032-04-03 | 17290.84 | 17272.02 | 17166.42 | 17367.28 | 17894.68 | 18532.86 | 19214.84 | 20280.88 | 20752.06 | 20427.42 | 19736.72 | 19074.47 | 18350.12 | 17999.14 | 17914.23 | 18062.53 | 18573.73 | 19189.92 | 19425.57 | 20699.58 | 20760.92 | 19665.71 | 18215.47 | 17535.65 | 451.4031 | 20760.92 | 4 | 2032
2032-04-04 | 17268.19 | 17728.57 | 17640.26 | 17860.05 | 18455.05 | 19380.79 | 20074.41 | 21148.33 | 21585.85 | 21209.35 | 20465.6 | 19756.74 | 18995.63 | 18427.09 | 18283.97 | 18525.58 | 19220.8 | 19903.79 | 20183.12 | 21479.16 | 21562.16 | 20481.81 | 19003.48 | 18052.16 | 466.6919 | 21585.85 | 4 | 2032
2032-04-05 | 17741.26 | 16792.83 | 16697.23 | 16989.35 | 17869.09 | 20034.66 | 22166.84 | 22660.2 | 22250.24 | 21827.27 | 21498.35 | 21047.84 | 20488.62 | 20152.47 | 20033.28 | 20211.61 | 20622.42 | 20914.97 | 20854.2 | 21806.01 | 21632.77 | 20180.55 | 18266.88 | 17349.45 | 480.0884 | 22660.2 | 4 | 2032
2032-04-06 | 16944.9 | 16010.15 | 15878.82 | 16131.13 | 16954.68 | 18482.25 | 20556.53 | 21031.62 | 20680.73 | 20353.42 | 20125.68 | 19757.83 | 19248.9 | 18971.88 | 18885.92 | 19066.65 | 19406.78 | 19579.99 | 19446.71 | 20357.81 | 20175.73 | 18707.51 | 17336.13 | 16410.61 | 450.5024 | 21031.62 | 4 | 2032
2032-04-07 | 16078.28 | 16964.52 | 16878.14 | 17177.95 | 18047.03 | 20315.32 | 22421.4 | 22896.3 | 22434.58 | 21948.22 | 21552.54 | 21029.02 | 20387.38 | 20000.48 | 19843.32 | 20021.57 | 20448.7 | 20785.31 | 20784.04 | 21778.36 | 21674.29 | 20269.22 | 18335.97 | 17437.58 | 479.5095 | 22896.3 | 4 | 2032
2032-04-08 | 17013.07 | 15622.79 | 15454.87 | 15670.76 | 16458.21 | 17851.63 | 19640.66 | 20154.82 | 19933.78 | 19775.6 | 19732.65 | 19546.83 | 19200.18 | 19062.64 | 19076.35 | 19296.33 | 19593.08 | 19645.36 | 19376.91 | 20168 | 19896.53 | 18341.58 | 17058.99 | 16080.6 | 443.6522 | 20168 | 4 | 2032
2032-04-09 | 15749.63 | 14774.72 | 14565.37 | 14748.84 | 15511.75 | 16900.17 | 18114.8 | 18532.61 | 18399.02 | 18366.78 | 18439.98 | 18360.13 | 18174.91 | 18132.71 | 18171.52 | 18290.27 | 18492.46 | 18392.02 | 18112.73 | 18719.7 | 18379.71 | 17360.04 | 16073.29 | 15074.25 | 415.8374 | 18719.7 | 4 | 2032
2032-04-10 | 14764.39 | 14635.53 | 14388.5 | 14442.4 | 14825.27 | 15235.83 | 15518.43 | 16205.51 | 16733.4 | 16864.51 | 16782.47 | 16697.85 | 16523.09 | 16421.43 | 16494.73 | 16668.92 | 16908.98 | 16967.75 | 16850.78 | 17417.54 | 17319.88 | 16522.37 | 15488.37 | 14679.66 | 385.3576 | 17417.54 | 4 | 2032
2032-04-11 | 14516.49 | 15956.31 | 15771.15 | 15890.82 | 16335.82 | 16797.76 | 17109.57 | 17796.32 | 18230.53 | 18227.39 | 18003.26 | 17786.09 | 17499.94 | 17305.65 | 17318.6 | 17490.32 | 17804.79 | 18003.44 | 17998.41 | 18854.09 | 18811.73 | 17860.96 | 16868.25 | 16106.4 | 414.3441 | 18854.09 | 4 | 2032
2032-04-12 | 15832.9 | 15760.34 | 15601.54 | 15828.62 | 16643.82 | 18058.91 | 19924.21 | 20462.38 | 20242.06 | 20072.08 | 20008 | 19801.58 | 19449.91 | 19291.49 | 19301.01 | 19512.42 | 19802.4 | 19857.83 | 19602.55 | 20369.47 | 20113.63 | 18569.3 | 17209.3 | 16226.37 | 447.5421 | 20462.38 | 4 | 2032
2032-04-13 | 15844.77 | 15686.12 | 15465.76 | 15633.65 | 16369.57 | 17695.03 | 19281.03 | 19912.22 | 19940.38 | 20087.9 | 20387.41 | 20552.55 | 20531.98 | 20681.29 | 20910.72 | 21251.09 | 21533.08 | 21432.25 | 20922.35 | 21457.36 | 21013.47 | 19274.89 | 17518.63 | 16422.52 | 459.806 | 21533.08 | 4 | 2032
2032-04-14 | 15883.45 | 14931.54 | 14683.58 | 14821.34 | 15528.51 | 16828.22 | 17983.11 | 18456.58 | 18536.21 | 18763.02 | 19140.37 | 19368.6 | 19395.53 | 19582.34 | 19834.06 | 20158.6 | 20366.56 | 20153.6 | 19580.87 | 20077.87 | 19617.13 | 18041.45 | 16643.63 | 15538.53 | 433.9147 | 20366.56 | 4 | 2032
2032-04-15 | 15085.29 | 14784.39 | 14537.89 | 14676.09 | 15385.35 | 16688.7 | 17838.46 | 18208.07 | 18259.93 | 18457.74 | 18788.32 | 18945.01 | 18886.02 | 18983.08 | 19157.08 | 19419.26 | 19585.06 | 19371.01 | 18853.28 | 19401.81 | 19000.69 | 17692.29 | 16324.68 | 15248.35 | 423.5778 | 19585.06 | 4 | 2032
2032-04-16 | 14865.41 | 14778.7 | 14521 | 14659.82 | 15375.3 | 16698.11 | 17844.17 | 18235.35 | 18289.34 | 18524.7 | 18896.48 | 19110.34 | 19119.08 | 19274.02 | 19499.07 | 19781.35 | 19947.3 | 19700.06 | 19123.65 | 19605.68 | 19140.23 | 17742.96 | 16357.05 | 15260.9 | 426.3501 | 19947.3 | 4 | 2032
2032-04-17 | 14832.37 | 14794.42 | 14435.25 | 14385.95 | 14663.21 | 14948.44 | 15137.48 | 15970.89 | 16823.01 | 17356.47 | 17715.25 | 18067.03 | 18276.21 | 18598.77 | 19078.7 | 19549.2 | 19867.72 | 19654.38 | 18999.38 | 19460.06 | 18959.39 | 17679.99 | 16415.09 | 15379.99 | 411.0487 | 19867.72 | 4 | 2032
2032-04-18 | 14921.89 | 14520.52 | 14165.84 | 14119.35 | 14398.06 | 14682.38 | 14862.59 | 15678.97 | 16505.34 | 17008.01 | 17335.91 | 17663.09 | 17858.84 | 18078.68 | 18410.1 | 18893.62 | 19213.43 | 18992.5 | 18346.91 | 18817.9 | 18339.69 | 17311.8 | 16059.8 | 15036.23 | 401.2214 | 19213.43 | 4 | 2032
2032-04-19 | 14610.07 | 14269.77 | 14007.35 | 14129.58 | 14839.91 | 16141.07 | 17260.37 | 17645.21 | 17712.32 | 17877.87 | 18125.15 | 18270.8 | 18282.43 | 18430.73 | 18663.08 | 18936.83 | 19052.53 | 18740.64 | 18206.94 | 18617.79 | 18234.32 | 17180.08 | 15796.65 | 14694.42 | 409.7259 | 19052.53 | 4 | 2032
2032-04-20 | 14315.64 | 14180.85 | 13918.83 | 14039.45 | 14729.18 | 16003.56 | 17106.48 | 17469.75 | 17510.32 | 17649.79 | 17872.75 | 17989.11 | 17961.8 | 18048.28 | 18184.28 | 18442.08 | 18560.53 | 18260.1 | 17905.19 | 18216.22 | 17995.21 | 16964.39 | 15593.46 | 14511.28 | 403.4285 | 18560.53 | 4 | 2032
2032-04-21 | 14187.9 | 15049.13 | 14738.83 | 14819.67 | 15465.84 | 16683.51 | 17763.4 | 18236.37 | 18616.55 | 19210.99 | 20000.08 | 20650.2 | 21068.24 | 21598.98 | 22109.64 | 22579.79 | 22771.62 | 22377.42 | 21516.06 | 21703.02 | 21036.61 | 19064.53 | 17242.12 | 15995.14 | 454.4856 | 22771.62 | 4 | 2032
2032-04-22 | 15316.39 | 15568.86 | 15226.88 | 15281.31 | 15898.63 | 17078.5 | 18140.64 | 18950.2 | 19528.92 | 20359.55 | 21424.16 | 22372.52 | 23075.37 | 23857.82 | 24557.12 | 25148.59 | 25382.84 | 24923.91 | 23869.78 | 23855.85 | 23013.12 | 20865.15 | 18247.13 | 16895.56 | 488.8388 | 25382.84 | 4 | 2032
2032-04-23 | 16031.29 | 15103.94 | 14775.17 | 14850.11 | 15496.3 | 16725.32 | 17793.01 | 18294.58 | 18734.83 | 19417.95 | 20293.73 | 21038.31 | 21549.71 | 22153.1 | 22720.12 | 23207.09 | 23386.37 | 22941.74 | 22002.88 | 22099.12 | 21356.93 | 19323.26 | 17364.63 | 16086.77 | 462.7463 | 23386.37 | 4 | 2032
2032-04-24 | 15377.06 | 14504.29 | 14231.42 | 14260.83 | 14614.64 | 14963.12 | 15138.27 | 15866.66 | 16462.66 | 16674.26 | 16672.06 | 16655.3 | 16537.42 | 16487.74 | 16607.51 | 16805.8 | 17009.16 | 16999.13 | 16833.08 | 17307.58 | 17221.99 | 16407.74 | 15330.34 | 14480.17 | 383.4482 | 17307.58 | 4 | 2032
2032-04-25 | 14358.78 | 14600.61 | 14332.35 | 14366.59 | 14724.95 | 15076.17 | 15250.63 | 15979.44 | 16568.5 | 16769.95 | 16756.77 | 16729.39 | 16602.25 | 16544.88 | 16659.86 | 16857.88 | 17065.84 | 17065.41 | 16908.22 | 17387.1 | 17308.27 | 16499.05 | 15424.88 | 14578.56 | 384.4163 | 17387.1 | 4 | 2032
2032-04-26 | 14432.6 | 14879.72 | 14646.22 | 14798.7 | 15536.35 | 16845.37 | 17937.53 | 18368.33 | 18407.93 | 18570.61 | 18854.33 | 18967.5 | 18890.95 | 18969.24 | 19156.98 | 19433.08 | 19588.26 | 19365.08 | 18868.17 | 19361.93 | 19019.04 | 17730.04 | 16365.16 | 15286.21 | 424.2793 | 19588.26 | 4 | 2032
2032-04-27 | 14911.02 | 14747.77 | 14452.37 | 14544.95 | 15202.6 | 16422.72 | 17470.39 | 17911.55 | 18085.38 | 18483.71 | 19128.93 | 19613.26 | 19869.55 | 20258.4 | 20668.77 | 21075.08 | 21222.05 | 20839.56 | 20085.47 | 20349.71 | 19815.86 | 18099.05 | 16612.12 | 15420.71 | 435.291 | 21222.05 | 4 | 2032
2032-04-28 | 14919.33 | 15189.29 | 14844.76 | 14894.25 | 15506.18 | 16671.38 | 17692.92 | 18216.65 | 18764.82 | 19570.43 | 20594.79 | 21483.92 | 22123.37 | 22849.27 | 23509.82 | 24067.69 | 24248.83 | 23750.67 | 22728.13 | 22724.51 | 21954.22 | 19861.66 | 17649.87 | 16320.76 | 470.1375 | 24248.83 | 4 | 2032
2032-04-29 | 15534.29 | 14888.77 | 14611.32 | 14721.32 | 15396.06 | 16629.48 | 17676.04 | 18105.68 | 18255.66 | 18644.6 | 19189.71 | 19570.28 | 19730.83 | 20037.27 | 20390.27 | 20771.35 | 20927.44 | 20596.06 | 19917.41 | 20237.64 | 19769.56 | 18104.45 | 16647.32 | 15486.51 | 435.8393 | 20927.44 | 4 | 2032
2032-04-30 | 15023.65 | 15036.93 | 14796.11 | 14951.99 | 15679.86 | 16982.26 | 18048.85 | 18547.7 | 18593.44 | 18764.41 | 19049.72 | 19166.23 | 19087.43 | 19176.63 | 19374.54 | 19661.76 | 19820.58 | 19595.21 | 19089.22 | 19551.54 | 19207.4 | 17827.88 | 16456.78 | 15379.61 | 428.8697 | 19820.58 | 4 | 2032
2032-05-01 | 14603.17 | 15264.25 | 14971.21 | 14995.32 | 15341.86 | 15612.96 | 15814.09 | 16753.29 | 17497.19 | 17753.89 | 17770.32 | 17707.22 | 17570.33 | 17483.73 | 17611.82 | 17905.78 | 18256.72 | 18416.1 | 18202.27 | 18388.89 | 18462.6 | 17706.08 | 16533.19 | 15554.11 | 406.1764 | 18462.6 | 5 | 2032
2032-05-02 | 15224.57 | 14940.21 | 14630.04 | 14636.23 | 14965.11 | 15218.09 | 15402.1 | 16345.35 | 17118.17 | 17414.6 | 17472.56 | 17447.43 | 17342.77 | 17283.25 | 17430.14 | 17726.99 | 18056.8 | 18176.54 | 17931.43 | 18092.16 | 18151.4 | 17380.72 | 16193.66 | 15199.33 | 399.7796 | 18176.54 | 5 | 2032
2032-05-03 | 14915.13 | 14152.13 | 13847.25 | 13945.89 | 14654.6 | 15925.45 | 17087.33 | 17642.08 | 17824.69 | 18058.44 | 18367.16 | 18486.27 | 18489.05 | 18562.87 | 18723.74 | 18963.85 | 19114.68 | 18997.69 | 18548.61 | 18502.58 | 18419.75 | 17421.28 | 15922.31 | 14674.02 | 411.2468 | 19114.68 | 5 | 2032
2032-05-04 | 14272.37 | 14570.87 | 14203.16 | 14244.5 | 14874.42 | 16053.13 | 17176.48 | 17809.12 | 18174.96 | 18638.75 | 19217.31 | 19619.75 | 19873.97 | 20204.32 | 20649.51 | 21115.16 | 21351.24 | 21090.72 | 20244.73 | 20012.8 | 19779.88 | 18623.49 | 16962.32 | 15565.24 | 434.3282 | 21351.24 | 5 | 2032
2032-05-05 | 14874.41 | 15292.02 | 14865.43 | 14856.36 | 15433.08 | 16546.86 | 17641.59 | 18382.79 | 18960.37 | 19679.19 | 20655.53 | 21610.67 | 22341.8 | 23103.19 | 23793.63 | 24407.79 | 24682.56 | 24317.5 | 23205.68 | 22640.19 | 22068.77 | 20288.72 | 18449.59 | 16881.11 | 474.9788 | 24682.56 | 5 | 2032
2032-05-06 | 15848.74 | 14955.6 | 14555.76 | 14569.4 | 15170.19 | 16310.55 | 17408.17 | 18101.16 | 18581.45 | 19182.85 | 19916.09 | 20570 | 21108.82 | 21699.29 | 22262.91 | 22797.55 | 23043.37 | 22723 | 21743.43 | 21304.01 | 20859.47 | 19469.32 | 17716.63 | 16231.93 | 456.1297 | 23043.37 | 5 | 2032
2032-05-07 | 15424.29 | 15247.56 | 14825.57 | 14832.58 | 15431.85 | 16583.45 | 17675.48 | 18417.77 | 18967.51 | 19651.9 | 20515.02 | 21394.97 | 22057.7 | 22746.62 | 23385.07 | 23950.97 | 24202.83 | 23843.61 | 22770.39 | 22225.33 | 21677.14 | 20014.1 | 18208.72 | 16671.96 | 470.7224 | 24202.83 | 5 | 2032
2032-05-08 | 15716.29 | 14698.99 | 14249.34 | 14124.31 | 14319.39 | 14422.03 | 14506.13 | 15605.68 | 16759.83 | 17533.82 | 18122.97 | 18636.42 | 19019.38 | 19381.38 | 19830.68 | 20276.93 | 20657.27 | 20488.31 | 19820.44 | 19626.87 | 19401.53 | 18346.43 | 16878.56 | 15607.88 | 418.0309 | 20657.27 | 5 | 2032
2032-05-09 | 14993 | 14412.97 | 13962.56 | 13835.16 | 14027.08 | 14124.87 | 14197.95 | 15285.51 | 16427.1 | 17187.4 | 17762.55 | 18264.6 | 18642.27 | 19005.15 | 19460.16 | 19910.39 | 20190.14 | 20050.18 | 19433.38 | 19240.16 | 19023.91 | 17978.5 | 16518.36 | 15254.31 | 409.1877 | 20190.14 | 5 | 2032
2032-05-10 | 14667.56 | 15277.57 | 14874.81 | 14888.84 | 15507.82 | 16659.92 | 17742.49 | 18479.37 | 19010.01 | 19661.91 | 20491.81 | 21313.21 | 21923.69 | 22553.42 | 23151.87 | 23696.16 | 23937.75 | 23598.68 | 22579.59 | 22068.59 | 21585.61 | 19989.65 | 18205.33 | 16683.6 | 468.5493 | 23937.75 | 5 | 2032
2032-05-11 | 15742.56 | 14599.23 | 14232.35 | 14274.15 | 14903.18 | 16065.35 | 17142.24 | 17783.98 | 18150.48 | 18611.85 | 19180.91 | 19563 | 19792.65 | 20085.47 | 20489.64 | 20941.99 | 21153.47 | 20881.38 | 20089.36 | 19861.76 | 19667.17 | 18533.3 | 16878.26 | 15489.59 | 434.1133 | 21153.47 | 5 | 2032
2032-05-12 | 14866.3 | 14844.86 | 14508.34 | 14579.76 | 15237.75 | 16426.14 | 17513.93 | 18134.53 | 18431.48 | 18802.05 | 19272.2 | 19557.71 | 19703.24 | 19926.35 | 20218.09 | 20649.52 | 20887.25 | 20689.48 | 20012.37 | 19840.28 | 19698.34 | 18613.49 | 17002.43 | 15658.66 | 435.0745 | 20887.25 | 5 | 2032
2032-05-13 | 15056.47 | 15029.14 | 14662.38 | 14706.83 | 15336.84 | 16493.02 | 17564.99 | 18231.31 | 18625.34 | 19114.76 | 19719.67 | 20145.84 | 20505.88 | 20957.33 | 21428.6 | 21921.36 | 22165.25 | 21906.76 | 21050.74 | 20694.18 | 20377.64 | 19186.61 | 17497.79 | 16078.45 | 448.4572 | 22165.25 | 5 | 2032
2032-05-14 | 15356.07 | 15022.18 | 14694.53 | 14787.39 | 15472.61 | 16702.37 | 17794.02 | 18422.23 | 18693.63 | 19029.71 | 19447.29 | 19685.59 | 19794.24 | 19975.54 | 20220.56 | 20620.92 | 20858.54 | 20684.98 | 20043.09 | 19874.72 | 19730.86 | 18658.33 | 17070.78 | 15749.66 | 438.3898 | 20858.54 | 5 | 2032
2032-05-15 | 15162.27 | 14157.81 | 13782.98 | 13723.81 | 13984.85 | 14145.96 | 14214.91 | 15207.18 | 16119.51 | 16594.35 | 16839.87 | 16988.51 | 17035.09 | 17106.35 | 17351.97 | 17685.86 | 17944.55 | 17914.2 | 17537.17 | 17550.37 | 17559.96 | 16722.99 | 15450.7 | 14372.26 | 385.1535 | 17944.55 | 5 | 2032
2032-05-16 | 14124.9 | 14685.18 | 14330.54 | 14293.18 | 14575.12 | 14752.19 | 14830.08 | 15827.64 | 16715.44 | 17152.7 | 17359.42 | 17473.53 | 17491.15 | 17538.59 | 17769.24 | 18106.5 | 18393.36 | 18410.93 | 18066.6 | 18096.99 | 18122.83 | 17297.45 | 16032.42 | 14964.05 | 396.41 | 18410.93 | 5 | 2032
2032-05-17 | 14634.63 | 15502.1 | 15216.74 | 15340.8 | 16068.83 | 17319.64 | 18418.08 | 19037.84 | 19253.69 | 19505.66 | 19838.98 | 19991.04 | 20030.64 | 20143.48 | 20384.66 | 20773.17 | 21044.33 | 20959.24 | 20360.71 | 20211.42 | 20135.95 | 19114.42 | 17560.65 | 16269.34 | 447.116 | 21044.33 | 5 | 2032
2032-05-18 | 15695.75 | 15525.82 | 15092.65 | 15077.83 | 15648.96 | 16734.2 | 17755.18 | 18527.73 | 19133.83 | 19883.51 | 20947.41 | 21875.95 | 22546.06 | 23228.04 | 23846.93 | 24401.36 | 24610.74 | 24222.79 | 23153.87 | 22570.59 | 22083.88 | 20332.73 | 18501.16 | 16944.57 | 478.3415 | 24610.74 | 5 | 2032
2032-05-19 | 16024.93 | 15212.09 | 14799.49 | 14802.08 | 15389.28 | 16489.68 | 17511.21 | 18245.7 | 18779.38 | 19440.08 | 20233.7 | 21047.15 | 21627.71 | 22248.07 | 22836.14 | 23384.06 | 23602.08 | 23241.54 | 22233.5 | 21710.33 | 21284.94 | 19779.22 | 17992.71 | 16479.43 | 464.3945 | 23602.08 | 5 | 2032
2032-05-20 | 15663.54 | 15540.68 | 15092 | 15063 | 15617.55 | 16679.97 | 17684.46 | 18478.92 | 19134.47 | 19943.45 | 21123.15 | 22168.5 | 22961.9 | 23764.58 | 24483.24 | 25105.57 | 25334.9 | 24906.95 | 23749.32 | 23077.41 | 22519.35 | 20697.11 | 18725.31 | 17117.7 | 484.633 | 25334.9 | 5 | 2032
2032-05-21 | 16133.68 | 15851.3 | 15373.34 | 15330.94 | 15879.69 | 16952.59 | 17951.75 | 18802.46 | 19542.81 | 20496.79 | 21900.04 | 23066.18 | 23956.52 | 24814.51 | 25559.84 | 26167.02 | 26368.26 | 25891.98 | 24657.14 | 23896.5 | 23250.54 | 21352.8 | 19169.32 | 17518.08 | 499.8841 | 26368.26 | 5 | 2032
2032-05-22 | 16439.17 | 15332.7 | 14797.48 | 14595.71 | 14713 | 14708.94 | 14687.95 | 15931.48 | 17360.57 | 18469.32 | 19414.5 | 20260.42 | 21119.98 | 21891.07 | 22675.48 | 23344.09 | 23664.51 | 23315.55 | 22230.79 | 21666.8 | 21182.29 | 19739.42 | 18088.73 | 16644.16 | 452.2741 | 23664.51 | 5 | 2032
2032-05-23 | 15825.07 | 15594.55 | 15039.35 | 14820.28 | 14921.73 | 14900.11 | 14867.99 | 16147.82 | 17644.05 | 18835.48 | 19864.69 | 20935.05 | 21876.98 | 22685.43 | 23481.48 | 24141.88 | 24440.08 | 24060.29 | 22930.09 | 22314.29 | 21790.99 | 20162.69 | 18476.21 | 16997.69 | 462.7543 | 24440.08 | 5 | 2032
2032-05-24 | 16101.53 | 16356.94 | 15845.18 | 15763.07 | 16287.94 | 17320.82 | 18303.43 | 19230.25 | 20119.82 | 21505.48 | 23157.88 | 24535.81 | 25585.76 | 26533.1 | 27315.36 | 27914.75 | 28071.81 | 27529.42 | 26197.6 | 25328.45 | 24605.81 | 22609.62 | 20044.42 | 18309.14 | 524.5734 | 28071.81 | 5 | 2032
2032-05-25 | 17106.57 | 16688.9 | 16149 | 16041.01 | 16521.41 | 17501.34 | 18459.58 | 19417.79 | 20426.48 | 22006.6 | 23804.85 | 25316.39 | 26461.61 | 27498.58 | 28330.12 | 28963.53 | 29121.27 | 28548.43 | 27145.7 | 26207.49 | 25434.77 | 23372.17 | 20614.69 | 18774.57 | 539.9128 | 29121.27 | 5 | 2032
2032-05-26 | 17495.83 | 16035.04 | 15543.09 | 15476.58 | 15991.2 | 16997.85 | 17957.59 | 18834.04 | 19643.19 | 20767.46 | 22315.77 | 23643.19 | 24694.49 | 25718.69 | 26599.45 | 27317.37 | 27556.98 | 27043.87 | 25706.67 | 24835.98 | 24132.45 | 22154.99 | 19699.25 | 17973.92 | 514.1349 | 27556.98 | 5 | 2032
2032-05-27 | 16815.14 | 15920.08 | 15436.55 | 15377.28 | 15898.13 | 16909.22 | 17866.68 | 18728.97 | 19510.18 | 20544.55 | 22045.38 | 23332.66 | 24356.71 | 25366.53 | 26245.07 | 26969.08 | 27216.81 | 26714.02 | 25395.58 | 24541.64 | 23858.76 | 21902.66 | 19523.51 | 17811.94 | 508.2871 | 27216.81 | 5 | 2032
2032-05-28 | 16686.45 | 16431.48 | 15905.87 | 15822.31 | 16328.57 | 17344.26 | 18298.99 | 19240.11 | 20148.61 | 21568.25 | 23267.56 | 24726.65 | 25873.66 | 26942.05 | 27832.95 | 28518.19 | 28717.14 | 28152.24 | 26739 | 25779.56 | 24987.66 | 22931.43 | 20231.95 | 18461.15 | 530.9361 | 28717.14 | 5 | 2032
2032-05-29 | 17200.31 | 16493.86 | 15868.12 | 15588.22 | 15631.32 | 15543.25 | 15475.25 | 16883.14 | 18621.35 | 20108.71 | 21815.27 | 23426.38 | 24674.61 | 25703.74 | 26623.95 | 27323.25 | 27584.56 | 27090.91 | 25748.02 | 24904.75 | 24193.37 | 22312.1 | 19976.06 | 18349.89 | 507.1404 | 27584.56 | 5 | 2032
2032-05-30 | 17185.82 | 14583.75 | 14126.68 | 13993.16 | 14175.74 | 14228.94 | 14198.74 | 15321.49 | 16495 | 17286.88 | 17883.9 | 18387.17 | 18753.71 | 19101.45 | 19549.49 | 19994.49 | 20239.26 | 20069.75 | 19460.15 | 19216.85 | 19056.07 | 18032.55 | 16559.89 | 15289.27 | 413.1902 | 20239.26 | 5 | 2032
2032-05-31 | 14648.66 | 14047.65 | 13583.39 | 13465.88 | 13755.48 | 14051.42 | 14167.76 | 15052.13 | 16123.45 | 17213.79 | 18215.09 | 18893.85 | 19208.47 | 19515.79 | 19951.9 | 20502.34 | 20694.45 | 20226.87 | 19457.12 | 19175.17 | 19011.94 | 17962.38 | 16465.29 | 15140.36 | 410.5306 | 20694.45 | 5 | 2032
2032-06-01 | 14733.52 | 16294.84 | 15789.47 | 15713.12 | 16148.92 | 16875.65 | 17706.31 | 18702.97 | 19449.63 | 20273.3 | 21192.43 | 21811.64 | 22296.83 | 23037.52 | 23693.46 | 24251.46 | 24434.48 | 24022.5 | 22870.58 | 21981.76 | 21520.59 | 20579.12 | 18930.37 | 17499.78 | 479.8102 | 24434.48 | 6 | 2032
2032-06-02 | 16626.68 | 16613.1 | 16080.12 | 15979.76 | 16391.47 | 17089.9 | 17905.53 | 18951.37 | 19793.33 | 20732.95 | 21779.08 | 22671.29 | 23536.68 | 24407.86 | 25150.04 | 25750.65 | 25930.92 | 25464.02 | 24198.38 | 23078.06 | 22253.04 | 21242.33 | 19524.85 | 18028.3 | 499.1797 | 25930.92 | 6 | 2032
2032-06-03 | 17090.33 | 16434.05 | 15913.97 | 15824.65 | 16247.38 | 16957.97 | 17777.25 | 18799.06 | 19594.73 | 20478.13 | 21462.09 | 22144.11 | 22881.06 | 23686.3 | 24384.91 | 24963.05 | 25140.78 | 24697.04 | 23487.59 | 22423.97 | 21856.11 | 20880.96 | 19197.79 | 17734.24 | 490.0575 | 25140.78 | 6 | 2032
2032-06-04 | 16892.79 | 16084.08 | 15590.91 | 15530.88 | 15993.58 | 16757.19 | 17589.64 | 18572.5 | 19272.72 | 20036.51 | 20881.11 | 21426.74 | 21803.45 | 22235.31 | 22840.63 | 23359.55 | 23524.47 | 23124.11 | 22083.99 | 21460.42 | 21015.03 | 20105.02 | 18497.42 | 17103.62 | 471.7817 | 23524.47 | 6 | 2032
2032-06-05 | 16395.78 | 16206.49 | 15609.23 | 15365.73 | 15389.3 | 15117.72 | 15000.08 | 16434.07 | 17940.75 | 19097.96 | 20099.06 | 20913.56 | 21568.59 | 22192.62 | 23097.16 | 23878.85 | 24241.14 | 23869.66 | 22627.33 | 21825.43 | 21303.94 | 20394.18 | 18867.77 | 17498.73 | 464.9351 | 24241.14 | 6 | 2032
2032-06-06 | 16666.52 | 16818.12 | 16174.15 | 15890.36 | 15876.57 | 15568.02 | 15440.28 | 16956.67 | 18621.95 | 19974.71 | 21180.58 | 22179.09 | 23314.58 | 24416.54 | 25431.65 | 26219.26 | 26545.94 | 26095.86 | 24707.04 | 23515.89 | 22546.63 | 21478.4 | 19857.82 | 18398.46 | 493.8751 | 26545.94 | 6 | 2032
2032-06-07 | 17377.71 | 16816 | 16265.93 | 16153.25 | 16571.9 | 17274.23 | 18080.19 | 19173.55 | 20090.14 | 21114.88 | 22247.96 | 23469.38 | 24458.63 | 25412.48 | 26212.53 | 26829.46 | 26992.34 | 26475.94 | 25126.47 | 23904.71 | 22954.7 | 21692.17 | 19927.69 | 18379.98 | 513.0022 | 26992.34 | 6 | 2032
2032-06-08 | 17393.92 | 17409.59 | 16813.24 | 16657.95 | 17018.01 | 17660.47 | 18448.32 | 19606.95 | 20663.36 | 21866.56 | 23628.1 | 25178.32 | 26328.71 | 27391.46 | 28227.84 | 28840.94 | 28968.46 | 28387.67 | 26923.65 | 25592.06 | 24546.58 | 22766.18 | 20809.82 | 19191.02 | 540.3192 | 28968.46 | 6 | 2032
2032-06-09 | 18070.17 | 17648.81 | 17034.1 | 16862.94 | 17208.29 | 17835.28 | 18615.98 | 19807.43 | 20925.94 | 22205.61 | 24261.24 | 25916.61 | 27144.42 | 28256.23 | 29113.5 | 29724.94 | 29834.63 | 29221.99 | 27704.26 | 26315.27 | 25221.14 | 23386.61 | 21183.61 | 19530.99 | 553.03 | 29834.63 | 6 | 2032
2032-06-10 | 18369.04 | 17847.29 | 17217.89 | 17034.01 | 17368.52 | 17986.22 | 18764.96 | 19981.79 | 21148.32 | 22560.98 | 24778.61 | 26503.17 | 27770.9 | 28895.56 | 29743.88 | 30332.65 | 30417.14 | 29782.37 | 28236.81 | 26818.63 | 25696.83 | 23829.33 | 21455.01 | 19782.78 | 562.3227 | 30417.14 | 6 | 2032
2032-06-11 | 18616.34 | 18060.83 | 17414.99 | 17223.2 | 17561.19 | 18193.65 | 18976.84 | 20232.26 | 21455.06 | 23072.51 | 25388.81 | 27210.06 | 28562.98 | 29746.83 | 30630.75 | 31221.14 | 31293.17 | 30624.71 | 29010.89 | 27518.57 | 26313.84 | 24379.68 | 21781.88 | 20075.26 | 574.5654 | 31293.17 | 6 | 2032
2032-06-12 | 18824.82 | 17520.78 | 16823.41 | 16493.28 | 16438.22 | 16087.54 | 15937.54 | 17548.86 | 19391.27 | 20963.54 | 22388.91 | 24177.01 | 25588.34 | 26773.11 | 27793.08 | 28530.03 | 28776.88 | 28237.34 | 26727.26 | 25400.09 | 24323.13 | 22631.77 | 20857.79 | 19316.87 | 527.5509 | 28776.88 | 6 | 2032
2032-06-13 | 18221.23 | 16623.23 | 15994.39 | 15723.41 | 15723.51 | 15427.85 | 15292.99 | 16783.06 | 18391.9 | 19676.49 | 20799.34 | 21701.59 | 22447 | 23414.81 | 24327.8 | 25048 | 25342.43 | 24919.01 | 23629.95 | 22527.02 | 21901.21 | 20953.98 | 19388.68 | 17983.41 | 482.2423 | 25342.43 | 6 | 2032
2032-06-14 | 17144.99 | 17235.91 | 16653.38 | 16512.63 | 16905 | 17577.9 | 18366.7 | 19518.82 | 20545.54 | 21705.5 | 23267.88 | 24763.15 | 25891.84 | 26936.29 | 27777.99 | 28396.16 | 28527.97 | 27953.1 | 26506.5 | 25178.14 | 24143.36 | 22413.01 | 20584.56 | 18976.04 | 533.4824 | 28527.97 | 6 | 2032
2032-06-15 | 17865.13 | 16974.44 | 16410.85 | 16283.76 | 16669.85 | 17334.89 | 18119.82 | 19221.93 | 20166.53 | 21231.47 | 22444.9 | 23789.91 | 24779.54 | 25731.32 | 26512.17 | 27114.34 | 27258.23 | 26729.05 | 25375.4 | 24147.84 | 23214.52 | 21851.45 | 20075.03 | 18523.1 | 517.8255 | 27258.23 | 6 | 2032
2032-06-16 | 17550.51 | 17258.47 | 16674.37 | 16529.46 | 16901.6 | 17556.7 | 18340.54 | 19477.32 | 20486.49 | 21633.36 | 23168.53 | 24585.92 | 25596.47 | 26525.25 | 27254.76 | 27793.32 | 27883.74 | 27327.03 | 25958.41 | 24713.05 | 23762.22 | 22194.06 | 20400.66 | 18832.81 | 528.405 | 27883.74 | 6 | 2032
2032-06-17 | 17829.85 | 17458.58 | 16857.09 | 16697.39 | 17051.23 | 17680.31 | 18451.18 | 19621.85 | 20698.96 | 21925.38 | 23761.51 | 25368.16 | 26581.15 | 27708.27 | 28601.65 | 29257.28 | 29398.58 | 28799.17 | 27291.24 | 25906.25 | 24831.32 | 23018.88 | 20951.31 | 19308.88 | 545.0555 | 29398.58 | 6 | 2032
2032-06-18 | 18187.69 | 17895.62 | 17263.39 | 17083.15 | 17434.65 | 18082.6 | 18865.72 | 20096.29 | 21266.87 | 22695.57 | 24893.6 | 26571.75 | 27774.94 | 28815.69 | 29585.21 | 30096.04 | 30130.77 | 29490.59 | 27979.13 | 26582.61 | 25476.32 | 23632.52 | 21345.4 | 19693.79 | 560.9399 | 30130.77 | 6 | 2032
2032-06-19 | 18550.72 | 17708.96 | 17000.05 | 16659.63 | 16601.59 | 16256.69 | 16109.3 | 17737.47 | 19605.89 | 21215.96 | 22752.53 | 24518.94 | 25794.54 | 26793.68 | 27621.89 | 28189.23 | 28327.87 | 27785.53 | 26367.6 | 25124.87 | 24129.43 | 22498.71 | 20809.8 | 19308.43 | 527.4693 | 28327.87 | 6 | 2032
2032-06-20 | 18311.38 | 17412.64 | 16726.47 | 16405.66 | 16366.16 | 16040.06 | 15897.97 | 17485.78 | 19276.25 | 20790.5 | 22126.29 | 23578.81 | 24741.8 | 25661.34 | 26446.85 | 27002.7 | 27153.74 | 26650.55 | 25310.36 | 24146.3 | 23224.26 | 21930.17 | 20312.59 | 18858.37 | 511.857 | 27153.74 | 6 | 2032
2032-06-21 | 17963.41 | 18611.68 | 17929.72 | 17702.47 | 18027.15 | 18650.78 | 19431.02 | 20751.66 | 22091.39 | 24279.09 | 26766.15 | 28608.91 | 29834.44 | 30762.61 | 31351.65 | 31658.62 | 31527.93 | 30818.49 | 29302.17 | 27887.78 | 26773.22 | 24884.75 | 22149.84 | 20465.45 | 588.2304 | 31658.62 | 6 | 2032
2032-06-22 | 19287.48 | 18900.23 | 18192.54 | 17940.79 | 18217.5 | 18782.5 | 19541.01 | 20894.31 | 22316.12 | 24813.05 | 27502.63 | 29584.41 | 31050 | 32227.64 | 33016.01 | 33474.72 | 33414.81 | 32658.92 | 30974.62 | 29402.37 | 28149.37 | 26117.08 | 23048.53 | 21085.56 | 610.5922 | 33474.72 | 6 | 2032
2032-06-23 | 19767.58 | 19166.71 | 18440.34 | 18172.36 | 18437.4 | 18996.84 | 19758.88 | 21142.7 | 22748.22 | 25387.71 | 28174.43 | 30306.22 | 31767.37 | 32895.85 | 33609.91 | 33987.81 | 33867.68 | 33090.54 | 31408.77 | 29838.59 | 28581.26 | 26534.17 | 23454.73 | 21346.96 | 620.883 | 33987.81 | 6 | 2032
2032-06-24 | 20018.13 | 18480.69 | 17805.1 | 17581.14 | 17883.54 | 18474.67 | 19243.09 | 20539.33 | 21852.41 | 23908.69 | 26387.22 | 28283.19 | 29611.05 | 30700.74 | 31451.21 | 31911.91 | 31881.49 | 31180.36 | 29591.32 | 28118.91 | 26954.04 | 25018.4 | 22195.76 | 20483.17 | 589.5556 | 31911.91 | 6 | 2032
2032-06-25 | 19308.58 | 18308.22 | 17645.3 | 17438.58 | 17767.05 | 18394.22 | 19172.41 | 20456.28 | 21728.17 | 23585.14 | 25974.81 | 27807.7 | 29108.91 | 30193.83 | 30961.19 | 31438.36 | 31428.25 | 30740.42 | 29160.56 | 27693.42 | 26520.11 | 24599.84 | 21935.44 | 20238.15 | 581.6049 | 31438.36 | 6 | 2032
2032-06-26 | 19055.03 | 18191.36 | 17446.72 | 17075.51 | 16990.78 | 16622.87 | 16473.07 | 18162.82 | 20149.24 | 21906.49 | 24022.28 | 25971.36 | 27364.2 | 28417.81 | 29245.6 | 29775.25 | 29864.13 | 29267.57 | 27768.04 | 26443.83 | 25365.98 | 23643.53 | 21508.39 | 19953.01 | 550.6849 | 29864.13 | 6 | 2032
2032-06-27 | 18880.45 | 18130.44 | 17387.4 | 17018 | 16927.96 | 16544.19 | 16385.59 | 18076.69 | 20071.43 | 21832.72 | 23956.58 | 26032 | 27613.3 | 28892.3 | 29936.24 | 30645.53 | 30838.5 | 30225.74 | 28597.14 | 27149.01 | 25957.39 | 24139.83 | 21772.95 | 20156.22 | 557.1676 | 30838.5 | 6 | 2032
2032-06-28 | 18942.45 | 18531.04 | 17852.33 | 17628.54 | 17948.96 | 18558.65 | 19335.91 | 20654.44 | 21998.26 | 24131.85 | 26665.82 | 28643.49 | 30075.33 | 31252.67 | 32081.4 | 32588.7 | 32578.48 | 31856.25 | 30198.59 | 28654.4 | 27410.04 | 25416.31 | 22433.25 | 20682.95 | 596.1201 | 32588.7 | 6 | 2032
2032-06-29 | 19339.67 | 16707.21 | 16164.57 | 16055.89 | 16459.14 | 17142.53 | 17937.87 | 19002.15 | 19875.84 | 20853.57 | 21939.06 | 22965.79 | 23871.28 | 24771.88 | 25533.17 | 26140.7 | 26308.36 | 25816.51 | 24520.62 | 23358.19 | 22474.49 | 21401.79 | 19664.71 | 18150.5 | 506.4555 | 26308.36 | 6 | 2032
2032-06-30 | 17292.8 | 17064.1 | 16493.66 | 16361.05 | 16740.94 | 17399.39 | 18187.15 | 19301.17 | 20271.61 | 21367.58 | 22709.6 | 24127.03 | 25191.87 | 26215.36 | 27053.21 | 27694.84 | 27858.76 | 27316.87 | 25910.95 | 24638.06 | 23651.36 | 22108.69 | 20304.31 | 18725.39 | 523.9858 | 27858.76 | 6 | 2032
2032-07-01 | 17821.96 | 18532.45 | 17891.56 | 17676.55 | 17990.07 | 18620.59 | 19188.68 | 20249 | 21358.83 | 22667.54 | 24580.34 | 26402.03 | 27747.61 | 28970.22 | 29934.71 | 30623.82 | 30738.76 | 30088.98 | 28496.58 | 27014.13 | 25904.94 | 23928.11 | 21906.12 | 20293.72 | 568.6273 | 30738.76 | 7 | 2032
2032-07-02 | 19187.05 | 19264.01 | 18566.93 | 18314.24 | 18605.09 | 19237.89 | 19811.47 | 20974.21 | 22257.11 | 23998.43 | 26587.62 | 28649.44 | 30127.87 | 31369.97 | 32276.99 | 32847.51 | 32852.38 | 32115.87 | 30421.41 | 28828.11 | 27593.87 | 25491.46 | 22830.51 | 21156.05 | 603.3655 | 32852.38 | 7 | 2032
2032-07-03 | 19935.04 | 18043.85 | 17349.59 | 17000.44 | 16939.37 | 16625.49 | 16280.37 | 17705.98 | 19439.08 | 20921.06 | 22246.01 | 23406.13 | 24782.13 | 25960.97 | 27020.04 | 27805.87 | 28073.18 | 27553.28 | 26079.53 | 24770.45 | 23776.25 | 22526.29 | 20948.25 | 19512.76 | 524.7014 | 28073.18 | 7 | 2032
2032-07-04 | 18625.49 | 17615.82 | 16953.83 | 16632.71 | 16596.66 | 16306.75 | 15970.29 | 17339.12 | 18964.65 | 20313.18 | 21503.61 | 22501.01 | 23325.21 | 24444.56 | 25494.72 | 26307.88 | 26620.4 | 26154.97 | 24761.86 | 23538.81 | 22849.1 | 21846.13 | 20321.95 | 18937.84 | 503.9265 | 26620.4 | 7 | 2032
2032-07-05 | 17934.2 | 17285.38 | 16616.02 | 16306.94 | 16371.39 | 16309.93 | 16113.65 | 17274.37 | 18815.55 | 20441.87 | 21997.3 | 23163.6 | 24296.68 | 25297.97 | 26274.07 | 27040.15 | 27185.41 | 26474.9 | 24943.19 | 23690.25 | 22890.34 | 21873.91 | 20339.16 | 18916.21 | 507.8524 | 27185.41 | 7 | 2032
2032-07-06 | 18165.59 | 19854.99 | 19118.23 | 18820.02 | 19066.1 | 19647.51 | 20217.25 | 21439.67 | 22856.98 | 25270.77 | 28125.01 | 30356.25 | 31885.23 | 33090.83 | 33893.42 | 34344.97 | 34245.86 | 33459.4 | 31738.48 | 30124.28 | 28872.4 | 26713.14 | 23649.63 | 21860.38 | 626.8164 | 34344.97 | 7 | 2032
2032-07-07 | 20566.87 | 20043.1 | 19292.26 | 18981.93 | 19216.9 | 19788.48 | 20358.56 | 21605.32 | 23070.48 | 25698.46 | 28650.7 | 30970.51 | 32566.97 | 33817.4 | 34640.66 | 35093.77 | 34984.98 | 34175.41 | 32407.9 | 30749.23 | 29450.33 | 27242.84 | 24134.4 | 22141.54 | 639.649 | 35093.77 | 7 | 2032
2032-07-08 | 20861.41 | 19494.53 | 18783.87 | 18508.58 | 18772.15 | 19366.84 | 19943.49 | 21121.24 | 22457.67 | 24480.61 | 27192.41 | 29346.99 | 30874.5 | 32140.06 | 33037.04 | 33594.05 | 33581.13 | 32831.68 | 31112.69 | 29510.5 | 28260.37 | 26122.56 | 23210.82 | 21511.21 | 616.1164 | 33594.05 | 7 | 2032
2032-07-09 | 20326.01 | 19174.74 | 18485.22 | 18239.38 | 18536.82 | 19179.85 | 19767.73 | 20915.3 | 22172.92 | 23818.01 | 26361.23 | 28389.51 | 29849.09 | 31084.9 | 31994.25 | 32573.98 | 32597.17 | 31878.58 | 30197.33 | 28629.5 | 27397.31 | 25306.36 | 22724.18 | 21060.11 | 600.6595 | 32597.17 | 7 | 2032
2032-07-10 | 19896.01 | 18405.07 | 17685.4 | 17314.49 | 17236.11 | 16913.86 | 16582.65 | 18049.28 | 19864.25 | 21450.19 | 22876.8 | 24518.35 | 25958.68 | 27149.02 | 28177.14 | 28908.91 | 29131.4 | 28580.44 | 27062.01 | 25719.74 | 24666.56 | 23053.52 | 21444.13 | 19978.32 | 540.6223 | 29131.4 | 7 | 2032
2032-07-11 | 19006.82 | 16986.36 | 16372.58 | 16093.68 | 16095.43 | 15845.81 | 15536.47 | 16818.49 | 18284.1 | 19434.74 | 20429.51 | 21271.91 | 21942.52 | 22595.43 | 23354.72 | 24223.8 | 24619.83 | 24240.73 | 23005.41 | 22320.38 | 21832.74 | 20902.45 | 19453.02 | 18139.55 | 478.8065 | 24619.83 | 7 | 2032
2032-07-12 | 17436.52 | 17799.25 | 17217.4 | 17055.89 | 17438.29 | 18147.88 | 18762.68 | 19735.49 | 20669.34 | 21754.71 | 22957.25 | 24266.05 | 25427.73 | 26538.56 | 27479.78 | 28193.04 | 28380.33 | 27824.43 | 26363.55 | 25032.2 | 24016.11 | 22617.9 | 20893.45 | 19364.1 | 535.3719 | 28380.33 | 7 | 2032
2032-07-13 | 18372.96 | 18712.67 | 18060.94 | 17837.12 | 18145.46 | 18783.98 | 19384.81 | 20458.25 | 21601.34 | 22954.59 | 25099.98 | 26973.37 | 28341.65 | 29558.93 | 30494.46 | 31145.79 | 31245.98 | 30595.93 | 28988.09 | 27517.23 | 26364.1 | 24353.97 | 22168.33 | 20546.52 | 577.7064 | 31245.98 | 7 | 2032
2032-07-14 | 19391.94 | 18882.29 | 18218.34 | 17983.9 | 18283.94 | 18916.62 | 19516.85 | 20610.9 | 21792.43 | 23194.46 | 25547.46 | 27464.9 | 28845.08 | 30046.96 | 30949.62 | 31560.71 | 31627.31 | 30960.35 | 29343.93 | 27862.75 | 26699.38 | 24672.32 | 22361.01 | 20730.06 | 585.4635 | 31627.31 | 7 | 2032
2032-07-15 | 19594.03 | 18988.59 | 18316.82 | 18075.65 | 18369.67 | 18997.62 | 19599.6 | 20706.93 | 21914.91 | 23378.55 | 25845.4 | 27811.39 | 29227.82 | 30452.85 | 31364.97 | 31975.15 | 32036.08 | 31357.09 | 29715.66 | 28211.86 | 27021.91 | 24968.15 | 22533.98 | 20888.32 | 591.353 | 32036.08 | 7 | 2032
2032-07-16 | 19741.2 | 18855.31 | 18192.87 | 17970.81 | 18293.97 | 18974.78 | 19598.14 | 20692.35 | 21852.45 | 23230.82 | 25474.37 | 27297.46 | 28571.15 | 29648.78 | 30442.43 | 30954.41 | 30975.31 | 30322.38 | 28769.79 | 27353.02 | 26218.1 | 24236.71 | 22120.61 | 20529.51 | 580.3167 | 30975.31 | 7 | 2032
2032-07-17 | 19477.59 | 18790.58 | 18046.47 | 17654.45 | 17565.28 | 17251.75 | 16948.64 | 18450.18 | 20332.47 | 22009.87 | 23578.41 | 25510.22 | 26850.65 | 27860.44 | 28675.31 | 29203.56 | 29299.86 | 28738.14 | 27287.76 | 26026.53 | 25008.71 | 23284.52 | 21698.54 | 20255.45 | 549.8054 | 29299.86 | 7 | 2032
2032-07-18 | 19347.39 | 19058.81 | 18294.2 | 17884.62 | 17778.2 | 17448.06 | 17145.67 | 18683.12 | 20637.5 | 22403.14 | 24348.49 | 26434.91 | 27910.25 | 29028.08 | 29913.15 | 30476.58 | 30578.48 | 29980.45 | 28437.21 | 27088.62 | 25978.75 | 24127.24 | 22205.51 | 20711.04 | 565.8995 | 30578.48 | 7 | 2032
2032-07-19 | 19694.42 | 20026.83 | 19283.94 | 18982.8 | 19252.08 | 19882.25 | 20509.35 | 21753.17 | 23204.11 | 25835.82 | 28728.31 | 30954.77 | 32438.9 | 33536.13 | 34217.16 | 34540.36 | 34378.01 | 33595.83 | 31909.63 | 30356.01 | 29083.75 | 26923.99 | 23893.91 | 22034.23 | 635.0158 | 34540.36 | 7 | 2032
2032-07-20 | 20758.39 | 18166.71 | 17557.91 | 17371.69 | 17715.71 | 18396.6 | 19029.41 | 20023.63 | 21020.67 | 22195.17 | 23619.48 | 25242.72 | 26427.86 | 27529 | 28413.24 | 29067.21 | 29217.49 | 28651.7 | 27171.02 | 25849.75 | 24798.76 | 23080.96 | 21334.37 | 19791.42 | 552.4309 | 29217.49 | 7 | 2032
2032-07-21 | 18847.6 | 18416.96 | 17790.19 | 17588.38 | 17920 | 18592.71 | 19227.53 | 20251.81 | 21306.14 | 22553.2 | 24289.75 | 25986.77 | 27201.67 | 28293.9 | 29142 | 29746.56 | 29854.64 | 29264.36 | 27762.79 | 26421.13 | 25345.01 | 23425.88 | 21643.21 | 20083.13 | 560.9553 | 29854.64 | 7 | 2032
2032-07-22 | 19048.05 | 18667.83 | 18022.9 | 17805.44 | 18123.99 | 18787.8 | 19426.95 | 20481.55 | 21595.22 | 22916.92 | 24977.24 | 26766.01 | 28035.25 | 29146.45 | 29983.79 | 30559.42 | 30638.47 | 30022.7 | 28483.52 | 27108.09 | 25989.26 | 24023.85 | 21997.86 | 20413.01 | 573.0216 | 30638.47 | 7 | 2032
2032-07-23 | 19364.44 | 19719.39 | 18994.45 | 18718.63 | 18996.44 | 19646.52 | 20287.59 | 21486.01 | 22851.56 | 25107.61 | 27855.14 | 30008.29 | 31488.71 | 32654.06 | 33431.13 | 33860.11 | 33792.39 | 33051.55 | 31355.93 | 29813.19 | 28516.1 | 26363.91 | 23379.22 | 21696.94 | 622.4393 | 33860.11 | 7 | 2032
2032-07-24 | 20438.34 | 19110.87 | 18344.06 | 17932.98 | 17826.75 | 17505.31 | 17226.44 | 18763.84 | 20724.16 | 22499.15 | 24514.49 | 26613.49 | 28093.51 | 29207.33 | 30079.88 | 30629.06 | 30732.27 | 30142.1 | 28596.03 | 27264.05 | 26131.7 | 24267.45 | 22294.9 | 20799.73 | 569.7379 | 30732.27 | 7 | 2032
2032-07-25 | 19791.42 | 19202.03 | 18428.79 | 18012.24 | 17901.41 | 17577.93 | 17304.59 | 18852.22 | 20833.95 | 22635.95 | 24773.38 | 26911.54 | 28419.61 | 29549.7 | 30426.48 | 30971.74 | 31070.39 | 30472.39 | 28907.07 | 27561.04 | 26404.76 | 24518.06 | 22442.86 | 20936.43 | 573.906 | 31070.39 | 7 | 2032
2032-07-26 | 19868.08 | 19134.76 | 18459.04 | 18216.86 | 18536.14 | 19216.26 | 19879.67 | 21003.94 | 22237.79 | 23891.13 | 26380.56 | 28326.72 | 29685.32 | 30791.31 | 31574.19 | 32051.82 | 32050.61 | 31381.59 | 29784.05 | 28352.72 | 27148.26 | 25101.45 | 22652.81 | 21023.8 | 596.7489 | 32051.82 | 7 | 2032
2032-07-27 | 19884.52 | 19240.62 | 18554.23 | 18301.24 | 18589.18 | 19232.63 | 19888.03 | 21011.43 | 22263.08 | 24019 | 26575.8 | 28604.03 | 30038.92 | 31240.79 | 32096.59 | 32641.04 | 32677.69 | 32003.54 | 30350.12 | 28877.2 | 27628.98 | 25533.66 | 22886.96 | 21232.97 | 603.3723 | 32677.69 | 7 | 2032
2032-07-28 | 20048.9 | 20302.42 | 19539.02 | 19219.05 | 19453.09 | 20056.86 | 20709.81 | 21963.78 | 23534.8 | 26390.15 | 29406.84 | 31748.96 | 33310.27 | 34474.65 | 35178.85 | 35515.01 | 35367.43 | 34583.26 | 32840.93 | 31271.91 | 29925.72 | 27696.28 | 24610.76 | 22456.5 | 649.6052 | 35515.01 | 7 | 2032
2032-07-29 | 21132.27 | 20097.29 | 19348.71 | 19041.74 | 19285.68 | 19896.8 | 20553.21 | 21781.89 | 23233.48 | 25939.8 | 28875.58 | 31174.15 | 32734.67 | 33933.24 | 34691.28 | 35087.56 | 34988.83 | 34225.45 | 32484.17 | 30921.56 | 29576.7 | 27359.58 | 24286.41 | 22257.25 | 642.9073 | 35087.56 | 7 | 2032
2032-07-30 | 20984.46 | 19590.93 | 18878.37 | 18613.9 | 18903.55 | 19575.99 | 20252.81 | 21424.71 | 22748.26 | 24867.01 | 27538.73 | 29634.09 | 31077.15 | 32222.04 | 32990.28 | 33423.15 | 33384.85 | 32679.96 | 31011.21 | 29524.34 | 28225.62 | 26091.33 | 23227.84 | 21565.24 | 618.4358 | 33423.15 | 7 | 2032
2032-07-31 | 20378.11 | 19491.23 | 18699.2 | 18266.8 | 18144.99 | 17824.29 | 17580.09 | 19154.99 | 21195.51 | 23074.1 | 25576.78 | 27795.81 | 29335.47 | 30451.83 | 31280.34 | 31763.54 | 31825.11 | 31214.3 | 29627.5 | 28282.7 | 27078.26 | 25147.89 | 22827.57 | 21305 | 587.3214 | 31825.11 | 7 | 2032
2032-08-01 | 20608.79 | 19866.88 | 18970.37 | 18492.93 | 18393.67 | 18263.74 | 17951.64 | 19466.16 | 21726.87 | 23882.95 | 26114.2 | 28128.8 | 29617.85 | 30745.33 | 31616.58 | 32156.76 | 32243.54 | 31590.05 | 30082.98 | 29024.23 | 27906.96 | 25659.64 | 23368.6 | 21550.64 | 597.4302 | 32243.54 | 8 | 2032
2032-08-02 | 20490.16 | 20790.83 | 19934.24 | 19597.4 | 19951.27 | 20949.88 | 21718.91 | 22862.08 | 24487.56 | 26855.05 | 29509.21 | 31625.64 | 33140.12 | 34300.31 | 35057.37 | 35452.32 | 35353.62 | 34551.2 | 32907.39 | 31655.09 | 30392.46 | 27883.12 | 24975 | 22904.23 | 657.3445 | 35452.32 | 8 | 2032
2032-08-03 | 21564.58 | 20195.32 | 19381.27 | 19078.98 | 19441.04 | 20440.98 | 21212.54 | 22263.7 | 23733.51 | 25767.36 | 28215.24 | 30176.96 | 31600.2 | 32755.34 | 33552.3 | 34029.63 | 34013.43 | 33272.94 | 31690.1 | 30515.06 | 29323.35 | 26888.14 | 24164.43 | 22165.6 | 635.442 | 34029.63 | 8 | 2032
2032-08-04 | 20956.58 | 19763.19 | 18981.52 | 18707.38 | 19093.18 | 20115.4 | 20898.46 | 21892.82 | 23257.86 | 25058.06 | 27358.65 | 29212.95 | 30581.99 | 31729.73 | 32554.31 | 33080.06 | 33115.22 | 32413.67 | 30868.96 | 29739.62 | 28582 | 26194.02 | 23611.35 | 21650.68 | 619.4177 | 33115.22 | 8 | 2032
2032-08-05 | 20465.54 | 18342.8 | 17667.82 | 17485.87 | 17951.7 | 19047.96 | 19855.07 | 20663.15 | 21677.32 | 22988.54 | 24515.69 | 25939.38 | 27056.94 | 28096.78 | 28936.35 | 29559.99 | 29722.68 | 29150.09 | 27780.69 | 26838.52 | 25848.2 | 23821.81 | 21606.15 | 19801.15 | 564.8202 | 29722.68 | 8 | 2032
2032-08-06 | 18923.52 | 18993.81 | 18268.09 | 18050.79 | 18493.88 | 19581.5 | 20389.21 | 21295.42 | 22479.51 | 23997.26 | 25900.15 | 27583.07 | 28893.54 | 30066.04 | 30978.57 | 31609.62 | 31746.45 | 31102.74 | 29590.16 | 28500.18 | 27352.66 | 25019.79 | 22665.33 | 20758.06 | 592.2393 | 31746.45 | 8 | 2032
2032-08-07 | 19610.06 | 19135.03 | 18295.38 | 17867.68 | 17812.91 | 17734.31 | 17465.82 | 18876.33 | 20949.54 | 22874.06 | 24686.65 | 26478.73 | 27846.16 | 28926.69 | 29810.54 | 30405.12 | 30572.35 | 29997.4 | 28575.72 | 27628.36 | 26573.98 | 24469.26 | 22391.55 | 20653.52 | 569.6372 | 30572.35 | 8 | 2032
2032-08-08 | 19676.52 | 19447.73 | 18584.73 | 18137.09 | 18064.43 | 17970.84 | 17705.27 | 19155.7 | 21307.49 | 23329.58 | 25321.21 | 27238.11 | 28685.84 | 29818.47 | 30724.38 | 31317.9 | 31472.3 | 30870.07 | 29392.88 | 28393.99 | 27281.94 | 25066.58 | 22900.91 | 21118.68 | 582.9826 | 31472.3 | 8 | 2032
2032-08-09 | 20032.68 | 18706.98 | 18006.35 | 17805.37 | 18272.58 | 19377.9 | 20209.22 | 21078.38 | 22202.4 | 23642.37 | 25406.4 | 27034.5 | 28328.53 | 29499.68 | 30432.42 | 31095.18 | 31267.01 | 30651.52 | 29163.68 | 28110.58 | 26981.94 | 24695.9 | 22399.12 | 20507.72 | 584.9084 | 31267.01 | 8 | 2032
2032-08-10 | 19387.45 | 18181.76 | 17522.91 | 17355.13 | 17839.47 | 18970.67 | 19817.88 | 20590.24 | 21541.19 | 22780.16 | 24217.96 | 25466.76 | 26450.72 | 27357.66 | 28083.7 | 28625.34 | 28762.83 | 28229.61 | 26952.71 | 26121.12 | 25195.86 | 23324.68 | 21179.16 | 19440.87 | 553.3958 | 28762.83 | 8 | 2032
2032-08-11 | 18598.91 | 17918.95 | 17282.23 | 17133.81 | 17635.55 | 18785.25 | 19644.27 | 20378.14 | 21257.03 | 22406.66 | 23755.12 | 24840.93 | 25770.03 | 26649.81 | 27372.89 | 27929.6 | 28093.39 | 27590.49 | 26352.39 | 25565.27 | 24672.39 | 22911.45 | 20801.14 | 19096.32 | 542.442 | 28093.39 | 8 | 2032
2032-08-12 | 18306.68 | 18883.8 | 18172.45 | 17959.78 | 18403.85 | 19500.77 | 20352.68 | 21215.06 | 22342.63 | 23800.83 | 25605 | 27167.59 | 28329.87 | 29351.58 | 30125.3 | 30663.06 | 30770.15 | 30175.11 | 28774.89 | 27827.65 | 26775.26 | 24563.57 | 22315.98 | 20479.09 | 581.8626 | 30770.15 | 8 | 2032
2032-08-13 | 19440.35 | 19300.62 | 18557.49 | 18325.61 | 18764.15 | 19873.14 | 20732.87 | 21658.52 | 22887.26 | 24469.28 | 26503.96 | 28179.29 | 29418.12 | 30469.05 | 31238.74 | 31735.84 | 31801.82 | 31164.99 | 29701.85 | 28686.45 | 27550.86 | 25230.68 | 22874.12 | 20993.24 | 599.5583 | 31801.82 | 8 | 2032
2032-08-14 | 19874.54 | 18658.62 | 17857.36 | 17463.64 | 17440.03 | 17404.42 | 17188.13 | 18525.08 | 20471.86 | 22241.52 | 23905.9 | 25439.06 | 26738.34 | 27800.47 | 28701.35 | 29338.49 | 29571.69 | 29056.61 | 27683.44 | 26816.87 | 25782.55 | 23833.62 | 21809.82 | 20121.45 | 553.7249 | 29571.69 | 8 | 2032
2032-08-15 | 19200.02 | 18718.76 | 17912.48 | 17514.82 | 17485.56 | 17444.32 | 17235.29 | 18580.84 | 20549.33 | 22344.28 | 24046.8 | 25668.45 | 27044.2 | 28185.95 | 29154.67 | 29842.98 | 30106.43 | 29583.36 | 28157.86 | 27247.59 | 26158.98 | 24116.46 | 22057.94 | 20335.4 | 558.6928 | 30106.43 | 8 | 2032
2032-08-16 | 19310.62 | 19344.33 | 18600.9 | 18363.63 | 18805.62 | 19911.83 | 20792.49 | 21725.81 | 22981.95 | 24593.63 | 26706.06 | 28456.47 | 29785.68 | 30915.5 | 31752.53 | 32299.47 | 32395.82 | 31754.04 | 30241.84 | 29191.47 | 28003.03 | 25637.77 | 23190.51 | 21268.72 | 606.0297 | 32395.82 | 8 | 2032
2032-08-17 | 20066.32 | 20519.44 | 19688.58 | 19373.33 | 19731.75 | 20766.38 | 21637.06 | 22700.53 | 24217.46 | 26412.82 | 28936.34 | 30947.13 | 32375.36 | 33493.54 | 34219.64 | 34620.15 | 34584.46 | 33862.07 | 32277.02 | 31158.58 | 29901.86 | 27426.82 | 24626 | 22624.67 | 646.1673 | 34620.15 | 8 | 2032
2032-08-18 | 21277.5 | 19529.82 | 18771.97 | 18520.07 | 18930.28 | 20008.31 | 20893.49 | 21831.12 | 23114.45 | 24779.41 | 26977.41 | 28761.35 | 30090.73 | 31221.03 | 32038.46 | 32572.53 | 32663.05 | 32022.73 | 30507.48 | 29470.39 | 28282.28 | 25904.35 | 23403.99 | 21477.98 | 613.0502 | 32663.05 | 8 | 2032
2032-08-19 | 20307.81 | 19818.25 | 19040.57 | 18771.51 | 19170.08 | 20245 | 21138.75 | 22107.86 | 23450.62 | 25263.1 | 27538.16 | 29357.61 | 30674.99 | 31754.91 | 32501.14 | 32960.25 | 32997.97 | 32342.63 | 30835.23 | 29808.02 | 28618.84 | 26231.82 | 23680.54 | 21751.45 | 620.3671 | 32997.97 | 8 | 2032
2032-08-20 | 20554.11 | 19214.39 | 18480.27 | 18257.16 | 18704.27 | 19835.85 | 20745.93 | 21648.98 | 22849.67 | 24398.86 | 26395.39 | 28072.65 | 29335.7 | 30424.38 | 31230.98 | 31763.11 | 31873.25 | 31260.71 | 29782.08 | 28784.56 | 27605.34 | 25265.13 | 22903.19 | 21019.62 | 600.4056 | 31873.25 | 8 | 2032
2032-08-21 | 19882.36 | 18396.5 | 17618.23 | 17245.32 | 17242.24 | 17243.47 | 17085.41 | 18374.05 | 20244 | 21921.55 | 23499.38 | 24892.26 | 26153.82 | 27205.03 | 28111.55 | 28769.05 | 29048.46 | 28578.4 | 27232.65 | 26429.46 | 25389.31 | 23514.61 | 21524.78 | 19866.74 | 545.4686 | 29048.46 | 8 | 2032
2032-08-22 | 18947.46 | 18152.34 | 17392.98 | 17036.51 | 17048.4 | 17066.25 | 16919.42 | 18173.81 | 19980.62 | 21580.34 | 23079.66 | 24377.56 | 25535.88 | 26559.31 | 27459.15 | 28126.01 | 28425.77 | 27981.49 | 26671.47 | 25909.95 | 24899.6 | 23127.32 | 21170.06 | 19542.92 | 535.1643 | 28425.77 | 8 | 2032
2032-08-23 | 18639.75 | 18233.21 | 17574.62 | 17411.68 | 17917.12 | 19091.94 | 20032.12 | 20812.34 | 21794.65 | 23065.37 | 24572.91 | 26031.29 | 27243.11 | 28378.5 | 29306.28 | 29993.65 | 30243.3 | 29711.93 | 28283.28 | 27355.78 | 26223.47 | 24084.3 | 21855.62 | 20025.46 | 567.8817 | 30243.3 | 8 | 2032
2032-08-24 | 18896.16 | 18330.8 | 17663.85 | 17491.39 | 17969.03 | 19116.48 | 20054.21 | 20829.47 | 21819.32 | 23106.78 | 24634.01 | 26126.19 | 27322.52 | 28451.74 | 29361.73 | 30043.01 | 30291.78 | 29766.4 | 28345.47 | 27437.5 | 26320.83 | 24165.85 | 21934.59 | 20109.06 | 569.5882 | 30291.78 | 8 | 2032
2032-08-25 | 18982.31 | 18131.36 | 17479.81 | 17320.69 | 17809.71 | 18970.12 | 19921.04 | 20668.3 | 21609.34 | 22835.88 | 24307.03 | 25701.17 | 26882.5 | 28019.26 | 28951.19 | 29662.27 | 29942.12 | 29436.93 | 28027.1 | 27139.06 | 26027.18 | 23927.64 | 21711.58 | 19900.39 | 563.364 | 29942.12 | 8 | 2032
2032-08-26 | 18787.59 | 17863.03 | 17232.78 | 17091.98 | 17598.82 | 18780.39 | 19744.55 | 20452.71 | 21320.69 | 22458.07 | 23834.52 | 25046.25 | 26145.33 | 27221.68 | 28118.54 | 28817.49 | 29106.91 | 28632.71 | 27280.06 | 26454.63 | 25391.75 | 23430.83 | 21262.06 | 19496.27 | 551.5696 | 29106.91 | 8 | 2032
2032-08-27 | 18471.15 | 17373.43 | 16781.28 | 16681.16 | 17238.87 | 18490.41 | 19479.24 | 20126.69 | 20857.34 | 21825.36 | 23005.16 | 23953.48 | 24745.14 | 25660.63 | 26450.83 | 27080.95 | 27358.11 | 26934.5 | 25703.46 | 24996.37 | 24116 | 22356.34 | 20295.52 | 18631.04 | 528.6125 | 27358.11 | 8 | 2032
2032-08-28 | 17771.31 | 16597.31 | 15958.17 | 15705.57 | 15811.67 | 15931.98 | 15849.76 | 16887.73 | 18295.29 | 19401.85 | 20404.79 | 21293.25 | 22045.82 | 22767.99 | 23503.28 | 24127.44 | 24496.21 | 24255.42 | 23327.69 | 22900.77 | 22213.03 | 20671.84 | 18917.57 | 17484.27 | 476.62 | 24496.21 | 8 | 2032
2032-08-29 | 16862.09 | 16439.33 | 15814.46 | 15573.95 | 15694.81 | 15838.4 | 15775.16 | 16784.36 | 18137.98 | 19181.37 | 20107.08 | 20904.81 | 21563.72 | 22194.99 | 22855.77 | 23428.03 | 23778.57 | 23561.9 | 22699.21 | 22342.62 | 21707.93 | 20220.78 | 18522.89 | 17144.11 | 467.1343 | 23778.57 | 8 | 2032
2032-08-30 | 16628.67 | 19029.59 | 18318.7 | 18110.52 | 18585.51 | 19761.37 | 20756.62 | 21616.43 | 22760.84 | 24242.09 | 26143.34 | 27767.25 | 29000.24 | 30057.82 | 30842.82 | 31367.58 | 31510.18 | 30946.21 | 29503.66 | 28589.93 | 27401.71 | 25079.91 | 22782.82 | 20925.18 | 591.729 | 31510.18 | 8 | 2032
2032-08-31 | 19655.9 | 19296.05 | 18563.9 | 18334.92 | 18772.47 | 19912.53 | 20903.48 | 21780.47 | 22974.72 | 24525.52 | 26573.81 | 28255.02 | 29502.02 | 30565.13 | 31329.01 | 31834.5 | 31960.19 | 31386.74 | 29931.35 | 29015.84 | 27823.01 | 25479.19 | 23099.47 | 21228.29 | 602.7035 | 31960.19 | 8 | 2032
2032-09-01 | 20335.43 | 18092.07 | 17483.26 | 17327.63 | 17802.71 | 18943.92 | 19963.56 | 20553.93 | 21508.17 | 23053.24 | 25090.47 | 26863.03 | 28242.55 | 29503.93 | 30456.81 | 31111.24 | 31157.89 | 30275.7 | 28777.7 | 28163.47 | 26264.96 | 23770.54 | 21325.89 | 19650.18 | 575.7183 | 31157.89 | 9 | 2032
2032-09-02 | 18707.83 | 17722.89 | 17141.94 | 17010.32 | 17507.3 | 18670.73 | 19699.51 | 20240.19 | 21100.75 | 22366.25 | 24247.39 | 25886.01 | 27170.48 | 28375.16 | 29308.4 | 29971.61 | 30044.84 | 29203.02 | 27770.96 | 27227.01 | 25389.2 | 22963.3 | 20763.04 | 19136.28 | 557.6244 | 30044.84 | 9 | 2032
2032-09-03 | 18253.64 | 17524.74 | 16959.81 | 16848.26 | 17376.67 | 18585.47 | 19634.28 | 20156.6 | 20964.79 | 22094.49 | 23844.86 | 25400.8 | 26632.45 | 27801.33 | 28721.34 | 29375.91 | 29458.19 | 28635.51 | 27230.2 | 26713.27 | 24876.07 | 22476.88 | 20424.42 | 18826.11 | 548.8161 | 29458.19 | 9 | 2032
2032-09-04 | 17960.42 | 17412.12 | 16754.66 | 16456.7 | 16517.66 | 16611.22 | 16621.8 | 17599.64 | 19205.96 | 20651.2 | 21989.23 | 23523.78 | 24746.06 | 25767.05 | 26635.25 | 27250.5 | 27382.03 | 26663.12 | 25405.67 | 25101.03 | 23412.27 | 21473.5 | 19767.8 | 18369.82 | 513.2785 | 27382.03 | 9 | 2032
2032-09-05 | 17715.37 | 17950.46 | 17250.93 | 16916.99 | 16941.63 | 16996.52 | 17001.14 | 18054.17 | 19809.99 | 21436.99 | 23224.75 | 25102.72 | 26576.19 | 27807.27 | 28820.45 | 29516.48 | 29666.77 | 28881.32 | 27450.79 | 26978.83 | 25124.09 | 22805.67 | 20828.72 | 19317.15 | 542.1754 | 29666.77 | 9 | 2032
2032-09-06 | 18239.49 | 17066.08 | 16396.37 | 16112.64 | 16279.9 | 16615.11 | 16783.99 | 17529.27 | 19062.6 | 20851.93 | 22861.14 | 24821.71 | 26124.45 | 27262.6 | 28268.17 | 29007.9 | 29078.12 | 28109.03 | 26581.69 | 26121.73 | 24312.79 | 22030.25 | 20222.33 | 18705.93 | 528.4452 | 29078.12 | 9 | 2032
2032-09-07 | 17915.72 | 17579.26 | 17010.17 | 16889.29 | 17393.73 | 18571.72 | 19639.18 | 20155.38 | 20985.18 | 22161.09 | 24018.27 | 25690.59 | 27057.94 | 28376.17 | 29422.95 | 30187.78 | 30344.36 | 29523.63 | 28036.46 | 27470.41 | 25556.3 | 23084.73 | 20833.26 | 19183.84 | 557.0874 | 30344.36 | 9 | 2032
2032-09-08 | 18173.35 | 18522.52 | 17885.63 | 17705.89 | 18164.52 | 19312.21 | 20383.5 | 21013.27 | 22056.85 | 23926.97 | 26114.73 | 28000.9 | 29435.9 | 30696.56 | 31602.34 | 32189.32 | 32198.15 | 31300.9 | 29765.7 | 29148.99 | 27174.82 | 24615.93 | 21939.33 | 20234.79 | 591.5631 | 32198.15 | 9 | 2032
2032-09-09 | 19118.87 | 17801.02 | 17217.33 | 17083.77 | 17580.07 | 18759.42 | 19842.77 | 20380.75 | 21254.74 | 22591.87 | 24515.85 | 26222.55 | 27585.24 | 28865.8 | 29855.33 | 30558.88 | 30675.92 | 29845.84 | 28361.97 | 27807.65 | 25882.97 | 23398.61 | 21068.3 | 19415.55 | 565.6911 | 30675.92 | 9 | 2032
2032-09-10 | 18431.27 | 17175.31 | 16639.68 | 16553.86 | 17105.85 | 18352.56 | 19461.1 | 19924.99 | 20640.6 | 21656.76 | 23137.42 | 24618.67 | 25835.94 | 27035.85 | 28009.67 | 28731.53 | 28896.23 | 28128.7 | 26735.94 | 26275.18 | 24413.78 | 22059.16 | 20108.46 | 18533.59 | 538.4621 | 28896.23 | 9 | 2032
2032-09-11 | 17648.49 | 16477.65 | 15890.99 | 15654.92 | 15766.25 | 15913.12 | 15980.06 | 16830.65 | 18216.2 | 19383.82 | 20476.27 | 21539.47 | 22552.83 | 23680.73 | 24727.47 | 25550.47 | 25873.29 | 25253.39 | 24014.19 | 23774.56 | 22076.84 | 20494.92 | 18837.2 | 17483.28 | 484.0971 | 25873.29 | 9 | 2032
2032-09-12 | 16812.46 | 16189.42 | 15625.4 | 15408.82 | 15538.77 | 15706.97 | 15786.75 | 16596.13 | 17904.72 | 18978.04 | 19971.87 | 20946.3 | 21773.81 | 22750.25 | 23765.09 | 24581.84 | 24920.49 | 24336.53 | 23159.66 | 22988.6 | 21518.73 | 19984.15 | 18373.12 | 17064.05 | 470.682 | 24920.49 | 9 | 2032
2032-09-13 | 16431.51 | 15844.04 | 15418.39 | 15423.72 | 16079.06 | 17441.08 | 18609.36 | 18877.38 | 19218.48 | 19780.42 | 20519.99 | 21107.11 | 21544.9 | 22063.78 | 22659.13 | 23164.69 | 23289.83 | 22707.51 | 21799.03 | 21797.92 | 20709.66 | 19230.8 | 17578 | 16286.91 | 467.5827 | 23289.83 | 9 | 2032
2032-09-14 | 15871.98 | 15679.81 | 15267.03 | 15280.64 | 15923.43 | 17274.48 | 18448.11 | 18674.77 | 18955 | 19448.79 | 20121.32 | 20640.26 | 21010.14 | 21467.71 | 21909.6 | 22413.24 | 22557.32 | 22011.06 | 21295 | 21353.2 | 20317.04 | 18878.84 | 17261.13 | 16010.39 | 458.0703 | 22557.32 | 9 | 2032
2032-09-15 | 15669.53 | 16337.63 | 15868.79 | 15834.42 | 16424.72 | 17712.53 | 18866.61 | 19195.01 | 19680.08 | 20419.54 | 21383.79 | 22305.61 | 23240.25 | 24238.37 | 25093.92 | 25788.37 | 26001.57 | 25354.17 | 24168.33 | 23949.29 | 22276.32 | 20583.19 | 18774.78 | 17339.77 | 496.5066 | 26001.57 | 9 | 2032
2032-09-16 | 16612.95 | 16441.85 | 15965.18 | 15924.2 | 16507.85 | 17790.28 | 18949.13 | 19290.74 | 19804.13 | 20578.2 | 21583.16 | 22625.75 | 23615.87 | 24662.27 | 25552.22 | 26267.44 | 26489.88 | 25831.69 | 24607.84 | 24356.4 | 22643.03 | 20834.42 | 19001.33 | 17542.39 | 503.4782 | 26489.88 | 9 | 2032
2032-09-17 | 16793.08 | 16005.75 | 15567.22 | 15565.06 | 16203.49 | 17564.47 | 18759.76 | 19040.68 | 19416.25 | 20021.88 | 20822.04 | 21489.83 | 22015.27 | 22804.46 | 23497.72 | 24073.11 | 24247.52 | 23656.12 | 22614 | 22544.22 | 21224.9 | 19678.53 | 17977.39 | 16642.25 | 478.225 | 24247.52 | 9 | 2032
2032-09-18 | 16120.41 | 15564.74 | 15064.55 | 14903.43 | 15095.03 | 15351.25 | 15502.5 | 16193.84 | 17277.68 | 18082.54 | 18767.91 | 19411.53 | 19924.29 | 20439.46 | 20986.03 | 21466.65 | 21696.7 | 21351.85 | 20682.81 | 20797.17 | 19740.87 | 18393.5 | 16977.88 | 15857.38 | 435.65 | 21696.7 | 9 | 2032
2032-09-19 | 15552.29 | 15774.01 | 15254.21 | 15075.88 | 15252.43 | 15498.41 | 15656.77 | 16377.75 | 17524.24 | 18407.9 | 19175.47 | 19891.83 | 20457.35 | 21005.26 | 21563.11 | 22058.83 | 22346.4 | 21892.27 | 21185.84 | 21269.26 | 20172.29 | 18785.05 | 17335.14 | 16181.41 | 443.6934 | 22346.4 | 9 | 2032
2032-09-20 | 15805.92 | 17030.18 | 16513.59 | 16441.16 | 17020.79 | 18316.95 | 19514.07 | 19937.06 | 20599.43 | 21555.13 | 22924.81 | 24322.44 | 25461.96 | 26570.75 | 27463.03 | 28127.08 | 28299.15 | 27587.95 | 26263.91 | 25925.63 | 24075.34 | 21840.08 | 19937.78 | 18405.55 | 529.9397 | 28299.15 | 9 | 2032
2032-09-21 | 17458.38 | 16946.42 | 16437.06 | 16367.76 | 16933.84 | 18222.92 | 19425.42 | 19814.5 | 20426.38 | 21330.22 | 22572.13 | 23840.48 | 24817.58 | 25775.35 | 26531.43 | 27104.32 | 27238.38 | 26562.58 | 25348.1 | 25130.21 | 23389.49 | 21379.74 | 19540.16 | 18075.33 | 520.6682 | 27238.38 | 9 | 2032
2032-09-22 | 17296.28 | 16546.17 | 16088.09 | 16064.18 | 16675.81 | 18015.92 | 19243.59 | 19551.84 | 19997.98 | 20698.23 | 21592.98 | 22426.42 | 23149.49 | 23900.76 | 24518.49 | 25024.18 | 25166.68 | 24585.75 | 23552.24 | 23515.23 | 21955.62 | 20391.78 | 18671.69 | 17322.87 | 495.9523 | 25166.68 | 9 | 2032
2032-09-23 | 16732.85 | 15747.93 | 15369.77 | 15416.04 | 16094.24 | 17503.42 | 18759.85 | 18937.25 | 19123.33 | 19502.16 | 20057.24 | 20472.38 | 20757.56 | 21145.74 | 21516.47 | 21896.44 | 22089.86 | 21686.97 | 21080.94 | 21236.31 | 20217.92 | 18819.74 | 17259.86 | 16065.66 | 457.4899 | 22089.86 | 9 | 2032
2032-09-24 | 15763.25 | 15755.4 | 15394.08 | 15462.21 | 16175.09 | 17635.17 | 18919.42 | 19086.16 | 19226.16 | 19543.91 | 20025.49 | 20371.43 | 20602.03 | 20938.97 | 21274.04 | 21608.22 | 21756.49 | 21437.2 | 20862.55 | 21045.82 | 20026.27 | 18649.17 | 17127.05 | 15966.34 | 454.6519 | 21756.49 | 9 | 2032
2032-09-25 | 15652.36 | 14948.59 | 14516.93 | 14415.97 | 14671.32 | 15016.71 | 15248.93 | 15817.87 | 16671.16 | 17197.78 | 17577.78 | 17917.83 | 18162.64 | 18450.96 | 18835.68 | 19228.8 | 19468.2 | 19229.49 | 18750.98 | 19082.62 | 18168.96 | 16983.36 | 15740.83 | 14787.21 | 406.543 | 19468.2 | 9 | 2032
2032-09-26 | 14720.52 | 15263.11 | 14865.66 | 14798.34 | 15087.59 | 15468.35 | 15725.55 | 16269.9 | 17045.23 | 17470.96 | 17740.33 | 17970.51 | 18116.58 | 18319.48 | 18643.25 | 19011.12 | 19272.59 | 19101.55 | 18703.6 | 19106.78 | 18248.67 | 17117.29 | 15927.1 | 15026.54 | 409.0206 | 19272.59 | 9 | 2032
2032-09-27 | 14958.02 | 16090.65 | 15812.9 | 15957.25 | 16756.69 | 18302.72 | 19649.18 | 19737.78 | 19676.08 | 19736.67 | 19935.02 | 19997.86 | 19977.77 | 20085.03 | 20256.88 | 20514.39 | 20695.41 | 20524.6 | 20158.57 | 20536.5 | 19674.62 | 18452.63 | 17075.9 | 16056.95 | 450.6201 | 20695.41 | 9 | 2032
2032-09-28 | 15857.27 | 15861.69 | 15564.43 | 15686.53 | 16443.39 | 17947.81 | 19282.31 | 19363.59 | 19326.44 | 19427.32 | 19675.67 | 19782.7 | 19790.02 | 19937.25 | 20133.14 | 20409.98 | 20589.46 | 20393.24 | 19998.56 | 20367.91 | 19500.79 | 18261.83 | 16865.18 | 15831.9 | 446.2984 | 20589.46 | 9 | 2032
2032-09-29 | 15689.1 | 15754.07 | 15347.97 | 15368.43 | 16021.65 | 17418.55 | 18706.91 | 18909.05 | 19175.16 | 19656.13 | 20335.1 | 20891.53 | 21314.59 | 21826.97 | 22430.35 | 22974.89 | 23194.45 | 22696.4 | 21784.61 | 21871.82 | 20744.47 | 19256.74 | 17625.07 | 16359.62 | 465.3536 | 23194.45 | 9 | 2032
2032-09-30 | 15872.43 | 16133.65 | 15708.09 | 15712.38 | 16352.42 | 17741.35 | 19039.59 | 19279.18 | 19615.23 | 20183.16 | 20949.99 | 21578.63 | 22095.1 | 22806.49 | 23414.03 | 23936.67 | 24137.07 | 23622.06 | 22645.62 | 22714.41 | 21355.19 | 19828.22 | 18162.59 | 16864.95 | 479.7485 | 24137.07 | 9 | 2032
2032-10-01 | 16740.66 | 16479.96 | 16137.18 | 16190.57 | 16823.04 | 18051.7 | 19292.27 | 19912.33 | 20465.94 | 21199.94 | 22161.72 | 23001.2 | 23671.19 | 24417.09 | 25049.81 | 25537.47 | 25648.27 | 25249.78 | 24816.7 | 24485.89 | 22862.03 | 21019.68 | 18997.04 | 17770.29 | 505.9818 | 25648.27 | 10 | 2032
2032-10-02 | 16960.26 | 16033.68 | 15601.76 | 15475.39 | 15667.88 | 15846.69 | 16082.21 | 16959.21 | 18120.09 | 18973.68 | 19894.24 | 20857.71 | 21642.25 | 22397.48 | 23121.73 | 23681.88 | 23885.14 | 23546.07 | 23160.27 | 22941.98 | 21384.99 | 19712.4 | 18220.21 | 17136.11 | 467.3033 | 23885.14 | 10 | 2032
2032-10-03 | 16459.67 | 15587.52 | 15178.57 | 15071.17 | 15282.25 | 15483.62 | 15730.53 | 16557.54 | 17630.24 | 18377.61 | 19006.88 | 19774.87 | 20444.32 | 21114.42 | 21788.67 | 22327.89 | 22534.62 | 22226.67 | 21917.46 | 21784.95 | 20299.31 | 18809.01 | 17520.97 | 16493.63 | 447.4024 | 22534.62 | 10 | 2032
2032-10-04 | 15909.24 | 15471.62 | 15176.06 | 15261.49 | 15938.9 | 17217.11 | 18461.41 | 18822.47 | 19065.55 | 19507.77 | 20165.79 | 20692.95 | 21087.74 | 21590.49 | 22053.34 | 22437.07 | 22511.5 | 22170.55 | 21931.52 | 21818.19 | 20377.89 | 18833.34 | 17419.15 | 16322.29 | 460.2434 | 22511.5 | 10 | 2032
2032-10-05 | 15741.98 | 15234.24 | 14985.08 | 15109.79 | 15809.02 | 17115.02 | 18380.76 | 18654.71 | 18730.11 | 18878.6 | 19195.33 | 19400.21 | 19475.25 | 19710.07 | 19967.21 | 20241 | 20306.05 | 20078.49 | 20064.91 | 20182.63 | 18972.25 | 17891.28 | 16611.23 | 15652.63 | 436.3878 | 20306.05 | 10 | 2032
2032-10-06 | 15317.32 | 15125.27 | 14842.28 | 14934.91 | 15600.97 | 16873.03 | 18125.41 | 18433.05 | 18599.88 | 18863.35 | 19348.27 | 19743.02 | 20000.16 | 20399.21 | 20779.34 | 21121.54 | 21187.56 | 20880.11 | 20729.48 | 20726.09 | 19376.83 | 18135.98 | 16780.85 | 15747.92 | 441.6718 | 21187.56 | 10 | 2032
2032-10-07 | 15294.06 | 14978.46 | 14699.99 | 14795.96 | 15466.07 | 16745.97 | 18006.27 | 18299.49 | 18444.3 | 18682.52 | 19070.73 | 19425.8 | 19646.21 | 20013.15 | 20369.01 | 20694.67 | 20754.69 | 20453.57 | 20326.45 | 20353.69 | 19031.18 | 17887.27 | 16551.34 | 15536.52 | 435.5274 | 20754.69 | 10 | 2032
2032-10-08 | 15135.97 | 14903.05 | 14629.9 | 14738.85 | 15433.31 | 16756.98 | 18039.33 | 18329.26 | 18449.41 | 18656.43 | 18989.69 | 19240.83 | 19412.88 | 19728.9 | 20046 | 20332.48 | 20379.71 | 20087.77 | 19984.12 | 20036.16 | 18786.83 | 17652.64 | 16345.15 | 15354.33 | 431.45 | 20379.71 | 10 | 2032
2032-10-09 | 14974.97 | 14787.63 | 14429.96 | 14365.85 | 14623.06 | 14891.99 | 15198.87 | 15916.48 | 16797.12 | 17315.57 | 17694.27 | 18059.04 | 18340 | 18664.9 | 19049.83 | 19477.91 | 19682.51 | 19466.59 | 19353.44 | 19453.91 | 18359.08 | 17303.67 | 16160.5 | 15271.3 | 409.6384 | 19682.51 | 10 | 2032
2032-10-10 | 14903.16 | 14987.04 | 14649.7 | 14605.73 | 14883.15 | 15172.67 | 15493.43 | 16197.28 | 17032.22 | 17491.3 | 17804.89 | 18104.99 | 18327.89 | 18602.59 | 18951.86 | 19329.64 | 19552.07 | 19389.96 | 19340.15 | 19495.84 | 18422.83 | 17399.3 | 16286.56 | 15428.22 | 411.8525 | 19552.07 | 10 | 2032
2032-10-11 | 15060.04 | 15217.67 | 14995.28 | 15147.5 | 15896.21 | 17268.29 | 18592.51 | 18844.91 | 18861.45 | 18932.1 | 19123.52 | 19228.11 | 19232.32 | 19392.12 | 19599.38 | 19838.72 | 19921.22 | 19748.25 | 19793.78 | 19984.32 | 18834.21 | 17779.14 | 16543.43 | 15619.92 | 433.4544 | 19984.32 | 10 | 2032
2032-10-12 | 15266.89 | 15337.64 | 15130.07 | 15294.53 | 16035.54 | 17399.79 | 18732.62 | 18954.64 | 18917.16 | 18926.15 | 19063.35 | 19080.52 | 18992.4 | 19090.11 | 19247.73 | 19476.51 | 19582.54 | 19465.23 | 19578.47 | 19844.45 | 18767.06 | 17750.56 | 16546.49 | 15661.8 | 432.1422 | 19844.45 | 10 | 2032
2032-10-13 | 15356.06 | 15723.39 | 15538.53 | 15726.45 | 16490.69 | 17878.12 | 19288.24 | 19579.78 | 19482.06 | 19423.42 | 19510.1 | 19454.2 | 19302.84 | 19347.26 | 19467.98 | 19688.69 | 19828.02 | 19777.96 | 19949.56 | 20263.45 | 19127.45 | 18111.27 | 16929.06 | 16067.61 | 441.3122 | 20263.45 | 10 | 2032
2032-10-14 | 15742.65 | 16146.42 | 15994.37 | 16215.37 | 17012.62 | 18433.25 | 20060.27 | 20329.05 | 20141.7 | 19964.59 | 19922.7 | 19741.51 | 19478.58 | 19427.35 | 19480.44 | 19677.52 | 19853.2 | 19894.31 | 20161.23 | 20556.04 | 19481.02 | 18420.07 | 17279.78 | 16461.52 | 449.8756 | 20556.04 | 10 | 2032
2032-10-15 | 16176.49 | 17000.04 | 16878.3 | 17140.98 | 17988.78 | 19573.53 | 21453.86 | 21743.02 | 21504.23 | 21246.57 | 21113.42 | 20856.27 | 20537.51 | 20433.71 | 20453.79 | 20643.21 | 20874.12 | 21012.8 | 21335.7 | 21754.45 | 20675.1 | 19394.51 | 18196.74 | 17394.8 | 475.3819 | 21754.45 | 10 | 2032
2032-10-16 | 17022.78 | 15582.18 | 15330.43 | 15370.1 | 15733.47 | 16123.34 | 16531.67 | 17158.44 | 17783.64 | 17976.67 | 17998.35 | 18007.66 | 17967.82 | 18012.99 | 18194.43 | 18435.84 | 18652.7 | 18700.07 | 18871.07 | 19237.31 | 18361.55 | 17480.15 | 16514.34 | 15801.87 | 416.8489 | 19237.31 | 10 | 2032
2032-10-17 | 15625.03 | 15182.8 | 14923.65 | 14954.17 | 15309.7 | 15697.41 | 16106.85 | 16719.44 | 17340.08 | 17533.17 | 17551.95 | 17553.38 | 17503.13 | 17537.07 | 17707.61 | 17933.74 | 18129.64 | 18155.09 | 18325.24 | 18657.22 | 17832.58 | 16960.8 | 16008.43 | 15306.85 | 404.555 | 18657.22 | 10 | 2032
2032-10-18 | 15140.56 | 15551.29 | 15374.24 | 15571.21 | 16367.06 | 17803.24 | 19231.08 | 19507.78 | 19384.66 | 19294.18 | 19341.62 | 19253.19 | 19084.37 | 19093.45 | 19187.01 | 19373.73 | 19504.71 | 19462.31 | 19647.21 | 19994.36 | 18892.33 | 17901.19 | 16741.81 | 15893.02 | 436.5956 | 19994.36 | 10 | 2032
2032-10-19 | 15576.9 | 15105.11 | 14904.45 | 15074.58 | 15824.08 | 17215.72 | 18598.79 | 18790.69 | 18715.84 | 18684.8 | 18767.89 | 18732.76 | 18618.55 | 18657.36 | 18748.33 | 18898.7 | 18989.41 | 18908.33 | 19039.19 | 19375.57 | 18413.95 | 17413.19 | 16241.35 | 15385.14 | 424.6807 | 19375.57 | 10 | 2032
2032-10-20 | 15125.03 | 15321.98 | 15134.08 | 15317.4 | 16079.97 | 17484.51 | 18878.18 | 19075.47 | 18968.22 | 18905.9 | 18955.79 | 18889.47 | 18748.15 | 18764 | 18839.05 | 18996.66 | 19123.84 | 19066.83 | 19244.45 | 19607.82 | 18601.97 | 17614.21 | 16454.82 | 15611.86 | 428.8097 | 19607.82 | 10 | 2032
2032-10-21 | 15327.5 | 15957.79 | 15789.68 | 15995.3 | 16779.19 | 18203.81 | 19807.16 | 20074.81 | 19928.24 | 19810.15 | 19839.6 | 19738.57 | 19551.07 | 19564.04 | 19656.74 | 19867.58 | 20047.58 | 20062.03 | 20268.61 | 20648.47 | 19495.51 | 18391.19 | 17228.85 | 16385.78 | 448.4192 | 20648.47 | 10 | 2032
2032-10-22 | 16032.82 | 16647.66 | 16524.74 | 16785.03 | 17633.2 | 19135.61 | 21074.59 | 21326.65 | 21058.47 | 20775.42 | 20616.03 | 20334.31 | 19992.33 | 19865.27 | 19859.78 | 20022.8 | 20247.94 | 20388.11 | 20719.39 | 21193.55 | 20096.98 | 18891.69 | 17790.35 | 17007.21 | 464.0199 | 21326.65 | 10 | 2032
2032-10-23 | 16651.86 | 15994.84 | 15802.9 | 15901.34 | 16325.5 | 16792.15 | 17278.64 | 17847.97 | 18325.22 | 18331.98 | 18150.77 | 17960.05 | 17740.61 | 17628.59 | 17693.47 | 17880.71 | 18138.14 | 18309.31 | 18624.03 | 19111.4 | 18349.65 | 17562.03 | 16699.22 | 16088.08 | 419.1885 | 19111.4 | 10 | 2032
2032-10-24 | 15954.64 | 15869.99 | 15667.83 | 15756 | 16170.68 | 16630.85 | 17119.1 | 17692.25 | 18190.17 | 18224.95 | 18074.78 | 17915.26 | 17722.84 | 17633.49 | 17713.03 | 17904.41 | 18155.31 | 18307.65 | 18599.33 | 19058.5 | 18290.1 | 17486.04 | 16610.7 | 15986.42 | 416.7343 | 19058.5 | 10 | 2032
2032-10-25 | 15820.95 | 17410.65 | 17338.89 | 17645.66 | 18549.69 | 20419.7 | 22429.38 | 22661.98 | 22290.19 | 21862.36 | 21554.87 | 21137.74 | 20687.46 | 20458.38 | 20384.92 | 20536.6 | 20831.7 | 21110.02 | 21559.73 | 22134.32 | 21102.79 | 19888.53 | 18640.3 | 17894.65 | 484.3515 | 22661.98 | 10 | 2032
2032-10-26 | 17471.53 | 18170.33 | 18135.07 | 18478.08 | 19483.13 | 21574.46 | 23612.81 | 23822.19 | 23353.12 | 22798.08 | 22361.71 | 21819.8 | 21249.68 | 20937.92 | 20804.58 | 20959.91 | 21326.45 | 21731.69 | 22288.22 | 22953.99 | 21998.13 | 20839.92 | 19464.46 | 18680.19 | 504.3154 | 23822.19 | 10 | 2032
2032-10-27 | 18274.65 | 17881.42 | 17825.91 | 18148.19 | 19047.19 | 21086.82 | 23115.24 | 23334.79 | 22918.32 | 22434.14 | 22075.68 | 21611.29 | 21109.48 | 20856.28 | 20763.35 | 20931.67 | 21277.13 | 21627.26 | 22124.36 | 22745.78 | 21746.59 | 20550.84 | 19143.27 | 18413.41 | 499.0431 | 23334.79 | 10 | 2032
2032-10-28 | 18034.96 | 17122.81 | 17037.1 | 17326.72 | 18195.29 | 19923.55 | 21936.84 | 22147.48 | 21781.92 | 21374.95 | 21096.34 | 20703.31 | 20259.34 | 20052.97 | 19988.35 | 20148.74 | 20438.76 | 20695.19 | 21127.11 | 21714.51 | 20680.3 | 19459.57 | 18308.49 | 17565.62 | 477.1202 | 22147.48 | 10 | 2032
2032-10-29 | 17274.17 | 15977.41 | 15831.25 | 16066.37 | 16893.12 | 18394.03 | 20129.04 | 20357.66 | 20117.99 | 19886.48 | 19784.06 | 19558.66 | 19263.6 | 19173.62 | 19185.36 | 19335.88 | 19527.87 | 19605.78 | 19883.39 | 20359.34 | 19207.88 | 18200.56 | 17096.59 | 16305.81 | 447.4159 | 20359.34 | 10 | 2032
2032-10-30 | 16047.84 | 14526.25 | 14239.41 | 14241.42 | 14573.19 | 14971 | 15450.57 | 16043.22 | 16696.11 | 16944.41 | 17028.82 | 17102.22 | 17117.14 | 17204.8 | 17403.36 | 17627.22 | 17811.15 | 17793.3 | 17902.06 | 18238.61 | 17333.41 | 16413.38 | 15447.32 | 14725.18 | 392.8814 | 18238.61 | 10 | 2032
2032-10-31 | 14561.95 | 14645.74 | 14385.46 | 14413.01 | 14770.75 | 15197.26 | 15696.44 | 16263.08 | 16847.25 | 17008.77 | 16996.56 | 16971.47 | 16896.79 | 16905.96 | 17047.6 | 17243.77 | 17438.03 | 17469.67 | 17647.99 | 18049.82 | 17196.42 | 16327.63 | 15411.84 | 14739.46 | 390.1327 | 18049.82 | 10 | 2032
2032-11-01 | 14383.97 | 15011.15 | 14862.49 | 15053.43 | 15758.49 | 17093.6 | 18420.33 | 18690.78 | 18585.46 | 18457.58 | 18388.82 | 18255.92 | 18073.52 | 17971.54 | 17924.61 | 18080.53 | 18504.35 | 18887.88 | 18753.95 | 19121.6 | 18482.91 | 17591.16 | 16495.23 | 15674.32 | 418.5236 | 19121.6 | 11 | 2032
2032-11-02 | 15184.76 | 14643.23 | 14473.77 | 14640.68 | 15302.25 | 16595.42 | 17907.75 | 18165.33 | 18079.3 | 17986.71 | 17960.98 | 17863.68 | 17699.71 | 17630.11 | 17601.29 | 17770.67 | 18185.03 | 18536.76 | 18377.07 | 18740.84 | 18102.45 | 17200.54 | 16091.74 | 15262.88 | 410.003 | 18740.84 | 11 | 2032
2032-11-03 | 14838.52 | 15219.2 | 15029.04 | 15180.05 | 15823.77 | 17094.91 | 18408.08 | 18719.5 | 18728.72 | 18747.95 | 18854.6 | 18904.85 | 18881.88 | 18939.42 | 19004.98 | 19272.05 | 20066.89 | 20692.43 | 20223.07 | 20685.63 | 19346.69 | 18308.47 | 17110.64 | 16196.84 | 434.2782 | 20692.43 | 11 | 2032
2032-11-04 | 15537.2 | 16000.71 | 15899.44 | 16138.03 | 16869.22 | 18227.66 | 19959.43 | 20422.78 | 20076.88 | 19636.96 | 19285.95 | 18964.08 | 18673.88 | 18498.71 | 18398.55 | 18560.19 | 19057.43 | 19884.4 | 19806.31 | 20605.74 | 19553.34 | 18566.7 | 17509.72 | 16738.13 | 442.8714 | 20605.74 | 11 | 2032
2032-11-05 | 16226.38 | 16464.92 | 16387.79 | 16658.35 | 17432.7 | 18846.49 | 21067.39 | 21528.84 | 21102.95 | 20550.51 | 20071.72 | 19496.86 | 19033.41 | 18806.77 | 18670.53 | 18808.67 | 19373.14 | 20407.42 | 20410.29 | 21266.85 | 20235.22 | 18957.52 | 17928.94 | 17184.05 | 456.9177 | 21528.84 | 11 | 2032
2032-11-06 | 16661.08 | 15460.83 | 15291.78 | 15386.35 | 15744.81 | 16179.79 | 16658.37 | 17273.3 | 17717.18 | 17687.01 | 17449.46 | 17241.5 | 17010.24 | 16826.07 | 16791.46 | 17004.47 | 17576.87 | 18138.34 | 18145.47 | 18681.74 | 18133.23 | 17408.25 | 16565.19 | 15944.31 | 406.9771 | 18681.74 | 11 | 2032
2032-11-07 | 15665.22 | 15372.32 | 15212.12 | 15296.38 | 15667.23 | 16087.58 | 16267.73 | 16781.5 | 17129.32 | 17088.89 | 16918.79 | 16795.77 | 16620.53 | 16491.02 | 16546.49 | 16795.99 | 17511.31 | 18493.19 | 18457.81 | 18230.78 | 17424.69 | 16645.1 | 15838.42 | 15266.98 | 398.6052 | 18493.19 | 11 | 2032
2032-11-08 | 15220 | 16151.65 | 16064.32 | 16301.48 | 17074.23 | 18452.43 | 19817.89 | 20122.66 | 19634.5 | 19191.08 | 19082.75 | 18944.1 | 18744.95 | 18638.52 | 18641.7 | 18839.61 | 19636.7 | 21329.58 | 21156.31 | 20559.68 | 19123.03 | 18199.6 | 17166.25 | 16425.41 | 444.5184 | 21329.58 | 11 | 2032
2032-11-09 | 16131.22 | 15850.69 | 15763.65 | 15996.73 | 16746.48 | 18103.62 | 19230.84 | 19484.39 | 19011.84 | 18731.78 | 18587.03 | 18401.94 | 18145.63 | 18005.23 | 17978.73 | 18166.29 | 18809.14 | 20180.47 | 20057.86 | 19534.3 | 18576.86 | 17687.94 | 16683.76 | 15976.81 | 431.8432 | 20180.47 | 11 | 2032
2032-11-10 | 15801.12 | 16155.52 | 16084.68 | 16334.78 | 17101.15 | 18475.21 | 19931.53 | 20178.02 | 19581.67 | 19049.77 | 18865.36 | 18643.71 | 18356.44 | 18189.93 | 18145.34 | 18329.92 | 18992.43 | 20579.92 | 20511.35 | 20032.33 | 18866.49 | 17991.41 | 17000.9 | 16308.6 | 439.5076 | 20579.92 | 11 | 2032
2032-11-11 | 16100.24 | 16768.05 | 16728.58 | 17011.56 | 17809.82 | 19249.24 | 21305.69 | 21544.03 | 20854.81 | 20152.8 | 19660.28 | 19129.3 | 18781.99 | 18565.17 | 18486.69 | 18666.97 | 19493.28 | 21384.68 | 21421.29 | 21019.03 | 19577.23 | 18596.65 | 17630.91 | 16965.94 | 456.9042 | 21544.03 | 11 | 2032
2032-11-12 | 16748.35 | 16656.3 | 16609.16 | 16891.29 | 17700.31 | 19130.2 | 21108.27 | 21356.02 | 20685.29 | 20007.29 | 19532.4 | 19113.93 | 18779.67 | 18566.79 | 18489.6 | 18653.06 | 19381.74 | 21244.01 | 21250.23 | 20824.75 | 19336.88 | 18447.03 | 17481.5 | 16812.25 | 454.8063 | 21356.02 | 11 | 2032
2032-11-13 | 16599.78 | 16668.78 | 16586.19 | 16750.96 | 17201.3 | 17705.51 | 17963.83 | 18449.39 | 18654.83 | 18422.67 | 18049.63 | 17736.46 | 17397.65 | 17128.95 | 17086.33 | 17311.74 | 18113.58 | 19270.96 | 19436.03 | 19290.67 | 18561.39 | 17858.26 | 17129.07 | 16638.73 | 426.0127 | 19436.03 | 11 | 2032
2032-11-14 | 16554.02 | 18030.11 | 18016.06 | 18252.89 | 18772.51 | 19395.84 | 19961.89 | 20836.52 | 21023.36 | 20319.44 | 19330.99 | 18821.84 | 18353.04 | 17975.39 | 17859.84 | 18076.9 | 18958.85 | 21039.81 | 21474.94 | 21468.49 | 20297.18 | 19208.23 | 18531.59 | 18099.49 | 460.6592 | 21474.94 | 11 | 2032
2032-11-15 | 17920.43 | 18536.1 | 18591.95 | 18977.37 | 20438.5 | 23197.35 | 25400.51 | 25619.15 | 24657.76 | 23571.9 | 22669.95 | 21735.13 | 20784.72 | 20114.65 | 19781.11 | 20059.96 | 21512.28 | 23778.69 | 24118.52 | 23942.03 | 22638.84 | 21213.81 | 19590.28 | 18898.81 | 517.7498 | 25619.15 | 11 | 2032
2032-11-16 | 18585.66 | 17504.77 | 17506.81 | 17833.41 | 18674.32 | 20897.31 | 23042.15 | 23254.67 | 22431.27 | 21548.2 | 20866.15 | 20131.18 | 19339.22 | 18984.68 | 18856.88 | 19026.51 | 20235.25 | 22301.98 | 22478.87 | 22203.42 | 20822.93 | 19322.35 | 18395.09 | 17770.21 | 482.0133 | 23254.67 | 11 | 2032
2032-11-17 | 17559.73 | 17642.81 | 17653.12 | 17988.08 | 18838 | 21213.86 | 23378.78 | 23585.14 | 22734.32 | 21814.56 | 21094.64 | 20325.91 | 19504.28 | 19061.56 | 18924.05 | 19091.68 | 20372.35 | 22473.76 | 22678.03 | 22428.56 | 21058.08 | 19568.91 | 18538.33 | 17922.05 | 485.4506 | 23585.14 | 11 | 2032
2032-11-18 | 17669.16 | 17769.59 | 17786.8 | 18129.03 | 18986.03 | 21494.92 | 23672.68 | 23875.52 | 23002.96 | 22053.57 | 21302.56 | 20505.16 | 19659.17 | 19135.84 | 18990.36 | 19156.47 | 20504.69 | 22635 | 22862.53 | 22632.89 | 21273.33 | 19795 | 18669.59 | 18059.77 | 489.6226 | 23875.52 | 11 | 2032
2032-11-19 | 17822.69 | 17174.16 | 17159.47 | 17475.51 | 18318.6 | 20233.87 | 22399.97 | 22616.67 | 21832.87 | 21006.62 | 20377.4 | 19695.49 | 19103.8 | 18834.86 | 18716.36 | 18867.95 | 19845.15 | 21848.06 | 21964.36 | 21655.36 | 20203.54 | 18953.02 | 18022.07 | 17387.66 | 471.5155 | 22616.67 | 11 | 2032
2032-11-20 | 17171.17 | 17668.77 | 17642.01 | 17865.49 | 18373.09 | 18939.56 | 19274.49 | 20130.72 | 20338.64 | 19673.74 | 18955.33 | 18512.01 | 18063.88 | 17702.38 | 17594.47 | 17805.58 | 18674.88 | 20482.62 | 20876.96 | 20875.1 | 19658.64 | 18842.38 | 18164.91 | 17728.48 | 451.0153 | 20876.96 | 11 | 2032
2032-11-21 | 17586.35 | 17520.89 | 17488.13 | 17705.03 | 18207.17 | 18771.03 | 19095.15 | 19828.83 | 20050.6 | 19407.33 | 18819.76 | 18389.55 | 17952.04 | 17599.5 | 17497.08 | 17707.4 | 18570.23 | 20271.03 | 20645.23 | 20636.28 | 19402.52 | 18693 | 18013.11 | 17573.52 | 447.4308 | 20645.23 | 11 | 2032
2032-11-22 | 17456.39 | 17300.41 | 17300.13 | 17626.23 | 18488.76 | 20583.51 | 22778.35 | 22986.17 | 22171.45 | 21301.74 | 20629.37 | 19912.46 | 19213.79 | 18929.02 | 18802.66 | 18954.25 | 20011.38 | 22056.66 | 22209.96 | 21936.47 | 20503.57 | 19142.94 | 18220.06 | 17590.45 | 476.1062 | 22986.17 | 11 | 2032
2032-11-23 | 17340.69 | 19846.37 | 20059.39 | 20887.77 | 22680.2 | 25532.66 | 27849.92 | 28020.06 | 26857.08 | 25505.94 | 24329.51 | 23138.16 | 21958.15 | 21111.1 | 20650.18 | 20913.64 | 22508.04 | 25034.3 | 25585.16 | 25605.52 | 24413.87 | 23089.62 | 21567.22 | 20610.93 | 555.0955 | 28020.06 | 11 | 2032
2032-11-24 | 19887.88 | 19182.85 | 19275.4 | 20030.64 | 21785.16 | 24606.57 | 26907.58 | 27079.1 | 25974.68 | 24707.21 | 23619.1 | 22510.79 | 21401.6 | 20613.66 | 20191.61 | 20457.66 | 22008.4 | 24450.56 | 24931.77 | 24907.25 | 23672.83 | 22313.99 | 20765.07 | 19778.53 | 541.0599 | 27079.1 | 11 | 2032
2032-11-25 | 19117.85 | 18037.06 | 18065.03 | 18359.72 | 19003.78 | 20463.2 | 21389.99 | 21778.43 | 21561.12 | 21056.12 | 20405.01 | 19490.31 | 18596.94 | 18051.16 | 17817.09 | 18002.45 | 18838.65 | 20972.92 | 21451.03 | 21626.48 | 20582.47 | 19520 | 18719.94 | 18332.26 | 471.239 | 21778.43 | 11 | 2032
2032-11-26 | 18192.53 | 17825.61 | 17840.32 | 18128.32 | 18777.33 | 20028.65 | 20957.68 | 21358.99 | 21178.27 | 20721.86 | 20113.61 | 19240.88 | 18527.97 | 17995.58 | 17769.65 | 17939.26 | 18752.33 | 20707.71 | 21136.5 | 21271.81 | 20173.04 | 19080.8 | 18466.9 | 18069.78 | 464.2554 | 21358.99 | 11 | 2032
2032-11-27 | 18058.08 | 17821.51 | 17805.84 | 18040.84 | 18561.25 | 19148.81 | 19716.33 | 20554.55 | 20719.79 | 20002.65 | 19105.2 | 18637.44 | 18169.71 | 17791.74 | 17671.14 | 17875.78 | 18762.36 | 20699.01 | 21127.02 | 21177.75 | 19953.11 | 19005.73 | 18343.38 | 17921.19 | 456.6702 | 21177.75 | 11 | 2032
2032-11-28 | 17788.67 | 19623.6 | 19752 | 20354.14 | 21473.57 | 22669.92 | 23429.08 | 24248.56 | 24165.5 | 23100.27 | 21730.8 | 20505.71 | 19333.33 | 18810.85 | 18599.09 | 18791.87 | 20156.37 | 22878.48 | 23591.47 | 23844.91 | 22782.51 | 21740.19 | 20649.6 | 20009.93 | 510.0304 | 24248.56 | 11 | 2032
2032-11-29 | 19543.06 | 19623 | 19835.06 | 20664.24 | 22480.57 | 25374.87 | 27739.55 | 27907.56 | 26747.06 | 25399.73 | 24221.06 | 23036.92 | 21875.37 | 21025.38 | 20561.41 | 20801.93 | 22384.54 | 24900.32 | 25437.71 | 25462.85 | 24225.76 | 22886.95 | 21375.02 | 20419.18 | 553.9291 | 27907.56 | 11 | 2032
2032-11-30 | 19826.51 | 19015.95 | 19104.66 | 19714.38 | 21463.53 | 24295.02 | 26630.94 | 26787.25 | 25681.72 | 24420.52 | 23338.06 | 22239.2 | 21138.84 | 20357.33 | 19935.95 | 20192.01 | 21737.23 | 24168.13 | 24637.42 | 24629.44 | 23369.14 | 22000.46 | 20459.58 | 19477.47 | 534.6207 | 26787.25 | 11 | 2032
2032-12-01 | 19709.18 | 19468.63 | 19378.19 | 19726.9 | 20754.47 | 22546.86 | 24693.54 | 25136.54 | 24501.8 | 23616.98 | 22910.32 | 22297.38 | 21609.05 | 21170.61 | 20995.94 | 21338.84 | 22709.63 | 24776.34 | 24534.25 | 24157.58 | 22964.41 | 21880.73 | 20537.64 | 19521.06 | 530.9369 | 25136.54 | 12 | 2032
2032-12-02 | 19316.7 | 21694.58 | 21706.78 | 22164.89 | 23346.47 | 25986.26 | 28435.05 | 28876.77 | 28028.04 | 26836.43 | 25740.39 | 24565.63 | 23354.06 | 22716.9 | 22445.45 | 22786.54 | 24694.27 | 27296.2 | 27306.5 | 27098.13 | 25911.13 | 24506.44 | 22899.01 | 21957.01 | 589.6696 | 28876.77 | 12 | 2032
2032-12-03 | 21584.78 | 23716.73 | 23882.38 | 24692.93 | 26473.02 | 29271.94 | 31817.71 | 32243.64 | 31154.88 | 29625.46 | 28163.15 | 26642.2 | 25135.97 | 24057.92 | 23504.12 | 23926.88 | 26148.57 | 29060.86 | 29338.41 | 29317.42 | 28265.74 | 26994.52 | 25340.89 | 24169.03 | 644.5292 | 32243.64 | 12 | 2032
2032-12-04 | 23584.62 | 22750.02 | 22765.42 | 23126.24 | 24067.99 | 25061.06 | 25923.05 | 27028.08 | 27147.65 | 26038.46 | 24515.75 | 23139.99 | 22146.46 | 21380.53 | 21083.46 | 21476.73 | 23181.32 | 26113.14 | 26470.98 | 26626.37 | 25699.91 | 24688.1 | 23428.65 | 22755.7 | 580.1997 | 27147.65 | 12 | 2032
2032-12-05 | 22628.54 | 21543.06 | 21500.98 | 21801.08 | 22450.46 | 23110.61 | 23890.62 | 24998.08 | 25240.22 | 24306.17 | 23035.31 | 22150.27 | 21260.97 | 20581.9 | 20341.88 | 20738.03 | 22373.81 | 24809.74 | 25022.85 | 25083.2 | 24073.1 | 23085.88 | 22143.67 | 21452.57 | 547.623 | 25240.22 | 12 | 2032
2032-12-06 | 21388.04 | 20991.49 | 20982.02 | 21419.11 | 22552.37 | 24951.26 | 27412.96 | 27848.65 | 27039.14 | 25905.73 | 24862.55 | 23739.33 | 22777.69 | 22208.63 | 21946.91 | 22264.11 | 23869.22 | 26387.48 | 26341.49 | 26105.95 | 24864.91 | 23437.4 | 22135.48 | 21182.41 | 572.6143 | 27848.65 | 12 | 2032
2032-12-07 | 20927.29 | 17173.67 | 16969.59 | 17199.42 | 18112.91 | 19813.14 | 21465.08 | 21784.25 | 21502.68 | 21114.95 | 20839.83 | 20480.63 | 20010.65 | 19754.48 | 19699.71 | 20052.73 | 21295.88 | 22685.19 | 22301.92 | 21898.73 | 20820.12 | 19628.28 | 18202.27 | 17091.24 | 480.8246 | 22685.19 | 12 | 2032
2032-12-08 | 17078.35 | 18661.53 | 18533.5 | 18843.13 | 19833.19 | 21600.75 | 23374.2 | 23812.29 | 23253.94 | 22639.74 | 22180.44 | 21648.24 | 21030.75 | 20650.76 | 20513.15 | 20855.43 | 22185.09 | 23935.3 | 23596.38 | 23200.64 | 22205.57 | 21085.07 | 19719.11 | 18674.44 | 509.111 | 23935.3 | 12 | 2032
2032-12-09 | 18434.3 | 18053.02 | 17894.93 | 18173.22 | 19132.8 | 20875.41 | 22557.65 | 22869.23 | 22511.12 | 22017.06 | 21628.5 | 21162.26 | 20601.83 | 20269.28 | 20162.84 | 20507.46 | 21802.72 | 23310.9 | 22999.32 | 22660.77 | 21632.25 | 20484.04 | 19096.36 | 18026.75 | 496.864 | 23310.9 | 12 | 2032
2032-12-10 | 17884.32 | 18342.22 | 18199.07 | 18497.13 | 19490.35 | 21276.46 | 22980.88 | 23348.82 | 22920.71 | 22391.82 | 21960.53 | 21454.78 | 20863.71 | 20500.38 | 20371.6 | 20696.88 | 21998.04 | 23594.85 | 23239.82 | 22907.96 | 21864.65 | 20719.59 | 19349.3 | 18294.29 | 503.1482 | 23594.85 | 12 | 2032
2032-12-11 | 18098.06 | 20222.83 | 20119.08 | 20354 | 20942.39 | 21556.87 | 22129.36 | 22918.84 | 23182.95 | 22640.68 | 21830.47 | 21079.72 | 20304.49 | 19720.53 | 19541.97 | 19939.5 | 21505.06 | 23413.17 | 23468.22 | 23437.29 | 22605.37 | 21768.08 | 20786.42 | 20049.22 | 511.6146 | 23468.22 | 12 | 2032
2032-12-12 | 19900.7 | 20883.72 | 20812.18 | 21080.94 | 21701.86 | 22343.02 | 22929.87 | 23925.01 | 24225.21 | 23377.55 | 22432.28 | 21610.87 | 20775.19 | 20140.91 | 19929.4 | 20324.46 | 21927.22 | 24100.22 | 24237.7 | 24260.2 | 23232.24 | 22424.24 | 21465.67 | 20754.82 | 528.7955 | 24260.2 | 12 | 2032
2032-12-13 | 20630.2 | 19822.96 | 19758.55 | 20137.62 | 21216.56 | 23072.11 | 25476.39 | 25909.97 | 25215.15 | 24247.97 | 23380.58 | 22655.11 | 21933.03 | 21448.99 | 21242.53 | 21561.36 | 22951.47 | 25154.81 | 24967.87 | 24649.22 | 23319.28 | 22247.26 | 20933.27 | 19938.93 | 541.8712 | 25909.97 | 12 | 2032
2032-12-14 | 19725.93 | 18869.66 | 18756.69 | 19081.56 | 20088.11 | 21876.18 | 23793.73 | 24218.52 | 23617.3 | 22860.23 | 22358.45 | 21788.85 | 21138.48 | 20730.79 | 20573.19 | 20908.1 | 22255.33 | 24083.04 | 23784.51 | 23402.43 | 22378.97 | 21271.84 | 19924.78 | 18899.37 | 516.386 | 24218.52 | 12 | 2032
2032-12-15 | 18737.09 | 17724.05 | 17553.72 | 17818.54 | 18766.89 | 20504.21 | 22191.69 | 22497.67 | 22153.08 | 21681.3 | 21315.89 | 20872.99 | 20331.05 | 20013.86 | 19916.45 | 20257.46 | 21537.81 | 23003.07 | 22685.77 | 22341.04 | 21294.16 | 20135.53 | 18745.28 | 17671.46 | 489.7501 | 23003.07 | 12 | 2032
2032-12-16 | 17549.64 | 16774.87 | 16557.14 | 16772.17 | 17672.62 | 19368.01 | 21028.06 | 21338.64 | 21069.71 | 20704.65 | 20451.86 | 20114.13 | 19661.82 | 19419.64 | 19372.29 | 19718.33 | 20943.37 | 22302.29 | 21897.45 | 21491.87 | 20394.58 | 19193.17 | 17767.42 | 16653.93 | 468.2177 | 22302.29 | 12 | 2032
2032-12-17 | 16574.3 | 20348.11 | 20307.57 | 20713.48 | 21810.97 | 23891.13 | 26363.36 | 26789 | 26030.01 | 24975.72 | 24015.39 | 23046.68 | 22259.99 | 21732.69 | 21493.81 | 21803.97 | 23225.46 | 25626.35 | 25504.69 | 25240.07 | 23934.54 | 22703.34 | 21415.13 | 20450.14 | 550.2559 | 26789 | 12 | 2032
2032-12-18 | 20068.29 | 22299.16 | 22299.82 | 22644.65 | 23379.99 | 24372.11 | 25261.99 | 26349.58 | 26485.57 | 25408.9 | 23919.17 | 22733.81 | 21760.54 | 21010.76 | 20721.76 | 21105.99 | 22793.27 | 25533.13 | 25856.73 | 26016.2 | 25051.98 | 24021.77 | 22923.21 | 22275.51 | 564.2939 | 26485.57 | 12 | 2032
2032-12-19 | 22051.9 | 19144.14 | 18988.23 | 19168.23 | 19704.7 | 20276.49 | 20826.93 | 21618.1 | 21962.15 | 21535.61 | 20846.57 | 20210.56 | 19532.82 | 19030.53 | 18906.01 | 19306.72 | 20812.03 | 22590.84 | 22535.11 | 22448.72 | 21577.38 | 20692.06 | 19674.61 | 18896.68 | 492.3371 | 22590.84 | 12 | 2032
2032-12-20 | 18965.18 | 20135.09 | 20087.03 | 20483.39 | 21579.15 | 23562.34 | 26021.36 | 26450.5 | 25717.35 | 24697.56 | 23773.67 | 22899.88 | 22146.27 | 21635.81 | 21411.76 | 21727.11 | 23136.4 | 25464.69 | 25319.92 | 25034.41 | 23721.65 | 22552.85 | 21253.34 | 20274.56 | 548.0513 | 26450.5 | 12 | 2032
2032-12-21 | 19986.9 | 21826.79 | 21862 | 22343.13 | 23628.91 | 26322.41 | 28845.57 | 29248.31 | 28315.79 | 27022.91 | 25815.31 | 24536.93 | 23234.34 | 22571.33 | 22256.79 | 22573.15 | 24430.06 | 27104.43 | 27187.54 | 27074.77 | 25910.09 | 24545.46 | 22969.01 | 22069.51 | 591.6814 | 29248.31 | 12 | 2032
2032-12-22 | 21706.74 | 22547.49 | 22617.85 | 23135.98 | 24781.13 | 27515.36 | 30060.85 | 30461.25 | 29452.4 | 28050.87 | 26728.12 | 25342.08 | 23947.62 | 23028.96 | 22678.29 | 22991.75 | 25069.1 | 27852.25 | 28025.47 | 27971.57 | 26860.93 | 25540.82 | 23853.6 | 22839.17 | 613.0596 | 30461.25 | 12 | 2032
2032-12-23 | 22489.84 | 24485.53 | 24701.63 | 25560.63 | 27376.2 | 30212.96 | 32829.58 | 33216.73 | 32025.07 | 30367 | 28772.67 | 27133.5 | 25523.98 | 24363.17 | 23750.92 | 24168.56 | 26463.04 | 29501.27 | 29884.27 | 29979.99 | 28987.33 | 27769.12 | 26169.24 | 25055.64 | 660.7879 | 33216.73 | 12 | 2032
2032-12-24 | 24308.15 | 23814.85 | 23971.89 | 24678.2 | 26003.72 | 27541.21 | 28766.52 | 29391.16 | 29030.58 | 28030.17 | 26742.83 | 25165.6 | 23279.3 | 22194.79 | 21710.56 | 22038.55 | 23928.69 | 26948.84 | 27432.4 | 27792.51 | 27040.15 | 26174.21 | 25073.07 | 24301.67 | 615.3596 | 29391.16 | 12 | 2032
2032-12-25 | 23901.23 | 20765.82 | 20662.85 | 20827.28 | 21104.86 | 20815.07 | 20417.15 | 21376.2 | 22181.61 | 22024.89 | 21346.55 | 20572.78 | 19546.81 | 18700.75 | 18451.91 | 18897.46 | 20555.79 | 22549.33 | 22731.88 | 22956.22 | 22351.38 | 21785.78 | 21175.86 | 20704.17 | 506.4036 | 23901.23 | 12 | 2032
2032-12-26 | 20937.16 | 18486.7 | 18370.56 | 18524.66 | 18840.19 | 18778.16 | 18598.64 | 19478.33 | 20526.92 | 20860.1 | 20759.74 | 20522.44 | 20028.56 | 19659.2 | 19715.89 | 20216.32 | 21710.45 | 23196.48 | 22845.95 | 22495.1 | 21384.81 | 20318.83 | 19198.31 | 18315.95 | 483.7695 | 23196.48 | 12 | 2032
2032-12-27 | 18322.6 | 19106.91 | 19006.74 | 19348.31 | 20391.73 | 22215.33 | 24255.2 | 24693.81 | 24078.12 | 23223.12 | 22669.28 | 22080.58 | 21425.87 | 20998.66 | 20831.06 | 21152.88 | 22501.01 | 24417.39 | 24138.13 | 23755.41 | 22635.25 | 21530.58 | 20191.3 | 19168.82 | 522.1381 | 24693.81 | 12 | 2032
2032-12-28 | 18929.8 | 17446.19 | 17261.94 | 17512.3 | 18447 | 20171.63 | 21850.34 | 22157.88 | 21835.15 | 21394.81 | 21060.78 | 20648.25 | 20132.4 | 19837.4 | 19755.71 | 20097.17 | 21360.92 | 22794.37 | 22451.35 | 22088.67 | 21025.29 | 19853.84 | 18454.77 | 17371.02 | 483.939 | 22794.37 | 12 | 2032
2032-12-29 | 17276.28 | 16292.01 | 16044.54 | 16229.23 | 17100.07 | 18766.43 | 20404.9 | 20725.33 | 20510.65 | 20219.75 | 20044.8 | 19782.24 | 19395.89 | 19210 | 19202.43 | 19557.45 | 20752.38 | 22046.34 | 21581.58 | 21128.7 | 19993.92 | 18759.19 | 17304.4 | 16160.14 | 458.4887 | 22046.34 | 12 | 2032
2032-12-30 | 16066.86 | 20978.48 | 20968.82 | 21402.99 | 22513.45 | 24888.84 | 27357.71 | 27773.78 | 26946.18 | 25798.39 | 24742.75 | 23605.47 | 22630.53 | 22060.17 | 21796.12 | 22120.01 | 23725.88 | 26257.35 | 26224.35 | 26019.85 | 24795.01 | 23375.21 | 22089.98 | 21151.09 | 565.2893 | 27773.78 | 12 | 2032
2032-12-31 | 20739.09 | 20057.51 | 19999.64 | 20388.05 | 21467.46 | 23382.73 | 25822.26 | 26257.72 | 25542.33 | 24546.95 | 23646.36 | 22820.18 | 22067.44 | 21568.89 | 21351.31 | 21665.13 | 23064.97 | 25347.63 | 25181.3 | 24875.12 | 23550.93 | 22413.04 | 21109.54 | 20128.4 | 546.994 | 26257.72 | 12 | 2032
2033-01-01 | 19700.82 | 17942.21 | 17719.59 | 17756.88 | 17901.42 | 17558.13 | 17231.34 | 18070.02 | 18996 | 19211.8 | 18909.51 | 18498.26 | 17768.15 | 17111.45 | 16953.5 | 17297.97 | 18332.69 | 20050.39 | 20338.09 | 20541.62 | 19751.59 | 19016.23 | 18293.34 | 17787.16 | 442.7382 | 20541.62 | 1 | 2033
2033-01-02 | 18001.8 | 17438.96 | 17204.71 | 17301.1 | 17745.82 | 18292.53 | 18928.87 | 19614.75 | 20036.64 | 19910.24 | 19520.59 | 19182.44 | 18749.91 | 18395.51 | 18337.2 | 18650.71 | 19595.34 | 21198.5 | 21309.47 | 21235.71 | 20205.78 | 19169.56 | 18051.37 | 17255.24 | 455.3328 | 21309.47 | 1 | 2033
2033-01-03 | 17220.51 | 16783.34 | 16569.67 | 16790.79 | 17704.38 | 19465.91 | 21261.54 | 21480.21 | 21179.34 | 20944.82 | 20804.35 | 20598.32 | 20263.55 | 20046.76 | 19987.26 | 20230.83 | 20983.94 | 22345.15 | 22243.69 | 21932.19 | 20731.02 | 19438.84 | 17968.3 | 16893.58 | 473.8683 | 22345.15 | 1 | 2033
2033-01-04 | 16672.33 | 21441.1 | 21462.9 | 21928.15 | 23056.38 | 25182.08 | 27718.5 | 27957.8 | 27051.31 | 26024.59 | 25083.03 | 24170.93 | 23362.92 | 22764.78 | 22448.9 | 22671.31 | 23705.67 | 25931.81 | 26387.14 | 26400.1 | 25180.82 | 23983.44 | 22699.33 | 21836.67 | 575.122 | 27957.8 | 1 | 2033
2033-01-05 | 21308.81 | 20503.33 | 20477.26 | 20892.6 | 21971.82 | 23872.75 | 26189.83 | 26437.59 | 25633.46 | 24750.12 | 24066.02 | 23423.54 | 22706.53 | 22184.32 | 21919.36 | 22147.61 | 23125.71 | 25026.7 | 25366.08 | 25295.44 | 24161.2 | 23054.31 | 21733.01 | 20828.87 | 557.0763 | 26437.59 | 1 | 2033
2033-01-06 | 20522.63 | 21677.28 | 21704.77 | 22177.16 | 23310.42 | 25515.64 | 28045.56 | 28294.68 | 27386.29 | 26352.58 | 25404.02 | 24411.09 | 23601.61 | 23002.62 | 22687.89 | 22916.07 | 23960.8 | 26286.16 | 26750.11 | 26759.1 | 25546.61 | 24263.49 | 22975.33 | 22109.6 | 585.6615 | 28294.68 | 1 | 2033
2033-01-07 | 21708.49 | 18667.21 | 18546.15 | 18865.39 | 19865.62 | 21705.26 | 23541.36 | 23751.34 | 23295.56 | 22843.25 | 22470.35 | 22038.05 | 21502.53 | 21128.45 | 20961.89 | 21188.94 | 22046.2 | 23615.07 | 23690.7 | 23498.68 | 22404.75 | 21201.2 | 19808.34 | 18821.58 | 517.1664 | 23751.34 | 1 | 2033
2033-01-08 | 18663.86 | 16336.12 | 16042.48 | 16077 | 16460.82 | 16946.03 | 17526.81 | 18227.04 | 18750.11 | 18762.68 | 18518.93 | 18315.1 | 17997.16 | 17739.25 | 17747.75 | 18072.47 | 18946.07 | 20413.34 | 20414.17 | 20250.86 | 19166.86 | 18078.86 | 16910.14 | 16059.73 | 432.4236 | 20414.17 | 1 | 2033
2033-01-09 | 16126.31 | 19811.92 | 19690.94 | 19907.08 | 20464.94 | 21100.76 | 21776.76 | 22462.12 | 22710.84 | 22336.02 | 21681.96 | 21094.5 | 20450.58 | 19919.89 | 19747.23 | 20053.68 | 21128.02 | 22982.13 | 23302.11 | 23358.18 | 22459.67 | 21527.96 | 20488.22 | 19781.98 | 504.3638 | 23358.18 | 1 | 2033
2033-01-10 | 19523.03 | 21919.32 | 21961.62 | 22451.71 | 23622.41 | 25952.72 | 28479.23 | 28741.3 | 27812.68 | 26742.95 | 25749.42 | 24700.53 | 23839.57 | 23212.26 | 22881.51 | 23096.69 | 24140.57 | 26522.9 | 27015.29 | 27023.26 | 25820.52 | 24488.94 | 23211.25 | 22352.86 | 591.2625 | 28741.3 | 1 | 2033
2033-01-11 | 21883.56 | 20116.72 | 20067.27 | 20458.17 | 21513.49 | 23384.92 | 25503.12 | 25765.08 | 25018.39 | 24253.96 | 23716.31 | 23129.63 | 22459.11 | 21976.84 | 21741.23 | 21977.22 | 22926.41 | 24691.26 | 24972.51 | 24843.89 | 23800.17 | 22673.48 | 21328.72 | 20401.06 | 548.6025 | 25765.08 | 1 | 2033
2033-01-12 | 20148.69 | 19547.81 | 19469.3 | 19829.43 | 20855.75 | 22699.87 | 24575.14 | 24842.95 | 24212.05 | 23666.46 | 23199.22 | 22678.9 | 22063.77 | 21628.36 | 21424.61 | 21665.18 | 22580.28 | 24247.29 | 24410.37 | 24277.19 | 23262.2 | 22109.23 | 20741.35 | 19788.79 | 533.9242 | 24842.95 | 1 | 2033
2033-01-13 | 19522.69 | 19179.53 | 19081.85 | 19421.81 | 20428.78 | 22254.22 | 24074.03 | 24278.44 | 23786.56 | 23285.13 | 22864.56 | 22387.81 | 21809.38 | 21404.96 | 21222.4 | 21466.19 | 22358.63 | 23981.89 | 24109.23 | 23948.47 | 22914.43 | 21744.35 | 20360.84 | 19391.44 | 525.2776 | 24278.44 | 1 | 2033
2033-01-14 | 19150.98 | 21339.1 | 21346.46 | 21801 | 22930.22 | 24990.32 | 27474.39 | 27747.62 | 26891.32 | 25921.2 | 25032.51 | 24190.02 | 23414.45 | 22840.51 | 22544.06 | 22762.83 | 23767.59 | 25937.27 | 26346.37 | 26287.06 | 25039.51 | 23855.57 | 22552.51 | 21668.79 | 575.8317 | 27747.62 | 1 | 2033
2033-01-15 | 21248.48 | 18463.47 | 18270.11 | 18410.57 | 18894.53 | 19455.71 | 20064.61 | 20767.2 | 21139.12 | 20933.47 | 20457.58 | 20034.69 | 19530.4 | 19117.48 | 19026.3 | 19346.75 | 20334.69 | 22022.93 | 22208.28 | 22154.95 | 21189.7 | 20194.6 | 19093.13 | 18320.88 | 480.6796 | 22208.28 | 1 | 2033
2033-01-16 | 18335.12 | 17653.1 | 17418.59 | 17515.62 | 17958.27 | 18481.44 | 19062.52 | 19770.72 | 20209.57 | 20097.48 | 19720.75 | 19390.86 | 18964.84 | 18617.85 | 18571.2 | 18897.49 | 19837.22 | 21432.15 | 21540.88 | 21431.35 | 20423.13 | 19390.89 | 18257.2 | 17449.81 | 460.4281 | 21540.88 | 1 | 2033
2033-01-17 | 17429.13 | 19801.4 | 19732.13 | 20105.31 | 21162.57 | 23028.86 | 24972.91 | 25264.91 | 24582.55 | 24001.82 | 23522.16 | 22993.61 | 22382.41 | 21935.55 | 21728.59 | 21963.23 | 22874.73 | 24549.47 | 24741.48 | 24563.11 | 23543.67 | 22392.67 | 21022.53 | 20064.48 | 538.3593 | 25264.91 | 1 | 2033
2033-01-18 | 19679.25 | 22542.89 | 22606.98 | 23117.86 | 24286.42 | 26814.08 | 29298.99 | 29566.8 | 28596.55 | 27465.41 | 26409.88 | 25293.74 | 24213.03 | 23555.85 | 23208.25 | 23440.59 | 24518.9 | 27115.4 | 27671.24 | 27702.15 | 26576.01 | 25221.13 | 23817.68 | 22977.44 | 605.6965 | 29566.8 | 1 | 2033
2033-01-19 | 22493.2 | 26941.46 | 27280.46 | 28227.87 | 30056.41 | 32879.28 | 35503.97 | 35749.79 | 34378.57 | 32681.35 | 31026.46 | 29350.41 | 27705.04 | 26434.71 | 25708.6 | 25981.3 | 27691.69 | 30864.44 | 31886.26 | 32237.67 | 31381.69 | 30254.89 | 28768.69 | 27873.32 | 713.3575 | 35749.79 | 1 | 2033
2033-01-20 | 27024.16 | 26109.57 | 26405.92 | 27308.6 | 29093.89 | 31876.74 | 34471.27 | 34723.45 | 33422 | 31822.13 | 30270.01 | 28689.53 | 27125.4 | 25923.27 | 25243.25 | 25521.95 | 27182.18 | 30258.5 | 31201.34 | 31494.36 | 30595.31 | 29430.44 | 27910.57 | 26978.24 | 700.0821 | 34723.45 | 1 | 2033
2033-01-21 | 26396.29 | 24543.19 | 24703.27 | 25520.87 | 27236.88 | 29966.22 | 32509.56 | 32786.17 | 31628.53 | 30223.86 | 28873.29 | 27479.69 | 26078.11 | 25007.99 | 24464.79 | 24692.49 | 26243.47 | 29122.58 | 29898.56 | 30059.75 | 29047.18 | 27795.45 | 26210.81 | 25203.35 | 665.6924 | 32786.17 | 1 | 2033
2033-01-22 | 24700.03 | 23633.69 | 23690.81 | 24095.3 | 24907.6 | 25933.51 | 26880.77 | 27796.74 | 27778.68 | 26774.51 | 25372.07 | 24190.95 | 23217.27 | 22412.6 | 22065 | 22366.47 | 23643 | 26273.24 | 27122.2 | 27442.19 | 26550.73 | 25543.32 | 24407.86 | 23837.98 | 600.6365 | 27796.74 | 1 | 2033
2033-01-23 | 23641.03 | 23029.18 | 23054.46 | 23425.56 | 24128.44 | 24968.07 | 25880.09 | 26804.59 | 26856.83 | 25949.75 | 24649.79 | 23714.19 | 22801.65 | 22048.47 | 21736.11 | 22043.25 | 23282.05 | 25702.46 | 26473.6 | 26732.55 | 25801.19 | 24756.82 | 23783.49 | 23185.03 | 584.4486 | 26856.83 | 1 | 2033
2033-01-24 | 22993.59 | 21220.57 | 21213.88 | 21653.27 | 22772.58 | 24739 | 27133.95 | 27440.44 | 26643.29 | 25742.14 | 24924.08 | 24157.55 | 23432.68 | 22892.37 | 22628.2 | 22866.3 | 23847.38 | 25978.49 | 26348.25 | 26211.68 | 24977.75 | 23808.72 | 22473.49 | 21559.34 | 577.659 | 27440.44 | 1 | 2033
2033-01-25 | 21291.42 | 22167.89 | 22204.98 | 22687.93 | 23828.05 | 26156.95 | 28565.93 | 28859.63 | 27962.94 | 26925.58 | 25967.72 | 24939.21 | 23999.31 | 23390.44 | 23080.01 | 23325.73 | 24369.24 | 26830.45 | 27318.58 | 27267.5 | 26125.67 | 24742.84 | 23421.17 | 22549.52 | 597.9787 | 28859.63 | 1 | 2033
2033-01-26 | 22169.8 | 23764.06 | 23879.82 | 24445.82 | 26025.05 | 28661.82 | 31124.81 | 31410.86 | 30350.51 | 29081.55 | 27878.06 | 26619.3 | 25328.31 | 24394.96 | 24002.17 | 24239.74 | 25633.14 | 28385.25 | 29065 | 29143.9 | 28115.09 | 26826.43 | 25185.5 | 24257.3 | 639.9882 | 31410.86 | 1 | 2033
2033-01-27 | 23793.26 | 23279.59 | 23369.59 | 23908.46 | 25284.33 | 27886.56 | 30319.01 | 30612.77 | 29609.92 | 28419.98 | 27300.05 | 26118.87 | 24893.24 | 24106.2 | 23742.41 | 23985.15 | 25257.71 | 27932 | 28548.46 | 28576.25 | 27515.46 | 26196.88 | 24563.1 | 23733.06 | 628.9523 | 30612.77 | 1 | 2033
2033-01-28 | 23386.4 | 25276.61 | 25516.31 | 26364.35 | 28106.78 | 30837.46 | 33341.46 | 33637.89 | 32452.18 | 30998.12 | 29593.42 | 28145.17 | 26696.57 | 25589 | 24978.35 | 25265.13 | 26844.3 | 29778.93 | 30605.2 | 30766.68 | 29806.81 | 28584.84 | 27005.47 | 26009.97 | 679.5874 | 33637.89 | 1 | 2033
2033-01-29 | 25344.94 | 22317.09 | 22299.4 | 22625.67 | 23284.18 | 23964.87 | 24616.58 | 25566.72 | 25724.43 | 24957.06 | 23973.53 | 23172.68 | 22345.61 | 21665.51 | 21406.31 | 21727.66 | 22913.42 | 25082.89 | 25747.6 | 25901.11 | 24929.48 | 24034.53 | 23040.98 | 22398.56 | 569.0408 | 25901.11 | 1 | 2033
2033-01-30 | 22317.8 | 22589.47 | 22583.68 | 22922.61 | 23592.82 | 24280.49 | 25029.88 | 25982.99 | 26119.04 | 25319.13 | 24222.41 | 23396.31 | 22547.65 | 21849.75 | 21579.64 | 21901.74 | 23100.71 | 25362.94 | 26056.27 | 26222.75 | 25272.37 | 24306.72 | 23319.63 | 22685.34 | 572.5621 | 26222.75 | 1 | 2033
2033-01-31 | 22495.47 | 21085.5 | 21062.75 | 21486.07 | 22587.33 | 24457.36 | 26772.09 | 27105.4 | 26360.57 | 25522.27 | 24768.71 | 24082.01 | 23392.67 | 22883.52 | 22645.39 | 22896.35 | 23854.94 | 25932.23 | 26261.26 | 26058.36 | 24827.65 | 23684.71 | 22323.78 | 21386 | 573.9324 | 27105.4 | 1 | 2033
2033-02-01 | 21130.48 | 17443.83 | 17338.24 | 17645.46 | 18564.18 | 20297.86 | 21988.48 | 22062.03 | 21578.08 | 21146.35 | 20831.06 | 20476.86 | 20029.26 | 19716.11 | 19538.56 | 19633.24 | 20036.86 | 21074.35 | 21524 | 21474.37 | 20512.23 | 19458.08 | 18250.16 | 17367.17 | 479.1173 | 22062.03 | 2 | 2033
2033-02-02 | 17388.03 | 20492.47 | 20530.13 | 20988.97 | 22052.55 | 24136.36 | 26558.72 | 26662.94 | 25703.14 | 24686.32 | 23802.33 | 23003.36 | 22300.79 | 21775.66 | 21459.38 | 21549.3 | 22127.53 | 23502.6 | 24468.92 | 24625.44 | 23498.77 | 22563.17 | 21449.85 | 20675.4 | 546.0021 | 26662.94 | 2 | 2033
2033-02-03 | 20337.2 | 21893.28 | 22007.45 | 22546.05 | 23796.22 | 26459.5 | 28930.26 | 29016.47 | 27878.71 | 26614.34 | 25464.71 | 24287.24 | 23168.97 | 22508.06 | 22100.33 | 22173.19 | 22830.5 | 24692.51 | 25864.41 | 26164.86 | 25170.17 | 23992.07 | 22821.74 | 22120.76 | 582.839 | 29016.47 | 2 | 2033
2033-02-04 | 21825.99 | 21386.42 | 21472.58 | 21986.03 | 23114.5 | 25654.97 | 28107.51 | 28211.09 | 27139.55 | 25962.66 | 24900.41 | 23805.62 | 22895.17 | 22275.1 | 21894.12 | 21957.41 | 22573.29 | 24225.3 | 25317.1 | 25549.26 | 24487.29 | 23331.42 | 22266.28 | 21540.84 | 571.8799 | 28211.09 | 2 | 2033
2033-02-05 | 21324.18 | 21158.73 | 21181.77 | 21532.82 | 22190.21 | 22943.17 | 23717.5 | 24433.4 | 24393.7 | 23510.94 | 22592.24 | 21808.26 | 21020.97 | 20357.73 | 20038.48 | 20182.42 | 20924.3 | 22504.18 | 23407.1 | 23786.56 | 23056.96 | 22359.97 | 21572.35 | 21051.83 | 531.0498 | 24433.4 | 2 | 2033
2033-02-06 | 20994.67 | 21377.27 | 21409.65 | 21770.64 | 22437.14 | 23195.07 | 24058.88 | 24777.86 | 24721 | 23812.1 | 22792.15 | 21988.52 | 21184.44 | 20507.36 | 20179.74 | 20324.6 | 21076.75 | 22676.6 | 23612.51 | 24055.11 | 23266.72 | 22578.81 | 21795.83 | 21281.36 | 535.8748 | 24777.86 | 2 | 2033
2033-02-07 | 21203.07 | 23956.87 | 24233.57 | 25104.33 | 26848.49 | 29623.43 | 32134.29 | 32246.71 | 30954.96 | 29456.05 | 28055.78 | 26652.14 | 25276.54 | 24199.65 | 23537.92 | 23628.24 | 24655.81 | 27001.06 | 28367.34 | 28762.98 | 27869.94 | 26777.98 | 25399.18 | 24513.57 | 640.4599 | 32246.71 | 2 | 2033
2033-02-08 | 23924.79 | 24954.46 | 25268.46 | 26177.19 | 27937.18 | 30715.08 | 33229.53 | 33340.07 | 31991.73 | 30413.51 | 28936.19 | 27458 | 26010.85 | 24891.23 | 24202.21 | 24311.97 | 25403.72 | 27846.56 | 29283.89 | 29726.62 | 28890.88 | 27830.25 | 26466.12 | 25606.06 | 664.8165 | 33340.07 | 2 | 2033
2033-02-09 | 25059.51 | 20102.88 | 20120.06 | 20556.88 | 21597.93 | 23465.52 | 25806.67 | 25927.19 | 25017.45 | 24064.73 | 23251.72 | 22631.81 | 21956.05 | 21453.91 | 21156.38 | 21250.55 | 21792.26 | 23097.28 | 23889.58 | 23984.23 | 23038.08 | 22100.01 | 20969.3 | 20178.52 | 542.4685 | 25927.19 | 2 | 2033
2033-02-10 | 20161.96 | 21014.77 | 21076.48 | 21560.53 | 22645.99 | 24949.95 | 27320.76 | 27437.71 | 26432.17 | 25343.57 | 24378.9 | 23369.78 | 22602.36 | 22029.86 | 21685.88 | 21775.65 | 22368.83 | 23890.81 | 24928.08 | 25098.21 | 24051.5 | 23005.66 | 21907.58 | 21153.09 | 560.1901 | 27437.71 | 2 | 2033
2033-02-11 | 20942.7 | 19934.4 | 19937.13 | 20364.26 | 21406.55 | 23234.64 | 25511.55 | 25654.07 | 24786.08 | 23883.84 | 23180.78 | 22591.4 | 21946.78 | 21466.18 | 21183.37 | 21268.89 | 21785.48 | 23053.35 | 23760.7 | 23803.76 | 22877.62 | 21915.38 | 20771.63 | 19963.4 | 535.2239 | 25654.07 | 2 | 2033
2033-02-12 | 19820.3 | 19232.52 | 19149.9 | 19390.67 | 19940.11 | 20580.2 | 21153.89 | 21701.56 | 21856.82 | 21462.91 | 20845.77 | 20303.95 | 19720.94 | 19230.62 | 19031.8 | 19199.58 | 19815.17 | 21152.11 | 21858.03 | 22007.73 | 21248.97 | 20460.01 | 19578.77 | 18958.92 | 487.7012 | 22007.73 | 2 | 2033
2033-02-13 | 18994.68 | 21702.12 | 21740.79 | 22109.6 | 22780.76 | 23575.53 | 24450.29 | 25194.92 | 25143.6 | 24230.89 | 23095.21 | 22283.91 | 21472.67 | 20791.3 | 20466.04 | 20622.18 | 21378.63 | 22987.39 | 24050.47 | 24463.08 | 23617.64 | 22914.59 | 22122.25 | 21601.89 | 541.7904 | 25194.92 | 2 | 2033
2033-02-14 | 21441.33 | 22799.53 | 22945.82 | 23529.06 | 25195.03 | 27878.56 | 30281.38 | 30416.38 | 29250.1 | 27921.11 | 26696.3 | 25446.18 | 24197.04 | 23303.85 | 22878.48 | 22955.95 | 23668.13 | 25833.38 | 27071.44 | 27344.77 | 26414.49 | 25274.82 | 23836.22 | 23068 | 609.6473 | 30416.38 | 2 | 2033
2033-02-15 | 22744.29 | 20393.76 | 20416.61 | 20860.39 | 21905.74 | 23868.87 | 26155.88 | 26299.67 | 25394.87 | 24438.63 | 23613.22 | 22894.98 | 22212.43 | 21706.3 | 21410.96 | 21515.29 | 22060.63 | 23373.32 | 24279.11 | 24346.2 | 23328.15 | 22398.53 | 21259.56 | 20463.73 | 547.3411 | 26299.67 | 2 | 2033
2033-02-16 | 20369.41 | 20835.49 | 20878.75 | 21344.22 | 22409.85 | 24578.64 | 26871.12 | 27016.59 | 26070.32 | 25053.71 | 24164.17 | 23253.38 | 22532.95 | 21995.36 | 21679.92 | 21783.9 | 22352.46 | 23802.46 | 24791.2 | 24887.42 | 23840.71 | 22838.73 | 21712.86 | 20932.32 | 555.9959 | 27016.59 | 2 | 2033
2033-02-17 | 20730.35 | 18943.98 | 18890.47 | 19254.34 | 20221.98 | 21952.79 | 23661.75 | 23826.48 | 23138.93 | 22617.04 | 22205.35 | 21751.24 | 21214.97 | 20832.01 | 20620.8 | 20738.68 | 21193.75 | 22332.8 | 22875.63 | 22818.46 | 21962.39 | 20965.32 | 19762.85 | 18898.28 | 511.4106 | 23826.48 | 2 | 2033
2033-02-18 | 18858.55 | 18249.91 | 18157.9 | 18486.22 | 19431.31 | 21151.52 | 22734.36 | 22868.06 | 22402.86 | 21970.25 | 21647.38 | 21275.64 | 20813.28 | 20487.6 | 20314.27 | 20424.19 | 20825.19 | 21872.41 | 22334.98 | 22208.43 | 21287.58 | 20245.67 | 19014.72 | 18115.27 | 495.1775 | 22868.06 | 2 | 2033
2033-02-19 | 18039 | 18861 | 18747.78 | 18957.68 | 19474.22 | 20062.76 | 20560.47 | 21134.99 | 21356.6 | 21045.52 | 20515.52 | 20049.72 | 19530.08 | 19094.99 | 18939.35 | 19125.43 | 19701.35 | 20962.81 | 21610.59 | 21683.59 | 20918.05 | 20106.07 | 19184.29 | 18525.09 | 478.1869 | 21683.59 | 2 | 2033
2033-02-20 | 18535.18 | 22051.25 | 22095.65 | 22471.51 | 23146.73 | 24050.49 | 24850.03 | 25626.21 | 25585.81 | 24674.15 | 23432.25 | 22603.76 | 21786.84 | 21103.1 | 20782.71 | 20953.15 | 21712.08 | 23326.34 | 24525.05 | 24896.4 | 24093.46 | 23273.17 | 22467.92 | 21939.23 | 549.9825 | 25626.21 | 2 | 2033
2033-02-21 | 21751.96 | 23316.69 | 23476.95 | 24278.27 | 25961.42 | 28628.45 | 30962.66 | 31128.37 | 29955.31 | 28602.24 | 27350.87 | 26070.14 | 24792.51 | 23801.76 | 23295.87 | 23387.09 | 24273.41 | 26471.45 | 27742.4 | 27988.34 | 27111.75 | 25995.36 | 24547.76 | 23597.42 | 624.4885 | 31128.37 | 2 | 2033
2033-02-22 | 23257.66 | 21324.84 | 21382.85 | 21864.91 | 22943.69 | 25299.76 | 27540.02 | 27709.64 | 26750.21 | 25703.42 | 24780.86 | 23800.68 | 22934.68 | 22379.1 | 22056.7 | 22170.99 | 22753.5 | 24387.35 | 25411.93 | 25493.3 | 24495.98 | 23336.49 | 22207.58 | 21428.36 | 571.4145 | 27709.64 | 2 | 2033
2033-02-23 | 21304.93 | 16932.81 | 16770.02 | 17020 | 17875.82 | 19492.15 | 20990.36 | 21133.51 | 20787.8 | 20522.04 | 20381.08 | 20175.76 | 19850.16 | 19645.09 | 19557.01 | 19697.95 | 20022.77 | 20911.73 | 21251.41 | 21026.45 | 20073.15 | 18980.84 | 17683.14 | 16716.73 | 468.8027 | 21304.93 | 2 | 2033
2033-02-24 | 16830.35 | 16443.23 | 16254.37 | 16477.2 | 17306.32 | 18896.27 | 20371.58 | 20520.49 | 20218.72 | 20013.56 | 19936.23 | 19789.54 | 19513.99 | 19351.04 | 19291.97 | 19437.48 | 19731.28 | 20560.88 | 20852.36 | 20589.06 | 19611.62 | 18496.47 | 17177.06 | 16187.02 | 453.8581 | 20852.36 | 2 | 2033
2033-02-25 | 16196.14 | 17621.6 | 17487.1 | 17771.87 | 18672.28 | 20332.01 | 21835.84 | 21995.97 | 21614.89 | 21291.06 | 21082.16 | 20812.43 | 20435.67 | 20183.8 | 20065.9 | 20194.05 | 20541.6 | 21486.74 | 21869.27 | 21652.97 | 20710.29 | 19634.2 | 18355.44 | 17408.11 | 479.2514 | 21995.97 | 2 | 2033
2033-02-26 | 17290.8 | 19089.63 | 18976.78 | 19188.1 | 19703.31 | 20269.2 | 20712.6 | 21309.44 | 21546.72 | 21248.03 | 20729.74 | 20270.8 | 19755.77 | 19326.77 | 19181.63 | 19381.06 | 19953.39 | 21208.7 | 21855.6 | 21893.76 | 21151.54 | 20343.98 | 19406.91 | 18736.1 | 482.5304 | 21893.76 | 2 | 2033
2033-02-27 | 18717.22 | 18099.08 | 17935.22 | 18093.05 | 18556.58 | 19074.14 | 19480.33 | 20085.29 | 20406.29 | 20224.26 | 19829.1 | 19484.72 | 19066.89 | 18719.62 | 18629.9 | 18836.83 | 19349.14 | 20488.94 | 21041.33 | 21008.8 | 20215.46 | 19362.39 | 18384.79 | 17669.55 | 462.7589 | 21041.33 | 2 | 2033
2033-02-28 | 17775.98 | 17242.09 | 17088.1 | 17350.78 | 18236.16 | 19866.5 | 21334.98 | 21506.68 | 21170.13 | 20903.78 | 20755.2 | 20545.3 | 20226.3 | 20012.93 | 19926.56 | 20065.7 | 20385.26 | 21277.92 | 21621.79 | 21362.87 | 20412.34 | 19322.58 | 18018.05 | 17042.15 | 473.4501 | 21621.79 | 2 | 2033
2033-03-01 | 16884.93 | 18356.33 | 18389.93 | 18798.29 | 19751.93 | 21896.38 | 23978.4 | 24065.02 | 23096.71 | 22174.81 | 21470.59 | 20723.55 | 20120.64 | 19691.35 | 19452.39 | 19485.69 | 19852.79 | 20659.65 | 21558.71 | 21920.74 | 20833.42 | 19902.88 | 18822.57 | 18098.55 | 489.9862 | 24065.02 | 3 | 2033
2033-03-02 | 18046.08 | 19754.36 | 19856.31 | 20336.7 | 21740.83 | 24366.03 | 26496.04 | 26577.18 | 25450 | 24302.34 | 23358.76 | 22387.77 | 21354.93 | 20577.02 | 20267.43 | 20294.67 | 20789.74 | 22203.31 | 23290.24 | 23775.68 | 22800.25 | 21553.61 | 20260.45 | 19592.31 | 529.432 | 26577.18 | 3 | 2033
2033-03-03 | 19487.65 | 18029.54 | 18043.92 | 18432.42 | 19366.22 | 21289.87 | 23334.23 | 23432.33 | 22515.77 | 21663.21 | 21031.23 | 20420.12 | 19906.61 | 19509.47 | 19293.73 | 19332.44 | 19676.06 | 20437.99 | 21176.67 | 21488.49 | 20485.01 | 19580.78 | 18482.24 | 17739.13 | 484.1551 | 23432.33 | 3 | 2033
2033-03-04 | 17823.62 | 17283.42 | 17254.24 | 17607.32 | 18515.03 | 20168.41 | 21987.96 | 22108.94 | 21294.2 | 20581.55 | 20243.63 | 19901.33 | 19467.72 | 19129.68 | 18954.65 | 18983.22 | 19271.42 | 19934.95 | 20419.64 | 20558.28 | 19752.67 | 18800.53 | 17673.37 | 16896.02 | 464.6118 | 22108.94 | 3 | 2033
2033-03-05 | 16958.39 | 19542.94 | 19583.92 | 19916.88 | 20523.78 | 21524.54 | 22134.71 | 22842.13 | 22757.88 | 21922.4 | 20843.8 | 20132.98 | 19486.41 | 18916.41 | 18668.66 | 18758.07 | 19306.05 | 20358.63 | 21378.67 | 22018.73 | 21174.85 | 20358.15 | 19579.51 | 19093.51 | 487.782 | 22842.13 | 3 | 2033
2033-03-06 | 19124.71 | 19981.79 | 20042.45 | 20396.43 | 21215.28 | 22283.82 | 22894.95 | 23606.14 | 23479.84 | 22582.38 | 21437.31 | 20490.38 | 19807.51 | 19207.56 | 18941.22 | 19030.82 | 19600.89 | 20696.41 | 21933.87 | 22601.35 | 21795.34 | 20832.39 | 20028.66 | 19556.87 | 501.5684 | 23606.14 | 3 | 2033
2033-03-07 | 19632.97 | 21761.11 | 22030.43 | 22882.35 | 24599.39 | 27330.02 | 29482.42 | 29587.14 | 28302.81 | 26917.18 | 25713.72 | 24500.68 | 23275 | 22298.48 | 21720.24 | 21745.54 | 22532.17 | 24185.82 | 25474.5 | 26057.17 | 25205.59 | 24058.21 | 22599.11 | 21687.56 | 583.5796 | 29587.14 | 3 | 2033
2033-03-08 | 21456.17 | 20926.03 | 21147.48 | 21947.97 | 23595.84 | 26254.9 | 28360.86 | 28461.84 | 27243.01 | 25955.45 | 24860.13 | 23742.68 | 22584.97 | 21683.77 | 21152.8 | 21197.44 | 21940.52 | 23501.18 | 24714.87 | 25248.51 | 24373.83 | 23194.4 | 21698.33 | 20754.21 | 565.9972 | 28461.84 | 3 | 2033
2033-03-09 | 20698.34 | 19755.45 | 19846.29 | 20316.67 | 21691.12 | 24268.15 | 26309.04 | 26424.8 | 25346.77 | 24254.95 | 23365.97 | 22440.08 | 21445.11 | 20680.81 | 20374.26 | 20414.87 | 20943.21 | 22310.56 | 23366.34 | 23780.16 | 22821.55 | 21566.34 | 20247.22 | 19558.35 | 532.2264 | 26424.8 | 3 | 2033
2033-03-10 | 19567.46 | 19520.14 | 19597.75 | 20054.42 | 21281.95 | 23837.16 | 25856.09 | 25978.17 | 24934.51 | 23889.37 | 23049.19 | 22168.09 | 21211.1 | 20525.21 | 20253.68 | 20297.43 | 20745.3 | 22067.37 | 23086.75 | 23468.58 | 22493.66 | 21221.54 | 20002.9 | 19301.43 | 524.4093 | 25978.17 | 3 | 2033
2033-03-11 | 19304.92 | 19108.19 | 19159 | 19597.76 | 20584.57 | 23123.05 | 25119.34 | 25261.85 | 24280.2 | 23318.86 | 22556.28 | 21751.51 | 20864.21 | 20354.72 | 20106.41 | 20138.34 | 20515.84 | 21661.42 | 22605.13 | 22918.2 | 21880.23 | 20618.37 | 19537.92 | 18816.5 | 513.1828 | 25261.85 | 3 | 2033
2033-03-12 | 18822.52 | 17923.39 | 17871.78 | 18108.9 | 18620.74 | 19207.13 | 19498.77 | 20005.76 | 20110.76 | 19775.15 | 19286.04 | 18876.57 | 18409.69 | 17992.99 | 17854.73 | 17967.61 | 18403.6 | 19241.48 | 19883.77 | 20152.75 | 19503.06 | 18759.33 | 17896.29 | 17320.59 | 451.4934 | 20152.75 | 3 | 2033
2033-03-13 | 17506.78 | 17715.31 | 17636.74 | 17868.34 | 18347.41 | 18935.64 | 19558.05 | 20182.6 | 20422.9 | 20139.96 | 19619.97 | 19160.31 | 18666.65 | 18216.85 | 18002.44 | 18072.16 | 18326.03 | 18657.02 | 19312.57 | 20420.95 | 20043.97 | 19342.85 | 18424.72 | 17772.5 | 452.3527 | 20422.9 | 3 | 2033
2033-03-14 | 17620.69 | 18307.38 | 18304.07 | 18700.94 | 19629.44 | 21666.19 | 24097.39 | 24435.69 | 23746.83 | 22991.25 | 22326.64 | 21588.41 | 20781.34 | 20318.03 | 20041.56 | 20045.5 | 20201.99 | 20454.61 | 21209.6 | 22677.48 | 22016.27 | 20722.09 | 19549.86 | 18707.84 | 500.1411 | 24435.69 | 3 | 2033
2033-03-15 | 18339.98 | 17149.38 | 17083.25 | 17412.7 | 18257.03 | 19835.05 | 21878.03 | 22217.2 | 21663.51 | 21104.05 | 20650.6 | 20242.16 | 19813.24 | 19480.86 | 19265.98 | 19289.74 | 19384.06 | 19509.29 | 19991.38 | 21047.16 | 20431.66 | 19526.06 | 18307.16 | 17421.62 | 469.3011 | 22217.2 | 3 | 2033
2033-03-16 | 17180.84 | 17077.55 | 16950.82 | 17223.46 | 18010.44 | 19525.63 | 21363.1 | 21804.42 | 21498.72 | 21249.73 | 21146.55 | 20960.62 | 20634.68 | 20483.28 | 20409.95 | 20506.81 | 20590.14 | 20610.61 | 21062.61 | 22190.08 | 21262.32 | 20031.8 | 18685.18 | 17673.82 | 478.1332 | 22190.08 | 3 | 2033
2033-03-17 | 17214.28 | 15595 | 15450.54 | 15697.79 | 16462.61 | 17967.1 | 19490.11 | 19725.79 | 19478.82 | 19280.6 | 19166.31 | 18989.96 | 18706.96 | 18496.96 | 18364.63 | 18397.65 | 18398.26 | 18345.66 | 18684.45 | 19502.63 | 18942.81 | 17969.49 | 16691.03 | 15739.48 | 432.7589 | 19725.79 | 3 | 2033
2033-03-18 | 15574.05 | 16833.17 | 16742.17 | 17055.98 | 17893 | 19473.34 | 21266.53 | 21634.54 | 21144.48 | 20667.46 | 20376.6 | 20076.9 | 19693.8 | 19392.92 | 19202.27 | 19217.38 | 19277.06 | 19343.63 | 19773.87 | 20638.25 | 20109.91 | 19174.05 | 17936.84 | 17030.1 | 459.5283 | 21634.54 | 3 | 2033
2033-03-19 | 16711.08 | 16038.06 | 15866.33 | 16001.02 | 16385.07 | 16871.43 | 17393.68 | 18046.57 | 18448.87 | 18386.49 | 18097.65 | 17851.35 | 17537.56 | 17240.9 | 17134.58 | 17225.62 | 17367.7 | 17483.7 | 17965.97 | 18924.24 | 18467.1 | 17684.92 | 16684.67 | 15944.74 | 415.7593 | 18924.24 | 3 | 2033
2033-03-20 | 15877.85 | 16551.63 | 16403.99 | 16564.33 | 16972.36 | 17476.92 | 18005.82 | 18659.44 | 19025.32 | 18910.44 | 18565.47 | 18266.01 | 17907.16 | 17573.09 | 17442.75 | 17532.65 | 17702.26 | 17871.63 | 18398.52 | 19383.41 | 18955.32 | 18195.51 | 17211.67 | 16490.36 | 425.9439 | 19383.41 | 3 | 2033
2033-03-21 | 16360.74 | 17966.04 | 17936.64 | 18307.14 | 19207.73 | 20971.96 | 23295.65 | 23668.57 | 23061.16 | 22407.78 | 21845.84 | 21196.3 | 20531.17 | 20145.03 | 19904.3 | 19921.28 | 20040.36 | 20225.75 | 20802 | 22170.94 | 21509.31 | 20363.49 | 19160.83 | 18288.69 | 489.2887 | 23668.57 | 3 | 2033
2033-03-22 | 17925.19 | 16321.49 | 16205.12 | 16482.94 | 17274.95 | 18787.54 | 20287.35 | 20580.92 | 20256.56 | 20004.69 | 19831.43 | 19597.41 | 19264.79 | 19015.21 | 18861.61 | 18900.7 | 18931.27 | 18936.92 | 19326.9 | 20155.79 | 19642.35 | 18697.06 | 17429.52 | 16493.19 | 449.2109 | 20580.92 | 3 | 2033
2033-03-23 | 16306.97 | 15042.89 | 14861.19 | 15070.74 | 15796.33 | 17248.14 | 18703 | 18961.76 | 18787.61 | 18684.29 | 18667.57 | 18578.64 | 18369.79 | 18223.98 | 18140.31 | 18187.92 | 18141.7 | 18000.24 | 18269.84 | 19010.79 | 18431.86 | 17428.5 | 16110.16 | 15117.39 | 420.1416 | 19010.79 | 3 | 2033
2033-03-24 | 14962.86 | 16034.29 | 15897.71 | 16155.07 | 16926.27 | 18413.16 | 19883.67 | 20144.99 | 19904.75 | 19705.42 | 19587.32 | 19404.51 | 19115.91 | 18904.42 | 18778.93 | 18827.01 | 18835.17 | 18794.64 | 19144.76 | 19933.23 | 19403.04 | 18437.67 | 17147.15 | 16187.11 | 440.5291 | 20144.99 | 3 | 2033
2033-03-25 | 15929.26 | 17382.44 | 17309.14 | 17643.14 | 18495.97 | 20069.25 | 22085.25 | 22481.37 | 21969.4 | 21449.11 | 21019.84 | 20532.49 | 20117.09 | 19791.32 | 19590.62 | 19613.9 | 19688.54 | 19787.97 | 20252.29 | 21322.24 | 20624.33 | 19710.83 | 18475.63 | 17574.28 | 472.9157 | 22481.37 | 3 | 2033
2033-03-26 | 17246.93 | 18430.86 | 18366.43 | 18615.82 | 19106.04 | 19664.12 | 20194.42 | 21016.37 | 21382.16 | 20945.92 | 20286 | 19807.75 | 19297.49 | 18838.7 | 18631.32 | 18723.43 | 18987.41 | 19338.7 | 20018.15 | 21262.63 | 20805.25 | 20077.13 | 19142.64 | 18479.96 | 468.6656 | 21382.16 | 3 | 2033
2033-03-27 | 18280.6 | 17174.08 | 17045.89 | 17228.39 | 17654.05 | 18152.86 | 18639.17 | 19313.88 | 19664.84 | 19519.76 | 19139.61 | 18803.08 | 18412.96 | 18055.06 | 17915.71 | 18016.01 | 18204.71 | 18411.84 | 18973.8 | 19949.27 | 19564.96 | 18826.26 | 17842.61 | 17125.49 | 441.9149 | 19949.27 | 3 | 2033
2033-03-28 | 17052.58 | 16274.97 | 16146.09 | 16414.13 | 17212.79 | 18718.8 | 20173.51 | 20461.37 | 20233.99 | 20039.4 | 19920.27 | 19739.97 | 19467.29 | 19252.91 | 19133.88 | 19178.83 | 19183.47 | 19142.61 | 19490.58 | 20248.31 | 19712.36 | 18742.36 | 17445.05 | 16472.32 | 449.8578 | 20461.37 | 3 | 2033
2033-03-29 | 16254.03 | 14805.31 | 14595.72 | 14778.21 | 15474.15 | 16879.3 | 18268.51 | 18556.97 | 18448.81 | 18427.58 | 18496.14 | 18485.3 | 18344.67 | 18259.08 | 18223.01 | 18291.78 | 18215.56 | 18009.08 | 18220.83 | 18886.58 | 18292.48 | 17259.78 | 15899.33 | 14864.74 | 416.237 | 18886.58 | 3 | 2033
2033-03-30 | 14725.84 | 16204.25 | 16027.64 | 16249.26 | 16980.78 | 18409.07 | 19818.2 | 20143.92 | 20029.5 | 19982.14 | 20032.92 | 20022.05 | 19892.81 | 19823 | 19805.51 | 19916 | 19918.42 | 19806.06 | 20039.9 | 20715.01 | 20087.06 | 19032 | 17641.77 | 16584.98 | 451.8881 | 20715.01 | 3 | 2033
2033-03-31 | 16185.78 | 15579.31 | 15332.23 | 15484.84 | 16147.16 | 17505.43 | 18871.29 | 19247.41 | 19294.67 | 19456.68 | 19738.71 | 19960.02 | 20040.8 | 20153.25 | 20265.87 | 20431.83 | 20393.72 | 20144.41 | 20208.07 | 20740.34 | 19984.82 | 18812.48 | 17311.6 | 16142.62 | 447.4333 | 20740.34 | 3 | 2033
2033-04-01 | 15912.38 | 14525.49 | 14275.72 | 14450.01 | 15248.72 | 16729.03 | 18063.08 | 18410.07 | 18367.08 | 18414.46 | 18545.09 | 18585.62 | 18490.2 | 18512.17 | 18599.05 | 18747.7 | 18939.98 | 18783.49 | 18434.3 | 18960.23 | 18561.61 | 17456.12 | 16050.39 | 14957.05 | 418.019 | 18960.23 | 4 | 2033
2033-04-02 | 14579.74 | 15082.87 | 14827.29 | 14899.2 | 15324.76 | 15790.31 | 16149.07 | 16879.66 | 17434.81 | 17563.71 | 17476.58 | 17397.67 | 17222.26 | 17125.78 | 17212.77 | 17412.7 | 17706.83 | 17807.29 | 17669.88 | 18303.37 | 18141.1 | 17261.16 | 16152.21 | 15291.81 | 400.7128 | 18303.37 | 4 | 2033
2033-04-03 | 15011.13 | 14781.39 | 14517.89 | 14580.62 | 14997.49 | 15455.51 | 15805.17 | 16529.5 | 17088.5 | 17225.86 | 17145.3 | 17068.51 | 16892.53 | 16794.31 | 16878.92 | 17070.81 | 17346.6 | 17424.38 | 17280.72 | 17912.88 | 17754.69 | 16879.32 | 15775.09 | 14917.97 | 393.1351 | 17912.88 | 4 | 2033
2033-04-04 | 14695.82 | 14470.58 | 14247.86 | 14437.18 | 15262.25 | 16749.87 | 18073.45 | 18401.57 | 18310.3 | 18289.83 | 18348.4 | 18307.74 | 18143.2 | 18095.38 | 18137.68 | 18254.31 | 18380.6 | 18297.59 | 18033.33 | 18523.4 | 18281.8 | 17234.01 | 15869.74 | 14811.28 | 411.6572 | 18523.4 | 4 | 2033
2033-04-05 | 14472.06 | 16013.81 | 15864.92 | 16130.5 | 17010.62 | 18536.32 | 20468.33 | 20922.34 | 20594.68 | 20299.13 | 20106.28 | 19776.33 | 19295.97 | 19041.53 | 18972.11 | 19148.63 | 19466.68 | 19607.45 | 19443.71 | 20323.99 | 20107.46 | 18697.22 | 17392.71 | 16409.39 | 448.1022 | 20922.34 | 4 | 2033
2033-04-06 | 15983.07 | 15536.4 | 15362.1 | 15601.35 | 16455.41 | 17955.59 | 19584.9 | 20046.88 | 19781.62 | 19572.34 | 19469.92 | 19223.1 | 18813.92 | 18623.12 | 18606.99 | 18773.81 | 19047.68 | 19104.08 | 18871.76 | 19698.09 | 19447.22 | 18224.69 | 16899.35 | 15892.99 | 436.5764 | 20046.88 | 4 | 2033
2033-04-07 | 15547.56 | 16717.19 | 16600.66 | 16900.42 | 17813.05 | 19687.48 | 21684.96 | 22142.84 | 21745.41 | 21347.96 | 21046.54 | 20614.56 | 20046.38 | 19719.62 | 19604.74 | 19781.04 | 20152.88 | 20397.04 | 20320.21 | 21247.63 | 21089.17 | 19701.34 | 18112.98 | 17154.13 | 469.1758 | 22142.84 | 4 | 2033
2033-04-08 | 16735.71 | 17607.54 | 17528.4 | 17879.59 | 18898.67 | 21268.19 | 23298.25 | 23767.51 | 23278.57 | 22749.66 | 22296.34 | 21728.09 | 21048.95 | 20620.71 | 20440.57 | 20595.79 | 21030.69 | 21402.83 | 21427 | 22408.38 | 22287.74 | 20943.48 | 19108.46 | 18063.9 | 496.415 | 23767.51 | 4 | 2033
2033-04-09 | 17611.5 | 17614.03 | 17494.34 | 17707.94 | 18268.33 | 18876.17 | 19452.56 | 20506.46 | 20988.1 | 20705.78 | 20072.5 | 19459.27 | 18772.36 | 18415.78 | 18341.49 | 18513.81 | 19035.93 | 19602.85 | 19799.94 | 20987.06 | 21037.91 | 19973.36 | 18580.61 | 17851 | 459.6691 | 21037.91 | 4 | 2033
2033-04-10 | 17586.08 | 18109 | 18006.67 | 18239.57 | 18845.64 | 19694.22 | 20270.6 | 21336.58 | 21791.28 | 21464.99 | 20786.31 | 20132.74 | 19414.2 | 18885.82 | 18759.64 | 19030.15 | 19686.68 | 20313.28 | 20549.48 | 21749.23 | 21823.83 | 20772.95 | 19326.19 | 18405.91 | 474.981 | 21823.83 | 4 | 2033
2033-04-11 | 18096.15 | 17105.06 | 16995.72 | 17306.87 | 18245.11 | 20323.98 | 22294.64 | 22798.89 | 22433.48 | 22059.3 | 21778.65 | 21372.29 | 20846.67 | 20540.47 | 20452.6 | 20643.67 | 21026.72 | 21278.51 | 21187.93 | 22060.78 | 21888.18 | 20479.42 | 18634.35 | 17649.97 | 487.4994 | 22798.89 | 4 | 2033
2033-04-12 | 17242.28 | 16264.67 | 16117.82 | 16387.22 | 17267.66 | 18825.14 | 20745.11 | 21229.1 | 20917.52 | 20632.42 | 20446.45 | 20117.43 | 19637.66 | 19386.85 | 19329.01 | 19521.66 | 19838.11 | 19977.56 | 19818.74 | 20657.07 | 20475.03 | 19051.37 | 17638.85 | 16646.46 | 458.1712 | 21229.1 | 4 | 2033
2033-04-13 | 16313.62 | 17284.6 | 17185.8 | 17505.97 | 18435.08 | 20593.79 | 22544.43 | 23028.25 | 22609.74 | 22171.19 | 21823.19 | 21343.96 | 20736.14 | 20379.3 | 20252.77 | 20443.03 | 20843.42 | 21140.52 | 21109.08 | 22027.7 | 21920.95 | 20558.21 | 18699.34 | 17744.01 | 486.6941 | 23028.25 | 4 | 2033
2033-04-14 | 17312.64 | 15857.85 | 15670.76 | 15900.35 | 16740.87 | 18202.46 | 19850 | 20376.18 | 20195.43 | 20079.61 | 20077.75 | 19929.06 | 19609.7 | 19497.22 | 19539.37 | 19772.41 | 20044.37 | 20062.32 | 19770.04 | 20483.9 | 20218.41 | 18721.98 | 17348.2 | 16296.79 | 451.5577 | 20483.9 | 4 | 2033
2033-04-15 | 15965.51 | 14942.64 | 14712.56 | 14908.08 | 15722.64 | 17180.9 | 18424.95 | 18820.95 | 18720.05 | 18721.11 | 18822.88 | 18771.73 | 18595.1 | 18560.66 | 18618.6 | 18774.62 | 18957.79 | 18832.85 | 18521.93 | 19076.87 | 18741.3 | 17676.83 | 16289.98 | 15219.04 | 423.5796 | 19076.87 | 4 | 2033
2033-04-16 | 14910.62 | 14796.39 | 14525.57 | 14582.13 | 14987.99 | 15400.56 | 15649.03 | 16401.44 | 16984.43 | 17145.32 | 17080.66 | 17006.38 | 16827.49 | 16729.69 | 16824.45 | 17024.41 | 17271.77 | 17315.47 | 17169.96 | 17748.68 | 17640.39 | 16782.39 | 15666.23 | 14798.85 | 391.2703 | 17748.68 | 4 | 2033
2033-04-17 | 14645.08 | 16207.63 | 16002.93 | 16129.75 | 16602.09 | 17069.6 | 17349.3 | 18101.36 | 18584.2 | 18601.56 | 18385.06 | 18169.23 | 17871.3 | 17674.52 | 17704.8 | 17902.17 | 18229.1 | 18422.24 | 18396.32 | 19206.51 | 19157.37 | 18212.61 | 17140.56 | 16323.32 | 422.0886 | 19206.51 | 4 | 2033
2033-04-18 | 16052.39 | 16005.64 | 15828.16 | 16069.38 | 16937.88 | 18420.78 | 20124.84 | 20674.69 | 20495.03 | 20368.02 | 20345.78 | 20177.26 | 19853.66 | 19720.86 | 19759.15 | 19983.45 | 20248.63 | 20269.2 | 19989.38 | 20679.43 | 20428.61 | 18930.5 | 17507.32 | 16451.59 | 455.3216 | 20679.43 | 4 | 2033
2033-04-19 | 16067.46 | 15921.19 | 15678.55 | 15857.37 | 16643.65 | 18034.58 | 19509.1 | 20146.04 | 20203.07 | 20379.33 | 20705.02 | 20892.62 | 20885.77 | 21048.3 | 21296.78 | 21644.67 | 21903.66 | 21776.31 | 21252.53 | 21723.61 | 21290.43 | 19605.31 | 17835.79 | 16659.71 | 466.9608 | 21903.66 | 4 | 2033
2033-04-20 | 16107.04 | 15111.21 | 14839.69 | 14986.75 | 15742.93 | 17108.39 | 18289.08 | 18744.89 | 18848.79 | 19098.48 | 19496.38 | 19742.57 | 19779.7 | 19976.53 | 20244.58 | 20575.95 | 20764.82 | 20531.66 | 19948.8 | 20387.53 | 19936.6 | 18403.47 | 16898.05 | 15713.68 | 441.2776 | 20764.82 | 4 | 2033
2033-04-21 | 15251.88 | 14954.14 | 14684.2 | 14831.71 | 15590.08 | 16959.43 | 18134.68 | 18548.02 | 18599.18 | 18803.77 | 19156.52 | 19333.66 | 19287.89 | 19398.1 | 19591.15 | 19862.37 | 20010.58 | 19776.37 | 19246.58 | 19735.04 | 19341.67 | 18030.53 | 16557.4 | 15403.8 | 431.0887 | 20010.58 | 4 | 2033
2033-04-22 | 15015.3 | 14946.29 | 14664.52 | 14812.36 | 15576.35 | 16964.53 | 18135.23 | 18570.77 | 18647.21 | 18871.79 | 19263.83 | 19496.1 | 19515.93 | 19681.69 | 19923.9 | 20213.82 | 20361.98 | 20095.41 | 19508.54 | 19932.15 | 19475.56 | 18085.49 | 16592.61 | 15417.87 | 433.7692 | 20361.98 | 4 | 2033
2033-04-23 | 14981.25 | 14967.91 | 14576.77 | 14522.61 | 14815.31 | 15092.15 | 15236.75 | 16146.98 | 17078.03 | 17670.47 | 18078.77 | 18472.32 | 18705.58 | 19041.64 | 19531.77 | 20004.72 | 20298.96 | 20063.1 | 19399.27 | 19797.31 | 19307.03 | 18022.18 | 16657.65 | 15547.22 | 418.0158 | 20298.96 | 4 | 2033
2033-04-24 | 15079.36 | 14671.61 | 14285.89 | 14235.15 | 14530.05 | 14807.97 | 14947.09 | 15837.46 | 16739.15 | 17296.63 | 17670.02 | 18035.79 | 18253.48 | 18498.9 | 18873.27 | 19357.54 | 19654.33 | 19413.54 | 18762.64 | 19172.66 | 18710.87 | 17624.82 | 16275.27 | 15178.5 | 407.912 | 19654.33 | 4 | 2033
2033-04-25 | 14745.23 | 14404.33 | 14117.54 | 14247.5 | 15005.42 | 16370.9 | 17513.35 | 17941.63 | 18031.9 | 18229.36 | 18516.24 | 18688.28 | 18709.51 | 18868.37 | 19117.66 | 19399.51 | 19499.07 | 19170 | 18620.88 | 18979.85 | 18615.73 | 17481.95 | 15991.4 | 14811.12 | 417.0767 | 19499.07 | 4 | 2033
2033-04-26 | 14429.41 | 14308.27 | 14022.18 | 14150.67 | 14888.27 | 16227.13 | 17352.92 | 17758.8 | 17821.33 | 17991.24 | 18252.24 | 18393.5 | 18374.49 | 18477.22 | 18638.44 | 18919.48 | 19021.93 | 18704.35 | 18303.2 | 18607.15 | 18362.25 | 17253.08 | 15775.69 | 14616.52 | 410.6498 | 19021.93 | 4 | 2033
2033-04-27 | 14291.24 | 15234.93 | 14897.17 | 14983.26 | 15674.6 | 16952.86 | 18053.81 | 18571.53 | 18926.57 | 19530.82 | 20326.23 | 20979.92 | 21395.01 | 21923.76 | 22441.37 | 22913.08 | 23086.22 | 22678.17 | 21816.87 | 21956.6 | 21306.58 | 19396.94 | 17536.26 | 16200.85 | 461.0746 | 23086.22 | 4 | 2033
2033-04-28 | 15496.34 | 15789.57 | 15417.91 | 15475.85 | 16136.53 | 17374.4 | 18456.25 | 19221.69 | 19807.37 | 20639.64 | 21700.96 | 22642.49 | 23332.32 | 24104.04 | 24803.71 | 25392.42 | 25606.42 | 25135.91 | 24088.58 | 24034.47 | 23214.27 | 21134.79 | 18609.46 | 17162.2 | 494.7776 | 25606.42 | 4 | 2033
2033-04-29 | 16259.83 | 15288.13 | 14931.3 | 15011.25 | 15702.25 | 16992.62 | 18083.71 | 18635.21 | 19044.68 | 19731.76 | 20607.43 | 21349.88 | 21853.27 | 22449.98 | 23020.02 | 23506 | 23668.16 | 23213.51 | 22278.47 | 22334.3 | 21608.67 | 19639.41 | 17664.97 | 16297.74 | 469.1725 | 23668.16 | 4 | 2033
2033-04-30 | 15562.84 | 14651.51 | 14354.03 | 14384.69 | 14760.3 | 15108.95 | 15246.94 | 16041.35 | 16695.26 | 16939.82 | 16958.71 | 16955.73 | 16837.02 | 16793.46 | 16936.25 | 17161.01 | 17369.94 | 17341.71 | 17144.88 | 17628.12 | 17531.1 | 16656 | 15494.09 | 14584.24 | 389.1379 | 17628.12 | 4 | 2033
2033-05-01 | 13964.18 | 14622.24 | 14240.76 | 14229.14 | 14591.73 | 14863.27 | 15059.54 | 16146.74 | 17063.86 | 17447.23 | 17561.75 | 17577.62 | 17484.02 | 17443.67 | 17633.97 | 17974.96 | 18329.21 | 18417.53 | 18087.16 | 18260.82 | 18287.83 | 17375.01 | 15998.66 | 14853.2 | 397.5141 | 18417.53 | 5 | 2033
2033-05-02 | 14531.84 | 14972.49 | 14635.07 | 14773.52 | 15618.43 | 17095.71 | 18442.8 | 19103.34 | 19309.88 | 19568.54 | 19920.49 | 20066 | 20071.54 | 20166.49 | 20363.76 | 20661.79 | 20880.26 | 20796.08 | 20276.78 | 20225.18 | 20089.28 | 18910.41 | 17167.75 | 15731.07 | 443.3785 | 20880.26 | 5 | 2033
2033-05-03 | 15136.84 | 14796.31 | 14382.19 | 14447.16 | 15198.02 | 16571.9 | 17869.24 | 18592.53 | 18984.9 | 19484.21 | 20114.03 | 20544.47 | 20800.89 | 21136.64 | 21517.47 | 21937.31 | 22162.98 | 21949.64 | 21201.55 | 20979.45 | 20698.84 | 19370.7 | 17476.22 | 15897.73 | 451.2512 | 22162.98 | 5 | 2033
2033-05-04 | 15140.86 | 15347.75 | 14871.67 | 14882.74 | 15576.84 | 16881.69 | 18145.6 | 18972.98 | 19576.15 | 20330.76 | 21254.81 | 22034.93 | 22616.91 | 23245.58 | 23835.81 | 24378.6 | 24631.54 | 24324.12 | 23353.26 | 22900.84 | 22409.99 | 20850.72 | 18777.1 | 17025.18 | 481.3664 | 24631.54 | 5 | 2033
2033-05-05 | 15919.89 | 14978.52 | 14586.41 | 14672.65 | 15444.1 | 16832.42 | 18124.02 | 18834.5 | 19176.65 | 19609.71 | 20164.23 | 20516.06 | 20700.05 | 20973.26 | 21300.88 | 21701.31 | 21933.38 | 21759.6 | 21077.75 | 20895.57 | 20667.06 | 19383.16 | 17524.57 | 15983.24 | 452.759 | 21933.38 | 5 | 2033
2033-05-06 | 15278.53 | 15161.57 | 14816.29 | 14958.75 | 15793.29 | 17261.85 | 18577.29 | 19250.81 | 19460.45 | 19725.42 | 20076.17 | 20222.79 | 20223.05 | 20325.92 | 20529.62 | 20835.05 | 21056.64 | 20971.01 | 20443.35 | 20366.54 | 20225.99 | 19041.33 | 17290.14 | 15854.02 | 447.7459 | 21056.64 | 5 | 2033
2033-05-07 | 15253.81 | 15552.75 | 15206.65 | 15233.08 | 15630.25 | 15915.16 | 16090.9 | 17194.72 | 18071.6 | 18389.69 | 18434.16 | 18383.53 | 18233.82 | 18148.56 | 18314.69 | 18665.03 | 19060.34 | 19223.71 | 18954.18 | 19142.06 | 19218.84 | 18336.71 | 16971.09 | 15842.99 | 419.4683 | 19223.71 | 5 | 2033
2033-05-08 | 15494.97 | 15179.22 | 14813.37 | 14819.15 | 15195.96 | 15459.97 | 15615.96 | 16724.45 | 17634.68 | 17998.59 | 18090.94 | 18084.07 | 17971.5 | 17917.47 | 18105.28 | 18458.94 | 18829.88 | 18947.55 | 18641.97 | 18800.02 | 18860.13 | 17961.69 | 16579.72 | 15434.03 | 411.6195 | 18947.55 | 5 | 2033
2033-05-09 | 15128.41 | 14271.33 | 13911.85 | 14025.2 | 14843.93 | 16282.74 | 17564.29 | 18222.78 | 18451.73 | 18743.52 | 19122.73 | 19281.46 | 19293.19 | 19392.96 | 19596.3 | 19884.45 | 20049.96 | 19896.05 | 19355.7 | 19272.52 | 19162.34 | 17997.8 | 16255.94 | 14818.88 | 424.8261 | 20049.96 | 5 | 2033
2033-05-10 | 14378.38 | 14751.62 | 14319.64 | 14367.31 | 15098.45 | 16433.13 | 17667.03 | 18419.3 | 18862.69 | 19422.27 | 20114.68 | 20602.11 | 20908.55 | 21290.98 | 21716.37 | 22157.58 | 22362.42 | 22102.15 | 21308.26 | 21020.28 | 20735.78 | 19388.56 | 17458.32 | 15846.98 | 450.7328 | 22362.42 | 5 | 2033
2033-05-11 | 15071.67 | 15576.18 | 15076.78 | 15067.13 | 15738.31 | 17000.46 | 18205.36 | 19081.3 | 19765.91 | 20616.35 | 21659 | 22545.15 | 23216.36 | 23920.19 | 24567.14 | 25142.1 | 25382.94 | 25029.67 | 23995.24 | 23451.71 | 22929.73 | 21300.58 | 19166.73 | 17358.93 | 490.8649 | 25382.94 | 5 | 2033
2033-05-12 | 16194.14 | 15185.56 | 14717.67 | 14734.67 | 15434.07 | 16729.13 | 17942.04 | 18760.54 | 19331.1 | 20044.15 | 20910.01 | 21591.14 | 22085.94 | 22632.56 | 23162.58 | 23664.29 | 23880.08 | 23569.45 | 22656.59 | 22231.34 | 21823.69 | 20352.54 | 18319.97 | 16610.24 | 472.5635 | 23880.08 | 5 | 2033
2033-05-13 | 15698.82 | 15518.16 | 15025.62 | 15033.72 | 15729.58 | 17032.5 | 18237.74 | 19111.09 | 19761.04 | 20568.72 | 21535.54 | 22351.1 | 22958.82 | 23594.67 | 24192.49 | 24721.01 | 24941.33 | 24594.63 | 23595.44 | 23072.44 | 22567.52 | 20983.72 | 18889.77 | 17119.52 | 486.835 | 24941.33 | 5 | 2033
2033-05-14 | 16042.92 | 14897.64 | 14370.8 | 14225.6 | 14448.89 | 14539.62 | 14579.83 | 15868.85 | 17217.87 | 18131.39 | 18835.63 | 19448.93 | 19899.07 | 20330.01 | 20866.14 | 21393.33 | 21730.72 | 21555.61 | 20814.29 | 20563.98 | 20296.41 | 19071.26 | 17365.52 | 15900.92 | 432.3952 | 21730.72 | 5 | 2033
2033-05-15 | 15212.03 | 14568.21 | 14040.5 | 13892.55 | 14112.13 | 14197.25 | 14224.81 | 15499.97 | 16834.6 | 17732.43 | 18420.58 | 19020.8 | 19464.81 | 19896.85 | 20439.59 | 20970.49 | 21284.24 | 21102.44 | 20368.57 | 20118.64 | 19861.51 | 18647.43 | 16950.59 | 15493.67 | 422.3547 | 21284.24 | 5 | 2033
2033-05-16 | 14836.76 | 15556.45 | 15085.1 | 15102.43 | 15820.16 | 17126.68 | 18324.99 | 19190.38 | 19815.12 | 20583 | 21508.37 | 22269.34 | 22829.23 | 23409.77 | 23970.08 | 24478.33 | 24690.39 | 24363.98 | 23415.64 | 22927.43 | 22481.64 | 20944.64 | 18876.96 | 17127.05 | 484.7339 | 24690.39 | 5 | 2033
2033-05-17 | 16068.29 | 14772.27 | 14343.07 | 14392.97 | 15125.33 | 16447.77 | 17641.53 | 18399.04 | 18836.62 | 19386.3 | 20060.79 | 20519.12 | 20792.33 | 21140.43 | 21537.09 | 21963.08 | 22148.94 | 21884.21 | 21122.49 | 20834.68 | 20591.13 | 19270.4 | 17352.04 | 15754.52 | 450.3844 | 22148.94 | 5 | 2033
2033-05-18 | 15058.39 | 15060.11 | 14665.33 | 14748.76 | 15513.62 | 16864.03 | 18065.97 | 18800.8 | 19160.54 | 19608.07 | 20170.93 | 20519.92 | 20697.69 | 20967.06 | 21300.74 | 21708.8 | 21917.46 | 21718.27 | 21041.98 | 20814.7 | 20632.86 | 19368.27 | 17499.01 | 15951.94 | 451.8553 | 21917.46 | 5 | 2033
2033-05-19 | 15278.87 | 15271.41 | 14841.71 | 14894.14 | 15627 | 16940.27 | 18123.79 | 18911.44 | 19382.83 | 19967.06 | 20685.12 | 21196.05 | 21536.68 | 21956.73 | 22402.71 | 22866.44 | 23080.58 | 22826.2 | 22025.72 | 21675.83 | 21384.62 | 20027.75 | 18068.84 | 16434.55 | 465.4063 | 23080.58 | 5 | 2033
2033-05-20 | 15623.99 | 15257.53 | 14874.52 | 14981.9 | 15776.9 | 17172.15 | 18381.96 | 19121.76 | 19449.41 | 19854.02 | 20355.46 | 20648.34 | 20781.07 | 21001.8 | 21299.99 | 21677.33 | 21886.18 | 21710.26 | 21064.66 | 20847.96 | 20667.74 | 19419.44 | 17578.27 | 16058.27 | 455.4909 | 21886.18 | 5 | 2033
2033-05-21 | 15405.25 | 14264.56 | 13825.93 | 13758.12 | 14059.08 | 14224 | 14260.64 | 15420.47 | 16484.84 | 17047.16 | 17348.69 | 17536.36 | 17593.36 | 17685.54 | 17982.68 | 18376.08 | 18668.25 | 18618.65 | 18164.62 | 18162.96 | 18162.68 | 17188.56 | 15713.14 | 14474.55 | 394.4262 | 18668.25 | 5 | 2033
2033-05-22 | 14206.28 | 14876.56 | 14460.6 | 14417.38 | 14741.68 | 14922.73 | 14965.21 | 16132.89 | 17171.15 | 17692.5 | 17951.61 | 18101.34 | 18126.6 | 18192.77 | 18474.11 | 18872.41 | 19196.02 | 19199.75 | 18782.23 | 18796.94 | 18816.47 | 17855.56 | 16386.9 | 15158.55 | 407.4982 | 19199.75 | 5 | 2033
2033-05-23 | 14797.03 | 15818.6 | 15482.77 | 15626.67 | 16469.43 | 17889.71 | 19106.86 | 19836.93 | 20099.53 | 20407.23 | 20809.98 | 21002.66 | 21053.74 | 21195.25 | 21450.14 | 21817.02 | 22056.31 | 21960.78 | 21394.95 | 21233.25 | 21129.54 | 19939.17 | 18137.33 | 16653.35 | 465.3682 | 22056.31 | 5 | 2033
2033-05-24 | 16010.56 | 15833.66 | 15328.49 | 15313.92 | 15980.91 | 17216.99 | 18350.27 | 19257.12 | 19968.04 | 20846.94 | 21911.03 | 22766.95 | 23377.62 | 24004.5 | 24581.7 | 25099.21 | 25283.98 | 24915.98 | 23924.36 | 23375.57 | 22927.23 | 21337.1 | 19216.79 | 17426.83 | 494.2557 | 25283.98 | 5 | 2033
2033-05-25 | 16388.57 | 15476.95 | 14994.93 | 14999.78 | 15684.34 | 16935.6 | 18065.2 | 18929.83 | 19559.7 | 20338.64 | 21268.13 | 22018.83 | 22549.86 | 23122.13 | 23672.82 | 24185.54 | 24377.14 | 24032.02 | 23094.53 | 22596.77 | 22205.38 | 20704.75 | 18634.8 | 16893.46 | 480.7297 | 24377.14 | 5 | 2033
2033-05-26 | 15972.53 | 15850.18 | 15327.09 | 15296.22 | 15944.24 | 17154 | 18268.17 | 19200.34 | 19968.12 | 20915.2 | 22071.42 | 23033.62 | 23756.32 | 24493.04 | 25160.98 | 25740.17 | 25943.01 | 25538.65 | 24466.36 | 23836.97 | 23323.73 | 21666.21 | 19474.54 | 17625.7 | 500.0268 | 25943.01 | 5 | 2033
2033-05-27 | 16508.89 | 16200.18 | 15644.83 | 15597.85 | 16238.14 | 17457.18 | 18568.42 | 19561.72 | 20424.38 | 21491.46 | 22783.34 | 23853.31 | 24662.72 | 25447.88 | 26138.27 | 26701.02 | 26878.49 | 26431.45 | 25289.05 | 24580.91 | 23983.62 | 22256.3 | 19985.69 | 18087.43 | 514.7725 | 26878.49 | 5 | 2033
2033-05-28 | 16864.86 | 15613.37 | 14989.54 | 14757.81 | 14894.29 | 14868.85 | 14800.85 | 16250.89 | 17909.63 | 19201.19 | 20308.5 | 21298.85 | 22093.67 | 22801.26 | 23528.85 | 24148.92 | 24434.12 | 24101.48 | 23094.84 | 22561.09 | 22109.02 | 20659.96 | 18748.21 | 17087.04 | 467.1271 | 24434.12 | 5 | 2033
2033-05-29 | 16158.4 | 15906.36 | 15260.66 | 15010.19 | 15130.1 | 15088.98 | 15016.95 | 16505.42 | 18236.98 | 19618.87 | 20818.28 | 21910.23 | 22766.49 | 23505.02 | 24240.11 | 24850.56 | 25117.72 | 24761.1 | 23715.66 | 23142.04 | 22652.42 | 21137.53 | 19187.73 | 17490.11 | 477.2279 | 25117.72 | 5 | 2033
2033-05-30 | 16297.28 | 15655.46 | 14990.05 | 14752.72 | 14988.6 | 15216.71 | 15309.5 | 16550.33 | 18208.53 | 19994.09 | 21739.22 | 23116.66 | 23929.3 | 24623.26 | 25337.05 | 25938.14 | 26068.2 | 25485.29 | 24277.73 | 23634.53 | 23125.11 | 21544.4 | 19531.28 | 17754.43 | 488.0679 | 26068.2 | 5 | 2033
2033-05-31 | 16710.85 | 17166.63 | 16538.8 | 16417.73 | 16981.73 | 18098.71 | 19163.48 | 20282.99 | 21406.35 | 22856.55 | 24508.3 | 25892.79 | 26933.35 | 27882.09 | 28651.29 | 29239.25 | 29377.77 | 28843.74 | 27549.72 | 26681.79 | 25972.03 | 24095.5 | 21583.82 | 19530.22 | 552.3655 | 29377.77 | 5 | 2033
2033-06-01 | 17812.03 | 17234.25 | 16634.32 | 16514.83 | 16958.86 | 17701.8 | 18581.26 | 19756.74 | 20740.54 | 21842.44 | 23080.79 | 24284 | 25241.7 | 26206.99 | 27029.17 | 27683.11 | 27892.92 | 27420.86 | 26109.87 | 24962.64 | 24029.46 | 22654.93 | 20709.51 | 19016.06 | 530.0991 | 27892.92 | 6 | 2033
2033-06-02 | 17883.47 | 17123.21 | 16531.17 | 16418.39 | 16867.96 | 17613.37 | 18486.69 | 19649.56 | 20607.41 | 21676.53 | 22881.29 | 23986.16 | 24918.95 | 25871.83 | 26693.51 | 27354.56 | 27571.15 | 27107.03 | 25813.07 | 24678.36 | 23766.66 | 22469.74 | 20537.09 | 18856.19 | 525.3633 | 27571.15 | 6 | 2033
2033-06-03 | 17791.15 | 17631.8 | 17001.52 | 16862.02 | 17299.48 | 18046.72 | 18921.93 | 20160.91 | 21245.43 | 22468.61 | 23972.64 | 25352.34 | 26402.04 | 27412.8 | 28244.67 | 28868.89 | 29037.04 | 28515.38 | 27130.84 | 25897.72 | 24879.84 | 23244.22 | 21251.52 | 19510.02 | 547.1495 | 29037.04 | 6 | 2033
2033-06-04 | 18311.52 | 17706.25 | 16971.01 | 16637.88 | 16609.54 | 16256.85 | 16109.05 | 17819.33 | 19732.79 | 21329.83 | 22753.62 | 24101.49 | 25253.16 | 26223 | 27083.98 | 27721.85 | 27949.22 | 27493.59 | 26174.32 | 25058.04 | 24121.41 | 22793.9 | 21009.51 | 19410.64 | 524.6318 | 27949.22 | 6 | 2033
2033-06-05 | 18301.28 | 15795.27 | 15229.36 | 15043.18 | 15155.12 | 14947.28 | 14845.04 | 16267.9 | 17614.54 | 18514 | 19189.61 | 19638.83 | 19933.86 | 20244.63 | 20653.73 | 21056.72 | 21280.33 | 21137.25 | 20531.26 | 20081.76 | 19754.36 | 19012.06 | 17597.87 | 16356.1 | 438.1813 | 21280.33 | 6 | 2033
2033-06-06 | 15944.55 | 16270.26 | 15756.33 | 15713.49 | 16254.4 | 17101.15 | 18003.62 | 19047.3 | 19749.11 | 20501.86 | 21341.03 | 21869.43 | 22228.39 | 22646.84 | 23057.94 | 23529.01 | 23697.56 | 23354.26 | 22547.15 | 21912.87 | 21452.86 | 20496.48 | 18778.18 | 17298.33 | 478.5524 | 23697.56 | 6 | 2033
2033-06-07 | 16556.15 | 16730.09 | 16174.51 | 16092.96 | 16576.44 | 17359.81 | 18237.72 | 19337.6 | 20164.63 | 21076.06 | 22092.22 | 22785.42 | 23336.1 | 24037.3 | 24666.68 | 25202.98 | 25371.6 | 24971.59 | 23867.97 | 22957.25 | 22429.58 | 21386.92 | 19577.57 | 18016.59 | 499.0057 | 25371.6 | 6 | 2033
2033-06-08 | 17136.87 | 17073.99 | 16488.67 | 16381.43 | 16839.39 | 17593.76 | 18458.97 | 19611.22 | 20540.4 | 21576.41 | 22729.37 | 23686.59 | 24496.01 | 25318.56 | 26027.52 | 26602.76 | 26769.92 | 26320.37 | 25110.98 | 24048.16 | 23225.46 | 22107.48 | 20224.33 | 18592.31 | 516.9609 | 26769.92 | 6 | 2033
2033-06-09 | 17587.4 | 16878.47 | 16307.3 | 16212.1 | 16682.03 | 17449.7 | 18318.97 | 19444.9 | 20323.53 | 21298.14 | 22383.15 | 23145.93 | 23878.07 | 24638.45 | 25306.35 | 25860.45 | 26025.26 | 25597.52 | 24441.07 | 23431.68 | 22791.76 | 21712.56 | 19866.95 | 18271.06 | 507.8528 | 26025.26 | 6 | 2033
2033-06-10 | 17365.99 | 16494.17 | 15952.66 | 15889 | 16401.03 | 17224.12 | 18107.14 | 19189.24 | 19963.16 | 20806.83 | 21739.83 | 22351.14 | 22768.73 | 23276.38 | 23856.17 | 24353.67 | 24505.92 | 24118.59 | 23073.23 | 22381.32 | 21872.68 | 20865.58 | 19102.43 | 17583.01 | 489.242 | 24505.92 | 6 | 2033
2033-06-11 | 16822.99 | 16626.16 | 15970.61 | 15706.25 | 15735.71 | 15427.53 | 15275.44 | 16850.45 | 18504.21 | 19775.47 | 20877.71 | 21780.5 | 22499.76 | 23187.15 | 24089.04 | 24833.01 | 25172.5 | 24814.95 | 23628.51 | 22771.17 | 22181.04 | 21177.04 | 19504.8 | 18013.71 | 481.2257 | 25172.5 | 6 | 2033
2033-06-12 | 17115.53 | 17297.7 | 16590.48 | 16281.64 | 16269.83 | 15919.25 | 15752.06 | 17418.81 | 19247.72 | 20734.67 | 22062.77 | 23168.26 | 24295.64 | 25335.48 | 26301.48 | 27052.07 | 27356.69 | 26922.94 | 25597.08 | 24466.2 | 23541.1 | 22366.09 | 20589.44 | 18998.25 | 510.6812 | 27356.69 | 6 | 2033
2033-06-13 | 17897.01 | 17289.31 | 16686.12 | 16566.03 | 17030.8 | 17790.89 | 18652.27 | 19852.42 | 20858.52 | 21982.89 | 23226.81 | 24430.54 | 25353.86 | 26250.83 | 27010.99 | 27598.61 | 27751.12 | 27258.87 | 25972.73 | 24821.26 | 23913.91 | 22588.79 | 20657.02 | 18972.01 | 530.4136 | 27751.12 | 6 | 2033
2033-06-14 | 17907.73 | 17936.72 | 17283.05 | 17116.85 | 17519.96 | 18217.07 | 19059.34 | 20332.12 | 21491.71 | 22811.51 | 24576.54 | 26036 | 27110.05 | 28109.95 | 28904.35 | 29488.96 | 29608.67 | 29056.23 | 27662.65 | 26408.65 | 25412.64 | 23735.89 | 21622.82 | 19859.32 | 557.2688 | 29608.67 | 6 | 2033
2033-06-15 | 18646.79 | 18198 | 17524.23 | 17340.7 | 17727.82 | 18408.01 | 19242.39 | 20551.12 | 21778.53 | 23181.86 | 25173.32 | 26731.9 | 27878.83 | 28925.02 | 29739.13 | 30322.13 | 30425 | 29842.57 | 28398.37 | 27090.29 | 26048.43 | 24320.59 | 22031.26 | 20230.73 | 569.757 | 30425 | 6 | 2033
2033-06-16 | 18973.36 | 18414.84 | 17724.98 | 17527.55 | 17902.89 | 18572.91 | 19405.1 | 20741.61 | 22021.5 | 23564.97 | 25660.95 | 27284.74 | 28469.23 | 29527.59 | 30333.28 | 30894.91 | 30974 | 30370.74 | 28900.31 | 27564.73 | 26496.79 | 24737.83 | 22327.84 | 20505.83 | 578.8985 | 30974 | 6 | 2033
2033-06-17 | 19241.62 | 18645.8 | 17938.12 | 17731.65 | 18109.43 | 18793.04 | 19629.24 | 21006.87 | 22347.72 | 24053.18 | 26241.92 | 27956.72 | 29221.59 | 30335.55 | 31174.62 | 31736.84 | 31803.58 | 31168.14 | 29632.72 | 28226.28 | 27078.42 | 25255.87 | 22685.78 | 20826.19 | 590.8409 | 31803.58 | 6 | 2033
2033-06-18 | 19472.62 | 18054.6 | 17290.46 | 16932.51 | 16877.81 | 16487.06 | 16306.9 | 18073.11 | 20089.77 | 21810.32 | 23373.5 | 25093.37 | 26412.45 | 27525.42 | 28491 | 29190.37 | 29423.28 | 28911.84 | 27475.82 | 26228.54 | 25198.27 | 23603.38 | 21673.75 | 19996.81 | 543.993 | 29423.28 | 6 | 2033
2033-06-19 | 18812.05 | 17074.37 | 16385.3 | 16091.91 | 16097.16 | 15766.58 | 15603.28 | 17236.67 | 18998.23 | 20404.53 | 21635.82 | 22631.2 | 23451.78 | 24360.09 | 25224.79 | 25908.52 | 26186.44 | 25784.36 | 24556.6 | 23520.57 | 22824.88 | 21780.45 | 20068.45 | 18540.04 | 498.9441 | 26186.44 | 6 | 2033
2033-06-20 | 17634.29 | 17740.82 | 17103.12 | 16953.38 | 17390.89 | 18122.74 | 18972.94 | 20234.43 | 21356.99 | 22624.93 | 24232.64 | 25636.32 | 26687.24 | 27666.3 | 28462.36 | 29048.81 | 29174.38 | 28631.44 | 27256.51 | 26012.45 | 25022.78 | 23369.85 | 21369.19 | 19619.97 | 550.3248 | 29174.38 | 6 | 2033
2033-06-21 | 18419.19 | 17454.4 | 16837.64 | 16703.22 | 17135.96 | 17861.69 | 18708.63 | 19916.49 | 20950.14 | 22114.76 | 23451.82 | 24713.55 | 25632.59 | 26524.43 | 27263.08 | 27835.19 | 27972.83 | 27473.36 | 26186.52 | 25038.36 | 24145.64 | 22756.4 | 20814.31 | 19126.4 | 535.0366 | 27972.83 | 6 | 2033
2033-06-22 | 18074.51 | 17768.35 | 17128.62 | 16974.23 | 17391.12 | 18104.01 | 18945.84 | 20193.16 | 21299.29 | 22555.51 | 24138.45 | 25470.57 | 26411.11 | 27283.04 | 27975.05 | 28488.36 | 28574.38 | 28046.82 | 26744.48 | 25575.63 | 24667.6 | 23135.02 | 21172.96 | 19466.43 | 545.5845 | 28574.38 | 6 | 2033
2033-06-23 | 18381.47 | 17979.45 | 17321.71 | 17152.19 | 17550.55 | 18238.93 | 19074.17 | 20355.63 | 21532.07 | 22870.99 | 24688.3 | 26194.46 | 27321.95 | 28377.44 | 29220.46 | 29841.71 | 29977.99 | 29414.58 | 27983.73 | 26691.18 | 25663.78 | 23957.54 | 21769 | 19983.2 | 561.5425 | 29977.99 | 6 | 2033
2033-06-24 | 18766.22 | 18458.48 | 17766.74 | 17573.86 | 17967.64 | 18672.12 | 19516.06 | 20863.44 | 22143.46 | 23693.57 | 25765.54 | 27341.16 | 28461.38 | 29437.06 | 30164.96 | 30650.02 | 30684.1 | 30079.66 | 28643.43 | 27335.06 | 26277.54 | 24540.71 | 22203.26 | 20406.28 | 577.4117 | 30684.1 | 6 | 2033
2033-06-25 | 19167.91 | 18257.03 | 17480.79 | 17112.07 | 17054.75 | 16672.29 | 16498.86 | 18281.99 | 20325.23 | 22085.08 | 23749.18 | 25408.43 | 26597.84 | 27534.25 | 28317.51 | 28856 | 28988.21 | 28476.32 | 27128.46 | 25964.64 | 25009.96 | 23472.44 | 21618.6 | 19986.1 | 544.0439 | 28988.21 | 6 | 2033
2033-06-26 | 18906.88 | 17933.43 | 17182.1 | 16834.79 | 16797.6 | 16435.72 | 16268.19 | 18007.11 | 19965.2 | 21620.39 | 23082.46 | 24522.24 | 25605.64 | 26466.97 | 27209.98 | 27737.69 | 27881.64 | 27406.62 | 26132.01 | 25042.31 | 24156.81 | 22843.11 | 21075.3 | 19494.44 | 528.6086 | 27881.64 | 6 | 2033
2033-06-27 | 18525.09 | 19237.1 | 18491.58 | 18248.36 | 18613.53 | 19295.45 | 20143.7 | 21586.72 | 23047.46 | 25180.76 | 27519.99 | 29246.88 | 30385.18 | 31251.67 | 31806.47 | 32097.38 | 31977.94 | 31312.63 | 29874.69 | 28557.39 | 27490.02 | 25711.66 | 23074.15 | 21244.15 | 603.92 | 32097.38 | 6 | 2033
2033-06-28 | 19966.63 | 19550.95 | 18777.43 | 18507.9 | 18823.01 | 19443.28 | 20268.5 | 21748.46 | 23306.16 | 25679.48 | 28209.53 | 30161.37 | 31524.75 | 32626.54 | 33369.1 | 33803.54 | 33751.28 | 33042.69 | 31446.97 | 29981.92 | 28785.42 | 26871.85 | 23990.93 | 21922.74 | 625.5604 | 33803.54 | 6 | 2033
2033-06-29 | 20491.27 | 19842.19 | 19048.23 | 18760.96 | 19063.37 | 19677.56 | 20506.61 | 22019.97 | 23742.8 | 26221.01 | 28842.58 | 30841.56 | 32200.73 | 33256.27 | 33928.86 | 34287.17 | 34178.15 | 33449.54 | 31856.21 | 30393.09 | 29192.49 | 27264.92 | 24373.75 | 22208.38 | 635.6477 | 34287.17 | 6 | 2033
2033-06-30 | 20766.59 | 19092.72 | 18354.36 | 18115.17 | 18458.22 | 19107.06 | 19943.26 | 21360.7 | 22793.06 | 24826.97 | 27158.15 | 28934.86 | 30168.59 | 31187.38 | 31894.2 | 32330.59 | 32306.18 | 31649.16 | 30143.21 | 28772.22 | 27658.79 | 25836.42 | 23126.12 | 21264.64 | 605.2486 | 32330.59 | 6 | 2033
2033-07-01 | 19938.23 | 19338.07 | 18598.05 | 18351.42 | 18707.89 | 19427.8 | 20054.34 | 21288.97 | 22601.28 | 24156.8 | 26493.58 | 28347 | 29663.93 | 30801.9 | 31666.59 | 32237.72 | 32271.11 | 31593.19 | 30001.47 | 28528.33 | 27380.69 | 25401.86 | 23017.4 | 21228.84 | 601.0965 | 32271.11 | 7 | 2033
2033-07-02 | 20030.58 | 19206.23 | 18379.06 | 17947.39 | 17845.17 | 17462.86 | 17065.52 | 18745.58 | 20846.55 | 22717.58 | 24498.24 | 26465.14 | 27873.21 | 28983.33 | 29910.6 | 30536.08 | 30670.53 | 30086.6 | 28578.38 | 27244.55 | 26194.58 | 24420.61 | 22539.03 | 20907.77 | 569.1552 | 30670.53 | 7 | 2033
2033-07-03 | 19854.8 | 19138.77 | 18313.36 | 17883.69 | 17775.66 | 17375.86 | 16968.77 | 18650.34 | 20760.44 | 22635.85 | 24431.75 | 26526.89 | 28126.18 | 29465.06 | 30611.69 | 31419.44 | 31659.5 | 31059.14 | 29419.93 | 27960.35 | 26794.91 | 24924.37 | 22830.67 | 21131.69 | 575.7191 | 31659.5 | 7 | 2033
2033-07-04 | 19746.17 | 18560.19 | 17746.71 | 17349.97 | 17373.41 | 17253.21 | 17015.34 | 18425.99 | 20363.97 | 22458.85 | 24663.94 | 26790.8 | 28066.53 | 29096.44 | 30012.57 | 30663.67 | 30692.56 | 29894.63 | 28256.08 | 26905.33 | 25875.99 | 24102.29 | 22263.07 | 20603.19 | 564.1809 | 30692.56 | 7 | 2033
2033-07-05 | 19568.36 | 17577.09 | 16972.26 | 16831.35 | 17272.41 | 18052.64 | 18699.67 | 19691.85 | 20566.75 | 21578.96 | 22717.36 | 23573.8 | 24346.77 | 25299.39 | 26157.64 | 26863.36 | 27076.17 | 26598.43 | 25296.1 | 24133.62 | 23493.18 | 22341.9 | 20520.56 | 18931.82 | 524.1614 | 27076.17 | 7 | 2033
2033-07-06 | 18083.7 | 17966.8 | 17331.78 | 17165.01 | 17581.07 | 18335.78 | 18978.26 | 20023.85 | 21003.44 | 22143.89 | 23422.13 | 24604.53 | 25677.88 | 26753.47 | 27687.62 | 28426.69 | 28636.96 | 28110.79 | 26698.27 | 25427.92 | 24470.51 | 23117.11 | 21222.9 | 19563.92 | 542.4343 | 28636.96 | 7 | 2033
2033-07-07 | 18547.04 | 18946.64 | 18238.4 | 18008.44 | 18369.18 | 19074.72 | 19708.88 | 20881.41 | 22103.53 | 23545.92 | 25555.33 | 27334.49 | 28637.75 | 29827.09 | 30771.25 | 31448.22 | 31568.35 | 30937.85 | 29365.85 | 27933.55 | 26818.44 | 24873.7 | 22659.28 | 20885.83 | 586.0411 | 31568.35 | 7 | 2033
2033-07-08 | 19682.25 | 19753.8 | 18983.57 | 18711.27 | 19045.47 | 19750.19 | 20389.29 | 21674.05 | 23087.19 | 24995.9 | 27529.87 | 29545.05 | 30979.01 | 32187.37 | 33075.02 | 33635.04 | 33646.87 | 32930.95 | 31258.39 | 29716.78 | 28478.15 | 26409.69 | 23684.09 | 21841.69 | 620.9909 | 33646.87 | 7 | 2033
2033-07-09 | 20499.83 | 18406.53 | 17638.56 | 17258.61 | 17198.5 | 16852.92 | 16474.57 | 18051.68 | 19964.08 | 21597.84 | 23062.63 | 24390.32 | 25723.79 | 26870.13 | 27907.31 | 28679.13 | 28949.11 | 28446.32 | 26990.91 | 25728.25 | 24725.22 | 23345.47 | 21601.37 | 20024.21 | 540.3873 | 28949.11 | 7 | 2033
2033-07-10 | 19047.69 | 17932.85 | 17200.7 | 16851.75 | 16819.19 | 16500.18 | 16131.57 | 17645.65 | 19439 | 20925.06 | 22240.84 | 23349.98 | 24291.73 | 25379.55 | 26407.96 | 27206.66 | 27521.1 | 27071.84 | 25695.69 | 24517.58 | 23716.39 | 22592.36 | 20907.99 | 19387.85 | 518.7812 | 27521.1 | 7 | 2033
2033-07-11 | 18475.31 | 18596.1 | 17916.82 | 17713.91 | 18118.03 | 18872.54 | 19531.54 | 20672.28 | 21821.81 | 23167.15 | 24856.3 | 26536.11 | 27800.07 | 28970.95 | 29934.84 | 30636.69 | 30792.8 | 30191.45 | 28650.76 | 27253.04 | 26149.62 | 24242.09 | 22247.35 | 20498.86 | 573.6464 | 30792.8 | 7 | 2033
2033-07-12 | 19331.27 | 20407.05 | 19592.93 | 19271.44 | 19558.58 | 20211.7 | 20851.2 | 22202.14 | 23762.66 | 26242.57 | 29034.49 | 31213.89 | 32695.37 | 33866.28 | 34649.55 | 35091.78 | 35002.78 | 34240.32 | 32543.45 | 30985.88 | 29729.19 | 27605.27 | 24609.63 | 22618.42 | 645.3178 | 35091.78 | 7 | 2033
2033-07-13 | 21220.49 | 20615.16 | 19785.41 | 19450.52 | 19725.45 | 20367.67 | 21007.46 | 22385.44 | 23998.91 | 26663 | 29551.24 | 31817.7 | 33365.49 | 34580.48 | 35384.07 | 35827.83 | 35729.31 | 34944.13 | 33201.46 | 31600.19 | 30297.28 | 28125.94 | 25086.13 | 22929.6 | 657.6604 | 35827.83 | 7 | 2033
2033-07-14 | 21521.13 | 20007.87 | 19222.71 | 18926.58 | 19233.03 | 19900.86 | 20548.09 | 21849.47 | 23320.44 | 25465.92 | 28117.84 | 30221.88 | 31701.93 | 32931.74 | 33807.76 | 34353.65 | 34349.36 | 33623.27 | 31928.31 | 30382.55 | 29127.59 | 27024.78 | 24100.93 | 22231.84 | 633.8995 | 34353.65 | 7 | 2033
2033-07-15 | 20924.14 | 19647.77 | 18886.97 | 18623.25 | 18966.09 | 19686.12 | 20348.88 | 21613.77 | 22995.04 | 24814.17 | 27297.25 | 29274.8 | 30686.28 | 31884.82 | 32771.11 | 33337.73 | 33370.16 | 32676.57 | 31019.93 | 29511.81 | 28272.58 | 26215.91 | 23560.69 | 21732.22 | 618.1181 | 33370.16 | 7 | 2033
2033-07-16 | 20449.41 | 18799.12 | 18003.98 | 17600.98 | 17523.19 | 17172.31 | 16817.05 | 18436.66 | 20435.79 | 22180.42 | 23753.72 | 25468.83 | 26861.56 | 28015.59 | 29018.71 | 29734.95 | 29963.46 | 29434.85 | 27938.47 | 26651.62 | 25588.01 | 23920.77 | 22144.71 | 20536.26 | 556.4504 | 29963.46 | 7 | 2033
2033-07-17 | 19466.82 | 17232.57 | 16554.45 | 16252.7 | 16262.46 | 15990.08 | 15655.64 | 17071.84 | 18686.26 | 19951.16 | 21048.16 | 21984.07 | 22723.08 | 23441.64 | 24291.42 | 25143.88 | 25541.72 | 25179.65 | 23908.18 | 23159.84 | 22586.89 | 21543.21 | 19943.11 | 18502.59 | 492.1214 | 25541.72 | 7 | 2033
2033-07-18 | 17727.72 | 18126.11 | 17484.65 | 17314.86 | 17750.99 | 18547.04 | 19243.75 | 20313.15 | 21333.68 | 22521.97 | 23844.05 | 25213.99 | 26330.94 | 27404.79 | 28320.7 | 29017.51 | 29212.52 | 28681.11 | 27242.66 | 25971.28 | 24943.56 | 23430.09 | 21527.46 | 19850.58 | 551.3552 | 29212.52 | 7 | 2033
2033-07-19 | 18757.06 | 19142.46 | 18422.7 | 18183.52 | 18539.27 | 19255.68 | 19929.95 | 21115.55 | 22372.51 | 23862.08 | 26061.07 | 27888.72 | 29212.32 | 30394.61 | 31308.5 | 31947.1 | 32054.03 | 31425.62 | 29839.91 | 28423.22 | 27263.62 | 25286.37 | 22946.72 | 21164 | 594.7966 | 32054.03 | 7 | 2033
2033-07-20 | 19890.73 | 19323.06 | 18590.8 | 18340.86 | 18688.82 | 19402.73 | 20084.07 | 21289.52 | 22585.16 | 24138.69 | 26490.81 | 28357.1 | 29688.43 | 30851.96 | 31729.91 | 32326.51 | 32403.01 | 31762.69 | 30171.5 | 28753.11 | 27580.82 | 25587.45 | 23154.4 | 21363.92 | 602.5561 | 32403.01 | 7 | 2033
2033-07-21 | 20110.09 | 19440.67 | 18699.71 | 18442.35 | 18783.68 | 19492.35 | 20175.59 | 21395.78 | 22720.7 | 24378.24 | 26783.68 | 28697.7 | 30064.64 | 31250.94 | 32138.19 | 32733.9 | 32804.81 | 32152.67 | 30536.9 | 29096.28 | 27897.86 | 25878.23 | 23345.89 | 21539.08 | 608.5599 | 32804.81 | 7 | 2033
2033-07-22 | 20271.77 | 19294.48 | 18563.75 | 18326.32 | 18697.48 | 19459.38 | 20161.62 | 21367.26 | 22640.63 | 24155.5 | 26425.43 | 28201.3 | 29430.11 | 30473.15 | 31245.73 | 31745.78 | 31775.99 | 31146.93 | 29616.74 | 28257.07 | 27113.46 | 25164.51 | 22892.49 | 21144.99 | 597.5719 | 31775.99 | 7 | 2033
2033-07-23 | 19984.82 | 19219.03 | 18397.83 | 17972.46 | 17884.13 | 17546.89 | 17230.51 | 18885.82 | 20955.65 | 22797.4 | 24551 | 26428.94 | 27719.53 | 28692.48 | 29482.4 | 29996.17 | 30103.25 | 29568.78 | 28142.23 | 26943.46 | 25911.97 | 24179.16 | 22420.79 | 20839.89 | 565.8546 | 30103.25 | 7 | 2033
2033-07-24 | 19835.14 | 19519.27 | 18674.79 | 18229.51 | 18121.54 | 17763.9 | 17444.31 | 19141.02 | 21292.52 | 23233.99 | 25313.06 | 27345.31 | 28770.44 | 29851.43 | 30712.18 | 31261.73 | 31373 | 30800.49 | 29281.18 | 27992.34 | 26871.68 | 25050.49 | 22984.86 | 21345.73 | 582.2099 | 31373 | 7 | 2033
2033-07-25 | 20221.38 | 20588.3 | 19768.62 | 19444.89 | 19757.16 | 20467.18 | 21180.76 | 22549.48 | 24140.4 | 26792.6 | 29613.54 | 31781.28 | 33213.06 | 34271.9 | 34930.35 | 35242.52 | 35095.12 | 34343.68 | 32685.21 | 31199.59 | 29918.72 | 27794.92 | 24838.1 | 22804.62 | 652.6434 | 35242.52 | 7 | 2033
2033-07-26 | 21400.3 | 18527.52 | 17856.99 | 17660.9 | 18057.98 | 18827.3 | 19548.9 | 20642 | 21731.54 | 23016.97 | 24590.6 | 26165.39 | 27303.1 | 28365.74 | 29223.74 | 29861.29 | 30021.36 | 29482.82 | 28026.52 | 26769.52 | 25706.39 | 23940.69 | 22014.94 | 20323.32 | 569.0658 | 30021.36 | 7 | 2033
2033-07-27 | 19281.31 | 18804.56 | 18114.08 | 17900.74 | 18284.17 | 19044.42 | 19768.17 | 20894.65 | 22047.59 | 23413.35 | 25249.45 | 26896.75 | 28063.69 | 29117.6 | 29940.09 | 30529.08 | 30647.66 | 30085.05 | 28608.22 | 27331.17 | 26243.34 | 24356.36 | 22356.87 | 20646.24 | 577.6246 | 30647.66 | 7 | 2033
2033-07-28 | 19502.93 | 19082.19 | 18371.56 | 18140.91 | 18509.96 | 19260.35 | 19988.82 | 21148.96 | 22367.56 | 23815.93 | 25925.22 | 27662.72 | 28883.06 | 29955.62 | 30767.54 | 31328.09 | 31418.14 | 30830.48 | 29316.67 | 28006.44 | 26876.62 | 24944.12 | 22749.51 | 21011.36 | 589.8648 | 31418.14 | 7 | 2033
2033-07-29 | 19849.4 | 20243.49 | 19444.42 | 19148.55 | 19471.19 | 20203.02 | 20932.38 | 22250.69 | 23747.54 | 26077.39 | 28755.57 | 30851.22 | 32279.2 | 33404.89 | 34157.57 | 34573.57 | 34519.22 | 33808.46 | 32140.65 | 30665.62 | 29359.97 | 27243.58 | 24307.03 | 22433.89 | 639.8685 | 34573.57 | 7 | 2033
2033-07-30 | 21044.07 | 19569.65 | 18723.76 | 18277.83 | 18171.46 | 17827.46 | 17541.68 | 19235.33 | 21389.51 | 23337.11 | 25466.14 | 27506.1 | 28931.87 | 30005.29 | 30850.09 | 31383.18 | 31498.33 | 30938.25 | 29419.12 | 28155.04 | 27009.68 | 25176.47 | 23078.14 | 21440.62 | 585.9762 | 31498.33 | 7 | 2033
2033-07-31 | 20324.3 | 19670.5 | 18817.47 | 18365.5 | 18254.07 | 17907.81 | 17628.13 | 19333.14 | 21511 | 23488.49 | 25720.64 | 27799.09 | 29252.42 | 30341.84 | 31190.79 | 31720.03 | 31830.68 | 31262.92 | 29724.86 | 28446.98 | 27278.08 | 25422.81 | 23241.93 | 21591.92 | 590.1254 | 31830.68 | 7 | 2033
2033-08-01 | 19298.89 | 18643.54 | 17780.56 | 17493.63 | 17971.81 | 19145.96 | 20001.03 | 21115.08 | 22616.7 | 24533.8 | 26802.07 | 28689.75 | 30084.91 | 31245.84 | 32098.25 | 32637.39 | 32662.29 | 31924.76 | 30321.32 | 29144.81 | 27930.87 | 25455.41 | 22805.92 | 20634.51 | 601.0391 | 32662.29 | 8 | 2033
2033-08-02 | 19366 | 18768.8 | 17893.78 | 17594.46 | 18038.72 | 19174.26 | 20022.26 | 21139.96 | 22668.51 | 24623.12 | 26968.45 | 28929.8 | 30393.34 | 31641.35 | 32560.98 | 33161.48 | 33222.24 | 32479.76 | 30826.45 | 29613.91 | 28364.09 | 25844.96 | 23117.46 | 20910.44 | 607.3246 | 33222.24 | 8 | 2033
2033-08-03 | 19587.28 | 20156.62 | 19180.61 | 18794.18 | 19169.45 | 20255.2 | 21103.74 | 22391.91 | 24240.42 | 26716.65 | 29540.54 | 31785.53 | 33362 | 34574.64 | 35354.84 | 35764.58 | 35658.74 | 34818.4 | 33085.51 | 31789.45 | 30449.15 | 27807.79 | 24815.59 | 22512.41 | 652.9152 | 35764.58 | 8 | 2033
2033-08-04 | 21012.26 | 19883.16 | 18927.32 | 18558.53 | 18947.46 | 20045.24 | 20903.06 | 22156.09 | 23942.09 | 26304.77 | 29052.39 | 31255.57 | 32829.53 | 34071.51 | 34898.98 | 35362.3 | 35302.12 | 34482.87 | 32752.32 | 31465.99 | 30125.71 | 27495.87 | 24541.62 | 22249.19 | 646.5659 | 35362.3 | 8 | 2033
2033-08-05 | 20815.66 | 19218.34 | 18312.46 | 17994.79 | 18438.73 | 19602.52 | 20481.17 | 21656.24 | 23276.27 | 25346.9 | 27852.16 | 29872.14 | 31340.57 | 32535.9 | 33373.89 | 33871.39 | 33863.33 | 33094.89 | 31428.34 | 30205.91 | 28906.85 | 26351.41 | 23571.37 | 21352.45 | 622.7637 | 33871.39 | 8 | 2033
2033-08-06 | 20032.4 | 19101.26 | 18085.3 | 17547.43 | 17439.33 | 17296.99 | 16966.56 | 18678.43 | 21241.1 | 23695.75 | 26077.72 | 28213.31 | 29772.01 | 30939.15 | 31831.31 | 32373.96 | 32456.38 | 31773.02 | 30180.16 | 29089.51 | 27873.33 | 25498.94 | 23056.03 | 21021.28 | 590.2407 | 32456.38 | 8 | 2033
2033-08-07 | 19820.38 | 18915.43 | 17913.54 | 17387.92 | 17290.5 | 17160.25 | 16840.38 | 18526.47 | 21043.15 | 23440.82 | 25739.82 | 27831.49 | 29367.05 | 30529.26 | 31429.92 | 31989.67 | 32093.16 | 31427.3 | 29850.7 | 28782.54 | 27577.88 | 25235.8 | 22820.89 | 20803.73 | 583.818 | 32093.16 | 8 | 2033
2033-08-08 | 19626.84 | 19943.56 | 18987.93 | 18622.15 | 19038.06 | 20180.26 | 21081.73 | 22346.01 | 24144.33 | 26532.23 | 29281.57 | 31475.26 | 33033.94 | 34226.91 | 35004.58 | 35410.22 | 35322.48 | 34505.62 | 32788.89 | 31525.44 | 30164.7 | 27534.24 | 24596.12 | 22312.48 | 647.6855 | 35410.22 | 8 | 2033
2033-08-09 | 20815.12 | 19278.71 | 18370.65 | 18043.57 | 18470.65 | 19615.48 | 20516.62 | 21680.96 | 23308.27 | 25400.85 | 27937.11 | 29971.37 | 31437.12 | 32626.43 | 33447.67 | 33939.98 | 33936.81 | 33182.11 | 31527.36 | 30340.08 | 29053.73 | 26500.05 | 23706.99 | 21488.11 | 624.5958 | 33939.98 | 8 | 2033
2033-08-10 | 20135.06 | 18794.37 | 17922.7 | 17627.14 | 18080.71 | 19250.55 | 20164.72 | 21265.23 | 22775.12 | 24713.57 | 27041.36 | 28963.3 | 30372.3 | 31553.95 | 32404.12 | 32947.05 | 32997.57 | 32283.61 | 30668.74 | 29529.25 | 28278.53 | 25774.16 | 23086.97 | 20910.99 | 607.5411 | 32997.57 | 8 | 2033
2033-08-11 | 19587.29 | 17202.71 | 16450.93 | 16258.64 | 16801.44 | 18054.34 | 18995.98 | 19887.13 | 21003.84 | 22452.54 | 24145.58 | 25540.28 | 26686.02 | 27755.09 | 28621.04 | 29266.26 | 29450.02 | 28871 | 27439.45 | 26495.76 | 25419.96 | 23312.1 | 20839.16 | 18838.15 | 549.3747 | 29450.02 | 8 | 2033
2033-08-12 | 17852.06 | 17928.93 | 17120.51 | 16887.87 | 17403.53 | 18642.97 | 19584 | 20583.79 | 21890.23 | 23569.76 | 25511.54 | 27254.35 | 28601.79 | 29809.75 | 30752.14 | 31405.98 | 31563.22 | 30910.19 | 29329.48 | 28232.04 | 26993.33 | 24617.18 | 22027.85 | 19911.87 | 578.3844 | 31563.22 | 8 | 2033
2033-08-13 | 18625.7 | 18090.93 | 17153.57 | 16684.27 | 16637.3 | 16567.02 | 16300.93 | 17868.36 | 20172.58 | 22308.2 | 24322.39 | 26099.19 | 27505.62 | 28617.16 | 29529.36 | 30144.84 | 30333.61 | 29752.11 | 28266.18 | 27318.45 | 26178.31 | 24039.99 | 21722.22 | 19796.3 | 554.0346 | 30333.61 | 8 | 2033
2033-08-14 | 18699.41 | 18441.21 | 17477.61 | 16985.98 | 16919.09 | 16832 | 16569.06 | 18181.36 | 20573.62 | 22818.55 | 24947.51 | 26893.17 | 28383.65 | 29549.62 | 30484.88 | 31099.28 | 31274.68 | 30664.63 | 29120.64 | 28119.01 | 26918.58 | 24662.29 | 22293.17 | 20317.58 | 568.2266 | 31274.68 | 8 | 2033
2033-08-15 | 19102.21 | 17607.76 | 16827.38 | 16613.81 | 17156.2 | 18418.14 | 19390.11 | 20346.49 | 21582.74 | 23172.46 | 25022.26 | 26674.19 | 28002.03 | 29206.84 | 30168.44 | 30854.11 | 31049.19 | 30427.92 | 28874.27 | 27819.2 | 26598.48 | 24284.59 | 21722.17 | 19626.37 | 570.5474 | 31049.19 | 8 | 2033
2033-08-16 | 18375.1 | 17022.56 | 16288.93 | 16112.48 | 16675.93 | 17968.04 | 18954.8 | 19805.8 | 20851.7 | 22219.47 | 23812.31 | 25055.58 | 26052.18 | 26982.26 | 27729.45 | 28288.84 | 28446.21 | 27908.38 | 26573.6 | 25745.58 | 24782.17 | 22754.75 | 20360.54 | 18434.46 | 537.2011 | 28446.21 | 8 | 2033
2033-08-17 | 17493.11 | 16723.81 | 16015.68 | 15861.52 | 16445.18 | 17760.41 | 18765.13 | 19571.08 | 20533.92 | 21799.06 | 23289.28 | 24449.36 | 25331.7 | 26231.74 | 26974.18 | 27548.17 | 27734.22 | 27230.29 | 25937.44 | 25159.86 | 24275.08 | 22286.46 | 19933.44 | 18046.4 | 525.3965 | 27734.22 | 8 | 2033
2033-08-18 | 17159.8 | 17804.72 | 17012.69 | 16786.6 | 17305.99 | 18562.01 | 19558.38 | 20508.78 | 21750.24 | 23361.15 | 25208.9 | 26817.76 | 28008.52 | 29056.81 | 29852.14 | 30406.42 | 30533.28 | 29932.95 | 28470.56 | 27525.47 | 26383.57 | 24138.62 | 21631.48 | 19596.01 | 567.3728 | 30533.28 | 8 | 2033
2033-08-19 | 18428.96 | 18268.8 | 17441.45 | 17193.07 | 17704.47 | 18970.26 | 19974.27 | 20994.11 | 22348.3 | 24097.43 | 26138.44 | 27871.13 | 29141.8 | 30220.85 | 31012.1 | 31524.69 | 31609 | 30965.35 | 29437.74 | 28422.24 | 27194.82 | 24814.33 | 22258.57 | 20173.61 | 586.2058 | 31609 | 8 | 2033
2033-08-20 | 18920.54 | 17552.62 | 16659 | 16228.37 | 16217.03 | 16197.36 | 15994.6 | 17477.59 | 19637.77 | 21597.28 | 23442.79 | 25029.61 | 26338.38 | 27429.07 | 28357.44 | 29016.26 | 29275.21 | 28758.53 | 27324.69 | 26465.39 | 25345 | 23322.26 | 21066.68 | 19197.98 | 536.8515 | 29275.21 | 8 | 2033
2033-08-21 | 18162.91 | 17623.99 | 16724.09 | 16288.48 | 16270.08 | 16241.74 | 16042.46 | 17536.93 | 19723.69 | 21713.95 | 23604.62 | 25255.88 | 26666.78 | 27842.41 | 28843.43 | 29556.95 | 29846.38 | 29319.15 | 27829.21 | 26920.27 | 25744.32 | 23644.33 | 21348.1 | 19439.6 | 542.1898 | 29846.38 | 8 | 2033
2033-08-22 | 18290.07 | 18317.84 | 17489.97 | 17236.35 | 17751.48 | 19016.8 | 20048.58 | 21075.28 | 22457.28 | 24236.96 | 26345.52 | 28154.31 | 29517.2 | 30676.96 | 31536.7 | 32100.1 | 32217.49 | 31570.89 | 29993.15 | 28944.86 | 27660.41 | 25200.85 | 22605.94 | 20477.36 | 592.9223 | 32217.49 | 8 | 2033
2033-08-23 | 19128.39 | 19637.54 | 18711.21 | 18370.23 | 18794.19 | 19980.33 | 20997.23 | 22173.65 | 23851.4 | 26073.74 | 28686.44 | 30769.82 | 32239.01 | 33387.88 | 34133.26 | 34544.1 | 34521.79 | 33788.2 | 32132.53 | 31008.38 | 29652.84 | 27057.83 | 24220.95 | 22000.64 | 635.8616 | 34544.1 | 8 | 2033
2033-08-24 | 20492.47 | 18528.29 | 17683.98 | 17414 | 17895.73 | 19130.56 | 20164.02 | 21199.03 | 22614.94 | 24444.63 | 26637.92 | 28484.1 | 29849.77 | 31011.51 | 31852.51 | 32403 | 32512.64 | 31864.92 | 30282.22 | 29243.16 | 27959.33 | 25465.7 | 22851.02 | 20715.38 | 600.7008 | 32512.64 | 8 | 2033
2033-08-25 | 19403.62 | 18851.54 | 17985.03 | 17695.77 | 18164.54 | 19395.96 | 20439.07 | 21509.35 | 22991.89 | 24908.17 | 27224.31 | 29107.68 | 30460.94 | 31569.91 | 32336.35 | 32808.43 | 32862.82 | 32199.38 | 30624.92 | 29596.23 | 28311.19 | 25808.19 | 23161 | 21021.98 | 608.4383 | 32862.82 | 8 | 2033
2033-08-26 | 19678.97 | 18167.08 | 17350.67 | 17112.63 | 17634.57 | 18928.31 | 19993.72 | 20986.06 | 22306.44 | 24016.04 | 26019.88 | 27752.62 | 29047.16 | 30163.99 | 30991.99 | 31540.06 | 31671.73 | 31055.66 | 29513.26 | 28520.46 | 27245.84 | 24842.48 | 22287.48 | 20201.22 | 587.0283 | 31671.73 | 8 | 2033
2033-08-27 | 18926.94 | 17257.99 | 16390.49 | 15983.06 | 15994.79 | 16016.78 | 15879.81 | 17308.11 | 19382.13 | 21238.13 | 22986.65 | 24505.45 | 25727.49 | 26806.76 | 27740.81 | 28420.86 | 28728.07 | 28258.47 | 26853.38 | 26060.49 | 24964.02 | 22964.66 | 20746.76 | 18912.56 | 528.0547 | 28728.07 | 8 | 2033
2033-08-28 | 17880.64 | 16984.23 | 16138.05 | 15749 | 15777.44 | 15818.17 | 15693.98 | 17083.67 | 19086.94 | 20855.67 | 22516.16 | 23962.12 | 25093.49 | 26131.65 | 27058.68 | 27748.47 | 28076.93 | 27634.3 | 26266.59 | 25517.31 | 24494.48 | 22530.49 | 20349.05 | 18549.68 | 516.9972 | 28076.93 | 8 | 2033
2033-08-29 | 17536.3 | 17071.25 | 16339.13 | 16168.6 | 16754.72 | 18097.51 | 19196.93 | 20050.98 | 21126.01 | 22523.14 | 24189.38 | 25618.16 | 26858.84 | 28024.58 | 28978.99 | 29689.14 | 29966.69 | 29435.59 | 27945.31 | 27025.72 | 25799.24 | 23593.94 | 21108.96 | 19084.01 | 552.1831 | 29966.69 | 8 | 2033
2033-08-30 | 17818.91 | 17178.61 | 16437.63 | 16256.97 | 16814.97 | 18130.7 | 19228.81 | 20078.72 | 21163.38 | 22579.84 | 24268.27 | 25721.55 | 26947.04 | 28106.11 | 29041.89 | 29745.04 | 30021.18 | 29495.86 | 28013.29 | 27113.43 | 25902.14 | 23687.81 | 21199.77 | 19179.33 | 554.1312 | 30021.18 | 8 | 2033
2033-08-31 | 17915.88 | 16959.51 | 16235.12 | 16068.86 | 16638.74 | 17966.54 | 19074.77 | 19895.17 | 20927.4 | 22278.1 | 23906.02 | 25283.91 | 26495.39 | 27664.07 | 28624.56 | 29360.03 | 29667.48 | 29161.12 | 27688.77 | 26805.82 | 25600.86 | 23425.7 | 20953.2 | 18947.34 | 547.5444 | 29667.48 | 8 | 2033
2033-09-01 | 18649.79 | 17173.61 | 16614.61 | 16496.92 | 16987.74 | 18105.7 | 19080.58 | 19597.07 | 20413.43 | 21551.08 | 23192.87 | 24842.68 | 26169.54 | 27449.43 | 28473.73 | 29220.9 | 29346.38 | 28508.49 | 27032.47 | 26453.89 | 24578.47 | 22170.11 | 20201.22 | 18612.56 | 540.9233 | 29346.38 | 9 | 2033
2033-09-02 | 17730.37 | 16709.99 | 16188.45 | 16109.12 | 16651.03 | 17838.04 | 18841.04 | 19299.57 | 19985.23 | 20960.47 | 22148.9 | 23519.04 | 24636.87 | 25741.57 | 26648.34 | 27321.25 | 27434.42 | 26654.7 | 25313.21 | 24868.61 | 23093.14 | 21153.73 | 19287.86 | 17794.98 | 515.9299 | 27434.42 | 9 | 2033
2033-09-03 | 17046.11 | 15976.94 | 15409.96 | 15188.26 | 15305.78 | 15426.47 | 15417.6 | 16245.1 | 17569.35 | 18676.1 | 19697.69 | 20670.43 | 21468.56 | 22275.63 | 23262.73 | 24046.18 | 24324.95 | 23696.43 | 22510.3 | 22288.5 | 21055.37 | 19566.7 | 17988.75 | 16713.77 | 461.8277 | 24324.95 | 9 | 2033
2033-09-04 | 16185.56 | 15831.18 | 15277.04 | 15066.33 | 15197.17 | 15337.76 | 15342.75 | 16144.77 | 17419.91 | 18469.06 | 19419.68 | 20308.27 | 21019.3 | 21695.68 | 22453.75 | 23172.27 | 23426.45 | 22826.37 | 21809.96 | 21711.43 | 20582.39 | 19144.58 | 17618.6 | 16393.74 | 451.854 | 23426.45 | 9 | 2033
2033-09-05 | 15798.98 | 17264.47 | 16568.57 | 16258.45 | 16399.13 | 16697.84 | 16839.48 | 17639.58 | 19264.09 | 21174.34 | 23425.64 | 25495.41 | 26801.67 | 27865.18 | 28753.54 | 29358.74 | 29319.26 | 28303.4 | 26758.22 | 26279.75 | 24445.54 | 22133.1 | 20343.7 | 18853.8 | 532.0419 | 29358.74 | 9 | 2033
2033-09-06 | 18023.91 | 18524.79 | 17870.14 | 17669.58 | 18095.26 | 19175.94 | 20180.24 | 20854.51 | 21977.39 | 23960.5 | 26313.31 | 28317.62 | 29803.16 | 31066.62 | 31944.77 | 32480.9 | 32430.08 | 31486.67 | 29900.57 | 29228.22 | 27210.75 | 24609.96 | 21935.08 | 20248.18 | 593.3082 | 32480.9 | 9 | 2033
2033-09-07 | 19119.12 | 17614.29 | 17027.3 | 16885.43 | 17360.92 | 18485.97 | 19505.85 | 20062.43 | 20965.2 | 22232.55 | 24225.88 | 25960.23 | 27299.68 | 28528.37 | 29458.49 | 30099.49 | 30161.7 | 29309.68 | 27825.82 | 27267.14 | 25347.23 | 22870.65 | 20729.42 | 19127.52 | 557.4704 | 30161.7 | 9 | 2033
2033-09-08 | 18189.66 | 17251.74 | 16692.38 | 16574.34 | 17071.83 | 18220.52 | 19253.2 | 19759.92 | 20569.71 | 21706.18 | 23384.13 | 24983.34 | 26226.63 | 27397.29 | 28306.1 | 28954.65 | 29044.48 | 28234.79 | 26817.8 | 26332.95 | 24471.96 | 22111.49 | 20179.53 | 18626.46 | 540.3611 | 29044.48 | 9 | 2033
2033-09-09 | 17769.32 | 17059.74 | 16515.88 | 16417.47 | 16945.9 | 18139.43 | 19191.79 | 19681.01 | 20440.02 | 21510.18 | 22984.83 | 24501.96 | 25692.86 | 26827.96 | 27723.67 | 28363.57 | 28462.38 | 27671.64 | 26281.14 | 25823.06 | 23962.54 | 21749.56 | 19850.15 | 18324.71 | 531.8908 | 28462.38 | 9 | 2033
2033-09-10 | 17485.33 | 16949.44 | 16315.88 | 16036.54 | 16111.83 | 16222.11 | 16265.67 | 17197.35 | 18731.95 | 20108.79 | 21385.1 | 22639.41 | 23821.13 | 24809.42 | 25653.65 | 26254.45 | 26402.03 | 25714.22 | 24470.47 | 24223.01 | 22509.6 | 20848.49 | 19211.74 | 17880.87 | 497.2485 | 26402.03 | 9 | 2033
2033-09-11 | 17247.7 | 17472.74 | 16798.32 | 16484 | 16523.93 | 16596.64 | 16634.47 | 17639.15 | 19319.08 | 20872.59 | 22369.87 | 24206.67 | 25637.72 | 26834.55 | 27822.7 | 28503.69 | 28669.88 | 27916.03 | 26500.47 | 26086.93 | 24208.77 | 21993.9 | 20242.8 | 18801.6 | 525.3842 | 28669.88 | 9 | 2033
2033-09-12 | 17926.26 | 17621.84 | 17037.29 | 16900.67 | 17402.08 | 18565.35 | 19630.02 | 20194.9 | 21110.7 | 22409.54 | 24427.28 | 26218.49 | 27642.51 | 28941.6 | 29933.97 | 30611.26 | 30705.09 | 29853.05 | 28314.68 | 27721.86 | 25710.73 | 23180.71 | 20943.81 | 19312.99 | 562.3167 | 30705.09 | 9 | 2033
2033-09-13 | 18242.77 | 17112.2 | 16564.37 | 16456.75 | 16961.49 | 18124.33 | 19194.63 | 19677.54 | 20457.44 | 21555.5 | 23156.69 | 24789.35 | 26114.93 | 27398.29 | 28419.81 | 29169.21 | 29341.79 | 28553.03 | 27081.34 | 26574.56 | 24637.81 | 22201.52 | 20247.78 | 18672.71 | 540.7058 | 29341.79 | 9 | 2033
2033-09-14 | 17722.37 | 18028.9 | 17415.22 | 17250.39 | 17710.56 | 18843.96 | 19918.02 | 20511.23 | 21498.92 | 23097.62 | 25237.66 | 27082.6 | 28475.31 | 29701.54 | 30583.11 | 31155.97 | 31181.87 | 30317.16 | 28797.8 | 28240.74 | 26244.37 | 23704.13 | 21322.7 | 19694.11 | 573.7363 | 31181.87 | 9 | 2033
2033-09-15 | 18613.88 | 17327.69 | 16765.7 | 16645.75 | 17142.57 | 18306.74 | 19392.48 | 19896.53 | 20719.4 | 21873.74 | 23650.6 | 25317.38 | 26638.33 | 27884.31 | 28849 | 29537.58 | 29670.89 | 28872.86 | 27404.45 | 26909.3 | 24962.06 | 22495.81 | 20476.19 | 18897.91 | 548.2512 | 29670.89 | 9 | 2033
2033-09-16 | 17943.86 | 16720.14 | 16204.75 | 16131.34 | 16682.7 | 17913.09 | 19023.5 | 19455.92 | 20124.97 | 21084.79 | 22282.61 | 23725.61 | 24902.24 | 26068.14 | 27017.26 | 27723.96 | 27904.58 | 27168.57 | 25790.53 | 25388.21 | 23503.66 | 21417.69 | 19543.09 | 18040.43 | 521.7616 | 27904.58 | 9 | 2033
2033-09-17 | 17182.19 | 16041.28 | 15476.52 | 15257.33 | 15381.6 | 15543.71 | 15642.01 | 16450.05 | 17770.1 | 18877.15 | 19914.83 | 20926.48 | 21771.57 | 22738.51 | 23759.96 | 24566.98 | 24904.45 | 24314.92 | 23089.28 | 22906.34 | 21432.28 | 19897.51 | 18307.34 | 17019.3 | 469.1717 | 24904.45 | 9 | 2033
2033-09-18 | 16369.75 | 15761.12 | 15218.35 | 15018.1 | 15160.5 | 15343.34 | 15454.1 | 16222.11 | 17467.36 | 18482.75 | 19424.59 | 20349.98 | 21129.31 | 21887.87 | 22804.69 | 23605.51 | 23958.69 | 23404.83 | 22241.06 | 22126.19 | 20890.68 | 19401.14 | 17856.33 | 16611.85 | 456.1902 | 23958.69 | 9 | 2033
2033-09-19 | 15998.97 | 15425.05 | 15016.61 | 15031.8 | 15684 | 17026.38 | 18194.75 | 18436.93 | 18742.04 | 19260.39 | 19955.36 | 20504.34 | 20905 | 21365.91 | 21787.26 | 22198.26 | 22339.61 | 21842 | 21146.75 | 21187.01 | 20104.31 | 18669.89 | 17084.64 | 15857.47 | 453.7647 | 22339.61 | 9 | 2033
2033-09-20 | 15455.75 | 15265.79 | 14869.81 | 14892.93 | 15532.33 | 16863.35 | 18036.64 | 18238.33 | 18484.05 | 18936.03 | 19565.83 | 20048.41 | 20382.63 | 20807.77 | 21203.96 | 21570.19 | 21691.75 | 21306.25 | 20655.24 | 20753.52 | 19722 | 18327.32 | 16776.15 | 15588.38 | 444.9744 | 21691.75 | 9 | 2033
2033-09-21 | 15259.52 | 15905.31 | 15454.87 | 15431.35 | 16019.64 | 17289.22 | 18443.59 | 18744.08 | 19188.92 | 19879.7 | 20793 | 21593.04 | 22325.48 | 23291.08 | 24122.78 | 24802.32 | 25031.09 | 24414.39 | 23241.8 | 23079.46 | 21570.19 | 19983.66 | 18247.22 | 16880.46 | 480.9922 | 25031.09 | 9 | 2033
2033-09-22 | 16176.22 | 16006.62 | 15548.59 | 15518.63 | 16100.45 | 17364.79 | 18523.82 | 18837.12 | 19309.51 | 20033.93 | 20986.79 | 21830.19 | 22698.32 | 23711.85 | 24577.69 | 25277.84 | 25515.79 | 24888.38 | 23678.05 | 23483.57 | 21841.45 | 20227.81 | 18467.4 | 17077.39 | 487.6822 | 25515.79 | 9 | 2033
2033-09-23 | 16351.38 | 15583.25 | 15162.19 | 15170.1 | 15805.59 | 17147.03 | 18341.64 | 18596.34 | 18934.88 | 19495.66 | 20249.39 | 20876.6 | 21358.33 | 21912.29 | 22538.65 | 23099.96 | 23290.22 | 22729.04 | 21776.66 | 21770.46 | 20604.34 | 19104.16 | 17471.98 | 16202.22 | 463.5724 | 23290.22 | 9 | 2033
2033-09-24 | 15696.87 | 15150.2 | 14669.96 | 14524.13 | 14727.2 | 14997.55 | 15181.59 | 15833.43 | 16858.3 | 17610.63 | 18250.69 | 18852.93 | 19325.14 | 19804.82 | 20321.01 | 20779.61 | 21016.72 | 20702.24 | 20056.82 | 20212.02 | 19158.38 | 17851.08 | 16497.49 | 15437.4 | 423.5162 | 21016.72 | 9 | 2033
2033-09-25 | 15142.74 | 15357.21 | 14857.4 | 14694.34 | 14882.09 | 15140.51 | 15327.6 | 16009.73 | 17097.42 | 17928.43 | 18650.41 | 19325.01 | 19849.87 | 20362.7 | 20891.15 | 21345.67 | 21570.57 | 21235 | 20552.19 | 20674.33 | 19582.08 | 18235.83 | 16847.53 | 15753.96 | 431.3138 | 21570.57 | 9 | 2033
2033-09-26 | 15391.76 | 16578.04 | 16081.29 | 16020.87 | 16599.35 | 17877.76 | 19074.29 | 19466.93 | 20084.34 | 20985.43 | 22113.72 | 23431.46 | 24531.03 | 25606.48 | 26474.67 | 27123.99 | 27311.91 | 26631.83 | 25322.06 | 25041.33 | 23167.87 | 21205.69 | 19378.01 | 17916.64 | 513.4167 | 27311.91 | 9 | 2033
2033-09-27 | 16997.78 | 16496.95 | 16007.18 | 15949.68 | 16514.41 | 17785.22 | 18986.7 | 19346.09 | 19914.19 | 20764.73 | 21828.01 | 22952.92 | 23891.16 | 24816.72 | 25549.66 | 26108.54 | 26258.76 | 25613.86 | 24412.84 | 24251.66 | 22487.01 | 20757.78 | 18991.05 | 17595.34 | 504.2782 | 26258.76 | 9 | 2033
2033-09-28 | 16839.98 | 16107.81 | 15667.86 | 15654.49 | 16263.53 | 17583.93 | 18809.82 | 19090.71 | 19497.71 | 20150.36 | 20996.13 | 21680.53 | 22235.42 | 22955.98 | 23551.6 | 24043.77 | 24202.37 | 23651.64 | 22630.26 | 22648.62 | 21314.48 | 19797.63 | 18146.97 | 16863.96 | 480.3856 | 24202.37 | 9 | 2033
2033-09-29 | 16292.1 | 15331.87 | 14969.54 | 15024.4 | 15698.22 | 17085.74 | 18339.49 | 18493.3 | 18647.53 | 18987.79 | 19503.48 | 19885.2 | 20137.18 | 20494.88 | 20841.55 | 21188.18 | 21346.18 | 21032.17 | 20447.17 | 20639.89 | 19625.6 | 18269.85 | 16774.84 | 15642.03 | 444.6982 | 21346.18 | 9 | 2033
2033-09-30 | 15350.43 | 15339.67 | 14993.63 | 15069.85 | 15777.77 | 17215.51 | 18496.51 | 18640.3 | 18749.87 | 19030.85 | 19475.01 | 19789.46 | 19988.52 | 20296.32 | 20608.29 | 20925.53 | 21082.33 | 20790.95 | 20236.13 | 20455.51 | 19439.3 | 18103.73 | 16645.46 | 15545.16 | 442.0461 | 21082.33 | 9 | 2033
2033-10-01 | 16258.23 | 14756.65 | 14391.19 | 14347.8 | 14650.64 | 14937.76 | 15204.18 | 15964.05 | 16846.13 | 17314.54 | 17613.72 | 17882.21 | 18058.87 | 18300.98 | 18647.88 | 18973.52 | 19116.9 | 18960.16 | 18945.13 | 19078.37 | 18088.2 | 17023.89 | 15849.82 | 14957.11 | 406.1679 | 19116.9 | 10 | 2033
2033-10-02 | 14772.72 | 15075.27 | 14743.55 | 14733.31 | 15069.42 | 15389.94 | 15677.41 | 16414.17 | 17220.15 | 17589.65 | 17780.13 | 17940.31 | 18019.56 | 18177.47 | 18464.63 | 18765.88 | 18930.41 | 18839.72 | 18904.3 | 19106.1 | 18172.5 | 17162.33 | 16039.21 | 15198.45 | 408.1866 | 19106.1 | 10 | 2033
2033-10-03 | 14984.44 | 15902.85 | 15691.2 | 15892.98 | 16739.42 | 18227.32 | 19623.2 | 19966.8 | 19931 | 19936.66 | 20083.06 | 20080.96 | 19981.08 | 20056.29 | 20217.76 | 20451.16 | 20554.01 | 20445.62 | 20563.46 | 20780.69 | 19636.94 | 18508.42 | 17197.56 | 16236.73 | 451.6896 | 20780.69 | 10 | 2033
2033-10-04 | 15889.91 | 15679.54 | 15447.78 | 15627.2 | 16431.45 | 17877.46 | 19245.28 | 19533.23 | 19528.95 | 19584.73 | 19791.9 | 19844.95 | 19781.25 | 19904.74 | 20094.72 | 20349.29 | 20447.3 | 20306.92 | 20387.58 | 20590.28 | 19437.5 | 18318.95 | 16987.56 | 16012.7 | 447.1012 | 20590.28 | 10 | 2033
2033-10-05 | 15721.57 | 15571.97 | 15231.21 | 15308.85 | 16009.35 | 17347.69 | 18669.28 | 19065.06 | 19361.82 | 19857.57 | 20588.32 | 21187.49 | 21630.67 | 22197.33 | 22708.36 | 23131.72 | 23217.48 | 22853.43 | 22555.04 | 22414.36 | 20940.89 | 19315.82 | 17748.98 | 16541.57 | 469.1758 | 23217.48 | 10 | 2033
2033-10-06 | 15905.23 | 15952.11 | 15591.89 | 15653.31 | 16340.64 | 17671.05 | 19002.58 | 19435.83 | 19874.87 | 20497.64 | 21335.19 | 22022.02 | 22520.51 | 23110.89 | 23617.55 | 24020.63 | 24088.62 | 23708.91 | 23374.55 | 23201.64 | 21682.7 | 19958.37 | 18287.39 | 17047.79 | 483.9019 | 24088.62 | 10 | 2033
2033-10-07 | 16349.05 | 16642.13 | 16276.92 | 16346.32 | 17049.05 | 18403.05 | 19786.34 | 20377.51 | 20893.61 | 21586.32 | 22509.44 | 23315.56 | 23949.89 | 24665.18 | 25275.32 | 25748.79 | 25874.18 | 25503.5 | 25078.71 | 24802.27 | 23159.54 | 21335.45 | 19352.16 | 18046.8 | 512.3271 | 25874.18 | 10 | 2033
2033-10-08 | 17139.4 | 16161.42 | 15698.75 | 15572.89 | 15795.75 | 16010.9 | 16302.52 | 17236.17 | 18468.7 | 19365.29 | 20264.69 | 21193.49 | 21941.16 | 22665.7 | 23366.6 | 23911.9 | 24128.87 | 23817.08 | 23439.11 | 23273.92 | 21697.34 | 20040.89 | 18511.52 | 17360.67 | 473.3647 | 24128.87 | 10 | 2033
2033-10-09 | 16624.23 | 15678.62 | 15240.82 | 15135.5 | 15378.34 | 15617.85 | 15921.82 | 16801.34 | 17938.44 | 18720.14 | 19377.97 | 20121.27 | 20754.88 | 21395.12 | 22046.56 | 22571.16 | 22791.61 | 22510.62 | 22208.48 | 22128.19 | 20622.38 | 19131.67 | 17754.33 | 16664.95 | 453.1363 | 22791.61 | 10 | 2033
2033-10-10 | 16031.43 | 15554.56 | 15239.83 | 15344.07 | 16094.32 | 17501.79 | 18886.17 | 19259.63 | 19497.34 | 19910.9 | 20533.19 | 21029.85 | 21391.38 | 21865.92 | 22308.14 | 22678.85 | 22768.31 | 22454.61 | 22221.93 | 22160.74 | 20700.35 | 19155.25 | 17640.93 | 16476.61 | 466.7061 | 22768.31 | 10 | 2033
2033-10-11 | 15850.35 | 15301.46 | 15036.64 | 15183.33 | 15958.4 | 17396.22 | 18800.72 | 19082.59 | 19141.59 | 19277.65 | 19576.08 | 19755.52 | 19801.82 | 20012.73 | 20252.99 | 20516.1 | 20595.27 | 20391.83 | 20381.11 | 20544.99 | 19320.49 | 18141.36 | 16771.28 | 15754.86 | 442.8454 | 20595.27 | 10 | 2033
2033-10-12 | 15391.59 | 15179.21 | 14878.14 | 14990.66 | 15730.56 | 17133.57 | 18527.38 | 18844.38 | 19000.37 | 19258.8 | 19723.15 | 20088.45 | 20313.15 | 20685.06 | 21045.53 | 21375.29 | 21456.58 | 21176.16 | 21031.03 | 21078.74 | 19709.05 | 18401.56 | 16951.66 | 15855.72 | 447.8258 | 21456.58 | 10 | 2033
2033-10-13 | 15364.31 | 15016.75 | 14721.04 | 14837.73 | 15582.65 | 16996.1 | 18402.43 | 18702.34 | 18832.51 | 19061.53 | 19444.87 | 19767.76 | 19954.2 | 20292.7 | 20627.56 | 20939.87 | 21016.41 | 20744.36 | 20623.81 | 20705.59 | 19374.81 | 18127.75 | 16700.24 | 15625.05 | 441.4624 | 21016.41 | 10 | 2033
2033-10-14 | 15189.06 | 14940.43 | 14649.64 | 14778.85 | 15547.33 | 17001.53 | 18423.07 | 18721.36 | 18828.36 | 19027.57 | 19366.52 | 19598.66 | 19740.8 | 20032.08 | 20331.8 | 20607.35 | 20668.83 | 20401.57 | 20301.51 | 20400.13 | 19119.38 | 17883.5 | 16483.68 | 15432.09 | 437.4751 | 20668.83 | 10 | 2033
2033-10-15 | 15021.04 | 14817.58 | 14434.48 | 14375.65 | 14667.35 | 14977.61 | 15342.3 | 16105.28 | 17036.5 | 17572.85 | 17961.19 | 18339.3 | 18623.08 | 18957.76 | 19362.32 | 19761.69 | 19978.99 | 19787.05 | 19677.62 | 19824.08 | 18653.76 | 17505.44 | 16284.38 | 15343.01 | 414.4103 | 19978.99 | 10 | 2033
2033-10-16 | 14943.61 | 15030.24 | 14669.74 | 14633.24 | 14947.51 | 15282.12 | 15665.9 | 16412.38 | 17292.11 | 17761.99 | 18077.67 | 18384.01 | 18603.36 | 18882.33 | 19246.92 | 19602.16 | 19838.26 | 19701.71 | 19656.31 | 19861.21 | 18718.6 | 17604.96 | 16418.33 | 15511.68 | 416.7463 | 19861.21 | 10 | 2033
2033-10-17 | 15112.89 | 15277.8 | 15042.69 | 15219.88 | 16047.69 | 17558.6 | 19033.45 | 19287.91 | 19278.39 | 19325.47 | 19502.01 | 19572.71 | 19545.29 | 19678.64 | 19866.4 | 20093.13 | 20191.84 | 20046.58 | 20096.91 | 20340.23 | 19159.77 | 18009.49 | 16690.61 | 15715.09 | 439.6935 | 20340.23 | 10 | 2033
2033-10-18 | 15333.48 | 15410.71 | 15191.38 | 15381.72 | 16202.62 | 17705.46 | 19186.56 | 19410.76 | 19345.53 | 19328.44 | 19440.97 | 19432.34 | 19323.21 | 19388.63 | 19528.83 | 19746.33 | 19867.27 | 19775.11 | 19891.23 | 20205.61 | 19094.3 | 17984.88 | 16698.88 | 15763.6 | 438.6378 | 20205.61 | 10 | 2033
2033-10-19 | 15432.48 | 15832.65 | 15637.39 | 15852.64 | 16698.03 | 18223.96 | 19775.87 | 20044.47 | 19917.99 | 19828.81 | 19887.8 | 19808.91 | 19630.82 | 19653.21 | 19758.5 | 19969.1 | 20121.86 | 20094.18 | 20266.76 | 20624.82 | 19467.57 | 18380.32 | 17116.57 | 16205.27 | 448.23 | 20624.82 | 10 | 2033
2033-10-20 | 15854.31 | 16291.44 | 16131.77 | 16382.86 | 17263.98 | 18825.9 | 20540.24 | 20786.31 | 20571.08 | 20364.59 | 20296.29 | 20093.35 | 19804.78 | 19732.47 | 19770.8 | 19958.01 | 20146.76 | 20209.35 | 20476.3 | 20914.48 | 19817.6 | 18715.29 | 17496.99 | 16632.53 | 457.0775 | 20914.48 | 10 | 2033
2033-10-21 | 16322.68 | 17210.66 | 17084.6 | 17380.91 | 18316.18 | 20022.6 | 21925.79 | 22190.26 | 21921.73 | 21632.92 | 21471.64 | 21191.39 | 20845.83 | 20719.8 | 20723.81 | 20902.17 | 21146.68 | 21307.89 | 21631.47 | 22096.94 | 20994.31 | 19725.73 | 18488.74 | 17643.21 | 482.8979 | 22190.26 | 10 | 2033
2033-10-22 | 17240.26 | 15680.01 | 15411.8 | 15465.37 | 15871.95 | 16313.29 | 16788.14 | 17452.55 | 18107.11 | 18290.98 | 18292.44 | 18285.47 | 18221.3 | 18253.04 | 18437.11 | 18693.03 | 18940.63 | 19010.64 | 19198.45 | 19609.47 | 18658 | 17697.94 | 16669.15 | 15919.48 | 422.5076 | 19609.47 | 10 | 2033
2033-10-23 | 15727.45 | 15243.59 | 14967.91 | 15012.06 | 15410.77 | 15851.82 | 16331.91 | 16979.37 | 17627.05 | 17808.89 | 17805.14 | 17787.94 | 17711.02 | 17729.3 | 17900.24 | 18138.65 | 18364.45 | 18412.44 | 18600.39 | 19002.36 | 18080.35 | 17130.83 | 16118.06 | 15381.44 | 409.1234 | 19002.36 | 10 | 2033
2033-10-24 | 15200.66 | 15643.54 | 15457.06 | 15682.21 | 16560.36 | 18138.71 | 19724.73 | 19976.85 | 19822.89 | 19699.62 | 19717.21 | 19604.07 | 19418.18 | 19405.52 | 19470.94 | 19645.4 | 19790.95 | 19772.87 | 19959.86 | 20354.46 | 19227.84 | 18146.55 | 16908.99 | 16013.27 | 443.3427 | 20354.46 | 10 | 2033
2033-10-25 | 15672.17 | 15158.82 | 14946.97 | 15143.45 | 15973.51 | 17506.05 | 19041.64 | 19233.18 | 19127.47 | 19067.04 | 19132.38 | 19076.02 | 18931.49 | 18954.66 | 19039.21 | 19194.39 | 19296.52 | 19238.07 | 19359.76 | 19741.36 | 18711.76 | 17619.34 | 16368.28 | 15463.89 | 430.9974 | 19741.36 | 10 | 2033
2033-10-26 | 15182.3 | 15393.95 | 15195.95 | 15406.72 | 16250.94 | 17797.46 | 19344.56 | 19548.23 | 19401.1 | 19306.77 | 19336.12 | 19245.95 | 19072.03 | 19070.31 | 19137.61 | 19288.83 | 19413.08 | 19380.62 | 19560.49 | 19971.3 | 18915.63 | 17837.3 | 16599.73 | 15709.71 | 435.3667 | 19971.3 | 10 | 2033
2033-10-27 | 15401.47 | 16086.6 | 15909.5 | 16143.94 | 17010.65 | 18576.91 | 20289.67 | 20534.61 | 20359.76 | 20211.72 | 20214.06 | 20090.48 | 19876.6 | 19867.86 | 19945.41 | 20146.24 | 20339.26 | 20375.46 | 20582.67 | 21006.04 | 19832 | 18683.6 | 17441.4 | 16550.01 | 455.4759 | 21006.04 | 10 | 2033
2033-10-28 | 16166.89 | 16832.35 | 16704.47 | 16997.65 | 17932.62 | 19581.97 | 21545.3 | 21774.94 | 21479.72 | 21168.39 | 20983.68 | 20681.18 | 20314.4 | 20166.96 | 20147.27 | 20300.59 | 20538.23 | 20698.81 | 21029.37 | 21545.94 | 20427.43 | 19227.4 | 18051.08 | 17224.73 | 471.5214 | 21774.94 | 10 | 2033
2033-10-29 | 16841.08 | 16127.81 | 15924.47 | 16041.7 | 16514.06 | 17038.65 | 17598.33 | 18200.42 | 18694.72 | 18676.82 | 18458.42 | 18234.76 | 17975.81 | 17837.33 | 17895.1 | 18092.24 | 18383.73 | 18587.95 | 18931.49 | 19484.72 | 18645.79 | 17787.19 | 16870.06 | 16230.3 | 425.0729 | 19484.72 | 10 | 2033
2033-10-30 | 16085.21 | 15992.47 | 15778.04 | 15884.16 | 16346.25 | 16863.81 | 17425.38 | 18031.61 | 18548.31 | 18560.76 | 18375.99 | 18186.1 | 17956.46 | 17842.5 | 17916.15 | 18117.78 | 18402.2 | 18586.02 | 18904.61 | 19437.82 | 18581.21 | 17704.82 | 16774.11 | 16120.09 | 422.4219 | 19437.82 | 10 | 2033
2033-10-31 | 15940.38 | 17662.57 | 17589.7 | 17933.33 | 18928.11 | 20859.98 | 22886.4 | 23096.76 | 22699.01 | 22244.35 | 21913.08 | 21476.57 | 21002.69 | 20754.26 | 20667.32 | 20809.44 | 21116.33 | 21413.7 | 21861.56 | 22477.6 | 21423.62 | 20220.53 | 18969.59 | 18184.5 | 492.1314 | 23096.76 | 10 | 2033
2033-11-01 | 17820.23 | 18129.3 | 18091.95 | 18405.22 | 19213.58 | 21251.35 | 23523.65 | 23941.79 | 23454.22 | 22810.03 | 22235.87 | 21577.17 | 20869.38 | 20394.1 | 20133.57 | 20368.88 | 21294.88 | 22378.77 | 22499 | 23360.13 | 22514.5 | 21197.13 | 19629.21 | 18917.52 | 504.0114 | 23941.79 | 11 | 2033
2033-11-02 | 18381.42 | 17858.67 | 17803.04 | 18097.55 | 18888.35 | 20696.71 | 22963.23 | 23390.81 | 22960.27 | 22393.66 | 21905.17 | 21332.11 | 20700.07 | 20289.47 | 20072.98 | 20321.81 | 21225.16 | 22248.8 | 22302.98 | 23118.07 | 22221.95 | 20862.25 | 19402.89 | 18669.1 | 498.1065 | 23390.81 | 11 | 2033
2033-11-03 | 18145.72 | 17159.59 | 17075.56 | 17339.4 | 18101.49 | 19478.55 | 21616.96 | 22036.57 | 21666.82 | 21191.17 | 20796.49 | 20306.96 | 19742.74 | 19487.06 | 19367.07 | 19529.39 | 20284.78 | 21199.41 | 21177.95 | 21950.06 | 21015.54 | 19680.32 | 18634.68 | 17885.76 | 474.87 | 22036.57 | 11 | 2033
2033-11-04 | 17444.89 | 16101.86 | 15962.52 | 16175.46 | 16900.18 | 18261.82 | 19609.67 | 19984.25 | 19757.26 | 19563.29 | 19449.87 | 19272.01 | 19037.56 | 18905.01 | 18837.1 | 18988.38 | 19437.5 | 19951.07 | 19756.31 | 20404.91 | 19490.2 | 18596.84 | 17514.85 | 16720.95 | 446.1238 | 20404.91 | 11 | 2033
2033-11-05 | 16310.14 | 14762.21 | 14491.61 | 14489.57 | 14757.41 | 15097.82 | 15507.67 | 16164.8 | 16799.41 | 17023.06 | 17060.74 | 17118.24 | 17114.45 | 17127.22 | 17234.05 | 17491.46 | 17978.63 | 18333.68 | 18124.77 | 18505.14 | 17805.22 | 16949.84 | 15993.05 | 15261.41 | 397.5016 | 18505.14 | 11 | 2033
2033-11-06 | 14977.18 | 15406.86 | 15201.5 | 15245.97 | 15582.11 | 15959.96 | 16099.25 | 16627.99 | 17051.21 | 17111.85 | 17050.54 | 17028.67 | 16935.33 | 16877.58 | 16987.33 | 17251.68 | 17926.83 | 18820.12 | 18693.46 | 18405.09 | 17532.74 | 16701.79 | 15853.03 | 15245.19 | 400.5733 | 18820.12 | 11 | 2033
2033-11-07 | 15188.79 | 16305.36 | 16199.74 | 16423.32 | 17190.1 | 18558.46 | 19628.15 | 19842.96 | 19510.6 | 19279.18 | 19183.13 | 19046.08 | 18837.22 | 18722.6 | 18722.16 | 18906.66 | 19521.28 | 20815.26 | 20623.98 | 20085.11 | 19083.25 | 18160.91 | 17134.23 | 16406.19 | 443.3747 | 20815.26 | 11 | 2033
2033-11-08 | 16194.26 | 15934.67 | 15808.15 | 16007.56 | 16730.71 | 18057.03 | 19112.31 | 19254.8 | 19001.39 | 18805.53 | 18752.82 | 18651.64 | 18461.47 | 18379.43 | 18397.25 | 18595.21 | 19200.26 | 20286.96 | 20047.61 | 19586.01 | 18700.32 | 17767.7 | 16728.08 | 15991.97 | 434.4531 | 20286.96 | 11 | 2033
2033-11-09 | 15858.59 | 16514.56 | 16367.19 | 16550.6 | 17255.79 | 18559.93 | 19616.03 | 19931.32 | 19687.07 | 19571.96 | 19665.22 | 19715.75 | 19651.7 | 19697.66 | 19875.95 | 20298.35 | 21341.42 | 22717.44 | 22325.98 | 21615.99 | 19990.13 | 18883.2 | 17753.94 | 16932.31 | 460.3781 | 22717.44 | 11 | 2033
2033-11-10 | 16563.23 | 17304.67 | 17246.34 | 17517.49 | 18310.15 | 19727.38 | 21550.96 | 21779.79 | 21201.74 | 20633.13 | 20266.59 | 19833.15 | 19448.22 | 19261.02 | 19208.16 | 19399.1 | 20333.61 | 21991.37 | 21954.51 | 21546.76 | 20183.16 | 19146.98 | 18158.31 | 17478.83 | 470.0446 | 21991.37 | 11 | 2033
2033-11-11 | 17259.19 | 17771.96 | 17737.99 | 18041.25 | 18877.28 | 20699.64 | 22566.5 | 22794.78 | 22144.46 | 21473.78 | 20990.66 | 20449.33 | 19831.07 | 19570.61 | 19481.41 | 19648.82 | 20727.95 | 22472.77 | 22508.51 | 22151.13 | 20803.63 | 19540.68 | 18580.59 | 17927.97 | 484.052 | 22794.78 | 11 | 2033
2033-11-12 | 17697.19 | 16754.92 | 16629.22 | 16756.16 | 17174.34 | 17638.01 | 17857.15 | 18358.08 | 18636.46 | 18501.57 | 18233.9 | 18019.85 | 17760.54 | 17562.01 | 17572.87 | 17814.12 | 18579.16 | 19652.52 | 19679.32 | 19523.19 | 18727.6 | 17973.5 | 17202.69 | 16677.04 | 430.9814 | 19679.32 | 11 | 2033
2033-11-13 | 16650.19 | 16134.51 | 15976.58 | 16069.82 | 16455.74 | 16892.07 | 17096 | 17600.73 | 17931.93 | 17871.17 | 17682.64 | 17543.6 | 17348.58 | 17204.13 | 17251.01 | 17497.42 | 18227.27 | 19229.83 | 19195.12 | 18997.01 | 18163.19 | 17377.02 | 16580.05 | 16025.5 | 417.0011 | 19229.83 | 11 | 2033
2033-11-14 | 16000.45 | 16919.25 | 16834.71 | 17081.96 | 17872.75 | 19273.63 | 20841.02 | 21097.47 | 20620.75 | 20183.46 | 19958.96 | 19706.9 | 19487.83 | 19366.62 | 19360.81 | 19555.24 | 20487.78 | 22050.85 | 21894.85 | 21401.81 | 19918.16 | 18941.72 | 17916.51 | 17191.46 | 463.9649 | 22050.85 | 11 | 2033
2033-11-15 | 16900.11 | 16616.01 | 16531.78 | 16774.97 | 17542.75 | 18922.62 | 20300.84 | 20509.57 | 19978.91 | 19526.21 | 19363.1 | 19161.53 | 18885.05 | 18729.6 | 18693.95 | 18877.87 | 19534.7 | 20997.49 | 20888.39 | 20463.33 | 19323.14 | 18426.66 | 17430.83 | 16739.85 | 451.1193 | 20997.49 | 11 | 2033
2033-11-16 | 16566.38 | 16926.1 | 16857.73 | 17117.6 | 17901.53 | 19296.7 | 20932.72 | 21137.22 | 20563.95 | 20013.19 | 19666.92 | 19409.6 | 19103.17 | 18922.58 | 18869.85 | 19051.55 | 19746.18 | 21371.83 | 21310.4 | 20921.53 | 19618.64 | 18735.93 | 17752.64 | 17075.36 | 458.8693 | 21371.83 | 11 | 2033
2033-11-17 | 16869.43 | 17539.69 | 17503.37 | 17796.79 | 18613.42 | 20283.32 | 22188.81 | 22383.72 | 21723.16 | 21051.29 | 20577.48 | 20046.42 | 19525.8 | 19293.4 | 19205.41 | 19382 | 20348.8 | 22093.21 | 22129.01 | 21814.35 | 20468.76 | 19341.63 | 18384.5 | 17735.8 | 476.2996 | 22383.72 | 11 | 2033
2033-11-18 | 17520.05 | 17430.2 | 17385.75 | 17677.81 | 18504.59 | 20097.83 | 22011.11 | 22217.94 | 21577.52 | 20930.83 | 20475.67 | 19963.7 | 19528.68 | 19301.45 | 19215.9 | 19376.44 | 20266.97 | 21981.78 | 21987.37 | 21645.65 | 20256.73 | 19194.87 | 18236.71 | 17582.62 | 474.3682 | 22217.94 | 11 | 2033
2033-11-19 | 17372.7 | 17446.23 | 17365.52 | 17538.95 | 18003.72 | 18521 | 18796.81 | 19275.8 | 19467.02 | 19216.9 | 18827.62 | 18500.04 | 18142.81 | 17860.48 | 17810.88 | 18034.58 | 18849.93 | 20164.1 | 20350.3 | 20236.95 | 19315.49 | 18605.97 | 17884.56 | 17409.57 | 444.9979 | 20350.3 | 11 | 2033
2033-11-20 | 17328.55 | 18816.92 | 18805.27 | 19051.3 | 19585.85 | 20425.57 | 20963.68 | 21742.13 | 21884.66 | 21217.74 | 20297.49 | 19592.08 | 19103.93 | 18711.92 | 18589.06 | 18804.03 | 19699.96 | 21809.62 | 22204.65 | 22239.52 | 21137.48 | 20075.04 | 19296.07 | 18880.04 | 480.2626 | 22239.52 | 11 | 2033
2033-11-21 | 18704.38 | 19326.43 | 19385.22 | 19789.63 | 21354.86 | 23880.71 | 25909.28 | 26091.89 | 25189.87 | 24175.27 | 23333.78 | 22466.92 | 21579.41 | 20950.49 | 20637.23 | 20884.62 | 22218.21 | 24298.29 | 24606.59 | 24487.35 | 23268.33 | 21972.24 | 20518.25 | 19684.07 | 534.7133 | 26091.89 | 11 | 2033
2033-11-22 | 19373.74 | 18287.76 | 18292.44 | 18629.02 | 19487.49 | 21783.16 | 23757.74 | 23933.67 | 23156.29 | 22325.71 | 21683.74 | 20998.02 | 20253.12 | 19760.3 | 19592.45 | 19801.47 | 21047.32 | 22946.34 | 23107.33 | 22899.51 | 21612.08 | 20247.21 | 19156.9 | 18547.39 | 500.6802 | 23933.67 | 11 | 2033
2033-11-23 | 18340.58 | 18429.91 | 18442.48 | 18787.09 | 19654.07 | 22070.89 | 24058.12 | 24230.67 | 23431.01 | 22570.05 | 21896.06 | 21181.82 | 20411.92 | 19898.37 | 19667.57 | 19922.88 | 21184.21 | 23112.28 | 23296.82 | 23108.27 | 21831.06 | 20477.03 | 19302.94 | 18701.35 | 504.0075 | 24230.67 | 11 | 2033
2033-11-24 | 18280.28 | 17644.75 | 17611.16 | 17848.05 | 18442.28 | 19213.09 | 19771.34 | 20136.83 | 20094.97 | 19855.94 | 19502.86 | 19133.12 | 18554.62 | 18099.07 | 17930.56 | 18127.93 | 18900.76 | 20367.98 | 20605.87 | 20643.09 | 19567.49 | 18924.06 | 18266.5 | 17834.77 | 455.3574 | 20643.09 | 11 | 2033
2033-11-25 | 17728.88 | 17048.25 | 16982.12 | 17192.14 | 17771.69 | 18545.79 | 18989.57 | 19225.13 | 19249.93 | 19169.7 | 19022.38 | 18732.05 | 18214.17 | 17802.45 | 17662.24 | 17845.88 | 18573.03 | 19668.46 | 19802.59 | 19761.68 | 18976.29 | 18293.86 | 17617.17 | 17159.61 | 441.0351 | 19802.59 | 11 | 2033
2033-11-26 | 17221.62 | 18456.2 | 18431.44 | 18663.76 | 19185.73 | 19766.72 | 20332.8 | 21096.9 | 21260.96 | 20632.55 | 19751.62 | 19281.52 | 18815.27 | 18440.68 | 18327.37 | 18535.85 | 19417.9 | 21308.95 | 21666.11 | 21700.92 | 20558.58 | 19595.29 | 18926.68 | 18506.47 | 469.8819 | 21700.92 | 11 | 2033
2033-11-27 | 18341.76 | 18307.3 | 18276.51 | 18502.19 | 19018.67 | 19594.1 | 20061.16 | 20821.99 | 20998.65 | 20389.91 | 19603.49 | 19158.23 | 18702.67 | 18337.11 | 18229.32 | 18437.01 | 19312.54 | 21116.26 | 21455.06 | 21483.38 | 20325.18 | 19444.91 | 18773.85 | 18350.45 | 467.0417 | 21483.38 | 11 | 2033
2033-11-28 | 18236.33 | 18082.18 | 18084.6 | 18420.78 | 19300.95 | 21502.45 | 23523.3 | 23696.26 | 22927.24 | 22109.27 | 21474.5 | 20804.92 | 20086.78 | 19668.15 | 19535.25 | 19682.68 | 20848 | 22726.64 | 22865.92 | 22658.41 | 21320.6 | 19937.34 | 18978.57 | 18365.27 | 494.8364 | 23696.26 | 11 | 2033
2033-11-29 | 18119.59 | 20795.74 | 20992.19 | 21754.75 | 23395.98 | 26001.44 | 28127.12 | 28266.86 | 27182.97 | 25929.53 | 24838.92 | 23739.22 | 22643.17 | 21855.32 | 21428.69 | 21662.97 | 23125.09 | 25439.78 | 25940.21 | 25997.41 | 24882.88 | 23679.07 | 22316.82 | 21478.44 | 569.5942 | 28266.86 | 11 | 2033
2033-11-30 | 20829.12 | 20086.28 | 20248.34 | 20974.7 | 22581.45 | 25158.67 | 27269.58 | 27410.56 | 26379.94 | 25202.62 | 24192.35 | 23168.24 | 22136.62 | 21402.57 | 21011.34 | 21247.97 | 22670.37 | 24908.5 | 25345.54 | 25361.88 | 24208.37 | 22973.06 | 21586.71 | 20720.86 | 557.0756 | 27410.56 | 11 | 2033
2033-12-01 | 19800.15 | 20389.94 | 20342.87 | 20781.51 | 21956.11 | 23926.27 | 26116.58 | 26521.35 | 25835.89 | 24879.87 | 24026.78 | 23228.16 | 22381.66 | 21823.77 | 21585.29 | 21952.39 | 23486.63 | 25610.28 | 25486.32 | 25221.61 | 24058.06 | 22932.63 | 21527.42 | 20489.85 | 554.3614 | 26521.35 | 12 | 2033
2033-12-02 | 20241.52 | 20071.94 | 20007.76 | 20433.17 | 21608.54 | 23593.65 | 25708.17 | 26125.59 | 25476.22 | 24566.37 | 23797.15 | 23051.35 | 22237.79 | 21702.06 | 21476.62 | 21829.18 | 23333.62 | 25363.34 | 25191.96 | 24888.43 | 23735.21 | 22582.39 | 21168.39 | 20116.08 | 548.3065 | 26125.59 | 12 | 2033
2033-12-03 | 19888.77 | 18776.84 | 18585.66 | 18764.97 | 19331.77 | 19905.58 | 20429.8 | 21305.19 | 21725.84 | 21330.26 | 20657.98 | 20030.88 | 19344.03 | 18845.12 | 18749.26 | 19202.45 | 20798.05 | 22656.94 | 22538.83 | 22391.95 | 21427.94 | 20450.82 | 19323.41 | 18466.9 | 484.9292 | 22656.94 | 12 | 2033
2033-12-04 | 18487.42 | 21194 | 21125.62 | 21433.93 | 22124.65 | 22808.87 | 23408.15 | 24318.92 | 24584.64 | 23815.51 | 22847.28 | 21943.39 | 21021.18 | 20324.85 | 20096.77 | 20533.42 | 22270.89 | 24447.03 | 24578.29 | 24598.9 | 23698.45 | 22833.79 | 21802.4 | 21051.88 | 535.3502 | 24598.9 | 12 | 2033
2033-12-05 | 20863.48 | 21193.75 | 21191.84 | 21680.68 | 22925.68 | 25159.76 | 27411.34 | 27815.64 | 27049.97 | 25978.06 | 24996.81 | 23963.15 | 23048.51 | 22416.66 | 22128.66 | 22473.91 | 24048.78 | 26375.98 | 26339.54 | 26138.62 | 24983.07 | 23752.96 | 22385.53 | 21382.16 | 575.7045 | 27815.64 | 12 | 2033
2033-12-06 | 21083.98 | 20502.2 | 20465.16 | 20914.22 | 22099.93 | 24119.42 | 26343.27 | 26736 | 26022.93 | 25033.22 | 24144.28 | 23300.27 | 22432.06 | 21855.34 | 21602.17 | 21962.03 | 23509.63 | 25668.67 | 25567.69 | 25336.16 | 24161.21 | 23036.08 | 21645.99 | 20622.66 | 558.1646 | 26736 | 12 | 2033
2033-12-07 | 20390.87 | 19329.58 | 19234.16 | 19621.56 | 20748.79 | 22685.72 | 24631.31 | 25030.67 | 24428.74 | 23637.92 | 23038.54 | 22364.33 | 21606.49 | 21122.49 | 20931.18 | 21297.89 | 22777.6 | 24639.15 | 24408.99 | 24088.16 | 23043.42 | 21872.14 | 20437.99 | 19365.97 | 530.7337 | 25030.67 | 12 | 2033
2033-12-08 | 19195.82 | 21719.69 | 21735.41 | 22241.15 | 23480.82 | 25821.94 | 28088.53 | 28484.45 | 27682.25 | 26563.14 | 25540.12 | 24447.67 | 23419.98 | 22775.42 | 22478.5 | 22842.07 | 24539.24 | 26951.35 | 26955.75 | 26794.1 | 25669.28 | 24372.25 | 22974.26 | 21984.29 | 586.7575 | 28484.45 | 12 | 2033
2033-12-09 | 21595.16 | 23787.9 | 23914.61 | 24620.05 | 26271.1 | 28858.07 | 31214.72 | 31597.1 | 30574 | 29143.62 | 27782.52 | 26370.49 | 24962 | 23980.2 | 23548.77 | 23872.95 | 25885.76 | 28583.56 | 28833.61 | 28843.49 | 27841.26 | 26666.47 | 25159.4 | 24113.37 | 638.0202 | 31597.1 | 12 | 2033
2033-12-10 | 23673.1 | 22855.43 | 22874.28 | 23274.31 | 24054.27 | 24976.43 | 25779.62 | 26787.52 | 26878.74 | 25836.18 | 24419.19 | 23253.33 | 22163.54 | 21326.15 | 21001.96 | 21422.69 | 23263.42 | 25868.3 | 26192.76 | 26365.01 | 25476.3 | 24539.01 | 23516.71 | 22845.09 | 578.6433 | 26878.74 | 12 | 2033
2033-12-11 | 22717.76 | 21561.35 | 21517.65 | 21851.69 | 22567.99 | 23283.55 | 23918.96 | 24911.44 | 25118.67 | 24240.77 | 23162.89 | 22195.57 | 21219.78 | 20477.49 | 20216.19 | 20641.31 | 22406.84 | 24678.19 | 24867.46 | 24947.45 | 24009.84 | 23168.71 | 22166.55 | 21445.26 | 547.2934 | 25118.67 | 12 | 2033
2033-12-12 | 21386.02 | 20972.6 | 20963.55 | 21445 | 22683.21 | 24871.24 | 27138.73 | 27534.65 | 26775.15 | 25716.42 | 24748.53 | 23766.6 | 22863.37 | 22240.69 | 21957.41 | 22298.6 | 23866.38 | 26142.53 | 26091.08 | 25893.96 | 24720.31 | 23524.94 | 22158.62 | 21154.01 | 570.9136 | 27534.65 | 12 | 2033
2033-12-13 | 20893.44 | 16864.43 | 16646.02 | 16904.87 | 17908.44 | 19743.67 | 21520 | 21860.19 | 21547.74 | 21122.03 | 20815.02 | 20415.96 | 19894.93 | 19608.71 | 19548.04 | 19926.78 | 21267.96 | 22766.77 | 22345.93 | 21928.37 | 20741.64 | 19453.73 | 17928.51 | 16753.24 | 478.4064 | 22766.77 | 12 | 2033
2033-12-14 | 16750.92 | 18460.78 | 18324.91 | 18670.26 | 19757.17 | 21667.37 | 23495.5 | 23823.84 | 23375.77 | 22760.71 | 22252.62 | 21665.25 | 20983.64 | 20562.55 | 20411.23 | 20777.15 | 22212.57 | 23896.01 | 23630.02 | 23324.32 | 22226.08 | 21015.15 | 19556.56 | 18454.46 | 508.0548 | 23896.01 | 12 | 2033
2033-12-15 | 18207.4 | 17810.39 | 17641.48 | 17952.43 | 19005.68 | 20886.54 | 22695.5 | 23027.5 | 22632.68 | 22092.51 | 21663.48 | 21149.39 | 20530.99 | 20162.61 | 20046.38 | 20416.14 | 21813.43 | 23423.42 | 23096.36 | 22748.26 | 21615.28 | 20374.28 | 18890.28 | 17759.64 | 495.6421 | 23423.42 | 12 | 2033
2033-12-16 | 17616.67 | 18124.2 | 17970.72 | 18302.07 | 19389.27 | 21312.3 | 23139.48 | 23481.03 | 23064.86 | 22489.65 | 22017.34 | 21462.97 | 20813.24 | 20413.58 | 20275.18 | 20626.36 | 22029.69 | 23666.9 | 23359.28 | 23015.94 | 21870.65 | 20633.78 | 19166.58 | 18050.29 | 502.292 | 23666.9 | 12 | 2033
2033-12-17 | 17851.82 | 20154.6 | 20042.51 | 20304.5 | 20952.5 | 21611.36 | 22216.11 | 23065.84 | 23344.54 | 22757.71 | 21880.73 | 21064.31 | 20216.68 | 19581.66 | 19391.27 | 19821.39 | 21507.88 | 23546.93 | 23579.96 | 23563.55 | 22671.73 | 21767.86 | 20717.63 | 19941.89 | 511.555 | 23579.96 | 12 | 2033
2033-12-18 | 19794.7 | 20861.24 | 20784.5 | 21083.57 | 21767.46 | 22457.53 | 23082.64 | 23928.97 | 24180.7 | 23484.79 | 22523.46 | 21628.74 | 20714.24 | 20023.42 | 19796.04 | 20222.21 | 21949.86 | 24067.95 | 24166.17 | 24198.49 | 23340.08 | 22467.96 | 21444.59 | 20698.91 | 528.6682 | 24198.49 | 12 | 2033
2033-12-19 | 20577.38 | 19719.98 | 19651.13 | 20069.51 | 21248.35 | 23246.08 | 25346.49 | 25742.76 | 25091.91 | 24189.62 | 23484.56 | 22755.05 | 21963.17 | 21433.59 | 21211.37 | 21555.42 | 23054.52 | 25016.73 | 24833.69 | 24555.29 | 23434.03 | 22275.36 | 20868.96 | 19818.32 | 541.1433 | 25742.76 | 12 | 2033
2033-12-20 | 19604.06 | 18698.71 | 18577.01 | 18936.8 | 20038.81 | 21963.58 | 23804.1 | 24172.84 | 23654.04 | 23004.25 | 22458.9 | 21837.88 | 21126.31 | 20680.32 | 20512.16 | 20873.9 | 22324.81 | 24039.17 | 23800.22 | 23516.64 | 22431.25 | 21234 | 19789.88 | 18703.51 | 515.7831 | 24172.84 | 12 | 2033
2033-12-21 | 18542.7 | 17465.85 | 17282.44 | 17577.64 | 18617.02 | 20487.14 | 22291.88 | 22621.69 | 22246.35 | 21735.51 | 21336.61 | 20851.77 | 20256.86 | 19908.28 | 19805 | 20173.09 | 21551.97 | 23128.26 | 22775.71 | 22413.4 | 21263.18 | 20010.51 | 18520.16 | 17381.87 | 488.2449 | 23128.26 | 12 | 2033
2033-12-22 | 17265.18 | 16444.51 | 16210.06 | 16451.66 | 17439.45 | 19264.46 | 21039.69 | 21374.43 | 21080.58 | 20684.61 | 20407.22 | 20035.68 | 19537.26 | 19269.39 | 19219.85 | 19593.54 | 20912.94 | 22374.83 | 21927.99 | 21500.21 | 20295.9 | 18997.21 | 17468.4 | 16287.19 | 465.0822 | 22374.83 | 12 | 2033
2033-12-23 | 16213.12 | 20291.67 | 20247.29 | 20693.34 | 21891.09 | 23912.15 | 26154.05 | 26547.58 | 25843.25 | 24866.84 | 23987.86 | 23189.97 | 22333.3 | 21760.5 | 21506.81 | 21844.24 | 23374.81 | 25473.74 | 25347.47 | 25109.74 | 23918.68 | 22779.79 | 21397.06 | 20374.43 | 549.0588 | 26547.58 | 12 | 2033
2033-12-24 | 19809.68 | 21158.3 | 21080.55 | 21301.35 | 21644.42 | 21355.58 | 20925.47 | 21941.3 | 22732.7 | 22468.83 | 21634.22 | 20689.91 | 19478.83 | 18483.02 | 18163.39 | 18624.98 | 20433.91 | 22644.32 | 22908.71 | 23217.59 | 22610.96 | 22054.35 | 21448.58 | 21004.91 | 507.8159 | 23217.59 | 12 | 2033
2033-12-25 | 20929.68 | 17768.22 | 17521.27 | 17564.09 | 17736.6 | 17298.41 | 16770.79 | 17802.84 | 18864.3 | 18981.05 | 18549.53 | 17981.98 | 17090.8 | 16362.89 | 16221.73 | 16702.27 | 18314.19 | 20144.86 | 20096.22 | 20187.32 | 19400.25 | 18690.71 | 17957.38 | 17371.73 | 436.3091 | 20929.68 | 12 | 2033
2033-12-26 | 17764.46 | 19016.07 | 18990.2 | 19380.9 | 20322.14 | 21637.92 | 22732.23 | 23159.05 | 23370.29 | 23428.2 | 23394.48 | 23093.69 | 22499.33 | 22112.53 | 22085.13 | 22536.51 | 24023.8 | 25797.82 | 25236.67 | 24619 | 23230.32 | 21877.4 | 20360.16 | 19197.26 | 529.8656 | 25797.82 | 12 | 2033
2033-12-27 | 18858.9 | 21889.4 | 21925.84 | 22452.4 | 23713.55 | 26131.03 | 28430.94 | 28804.62 | 27942.76 | 26749.24 | 25642.36 | 24469.66 | 23377.6 | 22681.58 | 22347.78 | 22692.1 | 24380.22 | 26843.94 | 26905.77 | 26804.94 | 25709.36 | 24447.62 | 23072.7 | 22118.68 | 588.393 | 28804.62 | 12 | 2033
2033-12-28 | 21704.46 | 22660.33 | 22735.29 | 23302.32 | 24721.28 | 27231.46 | 29557.8 | 29927.08 | 28991.83 | 27694.95 | 26478.48 | 25203.78 | 23920.31 | 23163.41 | 22789.19 | 23129.11 | 24954.97 | 27521.53 | 27668.18 | 27626.23 | 26579.02 | 25358.64 | 23865.97 | 22944.58 | 609.7302 | 29927.08 | 12 | 2033
2033-12-29 | 22580.82 | 24456.84 | 24651.52 | 25445.34 | 27120.58 | 29719.3 | 32099.48 | 32461.1 | 31363.18 | 29836.07 | 28375.58 | 26872.45 | 25383.47 | 24314.11 | 23799.75 | 24151.61 | 26269.04 | 29065.86 | 29402.75 | 29489.76 | 28554.42 | 27427.49 | 25954.61 | 24941.73 | 653.7369 | 32461.1 | 12 | 2033
2033-12-30 | 24429.04 | 25262.74 | 25495.62 | 26334.22 | 28066.18 | 30726.91 | 33138.53 | 33509.3 | 32355.76 | 30744.51 | 29189.19 | 27597.6 | 26037.49 | 24903.51 | 24303.72 | 24677.59 | 26829.39 | 29705.92 | 30102.96 | 30222.32 | 29297.66 | 28193.4 | 26751.9 | 25769.87 | 673.6453 | 33509.3 | 12 | 2033
2033-12-31 | 25260.14 | 22004.75 | 21968.23 | 22311.89 | 23037.42 | 23756.95 | 24469.24 | 25500.37 | 25715.3 | 24841.07 | 23671.4 | 22717.52 | 21757.99 | 21032.3 | 20786.71 | 21228.05 | 23018.3 | 25436.31 | 25622.06 | 25687.86 | 24704.62 | 23757.5 | 22741.1 | 22008.36 | 563.0354 | 25715.3 | 12 | 2033
2034-01-01 | 21885.62 | 16911.75 | 16627.82 | 16584.09 | 16645.94 | 16253.86 | 15891.51 | 16675.16 | 17650.93 | 18020.3 | 17922.48 | 17717.28 | 17184.4 | 16695.12 | 16631.4 | 16963.41 | 17832.34 | 19249.05 | 19363.75 | 19459.54 | 18626.35 | 17871.52 | 17148.72 | 16628.02 | 422.4404 | 21885.62 | 1 | 2034
2034-01-02 | 17034.84 | 17374.41 | 17175.45 | 17382.94 | 18229.24 | 19849.98 | 21499.62 | 21700.98 | 21417.37 | 21197.09 | 21066.82 | 20879.65 | 20565.01 | 20361.72 | 20309.43 | 20538.08 | 21237.11 | 22496.52 | 22394.31 | 22114.58 | 20985.82 | 19789.72 | 18435.79 | 17455.56 | 481.492 | 22496.52 | 1 | 2034
2034-01-03 | 17241.43 | 21682.21 | 21700.87 | 22133.85 | 23176.57 | 25321.82 | 27888.83 | 28131.29 | 27202.32 | 26151.34 | 25191.17 | 24176.22 | 23422.82 | 22866.97 | 22577.54 | 22787.33 | 23747.18 | 26041.69 | 26491.94 | 26516.32 | 25248.77 | 23990.93 | 22809.49 | 22025.72 | 578.5246 | 28131.29 | 1 | 2034
2034-01-04 | 21547.8 | 20815.24 | 20789.63 | 21176.47 | 22173.87 | 23921.43 | 26333.09 | 26584.16 | 25759.37 | 24854.29 | 24076.83 | 23485.23 | 22815.96 | 22330.3 | 22087.96 | 22303.14 | 23210.96 | 25120.55 | 25452.8 | 25392.1 | 24156.05 | 23131.96 | 21916.13 | 21093.99 | 560.5293 | 26584.16 | 1 | 2034
2034-01-05 | 20822.78 | 21901.07 | 21924.99 | 22364.6 | 23411.89 | 25661.16 | 28221.55 | 28474 | 27543.11 | 26485 | 25517.72 | 24486.1 | 23643.82 | 23087.17 | 22798.77 | 23013.84 | 23983.23 | 26402.23 | 26861.23 | 26881.56 | 25620.9 | 24250.43 | 23065.25 | 22278.59 | 588.701 | 28474 | 1 | 2034
2034-01-06 | 21920.17 | 19118.93 | 19005.5 | 19303.64 | 20229.35 | 21922.21 | 23609.22 | 23802.58 | 23375.61 | 22953.79 | 22608.46 | 22211.25 | 21709.9 | 21361.09 | 21209.55 | 21422.64 | 22217.96 | 23669.4 | 23730.81 | 23561.62 | 22531.84 | 21417.41 | 20135.54 | 19236.9 | 522.2654 | 23802.58 | 1 | 2034
2034-01-07 | 19102.55 | 16960.86 | 16688.17 | 16723.7 | 17082.19 | 17523.55 | 18049.26 | 18695.3 | 19173.41 | 19181.76 | 18955.71 | 18770.73 | 18472.03 | 18230.27 | 18240.62 | 18544.27 | 19355.02 | 20712.87 | 20705.32 | 20562.48 | 19539.54 | 18529.85 | 17454.45 | 16681.78 | 443.9357 | 20712.87 | 1 | 2034
2034-01-08 | 16756.96 | 20175.38 | 20062.32 | 20265.84 | 20785.13 | 21365.7 | 21979.41 | 22611.74 | 22836.2 | 22486.41 | 21880.93 | 21340.98 | 20740.89 | 20246.84 | 20089.62 | 20376.28 | 21372.59 | 23088.21 | 23375.88 | 23436.04 | 22584.89 | 21719.79 | 20763.67 | 20124.2 | 510.4659 | 23436.04 | 1 | 2034
2034-01-09 | 19897.79 | 22120.33 | 22158.59 | 22615.42 | 23700.01 | 26105.41 | 28668.28 | 28931.32 | 27976.67 | 26878.53 | 25862.28 | 24788.23 | 23864.7 | 23280.3 | 22975.7 | 23177.02 | 24145.84 | 26630.25 | 27119.99 | 27144.26 | 25892.41 | 24469.37 | 23281.62 | 22502.55 | 594.1869 | 28931.32 | 1 | 2034
2034-01-10 | 22078.15 | 20457.47 | 20410.26 | 20774.47 | 21749.82 | 23470.12 | 25634.31 | 25899.82 | 25133.5 | 24305.89 | 23753.23 | 23213.33 | 22587.04 | 22138.34 | 21923.16 | 22145.54 | 23026.63 | 24779.22 | 25052.32 | 24932.62 | 23821.93 | 22779.51 | 21541.98 | 20698.14 | 552.3068 | 25899.82 | 1 | 2034
2034-01-11 | 20476.11 | 19931.09 | 19857.02 | 20192.74 | 21141.33 | 22836.4 | 24690 | 24961.48 | 24258.98 | 23707.28 | 23274.81 | 22796.39 | 22221.3 | 21815.97 | 21630.28 | 21856.94 | 22706.54 | 24249.22 | 24427.72 | 24278.75 | 23324.14 | 22257.37 | 20998.46 | 20131.64 | 538.022 | 24961.48 | 1 | 2034
2034-01-12 | 19897.3 | 19590.42 | 19498.62 | 19815.68 | 20746.41 | 22424.22 | 24095.5 | 24349.31 | 23822 | 23354.56 | 22965.25 | 22527.16 | 21986.01 | 21609.34 | 21443.27 | 21672.91 | 22501.58 | 24003.78 | 24113.79 | 23974.71 | 23002.43 | 21919.82 | 20646.46 | 19764.09 | 529.7246 | 24349.31 | 1 | 2034
2034-01-13 | 19555.86 | 21589.81 | 21595.11 | 22018.39 | 23063.3 | 25125.55 | 27639.15 | 27915.94 | 27037.97 | 26044.51 | 25138.24 | 24201.2 | 23477.9 | 22944.26 | 22672.58 | 22877.97 | 23809.64 | 26046.35 | 26449.73 | 26400.85 | 25105.01 | 23872.15 | 22673.32 | 21869.91 | 579.1247 | 27915.94 | 1 | 2034
2034-01-14 | 21492.57 | 18924.39 | 18745 | 18879.09 | 19330.84 | 19844.55 | 20400.42 | 21047.06 | 21383.28 | 21187.62 | 20744.45 | 20354.84 | 19882.3 | 19495.77 | 19412.59 | 19711.14 | 20628.53 | 22192.55 | 22356.91 | 22319.12 | 21405.08 | 20481.54 | 19470.04 | 18771.01 | 488.4607 | 22356.91 | 1 | 2034
2034-01-15 | 18796.19 | 18178.65 | 17960.63 | 18053.97 | 18466.84 | 18943.28 | 19469.27 | 20122.69 | 20522.93 | 20416.03 | 20067.02 | 19765.47 | 19366.83 | 19042.7 | 19002.05 | 19307.14 | 20179.04 | 21654.92 | 21747.16 | 21654.06 | 20701.23 | 19743.11 | 18700.1 | 17967.18 | 469.8285 | 21747.16 | 1 | 2034
2034-01-16 | 17961.2 | 20165.43 | 20099.97 | 20448.11 | 21427.17 | 23144.74 | 25093.82 | 25389.72 | 24688.71 | 24024.06 | 23580.13 | 23094.56 | 22524.36 | 22108.26 | 21919.57 | 22139.91 | 22985.37 | 24605.61 | 24816.21 | 24618.2 | 23586.93 | 22521.46 | 21260.35 | 20387.91 | 542.5918 | 25389.72 | 1 | 2034
2034-01-17 | 20042.81 | 22697.34 | 22755.69 | 23231.45 | 24334.34 | 26982.79 | 29503.44 | 29772.57 | 28775.64 | 27615.09 | 26535.47 | 25392.92 | 24201.4 | 23589.52 | 23269.41 | 23487.27 | 24576.17 | 27233.74 | 27788.01 | 27835.38 | 26661.05 | 25277.37 | 23840.53 | 23078.88 | 608.4783 | 29772.57 | 1 | 2034
2034-01-18 | 22642.98 | 27089.03 | 27433.64 | 28406.59 | 30282.34 | 33155.01 | 35817.93 | 36064.67 | 34659.7 | 32923.06 | 31233.49 | 29521.18 | 27831.58 | 26529.93 | 25791.24 | 26070.58 | 27816.53 | 31048.96 | 32077.42 | 32450.92 | 31551.47 | 30399.88 | 28897.15 | 28007.96 | 717.7032 | 36064.67 | 1 | 2034
2034-01-19 | 27160.29 | 26248.1 | 26548.48 | 27475.11 | 29305.76 | 32134.6 | 34760.76 | 35016.32 | 33685.42 | 32051.14 | 30469.62 | 28857.3 | 27252.62 | 26022.4 | 25332.57 | 25619.53 | 27313.03 | 30444.72 | 31391.06 | 31700.41 | 30758.68 | 29568.06 | 28028.67 | 27099.83 | 704.2445 | 35016.32 | 1 | 2034
2034-01-20 | 26524.52 | 24595.68 | 24810.65 | 25651.41 | 27412.37 | 30189.4 | 32769.41 | 33047.29 | 31859.57 | 30420.59 | 29040.8 | 27615.93 | 26174.37 | 25076.54 | 24474.12 | 24757.83 | 26341.69 | 29275.43 | 30053.9 | 30234.12 | 29175.8 | 27897.26 | 26294.29 | 25291.03 | 668.984 | 33047.29 | 1 | 2034
2034-01-21 | 24795.48 | 23709.87 | 23761.47 | 24139.23 | 25044.79 | 26085.16 | 27034.99 | 27966.14 | 27941.28 | 26913.14 | 25484.04 | 24204.5 | 23299.53 | 22552.08 | 22233 | 22514.98 | 23698.2 | 26387.79 | 27238.68 | 27575.87 | 26642.68 | 25612.72 | 24388.86 | 23875.33 | 603.0998 | 27966.14 | 1 | 2034
2034-01-22 | 23705.47 | 23146.88 | 23169.63 | 23517.07 | 24171.06 | 25102.87 | 26022.91 | 26960.38 | 27003.98 | 26071.36 | 24743.08 | 23757.52 | 22907.53 | 22206.3 | 21918.5 | 22204.64 | 23353.94 | 25794.53 | 26567.96 | 26847.77 | 25872.44 | 24805.17 | 23808.01 | 23269.51 | 586.9285 | 27003.98 | 1 | 2034
2034-01-23 | 23103.72 | 21473.79 | 21466.78 | 21876.71 | 22913.86 | 24870.38 | 27299.32 | 27607.61 | 26786.7 | 25860.12 | 25022.13 | 24164.75 | 23487.92 | 22984 | 22741.07 | 22963.52 | 23874.27 | 26075.62 | 26440.69 | 26317.88 | 25034.24 | 23825.83 | 22598.68 | 21768.24 | 580.5578 | 27607.61 | 1 | 2034
2034-01-24 | 21530.6 | 22350.36 | 22383.73 | 22833.63 | 23888.09 | 26314.11 | 28757.48 | 29052.96 | 28130.88 | 27065.77 | 26085.52 | 25032.11 | 24003.72 | 23436.54 | 23150.81 | 23381.09 | 24375.32 | 26943.72 | 27429.1 | 27393.04 | 26202.76 | 24790.64 | 23473.66 | 22682.97 | 600.6886 | 29052.96 | 1 | 2034
2034-01-25 | 22343.23 | 23826.75 | 23932.86 | 24495.39 | 26179.86 | 28863.13 | 31361.48 | 31649.18 | 30560.54 | 29259.74 | 28029.52 | 26741.82 | 25412.88 | 24414.95 | 24003.64 | 24226.32 | 25721.57 | 28525.95 | 29206.31 | 29302.51 | 28227.22 | 26910.92 | 25250.75 | 24262.6 | 642.7091 | 31649.18 | 1 | 2034
2034-01-26 | 23844.09 | 23378.56 | 23460.85 | 23962.49 | 25426.11 | 28074.23 | 30541.5 | 30837.04 | 29806.92 | 28586.53 | 27441.33 | 26232.57 | 24970.13 | 24098.5 | 23763.4 | 23990.89 | 25339.5 | 28064.7 | 28680.67 | 28724.86 | 27617.03 | 26270.29 | 24580.76 | 23777.63 | 631.4706 | 30837.04 | 1 | 2034
2034-01-27 | 23470.24 | 25400.08 | 25642.85 | 26513.77 | 28300.55 | 31075.84 | 33609.74 | 33910.14 | 32696.94 | 31210.98 | 29779.53 | 28301.78 | 26814.61 | 25680.69 | 25061.52 | 25356.95 | 26968.09 | 29955.7 | 30783.62 | 30959.39 | 29956.23 | 28707.67 | 27107.71 | 26114.6 | 683.3792 | 33910.14 | 1 | 2034
2034-01-28 | 25455.17 | 22488.13 | 22471.14 | 22777.1 | 23390.12 | 24014.3 | 24737.14 | 25700.71 | 25851.63 | 25061.19 | 23995.97 | 23256.72 | 22485.75 | 21852.13 | 21613.5 | 21912.85 | 23013.14 | 25163.98 | 25829.12 | 26001.65 | 24985.35 | 24032.89 | 23121.12 | 22541.99 | 571.7528 | 26001.65 | 1 | 2034
2034-01-29 | 22479.41 | 22740.03 | 22734.05 | 23051.71 | 23675.55 | 24323.68 | 25157.73 | 26124.34 | 26253.21 | 25429.65 | 24226.16 | 23463.54 | 22672.62 | 22022.53 | 21773.8 | 22073.85 | 23186.35 | 25448.96 | 26143.23 | 26328.94 | 25334.26 | 24284.66 | 23378.84 | 22807.22 | 575.1143 | 26328.94 | 1 | 2034
2034-01-30 | 22643.09 | 21348.95 | 21327.08 | 21722.15 | 22742.61 | 24576.71 | 26931.05 | 27266.64 | 26498.96 | 25636.34 | 24863.95 | 24095.02 | 23451.04 | 22975.93 | 22757.06 | 22991.43 | 23881.39 | 26028.46 | 26352.08 | 26161.78 | 24881.39 | 23711.34 | 22460.39 | 21608.06 | 576.9129 | 27266.64 | 1 | 2034
2034-01-31 | 21376.9 | 18170.75 | 17985.86 | 18207.33 | 19039.64 | 20590.46 | 22102.64 | 22342.66 | 22063.6 | 21833.18 | 21691.39 | 21475.33 | 21123.66 | 20908.68 | 20862.51 | 21128.2 | 21840.69 | 23121.21 | 23055.73 | 22728.97 | 21701.9 | 20542.92 | 19167.58 | 18182.74 | 501.2445 | 23121.21 | 1 | 2034
2034-02-01 | 18014.04 | 20630.75 | 20668.69 | 21134.32 | 22209.11 | 24312.56 | 26765.78 | 26866.02 | 25880.91 | 24838.21 | 23933.93 | 23127.17 | 22412.08 | 21879.03 | 21561.31 | 21651.7 | 22235.22 | 23604.87 | 24575.21 | 24753.74 | 23599.23 | 22660.51 | 21554.39 | 20795.67 | 549.6644 | 26866.02 | 2 | 2034
2034-02-02 | 20483.58 | 22033.04 | 22147.56 | 22693.04 | 23964.8 | 26667.22 | 29169.51 | 29251.49 | 28086.01 | 26792.39 | 25618.86 | 24416.44 | 23281.19 | 22612.21 | 22202.94 | 22276.25 | 22938.94 | 24810.96 | 25989.66 | 26314.06 | 25277.41 | 24078.99 | 22927.73 | 22242.57 | 586.2768 | 29251.49 | 2 | 2034
2034-02-03 | 21958.99 | 21525.62 | 21612.09 | 22132.41 | 23272.13 | 25850.89 | 28334.58 | 28434.02 | 27335.58 | 26130.6 | 25045.66 | 23927.04 | 23006.99 | 22378.89 | 21996.41 | 22060.15 | 22681.37 | 24336.61 | 25434.28 | 25689.7 | 24585.27 | 23429.56 | 22371.67 | 21662.03 | 575.1925 | 28434.02 | 2 | 2034
2034-02-04 | 21455.48 | 21297.7 | 21321 | 21678.71 | 22346.83 | 23101.87 | 23884.65 | 24604.85 | 24552.28 | 23645.37 | 22721.41 | 21930.64 | 21130.73 | 20459.42 | 20138.74 | 20283.22 | 21030.57 | 22616.51 | 23513.86 | 23902.36 | 23157.59 | 22457.06 | 21677 | 21172.49 | 534.0803 | 24604.85 | 2 | 2034
2034-02-05 | 21125.52 | 21516.47 | 21549.11 | 21916.79 | 22594.03 | 23354.04 | 24230.67 | 24953.98 | 24884.02 | 23950.61 | 22921.53 | 22111.09 | 21294.38 | 20609.22 | 20280.15 | 20425.55 | 21183.19 | 22789.11 | 23705.8 | 24174.55 | 23367.58 | 22676.13 | 21900.72 | 21402.26 | 538.9165 | 24953.98 | 2 | 2034
2034-02-06 | 21334.11 | 24102.83 | 24383.72 | 25275.16 | 27058.11 | 29873.4 | 32416.25 | 32524.6 | 31202.92 | 29671.47 | 28243.91 | 26812.2 | 25400.98 | 24298.95 | 23637.7 | 23718.55 | 24766.53 | 27149.8 | 28525.64 | 28946.75 | 28013.36 | 26902.41 | 25516.08 | 24641.6 | 644.417 | 32524.6 | 2 | 2034
2034-02-07 | 24059.09 | 25113.78 | 25432.53 | 26362.49 | 28161.84 | 30980.53 | 33527.19 | 33633.73 | 32254.79 | 30642.98 | 29137.34 | 27630.2 | 26146.72 | 25001.35 | 24301.23 | 24412.81 | 25525.71 | 28007.79 | 29455.54 | 29924.17 | 29048.49 | 27969.24 | 26597.7 | 25749.11 | 669.0763 | 33633.73 | 2 | 2034
2034-02-08 | 25209.35 | 20240.65 | 20258.14 | 20701.76 | 21754.02 | 23632.68 | 26003.61 | 26120.34 | 25185.91 | 24208.16 | 23381.34 | 22754.7 | 22066.5 | 21556.46 | 21257.6 | 21352.02 | 21898.92 | 23209.68 | 23987.41 | 24103.28 | 23138.06 | 22196.21 | 21072.87 | 20298.06 | 545.5877 | 26120.34 | 2 | 2034
2034-02-09 | 20291.98 | 21157.41 | 21218.88 | 21709.2 | 22805.17 | 25137.05 | 27532.24 | 27647.59 | 26619.03 | 25506.69 | 24523.7 | 23494.42 | 22721.27 | 22142.21 | 21798.14 | 21889.31 | 22486.78 | 24009.67 | 25050.36 | 25238.17 | 24150.16 | 23108.08 | 22015.63 | 21275.66 | 563.5288 | 27647.59 | 2 | 2034
2034-02-10 | 21076.02 | 20075.86 | 20078.29 | 20511.63 | 21564.36 | 23393.59 | 25697.39 | 25838.51 | 24949.29 | 24025.81 | 23314.47 | 22720.37 | 22064.9 | 21577.82 | 21294.99 | 21381.92 | 21902.73 | 23174.52 | 23866.44 | 23925.69 | 22982.88 | 22016.63 | 20878.46 | 20084.7 | 538.3973 | 25838.51 | 2 | 2034
2034-02-11 | 19952.59 | 19373.26 | 19290.24 | 19537.01 | 20096.34 | 20736.29 | 21304.82 | 21850.6 | 21999.25 | 21598.47 | 20976.97 | 20430.45 | 19836.62 | 19339.83 | 19141.08 | 19310.35 | 19930.27 | 21271.2 | 21970.21 | 22131.33 | 21352.46 | 20559.7 | 19684.34 | 19079.15 | 490.7528 | 22131.33 | 2 | 2034
2034-02-12 | 19126.1 | 21845.46 | 21883.88 | 22258.81 | 22940 | 23742.64 | 24621.43 | 25372.97 | 25311.51 | 24377.36 | 23228.78 | 22412.5 | 21590.2 | 20902.16 | 20576.83 | 20734.47 | 21495.39 | 23108.43 | 24159.43 | 24593.26 | 23709.97 | 23016.87 | 22230.51 | 21724.92 | 544.9639 | 25372.97 | 2 | 2034
2034-02-13 | 21575.33 | 22944.03 | 23090.18 | 23682.36 | 25385.05 | 28104.71 | 30532.23 | 30665.72 | 29474.13 | 28118.05 | 26871.38 | 25597.77 | 24316.84 | 23417.42 | 22991.88 | 23070.76 | 23779.27 | 25977.56 | 27221.87 | 27514.49 | 26544.76 | 25385.17 | 23936.12 | 23192.57 | 613.3897 | 30665.72 | 2 | 2034
2034-02-14 | 22879.71 | 20535.74 | 20558.32 | 21008.32 | 22064.14 | 24041.32 | 26351.57 | 26494.14 | 25567.68 | 24589.5 | 23747.64 | 23024.39 | 22330.94 | 21818.31 | 21522.93 | 21628.68 | 22178.26 | 23494.92 | 24392.57 | 24475.95 | 23433.93 | 22500.32 | 21366.94 | 20585.58 | 550.5918 | 26494.14 | 2 | 2034
2034-02-15 | 20502.3 | 20977.94 | 21020.95 | 21492.66 | 22568.78 | 24760.73 | 27076.51 | 27220.78 | 26252.29 | 25212.93 | 24306.06 | 23383.17 | 22651.8 | 22107.68 | 21792.18 | 21897.58 | 22470.41 | 23920.09 | 24911.6 | 25024.52 | 23936.5 | 22940.99 | 21820.72 | 21054.67 | 559.3038 | 27220.78 | 2 | 2034
2034-02-16 | 20863.46 | 19080.53 | 19027.25 | 19397.83 | 20376.61 | 22110.59 | 23829.56 | 23991.11 | 23283.42 | 22752.25 | 22333.88 | 21873.22 | 21324.65 | 20933.92 | 20721.46 | 20839.62 | 21299.79 | 22444.4 | 22981.4 | 22938.7 | 22061.25 | 21060.34 | 19865.15 | 19016.47 | 514.4069 | 23991.11 | 2 | 2034
2034-02-17 | 18987.15 | 18385.69 | 18293.87 | 18628.87 | 19585.04 | 21308.4 | 22891.32 | 23021.08 | 22546.46 | 22104.67 | 21775.21 | 21397 | 20922.42 | 20589.03 | 20414.5 | 20524.71 | 20930.76 | 21983.46 | 22440.11 | 22327.97 | 21385.7 | 20339.91 | 19116.22 | 18232.62 | 498.1322 | 23021.08 | 2 | 2034
2034-02-18 | 18166.6 | 18997.44 | 18884.4 | 19100.83 | 19627.97 | 20218.44 | 20715.09 | 21286.14 | 21499.06 | 21178.92 | 20642.11 | 20169.73 | 19637.8 | 19194.88 | 19038.06 | 19224.51 | 19805.66 | 21072.82 | 21714.88 | 21802.49 | 21015.72 | 20200.13 | 19285.96 | 18642.87 | 481.1225 | 21802.49 | 2 | 2034
2034-02-19 | 18663.28 | 22191.07 | 22235.8 | 22618.38 | 23304.36 | 24224.24 | 25032.61 | 25813.88 | 25760.53 | 24824.28 | 23556.92 | 22726.47 | 21896.94 | 21205.11 | 20883.37 | 21054.17 | 21818.52 | 23438.86 | 24630.06 | 25026.61 | 24184.89 | 23370.58 | 22573.06 | 22060.62 | 553.0946 | 25813.88 | 2 | 2034
2034-02-20 | 21883.41 | 23453.85 | 23615.18 | 24434.04 | 26156.2 | 28865.11 | 31234.78 | 31394.84 | 30190.49 | 28803.7 | 27523.63 | 26213.84 | 24899.84 | 23883.17 | 23389.22 | 23479.76 | 24364.34 | 26600.89 | 27881.83 | 28155.76 | 27237.49 | 26102.12 | 24648.37 | 23710.38 | 628.1222 | 31394.84 | 2 | 2034
2034-02-21 | 23388.47 | 21467.8 | 21525.59 | 22013.9 | 23103.19 | 25491.63 | 27754.49 | 27923.24 | 26941.4 | 25871.44 | 24931.09 | 23931.12 | 23053.96 | 22491.83 | 22169.36 | 22285.1 | 22871.88 | 24512.87 | 25540.72 | 25638.57 | 24600.6 | 23439.28 | 22315.97 | 21551.23 | 574.8147 | 27923.24 | 2 | 2034
2034-02-22 | 21438.55 | 17071.13 | 16907.87 | 17163.87 | 18029.96 | 19647.21 | 21141.23 | 21282.08 | 20929.24 | 20656.75 | 20511.95 | 20302.31 | 19966.18 | 19754.93 | 19667.03 | 19809.43 | 20138.27 | 21030.74 | 21363.11 | 21149.17 | 20175.5 | 19079.03 | 17786.76 | 16834.62 | 471.8369 | 21438.55 | 2 | 2034
2034-02-23 | 16959.62 | 16581.05 | 16391.66 | 16620.45 | 17459.79 | 19050.66 | 20521.79 | 20668.36 | 20359.58 | 20147.76 | 20066.98 | 19916.21 | 19630.21 | 19461.12 | 19402.14 | 19549.33 | 19847.16 | 20680.24 | 20964.24 | 20711.91 | 19714.19 | 18594.83 | 17280.57 | 16304.59 | 456.8844 | 20964.24 | 2 | 2034
2034-02-24 | 16324.67 | 17756.74 | 17622.33 | 17913.67 | 18825.09 | 20487.94 | 21991.83 | 22147.98 | 21757.7 | 21424.81 | 21210.11 | 20934.36 | 20545.53 | 20286.01 | 20166.74 | 20295.61 | 20648.27 | 21598.83 | 21975.13 | 21773.13 | 20809.21 | 19729.18 | 18457.12 | 17525.19 | 482.2072 | 22147.98 | 2 | 2034
2034-02-25 | 17418 | 19226.33 | 19113.6 | 19331.41 | 19857.19 | 20425.02 | 20867.36 | 21460.68 | 21689.43 | 21381.7 | 20857.28 | 20392.1 | 19864.83 | 19428.01 | 19281.47 | 19481.7 | 20059.37 | 21320.42 | 21961.38 | 22014.09 | 21250.87 | 20439.68 | 19509.69 | 18854.58 | 485.4862 | 22014.09 | 2 | 2034
2034-02-26 | 18845.8 | 18234.73 | 18070.94 | 18235.2 | 18709.24 | 19228.69 | 19633.78 | 20235.24 | 20547.79 | 20356.85 | 19955.69 | 19605.19 | 19175.22 | 18820.21 | 18729.15 | 18936.89 | 19454.47 | 20599.91 | 21146.25 | 21128.2 | 20313.8 | 19457.05 | 18486.48 | 17786.9 | 465.6937 | 21146.25 | 2 | 2034
2034-02-27 | 17903.6 | 17380.73 | 17226.25 | 17494.93 | 18390.56 | 20021.83 | 21486.12 | 21655.5 | 21311.89 | 21038.81 | 20886.71 | 20672.65 | 20343.15 | 20123.58 | 20037.28 | 20178.1 | 20501.73 | 21397.94 | 21734.4 | 21486.48 | 20515.71 | 19421.8 | 18122.43 | 17160.6 | 476.4928 | 21734.4 | 2 | 2034
2034-02-28 | 17134.19 | 19356.69 | 19298.11 | 19665.07 | 20635.27 | 22325.08 | 23992.85 | 24208.18 | 23506.36 | 22980.07 | 22596.09 | 22159.82 | 21630.41 | 21259.29 | 21070.71 | 21212.45 | 21659.52 | 22780.65 | 23305.41 | 23195.77 | 22352.92 | 21354.49 | 20128.33 | 19254.31 | 517.062 | 24208.18 | 2 | 2034
2034-03-01 | 18918.98 | 20022.84 | 20125.45 | 20613.4 | 22057.46 | 24667.33 | 26781.7 | 26856.64 | 25724.77 | 24572.69 | 23627.83 | 22655.94 | 21614.38 | 20816.81 | 20504.79 | 20532.64 | 21048.36 | 22459.02 | 23530.1 | 24032.13 | 23035.7 | 21793.54 | 20499.51 | 19844.04 | 536.336 | 26856.64 | 3 | 2034
2034-03-02 | 19767.34 | 18291.75 | 18306.49 | 18702.2 | 19649.1 | 21610.68 | 23639.94 | 23731.74 | 22809.15 | 21950.28 | 21315.05 | 20676.87 | 20150.77 | 19745.38 | 19527.55 | 19566.91 | 19916.1 | 20684.74 | 21429.94 | 21759.44 | 20720.34 | 19810.17 | 18714.85 | 17984.13 | 490.4609 | 23731.74 | 3 | 2034
2034-03-03 | 18079.55 | 17546.36 | 17516.82 | 17876.52 | 18796.46 | 20455.42 | 22296.81 | 22413.64 | 21595.03 | 20878.3 | 20508.29 | 20160.94 | 19716.43 | 19371.64 | 19195.98 | 19226.06 | 19518.77 | 20187 | 20666.35 | 20815.9 | 19989.57 | 19031.18 | 17905.75 | 17139.52 | 470.8883 | 22413.64 | 3 | 2034
2034-03-04 | 17212.1 | 19814.12 | 19855.02 | 20194.45 | 20812.37 | 21844.12 | 22442.57 | 23141.98 | 23049.23 | 22210.44 | 21134.27 | 20393.09 | 19734.76 | 19157.23 | 18908.61 | 18999.76 | 19553.19 | 20611.9 | 21640.37 | 22291.37 | 21426.67 | 20594.33 | 19818.75 | 19344.95 | 494.1857 | 23141.98 | 3 | 2034
2034-03-05 | 19386.26 | 20250.99 | 20312.17 | 20673.19 | 21535.41 | 22598.72 | 23203.8 | 23904.74 | 23767.39 | 22863.96 | 21718.76 | 20746.56 | 20050.4 | 19441.53 | 19172.95 | 19263.43 | 19839.96 | 20943.42 | 22182.58 | 22865.23 | 22036.79 | 21076.36 | 20266.72 | 19808.36 | 507.9097 | 23904.74 | 3 | 2034
2034-03-06 | 19894.03 | 22056.05 | 22324.07 | 23178.86 | 24897.81 | 27612.61 | 29749.27 | 29847.74 | 28559.78 | 27171.28 | 25968.2 | 24755.79 | 23522.74 | 22542.47 | 21966.37 | 21992.24 | 22780.09 | 24429.23 | 25700.75 | 26299.32 | 25425.92 | 24282.34 | 22843.29 | 21959.55 | 589.7598 | 29847.74 | 3 | 2034
2034-03-07 | 21743.27 | 21231.81 | 21451.46 | 22254.38 | 23903.49 | 26544.11 | 28628.89 | 28725.78 | 27505.65 | 26217.62 | 25124.96 | 24009.95 | 22846.36 | 21942.87 | 21415.59 | 21462.03 | 22205.3 | 23759.67 | 24955.17 | 25500.7 | 24605.77 | 23430.12 | 21952.27 | 21034.46 | 572.4517 | 28725.78 | 3 | 2034
2034-03-08 | 20968.83 | 20023.94 | 20115.41 | 20593.3 | 22008.07 | 24570.08 | 26595.88 | 26705.24 | 25622.2 | 24525.62 | 23635.01 | 22707.92 | 21703.98 | 20934.62 | 20612.01 | 20653.28 | 21200.86 | 22565.59 | 23605.72 | 24036.57 | 23056.88 | 21806.19 | 20486.22 | 19809.94 | 538.5434 | 26705.24 | 3 | 2034
2034-03-09 | 19828.41 | 19787.77 | 19865.96 | 20330.1 | 21601.5 | 24141.82 | 26145.81 | 26261.45 | 25212.56 | 24162.36 | 23320.23 | 22437.66 | 21471.45 | 20764.8 | 20490.99 | 20535.41 | 21004.2 | 22323.94 | 23327.9 | 23726.97 | 22731.07 | 21463.57 | 20241.02 | 19552.1 | 530.7291 | 26261.45 | 3 | 2034
2034-03-10 | 19564.72 | 19377.76 | 19428.51 | 19874.18 | 20899.51 | 23432.48 | 25408.31 | 25546.55 | 24562.09 | 23598.26 | 22836.13 | 22031.82 | 21136.96 | 20601.13 | 20351.92 | 20385.38 | 20767.71 | 21931.76 | 22858.92 | 23185.13 | 22127.74 | 20855.62 | 19777.08 | 19066.97 | 519.6066 | 25546.55 | 3 | 2034
2034-03-11 | 19082.84 | 18185.13 | 18133.63 | 18377.36 | 18900.55 | 19490.52 | 19782 | 20286.94 | 20384.34 | 20039.43 | 19543.39 | 19126.89 | 18647.5 | 18222.54 | 18082.51 | 18196.36 | 18638.31 | 19483.2 | 20121.78 | 20405.09 | 19734.42 | 18985.52 | 18126.62 | 17563.97 | 457.5408 | 20405.09 | 3 | 2034
2034-03-12 | 17760.27 | 17976.38 | 17897.83 | 18136.03 | 18626.29 | 19218.09 | 19841.51 | 20464.45 | 20697.59 | 20405.56 | 19878.57 | 19411.81 | 18905.55 | 18447.34 | 18231.01 | 18301.42 | 18560.52 | 18896.8 | 19548.66 | 20674.36 | 20277.46 | 19571.31 | 18657.16 | 18017.62 | 458.4036 | 20697.59 | 3 | 2034
2034-03-13 | 17874.49 | 18574.15 | 18570.62 | 18974.22 | 19914.98 | 21984.5 | 24392.56 | 24725.32 | 24031.94 | 23272.53 | 22607.78 | 21869.47 | 21054.39 | 20564.37 | 20287.03 | 20292.28 | 20452.72 | 20708.66 | 21472.14 | 22945.97 | 22263 | 20970.55 | 19789.21 | 18957.98 | 506.5509 | 24725.32 | 3 | 2034
2034-03-14 | 18598.77 | 17408.5 | 17342.43 | 17678.89 | 18535.95 | 20121.29 | 22192.95 | 22524.28 | 21962.32 | 21394.69 | 20936.79 | 20498.41 | 20057.2 | 19716.79 | 19499.95 | 19524.18 | 19623.1 | 19752.84 | 20230.56 | 21320.75 | 20666.97 | 19755.42 | 18539.32 | 17665.57 | 475.5479 | 22524.28 | 3 | 2034
2034-03-15 | 17433.2 | 17336.38 | 17209.49 | 17488.94 | 18288.44 | 19810.72 | 21681.33 | 22114.16 | 21798.64 | 21539.53 | 21429.67 | 21237.74 | 20898.54 | 20722.78 | 20648.01 | 20745.61 | 20833.49 | 20865.34 | 21316.46 | 22456.5 | 21507.35 | 20262.96 | 18918.68 | 17918.64 | 484.4626 | 22456.5 | 3 | 2034
2034-03-16 | 17466.75 | 15852.05 | 15706.85 | 15960.31 | 16736.89 | 18246.46 | 19769.94 | 20004.17 | 19750.23 | 19545.34 | 19427.59 | 19246.88 | 18953.53 | 18737.23 | 18604.53 | 18638.93 | 18642.86 | 18592.47 | 18925.32 | 19756.78 | 19177.09 | 18197.39 | 16920.14 | 15978.94 | 438.8387 | 20004.17 | 3 | 2034
2034-03-17 | 15822.65 | 17091.02 | 16999.96 | 17320.74 | 18170.36 | 19757.95 | 21585.71 | 21945.79 | 21447.05 | 20961.38 | 20638.2 | 20332.07 | 19936.86 | 19628.04 | 19435.54 | 19451.12 | 19515.33 | 19586.23 | 20011.95 | 20901.84 | 20343.91 | 19402.04 | 18167.58 | 17272.58 | 465.7259 | 21945.79 | 3 | 2034
2034-03-18 | 16961.69 | 16293.06 | 16121 | 16261.94 | 16656.83 | 17146.38 | 17669.28 | 18320.66 | 18716.4 | 18645.73 | 18350.73 | 18098.1 | 17772.36 | 17467.85 | 17359.99 | 17451.8 | 17598.71 | 17719.22 | 18197.17 | 19172.21 | 18694.88 | 17907.37 | 16910.81 | 16183.23 | 421.6774 | 19172.21 | 3 | 2034
2034-03-19 | 16125.36 | 16812.06 | 16663.66 | 16829.84 | 17248.14 | 17753.98 | 18279.69 | 18933.32 | 19294.41 | 19173.13 | 18823.82 | 18519.49 | 18149.93 | 17809.16 | 17678.49 | 17770.02 | 17943.64 | 18116.05 | 18637.73 | 19636.5 | 19189.25 | 18424.01 | 17442.52 | 16732.45 | 431.9866 | 19636.5 | 3 | 2034
2034-03-20 | 16612.2 | 18228.02 | 18198.82 | 18576.47 | 19489.87 | 21294.78 | 23601.69 | 23966.66 | 23351.38 | 22690.46 | 22124.76 | 21472.15 | 20777.19 | 20382.82 | 20140.07 | 20157.53 | 20281.35 | 20471.49 | 21057.63 | 22437.54 | 21752.8 | 20595.75 | 19395.98 | 18535.69 | 495.5931 | 23966.66 | 3 | 2034
2034-03-21 | 18180.31 | 16577.62 | 16461.12 | 16745.76 | 17550.31 | 19069.97 | 20574.03 | 20898.39 | 20531.32 | 20270.51 | 20091.56 | 19851.32 | 19506.75 | 19249.45 | 19094.11 | 19133.73 | 19168.65 | 19178.4 | 19563.67 | 20408.85 | 19874.8 | 18923.41 | 17658.51 | 16733.77 | 455.2963 | 20898.39 | 3 | 2034
2034-03-22 | 16556.13 | 15297.94 | 15115.36 | 15330.98 | 16068.2 | 17524.89 | 18979.96 | 19237.36 | 19056.51 | 18946.86 | 18927.04 | 18834.07 | 18615.13 | 18463.25 | 18379.4 | 18428.43 | 18385.37 | 18245.8 | 18509.2 | 19263.14 | 18664.29 | 17654.43 | 16337.16 | 15354.59 | 426.1755 | 19263.14 | 3 | 2034
2034-03-23 | 15209.37 | 16289.38 | 16152.59 | 16416.71 | 17200.37 | 18694.24 | 20168.88 | 20427.33 | 20178.24 | 19970.15 | 19846.55 | 19657.72 | 19357.33 | 19138.25 | 19011.13 | 19059.77 | 19072.21 | 19035.6 | 19380.86 | 20185.48 | 19634.61 | 18663.08 | 17375.11 | 16426.58 | 446.5515 | 20427.33 | 3 | 2034
2034-03-24 | 16177.03 | 17645.85 | 17572.03 | 17912.58 | 18777.4 | 20355.93 | 22393.44 | 22783.68 | 22265.98 | 21740.39 | 21309.38 | 20794.54 | 20368.3 | 20035.81 | 19834.51 | 19859.16 | 19937.46 | 20039.67 | 20498.55 | 21599.14 | 20865.18 | 19944.95 | 18711.13 | 17820.34 | 479.2424 | 22783.68 | 3 | 2034
2034-03-25 | 17501.65 | 18694.54 | 18630.18 | 18886.23 | 19387.68 | 19949.21 | 20480.19 | 21331.36 | 21683.05 | 21237.9 | 20547.01 | 20061.6 | 19538.68 | 19071.45 | 18862.17 | 18955.06 | 19224.31 | 19580.96 | 20256.81 | 21534.82 | 21052.74 | 20308.25 | 19377.68 | 18727.64 | 474.8812 | 21683.05 | 3 | 2034
2034-03-26 | 18536.91 | 17433.2 | 17304.84 | 17493.76 | 17930.42 | 18432.46 | 18919.29 | 19592.57 | 19936.78 | 19783.11 | 19396.47 | 19053.28 | 18650.93 | 18284.95 | 18143.96 | 18245.06 | 18438.76 | 18650.73 | 19208.66 | 20200.96 | 19796.72 | 19052.85 | 18072.94 | 17368.27 | 447.9279 | 20200.96 | 3 | 2034
2034-03-27 | 17304.32 | 16534.37 | 16404.81 | 16679.12 | 17489.56 | 19000.55 | 20455.44 | 20752.61 | 20507.7 | 20306.43 | 20183.82 | 19999.12 | 19716.07 | 19495.36 | 19376.05 | 19422.45 | 19430.49 | 19391.89 | 19734 | 20504.84 | 19949.27 | 18972.93 | 17676.78 | 16714.34 | 456.0023 | 20752.61 | 3 | 2034
2034-03-28 | 16505.24 | 15055.93 | 14845.87 | 15034.85 | 15742.96 | 17154.8 | 18547.84 | 18833.54 | 18717 | 18687.66 | 18751.4 | 18735.15 | 18583.28 | 18490.55 | 18453.18 | 18522.58 | 18450.34 | 18247.17 | 18453.56 | 19135.02 | 18520.02 | 17480.9 | 16122.75 | 15099.39 | 422.171 | 19135.02 | 3 | 2034
2034-03-29 | 14969.28 | 16459.92 | 16282.97 | 16511.2 | 17255.05 | 18690.1 | 20103.14 | 20426.24 | 20303.41 | 20247.84 | 20293.72 | 20277.45 | 20137.01 | 20060.11 | 20041.38 | 20152.66 | 20159.34 | 20050.64 | 20279.21 | 20990.77 | 20321.08 | 19259.53 | 17871.49 | 16825.85 | 457.9694 | 20990.77 | 3 | 2034
2034-03-30 | 16434.44 | 15836.25 | 15588.05 | 15746.53 | 16420.26 | 17783.07 | 19148.81 | 19524 | 19565.35 | 19721.99 | 20001.99 | 20220.37 | 20292.12 | 20399.43 | 20512.57 | 20680.39 | 20645.48 | 20397.66 | 20454.39 | 21021.09 | 20222.81 | 19043.38 | 17542.89 | 16383.47 | 453.5868 | 21021.09 | 3 | 2034
2034-03-31 | 15960.61 | 14975.9 | 14731.12 | 14897.06 | 15588.92 | 16991.64 | 18355.56 | 18689.06 | 18659.26 | 18736.95 | 18907.94 | 19004.53 | 18960.54 | 18954.48 | 18982.52 | 19070.4 | 18976 | 18704.85 | 18818.79 | 19398.99 | 18699.82 | 17590.91 | 16175.31 | 15093.05 | 424.9242 | 19398.99 | 3 | 2034
2034-04-01 | 14957.77 | 15215.83 | 14954.07 | 15033.53 | 15478.23 | 15957.3 | 16324.73 | 17070.7 | 17632.45 | 17756.53 | 17662.14 | 17575.55 | 17384.92 | 17279 | 17366.84 | 17572.98 | 17878.8 | 17985.9 | 17838.83 | 18502.67 | 18317.83 | 17412.55 | 16281.94 | 15413.83 | 404.8549 | 18502.67 | 4 | 2034
2034-04-02 | 15150.17 | 14910.1 | 14639.69 | 14709.23 | 15144.32 | 15613.68 | 15967.89 | 16708.95 | 17276.59 | 17411.46 | 17325.85 | 17243.11 | 17053.3 | 16946.91 | 17033.6 | 17232.37 | 17518.43 | 17600.59 | 17446.04 | 18105.51 | 17925.78 | 17024.98 | 15897.83 | 15031.88 | 396.9183 | 18105.51 | 4 | 2034
2034-04-03 | 14815.11 | 14587.62 | 14359.66 | 14559.83 | 15415.25 | 16943.44 | 18300.75 | 18633.53 | 18531.97 | 18502.85 | 18557.85 | 18510.59 | 18331.24 | 18275.13 | 18317.01 | 18437.63 | 18571.28 | 18490.22 | 18212.98 | 18729.55 | 18462.3 | 17383.83 | 15991.02 | 14919.74 | 415.8404 | 18729.55 | 4 | 2034
2034-04-04 | 14581.91 | 16171 | 16018.84 | 16297.37 | 17209.97 | 18777.95 | 20727.73 | 21177.73 | 20837.66 | 20529.71 | 20329.08 | 19990.77 | 19493.75 | 19228.7 | 19157.31 | 19335.15 | 19660.24 | 19807.25 | 19634.13 | 20536.38 | 20292.08 | 18885.95 | 17554.44 | 16560.07 | 452.7952 | 21177.73 | 4 | 2034
2034-04-05 | 16132.3 | 15684.69 | 15505.93 | 15756.94 | 16642.11 | 18181.93 | 19835.87 | 20296.05 | 20021.34 | 19802.92 | 19695.93 | 19443.37 | 19019.78 | 18827.49 | 18810.73 | 18973.71 | 19253.16 | 19313.13 | 19069.72 | 19913.53 | 19636.12 | 18405.28 | 17050.98 | 16031.79 | 441.3048 | 20296.05 | 4 | 2034
2034-04-06 | 15687.65 | 16892.8 | 16773.85 | 17087.45 | 18033.4 | 19946.27 | 21948.1 | 22401.99 | 21991.93 | 21581.78 | 21272.25 | 20831.58 | 20246.47 | 19908.87 | 19791.89 | 19969.5 | 20348.55 | 20599.27 | 20513.32 | 21462.86 | 21276.81 | 19880.89 | 18293.57 | 17324.32 | 474.0654 | 22401.99 | 4 | 2034
2034-04-07 | 16904.13 | 17805.74 | 17725.18 | 18091.48 | 19152.81 | 21531.59 | 23566.04 | 24031.33 | 23529.42 | 22987.43 | 22525.4 | 21948.07 | 21251.71 | 20812.26 | 20629.82 | 20786.28 | 21228.67 | 21607.74 | 21623.13 | 22626.82 | 22478.77 | 21126.6 | 19296.38 | 18258.12 | 501.5249 | 24031.33 | 4 | 2034
2034-04-08 | 17803.54 | 17816.81 | 17693.98 | 17918.32 | 18500.7 | 19131.52 | 19702.22 | 20756 | 21230.4 | 20938.68 | 20299.05 | 19678.77 | 18976.45 | 18610.88 | 18534.54 | 18713.23 | 19240.11 | 19812.22 | 19999.62 | 21205.18 | 21230.71 | 20159.17 | 18776.71 | 18041.64 | 464.7704 | 21230.71 | 4 | 2034
2034-04-09 | 17779.62 | 18321.05 | 18216.55 | 18461.2 | 19099.3 | 19952.22 | 20528.48 | 21592.21 | 22036.82 | 21697.98 | 21009.89 | 20346.76 | 19610.7 | 19070.97 | 18948.97 | 19214.89 | 19879.65 | 20514.03 | 20742.17 | 21964.71 | 22012.73 | 20955.15 | 19514.55 | 18609.33 | 480.0799 | 22036.82 | 4 | 2034
2034-04-10 | 18300.82 | 17290.77 | 17179.17 | 17504.33 | 18475.94 | 20584.32 | 22559.22 | 23059.62 | 22681.69 | 22294.85 | 22006.15 | 21591.12 | 21048.62 | 20731.63 | 20641.78 | 20834.24 | 21224.6 | 21482.93 | 21383.23 | 22278.08 | 22078.04 | 20661.13 | 18827.67 | 17832.45 | 492.5524 | 23059.62 | 4 | 2034
2034-04-11 | 17424.41 | 16431.96 | 16281.37 | 16563.32 | 17475.57 | 19081.14 | 20999.65 | 21481.91 | 21160.74 | 20866.28 | 20675.47 | 20340.46 | 19846.05 | 19586.5 | 19528.59 | 19723.87 | 20046.03 | 20189.3 | 20019.62 | 20875.46 | 20667.1 | 19234.97 | 17809.77 | 16804.93 | 463.1145 | 21481.91 | 4 | 2034
2034-04-12 | 16473.72 | 17478.55 | 17377.27 | 17711.32 | 18673.51 | 20855.25 | 22804.52 | 23286.61 | 22858.17 | 22409.79 | 22056.45 | 21570.77 | 20947.91 | 20582.01 | 20455.2 | 20648.07 | 21054.43 | 21355.85 | 21313.93 | 22250.31 | 22117.48 | 20746.45 | 18897.98 | 17931.17 | 491.8567 | 23286.61 | 4 | 2034
2034-04-13 | 17498.94 | 16010.87 | 15819.51 | 16061.11 | 16933.09 | 18435.29 | 20107.48 | 20629.89 | 20437.19 | 20309.53 | 20300.47 | 20143.95 | 19808.42 | 19685.77 | 19726.29 | 19960.83 | 20239.69 | 20263.5 | 19961.44 | 20696.76 | 20403.37 | 18911.27 | 17508.66 | 16444.44 | 456.2978 | 20696.76 | 4 | 2034
2034-04-14 | 16113.82 | 15074.94 | 14838.86 | 15044.97 | 15889.15 | 17385.13 | 18656.83 | 19066.09 | 18955.23 | 18946.72 | 19046.52 | 18990.15 | 18801.73 | 18760.66 | 18820.06 | 18973.99 | 19162.57 | 19040.63 | 18721.34 | 19289.93 | 18927.83 | 17843.24 | 16425.95 | 15340.37 | 428.1167 | 19289.93 | 4 | 2034
2034-04-15 | 15034.39 | 14925.54 | 14647.62 | 14710.82 | 15134.61 | 15557.33 | 15807.72 | 16577.58 | 17169.86 | 17328.88 | 17259.61 | 17179.46 | 16986.67 | 16880.73 | 16977.84 | 17184.87 | 17441.75 | 17488.93 | 17332.49 | 17937.11 | 17808.57 | 16925.6 | 15786.18 | 14909.72 | 394.9939 | 17937.11 | 4 | 2034
2034-04-16 | 14761.88 | 16373.56 | 16163.5 | 16298.78 | 16790.81 | 17269.93 | 17552.38 | 18321.86 | 18811.36 | 18823.08 | 18598 | 18372.65 | 18057.7 | 17850.19 | 17881.15 | 18085.56 | 18424.1 | 18624.61 | 18590.87 | 19419.14 | 19344.39 | 18393.06 | 17298.91 | 16473.93 | 426.5814 | 19419.14 | 4 | 2034
2034-04-17 | 16206.02 | 16162.72 | 15981.19 | 16234.61 | 17134.64 | 18658 | 20382.72 | 20928.88 | 20737.27 | 20598.38 | 20568.88 | 20392.4 | 20052.54 | 19909.47 | 19946.19 | 20171.97 | 20444.09 | 20470.49 | 20180.96 | 20892.46 | 20613.99 | 19107.45 | 17671.32 | 16602.86 | 460.0495 | 20928.88 | 4 | 2034
2034-04-18 | 16218.52 | 16075.56 | 15827.18 | 16016.71 | 16833.08 | 18262.79 | 19765.51 | 20399.04 | 20444.83 | 20610.15 | 20929.64 | 21110.45 | 21088.38 | 21241.57 | 21489.07 | 21838.82 | 22104.68 | 21982.74 | 21448.47 | 21940.25 | 21478.67 | 19784.54 | 18008.67 | 16816.5 | 471.7158 | 22104.68 | 4 | 2034
2034-04-19 | 16259.17 | 15248.08 | 14969.55 | 15125.98 | 15910.78 | 17312.36 | 18519.36 | 18990.04 | 19085.63 | 19327.6 | 19722.46 | 19964.41 | 19988.48 | 20177.94 | 20446.93 | 20781.36 | 20975.55 | 20745.07 | 20150.03 | 20605.04 | 20127 | 18588.44 | 17049.34 | 15847.46 | 445.9181 | 20975.55 | 4 | 2034
2034-04-20 | 15384.04 | 15086.98 | 14810.08 | 14966.96 | 15753.98 | 17159.55 | 18361 | 18783.05 | 18829.72 | 19032 | 19381.57 | 19554.25 | 19495.17 | 19597.74 | 19791.5 | 20065.59 | 20219 | 19987.46 | 19445.66 | 19950.55 | 19530.24 | 18205.83 | 16699.86 | 15529.57 | 435.6213 | 20219 | 4 | 2034
2034-04-21 | 15140.79 | 15078.46 | 14789.34 | 14946.53 | 15738.87 | 17162.94 | 18359.34 | 18804.03 | 18876.47 | 19100.01 | 19488.81 | 19716.72 | 19723.32 | 19881.56 | 20124.73 | 20417.58 | 20571.06 | 20307.06 | 19707.98 | 20147.81 | 19664.33 | 18262.37 | 16736.26 | 15544.16 | 438.2905 | 20571.06 | 4 | 2034
2034-04-22 | 15106.26 | 15097.64 | 14696.65 | 14646.83 | 14955.25 | 15240.57 | 15388.05 | 16318.54 | 17265.91 | 17865.6 | 18279.49 | 18677.54 | 18906.18 | 19227.01 | 19717.06 | 20192.33 | 20493.71 | 20262.98 | 19588.29 | 20006.62 | 19488.22 | 18192.92 | 16800.2 | 15675.33 | 422.0892 | 20493.71 | 4 | 2034
2034-04-23 | 15204.73 | 14793.66 | 14398.23 | 14351.92 | 14662.59 | 14949.01 | 15090.87 | 16000.98 | 16918.25 | 17482.07 | 17860.16 | 18229.72 | 18442.37 | 18687.2 | 19056.55 | 19543.16 | 19847.1 | 19611.43 | 18959.53 | 19380.05 | 18902.03 | 17785.25 | 16407.89 | 15297.05 | 411.8618 | 19847.1 | 4 | 2034
2034-04-24 | 14862.16 | 14519.72 | 14225.91 | 14365.23 | 15151.74 | 16554.5 | 17725.79 | 18161.51 | 18246.19 | 18440.73 | 18729.96 | 18900.84 | 18911.98 | 19054.18 | 19302.63 | 19586.17 | 19692.18 | 19367.86 | 18815.63 | 19187.55 | 18804.83 | 17638.05 | 16115.81 | 14919.36 | 421.2805 | 19692.18 | 4 | 2034
2034-04-25 | 14537.86 | 14424.56 | 14130.99 | 14268.4 | 15034.05 | 16408.21 | 17558.78 | 17973.33 | 18031.7 | 18200.2 | 18464.94 | 18606.11 | 18577.82 | 18677.43 | 18842.73 | 19119.76 | 19227.29 | 18912.13 | 18498.09 | 18820.19 | 18550.02 | 17408.09 | 15897.92 | 14721.76 | 414.8924 | 19227.29 | 4 | 2034
2034-04-26 | 14397.76 | 15374.97 | 15028.34 | 15122.29 | 15840.58 | 17152.57 | 18277.56 | 18806.92 | 19163.7 | 19761.39 | 20554.93 | 21205.54 | 21608.55 | 22130.96 | 22650.36 | 23125.59 | 23304.03 | 22898.13 | 22023.78 | 22178.83 | 21501.24 | 19581.5 | 17704 | 16346.94 | 465.7405 | 23304.03 | 4 | 2034
2034-04-27 | 15634.13 | 15943.8 | 15562.37 | 15627.46 | 16314.36 | 17584.91 | 18690.24 | 19468.36 | 20047.19 | 20873.6 | 21933.86 | 22873.18 | 23551.8 | 24317.91 | 25019.93 | 25612.52 | 25831.96 | 25363.4 | 24302.44 | 24263.05 | 23414.78 | 21324.68 | 18804.92 | 17333.07 | 499.6939 | 25831.96 | 4 | 2034
2034-04-28 | 16417.35 | 15428.8 | 15062.63 | 15150.2 | 15867.73 | 17191.44 | 18306.07 | 18869.78 | 19281.76 | 19962.58 | 20836.5 | 21576.15 | 22067.8 | 22658.31 | 23230.32 | 23719.84 | 23887.36 | 23434.7 | 22486.39 | 22557.31 | 21803.96 | 19824.46 | 17836.18 | 16446.52 | 473.9041 | 23887.36 | 4 | 2034
2034-04-29 | 15703.81 | 14777.12 | 14471.74 | 14508.42 | 14901.12 | 15258.14 | 15395.03 | 16208.14 | 16873.2 | 17118.15 | 17134.57 | 17127.49 | 16996.29 | 16946.01 | 17092.49 | 17325 | 17542.47 | 17515.84 | 17306.71 | 17813.31 | 17696.51 | 16795.85 | 15609.65 | 14689.45 | 392.8065 | 17813.31 | 4 | 2034
2034-04-30 | 14586.93 | 14886.36 | 14585.52 | 14626.98 | 15024.01 | 15382.05 | 15514.3 | 16329.37 | 16988.75 | 17224.68 | 17231.09 | 17214.04 | 17074.08 | 17016.68 | 17159.2 | 17392.28 | 17613.88 | 17596.09 | 17395.63 | 17904.02 | 17795.55 | 16900.23 | 15716.17 | 14799 | 393.9569 | 17904.02 | 4 | 2034
2034-05-01 | 14139.76 | 15039.02 | 14709.99 | 14850.67 | 15683.06 | 17120.88 | 18426.75 | 19067.16 | 19261.29 | 19506.42 | 19845.57 | 19982.49 | 19977.11 | 20063.15 | 20255.51 | 20547.84 | 20764.58 | 20685.18 | 20171.38 | 20132.69 | 19981.65 | 18831.76 | 17141.51 | 15757.54 | 441.943 | 20764.58 | 5 | 2034
2034-05-02 | 15179.5 | 14867.69 | 14463.95 | 14532.91 | 15272.91 | 16609.27 | 17866.47 | 18567.68 | 18942.7 | 19422.21 | 20032.09 | 20446.44 | 20684.96 | 21005.68 | 21393.26 | 21833.38 | 22074 | 21853.63 | 21070.64 | 20866.29 | 20574.97 | 19279.75 | 17441.67 | 15919.77 | 450.2018 | 22074 | 5 | 2034
2034-05-03 | 15193.63 | 15405.26 | 14941.19 | 14957.6 | 15642.21 | 16911.33 | 18136.04 | 18938.6 | 19519.07 | 20247.4 | 21143.96 | 21950.79 | 22549.24 | 23201.03 | 23819.25 | 24388.22 | 24657.51 | 24338.62 | 23312.99 | 22851.49 | 22312.53 | 20721.96 | 18709.37 | 17018.54 | 480.8678 | 24657.51 | 5 | 2034
2034-05-04 | 15952.76 | 15045.12 | 14662.83 | 14752.52 | 15512.58 | 16863.01 | 18114.61 | 18803.35 | 19129.43 | 19544.38 | 20080.89 | 20418.65 | 20586.62 | 20846.4 | 21166.74 | 21586.53 | 21833.84 | 21654.89 | 20949.92 | 20784.48 | 20543.9 | 19291.82 | 17488.7 | 16002.98 | 451.6169 | 21833.84 | 5 | 2034
2034-05-05 | 15328.43 | 15224 | 14887.33 | 15031.85 | 15853.89 | 17283.16 | 18558.22 | 19211.29 | 19408.42 | 19659.62 | 19997.62 | 20135.36 | 20124.4 | 20218.15 | 20416.72 | 20716.2 | 20935.98 | 20855.13 | 20333.12 | 20269.87 | 20114.23 | 18958.55 | 17260.08 | 15876.75 | 446.6584 | 20935.98 | 5 | 2034
2034-05-06 | 15303.52 | 15608.18 | 15270.2 | 15301.46 | 15697.76 | 15972.15 | 16132.43 | 17206.31 | 18055.64 | 18361.05 | 18402.87 | 18350.65 | 18195.78 | 18107.46 | 18270.82 | 18615.04 | 19003.06 | 19162.96 | 18891.29 | 19082.55 | 19138.82 | 18276.84 | 16952.09 | 15867.38 | 419.2263 | 19162.96 | 5 | 2034
2034-05-07 | 15540.96 | 15240.28 | 14883.64 | 14895.33 | 15272.55 | 15528.8 | 15674.19 | 16750.93 | 17630.58 | 17978.29 | 18064.48 | 18053.03 | 17932.77 | 17873.42 | 18056.45 | 18402.93 | 18768.24 | 18885.5 | 18579.88 | 18745.44 | 18784.43 | 17906.77 | 16567.65 | 15467.15 | 411.4837 | 18885.5 | 5 | 2034
2034-05-08 | 15181.48 | 14355.87 | 14005.36 | 14121.6 | 14928.49 | 16328.84 | 17570.85 | 18209.28 | 18425.21 | 18702.59 | 19068.28 | 19218.06 | 19218.73 | 19309.42 | 19507.68 | 19790.41 | 19955.57 | 19808.24 | 19273.93 | 19204.49 | 19078.52 | 17942.62 | 16253.15 | 14868.81 | 424.3275 | 19955.57 | 5 | 2034
2034-05-09 | 14451.26 | 14824.17 | 14403.04 | 14455.14 | 15175.92 | 16474.1 | 17669.5 | 18398.95 | 18823.67 | 19361.9 | 20032.75 | 20502.63 | 20789.87 | 21155.74 | 21601.44 | 22063.94 | 22282.77 | 22013.26 | 21173.42 | 20906.1 | 20610.98 | 19297.18 | 17424.25 | 15870.35 | 449.7623 | 22282.77 | 5 | 2034
2034-05-10 | 15127.18 | 15627.89 | 15141.1 | 15137.33 | 15799.59 | 17027.1 | 18194.33 | 19044.2 | 19704.03 | 20525.74 | 21560.96 | 22484.7 | 23176.6 | 23907.04 | 24584.64 | 25187.3 | 25443.96 | 25077.06 | 23984.87 | 23427.99 | 22856.46 | 21160.31 | 19089.04 | 17343.79 | 490.6132 | 25443.96 | 5 | 2034
2034-05-11 | 16220.39 | 15247.13 | 14791.03 | 14813.24 | 15503.04 | 16762.61 | 17937.61 | 18731.55 | 19280.22 | 19968.02 | 20807.88 | 21486.56 | 21993.69 | 22559.64 | 23114.84 | 23640.76 | 23871.11 | 23548.86 | 22583.93 | 22150.88 | 21699 | 20236.51 | 18263.9 | 16614.17 | 471.8266 | 23871.11 | 5 | 2034
2034-05-12 | 15738.68 | 15572.03 | 15091.94 | 15105.51 | 15792.3 | 17060.2 | 18228.02 | 19075.69 | 19701.92 | 20482 | 21427.9 | 22277.8 | 22902.88 | 23562.56 | 24188.86 | 24743.81 | 24979.24 | 24619.69 | 23565.01 | 23030.53 | 22478.42 | 20851.49 | 18819.12 | 17110.34 | 486.4059 | 24979.24 | 5 | 2034
2034-05-13 | 16072.88 | 14966.53 | 14453.1 | 14317.66 | 14545.19 | 14632.63 | 14665.33 | 15917.87 | 17225.13 | 18108.41 | 18790.77 | 19383.62 | 19811.44 | 20224.71 | 20747.12 | 21261.77 | 21618.04 | 21437.69 | 20697.02 | 20464.75 | 20184.44 | 18988.3 | 17333.78 | 15922.66 | 431.7708 | 21618.04 | 5 | 2034
2034-05-14 | 15263.39 | 14645.56 | 14131.28 | 13993.15 | 14217.09 | 14299.06 | 14319.43 | 15558.48 | 16851.7 | 17719.69 | 18386.36 | 18966.45 | 19388.3 | 19802.64 | 20331.49 | 20850.56 | 21160.07 | 20985.61 | 20262.72 | 20030.82 | 19760.69 | 18575.35 | 16929.5 | 15525.86 | 421.9552 | 21160.07 | 5 | 2034
2034-05-15 | 14898.07 | 15608.49 | 15149.03 | 15171.66 | 15880.01 | 17151.47 | 18312.52 | 19152.43 | 19754.1 | 20495.47 | 21400.4 | 22192.96 | 22767.38 | 23369.03 | 23955.7 | 24489.12 | 24715.98 | 24377.77 | 23376.08 | 22877.79 | 22386.69 | 20814.1 | 18807.24 | 17118.19 | 484.2217 | 24715.98 | 5 | 2034
2034-05-16 | 16097.45 | 14844.24 | 14425.81 | 14480.09 | 15202.07 | 16488.32 | 17644.62 | 18379.17 | 18798.23 | 19326.8 | 19980.18 | 20421.69 | 20676.57 | 21009.32 | 21413.93 | 21860.48 | 22059.41 | 21785.23 | 20993.57 | 20725.21 | 20469.99 | 19182.01 | 17320.66 | 15780.22 | 449.3653 | 22059.41 | 5 | 2034
2034-05-17 | 15113.53 | 15124.56 | 14739.65 | 14826.61 | 15580.28 | 16893.77 | 18058.02 | 18770.49 | 19113.68 | 19542.72 | 20087.36 | 20422.33 | 20584.25 | 20840.28 | 21166.77 | 21594.54 | 21817.32 | 21611.77 | 20915 | 20705.62 | 20510.53 | 19277.26 | 17463.75 | 15972.43 | 450.7325 | 21817.32 | 5 | 2034
2034-05-18 | 15328.54 | 15330.59 | 14911.68 | 14968.42 | 15690.86 | 16968.18 | 18114.51 | 18878.41 | 19330.43 | 19892.69 | 20588.54 | 21081.32 | 21419.14 | 21852.64 | 22319.89 | 22805.99 | 23034.56 | 22771.22 | 21923.93 | 21569.77 | 21242.29 | 19919.92 | 18019.07 | 16442.81 | 464.4054 | 23034.56 | 5 | 2034
2034-05-19 | 15665.11 | 15317.58 | 14944.17 | 15054.5 | 15838 | 17195.86 | 18368.03 | 19085.65 | 19397.78 | 19785.05 | 20269.85 | 20550.1 | 20668.17 | 20876.78 | 21167.4 | 21558.85 | 21782.09 | 21601.37 | 20938.56 | 20739.04 | 20544.73 | 19327.02 | 17540.89 | 16075.85 | 454.2924 | 21782.09 | 5 | 2034
2034-05-20 | 15451.09 | 14353.29 | 13925.18 | 13864.62 | 14167.18 | 14324.68 | 14349.48 | 15477.91 | 16509.89 | 17053.24 | 17345.49 | 17525.43 | 17571.92 | 17656.48 | 17947.47 | 18333.63 | 18621.17 | 18573.6 | 18122.19 | 18128.8 | 18109.98 | 17158.37 | 15726.65 | 14534.32 | 394.8321 | 18621.17 | 5 | 2034
2034-05-21 | 14285.64 | 14945.5 | 14540.05 | 14504 | 14830.06 | 15005.49 | 15040.31 | 16174.7 | 17179.1 | 17680.2 | 17928.85 | 18069.98 | 18083.97 | 18141.74 | 18415.89 | 18805.86 | 19125.05 | 19131.31 | 18716.64 | 18742.56 | 18742 | 17803.45 | 16379.88 | 15198.86 | 407.4711 | 19131.31 | 5 | 2034
2034-05-22 | 14858.85 | 15863.33 | 15535.87 | 15681.85 | 16512.13 | 17894.41 | 19073.72 | 19781.86 | 20030.61 | 20323.54 | 20712.18 | 20895.08 | 20934.05 | 21065.45 | 21319.24 | 21704.51 | 21959.7 | 21863.26 | 21261.99 | 21114.83 | 20995.13 | 19834.02 | 18086.13 | 16656.08 | 463.9578 | 21959.7 | 5 | 2034
2034-05-23 | 16041.77 | 15878.67 | 15386.26 | 15377.7 | 16035.89 | 17238 | 18335.46 | 19215.44 | 19900.89 | 20750.31 | 21825.02 | 22717.11 | 23345.62 | 23995.5 | 24600.08 | 25142.58 | 25340.51 | 24958.18 | 23910.82 | 23348.41 | 22853.98 | 21195.84 | 19137.76 | 17409.88 | 493.9417 | 25340.51 | 5 | 2034
2034-05-24 | 16409.83 | 15531.02 | 15061.17 | 15071.54 | 15746.87 | 16963.78 | 18057.63 | 18896.5 | 19502.95 | 20254.95 | 21156.8 | 21934.27 | 22479.34 | 23072.12 | 23648.97 | 24186.42 | 24391.46 | 24033.1 | 23042.38 | 22533.4 | 22098.57 | 20579.66 | 18570.64 | 16890.12 | 480.1135 | 24391.46 | 5 | 2034
2034-05-25 | 16004.89 | 15898.88 | 15388.43 | 15363.42 | 16002.35 | 17176.61 | 18251.13 | 19157.46 | 19900.48 | 20818.69 | 21997.19 | 23002.62 | 23750.24 | 24516.72 | 25217.93 | 25826.14 | 26041.87 | 25619.34 | 24486.19 | 23835.61 | 23274.41 | 21533.2 | 19392.12 | 17605.56 | 500.0615 | 26041.87 | 5 | 2034
2034-05-26 | 16530.79 | 16240.73 | 15698.88 | 15658.2 | 16290.04 | 17474.01 | 18545.97 | 19512.14 | 20347.82 | 21387.12 | 22738.15 | 23856.42 | 24694.53 | 25512.05 | 26236.86 | 26828.82 | 27018.31 | 26551.57 | 25345.66 | 24613.54 | 23965.93 | 22152.34 | 19890.2 | 18055.4 | 515.1455 | 27018.31 | 5 | 2034
2034-05-27 | 16876.82 | 15664.19 | 15056.29 | 14836.52 | 14979.39 | 14953.65 | 14881.02 | 16290.37 | 17899.46 | 19151.14 | 20226.22 | 21186.47 | 21997.36 | 22731.71 | 23493.66 | 24144.2 | 24447.32 | 24102 | 23039.09 | 22494.25 | 21998.73 | 20536.42 | 18681.22 | 17078.64 | 466.7461 | 24447.32 | 5 | 2034
2034-05-28 | 16186.27 | 15957.75 | 15327.39 | 15088.23 | 15213.42 | 15167.97 | 15082.75 | 16532.91 | 18217.27 | 19561.67 | 20731.05 | 21830.02 | 22718.35 | 23488.32 | 24261.38 | 24904.08 | 25186.01 | 24811.34 | 23705.16 | 23110.99 | 22578.52 | 21011.21 | 19115.82 | 17475.07 | 477.263 | 25186.01 | 5 | 2034
2034-05-29 | 16322.34 | 15701.23 | 15052.73 | 14826.82 | 15066.55 | 15288.29 | 15372.29 | 16578.18 | 18187.31 | 19920.04 | 21649.1 | 23086.91 | 23925.43 | 24645.86 | 25394.33 | 26024.35 | 26165.88 | 25558.9 | 24286.39 | 23625.98 | 23069.82 | 21410.85 | 19439.55 | 17723.94 | 488.3231 | 26165.88 | 5 | 2034
2034-05-30 | 16725.08 | 17181.86 | 16569.41 | 16456.48 | 17013.44 | 18097.31 | 19123.79 | 20212.56 | 21306.96 | 22820.05 | 24547.17 | 25994.55 | 27075.13 | 28063.33 | 28870.46 | 29487.98 | 29636.53 | 29078.22 | 27712.99 | 26812.66 | 26045.83 | 24075.64 | 21451.52 | 19461.53 | 553.8205 | 29636.53 | 5 | 2034
2034-05-31 | 18025.74 | 16444.64 | 15886.69 | 15820.8 | 16416.7 | 17532.77 | 18565.48 | 19560.63 | 20471.51 | 21637.8 | 23124.33 | 24394.23 | 25383.7 | 26357.96 | 27210.26 | 27907.19 | 28134.92 | 27635.58 | 26334.1 | 25501.87 | 24799.77 | 22911.05 | 20478.08 | 18561.85 | 529.0977 | 28134.92 | 5 | 2034
2034-06-01 | 17248.18 | 17220.1 | 16632.1 | 16525.36 | 16979.71 | 17718.45 | 18579.79 | 19731.59 | 20675.95 | 21731.08 | 22923.72 | 24035.78 | 24978.48 | 25945.57 | 26786.02 | 27463.39 | 27689.36 | 27217.97 | 25885.42 | 24738.44 | 23780.07 | 22488.01 | 20576.13 | 18921.69 | 526.4724 | 27689.36 | 6 | 2034
2034-06-02 | 17847.02 | 17728.59 | 17102.09 | 16968.37 | 17410.12 | 18148.92 | 19008.36 | 20237.26 | 21309.27 | 22519.41 | 24027.11 | 25436.75 | 26500.81 | 27528.83 | 28381.47 | 29022.7 | 29198.21 | 28665.93 | 27239.66 | 25988.47 | 24923.5 | 23260.7 | 21287.87 | 19572.13 | 549.3136 | 29198.21 | 6 | 2034
2034-06-03 | 18391.21 | 17802.23 | 17071.63 | 16745.79 | 16725.49 | 16372.71 | 16216.79 | 17913.37 | 19808.09 | 21389.31 | 22801.27 | 24157.41 | 25325.35 | 26311.56 | 27193.94 | 27849.09 | 28085.05 | 27620.15 | 26260.52 | 25128.86 | 24147.57 | 22813.69 | 21047.55 | 19473.35 | 526.652 | 28085.05 | 6 | 2034
2034-06-04 | 18382.93 | 15908.91 | 15345.85 | 15165.37 | 15283.7 | 15072.71 | 14958.15 | 16370.98 | 17705 | 18595.88 | 19267.26 | 19712.18 | 19998.09 | 20303.45 | 20712.14 | 21115.23 | 21338.73 | 21195.81 | 20585.27 | 20143.63 | 19803.61 | 19064.2 | 17664.09 | 16443.11 | 440.1363 | 21338.73 | 6 | 2034
2034-06-05 | 16046.34 | 16376.78 | 15865.8 | 15828.03 | 16372.55 | 17210.09 | 18096.58 | 19131.66 | 19823.84 | 20567.05 | 21398.83 | 21920.73 | 22268.67 | 22679.64 | 23089.06 | 23564.86 | 23740.65 | 23390.71 | 22579.45 | 21957.49 | 21485.25 | 20533.73 | 18833.21 | 17377.07 | 480.1381 | 23740.65 | 6 | 2034
2034-06-06 | 16651.5 | 16833.4 | 16281.06 | 16204.84 | 16692.2 | 17466.65 | 18328.7 | 19419.49 | 20235.89 | 21136.57 | 22144.02 | 22829.44 | 23369.7 | 24081.34 | 24726.95 | 25277.91 | 25453.57 | 25045.49 | 23906.1 | 22993.82 | 22454.55 | 21417.42 | 19626.53 | 18089.93 | 500.6671 | 25453.57 | 6 | 2034
2034-06-07 | 17227.8 | 17174.76 | 16592.91 | 16491.19 | 16953.2 | 17698.88 | 18548.34 | 19691.09 | 20608.89 | 21633.22 | 22776.45 | 23736.72 | 24555.15 | 25390.78 | 26117.73 | 26708.53 | 26882.72 | 26423.99 | 25176.49 | 24099 | 23244.5 | 22132.61 | 20268.47 | 18661.38 | 518.7948 | 26882.72 | 6 | 2034
2034-06-08 | 17674.94 | 16984.23 | 16415.91 | 16325.63 | 16798.88 | 17555.8 | 18405.45 | 19523.57 | 20393.1 | 21358.55 | 22436.34 | 23191.19 | 23932.48 | 24706.32 | 25393.02 | 25963.36 | 26133.9 | 25695.24 | 24500.45 | 23473.56 | 22818.38 | 21744.8 | 19916.54 | 18344.12 | 509.6858 | 26133.9 | 6 | 2034
2034-06-09 | 17457.44 | 16599.36 | 16060.95 | 16002.53 | 16518.31 | 17332.39 | 18199.56 | 19272.78 | 20036.49 | 20869.93 | 21794.79 | 22398.93 | 22804.94 | 23301.41 | 23896.42 | 24408.03 | 24567.17 | 24172.23 | 23101.48 | 22422.3 | 21901.7 | 20899.8 | 19154.78 | 17659.44 | 490.8332 | 24567.17 | 6 | 2034
2034-06-10 | 16916.28 | 16733.7 | 16081.68 | 15823.59 | 15860.03 | 15549.46 | 15385.45 | 16949.27 | 18588.14 | 19848.06 | 20942.88 | 21837.98 | 22544.9 | 23222.31 | 24145.41 | 24910.13 | 25259.42 | 24892.56 | 23667.29 | 22813.02 | 22212.24 | 21213.04 | 19556.83 | 18088.42 | 483.0421 | 25259.42 | 6 | 2034
2034-06-11 | 17208.83 | 17396.72 | 16693.94 | 16392.2 | 16388.32 | 16037.62 | 15862.46 | 17515.84 | 19326.65 | 20798.59 | 22115.58 | 23210.24 | 24346.67 | 25404.48 | 26394.22 | 27164.58 | 27479.5 | 27036.96 | 25670.6 | 24524 | 23554.48 | 22389.07 | 20630.61 | 19064.04 | 512.6062 | 27479.5 | 6 | 2034
2034-06-12 | 17982.18 | 17391.84 | 16791.77 | 16676.81 | 17145.07 | 17894.66 | 18736.55 | 19928.41 | 20924.52 | 22038.65 | 23274.17 | 24501.84 | 25438.26 | 26351.72 | 27132.72 | 27737.61 | 27895.87 | 27391.42 | 26064.27 | 24892.51 | 23941.64 | 22614.6 | 20700.85 | 19039.93 | 532.4879 | 27895.87 | 6 | 2034
2034-06-13 | 17995.3 | 18034.64 | 17384.44 | 17223.69 | 17630.59 | 18317.49 | 19140.36 | 20404.22 | 21552.62 | 22860.69 | 24651.47 | 26144.8 | 27235.69 | 28254.23 | 29070.23 | 29671.8 | 29796.33 | 29230.17 | 27793.01 | 26516.07 | 25474.04 | 23753.81 | 21659.33 | 19920.56 | 559.7156 | 29796.33 | 6 | 2034
2034-06-14 | 18728.89 | 18290.44 | 17620.81 | 17443.35 | 17835.04 | 18507.09 | 19325.97 | 20624.01 | 21837.83 | 23226.76 | 25256.59 | 26849 | 28012.54 | 29076.65 | 29911.04 | 30509.83 | 30618.39 | 30023.81 | 28536.31 | 27208.1 | 26117.97 | 24345.79 | 22061.95 | 20287.61 | 572.2558 | 30618.39 | 6 | 2034
2034-06-15 | 19050.81 | 18509.21 | 17823.1 | 17631.35 | 18010.68 | 18670.68 | 19483.56 | 20810.67 | 22078.47 | 23616.08 | 25759.75 | 27421.02 | 28624.85 | 29703.1 | 30530.61 | 31108.72 | 31191.76 | 30573.64 | 29057.94 | 27697.61 | 26582.07 | 24777.85 | 22359.1 | 20562.27 | 581.6349 | 31191.76 | 6 | 2034
2034-06-16 | 19319.32 | 18738.59 | 18034.76 | 17834.08 | 18215.91 | 18889.6 | 19706.52 | 21074.51 | 22402.84 | 24112.62 | 26351.16 | 28105.5 | 29391.46 | 30526.59 | 31388.28 | 31967.34 | 32038 | 31387.17 | 29805.29 | 28372.92 | 27176.37 | 25307.47 | 22714.22 | 20880.12 | 593.7406 | 32038 | 6 | 2034
2034-06-17 | 19548.42 | 18151.54 | 17391.74 | 17040.77 | 16993.64 | 16601.12 | 16409.28 | 18162.85 | 20161.91 | 21867.78 | 23418.9 | 25178.08 | 26519.05 | 27653.27 | 28644.27 | 29363.47 | 29603.91 | 29079.71 | 27599.35 | 26329.77 | 25254.01 | 23618.34 | 21709.62 | 20056.77 | 546.3576 | 29603.91 | 6 | 2034
2034-06-18 | 18892.69 | 17178.57 | 16493.28 | 16206.38 | 16218.79 | 15885.99 | 15710.85 | 17332.62 | 19078.48 | 20472.43 | 21695.34 | 22682.35 | 23493.14 | 24418.25 | 25306.18 | 26009.33 | 26295.71 | 25883.31 | 24615.82 | 23562.18 | 22851.3 | 21811.95 | 20116.28 | 18610.83 | 500.8221 | 26295.71 | 6 | 2034
2034-06-19 | 17723.78 | 17840 | 17205.68 | 17061.3 | 17502.5 | 18224.05 | 19054.85 | 20307.59 | 21419.29 | 22675.93 | 24297.96 | 25734.15 | 26801.03 | 27798.35 | 28616.03 | 29219.75 | 29350.51 | 28794.23 | 27376.33 | 26109.93 | 25074.92 | 23388.19 | 21407.71 | 19683.07 | 552.6671 | 29350.51 | 6 | 2034
2034-06-20 | 18502.96 | 17555.89 | 16942.33 | 16813.12 | 17249.44 | 17964.74 | 18792.23 | 19991.67 | 21015.06 | 22169.11 | 23502.03 | 24793.27 | 25725.68 | 26633.81 | 27392.84 | 27981.61 | 28124.42 | 27612.43 | 26284.37 | 25115.62 | 24179.15 | 22780.85 | 20856.84 | 19193.1 | 537.1726 | 28124.42 | 6 | 2034
2034-06-21 | 18160.85 | 17863.95 | 17228.12 | 17079.58 | 17500.82 | 18205.34 | 19031.6 | 20268.7 | 21362.13 | 22605.03 | 24199.03 | 25560 | 26512.52 | 27398.55 | 28108.15 | 28635.67 | 28726.96 | 28188.47 | 26845.98 | 25660.09 | 24706.74 | 23152.49 | 21210.04 | 19528.99 | 547.7398 | 28726.96 | 6 | 2034
2034-06-22 | 18463.38 | 18080.59 | 17425.84 | 17261.31 | 17662.82 | 18339.09 | 19151.17 | 20425.13 | 21592.17 | 22921.27 | 24770.45 | 26313.72 | 27461.12 | 28538.21 | 29405.63 | 30045.83 | 30186.07 | 29606.46 | 28129.81 | 26809.46 | 25736.58 | 23985.97 | 21807.21 | 20045.14 | 564.1644 | 30186.07 | 6 | 2034
2034-06-23 | 18849.74 | 18552.64 | 17864.63 | 17677.45 | 18075.16 | 18769.57 | 19594.15 | 20932.13 | 22200.08 | 23745.2 | 25864.39 | 27476.47 | 28614.53 | 29608.35 | 30356.41 | 30856.58 | 30893.83 | 30274.68 | 28794.19 | 27462.08 | 26357.86 | 24576.54 | 22235.3 | 20463.32 | 580.0953 | 30893.83 | 6 | 2034
2034-06-24 | 19246.11 | 18352.44 | 17580.64 | 17218.97 | 17169.24 | 16784.95 | 16599.79 | 18370.15 | 20395.59 | 22140.46 | 23802.85 | 25500.21 | 26708.63 | 27662.36 | 28466.99 | 29021.71 | 29159.21 | 28634.55 | 27244.31 | 26060.05 | 25061.55 | 23484.53 | 21654.87 | 20046.14 | 546.3663 | 29159.21 | 6 | 2034
2034-06-25 | 18986.89 | 18031.23 | 17284.15 | 16943.73 | 16914.01 | 16550.13 | 16370.82 | 18097.3 | 20038.23 | 21679.22 | 23131.18 | 24594.55 | 25694.56 | 26571.58 | 27335.08 | 27878.77 | 28028.24 | 27541.27 | 26225.91 | 25117.41 | 24189.62 | 22866.69 | 21115.62 | 19558.13 | 530.7443 | 28028.24 | 6 | 2034
2034-06-26 | 18608.06 | 19328.67 | 18586.83 | 18349.17 | 18717.88 | 19387.92 | 20212.98 | 21647.36 | 23096.62 | 25267.65 | 27662.67 | 29431.39 | 30589.54 | 31473.38 | 32046.13 | 32348.94 | 32228.06 | 31544.45 | 30060.77 | 28715.51 | 27602.35 | 25778.31 | 23102.73 | 21296.76 | 607.0841 | 32348.94 | 6 | 2034
2034-06-27 | 20041.28 | 19636.86 | 18867.73 | 18604.41 | 18923.94 | 19534.57 | 20340.55 | 21810.01 | 23353.16 | 25777.15 | 28364.5 | 30361.04 | 31747.79 | 32870.33 | 33633.26 | 34081.41 | 34030.22 | 33304.43 | 31660.67 | 30168.01 | 28921.08 | 26958.96 | 24017.81 | 21968.63 | 628.9778 | 34081.41 | 6 | 2034
2034-06-28 | 20559.89 | 19929.46 | 19139.54 | 18858.12 | 19164.37 | 19767.01 | 20572.96 | 22077.07 | 23798.75 | 26332.72 | 29016.34 | 31063.26 | 32447.6 | 33524.56 | 34217.69 | 34589.17 | 34478.75 | 33730.26 | 32087.54 | 30592.85 | 29342.99 | 27366.33 | 24412.84 | 22253.75 | 639.3238 | 34589.17 | 6 | 2034
2034-06-29 | 20835.2 | 19185.57 | 18450.82 | 18217.12 | 18563.73 | 19200.76 | 20013.79 | 21422.71 | 22843.75 | 24907.99 | 27294.79 | 29114.55 | 30370.61 | 31410.09 | 32138.23 | 32589.5 | 32565.53 | 31890.23 | 30336.82 | 28936.3 | 27775.51 | 25906.31 | 23154.21 | 21317.03 | 608.4411 | 32589.5 | 6 | 2034
2034-06-30 | 20063.49 | 18992.93 | 18272.6 | 18057.71 | 18431.88 | 19107.64 | 19934.43 | 21327.36 | 22701.35 | 24597.98 | 26896.32 | 28653.03 | 29881.69 | 30914.67 | 31657.22 | 32122.61 | 32119.1 | 31458.54 | 29914.97 | 28522.87 | 27351.6 | 25497.04 | 22869.69 | 21050.41 | 600.3971 | 32122.61 | 6 | 2034
2034-07-01 | 19798.03 | 19360.05 | 18527.41 | 18097.69 | 18001.47 | 17610.64 | 17194.52 | 18884.27 | 20994.03 | 22873.59 | 24668.22 | 26662.08 | 28081.04 | 29202.79 | 30147.41 | 30786.31 | 30923.54 | 30328.69 | 28787.24 | 27438.83 | 26353.68 | 24552.34 | 22672.65 | 21044.55 | 572.9911 | 30923.54 | 7 | 2034
2034-07-02 | 19982.36 | 19288.66 | 18458.31 | 18031.11 | 17929.74 | 17523.34 | 17101.33 | 18791.07 | 20908.05 | 22789.9 | 24595.72 | 26717.02 | 28327.53 | 29678.98 | 30843.78 | 31665.94 | 31911.39 | 31302.29 | 29629.76 | 28158.33 | 26954.99 | 25056.19 | 22962.69 | 21267.79 | 579.8763 | 31911.39 | 7 | 2034
2034-07-03 | 20062.83 | 19730.46 | 18972.1 | 18707.54 | 19063.9 | 19760.23 | 20376.54 | 21655.79 | 23053.28 | 24858.65 | 27391.54 | 29415.43 | 30873.47 | 32117.56 | 33061.5 | 33676.06 | 33711.62 | 32987.91 | 31284.72 | 29721.8 | 28467.81 | 26383.56 | 23704.75 | 21858.91 | 620.898 | 33711.62 | 7 | 2034
2034-07-04 | 20341.95 | 16701.81 | 16032.5 | 15765.4 | 15889.28 | 15844.2 | 15608.68 | 16745.86 | 18170.79 | 19635.7 | 21017.11 | 21971.64 | 22472.44 | 22995.38 | 23592.51 | 24297.8 | 24510.54 | 23937.87 | 22968.63 | 22295.45 | 21841.48 | 20875 | 19334.21 | 17939.1 | 480.7853 | 24510.54 | 7 | 2034
2034-07-05 | 17443.12 | 18115.33 | 17475.7 | 17312.08 | 17736.58 | 18487.87 | 19116.13 | 20168.63 | 21152.18 | 22298.04 | 23584.95 | 24780.56 | 25860.91 | 26947.74 | 27899.33 | 28653.02 | 28866.88 | 28330.48 | 26885.79 | 25601.3 | 24609.12 | 23251.51 | 21350.85 | 19694.91 | 545.623 | 28866.88 | 7 | 2034
2034-07-06 | 18659.16 | 19099.37 | 18386.19 | 18159.11 | 18528.07 | 19229.98 | 19849.86 | 21029.87 | 22256.99 | 23706.07 | 25739.52 | 27543.42 | 28856.52 | 30058.43 | 31020.14 | 31710.98 | 31833.64 | 31191.64 | 29585.55 | 28137.14 | 26985.36 | 25010.73 | 22793.4 | 21022.49 | 590.3936 | 31833.64 | 7 | 2034
2034-07-07 | 19824.19 | 19909.87 | 19134.43 | 18864.81 | 19207.05 | 19908.02 | 20532.82 | 21825.5 | 23244.41 | 25167.32 | 27736.68 | 29779.47 | 31224.83 | 32446.01 | 33350.54 | 33923.22 | 33936.41 | 33208.04 | 31500.32 | 29941.5 | 28665.09 | 26565.45 | 23822.62 | 21982.47 | 625.7011 | 33936.41 | 7 | 2034
2034-07-08 | 20647.47 | 18553.3 | 17780.64 | 17403.38 | 17350.12 | 16998.17 | 16605.04 | 18189.86 | 20108.29 | 21747.46 | 23219.67 | 24554.73 | 25896.15 | 27052.76 | 28106.79 | 28892.57 | 29168.27 | 28657.93 | 27171.42 | 25899.31 | 24860.35 | 23476.58 | 21728.11 | 20155.56 | 544.2239 | 29168.27 | 7 | 2034
2034-07-09 | 19186.93 | 18081.21 | 17344 | 16997.36 | 16971.08 | 16643.83 | 16256.58 | 17779.61 | 19580.43 | 21073.36 | 22397.99 | 23513.7 | 24456.27 | 25555.51 | 26602.53 | 27416.73 | 27736.11 | 27277.57 | 25869.79 | 24678.98 | 23857.18 | 22724.47 | 21034.59 | 19518.11 | 522.5539 | 27736.11 | 7 | 2034
2034-07-10 | 18614.24 | 18747.32 | 18063.22 | 17863.29 | 18275.7 | 19026.67 | 19671.47 | 20819.49 | 21973.66 | 23325.27 | 25031 | 26734.3 | 28007.4 | 29190.68 | 30172.35 | 30888.53 | 31047.72 | 30435.33 | 28861.04 | 27447.82 | 26308.13 | 24371.25 | 22379.6 | 20633.8 | 577.8893 | 31047.72 | 7 | 2034
2034-07-11 | 19473.88 | 20566.05 | 19746.53 | 19427.53 | 19722.58 | 20371.84 | 20997.07 | 22356.28 | 23923.24 | 26430.33 | 29260.68 | 31469.65 | 32963.18 | 34146.36 | 34945.19 | 35398.47 | 35309.5 | 34533.92 | 32801.46 | 31226.26 | 29931.2 | 27775.3 | 24745.47 | 22762.52 | 650.2845 | 35398.47 | 7 | 2034
2034-07-12 | 21371.33 | 20775.05 | 19939.82 | 19607.37 | 19890.16 | 20528.47 | 21154 | 22540.37 | 24160.5 | 26855.82 | 29783.66 | 32080.73 | 33641.39 | 34869.17 | 35688.56 | 36143.4 | 36044.79 | 35246.22 | 33467.41 | 31847.97 | 30506.14 | 28302.26 | 25227.73 | 23075.03 | 662.7474 | 36143.4 | 7 | 2034
2034-07-13 | 21673.37 | 20168.76 | 19377.8 | 19083.77 | 19397.52 | 20059.57 | 20688.65 | 21999.61 | 23478.58 | 25646.5 | 28338.05 | 30473.12 | 31967.18 | 33211.84 | 34106.4 | 34665.84 | 34661.29 | 33920.14 | 32188.11 | 30620.59 | 29328.6 | 27193.79 | 24244.09 | 22375.92 | 638.8691 | 34665.84 | 7 | 2034
2034-07-14 | 21075.99 | 19803.39 | 19037.42 | 18776.41 | 19127.32 | 19843.67 | 20492.23 | 21764.95 | 23151.87 | 24983.41 | 27501.24 | 29505.95 | 30928.55 | 32139.79 | 33042.95 | 33622.32 | 33656.35 | 32950.58 | 31258.99 | 29734.05 | 28457.04 | 26369.32 | 23698.7 | 21872.53 | 622.795 | 33656.35 | 7 | 2034
2034-07-15 | 20597.14 | 18951.18 | 18150.71 | 17749.79 | 17678.11 | 17318.84 | 16944.99 | 18574.02 | 20581.49 | 22334.11 | 23917.36 | 25653.71 | 27057.13 | 28223.34 | 29244.75 | 29975.5 | 30207.93 | 29669.08 | 28139.61 | 26838.75 | 25739.79 | 24058.61 | 22276.62 | 20671.45 | 560.554 | 30207.93 | 7 | 2034
2034-07-16 | 19610.29 | 17377.93 | 16694.99 | 16395.75 | 16411.97 | 16131.55 | 15778.62 | 17203.34 | 18824.46 | 20095.29 | 21200.18 | 22141.92 | 22879.29 | 23599.53 | 24460.46 | 25329.06 | 25732.82 | 25362.55 | 24060.71 | 23313.68 | 22722.82 | 21670.81 | 20065.56 | 18629.05 | 495.6926 | 25732.82 | 7 | 2034
2034-07-17 | 17863.61 | 18278.94 | 17632.3 | 17465.12 | 17909 | 18699.69 | 19378.46 | 20456.36 | 21482.92 | 22678.9 | 24011.89 | 25403.71 | 26530 | 27616.94 | 28551.89 | 29264.19 | 29461.44 | 28917.45 | 27445.15 | 26155.54 | 25093.78 | 23569.99 | 21659.46 | 19984.38 | 555.5111 | 29461.44 | 7 | 2034
2034-07-18 | 18899.55 | 19292.41 | 18568.19 | 18332.36 | 18696.98 | 19411.8 | 20075.87 | 21267.49 | 22527.65 | 24022.02 | 26246.24 | 28096.86 | 29428.55 | 30621.47 | 31550.68 | 32201.47 | 32312.08 | 31674.58 | 30056.11 | 28627.77 | 27429.64 | 25422.39 | 23079.23 | 21300.21 | 599.1416 | 32312.08 | 7 | 2034
2034-07-19 | 20033.73 | 19481.02 | 18743.18 | 18495.54 | 18850.98 | 19559.3 | 20222.67 | 21437.26 | 22740.15 | 24303.27 | 26691.4 | 28585.84 | 29929.36 | 31106.96 | 32003.49 | 32614.24 | 32691.44 | 32037.11 | 30410.1 | 28971.5 | 27763.18 | 25739.09 | 23293.49 | 21504.27 | 607.2086 | 32691.44 | 7 | 2034
2034-07-20 | 20258.38 | 19595.52 | 18849.47 | 18594.87 | 18944.35 | 19649.4 | 20318.57 | 21546.46 | 22876.8 | 24543.49 | 26982.68 | 28923.07 | 30300.64 | 31499.43 | 32403.53 | 33012.14 | 33085 | 32421.09 | 30770.7 | 29313.88 | 28077.78 | 26027.39 | 23482.97 | 21678.55 | 613.1562 | 33085 | 7 | 2034
2034-07-21 | 20418.61 | 19448.59 | 18712.82 | 18478.22 | 18857.57 | 19615.97 | 20304.19 | 21517.4 | 22795.96 | 24317.83 | 26618.95 | 28419.53 | 29657.23 | 30711.11 | 31499.17 | 32011.15 | 32042.92 | 31402.47 | 29838.85 | 28464.18 | 27283.94 | 25305.22 | 23027.63 | 21282.78 | 602.0323 | 32042.92 | 7 | 2034
2034-07-22 | 20130.44 | 19376.53 | 18549.36 | 18125.46 | 18042.51 | 17694.96 | 17356.24 | 19022.65 | 21103.07 | 22955.33 | 24726.75 | 26632.93 | 27934.97 | 28919.74 | 29727.18 | 30254.24 | 30362.45 | 29815.28 | 28355.01 | 27139.02 | 26073.91 | 24313.96 | 22556.74 | 20978.03 | 570.1468 | 30362.45 | 7 | 2034
2034-07-23 | 19982.38 | 19678.05 | 18827.48 | 18383.6 | 18280.93 | 17912.89 | 17570.95 | 19278.94 | 21441.38 | 23393.78 | 25497.97 | 27560.33 | 28998.56 | 30092.65 | 30971.78 | 31535.07 | 31647.53 | 31061.86 | 29507.7 | 28200.55 | 27045.19 | 25195.82 | 23123.23 | 21486.04 | 586.6747 | 31647.53 | 7 | 2034
2034-07-24 | 20370.38 | 20751.7 | 19926.06 | 19604.28 | 19923.78 | 20628.08 | 21323.77 | 22702.3 | 24301.69 | 26988.19 | 29850.81 | 32050.27 | 33495.29 | 34566.92 | 35241.23 | 35564.25 | 35414.98 | 34648.28 | 32953.3 | 31446.86 | 30128.92 | 27972.99 | 24980.46 | 22951.1 | 657.7859 | 35564.25 | 7 | 2034
2034-07-25 | 21554.61 | 18682.07 | 18006.24 | 17812.67 | 18217.43 | 18981.41 | 19685.21 | 20786.97 | 21882.87 | 23176.43 | 24768.28 | 26367.7 | 27515.21 | 28590.74 | 29467.09 | 30119.27 | 30281.03 | 29729.73 | 28239.25 | 26964 | 25866.14 | 24082.88 | 22149.13 | 20459.21 | 573.3856 | 30281.03 | 7 | 2034
2034-07-26 | 19426.35 | 18960.3 | 18264.43 | 18053.53 | 18444.6 | 19199.46 | 19905.42 | 21040.71 | 22200.28 | 23574.52 | 25435.08 | 27107.88 | 28285 | 29351.68 | 30192.08 | 30795.11 | 30914.88 | 30339.22 | 28827.96 | 27532.42 | 26409.57 | 24493.12 | 22492.54 | 20783.51 | 582.0297 | 30914.88 | 7 | 2034
2034-07-27 | 19648.92 | 19239.11 | 18523.01 | 18294.74 | 18671.35 | 19416.32 | 20127.01 | 21296.11 | 22521.63 | 23978.83 | 26119 | 27883.09 | 29114.26 | 30199.8 | 31029.51 | 31603.76 | 31694.65 | 31093.63 | 29544.95 | 28215.82 | 27050.48 | 25087.99 | 22886.85 | 21150.21 | 594.391 | 31694.65 | 7 | 2034
2034-07-28 | 19996.7 | 20405.27 | 19600.34 | 19306.56 | 19636.51 | 20362.7 | 21074.24 | 22402.15 | 23907.07 | 26264.09 | 28982.29 | 31108.86 | 32550.19 | 33689.51 | 34459.25 | 34887.42 | 34832.32 | 34106.8 | 32402.39 | 30906.69 | 29563.79 | 27415.39 | 24443.35 | 22578.85 | 644.8827 | 34887.42 | 7 | 2034
2034-07-29 | 21196.71 | 19728.63 | 18876.66 | 18432.12 | 18331.06 | 17976.72 | 17668.74 | 19373.66 | 21538.78 | 23497.34 | 25652.89 | 27723.05 | 29161.93 | 30248.36 | 31111.33 | 31657.97 | 31774.36 | 31201.27 | 29647.29 | 28365.21 | 27184.84 | 25323.31 | 23216.91 | 21581.34 | 590.4705 | 31774.36 | 7 | 2034
2034-07-30 | 20473.79 | 19829.91 | 18970.77 | 18520.17 | 18414.03 | 18057.41 | 17755.55 | 19471.88 | 21660.8 | 23649.37 | 25910.45 | 28019.56 | 29486.35 | 30588.96 | 31456.14 | 31998.88 | 32110.72 | 31529.85 | 29956.72 | 28660.67 | 27456.48 | 25572.62 | 23381.4 | 21733.28 | 594.6658 | 32110.72 | 7 | 2034
2034-07-31 | 20560.7 | 19756.26 | 19006.01 | 18750.25 | 19125.76 | 19887.67 | 20627.94 | 21871.69 | 23227.78 | 25051.37 | 27510.14 | 29428.4 | 30746.55 | 31825.03 | 32598.8 | 33074.21 | 33086.56 | 32434.81 | 30829.53 | 29449 | 28197.21 | 26153.93 | 23609.98 | 21826.12 | 618.6357 | 33086.56 | 7 | 2034
2034-08-01 | 19532.28 | 18999.48 | 18099.62 | 17796.91 | 18260.23 | 19414.79 | 20259.8 | 21410.71 | 22980.53 | 24988.21 | 27343.58 | 29292.31 | 30738.66 | 31976.09 | 32895.17 | 33497.16 | 33557.25 | 32815.3 | 31160.69 | 29956 | 28699.37 | 26196.85 | 23415.97 | 21163.57 | 614.4505 | 33557.25 | 8 | 2034
2034-08-02 | 19811.08 | 20422.06 | 19418.63 | 19026.63 | 19419.31 | 20522.82 | 21368.31 | 22694.06 | 24591.85 | 27087.67 | 29895.19 | 32125.32 | 33683.67 | 34886.05 | 35666.83 | 36079.6 | 35974.39 | 35135.37 | 33401.81 | 32114.27 | 30767.87 | 28144.05 | 25156.68 | 22805.64 | 660.1992 | 36079.6 | 8 | 2034
2034-08-03 | 21283.07 | 20141.73 | 19158.98 | 18785.07 | 19191.75 | 20307.58 | 21162.61 | 22452.31 | 24286.02 | 26679.07 | 29410.94 | 31599.59 | 33155.45 | 34386.94 | 35214.59 | 35680.51 | 35620.6 | 34802.5 | 33071.26 | 31793.37 | 30447.01 | 27834.62 | 24875.84 | 22535.82 | 653.8772 | 35680.51 | 8 | 2034
2034-08-04 | 21082.22 | 19459.74 | 18528.33 | 18206.64 | 18669.31 | 19852.05 | 20728.27 | 21937.7 | 23601.18 | 25727.68 | 28221.26 | 30228.14 | 31679.35 | 32864.51 | 33702.58 | 34202.28 | 34193.98 | 33426.22 | 31758.37 | 30543.71 | 29237.98 | 26699.33 | 23881.67 | 21617.02 | 630.0495 | 34202.28 | 8 | 2034
2034-08-05 | 20279.94 | 19340.54 | 18296.02 | 17748.44 | 17644.22 | 17487.61 | 17124.31 | 18884.41 | 21514.32 | 24034.47 | 26461.28 | 28582.95 | 30123.82 | 31281 | 32172.79 | 32717.3 | 32798.78 | 32115.45 | 30520.72 | 29436.8 | 28213.08 | 25853.79 | 23353.75 | 21277.97 | 597.2638 | 32798.78 | 8 | 2034
2034-08-06 | 20062.61 | 19150.05 | 18119.96 | 17584.95 | 17491.66 | 17347.45 | 16994.98 | 18728.64 | 21311.42 | 23773.15 | 26126.07 | 28204.16 | 29722.09 | 30874.37 | 31774.59 | 32336.07 | 32438.45 | 31772.48 | 30193.88 | 29132.26 | 27919.97 | 25589.35 | 23112.72 | 21054.97 | 590.8163 | 32438.45 | 8 | 2034
2034-08-07 | 19864.13 | 20204.15 | 19221.53 | 18850.6 | 19284.34 | 20445.03 | 21344.55 | 22645.46 | 24491.56 | 26905.66 | 29639.23 | 31818.51 | 33359.32 | 34542.17 | 35320.43 | 35729.01 | 35641.66 | 34825.88 | 33108.26 | 31852.91 | 30485.99 | 27872.91 | 24931.23 | 22600.41 | 654.9849 | 35729.01 | 8 | 2034
2034-08-08 | 21082.11 | 19522.16 | 18588.42 | 18257.25 | 18703 | 19867.08 | 20766.54 | 21965.3 | 23636.35 | 25782.33 | 28304.52 | 30325.6 | 31774.12 | 32953.35 | 33774.82 | 34269.5 | 34266.16 | 33512.09 | 31856.04 | 30676.4 | 29383.54 | 26846.73 | 24020.28 | 21755.7 | 631.8894 | 34269.5 | 8 | 2034
2034-08-09 | 20385 | 19025.7 | 18129.27 | 17830.42 | 18303.29 | 19493.02 | 20405.87 | 21539.16 | 23089.85 | 25080.96 | 27415.9 | 29325.54 | 30717.79 | 31889.4 | 32739.56 | 33284.46 | 33334.39 | 32620.73 | 31004.24 | 29872.01 | 28614.5 | 26126.63 | 23384.72 | 21164.13 | 614.7765 | 33334.39 | 8 | 2034
2034-08-10 | 19824 | 17394.26 | 16620.79 | 16427.76 | 16992.02 | 18266.9 | 19208 | 20126.58 | 21274.27 | 22763.38 | 24505.78 | 25929.72 | 27060.85 | 28120.72 | 28986.53 | 29632.91 | 29815.05 | 29235.24 | 27800.62 | 26862.61 | 25778.63 | 23616.77 | 21080.57 | 19039.43 | 556.3634 | 29815.05 | 8 | 2034
2034-08-11 | 18044 | 18133.63 | 17302.81 | 17068.89 | 17605.84 | 18868.56 | 19813.53 | 20841.36 | 22181.05 | 23904.09 | 25894.64 | 27624.42 | 28953.8 | 30149.79 | 31089.72 | 31743.41 | 31900.29 | 31249.17 | 29667.83 | 28581.04 | 27333.98 | 24949.91 | 22296 | 20138.37 | 585.3361 | 31900.29 | 8 | 2034
2034-08-12 | 18835.17 | 18304.93 | 17341.01 | 16863.71 | 16822.11 | 16739.37 | 16442.09 | 18054.06 | 20419.06 | 22612.18 | 24684.05 | 26485.64 | 27875.49 | 28977.48 | 29889.14 | 30505.91 | 30692.9 | 30110.6 | 28621.95 | 27679.8 | 26531.52 | 24363.53 | 21986.5 | 20022.33 | 560.8605 | 30692.9 | 8 | 2034
2034-08-13 | 18913.24 | 18663.94 | 17673.1 | 17172.93 | 17110.93 | 17010.96 | 16716.88 | 18374.88 | 20830.11 | 23135.27 | 25324.8 | 27273.33 | 28746.54 | 29902.54 | 30837.07 | 31452.77 | 31626.48 | 31015.88 | 29469.63 | 28474 | 27265.91 | 25001.44 | 22571.76 | 20556.64 | 575.121 | 31626.48 | 8 | 2034
2034-08-14 | 19326.99 | 17809.85 | 17006.95 | 16792.02 | 17355.31 | 18638.76 | 19610.66 | 20595.83 | 21865.78 | 23499.29 | 25402.37 | 27055.64 | 28367.51 | 29562.04 | 30522.71 | 31209.11 | 31402.34 | 30780.57 | 29224.73 | 28176.09 | 26948.09 | 24613.18 | 21985.22 | 19847.05 | 577.5981 | 31402.34 | 8 | 2034
2034-08-15 | 18581.26 | 17209.67 | 16454.8 | 16278.02 | 16863.41 | 18178.5 | 19165.88 | 20043.28 | 21118.39 | 22524.56 | 24164.24 | 25445.12 | 26432.04 | 27354.03 | 28102.02 | 28663.28 | 28819.23 | 28280.29 | 26941.65 | 26118.4 | 25131.2 | 23045.44 | 20589.97 | 18625.66 | 544.1303 | 28819.23 | 8 | 2034
2034-08-16 | 17677.12 | 16907.84 | 16178.48 | 16023.93 | 16629.2 | 17965.58 | 18966.65 | 19799.7 | 20792.02 | 22095.55 | 23632.51 | 24830.13 | 25725.88 | 26619.73 | 27364.68 | 27941.55 | 28124.77 | 27617.29 | 26318.9 | 25541.8 | 24616.79 | 22570.55 | 20155.61 | 18229.88 | 532.3261 | 28124.77 | 8 | 2034
2034-08-17 | 17337.67 | 18015.7 | 17200.31 | 16972.03 | 17511.51 | 18787.17 | 19779.62 | 20760.82 | 22038.72 | 23696.65 | 25600.12 | 27203.82 | 28381.41 | 29422.37 | 30219.8 | 30777.09 | 30901.58 | 30298.47 | 28831.89 | 27888.63 | 26740.27 | 24469.16 | 21896.18 | 19818.24 | 574.5492 | 30901.58 | 8 | 2034
2034-08-18 | 18638.47 | 18486.45 | 17635.57 | 17384.89 | 17916.68 | 19203.99 | 20208.8 | 21259.03 | 22650.02 | 24446.95 | 26521.16 | 28243.04 | 29498.08 | 30567.89 | 31359.56 | 31874.26 | 31957.6 | 31313.63 | 29783.61 | 28774.22 | 27539.56 | 25157.15 | 22535.94 | 20408.68 | 593.3652 | 31957.6 | 8 | 2034
2034-08-19 | 19140.63 | 17753.12 | 16834.06 | 16396.41 | 16391.3 | 16360.45 | 16128.13 | 17653.51 | 19870.86 | 21883.44 | 23782.39 | 25415.35 | 26717.56 | 27798.84 | 28726.54 | 29386.31 | 29642.93 | 29124.94 | 27687.95 | 26833.52 | 25704.84 | 23627.79 | 21314.52 | 19409.02 | 543.5844 | 29642.93 | 8 | 2034
2034-08-20 | 18363.57 | 17826.22 | 16900.72 | 16457.97 | 16445.63 | 16405.9 | 16177.13 | 17714.29 | 19958.86 | 22002.96 | 23948.21 | 25647.22 | 27043.36 | 28208.92 | 29208.68 | 29922.7 | 30209.55 | 29681.09 | 28188.46 | 27284.79 | 26100.99 | 23957.92 | 21602.98 | 19656.67 | 548.9148 | 30209.55 | 8 | 2034
2034-08-21 | 18494.1 | 18542.08 | 17689.84 | 17433.25 | 17967.81 | 19252.31 | 20280.77 | 21339.91 | 22761.61 | 24592.37 | 26731.18 | 28530.76 | 29879.2 | 31030.74 | 31892.05 | 32458.28 | 32573.24 | 31924.19 | 30343.09 | 29297.29 | 28007.27 | 25557.56 | 22894.57 | 20721.33 | 600.1948 | 32573.24 | 8 | 2034
2034-08-22 | 19355.37 | 19894.32 | 18941.19 | 18595.18 | 19036.94 | 20240.96 | 21254.36 | 22467.36 | 24192.44 | 26451.89 | 29052.54 | 31124.49 | 32578.23 | 33719.03 | 34466.94 | 34881.91 | 34858.39 | 34123.1 | 32464.78 | 31343.88 | 29983.58 | 27405.52 | 24550.54 | 22283.02 | 643.266 | 34881.91 | 8 | 2034
2034-08-23 | 20754.53 | 18757.29 | 17888.28 | 17615.03 | 18115.95 | 19369.9 | 20400.33 | 21468.31 | 22925 | 24807.16 | 27020.33 | 28856.95 | 30208.04 | 31361.56 | 32204.3 | 32757.82 | 32865.2 | 32215.09 | 30629.17 | 29592.68 | 28303.53 | 25826.07 | 23146.27 | 20965.6 | 608.0544 | 32865.2 | 8 | 2034
2034-08-24 | 19637.99 | 19084.46 | 18193.25 | 17900.89 | 18389.33 | 19642.12 | 20687.07 | 21789.48 | 23312.12 | 25280.54 | 27597.47 | 29468.79 | 30805.63 | 31905.15 | 32672.32 | 33146.95 | 33200.73 | 32537.19 | 30960.78 | 29938.43 | 28646.97 | 26160.36 | 23460.66 | 21277.86 | 615.6965 | 33200.73 | 8 | 2034
2034-08-25 | 19917.32 | 18382.49 | 17542.68 | 17302.68 | 17845.22 | 19161.04 | 20228.6 | 21250.86 | 22607.18 | 24363.69 | 26403.71 | 28125.51 | 29404 | 30511.29 | 31339.54 | 31889.45 | 32019.81 | 31403.2 | 29858.48 | 28871.55 | 27590.3 | 25185.9 | 22565.71 | 20436.89 | 594.2071 | 32019.81 | 8 | 2034
2034-08-26 | 19147.19 | 17455.85 | 16562.78 | 16148.37 | 16166.02 | 16175.31 | 16005.52 | 17476.89 | 19608.27 | 21517.4 | 23319.33 | 24884.45 | 26119.91 | 27191.55 | 28126.66 | 28808.65 | 29111.98 | 28638.54 | 27228.69 | 26436.2 | 25322.7 | 23266.27 | 20990.17 | 19118.37 | 534.8271 | 29111.98 | 8 | 2034
2034-08-27 | 18077.24 | 17170.7 | 16300.21 | 15905.21 | 15940.82 | 15971.82 | 15819.97 | 17249.79 | 19306.3 | 21123.38 | 22832.61 | 24321.1 | 25478.01 | 26511.65 | 27438.06 | 28128.58 | 28454.17 | 28009.64 | 26638.24 | 25892.92 | 24835.98 | 22816.1 | 20578.98 | 18744.45 | 523.5459 | 28454.17 | 8 | 2034
2034-08-28 | 17721.75 | 17260.08 | 16506.59 | 16335.82 | 16943.88 | 18310.13 | 19412.63 | 20292.99 | 21397.68 | 22833.81 | 24548.66 | 26008.03 | 27233.33 | 28389.1 | 29342.69 | 30053.4 | 30328.46 | 29796.13 | 28303.15 | 27388.86 | 26155.27 | 23905.13 | 21356.7 | 19291.07 | 559.1153 | 30328.46 | 8 | 2034
2034-08-29 | 18010.78 | 17374.2 | 16610.99 | 16429.37 | 17008.36 | 18345.06 | 19441.64 | 20320.04 | 21437.18 | 22895.86 | 24635.93 | 26116.4 | 27328.21 | 28479.06 | 29415.92 | 30120.92 | 30393.52 | 29864.84 | 28378.21 | 27479.75 | 26262.8 | 24006.92 | 21453.78 | 19391.02 | 561.2008 | 30393.52 | 8 | 2034
2034-08-30 | 18113.07 | 17149.61 | 16403.41 | 16236.55 | 16827.71 | 18176.79 | 19283.74 | 20131.88 | 21195.28 | 22586.56 | 24264.58 | 25682.24 | 26880.16 | 28040.54 | 29001.91 | 29738.97 | 30042.64 | 29532.76 | 28056.27 | 27174.59 | 25963.91 | 23738.23 | 21201.03 | 19153.21 | 554.5756 | 30042.64 | 8 | 2034
2034-08-31 | 17892.78 | 16837.02 | 16116.08 | 15970.82 | 16583.16 | 17959.07 | 19086.21 | 19887.34 | 20864.49 | 22150.76 | 23717.44 | 25025.57 | 26106.95 | 27203.02 | 28126.28 | 28849.6 | 29164.33 | 28688.77 | 27272.98 | 26460.17 | 25318.01 | 23162.16 | 20681.01 | 18687.04 | 541.8111 | 29164.33 | 8 | 2034
2034-09-01 | 18754.5 | 17186.68 | 16680.59 | 16606.6 | 17133.47 | 18266.91 | 19209.17 | 19656.37 | 20319.82 | 21264.03 | 22460.11 | 23859.45 | 24965.14 | 26062.42 | 26971.14 | 27646.54 | 27757.21 | 26975.23 | 25627.28 | 25180.18 | 23401.33 | 21431.36 | 19633.65 | 18203.18 | 525.2524 | 27757.21 | 9 | 2034
2034-09-02 | 17515.15 | 16478.71 | 15929.08 | 15718.01 | 15836.88 | 15942.59 | 15909.12 | 16711.51 | 17990.43 | 19061.41 | 20052.46 | 20992.84 | 21757.59 | 22622.11 | 23610.62 | 24395.82 | 24670.95 | 24039.14 | 22845.47 | 22619.34 | 21337.11 | 19900.85 | 18380.48 | 17159.99 | 471.4777 | 24670.95 | 9 | 2034
2034-09-03 | 16667.22 | 16334.42 | 15797.73 | 15597.72 | 15730.13 | 15857.01 | 15840.68 | 16616.98 | 17846.66 | 18860.02 | 19780.69 | 20638.37 | 21317.92 | 21968.37 | 22795.37 | 23514.95 | 23766.91 | 23165.57 | 22072.38 | 21976.36 | 20876.66 | 19489.73 | 18020.71 | 16849.75 | 461.3823 | 23766.91 | 9 | 2034
2034-09-04 | 16286.1 | 17711.23 | 17037.83 | 16741.01 | 16882.77 | 17162.69 | 17278.32 | 18053.38 | 19620.91 | 21464.19 | 23754.42 | 25812.31 | 27103.21 | 28157.94 | 29046.56 | 29653.8 | 29614.19 | 28600.14 | 27051.42 | 26574.76 | 24736.33 | 22436.79 | 20642.25 | 19215.23 | 540.6378 | 29653.8 | 9 | 2034
2034-09-05 | 18437.67 | 18936.24 | 18302.02 | 18110.84 | 18524.84 | 19554.69 | 20498.12 | 21152.66 | 22237.65 | 24281.8 | 26626.2 | 28621.36 | 30091.88 | 31346.85 | 32227.22 | 32766.99 | 32714.92 | 31770.57 | 30179.94 | 29506.96 | 27488.14 | 24902.31 | 22187.01 | 20569.62 | 601.0365 | 32766.99 | 9 | 2034
2034-09-06 | 19494.83 | 18054.49 | 17486.01 | 17351.9 | 17814.7 | 18889.29 | 19851.47 | 20391.07 | 21261.9 | 22564.68 | 24549.61 | 26274.67 | 27598.44 | 28817.12 | 29747.27 | 30389.96 | 30451.31 | 29599.89 | 28112.14 | 27556.02 | 25632.7 | 23170.49 | 21021.49 | 19487.22 | 565.5687 | 30451.31 | 9 | 2034
2034-09-07 | 18596.53 | 17704.89 | 17162.99 | 17051.89 | 17535.93 | 18633.26 | 19607.68 | 20099.31 | 20880.46 | 21978 | 23714.23 | 25305.13 | 26533.39 | 27694.47 | 28603.52 | 29253.71 | 29342.48 | 28533.08 | 27111.69 | 26628.82 | 24764.05 | 22369.6 | 20491.22 | 19003.93 | 548.6003 | 29342.48 | 9 | 2034
2034-09-08 | 18191.77 | 17520.43 | 16993.41 | 16901.46 | 17415.95 | 18557.68 | 19551.4 | 20026.58 | 20758.94 | 21792.65 | 23318.48 | 24827.96 | 26004.39 | 27130.1 | 28026.06 | 28667.51 | 28765.15 | 27974.47 | 26579.3 | 26122.86 | 24258.26 | 22001.96 | 20173.15 | 18712.57 | 540.2725 | 28765.15 | 9 | 2034
2034-09-09 | 17917.08 | 17416.57 | 16802.83 | 16536.14 | 16614.19 | 16709.9 | 16727.09 | 17629.81 | 19111.63 | 20443.09 | 21679.75 | 22985.88 | 24154.99 | 25136.86 | 25983.58 | 26587.51 | 26732.43 | 26041.78 | 24790.93 | 24539.33 | 22821.99 | 21136.99 | 19559.9 | 18285.63 | 506.3459 | 26732.43 | 9 | 2034
2034-09-10 | 17690.85 | 17921.47 | 17268.37 | 16967.92 | 17011.79 | 17071.28 | 17083.02 | 18056.07 | 19678.09 | 21179.98 | 22712.56 | 24541.41 | 25957.94 | 27146.79 | 28136.35 | 28819.83 | 28983.21 | 28227.02 | 26805.66 | 26389.24 | 24508.39 | 22241.61 | 20554.29 | 19173.72 | 534.1269 | 28983.21 | 9 | 2034
2034-09-11 | 18344.71 | 18061.42 | 17495.44 | 17366.56 | 17855.19 | 18967.66 | 19973.43 | 20521.48 | 21405.25 | 22740.91 | 24750.07 | 26531.56 | 27939.35 | 29227.87 | 30219.83 | 30898.41 | 30991.07 | 30139.53 | 28597.64 | 28007.53 | 25993.57 | 23478.27 | 21228.97 | 19666.61 | 570.4023 | 30991.07 | 9 | 2034
2034-09-12 | 18647.85 | 17573.87 | 17042.6 | 16941.05 | 17431.42 | 18540.5 | 19547.47 | 20017.58 | 20771.79 | 21834.33 | 23493.35 | 25119.68 | 26431.5 | 27706.17 | 28728.79 | 29480.23 | 29649.88 | 28859 | 27381.92 | 26873.26 | 24934.55 | 22494.88 | 20559.79 | 19050.18 | 549.1116 | 29649.88 | 9 | 2034
2034-09-13 | 18148.91 | 18457.93 | 17863.22 | 17706.48 | 18153.79 | 19234.5 | 20245.17 | 20821.55 | 21776.16 | 23425.4 | 25558.64 | 27395.64 | 28774.08 | 29992.07 | 30875.82 | 31452.05 | 31476.13 | 30609.88 | 29085.49 | 28526.93 | 26529.03 | 24003.32 | 21596.42 | 20035.26 | 581.7439 | 31476.13 | 9 | 2034
2034-09-14 | 19007.9 | 17781.66 | 17236.75 | 17123.3 | 17606.02 | 18716.39 | 19738.28 | 20228.74 | 21024.39 | 22141.2 | 23983.53 | 25643.72 | 26950.95 | 28188.53 | 29154.75 | 29845.83 | 29976.51 | 29176.43 | 27702.61 | 27205.5 | 25256.36 | 22804.1 | 20780.06 | 19267.37 | 556.5409 | 29976.51 | 9 | 2034
2034-09-15 | 18362.27 | 17196.51 | 16696.4 | 16628.08 | 17164.04 | 18339.35 | 19385.24 | 19807.17 | 20454.66 | 21384.01 | 22626.42 | 24064.52 | 25228.61 | 26386.61 | 27337.35 | 28046.26 | 28223.86 | 27485.26 | 26101.04 | 25695.91 | 23808.77 | 21686.02 | 19879.8 | 18439.99 | 530.4282 | 28223.86 | 9 | 2034
2034-09-16 | 17626.74 | 16537.19 | 15990.32 | 15782.09 | 15908.11 | 16055.78 | 16129.52 | 16911.51 | 18184.58 | 19253.81 | 20258.48 | 21234.9 | 22043.72 | 23071.02 | 24091.82 | 24899.21 | 25233.8 | 24642.93 | 23411.48 | 23227.96 | 21696.36 | 20215.92 | 18684.95 | 17453.2 | 478.5454 | 25233.8 | 9 | 2034
2034-09-17 | 16841.22 | 16270.52 | 15744.28 | 15553.87 | 15696.74 | 15862.42 | 15944.34 | 16689.29 | 17892.07 | 18874.95 | 19789.15 | 20683.94 | 21430.66 | 22164.94 | 23156.08 | 23958.51 | 24307.48 | 23749.76 | 22578.3 | 22458.28 | 21178.3 | 19741.29 | 18252.76 | 17061.76 | 465.8809 | 24307.48 | 9 | 2034
2034-09-18 | 16484.76 | 15945.64 | 15548.81 | 15565.93 | 16199.63 | 17482.83 | 18584.5 | 18823.13 | 19119.69 | 19623.2 | 20299.63 | 20831.48 | 21213.23 | 21657.09 | 22069.14 | 22562.25 | 22700.91 | 22144.73 | 21437.78 | 21473.03 | 20420.12 | 19037.26 | 17509.84 | 16335.25 | 463.0699 | 22700.91 | 9 | 2034
2034-09-19 | 15961.68 | 15792.4 | 15407.44 | 15432.04 | 16052.56 | 17323.81 | 18429.83 | 18628.95 | 18867.87 | 19307.17 | 19920.76 | 20388.43 | 20705.61 | 21115.07 | 21502.81 | 21861.7 | 21978.61 | 21600.32 | 20961.45 | 21053.22 | 20050.42 | 18706.22 | 17211.62 | 16075.24 | 454.3352 | 21978.61 | 9 | 2034
2034-09-20 | 15773.38 | 16406.09 | 15969.19 | 15949.25 | 16521 | 17734.93 | 18826.58 | 19119.41 | 19548.58 | 20216.24 | 21101.25 | 21873.48 | 22661.66 | 23619.21 | 24451.69 | 25132.65 | 25359.33 | 24741.44 | 23562.62 | 23399.82 | 21828.7 | 20299.52 | 18627.67 | 17319.98 | 490.0437 | 25359.33 | 9 | 2034
2034-09-21 | 16654.88 | 16503.72 | 16059.56 | 16033.37 | 16598.88 | 17807.83 | 18904.06 | 19209.15 | 19664.89 | 20364.97 | 21288.14 | 22102.25 | 23031.79 | 24036.9 | 24903.22 | 25604.63 | 25840.4 | 25211.87 | 23995.61 | 23800.93 | 22090.29 | 20535 | 18839.97 | 17509.95 | 496.5923 | 25840.4 | 9 | 2034
2034-09-22 | 16823.77 | 16099.62 | 15690.41 | 15700.55 | 16317.82 | 17600.21 | 18727.14 | 18977.8 | 19306.47 | 19850.9 | 20583.79 | 21190.91 | 21650.39 | 22218.1 | 22892.42 | 23457.08 | 23644.28 | 23079.16 | 22044.7 | 22035.09 | 20901.37 | 19454.93 | 17882.34 | 16667 | 472.7963 | 23644.28 | 9 | 2034
2034-09-23 | 16193.89 | 15680.91 | 15214.95 | 15077.03 | 15278.53 | 15528.6 | 15681.07 | 16314.07 | 17304.25 | 18033.37 | 18656.59 | 19239.77 | 19690.59 | 20152.55 | 20655.92 | 21103.41 | 21330.97 | 21021.68 | 20387.98 | 20533.66 | 19507.54 | 18246.43 | 16942.19 | 15928.91 | 433.7049 | 21330.97 | 9 | 2034
2034-09-24 | 15660.12 | 15880.62 | 15395.8 | 15241.25 | 15427.95 | 15666.53 | 15821.97 | 16484.14 | 17534.92 | 18339.93 | 19042.14 | 19695.12 | 20196.68 | 20690.63 | 21205.84 | 21649.37 | 21865.12 | 21535.51 | 20865.76 | 20979.56 | 19916.2 | 18617.51 | 17279.78 | 16234.26 | 441.2267 | 21865.12 | 9 | 2034
2034-09-25 | 15900.94 | 17058.06 | 16576.19 | 16520.32 | 17082.74 | 18304.3 | 19433.32 | 19816.85 | 20414.7 | 21287.42 | 22416.75 | 23772.52 | 24860.19 | 25928.47 | 26798.93 | 27450.95 | 27635.78 | 26952.65 | 25636.21 | 25351.79 | 23475.76 | 21482.79 | 19721.64 | 18321.43 | 522.2007 | 27635.78 | 9 | 2034
2034-09-26 | 17449.28 | 16976.52 | 16501.8 | 16449.04 | 16998.04 | 18213.24 | 19350.45 | 19699.91 | 20247.98 | 21069.67 | 22099.33 | 23289.96 | 24215.65 | 25133.47 | 25867.9 | 26429.1 | 26577.8 | 25931.92 | 24724.89 | 24563.26 | 22793.97 | 21046.11 | 19344.95 | 18009.5 | 512.9837 | 26577.8 | 9 | 2034
2034-09-27 | 17294.44 | 16604.54 | 16177.26 | 16166.62 | 16757.76 | 18018.8 | 19175.65 | 19451.03 | 19845.55 | 20478.42 | 21300.29 | 21962.66 | 22581.18 | 23297.28 | 23897.2 | 24393.39 | 24549.19 | 23994.52 | 22964.36 | 22976.86 | 21586.26 | 20124.14 | 18533.59 | 17305.5 | 489.4365 | 24549.19 | 9 | 2034
2034-09-28 | 16767.59 | 15855.9 | 15503.41 | 15558.59 | 16212.33 | 17538.07 | 18721.67 | 18874.6 | 19025.31 | 19356.87 | 19860.47 | 20230.94 | 20468.91 | 20813.33 | 21153.3 | 21493.31 | 21644.78 | 21335.96 | 20760.74 | 20943.55 | 19957.33 | 18650.73 | 17210.2 | 16126.84 | 454.0647 | 21644.78 | 9 | 2034
2034-09-29 | 15860.6 | 15864.18 | 15527.3 | 15603.31 | 16290.52 | 17665.79 | 18875.93 | 19019.69 | 19127.52 | 19402.07 | 19836.49 | 20142.03 | 20329.17 | 20625.28 | 20931.66 | 21242.76 | 21392.75 | 21105.44 | 20558.88 | 20766.73 | 19777.54 | 18490 | 17084.99 | 16032.99 | 451.5536 | 21392.75 | 9 | 2034
2034-09-30 | 15754.55 | 15102.84 | 14701.05 | 14619.54 | 14880.96 | 15214.62 | 15442.81 | 15961.2 | 16735.23 | 17203.49 | 17540.6 | 17839.31 | 18039.41 | 18288.64 | 18640.31 | 19005.96 | 19242.42 | 19032.51 | 18577.33 | 18926.53 | 18034.03 | 16924.82 | 15782.6 | 14925.59 | 406.4164 | 19242.42 | 9 | 2034
2034-10-01 | 15384.04 | 15153.1 | 14826.79 | 14820.07 | 15154.74 | 15458.28 | 15717.09 | 16439.64 | 17227.23 | 17590.13 | 17780.93 | 17939.47 | 18012.17 | 18165.69 | 18451.62 | 18750.35 | 18910.61 | 18817.61 | 18869.07 | 19064.34 | 18139.39 | 17150.96 | 16056.06 | 15245.67 | 409.125 | 19064.34 | 10 | 2034
2034-10-02 | 15077.68 | 15964.38 | 15754.57 | 15954.05 | 16785.3 | 18225.65 | 19555.71 | 19920.17 | 19887.59 | 19899.48 | 20060.39 | 20064.93 | 19958.6 | 20038.28 | 20214.5 | 20465.18 | 20571.13 | 20451.32 | 20557.85 | 20777.31 | 19569.78 | 18469.46 | 17190.27 | 16261.34 | 451.6749 | 20777.31 | 10 | 2034
2034-10-03 | 15939.75 | 15746.6 | 15517.13 | 15694.67 | 16484.04 | 17882.79 | 19191.76 | 19471.84 | 19472.44 | 19536.66 | 19760.78 | 19822.82 | 19754.77 | 19884.51 | 20090.47 | 20362.67 | 20463.21 | 20309.73 | 20377.27 | 20580.99 | 19377.26 | 18283.93 | 16984.75 | 16042.32 | 447.0332 | 20580.99 | 10 | 2034
2034-10-04 | 15774.21 | 15634.73 | 15300.04 | 15379.19 | 16068.58 | 17366.32 | 18638.18 | 19026.22 | 19314.83 | 19815.06 | 20578.28 | 21203.83 | 21659.49 | 22246.48 | 22782.81 | 23228.37 | 23318.69 | 22936.96 | 22613.12 | 22467.63 | 20913.99 | 19248.86 | 17722.61 | 16555.79 | 469.7943 | 23318.69 | 10 | 2034
2034-10-05 | 15948.93 | 16013.24 | 15658.45 | 15720.78 | 16395.9 | 17681.83 | 18955.51 | 19383.26 | 19831.03 | 20484.59 | 21364.13 | 22085.04 | 22601.79 | 23216.78 | 23752 | 24178.78 | 24248.27 | 23845.88 | 23481.89 | 23295.02 | 21696.67 | 19896.07 | 18253.93 | 17053.21 | 485.043 | 24248.27 | 10 | 2034
2034-10-06 | 16387.29 | 16687.54 | 16327.89 | 16398.07 | 17088.63 | 18398.29 | 19722.88 | 20344.94 | 20886.2 | 21612.21 | 22581 | 23425.95 | 24083.81 | 24828.85 | 25471.77 | 25972.5 | 26102.08 | 25709.42 | 25251.91 | 24958.12 | 23232.36 | 21328.61 | 19293.16 | 18028.21 | 514.1217 | 26102.08 | 10 | 2034
2034-10-07 | 17158.06 | 16213.72 | 15759.75 | 15640.07 | 15864.06 | 16064.84 | 16327.95 | 17242.44 | 18446.5 | 19323.98 | 20242.2 | 21212.56 | 21986.16 | 22738.97 | 23474.35 | 24048.4 | 24274.17 | 23944.59 | 23536.9 | 23363.24 | 21705.8 | 19977.56 | 18469.6 | 17356.79 | 474.3727 | 24274.17 | 10 | 2034
2034-10-08 | 16652.79 | 15742.38 | 15312.66 | 15213.05 | 15456.58 | 15681.14 | 15956.26 | 16817.95 | 17928.85 | 18694.14 | 19341.14 | 20098.03 | 20752.96 | 21418.18 | 22102.16 | 22654.65 | 22883.98 | 22586.45 | 22257.57 | 22172.21 | 20588.33 | 19073.57 | 17730.47 | 16677.63 | 453.7931 | 22883.98 | 10 | 2034
2034-10-09 | 16073.8 | 15624.6 | 15314.36 | 15418.55 | 16155.86 | 17517.9 | 18843.56 | 19213.08 | 19448.14 | 19871.45 | 20527.21 | 21050.39 | 21424.23 | 21918.97 | 22387 | 22780.54 | 22872.66 | 22539.31 | 22281.41 | 22211.39 | 20674.45 | 19101.28 | 17623.3 | 16496.06 | 467.3695 | 22872.66 | 10 | 2034
2034-10-10 | 15899.12 | 15373.77 | 15112.71 | 15258.75 | 16020.35 | 17413.26 | 18762.15 | 19040.47 | 19098.9 | 19233.74 | 19531.25 | 19722.64 | 19767.4 | 19986.29 | 20242.73 | 20522.67 | 20604.81 | 20387.93 | 20361.85 | 20529.18 | 19258.67 | 18106.58 | 16770.8 | 15789.25 | 442.7953 | 20604.81 | 10 | 2034
2034-10-11 | 15449.44 | 15254.63 | 14958.21 | 15070.89 | 15798.13 | 17157.06 | 18495.55 | 18808.14 | 18961.26 | 19215.58 | 19683.77 | 20068.39 | 20298.72 | 20684.97 | 21066.4 | 21415.69 | 21500.08 | 21203.13 | 21037.3 | 21083.83 | 19639.18 | 18360.69 | 16947.02 | 15887.88 | 448.0459 | 21500.08 | 10 | 2034
2034-10-12 | 15422.7 | 15099.65 | 14807.94 | 14924.18 | 15655.65 | 17022.78 | 18369.57 | 18667.01 | 18796.87 | 19024.56 | 19405.75 | 19741.89 | 19934.25 | 20287.47 | 20643.98 | 20976.24 | 21054.47 | 20764.04 | 20622.39 | 20700.43 | 19316.29 | 18097.67 | 16704.45 | 15664.35 | 441.7046 | 21054.47 | 10 | 2034
2034-10-13 | 15254.53 | 15025.84 | 14738.92 | 14867.47 | 15622.4 | 17030.01 | 18391.88 | 18688.08 | 18795.48 | 18994.14 | 19331.98 | 19562.45 | 19708.54 | 20012.91 | 20333.01 | 20627.72 | 20690.61 | 20405.52 | 20285.66 | 20381.95 | 19067.15 | 17859.12 | 16492.96 | 15475.82 | 437.6442 | 20690.61 | 10 | 2034
2034-10-14 | 15090.11 | 14901.72 | 14525.37 | 14471.16 | 14762.46 | 15056.07 | 15390.38 | 16138.37 | 17048.26 | 17574.01 | 17957.96 | 18329.32 | 18601.7 | 18927.8 | 19328.27 | 19734.06 | 19960.01 | 19755.09 | 19626.59 | 19777.02 | 18609.4 | 17486.15 | 16295.55 | 15387.13 | 414.734 | 19960.01 | 10 | 2034
2034-10-15 | 15012.18 | 15109.2 | 14754.9 | 14722.48 | 15035.82 | 15353.2 | 15706.12 | 16438.02 | 17297.65 | 17758.53 | 18071.56 | 18372.86 | 18582.38 | 18854.1 | 19215.55 | 19568.31 | 19813.8 | 19666.48 | 19604.57 | 19815.77 | 18672.6 | 17583.22 | 16426.21 | 15551.66 | 416.9872 | 19815.77 | 10 | 2034
2034-10-16 | 15176.93 | 15354.12 | 15121.55 | 15296.97 | 16110.07 | 17573.04 | 18986.92 | 19240.36 | 19234.05 | 19284.28 | 19463.64 | 19536.16 | 19505.4 | 19645.51 | 19848.96 | 20092.69 | 20194.32 | 20036.15 | 20072.51 | 20319.16 | 19107.02 | 17982.72 | 16695.46 | 15752.43 | 439.6304 | 20319.16 | 10 | 2034
2034-10-17 | 15394.62 | 15483.87 | 15266.67 | 15454.81 | 16260.48 | 17714.85 | 19134.56 | 19358.15 | 19297.25 | 19284.71 | 19400.4 | 19393.76 | 19286.67 | 19348.02 | 19502.12 | 19735.73 | 19860.08 | 19756.74 | 19861.18 | 20181.11 | 19042.19 | 17957.98 | 16702.85 | 15799.27 | 438.4781 | 20181.11 | 10 | 2034
2034-10-18 | 15491.29 | 15892 | 15698.82 | 15911.78 | 16742.03 | 18220.92 | 19721.85 | 20006.68 | 19877.69 | 19788.34 | 19855.78 | 19778.57 | 19589.93 | 19612.83 | 19728.94 | 19954.23 | 20112.87 | 20078.77 | 20243.31 | 20612.57 | 19399.93 | 18339.62 | 17107.61 | 16228.63 | 447.995 | 20612.57 | 10 | 2034
2034-10-19 | 15900.57 | 16339.66 | 16181.21 | 16429.15 | 17294.28 | 18808.3 | 20516.86 | 20778.25 | 20556.99 | 20345.67 | 20280.73 | 20074.53 | 19770.99 | 19695.43 | 19741.91 | 19942.87 | 20138.91 | 20198.7 | 20461.37 | 20913.96 | 19752.96 | 18666.45 | 17478.79 | 16645.52 | 456.9141 | 20913.96 | 10 | 2034
2034-10-20 | 16358.21 | 17237.51 | 17111.86 | 17403.99 | 18322.41 | 20001.96 | 21954.48 | 22234.46 | 21957.59 | 21660.42 | 21499.1 | 21212.56 | 20849.56 | 20718.35 | 20729.25 | 20921.72 | 21176.11 | 21338.79 | 21660.85 | 22142.56 | 20976.84 | 19650.74 | 18446.61 | 17631.73 | 483.1977 | 22234.46 | 10 | 2034
2034-10-21 | 17252.97 | 15743.05 | 15478.8 | 15534.31 | 15937.77 | 16359.31 | 16801.07 | 17452.9 | 18092.72 | 18274.42 | 18280.78 | 18276.26 | 18209.14 | 18239.52 | 18424.79 | 18679.26 | 18920.58 | 18984.4 | 19156.13 | 19554.62 | 18613.1 | 17673.68 | 16670.71 | 15949.33 | 422.5596 | 19554.62 | 10 | 2034
2034-10-22 | 15776.63 | 15320.71 | 15048.63 | 15094.45 | 15489.58 | 15908.83 | 16351.79 | 16988.61 | 17623.65 | 17805.45 | 17808.77 | 17795.93 | 17717.79 | 17736.32 | 17910.07 | 18148.35 | 18367.47 | 18408.11 | 18578.93 | 18966.53 | 18053.73 | 17124.44 | 16135.69 | 15425.83 | 409.5863 | 18966.53 | 10 | 2034
2034-10-23 | 15264.77 | 15710.93 | 15525.82 | 15748.05 | 16610.3 | 18139.08 | 19661.44 | 19930.57 | 19775.13 | 19652.85 | 19679.88 | 19569.07 | 19382.34 | 19370.83 | 19441.69 | 19627.36 | 19777.67 | 19751.78 | 19930.26 | 20334.23 | 19173.3 | 18116.37 | 16908.46 | 16043.3 | 443.1255 | 20334.23 | 10 | 2034
2034-10-24 | 15725.24 | 15241.61 | 15031.2 | 15224.82 | 16038.77 | 17520.12 | 18989.09 | 19182.34 | 19083.86 | 19031.12 | 19103.99 | 19054.32 | 18911.04 | 18935.84 | 19026.69 | 19184.98 | 19282.75 | 19217.92 | 19323.26 | 19702.95 | 18673.24 | 17605.45 | 16383.01 | 15508.38 | 430.982 | 19702.95 | 10 | 2034
2034-10-25 | 15249.43 | 15463.84 | 15267.98 | 15476.57 | 16305.69 | 17804.68 | 19292.69 | 19490.66 | 19351.95 | 19261.91 | 19295.55 | 19209.56 | 19034.76 | 19032.66 | 19104.06 | 19256.73 | 19375.88 | 19339.47 | 19508.92 | 19933.05 | 18863.31 | 17809.65 | 16603.19 | 15744.97 | 435.0772 | 19933.05 | 10 | 2034
2034-10-26 | 15458.9 | 16139.86 | 15964.41 | 16196.09 | 17047.14 | 18565.38 | 20256.12 | 20516.35 | 20337.05 | 20186.48 | 20194.99 | 20071.3 | 19845.45 | 19835.96 | 19923.21 | 20138.35 | 20338.87 | 20371.2 | 20571.76 | 21008.94 | 19767.7 | 18635.63 | 17424.65 | 16565.1 | 455.3609 | 21008.94 | 10 | 2034
2034-10-27 | 16206.18 | 16868.33 | 16740.9 | 17029.98 | 17948.11 | 19546.82 | 21558.77 | 21802.53 | 21497.91 | 21177.34 | 20991.67 | 20682.01 | 20296.94 | 20143.49 | 20129.75 | 20296.18 | 20543.41 | 20705.44 | 21034.75 | 21569.58 | 20387.32 | 19166.17 | 18019.51 | 17223.34 | 471.5664 | 21802.53 | 10 | 2034
2034-10-28 | 16863.26 | 16179.92 | 15978.96 | 16096.61 | 16564.31 | 17067.07 | 17591.59 | 18182.62 | 18666.02 | 18650.77 | 18442.55 | 18226.53 | 17969.35 | 17833.56 | 17895.56 | 18092.68 | 18376.85 | 18571.65 | 18895.36 | 19429.73 | 18600.99 | 17760.65 | 16866.64 | 16252.5 | 425.0557 | 19429.73 | 10 | 2034
2034-10-29 | 16125.64 | 16047.85 | 15836.07 | 15942.87 | 16400.54 | 16896.45 | 17422.81 | 18017.89 | 18523.15 | 18537.52 | 18362.13 | 18179.07 | 17950.49 | 17838.65 | 17916.14 | 18117.65 | 18394.92 | 18569.8 | 18869.17 | 19387.88 | 18537.97 | 17680.26 | 16773 | 16144.94 | 422.4729 | 19387.88 | 10 | 2034
2034-10-30 | 15984.34 | 17677.72 | 17604 | 17942.37 | 18919.09 | 20873.96 | 22954.53 | 23178.25 | 22766.77 | 22297.12 | 21958.7 | 21509.49 | 21012.57 | 20754.01 | 20670.12 | 20824.73 | 21144.03 | 21448.34 | 21899.47 | 22537.6 | 21421.93 | 20163.74 | 18916.61 | 18160.6 | 492.6201 | 23178.25 | 10 | 2034
2034-10-31 | 17729.26 | 18480.42 | 18445.53 | 18822.51 | 19898.79 | 22064.23 | 24174.64 | 24374.86 | 23863.52 | 23263.06 | 22791.95 | 22214.37 | 21594.54 | 21250.72 | 21105.27 | 21263.25 | 21655.82 | 22090.51 | 22651.37 | 23382.91 | 22344.55 | 21143.83 | 19752.47 | 18992.3 | 513.3507 | 24374.86 | 10 | 2034
2034-11-01 | 18650.17 | 17962.99 | 17904.99 | 18200.46 | 18991.95 | 20814.22 | 23091.49 | 23536.03 | 23101.93 | 22530.45 | 22041.95 | 21463.67 | 20814.81 | 20396.98 | 20186.31 | 20447.99 | 21367.87 | 22404.31 | 22441 | 23265.33 | 22331.26 | 20937.15 | 19468.59 | 18745.12 | 501.097 | 23536.03 | 11 | 2034
2034-11-02 | 18248.09 | 17263.84 | 17178.01 | 17443.4 | 18206.9 | 19570.1 | 21723.34 | 22157.53 | 21782.63 | 21300.93 | 20905.18 | 20409.71 | 19827.99 | 19570.55 | 19455.72 | 19621.79 | 20394.59 | 21322.26 | 21283.29 | 22068.18 | 21093.57 | 19741.79 | 18701.28 | 17963.79 | 477.2345 | 22157.53 | 11 | 2034
2034-11-03 | 17537.93 | 16214.02 | 16072.67 | 16286.95 | 17012.73 | 18358.96 | 19679.11 | 20057.21 | 19830.74 | 19644.49 | 19537.81 | 19364.88 | 19129.49 | 18998.45 | 18936.6 | 19092.38 | 19538.56 | 20057.92 | 19840.79 | 20495.58 | 19559.28 | 18666.74 | 17588.83 | 16805.5 | 448.3076 | 20495.58 | 11 | 2034
2034-11-04 | 16409.11 | 14877.01 | 14605.46 | 14606.19 | 14877.86 | 15209.16 | 15598.83 | 16256.32 | 16889.46 | 17114.26 | 17156.22 | 17216.21 | 17209.32 | 17221.8 | 17332.78 | 17593.46 | 18078.34 | 18427.94 | 18210.02 | 18587.29 | 17878.03 | 17023.31 | 16071.23 | 15350.92 | 399.8005 | 18587.29 | 11 | 2034
2034-11-05 | 15080.15 | 15518.91 | 15312.31 | 15359.34 | 15698.97 | 16067.52 | 16187.81 | 16717.47 | 17140.1 | 17202.62 | 17146.08 | 17127.16 | 17031.12 | 16973.35 | 17087.36 | 17354.84 | 18026.8 | 18912.39 | 18776.33 | 18487.75 | 17606.89 | 16776.5 | 15931.99 | 15334.85 | 402.8586 | 18912.39 | 11 | 2034
2034-11-06 | 15290.7 | 16413.43 | 16306.13 | 16531.43 | 17299.67 | 18654.3 | 19700.91 | 19916.9 | 19588.44 | 19360.17 | 19269.06 | 19135.46 | 18924.39 | 18810.03 | 18814.35 | 19002.34 | 19614.02 | 20927.53 | 20715.54 | 20163.07 | 19150.56 | 18229.33 | 17207.73 | 16490.92 | 445.5164 | 20927.53 | 11 | 2034
2034-11-07 | 16291.79 | 16044.42 | 15916.31 | 16117.53 | 16842.22 | 18154.89 | 19187.09 | 19332.21 | 19081.15 | 18888.27 | 18840.3 | 18742.38 | 18549.83 | 18467.92 | 18490.42 | 18691.86 | 19294.06 | 20389.94 | 20128.71 | 19663.06 | 18769.19 | 17837.75 | 16803.27 | 16078.46 | 436.603 | 20389.94 | 11 | 2034
2034-11-08 | 15957.65 | 16621.8 | 16472.92 | 16658.23 | 17365.02 | 18655.6 | 19688.64 | 20008.42 | 19761.83 | 19651.37 | 19749.92 | 19805.05 | 19734.89 | 19780.42 | 19969.85 | 20408.02 | 21472.25 | 22870.16 | 22453.7 | 21726.23 | 20045.67 | 18948.39 | 17824.66 | 17014.7 | 462.6454 | 22870.16 | 11 | 2034
2034-11-09 | 16659.14 | 17408.39 | 17348.16 | 17620.81 | 18414.7 | 19824.78 | 21655.81 | 21895.22 | 21307.99 | 20731.32 | 20364.04 | 19925.27 | 19532.24 | 19345.63 | 19297.76 | 19492.21 | 20444.04 | 22129.5 | 22074.94 | 21655.93 | 20242.99 | 19210.96 | 18227.21 | 17558.77 | 472.3678 | 22129.5 | 11 | 2034
2034-11-10 | 17352.11 | 17873.72 | 17837.74 | 18142.38 | 18979.52 | 20815.56 | 22690.59 | 22929.16 | 22268.05 | 21587.12 | 21100.94 | 20552.1 | 19915.11 | 19654.25 | 19570.19 | 19741.15 | 20845.08 | 22619.57 | 22639.36 | 22272.14 | 20876.29 | 19602.88 | 18647.58 | 18005.87 | 486.5185 | 22929.16 | 11 | 2034
2034-11-11 | 17788.04 | 16861.02 | 16733.73 | 16862.87 | 17284.18 | 17738.17 | 17937.94 | 18439.93 | 18718.35 | 18586.21 | 18324.21 | 18113.96 | 17852.67 | 17654.76 | 17670.3 | 17914.79 | 18676.24 | 19741.1 | 19757.84 | 19600.92 | 18796.48 | 18042.6 | 17275.7 | 16760.39 | 433.1324 | 19757.84 | 11 | 2034
2034-11-12 | 16745.62 | 16240.19 | 16081.27 | 16177.31 | 16567.09 | 16995.59 | 17183.63 | 17688.08 | 18017.39 | 17957.22 | 17772.23 | 17635.2 | 17436.7 | 17291.47 | 17341.75 | 17590.61 | 18317.83 | 19313.69 | 19270.09 | 19074.01 | 18230.7 | 17445.04 | 16653.32 | 16110.3 | 419.1363 | 19313.69 | 11 | 2034
2034-11-13 | 16096.78 | 17024.63 | 16938.31 | 17187.19 | 17979.32 | 19366.33 | 20929.9 | 21197.23 | 20713.21 | 20270.44 | 20048.11 | 19793.39 | 19572.15 | 19451.23 | 19450.21 | 19648.09 | 20599.48 | 22188.48 | 22012.5 | 21506.81 | 19971.84 | 19006.72 | 17986.57 | 17272.73 | 466.2117 | 22188.48 | 11 | 2034
2034-11-14 | 16994.46 | 16725.9 | 16639.43 | 16883.8 | 17652.34 | 19016.58 | 20374.11 | 20595.22 | 20059.21 | 19607.13 | 19451.03 | 19254.63 | 18977.39 | 18823.53 | 18793.93 | 18982.15 | 19635.09 | 21126.23 | 20996.39 | 20555.3 | 19393.12 | 18497.5 | 17505.4 | 16824.46 | 453.3643 | 21126.23 | 11 | 2034
2034-11-15 | 16664.32 | 17034.63 | 16963.94 | 17224.93 | 18009.54 | 19389.01 | 21019.02 | 21235.81 | 20656.3 | 20100.92 | 19757.33 | 19501.61 | 19194.55 | 19015.66 | 18969.06 | 19155.06 | 19858.05 | 21508.29 | 21427.1 | 21022.95 | 19687.32 | 18805.41 | 17825.79 | 17158.5 | 461.1851 | 21508.29 | 11 | 2034
2034-11-16 | 16966.16 | 17645.51 | 17606.74 | 17901.12 | 18718.29 | 20392.08 | 22301.02 | 22508.02 | 21839.42 | 21160.44 | 20686.67 | 20150.72 | 19615.31 | 19384.84 | 19303.14 | 19484.06 | 20473.12 | 22244.56 | 22262.6 | 21934.19 | 20541.01 | 19408.45 | 18454.87 | 17816.03 | 478.7984 | 22508.02 | 11 | 2034
2034-11-17 | 17613.96 | 17533.47 | 17487.05 | 17780.54 | 18608.47 | 20201.31 | 22123.72 | 22340.38 | 21689.39 | 21032.94 | 20575.3 | 20056.44 | 19612.75 | 19386.28 | 19305.85 | 19469.97 | 20374.58 | 22118.44 | 22107.44 | 21756.21 | 20318.08 | 19258.6 | 18305.22 | 17662.05 | 476.7184 | 22340.38 | 11 | 2034
2034-11-18 | 17465.1 | 17549.28 | 17466.79 | 17642.21 | 18109.9 | 18617.27 | 18873.46 | 19353.6 | 19545.25 | 19298.38 | 18915.31 | 18592.02 | 18233.26 | 17951.91 | 17907.27 | 18134.27 | 18945.81 | 20262.47 | 20435.69 | 20317.66 | 19381.77 | 18672.27 | 17954.56 | 17489.7 | 447.1152 | 20435.69 | 11 | 2034
2034-11-19 | 17421.21 | 18910.8 | 18897.48 | 19145.58 | 19683.31 | 20535.44 | 21060.25 | 21858.3 | 22003.68 | 21323.45 | 20388.71 | 19675.46 | 19185.15 | 18793.45 | 18674.56 | 18892.43 | 19785.09 | 21931.99 | 22319.71 | 22357.36 | 21211.33 | 20121.89 | 19358.06 | 18952.62 | 482.4873 | 22357.36 | 11 | 2034
2034-11-20 | 18788.97 | 19421.22 | 19477.55 | 19890.34 | 21497.45 | 24062.6 | 26102.7 | 26294.6 | 25376.64 | 24344.65 | 23493.15 | 22612.24 | 21700.19 | 21057.88 | 20745.72 | 21005.84 | 22366.85 | 24483.57 | 24781.27 | 24657.03 | 23392.26 | 22063.52 | 20579.6 | 19754.72 | 537.9506 | 26294.6 | 11 | 2034
2034-11-21 | 19457.3 | 18384.02 | 18386.93 | 18725.14 | 19585.11 | 21922.99 | 23913.92 | 24097.04 | 23303.64 | 22456.52 | 21805.69 | 21107.3 | 20339.09 | 19833.71 | 19672.9 | 19887.48 | 21160.08 | 23094.29 | 23243 | 23032.46 | 21696.02 | 20297.19 | 19219.59 | 18621.56 | 503.243 | 24097.04 | 11 | 2034
2034-11-22 | 18426.78 | 18525.53 | 18536.31 | 18882.49 | 19750.94 | 22216.71 | 24220.54 | 24400.22 | 23584.09 | 22705.95 | 22022.45 | 21294.95 | 20501.22 | 19974.68 | 19747.69 | 20011.44 | 21299.83 | 23263.71 | 23436.46 | 23245.58 | 21919.6 | 20531.85 | 19364.98 | 18774.82 | 506.6388 | 24400.22 | 11 | 2034
2034-11-23 | 18365.97 | 17746.3 | 17710.66 | 17949.11 | 18545.56 | 19305.32 | 19842.45 | 20221.14 | 20180.94 | 19940.91 | 19588.41 | 19222.07 | 18643.01 | 18189.19 | 18025.89 | 18227.08 | 18996.34 | 20477.32 | 20703.25 | 20738.27 | 19631.74 | 18989.18 | 18334.65 | 17912.51 | 457.4873 | 20738.27 | 11 | 2034
2034-11-24 | 17819.07 | 17149.39 | 17081.82 | 17293.96 | 17876.45 | 18641.34 | 19068.21 | 19304.69 | 19329.13 | 19249.51 | 19105.99 | 18818.56 | 18298.63 | 17887.29 | 17751.03 | 17937.73 | 18662.28 | 19751 | 19872.82 | 19832.89 | 19040.41 | 18358.02 | 17685.68 | 17238.86 | 443.0548 | 19872.82 | 11 | 2034
2034-11-25 | 17312.71 | 18551.68 | 18525.32 | 18759.77 | 19284.97 | 19862.94 | 20416.3 | 21199.7 | 21367.07 | 20726.13 | 19831.61 | 19366.26 | 18897.76 | 18523.4 | 18414.02 | 18625.42 | 19504.25 | 21421.11 | 21770.15 | 21807.73 | 20620.57 | 19654.6 | 18990.3 | 18580.7 | 472.0145 | 21807.73 | 11 | 2034
2034-11-26 | 18427.84 | 18406.58 | 18373.74 | 18601.15 | 19120.29 | 19685.58 | 20133.27 | 20915.55 | 21098.61 | 20480.84 | 19688.31 | 19248.11 | 18791.49 | 18427.26 | 18324.51 | 18535.89 | 19407.42 | 21235.57 | 21564.33 | 21590.86 | 20388.92 | 19508.57 | 18840.6 | 18426.79 | 469.2221 | 21590.86 | 11 | 2034
2034-11-27 | 18324.83 | 18179.29 | 18179.97 | 18517.79 | 19399.47 | 21635.44 | 23673.37 | 23853.19 | 23068.15 | 22233.78 | 21590.35 | 20908.36 | 20167.12 | 19745.26 | 19616.39 | 19767.02 | 20955 | 22868.59 | 22995.31 | 22785.42 | 21398.08 | 19980.67 | 19042.13 | 18440.29 | 497.3253 | 23853.19 | 11 | 2034
2034-11-28 | 18207.02 | 20915.09 | 21112.15 | 21895.78 | 23580.96 | 26228 | 28367.48 | 28515.83 | 27412.55 | 26136.91 | 25031.79 | 23913.67 | 22789.17 | 21984.59 | 21556.54 | 21803.41 | 23295.5 | 25651.51 | 26144.9 | 26200.36 | 25041.89 | 23807.14 | 22416.39 | 21573.27 | 573.5819 | 28515.83 | 11 | 2034
2034-11-29 | 20930.35 | 20191.02 | 20352.98 | 21099.66 | 22749.65 | 25367.86 | 27492.27 | 27641.89 | 26592.98 | 25395.04 | 24371.91 | 23330.95 | 22272.21 | 21522.53 | 21130.6 | 21379.87 | 22831.42 | 25109.31 | 25538 | 25551.76 | 24353.52 | 23086.63 | 21671.27 | 20800.09 | 560.7638 | 27641.89 | 11 | 2034
2034-11-30 | 20338.04 | 19830.64 | 19929.49 | 20655.98 | 22287.09 | 24890.65 | 27009.26 | 27158.6 | 26138.47 | 24982.14 | 24002.96 | 23003.89 | 21980.61 | 21260.6 | 20888.02 | 21138.03 | 22567.73 | 24803.27 | 25196.71 | 25189.13 | 23967.79 | 22683.1 | 21255.19 | 20369.53 | 551.5269 | 27158.6 | 11 | 2034
2034-12-01 | 19678.46 | 20313.77 | 20245.76 | 20688.27 | 21904.77 | 23932.6 | 26027.7 | 26446.86 | 25799.62 | 24893.98 | 24126.31 | 23361.73 | 22520.2 | 21968.13 | 21741.93 | 22108.91 | 23652.25 | 25694.28 | 25507.82 | 25207.49 | 24029.48 | 22842.48 | 21394.18 | 20328.41 | 554.4154 | 26446.86 | 12 | 2034
2034-12-02 | 20074.01 | 18986.52 | 18788.17 | 18978.03 | 19569.38 | 20149.51 | 20665.25 | 21566.2 | 21997.35 | 21592.54 | 20906.31 | 20263.09 | 19550.92 | 19036.8 | 18943.5 | 19413.65 | 21050.41 | 22952.9 | 22818.13 | 22669.42 | 21662.57 | 20656.58 | 19502.5 | 18637.58 | 490.4313 | 22952.9 | 12 | 2034
2034-12-03 | 18671.48 | 21465.19 | 21392.78 | 21714.91 | 22433.37 | 23126.75 | 23719.46 | 24647.08 | 24911.17 | 24141.05 | 23151.33 | 22224.32 | 21270.79 | 20554.22 | 20325.36 | 20778.56 | 22560.83 | 24781.37 | 24896.39 | 24918.82 | 23990.84 | 23100.16 | 22044.54 | 21288.34 | 542.1091 | 24918.82 | 12 | 2034
2034-12-04 | 21110.99 | 21465 | 21460.84 | 21968.34 | 23256.02 | 25506.98 | 27723.88 | 28129.98 | 27366.94 | 26299.89 | 25327.6 | 24296.92 | 23351.29 | 22700.66 | 22410.23 | 22769.65 | 24385.22 | 26702.77 | 26650.73 | 26452.62 | 25279.38 | 24042.11 | 22641.65 | 21626.17 | 582.9259 | 28129.98 | 12 | 2034
2034-12-05 | 21337.23 | 20755.77 | 20715.61 | 21182.43 | 22410.03 | 24470.76 | 26660.02 | 27054.54 | 26343.86 | 25358.65 | 24478.29 | 23619.84 | 22722.31 | 22128.17 | 21873.44 | 22247.53 | 23834.82 | 25998.22 | 25881.92 | 25653.37 | 24460.82 | 23307.68 | 21883.93 | 20847.78 | 565.227 | 27054.54 | 12 | 2034
2034-12-06 | 20626.56 | 19553.38 | 19453.33 | 19856.94 | 21024.53 | 23003.65 | 24954.97 | 25356.09 | 24756.1 | 23962.9 | 23351.36 | 22660.09 | 21875.75 | 21376.67 | 21185.38 | 21566.46 | 23084.12 | 24972.85 | 24727.89 | 24411.75 | 23320.48 | 22114.21 | 20645.28 | 19559.17 | 537.3999 | 25356.09 | 12 | 2034
2034-12-07 | 19400.78 | 22004.2 | 22018.14 | 22543.08 | 23826.04 | 26166.41 | 28398.23 | 28795.93 | 27996.47 | 26882.38 | 25868.48 | 24782.8 | 23735.33 | 23071.62 | 22772.03 | 23149.95 | 24877.3 | 27275.71 | 27264.36 | 27105.41 | 25962.78 | 24665.94 | 23245.94 | 22244.02 | 594.0533 | 28795.93 | 12 | 2034
2034-12-08 | 21860.64 | 24124.33 | 24252.09 | 24969.89 | 26624.04 | 29190.44 | 31511.95 | 31896.21 | 30876.75 | 29452.69 | 28102.01 | 26698.03 | 25287.55 | 24304.35 | 23866.92 | 24204.83 | 26218.48 | 28901.39 | 29134.67 | 29146.48 | 28125.87 | 26950.76 | 25452.44 | 24427.49 | 645.5803 | 31896.21 | 12 | 2034
2034-12-09 | 23992.37 | 23168.87 | 23185.91 | 23602.09 | 24416.07 | 25324.31 | 26098.59 | 27105.71 | 27196 | 26158.16 | 24751.8 | 23567.65 | 22442.25 | 21581.04 | 21253.61 | 21690.53 | 23578.71 | 26196.83 | 26504.29 | 26677.75 | 25770.24 | 24831.76 | 23802.43 | 23127.17 | 586.0241 | 27196 | 12 | 2034
2034-12-10 | 23012.72 | 21841.85 | 21794.76 | 22143.26 | 22887.97 | 23613.49 | 24243.27 | 25237.22 | 25443.05 | 24569.21 | 23474.96 | 22482.95 | 21474.46 | 20710.77 | 20447.84 | 20889.23 | 22700.3 | 25011.54 | 25184.35 | 25265.92 | 24310.15 | 23443.58 | 22417.93 | 21691.72 | 554.2925 | 25443.05 | 12 | 2034
2034-12-11 | 21647 | 21233.49 | 21222.68 | 21723.25 | 23004.85 | 25219.8 | 27458.39 | 27853.85 | 27094.05 | 26036.97 | 25074.87 | 24088.5 | 23152.75 | 22509.83 | 22222.56 | 22576.69 | 24186.2 | 26458.85 | 26393.45 | 26203.67 | 25010.99 | 23802.75 | 22405.23 | 21390.04 | 577.9707 | 27853.85 | 12 | 2034
2034-12-12 | 21138.92 | 17020.68 | 16795.19 | 17067.63 | 18109.27 | 19986.67 | 21791.6 | 22141.93 | 21819.01 | 21380.81 | 21066.47 | 20655.19 | 20111.86 | 19813.91 | 19754.89 | 20147.19 | 21523.97 | 23059.3 | 22615.21 | 22192.36 | 20954.29 | 19628.67 | 18068.15 | 16877.7 | 483.7209 | 23059.3 | 12 | 2034
2034-12-13 | 16890.53 | 18662.34 | 18520.82 | 18881.3 | 20007.55 | 21959.26 | 23812.27 | 24152.41 | 23692.92 | 23063.25 | 22545.35 | 21943.16 | 21236.99 | 20802.45 | 20652.15 | 21032.46 | 22504.7 | 24227.17 | 23940.49 | 23628.41 | 22482.25 | 21235.32 | 19741.31 | 18624.35 | 514.2392 | 24227.17 | 12 | 2034
2034-12-14 | 18387.14 | 17995.33 | 17819.93 | 18145.13 | 19236.86 | 21158.49 | 22991.84 | 23335.74 | 22930.84 | 22377.98 | 21941.16 | 21414.13 | 20772.79 | 20392.29 | 20277.98 | 20662.22 | 22095.36 | 23742.51 | 23393.2 | 23037.64 | 21855.84 | 20578.07 | 19058 | 17911.79 | 501.5123 | 23742.51 | 12 | 2034
2034-12-15 | 17780.83 | 18311.76 | 18152.85 | 18499.56 | 19626.5 | 21593.24 | 23450.05 | 23801.44 | 23371.96 | 22780.38 | 22296.53 | 21726.08 | 21050.73 | 20636.51 | 20497.85 | 20862.28 | 22303.12 | 23980.57 | 23652.88 | 23306.59 | 22111.79 | 20838.86 | 19337.79 | 18207.92 | 508.1781 | 23980.57 | 12 | 2034
2034-12-16 | 18019.53 | 20394.65 | 20278.11 | 20553.42 | 21228.96 | 21898.89 | 22502.24 | 23374.93 | 23657.93 | 23054.27 | 22155.19 | 21315.55 | 20436.64 | 19781.26 | 19589.45 | 20034.63 | 21765.77 | 23855.17 | 23876.84 | 23865.82 | 22931.65 | 22001.01 | 20928.11 | 20147.77 | 517.6478 | 23876.84 | 12 | 2034
2034-12-17 | 20011.94 | 21119.31 | 21039.01 | 21352.31 | 22064.64 | 22766.6 | 23390.86 | 24260.03 | 24509.66 | 23799.91 | 22814.64 | 21894.88 | 20947.42 | 20234.81 | 20004.96 | 20446.29 | 22219.69 | 24390.18 | 24478.59 | 24514.68 | 23617.71 | 22719.62 | 21674.03 | 20924.32 | 535.1961 | 24514.68 | 12 | 2034
2034-12-18 | 20814.66 | 19949.02 | 19876.88 | 20312.79 | 21533.48 | 23576.79 | 25673.39 | 26069.2 | 25417.61 | 24516.34 | 23801.51 | 23051.21 | 22229.66 | 21682.21 | 21457.54 | 21814.6 | 23353.66 | 25337.53 | 25141.08 | 24870.35 | 23714.36 | 22521.46 | 21082.83 | 20020.4 | 547.8186 | 26069.2 | 12 | 2034
2034-12-19 | 19816.52 | 18906.42 | 18779.43 | 19154.73 | 20296.44 | 22263.08 | 24128.8 | 24501.75 | 23978.35 | 23313.08 | 22756.98 | 22120.26 | 21383.37 | 20923.28 | 20755.7 | 21131.71 | 22619.83 | 24374.02 | 24115.08 | 23825.71 | 22692.76 | 21459.87 | 19980.69 | 18879.85 | 522.1577 | 24501.75 | 12 | 2034
2034-12-20 | 18731.04 | 17637.44 | 17447.85 | 17757.56 | 18835.92 | 20749.11 | 22583.17 | 22922.86 | 22535.45 | 22009.95 | 21601.38 | 21102.15 | 20483.06 | 20121.17 | 20018.44 | 20399.83 | 21815.28 | 23430.07 | 23056 | 22689.81 | 21489.17 | 20199.69 | 18674.92 | 17522.38 | 493.8137 | 23430.07 | 12 | 2034
2034-12-21 | 17418.18 | 16594.76 | 16352.14 | 16606.24 | 17630.81 | 19495.15 | 21293.9 | 21640.61 | 21339.28 | 20934.31 | 20653.01 | 20272.1 | 19753.81 | 19476.37 | 19430.44 | 19818.7 | 21171.95 | 22667.23 | 22195.11 | 21757.88 | 20503 | 19166.09 | 17600.06 | 16401.94 | 470.1731 | 22667.23 | 12 | 2034
2034-12-22 | 16341.21 | 20534.43 | 20487.39 | 20951.72 | 22192.05 | 24259.32 | 26477.77 | 26870.85 | 26165.95 | 25190.88 | 24317.24 | 23497.1 | 22609.54 | 22017.77 | 21760.9 | 22111.24 | 23682.59 | 25792.67 | 25652.75 | 25422.5 | 24211.98 | 23039.5 | 21625.06 | 20591.25 | 555.8037 | 26870.85 | 12 | 2034
2034-12-23 | 20200.05 | 22690.29 | 22688.28 | 23084.14 | 23875.48 | 24690.75 | 25467.23 | 26467.44 | 26584.51 | 25589.15 | 24243.02 | 23148.28 | 22052.65 | 21216 | 20903.92 | 21335.9 | 23200.28 | 25710.06 | 25979.6 | 26138.61 | 25202.06 | 24275.66 | 23289.88 | 22606.61 | 570.6399 | 26584.51 | 12 | 2034
2034-12-24 | 22222.13 | 17947.28 | 17693.16 | 17744.8 | 17932.66 | 17479.29 | 16926.64 | 17984.05 | 19066.74 | 19182.13 | 18737.72 | 18150.93 | 17225.05 | 16473.02 | 16330.69 | 16826.19 | 18482.47 | 20360.38 | 20300.1 | 20403.05 | 19575.99 | 18845.76 | 18099.94 | 17516.44 | 441.5066 | 22222.13 | 12 | 2034
2034-12-25 | 17773.62 | 19040.78 | 18906 | 19197.25 | 20005.32 | 20987.54 | 21776.21 | 22298.7 | 22418.29 | 22190.67 | 21785.68 | 21122.54 | 20113.42 | 19351.79 | 19099.3 | 19500.51 | 21051.2 | 22873.76 | 22760.95 | 22731 | 21819.78 | 20895.87 | 19837.97 | 19033.05 | 496.5712 | 22873.76 | 12 | 2034
2034-12-26 | 19053.49 | 21097.94 | 21161.26 | 21662.09 | 22707.51 | 24105.71 | 25413.08 | 25899.04 | 25966.9 | 25788.29 | 25485.3 | 24868.96 | 23979.3 | 23433.33 | 23310.28 | 23778.53 | 25590.49 | 27626.66 | 27262.15 | 26809.05 | 25366.81 | 23941.1 | 22460.07 | 21367.78 | 578.1351 | 27626.66 | 12 | 2034
2034-12-27 | 20952.7 | 22964.15 | 23039.51 | 23627.96 | 25077.56 | 27570.36 | 29867.53 | 30236.42 | 29301.53 | 28007.24 | 26797.52 | 25527.78 | 24239.84 | 23459.23 | 23078.69 | 23431.24 | 25277.29 | 27832.05 | 27964 | 27928.79 | 26862.04 | 25641.82 | 24156.75 | 23226.7 | 616.0687 | 30236.42 | 12 | 2034
2034-12-28 | 22831.35 | 24799.15 | 24990.9 | 25787.92 | 27467.16 | 30048.14 | 32398.93 | 32760.2 | 31663.29 | 30139.7 | 28686.94 | 27189.71 | 25696.89 | 24627.55 | 24114.99 | 24474.72 | 26586.05 | 29370.14 | 29691.56 | 29784.79 | 28829.45 | 27702.3 | 26240.16 | 25248.51 | 661.1305 | 32760.2 | 12 | 2034
2034-12-29 | 24752.23 | 25601.82 | 25831.61 | 26673.31 | 28409.09 | 31051.92 | 33433.99 | 33804.45 | 32652.09 | 31044.72 | 29497.15 | 27911.65 | 26347.99 | 25214.25 | 24621.07 | 24998.09 | 27143.6 | 30007.02 | 30388.42 | 30513.82 | 29568.94 | 28464.36 | 27033.75 | 26073.03 | 681.0384 | 33804.45 | 12 | 2034
2034-12-30 | 25582.95 | 22287.19 | 22248.83 | 22608.54 | 23364.5 | 24099.23 | 24805.5 | 25831.22 | 26038.84 | 25162.34 | 23986.71 | 23003.98 | 22008.5 | 21258.43 | 21008.31 | 21463.9 | 23302.67 | 25743.04 | 25915.64 | 25992.17 | 24987.6 | 24035.79 | 22999.39 | 22264.71 | 570 | 26038.84 | 12 | 2034
2034-12-31 | 22222.75 | 19568.56 | 19408.82 | 19639.06 | 20271.18 | 20898.61 | 21466.9 | 22347.75 | 22702.15 | 22198.07 | 21402.35 | 20659.63 | 19863.13 | 19277.43 | 19134.08 | 19585.31 | 21265.04 | 23255.69 | 23197.12 | 23124.45 | 22146.35 | 21177.17 | 20070.64 | 19253.86 | 504.1361 | 23255.69 | 12 | 2034
2035-01-01 | 19561.79 | 16408.67 | 16144.26 | 16219.64 | 16717.66 | 17440.03 | 18135.66 | 18484.91 | 18786 | 19049.44 | 19180.22 | 19096.21 | 18648.17 | 18284.49 | 18221.88 | 18490.22 | 19180.01 | 20365.9 | 20275.69 | 20160.59 | 19159.49 | 18173.35 | 17137 | 16377.06 | 439.6983 | 20365.9 | 1 | 2035
2035-01-02 | 16562.85 | 21752.56 | 21770.13 | 22205.27 | 23248.6 | 25408.18 | 28019.74 | 28266.73 | 27309.88 | 26228.41 | 25244.1 | 24215.24 | 23458.34 | 22901.74 | 22615.9 | 22827.07 | 23783.72 | 26099.85 | 26546.94 | 26583.23 | 25259.05 | 24005.59 | 22836.85 | 22071.75 | 579.2217 | 28266.73 | 1 | 2035
2035-01-03 | 21584.84 | 20891.07 | 20864.65 | 21253.94 | 22252.23 | 23984.77 | 26428.16 | 26683.94 | 25833.67 | 24901.48 | 24118.05 | 23528.62 | 22855.32 | 22368.47 | 22129.41 | 22345.93 | 23250.88 | 25157.49 | 25483.86 | 25433.1 | 24172.54 | 23152.05 | 21949.13 | 21145.91 | 561.7695 | 26683.94 | 1 | 2035
2035-01-04 | 20886.45 | 21970.05 | 21992.85 | 22434.58 | 23482.43 | 25755.16 | 28359.96 | 28617.17 | 27658.35 | 26569.6 | 25578.01 | 24518.35 | 23677.96 | 23120.56 | 22835.74 | 23052.14 | 24018.28 | 26468.59 | 26924.62 | 26956.73 | 25639.56 | 24263.47 | 23091.02 | 22323.03 | 590.1947 | 28617.17 | 1 | 2035
2035-01-05 | 21978.84 | 19205.68 | 19092.03 | 19393.15 | 20320.36 | 21998.72 | 23665 | 23856.26 | 23427.27 | 23004.01 | 22659.74 | 22263.48 | 21757.02 | 21406.17 | 21257.33 | 21471.71 | 22264.79 | 23707.87 | 23760.12 | 23599.98 | 22558.71 | 21448.33 | 20179.78 | 19300.51 | 523.5769 | 23856.26 | 1 | 2035
2035-01-06 | 19178.94 | 17061.01 | 16789.1 | 16829.41 | 17193.41 | 17628.39 | 18140.72 | 18781.85 | 19252.26 | 19256.5 | 19030.75 | 18845.55 | 18540.69 | 18296.1 | 18308.09 | 18612.42 | 19420.8 | 20770.84 | 20754.55 | 20620.62 | 19585.8 | 18579.14 | 17515.61 | 16761.47 | 445.754 | 20770.84 | 1 | 2035
2035-01-07 | 16848.19 | 20255.24 | 20141.95 | 20349.21 | 20872.96 | 21446.26 | 22046.04 | 22673.54 | 22891.93 | 22540.32 | 21937.52 | 21399.57 | 20795.23 | 20299.94 | 20145.41 | 20432.84 | 21425.59 | 23131.15 | 23408.22 | 23476.02 | 22611.94 | 21748.97 | 20803.96 | 20182.16 | 511.8642 | 23476.02 | 1 | 2035
2035-01-08 | 19969.22 | 22187.94 | 22224.97 | 22683.83 | 23768.97 | 26208.7 | 28815.83 | 29083.61 | 28100.29 | 26970.48 | 25928.79 | 24825.61 | 23898.35 | 23313.38 | 23012.44 | 23215.12 | 24180.6 | 26700.38 | 27188.06 | 27224.55 | 25916.88 | 24467.69 | 23306.21 | 22545.73 | 595.7376 | 29083.61 | 1 | 2035
2035-01-09 | 22135.77 | 20535.56 | 20487.67 | 20854.47 | 21830.86 | 23536.31 | 25713.38 | 25983.96 | 25193.49 | 24340.55 | 23796.48 | 23258.44 | 22627.84 | 22177.71 | 21965.65 | 22189.33 | 23067.74 | 24808.35 | 25074.22 | 24963.12 | 23840.52 | 22801.81 | 21577.33 | 20752.54 | 553.5131 | 25983.96 | 1 | 2035
2035-01-10 | 20543.86 | 20012.49 | 19937.91 | 20276.4 | 21226.21 | 22906.6 | 24747.46 | 25024.13 | 24298.96 | 23751.97 | 23321.07 | 22844.13 | 22264.41 | 21857.38 | 21674.63 | 21902.56 | 22749.68 | 24283.46 | 24435.33 | 24312.21 | 23345.86 | 22282.94 | 21037.22 | 20189.61 | 539.2265 | 25024.13 | 1 | 2035
2035-01-11 | 19968.7 | 19673.97 | 19581.78 | 19901.72 | 20833.78 | 22497.02 | 24147.59 | 24397.93 | 23870.07 | 23401.47 | 23013.45 | 22576.6 | 22030.61 | 21652.06 | 21488.79 | 21719.7 | 22546.02 | 24039.58 | 24140.21 | 24010.09 | 23026.17 | 21947.52 | 20687.44 | 19824.38 | 530.9767 | 24397.93 | 1 | 2035
2035-01-12 | 19629.63 | 21660.97 | 21665.29 | 22090.76 | 23136.41 | 25205.9 | 27762.67 | 28044.51 | 27139.71 | 26117.01 | 25187.93 | 24240.85 | 23513.86 | 22979.34 | 22711.12 | 22917.83 | 23846.39 | 26103.41 | 26502.81 | 26464.51 | 25112.01 | 23887.59 | 22701.56 | 21916.89 | 580.539 | 28044.51 | 1 | 2035
2035-01-13 | 21553.88 | 19012.15 | 18832.94 | 18971.21 | 19427.86 | 19934.72 | 20477.02 | 21118.75 | 21448.18 | 21249.72 | 20808.2 | 20419.66 | 19942.06 | 19553.61 | 19472.65 | 19771.9 | 20686.25 | 22241.16 | 22395.69 | 22366.16 | 21439.57 | 20518.52 | 19518.49 | 18837.52 | 489.9979 | 22395.69 | 1 | 2035
2035-01-14 | 18874.37 | 18267.24 | 18050.23 | 18148.56 | 18567.32 | 19039.28 | 19556.05 | 20202.9 | 20593.81 | 20481.28 | 20130.89 | 19827.94 | 19422.24 | 19094.4 | 19054.4 | 19359.06 | 20229.15 | 21698.27 | 21782.36 | 21701.1 | 20734.87 | 19779.66 | 18750.02 | 18036.82 | 471.3822 | 21782.36 | 1 | 2035
2035-01-15 | 18042.37 | 20245.37 | 20179.34 | 20530.2 | 21510.5 | 23213.44 | 25159.26 | 25460.65 | 24736.8 | 24067.43 | 23625.14 | 23141.17 | 22566.46 | 22148.74 | 21962.99 | 22184.57 | 23027.47 | 24629.19 | 24831.34 | 24640.46 | 23607.28 | 22545.61 | 21297.68 | 20444.42 | 543.7979 | 25460.65 | 1 | 2035
2035-01-16 | 20113.17 | 22761.29 | 22818.29 | 23295.95 | 24400.74 | 27107.28 | 29671.43 | 29945.7 | 28919.32 | 27725.77 | 26619.25 | 25446.09 | 24232 | 23619.73 | 23303.39 | 23522.56 | 24599.54 | 27319.26 | 27872.77 | 27932.56 | 26703.71 | 25282.75 | 23861.39 | 23118.26 | 610.1922 | 29945.7 | 1 | 2035
2035-01-17 | 22697.05 | 27196.72 | 27548.07 | 28551.72 | 30485.32 | 33421.25 | 36130.97 | 36382.33 | 34938.51 | 33155.62 | 31425.13 | 29669.19 | 27927.36 | 26588.67 | 25835.17 | 26124.29 | 27914.39 | 31222.15 | 32260.72 | 32654.08 | 31706.36 | 30522.8 | 28992.96 | 28103.75 | 721.4546 | 36382.33 | 1 | 2035
2035-01-18 | 27254.44 | 26330.73 | 26637.67 | 27594.76 | 29483.33 | 32377.59 | 35055.9 | 35313.89 | 33942.7 | 32261.16 | 30637.67 | 28981.19 | 27323.95 | 26056.24 | 25350.74 | 25646.08 | 27383.96 | 30591.35 | 31547.69 | 31880.28 | 30887.74 | 29664.56 | 28099.67 | 27171.98 | 707.4753 | 35313.89 | 1 | 2035
2035-01-19 | 26600.11 | 24639.86 | 24859.45 | 25728.57 | 27545.48 | 30386.16 | 33017.13 | 33297.64 | 32072.87 | 30591.04 | 29174.26 | 27709.7 | 26219.28 | 25087.1 | 24471 | 24763.48 | 26389.45 | 29394.53 | 30179.29 | 30380.15 | 29269.06 | 27956.19 | 26326 | 25322.01 | 671.3798 | 33297.64 | 1 | 2035
2035-01-20 | 24831.53 | 23759.69 | 23811.16 | 24192.66 | 25120.32 | 26187.51 | 27157.24 | 28103.97 | 28065.72 | 27000.77 | 25530.05 | 24233.25 | 23322.92 | 22573.03 | 22254.94 | 22535.67 | 23716.08 | 26427.21 | 27287.7 | 27654.11 | 26669.92 | 25612.03 | 24399.88 | 23905.94 | 604.3533 | 28103.97 | 1 | 2035
2035-01-21 | 23747.5 | 23200.25 | 23223.05 | 23574.43 | 24233.48 | 25182.65 | 26121.91 | 27075.11 | 27106.9 | 26139.66 | 24772.08 | 23789.09 | 22933.39 | 22229.43 | 21942.43 | 22227.3 | 23374.01 | 25820.31 | 26601.57 | 26909.29 | 25882 | 24785.96 | 23822.69 | 23303.94 | 587.9984 | 27106.9 | 1 | 2035
2035-01-22 | 23149.58 | 21541.6 | 21534.21 | 21947 | 22985.76 | 24945.55 | 27421.9 | 27733.53 | 26883.92 | 25926.26 | 25063.61 | 24198.93 | 23516.74 | 23010.35 | 22769.31 | 22992.04 | 23900.82 | 26120.89 | 26482.74 | 26373.63 | 25031.97 | 23837.19 | 22624.5 | 21814.27 | 581.8063 | 27733.53 | 1 | 2035
2035-01-23 | 21588.71 | 22408.75 | 22442.09 | 22895.14 | 23951.59 | 26423.63 | 28921.17 | 29217.55 | 28261.49 | 27158.85 | 26147.14 | 25059.67 | 24020.77 | 23450.11 | 23165.25 | 23394.73 | 24363.89 | 26997.79 | 27484.3 | 27468.43 | 26220.2 | 24770.77 | 23490.4 | 22721.15 | 602.0236 | 29217.55 | 1 | 2035
2035-01-24 | 22394.02 | 23879.71 | 23984.73 | 24546.62 | 26285.6 | 29030.96 | 31578.53 | 31869.37 | 30746.06 | 29405.67 | 28141.79 | 26817.48 | 25442.33 | 24412.25 | 24022.99 | 24246 | 25756.41 | 28628.99 | 29313.18 | 29427.74 | 28298.67 | 26946.94 | 25258.3 | 24292.75 | 644.7271 | 31869.37 | 1 | 2035
2035-01-25 | 23887.6 | 23430.47 | 23512.41 | 24016.88 | 25511.6 | 28224.16 | 30746.15 | 31042.6 | 29976.01 | 28714.52 | 27534.07 | 26287.69 | 24978.3 | 24107.89 | 23773.95 | 24000.67 | 25350.22 | 28144.49 | 28764.59 | 28830.8 | 27666.89 | 26284.33 | 24568.11 | 23808.89 | 633.1633 | 31042.6 | 1 | 2035
2035-01-26 | 23513.97 | 25456.95 | 25705.84 | 26606.65 | 28451.06 | 31293.15 | 33883.15 | 34184.3 | 32930.31 | 31397.05 | 29923.85 | 28402.38 | 26863.02 | 25691.84 | 25056.64 | 25359.52 | 27014.83 | 30077.69 | 30914.82 | 31115.97 | 30059.71 | 28777.81 | 27153.16 | 26161.66 | 685.9953 | 34184.3 | 1 | 2035
2035-01-27 | 25502.63 | 22545.65 | 22528.97 | 22839.12 | 23457.47 | 24078.36 | 24806.65 | 25786.56 | 25928.13 | 25106.34 | 24031.16 | 23291.44 | 22514.26 | 21877.47 | 21639.35 | 21937.34 | 23035.35 | 25175.25 | 25845.74 | 26043.73 | 24974.55 | 24037.82 | 23140.1 | 22580.99 | 572.7044 | 26043.73 | 1 | 2035
2035-01-28 | 22529.02 | 22795.96 | 22790.22 | 23112 | 23741.09 | 24385.64 | 25236.91 | 26219.92 | 26338.93 | 25483.27 | 24259.89 | 23496.95 | 22699.94 | 22046.79 | 21798.63 | 22097.31 | 23207.46 | 25466.74 | 26167.05 | 26378.52 | 25331.45 | 24287.99 | 23396.2 | 22844.55 | 576.1124 | 26378.52 | 1 | 2035
2035-01-29 | 22691.84 | 21417.55 | 21395.4 | 21793.43 | 22815.59 | 24645.1 | 27045.13 | 27384.71 | 26589.54 | 25697.31 | 24901.73 | 24129.61 | 23480.08 | 23002.31 | 22785.18 | 23019.75 | 23907.86 | 26072.53 | 26392 | 26213.84 | 24875.49 | 23723.4 | 22487.08 | 21655.1 | 578.1216 | 27384.71 | 1 | 2035
2035-01-30 | 21435.97 | 18255.52 | 18071.99 | 18298.04 | 19133.77 | 20675.07 | 22175.89 | 22410.19 | 22123.91 | 21886.33 | 21739.59 | 21519.65 | 21158.88 | 20938.2 | 20891.38 | 21156.06 | 21868.88 | 23145.75 | 23074.35 | 22764.24 | 21723.79 | 20569.65 | 19211.46 | 18249.31 | 502.4779 | 23145.75 | 1 | 2035
2035-01-31 | 18206.2 | 21286.81 | 21245.7 | 21622.52 | 22602.25 | 24279.1 | 26638.71 | 26989.67 | 26248.89 | 25430.72 | 24720.83 | 24031.59 | 23417.31 | 22985.89 | 22801.14 | 23061.01 | 23947.4 | 26124.16 | 26390.72 | 26167.29 | 24816.57 | 23656.94 | 22392.86 | 21538.64 | 570.6029 | 26989.67 | 1 | 2035
2035-02-01 | 21156.51 | 22227.63 | 22342.8 | 22898.6 | 24198.48 | 26921.13 | 29434.66 | 29514.02 | 28330.14 | 27017.57 | 25829.83 | 24612.02 | 23461.11 | 22780.53 | 22368.21 | 22443.3 | 23114.92 | 24997.3 | 26174.3 | 26516.78 | 25445.05 | 24232.95 | 23093.48 | 22418.25 | 591.5296 | 29514.02 | 2 | 2035
2035-02-02 | 22159.7 | 21715.96 | 21802.85 | 22333.27 | 23492.3 | 26098.02 | 28592.75 | 28689.61 | 27573.24 | 26349.97 | 25251.52 | 24118.15 | 23183.94 | 22544.6 | 22159.3 | 22224.84 | 22854.74 | 24518.85 | 25614.28 | 25887.38 | 24747.58 | 23592.69 | 22533.02 | 21833.13 | 579.8717 | 28689.61 | 2 | 2035
2035-02-03 | 21637.43 | 21486.42 | 21509.59 | 21876.03 | 22559.39 | 23320.05 | 24108.39 | 24830.85 | 24768.41 | 23845.47 | 22911.18 | 22109.33 | 21292.21 | 20609.34 | 20286.34 | 20433.25 | 21190.27 | 22791.59 | 23688.5 | 24085.88 | 23321.52 | 22612.34 | 21832.81 | 21339.73 | 538.4463 | 24830.85 | 2 | 2035
2035-02-04 | 21303.62 | 21706.95 | 21739.55 | 22116.02 | 22808.58 | 23574.25 | 24457.06 | 25182.67 | 25102.69 | 24153.06 | 23112.91 | 22291.23 | 21457.17 | 20760.34 | 20428.89 | 20576.72 | 21344.11 | 22965.59 | 23879.66 | 24360.16 | 23533.19 | 22833.17 | 22058.33 | 21571.35 | 543.3173 | 25182.67 | 2 | 2035
2035-02-05 | 21513.74 | 24316.07 | 24598.69 | 25505.1 | 27315.4 | 30151.59 | 32705.94 | 32811.77 | 31470.42 | 29918.15 | 28474.41 | 27025.51 | 25588.76 | 24469.76 | 23813.68 | 23887.1 | 24948.29 | 27353.53 | 28729.26 | 29169.3 | 28201.8 | 27077.89 | 25690.26 | 24830.43 | 649.5669 | 32811.77 | 2 | 2035
2035-02-06 | 24259.08 | 25334.75 | 25655.53 | 26600.8 | 28427.8 | 31267.62 | 33825.87 | 33929.98 | 32530.98 | 30897.77 | 29375.34 | 27850.48 | 26341.03 | 25178.34 | 24473.17 | 24587.4 | 25713.92 | 28218.7 | 29666.82 | 30154.63 | 29245.1 | 28153.08 | 26780.35 | 25946.55 | 674.4151 | 33929.98 | 2 | 2035
2035-02-07 | 25418.33 | 20420.76 | 20438.14 | 20891.25 | 21962.25 | 23863.26 | 26244.46 | 26358.79 | 25407.74 | 24413.45 | 23577.31 | 22940.99 | 22236.7 | 21716.34 | 21415.27 | 21511.62 | 22066.5 | 23390.42 | 24156.66 | 24289.02 | 23302.05 | 22349.37 | 21223.67 | 20458.14 | 550.0525 | 26358.79 | 2 | 2035
2035-02-08 | 20463.19 | 21344.87 | 21406.6 | 21906.78 | 23021.86 | 25379.18 | 27784.84 | 27897.77 | 26851.86 | 25721.94 | 24726.22 | 23684.13 | 22896.73 | 22306.79 | 21960.16 | 22053.23 | 22659.11 | 24189.83 | 25227.78 | 25432.63 | 24309.09 | 23268.55 | 22174 | 21443.58 | 568.1107 | 27897.77 | 2 | 2035
2035-02-09 | 21253.4 | 20254.4 | 20256.61 | 20699.33 | 21770.69 | 23614.31 | 25935.26 | 26074.07 | 25168.53 | 24228.91 | 23509.09 | 22905.6 | 22234.28 | 21737.09 | 21452.22 | 21541.12 | 22069.79 | 23354.47 | 24034.36 | 24109.78 | 23145.53 | 22168.35 | 21027.7 | 20243.08 | 542.788 | 26074.07 | 2 | 2035
2035-02-10 | 20121.15 | 19546.4 | 19462.44 | 19717.02 | 20290.72 | 20935.39 | 21502.77 | 22050.59 | 22193.57 | 21782.99 | 21152.65 | 20597.03 | 19987.72 | 19480.77 | 19280.65 | 19452.53 | 20081.08 | 21435.42 | 22132.4 | 22306.19 | 21501.8 | 20699.72 | 19824.07 | 19229.56 | 494.7646 | 22306.19 | 2 | 2035
2035-02-11 | 19287.91 | 22038.49 | 22076.94 | 22460.72 | 23157.27 | 23973.29 | 24850.86 | 25604.85 | 25533.44 | 24583.03 | 23422.58 | 22595.04 | 21755.42 | 21055.68 | 20727.97 | 20888.13 | 21658.82 | 23287.45 | 24329.19 | 24782.1 | 23867.49 | 23176.64 | 22390.71 | 21896.61 | 549.4006 | 25604.85 | 2 | 2035
2035-02-12 | 21756.91 | 23145.9 | 23292.98 | 23899.99 | 25629.41 | 28369.28 | 30807.44 | 30938.57 | 29728.3 | 28352.74 | 27091.28 | 25801.72 | 24496.32 | 23591.43 | 23162.68 | 23243.44 | 23953.42 | 26172.27 | 27415.46 | 27726.04 | 26721.86 | 25548.99 | 24098.11 | 23375.8 | 618.3203 | 30938.57 | 2 | 2035
2035-02-13 | 23071.84 | 20718.22 | 20740.74 | 21200.28 | 22274.88 | 24275.05 | 26595.1 | 26735.46 | 25792.44 | 24797.72 | 23944.2 | 23212.83 | 22503.25 | 21980.28 | 21682.73 | 21790.49 | 22348.08 | 23677.94 | 24564.92 | 24664.55 | 23600.27 | 22655.9 | 21520.1 | 20747.96 | 555.0952 | 26735.46 | 2 | 2035
2035-02-14 | 20675.23 | 21163.97 | 21207.09 | 21688.52 | 22783.58 | 24999.99 | 27325.62 | 27467.69 | 26482.31 | 25425.93 | 24506.91 | 23574.5 | 22826.7 | 22271.98 | 21954.14 | 22061.56 | 22642.58 | 24099.54 | 25087.94 | 25217.33 | 24093.79 | 23100.12 | 21977.52 | 21220.82 | 563.8554 | 27467.69 | 2 | 2035
2035-02-15 | 21039.34 | 19251.29 | 19197.34 | 19576.82 | 20573.74 | 22321.56 | 24053.68 | 24213.17 | 23488.96 | 22947 | 22521.38 | 22052.37 | 21488.85 | 21088.75 | 20874.79 | 20995.06 | 21462.5 | 22618.94 | 23152.55 | 23120.74 | 22216.53 | 21204.33 | 20006.21 | 19166.22 | 518.6321 | 24213.17 | 2 | 2035
2035-02-16 | 19147.71 | 18550.64 | 18457.84 | 18801.43 | 19775.44 | 21512.34 | 23102.25 | 23230.62 | 22745.3 | 22293.41 | 21957.43 | 21571.55 | 21082.6 | 20740.33 | 20564.63 | 20676.98 | 21089.96 | 22153.79 | 22606.49 | 22504.81 | 21535.49 | 20478.14 | 19251.28 | 18376.1 | 502.2066 | 23230.62 | 2 | 2035
2035-02-17 | 18320.74 | 19167.55 | 19053.32 | 19277.32 | 19818.57 | 20413.37 | 20908.29 | 21481.57 | 21689.34 | 21360.06 | 20815.08 | 20334.18 | 19787.27 | 19334.63 | 19176.78 | 19365.97 | 19955.43 | 21235.41 | 21874.98 | 21974.68 | 21162.32 | 20337.23 | 19422.46 | 18789.75 | 485.0563 | 21974.68 | 2 | 2035
2035-02-18 | 18821.31 | 22382.87 | 22428.31 | 22820.31 | 23522.46 | 24458.73 | 25271.26 | 26052.86 | 25986.7 | 25030.98 | 23745.63 | 22905.78 | 22057.38 | 21352.41 | 21026.86 | 21199.32 | 21974.47 | 23612.29 | 24793.62 | 25213.54 | 24337.13 | 23528.6 | 22732.89 | 22233.26 | 557.489 | 26052.86 | 2 | 2035
2035-02-19 | 22064.97 | 23659.86 | 23822.24 | 24657.47 | 26406.51 | 29135.55 | 31515.42 | 31673.31 | 30450.19 | 29043.67 | 27748.55 | 26422.53 | 25083.81 | 24050.83 | 23563.22 | 23655.73 | 24542.97 | 26800.37 | 28080.49 | 28372.24 | 27419.91 | 26271.46 | 24815.84 | 23895.44 | 633.1526 | 31673.31 | 2 | 2035
2035-02-20 | 23584.37 | 21653.84 | 21712.45 | 22211.19 | 23320.28 | 25736.68 | 28014.84 | 28179.32 | 27177.49 | 26087.11 | 25130.9 | 24114.43 | 23224.23 | 22649.94 | 22323.79 | 22440.45 | 23036.5 | 24684.72 | 25711.44 | 25830.22 | 24755.58 | 23597.08 | 22473.21 | 21719.35 | 579.3694 | 28179.32 | 2 | 2035
2035-02-21 | 21616.39 | 17221.76 | 17057.54 | 17322.09 | 18206.17 | 19838.46 | 21343.03 | 21481.04 | 21116.37 | 20832.88 | 20680.47 | 20462.49 | 20111.57 | 19890.98 | 19801.29 | 19944.81 | 20280.82 | 21184.88 | 21513.48 | 21312.36 | 20310.04 | 19201.73 | 17907.53 | 16964.76 | 475.6029 | 21616.39 | 2 | 2035
2035-02-22 | 17101.16 | 16727.72 | 16537.17 | 16774.29 | 17631.4 | 19237.09 | 20718.59 | 20862.38 | 20542.1 | 20319.78 | 20231.91 | 20073.27 | 19772.88 | 19594.8 | 19534.26 | 19682.6 | 19987.36 | 20831.55 | 21111.39 | 20871.57 | 19845 | 18713.62 | 17397.26 | 16430.44 | 460.5296 | 21111.39 | 2 | 2035
2035-02-23 | 16461.2 | 17916.63 | 17780.88 | 18080.43 | 19009.3 | 20685.23 | 22195.49 | 22350.43 | 21950.2 | 21608.1 | 21388.13 | 21105.69 | 20703.2 | 20435.4 | 20315.29 | 20446.65 | 20805.85 | 21766.75 | 22138.35 | 21946.08 | 20955.04 | 19863.16 | 18587.29 | 17663.2 | 486.158 | 22350.43 | 2 | 2035
2035-02-24 | 17566.07 | 19398.29 | 19284.36 | 19509.72 | 20049.58 | 20621.58 | 21061.78 | 21657.49 | 21881.27 | 21564.5 | 21032.33 | 20558.87 | 20016.67 | 19570.18 | 19422.57 | 19625.86 | 20211.86 | 21485.71 | 22124.06 | 22188.57 | 21400.05 | 20579.38 | 19648.42 | 19003.4 | 489.4626 | 22188.57 | 2 | 2035
2035-02-25 | 19005.55 | 18398.71 | 18233.31 | 18404.68 | 18892.38 | 19415.6 | 19818.26 | 20422.16 | 20730.43 | 20531.39 | 20123.48 | 19765.61 | 19321.5 | 18957.48 | 18865.81 | 19076.65 | 19602.08 | 20759.38 | 21302.36 | 21295.54 | 20455.44 | 19588.84 | 18616.98 | 17927.12 | 469.5107 | 21302.36 | 2 | 2035
2035-02-26 | 18055.73 | 17533.91 | 17378.48 | 17655.72 | 18569.36 | 20215.61 | 21690.19 | 21856.81 | 21501.51 | 21217.39 | 21058.28 | 20836.15 | 20491.82 | 20262.87 | 20174.55 | 20316.98 | 20647.93 | 21555.87 | 21888.44 | 21653.16 | 20654.16 | 19548.46 | 18246.61 | 17293.71 | 480.3037 | 21888.44 | 2 | 2035
2035-02-27 | 17277.49 | 19525.75 | 19467 | 19843.35 | 20832.36 | 22537.84 | 24224.24 | 24435.59 | 23716.08 | 23174.97 | 22782.11 | 22336.04 | 21790.31 | 21408.57 | 21217.15 | 21360.42 | 21815.73 | 22950.35 | 23472.67 | 23376.66 | 22506.4 | 21496.89 | 20268.83 | 19404.41 | 521.2212 | 24435.59 | 2 | 2035
2035-02-28 | 19236.07 | 21072.97 | 21089.08 | 21544.4 | 22608.49 | 24660.38 | 26812.03 | 27020.08 | 26139.8 | 25204.44 | 24408.99 | 23579.8 | 22893.73 | 22394.95 | 22127.03 | 22264.64 | 22806.16 | 24220.75 | 25136.43 | 25119.82 | 24021.49 | 23033.89 | 21859.08 | 21055.05 | 560.3096 | 27020.08 | 2 | 2035
2035-03-01 | 20799.2 | 18602.53 | 18617.97 | 19042.06 | 20056.62 | 22063.35 | 24040.48 | 24126.8 | 23215.43 | 22366.99 | 21742.04 | 21112.67 | 20545.76 | 20112.22 | 19881.29 | 19923.89 | 20295.95 | 21107.43 | 21831.68 | 22169.08 | 21127.22 | 20162.72 | 19013.98 | 18258.62 | 500.216 | 24126.8 | 3 | 2035
2035-03-02 | 18388.52 | 17811.81 | 17781.2 | 18167.65 | 19153.62 | 20906.79 | 22733.79 | 22842.76 | 22030.36 | 21318.13 | 20934.55 | 20558.17 | 20075.67 | 19704.8 | 19517.09 | 19549.78 | 19863.81 | 20571.63 | 21070.98 | 21243.35 | 20352.35 | 19337.91 | 18158.79 | 17367.3 | 479.4408 | 22842.76 | 3 | 2035
2035-03-03 | 17454.55 | 20203.57 | 20246.91 | 20611.49 | 21277.15 | 22293.15 | 22876.05 | 23554.41 | 23452.03 | 22620.36 | 21560.73 | 20801.29 | 20092.31 | 19476.38 | 19211.81 | 19308.83 | 19897.54 | 21016.61 | 22029.05 | 22684.39 | 21811.23 | 20985.39 | 20175.53 | 19692.48 | 503.3332 | 23554.41 | 3 | 2035
2035-03-04 | 19744.63 | 20667.73 | 20731.9 | 21118.71 | 21992.84 | 23031.2 | 23615.02 | 24297.06 | 24153.8 | 23261.9 | 22137.65 | 21179.34 | 20431.96 | 19784.36 | 19500.13 | 19597.35 | 20209.45 | 21373.92 | 22568.72 | 23250.71 | 22414.38 | 21471.5 | 20650.57 | 20182.57 | 517.3674 | 24297.06 | 3 | 2035
2035-03-05 | 20282.09 | 22484.27 | 22746.2 | 23589.44 | 25281.3 | 27935.09 | 30017.47 | 30110.64 | 28842.1 | 27475.71 | 26295.28 | 25105.94 | 23887.89 | 22920.98 | 22358.14 | 22385.24 | 23160.27 | 24777.06 | 26010.39 | 26610.75 | 25731.36 | 24609.55 | 23210.27 | 22365.29 | 598.1927 | 30110.64 | 3 | 2035
2035-03-06 | 22167.96 | 21673.68 | 21888.89 | 22681.99 | 24306.08 | 26889.53 | 28926.48 | 29015.65 | 27810.47 | 26539.25 | 25463.9 | 24367.43 | 23214.93 | 22321.39 | 21804.34 | 21850.62 | 22583.51 | 24110.26 | 25270.88 | 25823.94 | 24922.39 | 23769.64 | 22334.33 | 21457.89 | 581.1954 | 29015.65 | 3 | 2035
2035-03-07 | 21408.76 | 20424.26 | 20521.15 | 21032.35 | 22451.92 | 24958.47 | 26937.72 | 27039.1 | 25968.01 | 24884.07 | 24006.38 | 23093.75 | 22097.41 | 21335.09 | 21014.59 | 21058.33 | 21600.95 | 22942.18 | 23950.81 | 24391.67 | 23407.18 | 22181.03 | 20877.78 | 20181.12 | 547.7641 | 27039.1 | 3 | 2035
2035-03-08 | 20210.07 | 20179.13 | 20261.47 | 20757.66 | 22056.91 | 24539.4 | 26491.77 | 26601.46 | 25566.54 | 24530.95 | 23703.6 | 22836.89 | 21879.47 | 21186.67 | 20896.75 | 20944.71 | 21421.74 | 22716.56 | 23688.3 | 24093.76 | 23094.76 | 21851.88 | 20622.34 | 19911.09 | 540.0439 | 26601.46 | 3 | 2035
2035-03-09 | 19933.49 | 19741.96 | 19796.01 | 20273.05 | 21368.09 | 23847.01 | 25777.49 | 25907.43 | 24932.8 | 23978.87 | 23226.53 | 22434 | 21544.53 | 21000.69 | 20735.46 | 20771.75 | 21180.26 | 22322.95 | 23220.78 | 23558.86 | 22497.67 | 21260.74 | 20131 | 19398.73 | 528.8401 | 25907.43 | 3 | 2035
2035-03-10 | 19425.08 | 18486.77 | 18432.71 | 18696.45 | 19262.2 | 19888.05 | 20195.33 | 20723.74 | 20818.44 | 20445.59 | 19916.47 | 19466.78 | 18946.45 | 18491.31 | 18341.16 | 18462.05 | 18933.23 | 19826.95 | 20493.9 | 20807.48 | 20082.11 | 19289.95 | 18392.25 | 17815.53 | 465.64 | 20818.44 | 3 | 2035
2035-03-11 | 18032.52 | 18271.76 | 18188.73 | 18446.1 | 18975.87 | 19601.26 | 20254.01 | 20908.53 | 21147.65 | 20832.93 | 20273.97 | 19774.49 | 19227.4 | 18738.18 | 18510.55 | 18585.1 | 18861.69 | 19219.13 | 19898.68 | 21096.22 | 20661.28 | 19913.81 | 18956.76 | 18296.68 | 466.6733 | 21147.65 | 3 | 2035
2035-03-12 | 18155.32 | 18898.07 | 18894.82 | 19327.5 | 20334.39 | 22429.39 | 24782.94 | 25103.09 | 24413.64 | 23659.57 | 23002.59 | 22274.2 | 21462.88 | 20962.92 | 20669.44 | 20674.33 | 20848.1 | 21122.86 | 21863.75 | 23324.85 | 22630.01 | 21370.73 | 20144.45 | 19283.76 | 515.6336 | 25103.09 | 3 | 2035
2035-03-13 | 18915.91 | 17669.07 | 17599.98 | 17962.15 | 18882.13 | 20558.93 | 22630.54 | 22949 | 22387.87 | 21821.27 | 21366.61 | 20920.96 | 20442.19 | 20075.38 | 19845.68 | 19869.93 | 19978.26 | 20119.65 | 20616.37 | 21734.38 | 21068.57 | 20102.69 | 18828.44 | 17922.5 | 484.2685 | 22949 | 3 | 2035
2035-03-14 | 17686.66 | 17596.36 | 17462.59 | 17764.21 | 18622.92 | 20231.17 | 22124.56 | 22544.46 | 22227.21 | 21965.47 | 21854.21 | 21662.69 | 21318.48 | 21143.08 | 21064.41 | 21166.96 | 21262.79 | 21291.61 | 21720.11 | 22850.65 | 21896.96 | 20641.63 | 19230.79 | 18190.43 | 493.5204 | 22850.65 | 3 | 2035
2035-03-15 | 17725.22 | 16032.65 | 15879.53 | 16153.73 | 16988.11 | 18582.86 | 20184.26 | 20429.41 | 20155.52 | 19933.14 | 19805.18 | 19607.41 | 19285.82 | 19051.19 | 18911.59 | 18947.45 | 18954.7 | 18904.49 | 19247.42 | 20133.69 | 19503.07 | 18465.06 | 17125.01 | 16146.58 | 446.1531 | 20429.41 | 3 | 2035
2035-03-16 | 15991.15 | 17333.22 | 17237.88 | 17583.32 | 18494.56 | 20172.23 | 22037.97 | 22384.87 | 21885.61 | 21399.34 | 21072.04 | 20740.51 | 20310.11 | 19976.73 | 19772.82 | 19788.73 | 19861 | 19940.79 | 20383.36 | 21325.82 | 20728.15 | 19731.02 | 18437.28 | 17509.01 | 474.0975 | 22384.87 | 3 | 2035
2035-03-17 | 17191.22 | 16497.79 | 16316.2 | 16471.1 | 16900.26 | 17417.87 | 17964.65 | 18649.14 | 19059.68 | 18978.31 | 18663.86 | 18389.95 | 18033.17 | 17705.92 | 17592.58 | 17689.62 | 17847.92 | 17977.97 | 18474.27 | 19513.12 | 18993.54 | 18160.38 | 17116.45 | 16363.53 | 427.9685 | 19513.12 | 3 | 2035
2035-03-18 | 16311.82 | 17040.98 | 16884.88 | 17066.89 | 17521.45 | 18058.32 | 18612.15 | 19297.41 | 19669.4 | 19532.48 | 19158.67 | 18828.56 | 18424.12 | 18057.29 | 17918.56 | 18014.41 | 18201.84 | 18388.34 | 18931.83 | 19998.8 | 19509.9 | 18700.4 | 17673.82 | 16940.62 | 438.7429 | 19998.8 | 3 | 2035
2035-03-19 | 16822.68 | 18533.4 | 18503.12 | 18908.44 | 19886.45 | 21754.63 | 24009.2 | 24360.9 | 23747.85 | 23090.13 | 22530.03 | 21885.46 | 21195.28 | 20771.72 | 20514.66 | 20532.39 | 20667.53 | 20872.96 | 21458.19 | 22827.4 | 22130.85 | 20987.22 | 19730.2 | 18838.88 | 504.5596 | 24360.9 | 3 | 2035
2035-03-20 | 18474.89 | 16797.14 | 16674.37 | 16981.39 | 17845.29 | 19450.79 | 21031.85 | 21355.01 | 20978.72 | 20697.32 | 20504.89 | 20244.49 | 19869.09 | 19591.22 | 19427.69 | 19469.05 | 19508.94 | 19522.1 | 19920.3 | 20821.06 | 20238.35 | 19230.3 | 17903.12 | 16942.2 | 463.4796 | 21355.01 | 3 | 2035
2035-03-21 | 16765.32 | 15444.59 | 15252.71 | 15487.51 | 16281.13 | 17822.33 | 19355.83 | 19623.66 | 19424.79 | 19300.54 | 19273.71 | 19166.77 | 18922.32 | 18754.21 | 18664.65 | 18715.01 | 18673.66 | 18531.2 | 18802.06 | 19609.82 | 18957.86 | 17888.4 | 16507.47 | 15486.83 | 432.7124 | 19623.66 | 3 | 2035
2035-03-22 | 15343.4 | 16489.56 | 16345.96 | 16631.88 | 17474.46 | 19054.85 | 20608.98 | 20877.92 | 20607.11 | 20379.09 | 20242.87 | 20034.9 | 19704.6 | 19465.65 | 19330.49 | 19380.44 | 19397.6 | 19363.65 | 19720.79 | 20581.97 | 19980.58 | 18951.51 | 17601.47 | 16616.72 | 454.1864 | 20877.92 | 3 | 2035
2035-03-23 | 16362.03 | 17917.86 | 17840.72 | 18206.97 | 19134.26 | 20802.4 | 22828.13 | 23204.57 | 22686.76 | 22161.45 | 21732.76 | 21227.92 | 20764.83 | 20406.53 | 20193.35 | 20218.83 | 20305.97 | 20418.73 | 20896.23 | 22006.78 | 21276.8 | 20303.11 | 19010.02 | 18086.24 | 487.9933 | 23204.57 | 3 | 2035
2035-03-24 | 17759.77 | 19024.83 | 18957.33 | 19234.03 | 19776.32 | 20371.92 | 20931.33 | 21783.06 | 22115.66 | 21669.01 | 20974.67 | 20453.84 | 19887.76 | 19387.67 | 19166.11 | 19263.44 | 19551.7 | 19932.35 | 20638.28 | 21943.66 | 21444.51 | 20686.08 | 19713.15 | 19043.29 | 483.7098 | 22115.66 | 3 | 2035
2035-03-25 | 18851.21 | 17699.24 | 17563.73 | 17769.16 | 18242.42 | 18773.23 | 19282.02 | 19989.57 | 20345.77 | 20176.88 | 19765.86 | 19396.62 | 18959.1 | 18567.09 | 18418.84 | 18525.71 | 18733.36 | 18959.77 | 19540.34 | 20597.3 | 20154.61 | 19367.44 | 18341.04 | 17612.33 | 455.6326 | 20597.3 | 3 | 2035
2035-03-26 | 17554.59 | 16748.27 | 16612.19 | 16908.61 | 17778.08 | 19375.04 | 20907.83 | 21216.95 | 20950.07 | 20728.94 | 20593.74 | 20389.78 | 20076.8 | 19836.27 | 19709.29 | 19757.51 | 19770.61 | 19734.95 | 20089.2 | 20915.64 | 20310.52 | 19276.8 | 17918.16 | 16919.17 | 464.079 | 21216.95 | 3 | 2035
2035-03-27 | 16709.27 | 15189.35 | 14968.52 | 15175.23 | 15938.2 | 17432.13 | 18900.25 | 19197.91 | 19066.8 | 19027.18 | 19088.43 | 19062.38 | 18888.65 | 18782.87 | 18742.3 | 18814.14 | 18742.04 | 18532.53 | 18743.3 | 19474.65 | 18805.64 | 17705.36 | 16281.32 | 15217.71 | 428.4862 | 19474.65 | 3 | 2035
2035-03-28 | 15089.69 | 16676.5 | 16489.35 | 16736.46 | 17535.76 | 19049.93 | 20530.82 | 20871.22 | 20737.43 | 20674.49 | 20721.09 | 20698.36 | 20539.53 | 20453.08 | 20434.92 | 20552.81 | 20562.07 | 20448.6 | 20680.53 | 21421.7 | 20712.7 | 19588.38 | 18130.05 | 17040.3 | 466.3758 | 21421.7 | 3 | 2035
2035-03-29 | 16638.29 | 16010.96 | 15749.89 | 15924.52 | 16651.44 | 18093.71 | 19532.93 | 19924.98 | 19960.1 | 20116.27 | 20405.36 | 20626.5 | 20688.59 | 20793.45 | 20911.46 | 21087.15 | 21054.55 | 20797.95 | 20851 | 21441.76 | 20599.24 | 19351.33 | 17777.25 | 16570.17 | 461.5589 | 21441.76 | 3 | 2035
2035-03-30 | 16133.97 | 15103.42 | 14846.06 | 15028.31 | 15773.32 | 17256.15 | 18693.06 | 19040.45 | 19000.43 | 19073.39 | 19247.8 | 19340.73 | 19280.62 | 19266.29 | 19294.8 | 19386.93 | 19292.06 | 19011.3 | 19125.26 | 19750.83 | 18994.78 | 17821.71 | 16337 | 15211.35 | 431.31 | 19750.83 | 3 | 2035
2035-03-31 | 14982.13 | 15709.99 | 15444.19 | 15516.66 | 15858.25 | 16250.57 | 16637.49 | 17400.58 | 18004.89 | 18167.91 | 18111.1 | 18078.61 | 17933.61 | 17792.19 | 17821.52 | 17979.66 | 18055.28 | 17995.55 | 18312.49 | 19141.54 | 18552.78 | 17621.62 | 16453.62 | 15576.73 | 413.399 | 19141.54 | 3 | 2035
2035-04-01 | 15519.57 | 15023.74 | 14753.53 | 14828.27 | 15271.14 | 15738.72 | 16086.79 | 16824 | 17384.18 | 17512.82 | 17424.21 | 17338.07 | 17139.29 | 17027.64 | 17114.36 | 17314.09 | 17603.06 | 17687.42 | 17526.06 | 18194.6 | 17997.5 | 17095.63 | 15976.96 | 15126.79 | 399.5084 | 18194.6 | 4 | 2035
2035-04-02 | 14935.61 | 14698.13 | 14470.89 | 14676.36 | 15539.2 | 17065.38 | 18418.4 | 18746.4 | 18636.74 | 18599.55 | 18649.16 | 18596.78 | 18407.16 | 18344.49 | 18385.13 | 18506.02 | 18643.86 | 18567.1 | 18284.41 | 18813.25 | 18527.81 | 17449.28 | 16066.85 | 15013.2 | 418.0412 | 18813.25 | 4 | 2035
2035-04-03 | 14686.64 | 16281.64 | 16129.56 | 16412.72 | 17331.84 | 18895.69 | 20895.99 | 21353.13 | 20995.95 | 20671.94 | 20461.69 | 20109.74 | 19587.77 | 19308.27 | 19235.21 | 19419.44 | 19756.99 | 19910.92 | 19723.23 | 20661.82 | 20384.74 | 18952.32 | 17629.71 | 16651.65 | 455.4486 | 21353.13 | 4 | 2035
2035-04-04 | 16234.85 | 15792.75 | 15614.64 | 15870.85 | 16763.27 | 18301 | 19988.89 | 20454.21 | 20161.11 | 19925.67 | 19808.28 | 19541.69 | 19092.81 | 18895.24 | 18877.4 | 19034.57 | 19326.77 | 19394.07 | 19135.96 | 20019.14 | 19706.8 | 18468.43 | 17124.48 | 16122.83 | 443.6557 | 20454.21 | 4 | 2035
2035-04-05 | 15788.91 | 17002.2 | 16883.15 | 17201.36 | 18153.73 | 20103.43 | 22145.14 | 22606.41 | 22177.59 | 21749.02 | 21427.25 | 20970.44 | 20358.13 | 20004.37 | 19884.72 | 20068.75 | 20461.55 | 20721.65 | 20623.17 | 21610.12 | 21392.84 | 19959.13 | 18367.42 | 17414.26 | 477.0747 | 22606.41 | 4 | 2035
2035-04-06 | 17005.17 | 17913.11 | 17832.54 | 18203.22 | 19290.6 | 21724.54 | 23799.63 | 24272.08 | 23749.18 | 23185.44 | 22707.92 | 22111.34 | 21385.16 | 20927.33 | 20740.67 | 20903.46 | 21361.22 | 21752.92 | 21758.49 | 22801.36 | 22623.54 | 21235.04 | 19370.44 | 18346.25 | 505.0006 | 24272.08 | 4 | 2035
2035-04-07 | 17902.75 | 17920.54 | 17798.25 | 18027.91 | 18618.47 | 19267.97 | 19850.72 | 20923.8 | 21397.46 | 21086.84 | 20424.63 | 19781.75 | 19047.17 | 18680.35 | 18602.99 | 18781.79 | 19312.32 | 19903.81 | 20086.75 | 21341.09 | 21340.04 | 20239.28 | 18846.92 | 18128.71 | 467.3123 | 21397.46 | 4 | 2035
2035-04-08 | 17876.58 | 18423.73 | 18319.73 | 18569.66 | 19232.92 | 20107.98 | 20696.42 | 21779.68 | 22222.83 | 21863.98 | 21152.16 | 20465.45 | 19696.33 | 19133.77 | 19016.57 | 19280.35 | 19966.91 | 20622.14 | 20846.77 | 22118.48 | 22140.42 | 21053.97 | 19590.24 | 18695.22 | 482.8723 | 22222.83 | 4 | 2035
2035-04-09 | 18396.77 | 17403.08 | 17290.81 | 17620.06 | 18597.45 | 20755.47 | 22763.68 | 23274.44 | 22881.07 | 22479.29 | 22181.84 | 21753.71 | 21186.72 | 20856.08 | 20766.02 | 20966.85 | 21370.08 | 21635.75 | 21521.8 | 22448.66 | 22218.68 | 20763.42 | 18903.36 | 17923.07 | 495.9582 | 23274.44 | 4 | 2035
2035-04-10 | 17526.47 | 16538.45 | 16388.46 | 16675.54 | 17594.98 | 19217.87 | 21180.14 | 21668.04 | 21327.37 | 21014.08 | 20810.91 | 20459.94 | 19938.6 | 19662.82 | 19601.65 | 19802.45 | 20138.36 | 20290.92 | 20108.28 | 21003.77 | 20762.07 | 19291.73 | 17881.69 | 16894.37 | 465.779 | 21668.04 | 4 | 2035
2035-04-11 | 16573.39 | 17582.87 | 17482.09 | 17821.15 | 18790.44 | 21033.87 | 23027.63 | 23515.35 | 23064.89 | 22594.03 | 22224.49 | 21719.3 | 21066.48 | 20681.84 | 20550.14 | 20748.48 | 21170.57 | 21485.01 | 21433.15 | 22411.09 | 22246.69 | 20838.9 | 18967.64 | 18018.27 | 495.0478 | 23515.35 | 4 | 2035
2035-04-12 | 17596.31 | 16121.82 | 15930.63 | 16176.94 | 17055.52 | 18553.74 | 20261.03 | 20792.26 | 20585.91 | 20446.4 | 20432.25 | 20266.41 | 19909.79 | 19776.02 | 19817.5 | 20059.77 | 20350 | 20377.83 | 20058.16 | 20825.88 | 20498.52 | 18977.6 | 17584.03 | 16536.26 | 458.9906 | 20825.88 | 4 | 2035
2035-04-13 | 16216.49 | 15187.96 | 14952.2 | 15163.03 | 16013.94 | 17505.95 | 18769.71 | 19189.48 | 19066.86 | 19049.18 | 19146.76 | 19083.46 | 18883.21 | 18836.87 | 18896.31 | 19048.29 | 19246.24 | 19125.1 | 18798.09 | 19385.59 | 18995.6 | 17911.96 | 16503.7 | 15434.56 | 430.4105 | 19385.59 | 4 | 2035
2035-04-14 | 15139.34 | 15035.27 | 14758.21 | 14827.06 | 15259.37 | 15682.52 | 15931.01 | 16695.28 | 17278.11 | 17428.68 | 17354.39 | 17269.29 | 17066.33 | 16953.8 | 17049.53 | 17256.62 | 17517.36 | 17568.48 | 17406.3 | 18023.17 | 17876.04 | 16992.29 | 15862.6 | 15003.3 | 397.2343 | 18023.17 | 4 | 2035
2035-04-15 | 14865.1 | 16480.27 | 16270.93 | 16411.72 | 16912.12 | 17391.55 | 17672.04 | 18435.93 | 18916.19 | 18919.78 | 18690 | 18460 | 18135.12 | 17921.26 | 17950.97 | 18155.43 | 18497.64 | 18701.79 | 18662.05 | 19512.81 | 19409.07 | 18456.72 | 17372.19 | 16564.26 | 428.7649 | 19512.81 | 4 | 2035
2035-04-16 | 16306.26 | 16273.52 | 16092.09 | 16350.2 | 17256.88 | 18776.27 | 20541.83 | 21097.02 | 20891.54 | 20740.4 | 20705.32 | 20519.02 | 20157.6 | 20003.05 | 20040.53 | 20274.14 | 20557.66 | 20588.4 | 20281.74 | 21025.41 | 20713.62 | 19167.07 | 17746.47 | 16694.47 | 462.8005 | 21097.02 | 4 | 2035
2035-04-17 | 16320.85 | 16186.37 | 15938.29 | 16132.63 | 16955.72 | 18381.6 | 19910.72 | 20555.68 | 20593.4 | 20753.72 | 21075.85 | 21255.26 | 21219.58 | 21368.1 | 21621.41 | 21981.65 | 22258.61 | 22137.23 | 21579.89 | 22098.32 | 21598.79 | 19860.13 | 18083 | 16907.56 | 474.7744 | 22258.61 | 4 | 2035
2035-04-18 | 16361.49 | 15357.02 | 15079.37 | 15241.18 | 16033.44 | 17433.23 | 18636.27 | 19117.1 | 19202.97 | 19438.69 | 19834.98 | 20074.55 | 20084.02 | 20267.78 | 20541.18 | 20884.44 | 21089.39 | 20859.37 | 20241.36 | 20726.59 | 20208.85 | 18651.23 | 17122.84 | 15938.91 | 448.4262 | 21089.39 | 4 | 2035
2035-04-19 | 15485.87 | 15196.26 | 14920.23 | 15082.49 | 15876.97 | 17280.74 | 18478.24 | 18895.29 | 18933.57 | 19136.21 | 19486.15 | 19654.84 | 19579.19 | 19674.03 | 19870.43 | 20151.92 | 20315.11 | 20084.01 | 19520.49 | 20056.77 | 19598.11 | 18269.41 | 16774.08 | 15621.68 | 437.9421 | 20315.11 | 4 | 2035
2035-04-20 | 15243.15 | 15187.88 | 14899.72 | 15062.22 | 15862.09 | 17284.31 | 18476.82 | 18916.47 | 18980.52 | 19203.49 | 19593.89 | 19819.13 | 19810.56 | 19962.56 | 20209.6 | 20510.75 | 20674.15 | 20410.05 | 19788.21 | 20258.34 | 19735.75 | 18326.01 | 16810.55 | 15636.32 | 440.6625 | 20674.15 | 4 | 2035
2035-04-21 | 15208.74 | 15210.86 | 14810.37 | 14765.98 | 15082.44 | 15366.39 | 15508.18 | 16434.41 | 17373.52 | 17966.01 | 18375.87 | 18769.55 | 18988.37 | 19304.2 | 19805.79 | 20294.84 | 20608.17 | 20375.4 | 19674.37 | 20118.47 | 19562.2 | 18261.17 | 16877.46 | 15768.93 | 424.5117 | 20608.17 | 4 | 2035
2035-04-22 | 15309.29 | 14907.51 | 14512.57 | 14471.68 | 14790.39 | 15075.43 | 15211.62 | 16117.51 | 17026.58 | 17583.28 | 17957.4 | 18322.66 | 18525.53 | 18764.37 | 19129.82 | 19630.46 | 19946.4 | 19708.57 | 19036.43 | 19477.21 | 18971.74 | 17854.34 | 16485.97 | 15391.44 | 414.2082 | 19946.4 | 4 | 2035
2035-04-23 | 14967.64 | 14634.19 | 14340.62 | 14484.9 | 15278.27 | 16677.19 | 17840.6 | 18272.96 | 18351.09 | 18539.25 | 18824.6 | 18991.5 | 18993.22 | 19127.26 | 19381.53 | 19674.29 | 19787.82 | 19459.58 | 18892.27 | 19280.03 | 18874.12 | 17707.14 | 16194.3 | 15014.42 | 423.5888 | 19787.82 | 4 | 2035
2035-04-24 | 14643.76 | 14535.47 | 14242.7 | 14385.58 | 15158.69 | 16531.02 | 17677.6 | 18087.33 | 18137.28 | 18297.36 | 18556.23 | 18691.74 | 18652.66 | 18745.36 | 18909.28 | 19183.85 | 19300.09 | 18983.41 | 18568.52 | 18903.3 | 18615.25 | 17473.27 | 15973.92 | 14815.49 | 417.0692 | 19300.09 | 4 | 2035
2035-04-25 | 14501.68 | 15483.92 | 15138.21 | 15237.71 | 15963.56 | 17273.83 | 18394.9 | 18919.19 | 19282.6 | 19882.43 | 20686.73 | 21344.46 | 21741.71 | 22266.2 | 22795.99 | 23283.44 | 23472.34 | 23062.76 | 22158.84 | 22336.99 | 21615.17 | 19645.8 | 17776.26 | 16437.32 | 468.702 | 23472.34 | 4 | 2035
2035-04-26 | 15735.38 | 16051.58 | 15671.15 | 15741.84 | 16436.36 | 17705.28 | 18806.74 | 19606.25 | 20186.63 | 21020.49 | 22097.77 | 23050.98 | 23730.37 | 24504.26 | 25220.94 | 25828.57 | 26059.48 | 25585.76 | 24490.85 | 24469.98 | 23573.48 | 21429.81 | 18874.91 | 17421.41 | 503.3003 | 26059.48 | 4 | 2035
2035-04-27 | 16517.1 | 15537.77 | 15172.61 | 15265.69 | 15990.85 | 17312.81 | 18423.59 | 18982.17 | 19401.25 | 20086 | 20972.86 | 21721.75 | 22209.57 | 22803.95 | 23387.65 | 23890.19 | 24068.06 | 23610.85 | 22631.53 | 22724 | 21925.39 | 19895.15 | 17908.31 | 16536.77 | 476.9759 | 24068.06 | 4 | 2035
2035-04-28 | 15805.01 | 14890.99 | 14585.91 | 14627.83 | 15028.42 | 15383.91 | 15515.13 | 16324.22 | 16981.6 | 17220.09 | 17233.3 | 17222.69 | 17082.42 | 17026.76 | 17173.14 | 17406.54 | 17627.05 | 17602.86 | 17387.02 | 17903.03 | 17768.69 | 16866.97 | 15689.36 | 14785.08 | 395.138 | 17903.03 | 4 | 2035
2035-04-29 | 14692.75 | 15000 | 14699.45 | 14746.15 | 15151.05 | 15507.56 | 15634.16 | 16445.2 | 17096.92 | 17326.39 | 17329.62 | 17309.06 | 17160.05 | 17097.28 | 17239.71 | 17473.68 | 17698.31 | 17682.94 | 17475.75 | 17993.55 | 17867.53 | 16971.14 | 15795.66 | 14894.4 | 396.2883 | 17993.55 | 4 | 2035
2035-04-30 | 14775.75 | 15305.2 | 15042.89 | 15219.71 | 16042.33 | 17447.99 | 18577.98 | 19025.88 | 19075.07 | 19250.24 | 19556.86 | 19684.99 | 19594.54 | 19672.57 | 19884.47 | 20180.82 | 20332.08 | 20089.25 | 19544.81 | 20022.4 | 19622.54 | 18313.48 | 16819.37 | 15663.95 | 438.7452 | 20332.08 | 4 | 2035
2035-05-01 | 14802.86 | 14959 | 14559.79 | 14633.65 | 15373.69 | 16692.55 | 17928.41 | 18618.28 | 18981.82 | 19448.9 | 20047.88 | 20452.91 | 20677.94 | 20988.63 | 21379.41 | 21835.02 | 22088.01 | 21863.47 | 21053.77 | 20863.53 | 20556.9 | 19274.91 | 17465.98 | 15977.87 | 450.5252 | 22088.01 | 5 | 2035
2035-05-02 | 15261.57 | 15490.28 | 15031.47 | 15053.4 | 15738.68 | 16991.1 | 18194.9 | 18984.87 | 19551.44 | 20264.39 | 21146.64 | 21972.39 | 22579.16 | 23245.58 | 23884.41 | 24473.18 | 24755.87 | 24429.55 | 23360.67 | 22896.87 | 22315.02 | 20699.95 | 18718.62 | 17063.63 | 482.1036 | 24755.87 | 5 | 2035
2035-05-03 | 16020.94 | 15134.27 | 14756.24 | 14850.58 | 15610.46 | 16943.22 | 18173.54 | 18851.09 | 19166.27 | 19569.55 | 20096.05 | 20425.4 | 20580.73 | 20831.2 | 21145.61 | 21580.2 | 21840.08 | 21658.34 | 20934.45 | 20782.64 | 20526.16 | 19286.79 | 17512.4 | 16060.04 | 452.3363 | 21840.08 | 5 | 2035
2035-05-04 | 15405.09 | 15311.25 | 14978.32 | 15126.85 | 15948.22 | 17359.17 | 18612.78 | 19255.25 | 19443.1 | 19684.62 | 20014.99 | 20146.67 | 20125.26 | 20211.66 | 20408.01 | 20705.62 | 20926.59 | 20849.3 | 20325.68 | 20274.64 | 20101.73 | 18957.48 | 17286.49 | 15935.23 | 447.394 | 20926.59 | 5 | 2035
2035-05-05 | 15380.2 | 15690.48 | 15356.26 | 15393.03 | 15794.17 | 16064.29 | 16216.46 | 17274.64 | 18106.85 | 18401.96 | 18439.69 | 18383.84 | 18220.47 | 18126.88 | 18288.42 | 18630.25 | 19017.47 | 19178.07 | 18901.79 | 19102.22 | 19138.35 | 18283.98 | 16982.08 | 15925.82 | 420.2977 | 19178.07 | 5 | 2035
2035-05-06 | 15614.78 | 15327 | 14974.34 | 14991.78 | 15374.07 | 15626.27 | 15763.74 | 16824.74 | 17686.9 | 18023.8 | 18105.36 | 18089.79 | 17960.62 | 17895.67 | 18076.63 | 18420.69 | 18785.47 | 18903.95 | 18594.13 | 18769.16 | 18788.22 | 17918.35 | 16602.27 | 15530.4 | 412.6481 | 18903.95 | 5 | 2035
2035-05-07 | 15259.66 | 14453.26 | 14106.62 | 14227.26 | 15033.76 | 16416.16 | 17637.11 | 18265.12 | 18471.53 | 18738.92 | 19096.63 | 19240.31 | 19230.55 | 19313.92 | 19509.97 | 19791.06 | 19958.08 | 19815.12 | 19279.37 | 19222.21 | 19078.63 | 17954 | 16291.87 | 14939.58 | 425.3307 | 19958.08 | 5 | 2035
2035-05-08 | 14538.34 | 14912.05 | 14496.23 | 14553.99 | 15275.79 | 16559.12 | 17738.22 | 18454.3 | 18864.82 | 19387.6 | 20044.58 | 20502.63 | 20774.23 | 21126.31 | 21582.31 | 22059.91 | 22291.59 | 22018.48 | 21148.17 | 20899.04 | 20587.63 | 19287.47 | 17445.66 | 15927.26 | 450.4757 | 22291.59 | 5 | 2035
2035-05-09 | 15203.89 | 15710.28 | 15229.02 | 15231 | 15894.2 | 17105.51 | 18252.53 | 19089.23 | 19734.22 | 20539.44 | 21573.7 | 22523.68 | 23227.01 | 23974.63 | 24674.8 | 25298.38 | 25568.05 | 25192.14 | 24054.51 | 23492.18 | 22876.7 | 21133.07 | 19093.77 | 17385.02 | 492.057 | 25568.05 | 5 | 2035
2035-05-10 | 16286.22 | 15334 | 14883.05 | 14910.71 | 15601.14 | 16844.13 | 17998.8 | 18780.26 | 19315.4 | 19988.29 | 20814.5 | 21493.16 | 22005.58 | 22583.37 | 23157.11 | 23701.39 | 23943.83 | 23614.05 | 22607.86 | 22173.43 | 21681.52 | 20220.27 | 18278.44 | 16664.05 | 472.8806 | 23943.83 | 5 | 2035
2035-05-11 | 15810.83 | 15655.4 | 15180.79 | 15199.93 | 15887.59 | 17139.12 | 18286.83 | 19121.52 | 19733.39 | 20497.5 | 21433.52 | 22307.3 | 22941.38 | 23616.19 | 24263.44 | 24838.36 | 25086.3 | 24718.29 | 23619.85 | 23081.29 | 22486.95 | 20827.97 | 18827.1 | 17154.34 | 487.7152 | 25086.3 | 5 | 2035
2035-05-12 | 16140.63 | 15056.81 | 14549.27 | 14421.32 | 14655.66 | 14741.07 | 14767.25 | 16001.91 | 17286.6 | 18152.71 | 18823.31 | 19404.83 | 19817.1 | 20219.16 | 20735.45 | 21245.61 | 21614.13 | 21430.95 | 20686.22 | 20468.2 | 20171.77 | 18987.16 | 17359.47 | 15980.74 | 432.7173 | 21614.13 | 5 | 2035
2035-05-13 | 15340.85 | 14739.68 | 14231.29 | 14100.69 | 14331.49 | 14411.51 | 14425.5 | 15646.83 | 16917.64 | 17768.63 | 18423.73 | 18992.64 | 19399.01 | 19802.11 | 20324.76 | 20839.31 | 21148.91 | 20979.19 | 20257.1 | 20039.45 | 19753.09 | 18579.16 | 16960.03 | 15588.69 | 423.0013 | 21148.91 | 5 | 2035
2035-05-14 | 14980.07 | 15691.13 | 15236.87 | 15265 | 15974.06 | 17229.12 | 18370.14 | 19197.16 | 19784.76 | 20510.66 | 21405.81 | 22220.19 | 22801.47 | 23416.25 | 24022.35 | 24574.83 | 24813.95 | 24468.06 | 23424.14 | 22922.83 | 22390.96 | 20791.27 | 18815.58 | 17162.27 | 485.4689 | 24813.95 | 5 | 2035
2035-05-15 | 16164.74 | 14935.82 | 14522.09 | 14581.45 | 15303.69 | 16573.05 | 17709.22 | 18432.02 | 18839.07 | 19354.61 | 19996.58 | 20428.44 | 20669.63 | 20992.2 | 21400.85 | 21863.09 | 22073 | 21792.89 | 20977.6 | 20724.12 | 20453.17 | 19178.33 | 17346.41 | 15839.98 | 450.152 | 22073 | 5 | 2035
2035-05-16 | 15192.61 | 15212.73 | 14832.11 | 14923.76 | 15677.32 | 16973.58 | 18117.61 | 18818.6 | 19150.69 | 19567.88 | 20102.4 | 20429 | 20578.35 | 20825.12 | 21145.77 | 21588.6 | 21823.12 | 21613.9 | 20899.92 | 20704.7 | 20493.16 | 19272.39 | 17487.73 | 16029.84 | 451.4609 | 21823.12 | 5 | 2035
2035-05-17 | 15405.2 | 15420.34 | 15005.55 | 15066.78 | 15788.73 | 17047.06 | 18169.11 | 18922.58 | 19364.34 | 19915.49 | 20601.67 | 21086.01 | 21421.15 | 21863.9 | 22348.5 | 22852.76 | 23092.12 | 22820.99 | 21934.93 | 21578.06 | 21221.12 | 19912.07 | 18039.58 | 16496.46 | 465.3745 | 23092.12 | 5 | 2035
2035-05-18 | 15740.39 | 15403.76 | 15034.52 | 15149.28 | 15932.56 | 17272.96 | 18424.93 | 19131.16 | 19432.64 | 19808.6 | 20284.02 | 20556.51 | 20662.57 | 20862.46 | 21149.76 | 21549.72 | 21784.94 | 21601.68 | 20923.91 | 20738.24 | 20527.12 | 19321.57 | 17563.98 | 16131.99 | 454.9893 | 21784.94 | 5 | 2035
2035-05-19 | 15526.15 | 14450.7 | 14027.44 | 13973.49 | 14282.02 | 14436.66 | 14454.98 | 15567.05 | 16579.72 | 17109.91 | 17395.06 | 17568.58 | 17604.15 | 17681.37 | 17969 | 18352.27 | 18640.2 | 18595.84 | 18141.98 | 18159.97 | 18121.93 | 17178.99 | 15771.41 | 14608.82 | 396.1977 | 18640.2 | 5 | 2035
2035-05-20 | 14374.68 | 15039.76 | 14638.31 | 14608.02 | 14939.02 | 15109.18 | 15133.12 | 16252.75 | 17240.3 | 17731.06 | 17975.39 | 18112.4 | 18117.42 | 18169.62 | 18442.05 | 18830.03 | 19148.22 | 19155.18 | 18736.46 | 18770.2 | 18751.22 | 17820.98 | 16419.91 | 15267.17 | 408.7824 | 19155.18 | 5 | 2035
2035-05-21 | 14943.61 | 15946.62 | 15622.18 | 15771.64 | 16600.48 | 17962.84 | 19117.56 | 19816.1 | 20057.1 | 20342.18 | 20724.84 | 20903.09 | 20932.71 | 21057.75 | 21312.46 | 21712.94 | 21980.01 | 21881.68 | 21249.97 | 21113.51 | 20977.15 | 19827.38 | 18105.98 | 16707.22 | 464.667 | 21980.01 | 5 | 2035
2035-05-22 | 16112.73 | 15961.99 | 15474.6 | 15471.29 | 16129.73 | 17313.75 | 18387.55 | 19255.68 | 19928.1 | 20763 | 21851.26 | 22770.75 | 23410.41 | 24076.53 | 24702.96 | 25265.53 | 25473.31 | 25079.28 | 23986.58 | 23414.61 | 22879.99 | 21172.81 | 19144.99 | 17452.09 | 495.4795 | 25473.31 | 5 | 2035
2035-05-23 | 16476.24 | 15614.49 | 15149.96 | 15165.92 | 15842.05 | 17042.88 | 18117.39 | 18943.24 | 19535.46 | 20271.79 | 21159.25 | 21955.55 | 22507.17 | 23112.67 | 23708.77 | 24264.96 | 24481.26 | 24114.18 | 23081.35 | 22568.49 | 22094.19 | 20559.31 | 18581.5 | 16936.7 | 481.2848 | 24481.26 | 5 | 2035
2035-05-24 | 16073.82 | 15982 | 15476.79 | 15457.24 | 16096.63 | 17253.14 | 18304.27 | 19198.43 | 19927.74 | 20830.62 | 22028.9 | 23065.43 | 23828.16 | 24614.69 | 25340.92 | 25971.39 | 26197.57 | 25762.02 | 24580.71 | 23917.66 | 23314.08 | 21510.01 | 19396.34 | 17645.47 | 501.774 | 26197.57 | 5 | 2035
2035-05-25 | 16596.14 | 16316.18 | 15780.55 | 15746.09 | 16379.44 | 17548.03 | 18601.07 | 19552.82 | 20371.65 | 21395.07 | 22786.41 | 23937.34 | 24791.53 | 25629.27 | 26378.26 | 26991.46 | 27191.99 | 26713.26 | 25458.62 | 24715.92 | 24022.98 | 22144.88 | 19885.43 | 18088.18 | 517.0226 | 27191.99 | 5 | 2035
2035-05-26 | 16935.33 | 15750.24 | 15148.8 | 14936.96 | 15086.86 | 15058.27 | 14976.13 | 16367.36 | 17952.43 | 19184.87 | 20245.75 | 21192.13 | 22014.28 | 22767.69 | 23556.63 | 24231.29 | 24547.8 | 24192.02 | 23083.41 | 22530.79 | 21997.14 | 20521.52 | 18694.03 | 17124.85 | 468.0966 | 24547.8 | 5 | 2035
2035-05-27 | 16255.52 | 16036.35 | 15413.3 | 15182.85 | 15316.02 | 15270.15 | 15179.87 | 16609.74 | 18267.06 | 19588.8 | 20740.6 | 21844.58 | 22750.11 | 23538.58 | 24337.29 | 25002.73 | 25298.59 | 24914.67 | 23762.75 | 23163.1 | 22590.08 | 20986 | 19120.34 | 17514.77 | 478.6838 | 25298.59 | 5 | 2035
2035-05-28 | 16385.7 | 15785.04 | 15143.43 | 14925.21 | 15170.85 | 15386.97 | 15459.57 | 16649.95 | 18235.35 | 19942.96 | 21671.86 | 23154.75 | 24010.27 | 24749.52 | 25525.21 | 26178.25 | 26328.46 | 25702.62 | 24378.04 | 23705.41 | 23108.69 | 21390.79 | 19441.08 | 17760.05 | 490.19 | 26328.46 | 5 | 2035
2035-05-29 | 16788 | 17245.82 | 16640.43 | 16534.54 | 17093.63 | 18163.03 | 19171.05 | 20243.75 | 21322.84 | 22877.8 | 24657.19 | 26147.92 | 27252.86 | 28266.52 | 29100.41 | 29739.45 | 29897.57 | 29323.92 | 27904.31 | 26987.23 | 26170.1 | 24129.99 | 21427.05 | 19477.59 | 556.563 | 29897.57 | 5 | 2035
2035-05-30 | 18070.5 | 16521.33 | 15969.2 | 15909.25 | 16506.09 | 17605.11 | 18614.97 | 19596.86 | 20492.04 | 21659.03 | 23192.61 | 24502.25 | 25514.86 | 26515.92 | 27398.19 | 28120.35 | 28359 | 27844.09 | 26488.93 | 25638.25 | 24889.18 | 22932.86 | 20469.38 | 18590.42 | 531.4007 | 28359 | 5 | 2035
2035-05-31 | 17345.04 | 16393.99 | 15851.22 | 15799.28 | 16402.98 | 17506.94 | 18514.29 | 19480.46 | 20344.68 | 21439.78 | 22926.66 | 24196.82 | 25182.64 | 26169.54 | 27049.62 | 27777.78 | 28024.43 | 27519.66 | 26182.95 | 25348.75 | 24619.98 | 22684.69 | 20274.63 | 18410.96 | 525.4478 | 28024.43 | 5 | 2035
2035-06-01 | 17232.82 | 17844.34 | 17216.85 | 17087.92 | 17537.52 | 18273.68 | 19124.08 | 20352.48 | 21420.46 | 22627.05 | 24143.06 | 25576.5 | 26649.94 | 27690.38 | 28560.14 | 29215.7 | 29397.87 | 28857.25 | 27394.91 | 26131.69 | 25023.48 | 23339.91 | 21371.4 | 19667.93 | 551.7374 | 29397.87 | 6 | 2035
2035-06-02 | 18469.68 | 17917.98 | 17186.44 | 16865.25 | 16852.59 | 16496.89 | 16331.79 | 18027.83 | 19918.6 | 21496.25 | 22907.25 | 24273.62 | 25452.35 | 26450.37 | 27350.4 | 28020.13 | 28263.81 | 27791.7 | 26397.14 | 25255.53 | 24233.08 | 22892.58 | 21130.9 | 19569.02 | 529.5512 | 28263.81 | 6 | 2035
2035-06-03 | 18487.26 | 16024.49 | 15460.51 | 15284.69 | 15410.66 | 15196.77 | 15073.04 | 16485.28 | 17815.3 | 18702.55 | 19372.89 | 19816.18 | 20094.42 | 20395.66 | 20805.9 | 21211.29 | 21437.33 | 21295.11 | 20676.41 | 20242.14 | 19885.44 | 19142.71 | 17747.11 | 16538.48 | 442.6016 | 21437.33 | 6 | 2035
2035-06-04 | 16152.43 | 16495.9 | 15983.52 | 15949.99 | 16501.67 | 17334.58 | 18208.23 | 19244.27 | 19934.34 | 20675.99 | 21508.85 | 22030.84 | 22372.55 | 22780.59 | 23192.83 | 23676.82 | 23857.92 | 23500.55 | 22677.62 | 22060.19 | 21572.11 | 20616.84 | 18919.31 | 17474.26 | 482.7222 | 23857.92 | 6 | 2035
2035-06-05 | 16760.22 | 16949.18 | 16395.92 | 16324.42 | 16819.69 | 17591.5 | 18444.55 | 19534.81 | 20347.2 | 21244.28 | 22250.81 | 22934.76 | 23466.58 | 24185.2 | 24844.29 | 25407.71 | 25589.74 | 25175.39 | 24004.71 | 23093.46 | 22537.3 | 21496.59 | 19710.03 | 18185.67 | 503.294 | 25589.74 | 6 | 2035
2035-06-06 | 17334.44 | 17290.57 | 16707.79 | 16610.79 | 17080.72 | 17823.75 | 18664.2 | 19806.44 | 20720.24 | 21740.98 | 22883.3 | 23849.05 | 24672.55 | 25517.28 | 26259.12 | 26863.09 | 27043.66 | 26577.77 | 25297.09 | 24210.29 | 23327.33 | 22211.86 | 20352.04 | 18757.17 | 521.6015 | 27043.66 | 6 | 2035
2035-06-07 | 17781.48 | 17096.48 | 16527.75 | 16442.7 | 16924.51 | 17680.74 | 18525.22 | 19641.33 | 20504.95 | 21464.74 | 22539.61 | 23290.05 | 24030.07 | 24810.19 | 25509.33 | 26091.29 | 26269.39 | 25826.18 | 24600.57 | 23569.32 | 22896.82 | 21819.84 | 19997.28 | 18438.27 | 512.2781 | 26269.39 | 6 | 2035
2035-06-08 | 17561.65 | 16718.56 | 16178.65 | 16124.52 | 16647.49 | 17456.99 | 18311.29 | 19385.48 | 20147.04 | 20978.96 | 21904.82 | 22509.12 | 22909 | 23400.68 | 24010.1 | 24534.89 | 24699.08 | 24295.94 | 23199.78 | 22525.09 | 21988.56 | 20982.92 | 19240.88 | 17756.66 | 493.4682 | 24699.08 | 6 | 2035
2035-06-09 | 17024.8 | 16849.35 | 16196.4 | 15942.97 | 15987.04 | 15673.56 | 15500.37 | 17063.63 | 18698.52 | 19954.84 | 21048.66 | 21942.19 | 22641.49 | 23314.8 | 24249.16 | 25030.33 | 25389.27 | 25016.92 | 23759.04 | 22911.79 | 22294.3 | 21291.78 | 19640.03 | 18183.95 | 485.6052 | 25389.27 | 6 | 2035
2035-06-10 | 17315.37 | 17515.98 | 16811.74 | 16514.16 | 16517.25 | 16161.68 | 15973.51 | 17627.83 | 19436.58 | 20907.01 | 22225.03 | 23319.76 | 24465.71 | 25538.36 | 26549.41 | 27337.53 | 27660.29 | 27208.65 | 25805.81 | 24644.92 | 23635.71 | 22472.08 | 20716.7 | 19161.27 | 515.5223 | 27660.29 | 6 | 2035
2035-06-11 | 18090.87 | 17507.51 | 16906.54 | 16796.31 | 17272.4 | 18019.29 | 18852.18 | 20043.53 | 21035.66 | 22146.19 | 23380.83 | 24625.54 | 25568.77 | 26492.7 | 27289.54 | 27908.06 | 28072.65 | 27560.33 | 26198.79 | 25016.4 | 24024.21 | 22693.76 | 20784.35 | 19135.66 | 535.4221 | 28072.65 | 6 | 2035
2035-06-12 | 18102.05 | 18154.07 | 17502.42 | 17345.9 | 17760.05 | 18442.32 | 19252.36 | 20517.22 | 21663.54 | 22970.1 | 24785.08 | 26305.87 | 27408.54 | 28441.06 | 29275.23 | 29891.38 | 30020.22 | 29442.74 | 27967.69 | 26673.88 | 25589.73 | 23833.14 | 21745.81 | 20018.08 | 563.1085 | 30020.22 | 6 | 2035
2035-06-13 | 18837.88 | 18409.9 | 17738.81 | 17565.58 | 17964.51 | 18631.95 | 19437.99 | 20737.03 | 21948.78 | 23336.21 | 25400.66 | 27022.25 | 28198.85 | 29277.7 | 30130.58 | 30743.91 | 30856.52 | 30250.12 | 28723.85 | 27377.88 | 26244.79 | 24435.39 | 22148.47 | 20385.17 | 575.8048 | 30856.52 | 6 | 2035
2035-06-14 | 19159.9 | 18625.15 | 17938.09 | 17751.07 | 18138.3 | 18795.64 | 19599.51 | 20926.13 | 22189.97 | 23728.1 | 25907.65 | 27597.04 | 28812.74 | 29904.21 | 30748.32 | 31339.44 | 31427.34 | 30799.26 | 29245.72 | 27871.16 | 26710.95 | 24869.22 | 22442.87 | 20658.24 | 585.186 | 31427.34 | 6 | 2035
2035-06-15 | 19426.1 | 18857.99 | 18152.64 | 17956.24 | 18345.26 | 19014.35 | 19818.39 | 21187.39 | 22513.62 | 24233.39 | 26512.2 | 28298.56 | 29599.73 | 30750.82 | 31631.52 | 32225.05 | 32299.33 | 31635.81 | 30013.74 | 28562.09 | 27321.3 | 25413.76 | 22800.68 | 20977.66 | 597.5476 | 32299.33 | 6 | 2035
2035-06-16 | 19657.38 | 18270.87 | 17509.61 | 17162.79 | 17122.63 | 16725.24 | 16520.38 | 18274.9 | 20271.93 | 21976.31 | 23528.48 | 25319.02 | 26675.74 | 27826.07 | 28838.38 | 29574.48 | 29821.49 | 29286.76 | 27767.94 | 26481.92 | 25364.65 | 23695.03 | 21795.82 | 20154.1 | 549.6219 | 29821.49 | 6 | 2035
2035-06-17 | 19001.72 | 17297.81 | 16611.07 | 16328.33 | 16347.71 | 16010.03 | 15821.88 | 17444.59 | 19188.39 | 20580.82 | 21804.75 | 22791.82 | 23597.42 | 24535.1 | 25442.56 | 26162.29 | 26455.98 | 26035.01 | 24732.77 | 23666.46 | 22937.77 | 21894.91 | 20202.32 | 18708.02 | 503.5995 | 26455.98 | 6 | 2035
2035-06-18 | 17832.6 | 17959.25 | 17323.52 | 17183.36 | 17631.73 | 18348.63 | 19166.59 | 20420.32 | 21529.95 | 22785.07 | 24423.76 | 25886.27 | 26964.18 | 27975.15 | 28811.06 | 29429.59 | 29564.97 | 28997.64 | 27542.35 | 26259.58 | 25183.07 | 23471.58 | 21494.07 | 19780.47 | 555.9648 | 29564.97 | 6 | 2035
2035-06-19 | 18612.06 | 17675.28 | 17060.27 | 16935.29 | 17378.85 | 18089.54 | 18904.2 | 20104.63 | 21125.93 | 22278.46 | 23615.79 | 24931 | 25872.38 | 26792.62 | 27568.84 | 28171.94 | 28319.35 | 27796.98 | 26432.93 | 25249.2 | 24272.44 | 22864.32 | 20943.25 | 19290.55 | 540.2861 | 28319.35 | 6 | 2035
2035-06-20 | 18269.91 | 17983.37 | 17346.08 | 17201.77 | 17630.26 | 18330.16 | 19143.59 | 20381.68 | 21473.03 | 22714.43 | 24324.88 | 25711.02 | 26672.88 | 27570.6 | 28296.53 | 28837.31 | 28932.32 | 28382.99 | 27004.25 | 25803.09 | 24809.15 | 23236 | 21296.48 | 19626.47 | 550.9783 | 28932.32 | 6 | 2035
2035-06-21 | 18572.42 | 18196.49 | 17540.8 | 17380.99 | 17790.41 | 18464.02 | 19267.09 | 20540.56 | 21703.61 | 23029.15 | 24901.22 | 26470.56 | 27628.83 | 28719.15 | 29603.88 | 30258.16 | 30404.25 | 29815.35 | 28301.54 | 26967.64 | 25850.84 | 24063.61 | 21890.92 | 20141.06 | 567.5026 | 30404.25 | 6 | 2035
2035-06-22 | 18956.52 | 18675.56 | 17985.52 | 17802.13 | 18206.36 | 18894.22 | 19702.09 | 21042.57 | 22310.32 | 23861.8 | 26021.96 | 27665.83 | 28818.42 | 29827.52 | 30594.36 | 31108.78 | 31147.81 | 30514.26 | 28993.9 | 27640.2 | 26494.6 | 24675.88 | 22324.49 | 20562.43 | 583.8275 | 31147.81 | 6 | 2035
2035-06-23 | 19357.36 | 18475.33 | 17701.56 | 17343.54 | 17300.12 | 16909 | 16706.99 | 18479.81 | 20505.11 | 22250.56 | 23923.59 | 25653.96 | 26877.7 | 27846.16 | 28670.6 | 29240.53 | 29381.53 | 28844.06 | 27415.52 | 26212.23 | 25174.83 | 23564.62 | 21743.85 | 20145.07 | 549.7236 | 29381.53 | 6 | 2035
2035-06-24 | 19098.31 | 18150.55 | 17402.01 | 17065.75 | 17042.99 | 16674.25 | 16481.92 | 18209.36 | 20148.24 | 21787.73 | 23240.74 | 24725.52 | 25837.05 | 26725.73 | 27506.56 | 28064.07 | 28218.49 | 27721.65 | 26370.7 | 25248.58 | 24281.84 | 22949.75 | 21201.76 | 19655.41 | 533.809 | 28218.49 | 6 | 2035
2035-06-25 | 18717.09 | 19448.07 | 18704.8 | 18471.36 | 18847.24 | 19512.62 | 20324.83 | 21760.23 | 23207.46 | 25408.79 | 27846.83 | 29647.62 | 30818.44 | 31713.85 | 32300.5 | 32612.9 | 32492.3 | 31795.41 | 30273.21 | 28910.21 | 27754.23 | 25892.25 | 23189.26 | 21394.33 | 611.0438 | 32612.9 | 6 | 2035
2035-06-26 | 20150.57 | 19759.99 | 18988.87 | 18729.28 | 19055.39 | 19659.44 | 20448.75 | 21920.73 | 23463.79 | 25930.79 | 28567.26 | 30602.21 | 32007.89 | 33147.85 | 33929.73 | 34391.02 | 34339.9 | 33597.71 | 31911.06 | 30393.68 | 29102.37 | 27099.57 | 24109.07 | 22067.96 | 633.3749 | 34391.02 | 6 | 2035
2035-06-27 | 20671.45 | 20049.08 | 19257.68 | 18980.48 | 19293.98 | 19892 | 20685.1 | 22190.24 | 23917.83 | 26493.88 | 29225.54 | 31309.49 | 32710.82 | 33802.62 | 34511.73 | 34893.83 | 34783.7 | 34020.69 | 32336.52 | 30821.17 | 29525.6 | 27508.29 | 24507.12 | 22351.5 | 643.7403 | 34893.83 | 6 | 2035
2035-06-28 | 20944.65 | 19305.12 | 18568.9 | 18339.42 | 18693.27 | 19325.69 | 20125.88 | 21535.82 | 22954.8 | 25044.51 | 27474.18 | 29327.05 | 30597.83 | 31651.55 | 32396.3 | 32859.56 | 32837.36 | 32148.81 | 30555.51 | 29135.96 | 27931.01 | 26022.96 | 23240.85 | 21414.69 | 612.4317 | 32859.56 | 6 | 2035
2035-06-29 | 20172.67 | 19115.9 | 18393.53 | 18182.43 | 18563.12 | 19232.33 | 20042.4 | 21437.84 | 22811.64 | 24729.32 | 27071.74 | 28862.75 | 30107.54 | 31156.44 | 31917.66 | 32396.72 | 32394.29 | 31718.6 | 30134.07 | 28719.33 | 27505.52 | 25612.34 | 22958.94 | 21149.57 | 604.3867 | 32396.72 | 6 | 2035
2035-06-30 | 19899.44 | 18991.33 | 18179.75 | 17789.37 | 17718.46 | 17306.27 | 17109.18 | 18945.95 | 21095.39 | 22996.33 | 25158.13 | 27063.01 | 28397.78 | 29416.14 | 30236.66 | 30767.28 | 30862 | 30275.96 | 28770.3 | 27495.34 | 26374.65 | 24675.01 | 22496.04 | 20840.91 | 572.8607 | 30862 | 6 | 2035
2035-07-01 | 19716.15 | 19414.05 | 18586.13 | 18164.87 | 18070.61 | 17659.71 | 17222.95 | 18906.02 | 21011.51 | 22883.78 | 24689.82 | 26854.29 | 28489.07 | 29864.19 | 31056.99 | 31900.5 | 32151.74 | 31527.33 | 29808.31 | 28310.56 | 27061.28 | 25121 | 23033.96 | 21358.37 | 582.8632 | 32151.74 | 7 | 2035
2035-07-02 | 20155.32 | 19850 | 19094.18 | 18835.12 | 19196.63 | 19884.53 | 20484.49 | 21757.59 | 23145.34 | 24950.31 | 27532.08 | 29594.75 | 31072.16 | 32336.19 | 33302.07 | 33932.84 | 33971.8 | 33233.33 | 31484.7 | 29897.56 | 28594.56 | 26465.44 | 23769.13 | 21944.68 | 624.4848 | 33971.8 | 7 | 2035
2035-07-03 | 20620.27 | 17853.55 | 17246.03 | 17113.22 | 17567.32 | 18335.23 | 18951.54 | 19945.7 | 20817 | 21826.81 | 22967.98 | 23824.3 | 24596.18 | 25573.32 | 26468.93 | 27206.69 | 27429.64 | 26931.67 | 25559.8 | 24367.23 | 23695.78 | 22539.7 | 20725.45 | 19160.11 | 531.3234 | 27429.64 | 7 | 2035
2035-07-04 | 18191.6 | 17228.77 | 16530.87 | 16242.87 | 16347.58 | 16270.56 | 16014.6 | 17201.37 | 18723.1 | 20308.64 | 21825.27 | 22911.23 | 23517.26 | 24225 | 25188.78 | 26011.68 | 26227.05 | 25589.75 | 24135.05 | 23310.16 | 22768.65 | 21727.87 | 20124.51 | 18676.91 | 499.2991 | 26227.05 | 7 | 2035
2035-07-05 | 18002.03 | 19225.48 | 18514.12 | 18291.84 | 18665.01 | 19356.3 | 19955.87 | 21131.73 | 22351.89 | 23793.58 | 25855.88 | 27696.92 | 29029.01 | 30251.89 | 31237.89 | 31947.36 | 32073.54 | 31415.63 | 29764.23 | 28289.12 | 27091.37 | 25073.43 | 22865.09 | 21114.01 | 592.9932 | 32073.54 | 7 | 2035
2035-07-06 | 19908.15 | 20032.06 | 19258.85 | 18994.17 | 19340.9 | 20031.35 | 20635.92 | 21923.89 | 23334.95 | 25266.38 | 27888.55 | 29972.9 | 31439.59 | 32682.23 | 33610 | 34199.51 | 34214.29 | 33468.59 | 31713.94 | 30126.73 | 28802.65 | 26657.66 | 23889.21 | 22069.17 | 629.4616 | 34214.29 | 7 | 2035
2035-07-07 | 20751.93 | 18686.05 | 17915.01 | 17542.92 | 17495.87 | 17137.15 | 16725.22 | 18305.44 | 20215.34 | 21848.26 | 23317.71 | 24659.67 | 26022.33 | 27200.93 | 28282.8 | 29090.46 | 29371.15 | 28844.92 | 27313.86 | 26014.78 | 24934.27 | 23547.21 | 21808.58 | 20253.5 | 547.2854 | 29371.15 | 7 | 2035
2035-07-08 | 19303.17 | 18209.2 | 17474.46 | 17133.86 | 17115 | 16784.81 | 16386.5 | 17902.23 | 19691.25 | 21174.52 | 22493.05 | 23602.01 | 24536.48 | 25652.93 | 26723.91 | 27557.99 | 27885.82 | 27417.21 | 25969.38 | 24761.82 | 23919.71 | 22790.54 | 21112.99 | 19616.07 | 525.2149 | 27885.82 | 7 | 2035
2035-07-09 | 18729.32 | 18875.52 | 18193.05 | 17997.79 | 18414.39 | 19154.66 | 19779.06 | 20923.15 | 22070.76 | 23415.5 | 25133.06 | 26871.61 | 28162.62 | 29366.65 | 30372.88 | 31108.4 | 31271.91 | 30644.42 | 29025.55 | 27586.55 | 26401.3 | 24426.22 | 22453.66 | 20727.52 | 581.1055 | 31271.91 | 7 | 2035
2035-07-10 | 19586.41 | 20684.59 | 19867.46 | 19553.72 | 19853.34 | 20492.26 | 21097.17 | 22451.28 | 24009.53 | 26554.54 | 29442.27 | 31695.86 | 33211.8 | 34415.49 | 35235.53 | 35703.04 | 35613.7 | 34819.7 | 33039.61 | 31435.36 | 30091.68 | 27889.23 | 24805.07 | 22845.07 | 654.3937 | 35703.04 | 7 | 2035
2035-07-11 | 21474.07 | 20892.52 | 20059.76 | 19732.64 | 20020.06 | 20648.09 | 21253.3 | 22634.41 | 24245.57 | 26987.87 | 29974.9 | 32318.23 | 33902.55 | 35151.67 | 35992.64 | 36461.75 | 36362.61 | 35545.19 | 33717.88 | 32068.57 | 30677.26 | 28425.95 | 25296.25 | 23155.97 | 666.9997 | 36461.75 | 7 | 2035
2035-07-12 | 21774.44 | 20285.77 | 19497.57 | 19209.17 | 19528.08 | 20181.71 | 20794.33 | 22098.92 | 23567.7 | 25753.91 | 28497.3 | 30673.22 | 32187.66 | 33452.13 | 34367.82 | 34942.19 | 34940.18 | 34183.69 | 32405.54 | 30813.47 | 29471.57 | 27290.83 | 24305.46 | 22458.83 | 642.6815 | 34942.19 | 7 | 2035
2035-07-13 | 21178.19 | 19929.72 | 19165.4 | 18908.8 | 19263.49 | 19967.24 | 20591.56 | 21861.2 | 23242.36 | 25081.31 | 27653.96 | 29701.91 | 31147.46 | 32381.86 | 33310.11 | 33907.69 | 33942.37 | 33217.26 | 31477.51 | 29920.47 | 28597.12 | 26464 | 23768.75 | 21961.44 | 626.6412 | 33942.37 | 7 | 2035
2035-07-14 | 20706.19 | 19078.29 | 18280.1 | 17884.98 | 17820.27 | 17456.25 | 17067.39 | 18690.07 | 20686.62 | 22430.33 | 24008.19 | 25771.38 | 27195.17 | 28381.64 | 29428.38 | 30178.74 | 30416.71 | 29863.85 | 28290.56 | 26966.56 | 25823.6 | 24122 | 22351.44 | 20765.1 | 563.6638 | 30416.71 | 7 | 2035
2035-07-15 | 19722.27 | 17513.14 | 16831.86 | 16537.91 | 16560.66 | 16275.08 | 15907.01 | 17326.47 | 18938.65 | 20203.05 | 21305.04 | 22242.58 | 22970.41 | 23685.23 | 24555.61 | 25446.34 | 25858.77 | 25477.65 | 24136.92 | 23397.71 | 22795.62 | 21746.56 | 20151.8 | 18733.23 | 498.3196 | 25858.77 | 7 | 2035
2035-07-16 | 17984.82 | 18413.14 | 17767.4 | 17604.23 | 18051.48 | 18829.27 | 19483.57 | 20559.43 | 21582.01 | 22774.03 | 24104.84 | 25524.03 | 26667.5 | 27775.32 | 28735.84 | 29468.66 | 29669.58 | 29109.34 | 27592.83 | 26275.38 | 25170.85 | 23639.77 | 21740.06 | 20083.07 | 558.6065 | 29669.58 | 7 | 2035
2035-07-17 | 19017.45 | 19421.13 | 18698.26 | 18466.76 | 18834.94 | 19537.1 | 20176.75 | 21365.66 | 22620.63 | 24109.46 | 26377.18 | 28268.19 | 29621.27 | 30836.85 | 31791.62 | 32461.55 | 32574.14 | 31918.37 | 30252.85 | 28793.84 | 27550.22 | 25498.81 | 23152.28 | 21391.94 | 602.7373 | 32574.14 | 7 | 2035
2035-07-18 | 20145.84 | 19608.75 | 18872.35 | 18629.1 | 18988.14 | 19683.83 | 20322.78 | 21534.55 | 22832.03 | 24390.36 | 26830.59 | 28766.24 | 30131.37 | 31331.34 | 32252.8 | 32881.96 | 32960.51 | 32287.61 | 30613.4 | 29143.93 | 27889.93 | 25821.38 | 23365.43 | 21594.95 | 610.8792 | 32960.51 | 7 | 2035
2035-07-19 | 20369.34 | 19722.67 | 18978.09 | 18727.93 | 19081.03 | 19773.47 | 20418.2 | 21643.18 | 22967.97 | 24635.01 | 27127.26 | 29109.69 | 30509.52 | 31731.07 | 32660.23 | 33287.21 | 33361.35 | 32678.69 | 30980.66 | 29492.63 | 28210.35 | 26115.03 | 23553.92 | 21768.32 | 616.9028 | 33361.35 | 7 | 2035
2035-07-20 | 20528.96 | 19576.74 | 18842.47 | 18612.13 | 18995.12 | 19740.7 | 20404.46 | 21614.92 | 22888.27 | 24404.44 | 26755.4 | 28595.45 | 29852.62 | 30926.75 | 31737.78 | 32266.68 | 32299.03 | 31640.46 | 30031.08 | 28627.1 | 27402.31 | 25380.18 | 23101.15 | 21374.72 | 605.5989 | 32299.03 | 7 | 2035
2035-07-21 | 20242.25 | 19505.02 | 18679.75 | 18261.27 | 18184.67 | 17830.32 | 17472.53 | 19133.91 | 21204.95 | 23049.88 | 24828.67 | 26776.42 | 28098.98 | 29102.48 | 29933.13 | 30477.27 | 30587.36 | 30023.61 | 28519.28 | 27277.39 | 26170.26 | 24377.56 | 22632.93 | 21071.72 | 573.4416 | 30587.36 | 7 | 2035
2035-07-22 | 20094.96 | 19801.4 | 18953.38 | 18515.52 | 18419.97 | 18047.23 | 17690.12 | 19391.34 | 21542.06 | 23484.52 | 25608.9 | 27713.32 | 29172.6 | 30285.55 | 31187.33 | 31767.13 | 31882.91 | 31282.36 | 29683.93 | 28353.53 | 27153.13 | 25263.21 | 23193.66 | 21575.49 | 590.0635 | 31882.91 | 7 | 2035
2035-07-23 | 20478.84 | 20873.15 | 20049.36 | 19732.37 | 20055.85 | 20747.69 | 21418.86 | 22793.75 | 24386.22 | 27123.85 | 30047.38 | 32293.66 | 33761.89 | 34853.93 | 35548.88 | 35885.22 | 35733.26 | 34946.14 | 33202.85 | 31664.54 | 30299.12 | 28096.52 | 25048.26 | 23034.49 | 662.0761 | 35885.22 | 7 | 2035
2035-07-24 | 21658.56 | 18813.92 | 18139.2 | 17949.74 | 18357.87 | 19108.93 | 19788.08 | 20887.61 | 21979.17 | 23268.22 | 24871.9 | 26507.06 | 27672.49 | 28768.55 | 29669.48 | 30340.81 | 30505.46 | 29937.52 | 28402.36 | 27099.29 | 25957.8 | 24149.73 | 22226.98 | 20555.27 | 576.616 | 30505.46 | 7 | 2035
2035-07-25 | 19541.53 | 19087.12 | 18392.98 | 18186.8 | 18581.96 | 19325.94 | 20011.13 | 21142.5 | 22295.46 | 23662.69 | 25545.84 | 27253.35 | 28446.9 | 29532.04 | 30394.47 | 31014.48 | 31137.71 | 30547.37 | 28992.58 | 27673.19 | 26504.9 | 24546.22 | 22565.78 | 20876.27 | 585.2592 | 31137.71 | 7 | 2035
2035-07-26 | 19760.71 | 19368.09 | 18653.31 | 18429.33 | 18809.44 | 19541.59 | 20227.61 | 21394.12 | 22614.62 | 24066.48 | 26247.63 | 28050.5 | 29301.17 | 30407.39 | 31260.78 | 31852.74 | 31945.24 | 31326.64 | 29732.21 | 28374.26 | 27164.04 | 25158.21 | 22960.89 | 21242.71 | 597.8897 | 31945.24 | 7 | 2035
2035-07-27 | 20109.18 | 20524.91 | 19722.36 | 19433.64 | 19768.14 | 20483.68 | 21174.54 | 22497.56 | 23994.18 | 26383.46 | 29157.23 | 31326.91 | 32789.51 | 33948.72 | 34739.17 | 35181.47 | 35126.72 | 34383.91 | 32632.65 | 31109.74 | 29717.94 | 27523.34 | 24497.93 | 22662.48 | 648.8894 | 35181.47 | 7 | 2035
2035-07-28 | 21300.68 | 19855.32 | 19005.38 | 18566.37 | 18471.74 | 18110.63 | 17783.43 | 19483.1 | 21638.42 | 23589.11 | 25771.89 | 27886.65 | 29348.63 | 30455.64 | 31342.85 | 31906.94 | 32025.4 | 31435.24 | 29835.47 | 28526.24 | 27301.73 | 25399.16 | 23289.69 | 21671.92 | 594.0016 | 32025.4 | 7 | 2035
2035-07-29 | 20583.75 | 19956.08 | 19099.01 | 18653.97 | 18554.28 | 18190.91 | 17869.8 | 19580.82 | 21759.81 | 23740.35 | 26034.21 | 28188.64 | 29679.04 | 30802.54 | 31694.03 | 32254.16 | 32367.98 | 31769.9 | 30150.63 | 28827.17 | 27578.39 | 25653.09 | 23453.33 | 21823.09 | 598.265 | 32367.98 | 7 | 2035
2035-07-30 | 20670.38 | 19882.84 | 19134.05 | 18882.74 | 19261.96 | 20011.11 | 20726.61 | 21967.44 | 23317.86 | 25151.16 | 27663.33 | 29623.21 | 30962.18 | 32061.26 | 32857.55 | 33349.1 | 33361.74 | 32691.72 | 31039.78 | 29629.73 | 28331.66 | 26243.74 | 23680.5 | 21915.32 | 622.417 | 33361.74 | 7 | 2035
2035-07-31 | 20685.57 | 20001.3 | 19240.52 | 18977.3 | 19323.79 | 20033.4 | 20737.21 | 21980.05 | 23353.08 | 25283.93 | 27867.32 | 29912.81 | 31331.36 | 32529.42 | 33401.51 | 33961.88 | 34011.43 | 33333.67 | 31623.49 | 30166.75 | 28825.44 | 26688.02 | 23944.32 | 22149.45 | 629.363 | 34011.43 | 7 | 2035
2035-08-01 | 20133.09 | 20809.25 | 19819.92 | 19438.39 | 19830.74 | 20904.23 | 21709.6 | 23017.01 | 24883.8 | 27376.18 | 30193.54 | 32430.31 | 33985.72 | 35189.14 | 35977.8 | 36397.38 | 36291.69 | 35446.05 | 33695.72 | 32404.55 | 31038.42 | 28406.75 | 25419.68 | 23120.24 | 667.9192 | 36397.38 | 8 | 2035
2035-08-02 | 21628.72 | 20533.68 | 19564.67 | 19200.93 | 19607.04 | 20692.64 | 21507.38 | 22779.37 | 24583.16 | 26967.1 | 29708.72 | 31903.95 | 33456.88 | 34689.44 | 35525.04 | 35997.82 | 35937.48 | 35112.79 | 33364.78 | 32083.28 | 30717.18 | 28096.95 | 25143.6 | 22854.98 | 661.6576 | 35997.82 | 8 | 2035
2035-08-03 | 21441.88 | 19859.28 | 18941.29 | 18629.6 | 19091.84 | 20246.11 | 21086.44 | 22277.94 | 23912.15 | 26008.07 | 28512.75 | 30523.87 | 31970.21 | 33154.71 | 33999.06 | 34504.56 | 34497.11 | 33724.99 | 32041.81 | 30827.52 | 29500.93 | 26954.78 | 24162.6 | 21949.51 | 637.819 | 34504.56 | 8 | 2035
2035-08-04 | 20650.96 | 19745.85 | 18716.23 | 18181.98 | 18086.8 | 17922.34 | 17539.56 | 19273.91 | 21860.36 | 24340.09 | 26755.15 | 28883.3 | 30421.2 | 31579.4 | 32479.22 | 33030.72 | 33111.98 | 32422.25 | 30810.94 | 29723.62 | 28480.37 | 26113.6 | 23646.79 | 21617.87 | 605.3945 | 33111.98 | 8 | 2035
2035-08-05 | 20439.99 | 19558.59 | 18543.14 | 18021.25 | 17936.82 | 17784.56 | 17412.41 | 19120.78 | 21660.89 | 24083.19 | 26419.54 | 28504.07 | 30019 | 31172.28 | 32080.55 | 32649.04 | 32751.23 | 32078.87 | 30483.72 | 29418.73 | 28186.92 | 25842.61 | 23409.83 | 21398.65 | 598.9767 | 32751.23 | 8 | 2035
2035-08-06 | 20245.14 | 20599.01 | 19629.57 | 19268.23 | 19700.54 | 20828.33 | 21682.32 | 22967.36 | 24785.81 | 27195.73 | 29941.68 | 32129.67 | 33669.33 | 34854.88 | 35642.7 | 36059.24 | 35970.25 | 35145.71 | 33410.01 | 32147.22 | 30761.81 | 28140.66 | 25201.76 | 22920.63 | 662.8976 | 36059.24 | 8 | 2035
2035-08-07 | 21445.29 | 19928.87 | 19007.41 | 18685.08 | 19128.82 | 20259.47 | 21113.21 | 22297.63 | 23943.82 | 26071.32 | 28605.64 | 30635.25 | 32082.52 | 33264.44 | 34095.52 | 34598.23 | 34593.33 | 33830.58 | 32156.5 | 30969.47 | 29658.14 | 27113.34 | 24305.91 | 22090 | 639.8798 | 34598.23 | 8 | 2035
2035-08-08 | 20760.14 | 19440.8 | 18556.01 | 18265.45 | 18735.88 | 19891.73 | 20758.61 | 21878.69 | 23406.57 | 25368.66 | 27715.97 | 29634.02 | 31024.94 | 32199.24 | 33059.04 | 33612.03 | 33660.46 | 32938.17 | 31303.69 | 30164.14 | 28888.2 | 26392.39 | 23681.11 | 21508.43 | 622.8444 | 33660.46 | 8 | 2035
2035-08-09 | 20208.29 | 17836.9 | 17072.94 | 16886.43 | 17446.75 | 18686.31 | 19580.89 | 20489.97 | 21621.65 | 23090.22 | 24811.01 | 26234.2 | 27363.69 | 28426.13 | 29301.6 | 29956.19 | 30136.98 | 29548.69 | 28096.3 | 27151.2 | 26049 | 23908.91 | 21415.96 | 19419.63 | 564.7398 | 30136.98 | 8 | 2035
2035-08-10 | 18459.3 | 18564.23 | 17743.85 | 17517.23 | 18050.92 | 19279.05 | 20177.61 | 21194.27 | 22514.78 | 24213.41 | 26192.68 | 27930.65 | 29258.65 | 30457.35 | 31407.03 | 32068.95 | 32224.48 | 31564.81 | 29965.54 | 28871.5 | 27606.07 | 25219.15 | 22610.56 | 20499.77 | 593.5918 | 32224.48 | 8 | 2035
2035-08-11 | 19236.47 | 18732.05 | 17781.01 | 17315.26 | 17280.85 | 17186.64 | 16864.06 | 18454.65 | 20782.98 | 22943.72 | 24988.22 | 26790.31 | 28178.81 | 29283.43 | 30204.83 | 30829.8 | 31015.5 | 30424.76 | 28918.3 | 27969.03 | 26802.52 | 24642.62 | 22306.07 | 20385.42 | 569.3173 | 31015.5 | 8 | 2035
2035-08-12 | 19313.27 | 19080.71 | 18103.85 | 17616.21 | 17562.55 | 17453.77 | 17139 | 18773 | 21187.73 | 23456.12 | 25613.84 | 27572.14 | 29042.29 | 30199.31 | 31141.93 | 31764.7 | 31938.3 | 31321.38 | 29758.61 | 28759.69 | 27532.09 | 25264.67 | 22878.05 | 20908.75 | 583.382 | 31938.3 | 8 | 2035
2035-08-13 | 19716.74 | 18240.91 | 17448.72 | 17241.35 | 17801.89 | 19052.73 | 19982.45 | 20955.37 | 22205.1 | 23813.23 | 25689.54 | 27354.41 | 28663.03 | 29858.61 | 30827.4 | 31520.95 | 31714.06 | 31085.93 | 29513.56 | 28461.6 | 27214.07 | 24883.71 | 22302.25 | 20211.87 | 585.7595 | 31714.06 | 8 | 2035
2035-08-14 | 18983.69 | 17646.77 | 16902.35 | 16733.02 | 17315.74 | 18599.58 | 19548.95 | 20413.93 | 21469.62 | 22851.63 | 24466.55 | 25729.91 | 26716.94 | 27637.98 | 28392.15 | 28959.27 | 29116.22 | 28573.18 | 27219.6 | 26397.15 | 25389.42 | 23337.14 | 20926.89 | 19008.93 | 552.3366 | 29116.22 | 8 | 2035
2035-08-15 | 18092.21 | 17354.34 | 16634.36 | 16486.28 | 17087.75 | 18390.13 | 19348.3 | 20171.51 | 21148.12 | 22431.73 | 23948.13 | 25127.21 | 26018.55 | 26913.1 | 27665.89 | 28249.76 | 28432.83 | 27919.13 | 26604.48 | 25824.36 | 24888.99 | 22875.36 | 20503.26 | 18621.79 | 540.7376 | 28432.83 | 8 | 2035
2035-08-16 | 17761.55 | 18443.54 | 17639.01 | 17418.45 | 17955.18 | 19197.89 | 20147.62 | 21116.42 | 22373.8 | 24005.83 | 25890.08 | 27503.01 | 28677.21 | 29719.03 | 30524.37 | 31088.64 | 31212.9 | 30603.46 | 29120.43 | 28173.94 | 27006.08 | 24741.81 | 22214.39 | 20183.33 | 582.718 | 31212.9 | 8 | 2035
2035-08-17 | 19040.65 | 18906.73 | 18067.27 | 17824.79 | 18354.19 | 19608.88 | 20570.9 | 21607.77 | 22976.41 | 24745.17 | 26815.3 | 28543.22 | 29794.97 | 30865.66 | 31665.24 | 32186.87 | 32269.97 | 31619.62 | 30073.09 | 29060.42 | 27806.2 | 25417.82 | 22843.05 | 20763.54 | 601.4277 | 32269.97 | 8 | 2035
2035-08-18 | 19533.65 | 18189.58 | 17282.63 | 16855.85 | 16857.34 | 16814.13 | 16555.38 | 18060.87 | 20244.04 | 22227.31 | 24101.84 | 25710.93 | 27019.52 | 28103.41 | 29040.86 | 29708.88 | 29964.29 | 29437.93 | 27983.2 | 27121.76 | 25974.87 | 23919.35 | 21645.47 | 19782.48 | 552.1356 | 29964.29 | 8 | 2035
2035-08-19 | 18772.71 | 18261.48 | 17348.21 | 16916.41 | 16910.79 | 16858.84 | 16603.59 | 18120.65 | 20330.6 | 22344.86 | 24264.9 | 25948.58 | 27345.71 | 28513.96 | 29523.57 | 30245.9 | 30531.57 | 29994.73 | 28484.3 | 27573.56 | 26371.48 | 24243.9 | 21929.06 | 20025.96 | 557.4653 | 30531.57 | 8 | 2035
2035-08-20 | 18901.04 | 18960.76 | 18120.08 | 17871.75 | 18404.03 | 19655.9 | 20641.23 | 21686.84 | 23085.76 | 24887.8 | 27025.56 | 28831.27 | 30176.51 | 31329.04 | 32198.34 | 32771.58 | 32886.34 | 32230.89 | 30633.23 | 29584.12 | 28274.5 | 25812.1 | 23196.22 | 21071.37 | 608.2363 | 32886.34 | 8 | 2035
2035-08-21 | 19745.51 | 20286.16 | 19346.9 | 19011.18 | 19452.58 | 20627.24 | 21602.3 | 22797.08 | 24491.78 | 26737.64 | 29345.25 | 31421.51 | 32870.38 | 34010.47 | 34764.55 | 35185.22 | 35162.49 | 34422.87 | 32749.22 | 31628.78 | 30247.52 | 27661.9 | 24820.44 | 22604.51 | 650.9935 | 35185.22 | 8 | 2035
2035-08-22 | 21117.6 | 19172.66 | 18315.45 | 18050.65 | 18549.46 | 19770.81 | 20757.91 | 21811.99 | 23245.15 | 25097.64 | 27315.29 | 29158.09 | 30505.98 | 31660.5 | 32511.2 | 33071.7 | 33178.84 | 32522.33 | 30919.82 | 29880 | 28571.18 | 26086.03 | 23443.33 | 21311.32 | 616.0249 | 33178.84 | 8 | 2035
2035-08-23 | 20022.88 | 19498.58 | 18618.92 | 18334.75 | 18820.46 | 20038.3 | 21035.03 | 22124.75 | 23625.07 | 25564.85 | 27897.75 | 29777.43 | 31112.88 | 32215 | 32991.72 | 33474.35 | 33526.64 | 32854.53 | 31260.18 | 30230.63 | 28920.71 | 26426.16 | 23755.78 | 21620.24 | 623.7476 | 33526.64 | 8 | 2035
2035-08-24 | 20300.47 | 18809.05 | 17979.76 | 17747.21 | 18286.35 | 19566.6 | 20585.56 | 21596.86 | 22933.73 | 24665.32 | 26702.42 | 28432.34 | 29709.26 | 30819.16 | 31657.09 | 32215.13 | 32344.12 | 31719.01 | 30156.38 | 29162.29 | 27862.74 | 25451.12 | 22875.79 | 20793.21 | 602.371 | 32344.12 | 8 | 2035
2035-08-25 | 19542.9 | 17893.21 | 17012.36 | 16609.07 | 16633.73 | 16632.26 | 16439.54 | 17890.23 | 19986.58 | 21865.7 | 23642.38 | 25182.74 | 26412.45 | 27485.03 | 28428.28 | 29117.44 | 29420.82 | 28941.23 | 27515.01 | 26719.44 | 25583.3 | 23558.88 | 21323.32 | 19494.77 | 543.3307 | 29420.82 | 8 | 2035
2035-08-26 | 18488.5 | 17617.35 | 16757.99 | 16373.21 | 16414.7 | 16432.13 | 16252.28 | 17664.07 | 19689.12 | 21480.29 | 23168.27 | 24635.22 | 25770.75 | 26814.49 | 27750.77 | 28449.61 | 28774.1 | 28321.3 | 26932.21 | 26179.95 | 25110.15 | 23121.35 | 20922.54 | 19129.09 | 532.2494 | 28774.1 | 8 | 2035
2035-08-27 | 18141.56 | 17705.09 | 16960.7 | 16796.2 | 17399.92 | 18729.62 | 19782.86 | 20654.78 | 21744.38 | 23161.08 | 24854.75 | 26312.36 | 27535.9 | 28694.35 | 29657.84 | 30376.88 | 30650.76 | 30110.03 | 28599.2 | 27677.82 | 26426.12 | 24192.67 | 21687.92 | 19667.2 | 567.52 | 30650.76 | 8 | 2035
2035-08-28 | 18426.16 | 17813.29 | 17059.93 | 16885.28 | 17460.82 | 18763.38 | 19815.28 | 20683.24 | 21782.6 | 23218.87 | 24934.89 | 26414.32 | 27622.54 | 28774.4 | 29719.45 | 30431.64 | 30704.22 | 30169.3 | 28666.16 | 27764.48 | 26528.16 | 24287.36 | 21779.64 | 19763.31 | 569.4687 | 30704.22 | 8 | 2035
2035-08-29 | 18523.89 | 17592.33 | 16855.75 | 16695.58 | 17283.12 | 18597.92 | 19660.11 | 20498.22 | 21544.74 | 22914.71 | 24569.76 | 25979.65 | 27174.07 | 28335.47 | 29305 | 30049.27 | 30352.93 | 29836.83 | 28343.87 | 27459.01 | 26228.87 | 24023.26 | 21531.1 | 19529.55 | 562.885 | 30352.93 | 8 | 2035
2035-08-30 | 18307.19 | 17289.48 | 16577.02 | 16437.53 | 17045.06 | 18383.79 | 19461.06 | 20254.89 | 21218.93 | 22488.22 | 24036.24 | 25325.84 | 26408.44 | 27507.14 | 28440.24 | 29171.89 | 29485.46 | 29001.57 | 27567.99 | 26748.17 | 25583.78 | 23461.97 | 21023.33 | 19073.18 | 550.2984 | 29485.46 | 8 | 2035
2035-08-31 | 17948.63 | 16729.62 | 16061.37 | 15967.52 | 16631.02 | 18047.19 | 19156.18 | 19877.61 | 20683.68 | 21758.7 | 23082.83 | 24153.6 | 24993.77 | 25872 | 26692.77 | 27352.41 | 27654.7 | 27225.89 | 25920.5 | 25257.8 | 24257.9 | 22244.99 | 19929.77 | 18095.7 | 525.5962 | 27654.7 | 8 | 2035
2035-09-01 | 18392.82 | 16684.87 | 16104.87 | 15886.45 | 16016.09 | 16118.24 | 16062.93 | 16910.82 | 18257.81 | 19386.42 | 20433.79 | 21428.05 | 22231.44 | 23104.13 | 24079.31 | 24854.86 | 25124.1 | 24499.29 | 23315.2 | 23091.81 | 21767.21 | 20250.11 | 18650.85 | 17375.85 | 480.0273 | 25124.1 | 9 | 2035
2035-09-02 | 16891.65 | 16537.23 | 15970.26 | 15762.96 | 15906.08 | 16028.4 | 15987.14 | 16809.21 | 18106.46 | 19176.72 | 20152.2 | 21061.22 | 21776.36 | 22462.72 | 23292.54 | 24004.98 | 24250.34 | 23653.18 | 22566.19 | 22460.06 | 21288.11 | 19822.51 | 18275.9 | 17051.68 | 469.2941 | 24250.34 | 9 | 2035
2035-09-03 | 16481 | 17991.24 | 17280.67 | 16973.09 | 17126.24 | 17408.45 | 17505.61 | 18325.73 | 19976.58 | 21919.24 | 24219.96 | 26241.48 | 27501.96 | 28535.91 | 29414.53 | 30017.12 | 29976.39 | 28974.77 | 27441.06 | 26968.57 | 25151.66 | 22894.84 | 21038.89 | 19546.18 | 548.9112 | 30017.12 | 9 | 2035
2035-09-04 | 18731.16 | 19265.73 | 18596.95 | 18400.24 | 18843.3 | 19918.8 | 20890.07 | 21583.08 | 22726.19 | 24727.16 | 27030.51 | 28988.32 | 30422.38 | 31651.05 | 32520.37 | 33055.6 | 33004.21 | 32073.22 | 30500.29 | 29839.68 | 27845.7 | 25309.3 | 22648.59 | 20956.05 | 609.5279 | 33055.6 | 9 | 2035
2035-09-05 | 19840.74 | 18343.44 | 17743.21 | 17605.95 | 18099.43 | 19219.87 | 20206.97 | 20780.71 | 21700.87 | 23046.67 | 25000.46 | 26695.74 | 27987.83 | 29182.58 | 30102.37 | 30739.62 | 30798.19 | 29956.04 | 28482.54 | 27932.45 | 26033.36 | 23617.86 | 21427.28 | 19820.86 | 574.365 | 30798.19 | 9 | 2035
2035-09-06 | 18899.19 | 17976.33 | 17404.05 | 17290.94 | 17806.67 | 18951.01 | 19951.02 | 20474.32 | 21300.3 | 22459.14 | 24181.86 | 25745.67 | 26944.22 | 28082.5 | 28981.6 | 29626.22 | 29711.68 | 28910.69 | 27502.21 | 27023.89 | 25182.17 | 22833.11 | 20870.31 | 19313.29 | 557.4224 | 29711.68 | 9 | 2035
2035-09-07 | 18472.96 | 17781.27 | 17224.68 | 17131.48 | 17678.29 | 18867.81 | 19887.65 | 20392.98 | 21167.4 | 22259.05 | 23796.14 | 25280.15 | 26428.03 | 27531.51 | 28417.71 | 29053.43 | 29147.4 | 28364.57 | 26981.52 | 26528.72 | 24686.53 | 22461.77 | 20536.51 | 19007.69 | 549.0852 | 29147.4 | 9 | 2035
2035-09-08 | 18185.71 | 17673.7 | 17025.68 | 16748.39 | 16834.59 | 16924.14 | 16917.93 | 17872.99 | 19435 | 20839.35 | 22146.79 | 23475.12 | 24616.08 | 25578.71 | 26416.74 | 27015.81 | 27156.25 | 26471.6 | 25230.08 | 24977.77 | 23279.45 | 21552.8 | 19892.61 | 18559.7 | 514.827 | 27156.25 | 9 | 2035
2035-09-09 | 17947.09 | 18199.96 | 17511.12 | 17198.89 | 17250 | 17303.56 | 17295.51 | 18322.95 | 20030.2 | 21611.33 | 23197.74 | 24992.61 | 26374.16 | 27537.93 | 28514.17 | 29189.99 | 29349.66 | 28603.01 | 27195.82 | 26785.99 | 24926.14 | 22708.84 | 20934.12 | 19490.72 | 542.4715 | 29349.66 | 9 | 2035
2035-09-10 | 18632.27 | 18350.98 | 17753.27 | 17621.28 | 18140.59 | 19299.37 | 20331.71 | 20913.72 | 21846.99 | 23221.28 | 25198.84 | 26949.49 | 28324.19 | 29587.29 | 30567.65 | 31239.8 | 31328.81 | 30486.34 | 28959.59 | 28375.88 | 26387.53 | 23919.84 | 21644.01 | 20008.42 | 579.0891 | 31328.81 | 9 | 2035
2035-09-11 | 18953.02 | 17838.57 | 17277.45 | 17174.39 | 17696.78 | 18853.46 | 19887.65 | 20388.35 | 21186 | 22308.04 | 23965.52 | 25564.06 | 26844.49 | 28094.05 | 29104.41 | 29848.21 | 30012.89 | 29230.05 | 27767.01 | 27263.43 | 25349.25 | 22955.9 | 20942.29 | 19361.78 | 557.8671 | 30012.89 | 9 | 2035
2035-09-12 | 18427.93 | 18763.39 | 18136.13 | 17975.61 | 18453.58 | 19582.5 | 20624.48 | 21235.34 | 22241.5 | 23887.96 | 25984.43 | 27787.29 | 29131.19 | 30323.6 | 31196.19 | 31767.16 | 31790.39 | 30935.9 | 29427.88 | 28879.37 | 26905.87 | 24428.45 | 22028.24 | 20394.79 | 590.3092 | 31790.39 | 9 | 2035
2035-09-13 | 19329.03 | 18053.21 | 17478.27 | 17363.23 | 17878.29 | 19038.33 | 20092.1 | 20612.69 | 21451.9 | 22628.83 | 24441.09 | 26070.65 | 27344.74 | 28556.28 | 29509.69 | 30193.21 | 30320.91 | 29531.25 | 28072.77 | 27584.45 | 25658.82 | 23253.36 | 21170.8 | 19588.25 | 565.2222 | 30320.91 | 9 | 2035
2035-09-14 | 18649.83 | 17437.22 | 16909.5 | 16841.62 | 17411.65 | 18638.52 | 19717.18 | 20164.95 | 20848.25 | 21828.1 | 23113.29 | 24525.24 | 25659.32 | 26792.71 | 27730.8 | 28431.46 | 28604.96 | 27875.35 | 26504.43 | 26105.86 | 24240.26 | 22125.59 | 20225.45 | 18719.72 | 539.1013 | 28604.96 | 9 | 2035
2035-09-15 | 17878.66 | 16749.95 | 16172.22 | 15956.34 | 16092.84 | 16236.97 | 16290.25 | 17118.41 | 18461.13 | 19590.01 | 20653.68 | 21687.36 | 22538.38 | 23554.54 | 24563.07 | 25361.49 | 25687.76 | 25100.86 | 23878.37 | 23692.77 | 22148.97 | 20585.22 | 18973.54 | 17685.32 | 486.6581 | 25687.76 | 9 | 2035
2035-09-16 | 17055.65 | 16466.3 | 15910.8 | 15714.13 | 15868.96 | 16034.03 | 16099.88 | 16887.55 | 18154.51 | 19190.59 | 20157.14 | 21103.41 | 21887.69 | 22657.29 | 23634 | 24426.43 | 24768.01 | 24215.79 | 23053.45 | 22934.01 | 21600.4 | 20082.37 | 18516.72 | 17272.58 | 473.6917 | 24768.01 | 9 | 2035
2035-09-17 | 16680.18 | 16125.84 | 15706.59 | 15728.35 | 16400.28 | 17740.52 | 18878.04 | 19133.02 | 19447.74 | 19980.35 | 20696.92 | 21262.07 | 21662.92 | 22130.82 | 22570.23 | 23058.06 | 23193.5 | 22642.56 | 21895.86 | 21930.47 | 20804.78 | 19341.71 | 17734.77 | 16508.19 | 471.2538 | 23193.5 | 9 | 2035
2035-09-18 | 16130.02 | 15968.37 | 15561.11 | 15590.46 | 16249.15 | 17576.22 | 18714.86 | 18930.56 | 19187.15 | 19654.76 | 20307.37 | 20807.08 | 21142.25 | 21575.26 | 21990.51 | 22373.1 | 22496.11 | 22090.97 | 21405.83 | 21495.91 | 20422.61 | 18999.44 | 17425.62 | 16237.56 | 462.3323 | 22496.11 | 9 | 2035
2035-09-19 | 15933.22 | 16608.66 | 16147.35 | 16130.45 | 16738.8 | 18007.7 | 19135.08 | 19447.76 | 19902.11 | 20607.32 | 21543 | 22360.97 | 23141.89 | 24078.92 | 24901.2 | 25574.86 | 25796.69 | 25185.5 | 24016.08 | 23855.32 | 22285.77 | 20668.77 | 18909.99 | 17543.06 | 498.5205 | 25796.69 | 9 | 2035
2035-09-20 | 16857.39 | 16714.92 | 16245.37 | 16221.44 | 16822.57 | 18084.16 | 19212.31 | 19539.51 | 20023.72 | 20765.12 | 21742.93 | 22606.5 | 23513.25 | 24498.6 | 25355.77 | 26050.61 | 26280.14 | 25656.33 | 24448.85 | 24252.88 | 22565.01 | 20920.36 | 19135.88 | 17744.19 | 505.2578 | 26280.14 | 9 | 2035
2035-09-21 | 17036.73 | 16289.43 | 15856.71 | 15870.71 | 16525.19 | 17862.51 | 19022.55 | 19291.81 | 19642.29 | 20220.11 | 20998.14 | 21644.4 | 22129.07 | 22718.33 | 23387.32 | 23947.87 | 24129.67 | 23567.81 | 22540.84 | 22525.28 | 21316.06 | 19786.26 | 18130.38 | 16859.36 | 481.2988 | 24129.67 | 9 | 2035
2035-09-22 | 16376.49 | 15847.4 | 15355.32 | 15213.73 | 15430 | 15683.8 | 15824.01 | 16493.86 | 17537.59 | 18307.18 | 18968.06 | 19587.03 | 20060.24 | 20547.37 | 21082.94 | 21558.49 | 21797.33 | 21468.46 | 20790.3 | 20941.23 | 19845.61 | 18512.21 | 17140.21 | 16082.98 | 440.4518 | 21797.33 | 9 | 2035
2035-09-23 | 15812.91 | 16060.84 | 15548.35 | 15388.82 | 15588.88 | 15828.54 | 15967.82 | 16669.97 | 17779.3 | 18630.74 | 19376.64 | 20070.56 | 20598.46 | 21120.47 | 21669.81 | 22142.13 | 22367.68 | 22015.75 | 21298.64 | 21413 | 20279.31 | 18906.21 | 17497.69 | 16405.27 | 448.4378 | 22367.68 | 9 | 2035
2035-09-24 | 16067.01 | 17293.63 | 16784.91 | 16730.08 | 17327.42 | 18602.88 | 19768.86 | 20176.32 | 20807.34 | 21727.61 | 22907.59 | 24238.99 | 25298.45 | 26343.97 | 27203.5 | 27848.5 | 28029.07 | 27353.77 | 26049.32 | 25769.06 | 23914.52 | 21910.44 | 20057.87 | 18594 | 530.8051 | 28029.07 | 9 | 2035
2035-09-25 | 17691.97 | 17211.59 | 16709.9 | 16658.07 | 17241.9 | 18510.06 | 19681.21 | 20055.09 | 20636.26 | 21505.4 | 22595.08 | 23770.99 | 24673.25 | 25573.12 | 26301.1 | 26858.56 | 27002.77 | 26361.97 | 25163.51 | 24999.92 | 23251.71 | 21457.22 | 19666.31 | 18268.86 | 521.8458 | 27002.77 | 9 | 2035
2035-09-26 | 17532.14 | 16817.6 | 16366.33 | 16359.22 | 16987.89 | 18306.23 | 19502.07 | 19796.49 | 20214.47 | 20883.21 | 21752.52 | 22454.99 | 23062.86 | 23763.35 | 24357.82 | 24850.49 | 25002.91 | 24453.65 | 23429.87 | 23440.82 | 22031.25 | 20484.58 | 18811.37 | 17528.02 | 498.1901 | 25002.91 | 9 | 2035
2035-09-27 | 16977.29 | 16031.53 | 15658.98 | 15720.95 | 16415.21 | 17801.6 | 19025.78 | 19191.34 | 19353.29 | 19705.56 | 20240.52 | 20636.44 | 20886.98 | 21250.34 | 21614.05 | 21975.9 | 22134.26 | 21805.71 | 21188.54 | 21377.36 | 20320.47 | 18937.01 | 17421.39 | 16290.32 | 461.9608 | 22134.26 | 9 | 2035
2035-09-28 | 16022.97 | 16042.77 | 15686.08 | 15769.26 | 16497.08 | 17931.97 | 19179.58 | 19336.44 | 19454.99 | 19749.39 | 20213.82 | 20543.26 | 20741.54 | 21055.65 | 21385.59 | 21718.7 | 21875.12 | 21567.88 | 20980.37 | 21193.34 | 20135.96 | 18772.87 | 17293.17 | 16193.87 | 459.3417 | 21875.12 | 9 | 2035
2035-09-29 | 15915.63 | 15244.44 | 14819.26 | 14736.41 | 15014.76 | 15354.31 | 15570.21 | 16121.18 | 16939.88 | 17437.68 | 17800.01 | 18121.8 | 18332.66 | 18597.77 | 18975.34 | 19365.68 | 19612.82 | 19386.72 | 18895.05 | 19256.79 | 18302.58 | 17128.26 | 15925.25 | 15031.02 | 411.8855 | 19612.82 | 9 | 2035
2035-09-30 | 14996.14 | 15553.86 | 15162.4 | 15112.63 | 15424.39 | 15798.81 | 16039.37 | 16566.05 | 17308 | 17706.45 | 17959.9 | 18173.59 | 18287.36 | 18468.37 | 18785.89 | 19151.37 | 19420.23 | 19260.73 | 18848.37 | 19280.56 | 18380.94 | 17260.08 | 16108.5 | 15266.58 | 414.3206 | 19420.23 | 9 | 2035
2035-10-01 | 15684.37 | 16038.47 | 15831.3 | 16027.66 | 16840.79 | 18229.48 | 19489.52 | 19875.91 | 19846.89 | 19865.49 | 20041.87 | 20053.57 | 19940.43 | 20024.82 | 20216.71 | 20485.64 | 20594.72 | 20462.72 | 20556.85 | 20778.38 | 19503.91 | 18436.83 | 17193.5 | 16299.13 | 452.319 | 20778.38 | 10 | 2035
2035-10-02 | 16026.3 | 15823.27 | 15597.55 | 15772.91 | 16545.21 | 17894.63 | 19145.68 | 19415.58 | 19418.83 | 19489.17 | 19728.56 | 19798.02 | 19723.58 | 19858.08 | 20079.18 | 20368.78 | 20473.1 | 20307.96 | 20362.65 | 20571.3 | 19315.57 | 18251.69 | 16990.22 | 16084.22 | 447.042 | 20571.3 | 10 | 2035
2035-10-03 | 15840.62 | 15718.82 | 15390.26 | 15469.47 | 16143.75 | 17392.96 | 18604.17 | 18986.11 | 19269.39 | 19779.74 | 20582.34 | 21239.78 | 21711.83 | 22323.37 | 22889.76 | 23360.95 | 23453.55 | 23048.77 | 22695.08 | 22536.5 | 20901.45 | 19194.41 | 17710.97 | 16585.63 | 470.8297 | 23453.55 | 10 | 2035
2035-10-04 | 16010.94 | 16086.9 | 15738.82 | 15801.66 | 16462.05 | 17699.78 | 18912.77 | 19333.3 | 19789.89 | 20475.68 | 21399.19 | 22155.76 | 22691.36 | 23331.95 | 23897.16 | 24348.86 | 24419.84 | 23993.57 | 23598.15 | 23396.54 | 21715.03 | 19835.06 | 18227.63 | 17069.35 | 486.3912 | 24419.84 | 10 | 2035
2035-10-05 | 16437.95 | 16739.74 | 16387.52 | 16458.52 | 17135.07 | 18398.7 | 19666.32 | 20318.57 | 20883.53 | 21641.48 | 22655.33 | 23538.67 | 24219.08 | 24993.27 | 25668.76 | 26196.89 | 26331.98 | 25918.45 | 25427.74 | 25119.81 | 23305.73 | 21319.45 | 19235.11 | 18015.62 | 516.0133 | 26331.98 | 10 | 2035
2035-10-06 | 17184.2 | 16281.98 | 15837.64 | 15723.91 | 15947.36 | 16131.46 | 16362.27 | 17256.1 | 18429.64 | 19287.22 | 20228.65 | 21244.46 | 22046.43 | 22830.34 | 23603.69 | 24209.07 | 24442.74 | 24092.2 | 23651.57 | 23464.89 | 21724.25 | 19920.84 | 18437.13 | 17364.19 | 475.7022 | 24442.74 | 10 | 2035
2035-10-07 | 16694.89 | 15823.41 | 15402.7 | 15308.47 | 15550.98 | 15758.28 | 16000.83 | 16843.24 | 17926.16 | 18674.58 | 19310.39 | 20085.99 | 20764.65 | 21457.56 | 22177.42 | 22760.33 | 22997.63 | 22680.41 | 22321.74 | 22226.89 | 20562.59 | 19024.12 | 17718.33 | 16703.77 | 454.7754 | 22997.63 | 10 | 2035
2035-10-08 | 16131.65 | 15704.84 | 15400.74 | 15504.86 | 16227.25 | 17541.91 | 18809.68 | 19172.3 | 19401.86 | 19832.99 | 20521.14 | 21069.86 | 21454.44 | 21968.46 | 22461.88 | 22878.26 | 22974.31 | 22622.5 | 22339.17 | 22263.82 | 20645.45 | 19047.54 | 17612.12 | 16526.41 | 468.1134 | 22974.31 | 10 | 2035
2035-10-09 | 15959.44 | 15464.3 | 15207.45 | 15351.64 | 16096.29 | 17438.18 | 18724.36 | 18999.48 | 19058.9 | 19193.98 | 19494.43 | 19700.66 | 19745.53 | 19974.46 | 20249.75 | 20548.6 | 20632.55 | 20399.2 | 20355.13 | 20521.88 | 19204.72 | 18083.6 | 16785.08 | 15840 | 443.0296 | 20632.55 | 10 | 2035
2035-10-10 | 15524.7 | 15348.69 | 15057.47 | 15169.23 | 15880.42 | 17189.28 | 18465.39 | 18773.8 | 18925.31 | 19176.59 | 19652.61 | 20059.72 | 20297.61 | 20700.49 | 21105.73 | 21476.73 | 21563.07 | 21246.45 | 21057.08 | 21098.21 | 19576.25 | 18330.83 | 16956.59 | 15936.11 | 448.5684 | 21563.07 | 10 | 2035
2035-10-11 | 15498.69 | 15194.47 | 14908.33 | 15024.05 | 15740.03 | 17058.79 | 18346.75 | 18638.97 | 18765.96 | 18989.3 | 19364.78 | 19713.21 | 19909.7 | 20276.49 | 20654.07 | 21006.17 | 21087.34 | 20779.78 | 20616.97 | 20694.94 | 19256.61 | 18070.96 | 16717.96 | 15717.16 | 442.0315 | 21087.34 | 10 | 2035
2035-10-12 | 15333.58 | 15123.48 | 14841.98 | 14969.75 | 15709.08 | 17068.02 | 18370.93 | 18662.31 | 18767.66 | 18962.84 | 19296.12 | 19523.03 | 19671.18 | 19987.45 | 20327.29 | 20641.02 | 20706.56 | 20404.9 | 20265.24 | 20362.93 | 19014.53 | 17838.82 | 16512.17 | 15533.6 | 437.8945 | 20706.56 | 10 | 2035
2035-10-13 | 15173.06 | 15005.61 | 14636.83 | 14586.73 | 14875.81 | 15150.31 | 15450.41 | 16182.24 | 17069.65 | 17585.05 | 17965.11 | 18329.9 | 18591.51 | 18909.26 | 19305.37 | 19724.44 | 19958.1 | 19737.19 | 19586.86 | 19737.21 | 18575.04 | 17480.59 | 16322.92 | 15448.81 | 415.388 | 19958.1 | 10 | 2035
2035-10-14 | 15099.48 | 15207.23 | 14859.88 | 14830.97 | 15141.49 | 15439.09 | 15757.27 | 16473.47 | 17312.01 | 17764.33 | 18075.45 | 18372.13 | 18572.64 | 18837.51 | 19195.69 | 19552.22 | 19806.19 | 19645.19 | 19564.09 | 19777.65 | 18636.39 | 17574.88 | 16449.87 | 15608.68 | 417.5538 | 19806.19 | 10 | 2035
2035-10-15 | 15259.27 | 15441.45 | 15212.83 | 15386.22 | 16182.4 | 17595.17 | 18948.62 | 19198.44 | 19193.27 | 19244.19 | 19423.46 | 19496.37 | 19460.12 | 19605.55 | 19823.89 | 20084.39 | 20190.22 | 20020.61 | 20043.22 | 20297.16 | 19053.85 | 17959.72 | 16709.69 | 15803 | 439.6331 | 20297.16 | 10 | 2035
2035-10-16 | 15468.8 | 15567.67 | 15353.94 | 15539.58 | 16327.75 | 17731.32 | 19090.12 | 19310.57 | 19252.07 | 19241.8 | 19359.15 | 19352.75 | 19245.26 | 19302.87 | 19467.46 | 19716.91 | 19845.97 | 19732.97 | 19826.05 | 20155.54 | 18989.76 | 17934.86 | 16716.1 | 15847.97 | 438.3772 | 20155.54 | 10 | 2035
2035-10-17 | 15562.69 | 15967.89 | 15777.01 | 15986.27 | 16797.69 | 18223.15 | 19664.48 | 19968.43 | 19839.56 | 19753.02 | 19832.27 | 19759.22 | 19561.35 | 19586.53 | 19715.91 | 19957.91 | 20121.37 | 20078.1 | 20232.24 | 20608.97 | 19341.8 | 18309.96 | 17112.29 | 16266.91 | 448.025 | 20608.97 | 10 | 2035
2035-10-18 | 15962.7 | 16402.99 | 16245.86 | 16489.13 | 17334.47 | 18794.08 | 20491.29 | 20770.86 | 20546.05 | 20332.7 | 20274.31 | 20067.15 | 19749.78 | 19672.59 | 19729.58 | 19946.26 | 20148.61 | 20202.97 | 20459.15 | 20922.51 | 19695.46 | 18627.59 | 17473.04 | 16672.08 | 457.0112 | 20922.51 | 10 | 2035
2035-10-19 | 16408.47 | 17276.67 | 17151.41 | 17437.74 | 18335.37 | 19985.64 | 21982.95 | 22281.31 | 21998.47 | 21695.62 | 21537.3 | 21246.66 | 20867.28 | 20732.44 | 20752.55 | 20961.1 | 21224.47 | 21386.18 | 21704.61 | 22198.99 | 20968.28 | 19582.02 | 18413.78 | 17630.64 | 483.7599 | 22281.31 | 10 | 2035
2035-10-20 | 17277.4 | 15819.57 | 15560.25 | 15617.33 | 16016.19 | 16416.98 | 16825.26 | 17462.17 | 18085.09 | 18263.91 | 18274.88 | 18272.59 | 18202.85 | 18231.78 | 18417.39 | 18669.31 | 18903.56 | 18961.19 | 19116.89 | 19502.02 | 18573.83 | 17658.38 | 16684.46 | 15993.3 | 422.8066 | 19502.02 | 10 | 2035
2035-10-21 | 15839.96 | 15408.95 | 15142.02 | 15189.69 | 15580.45 | 15979.03 | 16388.46 | 17010.79 | 17629.05 | 17807.93 | 17815.94 | 17805.55 | 17725.12 | 17742.5 | 17916.91 | 18153.11 | 18365.79 | 18400.89 | 18555.69 | 18930.87 | 18029.97 | 17124.4 | 16164.3 | 15484.34 | 410.1917 | 18930.87 | 10 | 2035